## Distribution PE
Id | Owner Type | Owner Name | Operational Area | Status | ERMS Functional Location | Label | Switchgear Configuration | Design | ERMS System Status | ERMS User Status | Name | Substation Type | Voltage In/Out | Voltage In/Out [Old] | Date Commissioned | Remarks | Feeder Points
8601423 | TNB | DISTRIBUTION | CHERAS | Existing | BCRS/PCE/J01135 | PADAT TECK LEE | RMU 2S+1F | RMU 2S+1F (A) |  |  | PADAT TECK LEE | COMPACT SUBS |  | 11 kV | 21/11/2013 | PE BARU | 0
9009656 | TNB | DISTRIBUTION | CHERAS | Existing | BCRS/PCE/J01154 | MERCEDES | RMU 2S+1F | RMU 2S+1F (A) |  |  | MERCEDES | INDOOR SINGLE CHAMBER |  | 11/0.415 kV |  |  | 0
9738802 | TNB | DISTRIBUTION | CHERAS | Existing | BCRS/PCE/J01252 | PE MPSB LOT 62034 | RMU 2S+1F | RMU 2S+1F (A) |  |  | PE MPSB LOT 62034 | INDOOR SINGLE CHAMBER |  | 11/0.415 kV | 14/02/2014 |  | 0
10781627 | TNB | DISTRIBUTION | CHERAS | Existing | BCRS/PCE/J01122 | PDT SURIA MAHKOTA | RMU 2S+1F | RMU 2S+1F (A) |  |  | PDT SURIA MAHKOTA | COMPACT SUBS |  | 11 kV | 2014-06-03 |  | 0
10825502 | TNB | DISTRIBUTION | CHERAS | Existing | BCRS/PCE/J01320 | MAHKOTA HILLS | RMU 2S+1F | RMU 2S+1F (A) |  |  | MAHKOTA HILLS | ATTACHED SINGLE |  | 11/0.415 kV |  |  | 0
10881404 | TNB | DISTRIBUTION | CHERAS | Existing | BCRS/PCE/J01146 | BUDIMAN BUSINESS NO 1 | RMU 2S+2F | RMU 2S+2F (A) |  |  | BUDIMAN BUSINESS NO 1 | INDOOR DOUBLE CHAMBER |  | 11/0.415 kV |  |  | 0
10882373 | TNB | DISTRIBUTION | CHERAS | Existing | BCRS/PCE/J01173 | BUDIMAN BUSINESS NO 2 | RMU 2S+2F | RMU 2S+2F (A) |  |  | BUDIMAN BUSINESS NO 2 | INDOOR SINGLE CHAMBER |  | 11/0.415 kV |  |  | 0
10928240 | TNB | DISTRIBUTION | CHERAS | Existing | BCRS/PCE/J01156 | SUNSHINE EST | VCB 3S | CB 3 Feeders |  |  | SUNSHINE EST | INDOOR SINGLE CHAMBER |  | 11/0.415 kV |  |  | 0
11031312 | TNB | DISTRIBUTION | CHERAS | Existing | BCRS/PCE/J01319 | TAMAN SINAR HARAPAN | RMU 2S+1F | RMU 2S+1F (A) |  |  | TAMAN SINAR HARAPAN | ATTACHED SINGLE |  | 11/0.415 kV |  |  | 0
14085327 | TNB | DISTRIBUTION | CHERAS | Existing | BCRS/PCE/J01017 | JLN JADE HILL 4/1 | RMU 2S+2F | RMU 2S+2F (A) |  |  | JLN JADE HILL 4/1 | INDOOR DOUBLE CHAMBER |  | 11/0.415 kV | 2013-11-11 |  | 0
14922303 | TNB | DISTRIBUTION | CHERAS | Existing | BCRS/PCE/J00189 | IBUSAWAT TELEKOM SG LONG | RMU 2S+1F | RMU 2S+1F (B) |  |  | IBUSAWAT TELEKOM SG LONG | OUTDOOR (OD WITH SWTCHGEAR) |  | 11/0.415 kV | 2000-11-01 |  | 0
14922609 | TNB | DISTRIBUTION | CHERAS | Existing | BCRS/PCE/J00188 | SG LONG NO 13 | RMU 2S+1F | RMU 2S+1F (A) |  |  | SG LONG NO 13 | INDOOR DOUBLE CHAMBER |  | 11/0.415 kV | 2000-11-01 |  | 0
16059645 | TNB | DISTRIBUTION | CHERAS | Existing | BCRS/PCE/J00190 | SG LONG NO 6 | RMU 2S+2F | RMU 2S+2F (B) |  |  | SG LONG NO 6 | INDOOR DOUBLE CHAMBER |  | 11/0.415 kV | 2000-11-01 |  | 0
16059924 | TNB | DISTRIBUTION | CHERAS | Existing | BCRS/PCE/J00195 | BDR SG LONG NO 14 | CB 3S | CB 3 Feeders |  |  | BDR SG LONG NO 14 | INDOOR SINGLE CHAMBER |  | 11/0.415 kV | 2000-11-01 |  | 0
16476282 | TNB | DISTRIBUTION | CHERAS | Existing | BCRS/PCE/J00574 | LFIP NO 1 | RMU 2 X (2S+1F) | RMU 2 X (2S+1F (B)) |  |  | LFIP NO 1 | INDOOR TRIPLE |  | 11/0.415 kV | 18/07/1998 |  | 0
17618291 | TNB | DISTRIBUTION | CHERAS | Existing | BCRS/PCE/J01153 | TAMAN CHERAS IDAMAN NO 2 | RMU 2S+2F | RMU 2S+2F (A) |  |  | TAMAN CHERAS IDAMAN NO 2 | INDOOR SINGLE CHAMBER |  | 11/0.415 kV |  |  | 0
19323109 | TNB | DISTRIBUTION | CHERAS | Existing | BCRS/PCE/J01110 | PE 2 : SURIA RESIDENT NO.2 | RMU 2S+1F | RMU 2S+1F (B) |  |  | PE 2 : SURIA RESIDENT NO.2 | INDOOR SINGLE CHAMBER |  | 11 kV | 2014-10-02 |  | 0
19324038 | TNB | DISTRIBUTION | CHERAS | Existing | BCRS/PCE/J01109 | PE 1 :SURIA RESIDENT NO.1 | RMU 2S+2F (D) | RMU 2S+2F (C) |  |  | PE 1 :SURIA RESIDENT NO.1 | INDOOR SINGLE CHAMBER |  | 11 kV | 2014-10-02 |  | 0
19474523 | TNB | DISTRIBUTION | CHERAS | Existing | BCRS/PCE/J00789 | TMN PERINDUSTRIAN ALFA IMPIAN NO 1 | RMU 2S+2F | RMU 2S+2F (C) |  |  | TMN PERINDUSTRIAN ALFA IMPIAN NO 1 | INDOOR DOUBLE CHAMBER |  | 11/0.415 kV | 16/02/2011 |  | 0
19475816 | TNB | DISTRIBUTION | CHERAS | Existing | BCRS/PCE/J00790 | TMN PERINDUSTRIAN ALFA IMPIAN NO 2 | RMU 2S+1F | RMU 2S + 2F |  |  | TMN PERINDUSTRIAN ALFA IMPIAN NO 2 | INDOOR DOUBLE CHAMBER |  | 11/0.415 kV | 16/02/2011 |  | 0
24561919 | TNB | DISTRIBUTION | CHERAS | Existing | BCRS/PCE/J01106 | GUPPY PLASTIK KARUNMAS | CB 3S | CB 3 Feeders |  |  | GUPPY PLASTIK KARUNMAS | ATTACHED |  | 11 kV | 2013-02-08 |  | 0
24954396 | TNB | DISTRIBUTION | CHERAS | Existing | BCRS/PCE/J00874 | TREND PAPER | RMU 2S + 1F | RMU 2S + 1F |  |  | TREND PAPER | INDOOR SINGLE CHAMBER |  | 11/0.415 kV | 18/07/1998 |  | 0
24954495 | TNB | DISTRIBUTION | CHERAS | Existing | BCRS/PCE/J00873 | LAG LOVE | CB 3S | CB |  |  | LAG LOVE | ATTACHED |  | 11/0.415 kV | 18/07/1998 |  | 0
24954853 | TNB | DISTRIBUTION | CHERAS | Existing | BCRS/PCE/J00775 | LCL FURNITURE | RMU 2S+1F | RMU 2S + 1F |  |  | LCL FURNITURE | ATTACHED SINGLE |  | 11/0.415 kV | 18/07/1998 |  | 0
24969618 | TNB | DISTRIBUTION | CHERAS | Existing | BCRS/PCE/J00924 | STP BTHO | RMU 2S+1F | RMU 2S+1F (B) |  |  | STP BTHO | INDOOR SINGLE CHAMBER |  | 11/0.415 kV | 18/07/1998 | PE BARU | 0
24978360 | TNB | DISTRIBUTION | CHERAS | Existing | BCRS/PCE/J00984 | TMN DUTAMAS NO 2 | RMU 2S+2F | RMU 3S+2F |  |  | TMN DUTAMAS NO 2 | ATTACHED DOUBLE |  | 11/0.415 kV | 2010-11-01 |  | 0
24978368 | TNB | DISTRIBUTION | CHERAS | Existing | BCRS/PCE/J00982 | COLOMBIA ASIA | RMU 2S+2F | RMU 2S+2F |  |  | COLOMBIA ASIA | ATTACHED DOUBLE |  | 11/0.415 kV | 2010-11-01 | PE BARU | 0
24991116 | TNB | DISTRIBUTION | CHERAS | Existing | BCRS/PCE/J00939 | HIJAUAN RESIDENCE NO 2 | RMU 2S+1F | RMU 2S+1F (B) |  |  | HIJAUAN RESIDENCE NO 2 | INDOOR DOUBLE CHAMBER |  | 11/0.415 kV | 18/07/2009 |  | 0
25034076 | TNB | DISTRIBUTION | CHERAS | Existing | BCRS/PCE/J00454 | JLN PAHLAWAN 9/3 | RMU 2S+2F | RMU 2S+2F (C) |  |  | JLN PAHLAWAN 9/3 | INDOOR DOUBLE CHAMBER |  | 11/0.415 kV | 2005-11-01 |  | 0
25034104 | TNB | DISTRIBUTION | CHERAS | Existing | BCRS/PCE/J00518 | PANGSAPURI VISTA MAHKOTA | RMU 2S+1F | RMU 2S+1F (B) |  |  | PANGSAPURI VISTA MAHKOTA | INDOOR SINGLE CHAMBER |  | 11/0.415 kV | 16/03/2011 |  | 0
25055591 | TNB | DISTRIBUTION | CHERAS | Existing | BCRS/PCE/J00681 | IND RINGAN BKT ANGKAT NO 2 | RMU 2S+1F | RMU 2S + 1F |  |  | IND RINGAN BKT ANGKAT NO 2 | INDOOR DOUBLE CHAMBER |  | 11/0.415 kV | 2005-11-01 | P\E INDUSTRI RINGAN BUKIT ANGKAT NO2 | 0
25055644 | TNB | DISTRIBUTION | CHERAS | Existing | BCRS/PCE/J00863 | RMH PAM TMN SUTERA | RMU 2S+1F | RMU 2S + 1F |  |  | RMH PAM TMN SUTERA | INDOOR SINGLE CHAMBER |  | 11/0.415 kV | 18/07/1998 |  | 0
25055660 | TNB | DISTRIBUTION | CHERAS | Existing | BCRS/PCE/J00683 | IND RINGAN BKT ANGKAT NO 1 | RMU 3S+1F | RMU 3S+1F |  |  | IND RINGAN BKT ANGKAT NO 1 | INDOOR DOUBLE CHAMBER |  | 11/0.415 kV | 2005-11-01 | PE INDUSTRI RINGAN BUKIT ANGKAT NO1 | 0
25064270 | TNB | DISTRIBUTION | CHERAS | Existing | BCRS/PCE/J00937 | BOULEVARD BELIMBING HILLS | RMU 2S+1F | RMU 2S+1F (B) |  |  | BOULEVARD BELIMBING HILLS | INDOOR SINGLE CHAMBER |  | 11/0.415 kV | 2011-11-11 |  | 0
25077284 | TNB | DISTRIBUTION | CHERAS | Existing | BCRS/PCE/J00931 | HEPTA LOT 1869 | RMU 2S+1F | RMU 2S+1F (B) |  |  | HEPTA LOT 1869 | ATTACHED SINGLE |  | 11/0.415 kV | 18/07/1998 | CRS 0174 | 0
25077288 | TNB | DISTRIBUTION | CHERAS | Existing | BCRS/PCE/J00956 | GOLDEN STAR CRYSTAL | RMU 2S+1F | RMU 2S+1F (A) |  |  | GOLDEN STAR CRYSTAL | ATTACHED SINGLE |  | 11/0.415 kV | 2009-11-11 | BBB 5639 | 0
25077292 | TNB | DISTRIBUTION | CHERAS | Existing | BCRS/PCE/J00963 | LOT 1842 JLN KPB 6 | RMU 2S+1F | RMU 2S+1F (B) |  |  | LOT 1842 JLN KPB 6 | ATTACHED SINGLE |  | 11/0.415 kV | 16/12/2009 | PE BARU | 0
25081346 | TNB | DISTRIBUTION | CHERAS | Existing | BCRS/PCE/J01044 | HAO RESIDENCE | RMU 2S+2F | RMU 2S+1F (B) |  |  | HAO RESIDENCE | INDOOR SINGLE CHAMBER |  | 11/0.415 kV | 26/06/2012 | -CRS0409 | 0
25081374 | TNB | DISTRIBUTION | CHERAS | Existing | BCRS/PCE/J00599 | PALM WALK NO 4 | RMU 2S+2F | RMU 2S+2F |  |  | PALM WALK NO 4 | INDOOR DOUBLE CHAMBER |  | 11/0.415 kV | 18/07/1998 |  | 0
25081422 | TNB | DISTRIBUTION | CHERAS | Existing | BCRS/PCE/J00999 | WIRA HEIGHT | RMU 2S+1F | RMU 2S+1F (B) |  |  | WIRA HEIGHT | INDOOR DOUBLE CHAMBER |  | 11/0.415 kV | 2011-11-01 | CRS 0197 | 0
25558156 | TNB | DISTRIBUTION | CHERAS | Existing | BCRS/PCE/J00553 | BINAFIMAS S/B | RMU 2S+2F | RMU 2S+2F |  |  | BINAFIMAS S/B | ATTACHED SINGLE |  | 11/0.415 kV | 2009-11-01 |  | 0
25558160 | TNB | DISTRIBUTION | CHERAS | Existing | BCRS/PCE/J00816 | BINAFIMAS S/B NO 2 | RMU 2S+1F | RMU 2S+1F (B) |  |  | BINAFIMAS S/B NO 2 | ATTACHED SINGLE |  | 11/0.415 kV | 18/07/1998 |  | 0
25566636 | TNB | DISTRIBUTION | CHERAS | Existing | BCRS/PCE/J01004 | TMN INDUSTRI ANGKAT PERDANA NO 1 | RMU 2S+2F | RMU 2S+2F |  |  | TMN INDUSTRI ANGKAT PERDANA NO 1 | INDOOR DOUBLE CHAMBER |  | 11/0.415 kV | 2009-11-11 | PE BARU | 0
25566704 | TNB | DISTRIBUTION | CHERAS | Existing | BCRS/PCE/J00601 | KAJANG HEIGHT NO 4 | RMU 2S+2F | RMU 2S+2F |  |  | KAJANG HEIGHT NO 4 | INDOOR DOUBLE CHAMBER |  | 11/0.415 kV | 2009-11-01 |  | 0
25566708 | TNB | DISTRIBUTION | CHERAS | Existing | BCRS/PCE/J00695 | STP JADE HILL | RMU 2S+1F | RMU 2S+1F (B) |  |  | STP JADE HILL | INDOOR SINGLE CHAMBER |  | 11/0.415 kV | 18/07/1998 | NEW PE-NO PE:CRS 0175 | 0
25566716 | TNB | DISTRIBUTION | CHERAS | Existing | BCRS/PCE/J01005 | TMN INDUSTRI ANGKAT PERDANA NO 2 | RMU 2S+2F | RMU 2S+2F (A) |  |  | TMN INDUSTRI ANGKAT PERDANA NO 2 | INDOOR DOUBLE CHAMBER |  | 11/0.415 kV | 13/08/2010 | PE BARU | 0
25575144 | TNB | DISTRIBUTION | CHERAS | Existing | BCRS/PCE/J00961 | ASRAMA GURU DUSUN TUA | CB 3 Feeders | CB 3 Feeders |  |  | ASRAMA GURU DUSUN TUA | INDOOR SINGLE CHAMBER |  | 11/0.415 kV | 2010-11-01 | PE BARU/NO PE : CRS 0192 | 0
25583954 | TNB | DISTRIBUTION | CHERAS | Existing | BCRS/PCE/J00902 | TMN PERKASA NO 5 | RMU 2S+1F | RMU 2S+1F (A) |  |  | TMN PERKASA NO 5 | INDOOR DOUBLE CHAMBER |  | 11/0.415 kV | 18/07/1998 | PE BARU | 0
25588042 | TNB | DISTRIBUTION | CHERAS | Existing | BCRS/PCE/J00957 | LAGENDA SURIA NO 1 | RMU 2S+2F | RMU 2S+2F |  |  | LAGENDA SURIA NO 1 | ATTACHED DOUBLE |  | 11/0.415 kV | 13/08/2009 | PE BARU/CRS0071 | 0
25588046 | TNB | DISTRIBUTION | CHERAS | Existing | BCRS/PCE/J00958 | LAGENDA SURIA NO 2 | RMU 2S+2F | RMU 2S+2F |  |  | LAGENDA SURIA NO 2 | ATTACHED DOUBLE |  | 11/0.415 kV | 13/08/2009 |  | 0
25592404 | TNB | DISTRIBUTION | CHERAS | Existing | BCRS/PCE/J00716 | SOUTHERN LAKE NO 2 | RMU 2S+2F | RMU 2S+2F |  |  | SOUTHERN LAKE NO 2 | INDOOR DOUBLE CHAMBER |  | 11/0.415 kV | 18/07/1998 |  | 0
25592412 | TNB | DISTRIBUTION | CHERAS | Existing | BCRS/PCE/J00951 | RUMAH PAM SOUTHERN LAKE | RMU 2S+1F | RMU 2S+1F (A) |  |  | RUMAH PAM SOUTHERN LAKE | INDOOR SINGLE CHAMBER |  | 11/0.415 kV | 18/07/1998 | PE BARU | 0
25600856 | TNB | DISTRIBUTION | CHERAS | Existing | BCRS/PCE/J00854 | SMK DESA SERDANG | RMU 2S+1F | RMU 2S+1F (A) |  |  | SMK DESA SERDANG | INDOOR SINGLE CHAMBER |  | 11/0.415 kV | 2010-11-11 |  | 0
25600956 | TNB | DISTRIBUTION | CHERAS | Existing | BCRS/PCE/J00972 | BAYU PARK VILLE | RMU 2S+2F | RMU 2S+2F |  |  | BAYU PARK VILLE | INDOOR DOUBLE CHAMBER |  | 11/0.415 kV | 18/07/1998 | PE BARU | 0
25605282 | TNB | DISTRIBUTION | CHERAS | Existing | BCRS/PCE/J01010 | LOT 5205 BLOK B | RMU 2S+1F | RMU 2S+1F (A) |  |  | LOT 5205 BLOK B | ATTACHED SINGLE |  | 11/0.415 kV | 2011-06-07 | PE BARU | 0
25605286 | TNB | DISTRIBUTION | CHERAS | Existing | BCRS/PCE/J01009 | LOT 5205 BLOK A | RMU 2S+1F | RMU 2S+1F (A) |  |  | LOT 5205 BLOK A | INDOOR SINGLE CHAMBER |  | 11/0.415 kV | 2011-11-01 | PE BARU | 0
25609588 | TNB | DISTRIBUTION | CHERAS | Existing | BCRS/PCE/J00592 | TMN PERINDUSTIRAN BALAKONG NO 2 | 2S+2F | RMU 2S+2F |  |  | TMN PERINDUSTIRAN BALAKONG NO 2 | INDOOR DOUBLE CHAMBER |  | 11/0.415 kV | 18/07/1998 | PE BARU | 0
25609592 | TNB | DISTRIBUTION | CHERAS | Existing | BCRS/PCE/J00579 | TMN PERINDUSTRIAN BALAKONG NO 3 | RMU 2S+2F | RMU 2S+2F |  |  | TMN PERINDUSTRIAN BALAKONG NO 3 | INDOOR DOUBLE CHAMBER |  | 11/0.415 kV | 21/07/2011 | PE BARU | 0
25613734 | TNB | DISTRIBUTION | CHERAS | Existing | BCRS/PCE/J01093 | YEW LUM IND. | RMU 2S+2F | RMU 2S+2F |  |  | YEW LUM IND. | INDOOR DOUBLE CHAMBER |  | 11/0.415 kV | 21/11/2012 |  | 0
25613754 | TNB | DISTRIBUTION | CHERAS | Existing | BCRS/PCE/J01002 | TMN INDUSTRI TALENT JAYA NO 1 | RMU 2S+1F | RMU 2S+1F (B) |  |  | TMN INDUSTRI TALENT JAYA NO 1 | COMPACT SUBS |  | 11/0.415 kV | 17/07/2016 | PE BARU | 0
25613786 | TNB | DISTRIBUTION | CHERAS | Existing | BCRS/PCE/J00596 | BAYU COURTYARD | RMU 2S+1F | RMU 2S+1F (A) |  |  | BAYU COURTYARD | INDOOR DOUBLE CHAMBER |  | 11/0.415 kV | 2009-11-01 | PE BARU | 0
25613798 | TNB | DISTRIBUTION | CHERAS | Existing | BCRS/PCE/J01023 | KILANG JLN TANMING 2 NO 2 | RMU 2S+1F | RMU 2S+1F (B) |  |  | KILANG JLN TANMING 2 NO 2 | INDOOR SINGLE CHAMBER |  | 11/0.415 kV | 19/04/2013 |  | 0
25613802 | TNB | DISTRIBUTION | CHERAS | Existing | BCRS/PCE/J01022 | KILANG JLN TANMING 2 NO 1 | RMU 2S+2F | RMU 2S+2F |  |  | KILANG JLN TANMING 2 NO 1 | INDOOR DOUBLE CHAMBER |  | 11/0.415 kV | 15/08/2012 |  | 0
25613862 | TNB | DISTRIBUTION | CHERAS | Existing | BCRS/PCE/J00638 | LFIP NO 6 | RMU 2S+2F | RMU 2S + 2F |  |  | LFIP NO 6 | INDOOR TRIPLE |  | 11/0.415 kV | 2000-11-11 |  | 0
25622398 | TNB | DISTRIBUTION | CHERAS | Existing | BCRS/PCE/J00886 | VISTANA MAHKOTA JLN PAHLAWAN | RMU 2S+2F | RMU 2S+2F |  |  | VISTANA MAHKOTA JLN PAHLAWAN | ATTACHED DOUBLE |  | 11/0.415 kV | 18/07/1998 |  | 0
25630886 | TNB | DISTRIBUTION | CHERAS | Existing | BCRS/PCE/J00936 | TMN TANMING IMPIAN BMC | RMU 2S+1F | RMU 2S+1F (B) |  |  | TMN TANMING IMPIAN BMC | COMPACT SUBS |  | 11/0.415 kV | 2012-11-01 |  | 0
25635292 | TNB | DISTRIBUTION | CHERAS | Existing | BCRS/SSU/J00008 | SSU JUSCO BMC | CB 5 Feeders+BS | CB 5 Feeders+BS |  |  | SSU JUSCO BMC | INDOOR DOUBLE CHAMBER |  | 11 kV |  |  | 0
25652532 | TNB | DISTRIBUTION | CHERAS | Existing | BCRS/PCE/J01014 | PADAT BUKIT SURIA | RMU 2S+1F | RMU 2S+1F (B) |  |  | PADAT BUKIT SURIA | COMPACT SUBS |  | 11/0.415 kV | 26/07/2011 | PE BARU/CRS 0276 | 0
26331256 | TNB | DISTRIBUTION | CHERAS | Existing | BCRS/PCE/J00985 | TMN TANMING MUTIARA NO 2 | RMU 2S+2F | RMU 2S+2F |  |  | TMN TANMING MUTIARA NO 2 | INDOOR DOUBLE CHAMBER |  | 11/0.415 kV | 2010-11-01 | PE BARU/CRS 0072 | 0
26889028 | TNB | DISTRIBUTION | CHERAS | Existing | BCRS/PCE/J00870 | CHERAS PRIMA NO 1 | RMU 3S + 2F | RMU 2S + 2F |  |  | CHERAS PRIMA NO 1 | INDOOR DOUBLE CHAMBER |  | 11/0.415 kV | 18/07/1998 |  | 0
26889036 | TNB | DISTRIBUTION | CHERAS | Existing | BCRS/PCE/J00979 | APARTMENT TERATAI NO 2 | RMU 2S+1F | RMU 2S+1F (B) |  |  | APARTMENT TERATAI NO 2 | INDOOR DOUBLE CHAMBER |  | 11/0.415 kV | 18/07/1998 |  | 0
26889040 | TNB | DISTRIBUTION | CHERAS | Existing | BCRS/PCE/J00949 | APARTMENT TERATAI NO 1 | RMU 2S+2F | RMU 2S+2F |  |  | APARTMENT TERATAI NO 1 | INDOOR DOUBLE CHAMBER |  | 11/0.415 kV | 18/07/1998 |  | 0
26889044 | TNB | DISTRIBUTION | CHERAS | Existing | BCRS/PCE/J00867 | JLN SUTERA 1/5 | RMU 2S+1F | RMU 2S + 1F |  |  | JLN SUTERA 1/5 | INDOOR DOUBLE CHAMBER |  | 11/0.415 kV | 18/07/1998 |  | 0
26889064 | TNB | DISTRIBUTION | CHERAS | Existing | BCRS/PCE/J00680 | IND RINGAN BKT ANGKAT NO 5 | RMU 2S+2F | RMU 2S + 2F |  |  | IND RINGAN BKT ANGKAT NO 5 | INDOOR DOUBLE CHAMBER |  | 11/0.415 kV | 2006-11-01 | P\E INDUSTRI RINGAN BUKIT ANGKAT NO5 | 0
26889072 | TNB | DISTRIBUTION | CHERAS | Existing | BCRS/PCE/J00865 | JLN SUTERA 2/1A | RMU 2S+2F | RMU 2S + 2F |  |  | JLN SUTERA 2/1A | INDOOR DOUBLE CHAMBER |  | 11/0.415 kV | 18/07/1998 | P\E BBB4902 JALAN SUTERA 2\1A | 0
26889096 | TNB | DISTRIBUTION | CHERAS | Existing | BCRS/PCE/J00866 | JLN SUTERA 2/5 | RMU 2S+2F | RMU 2S + 2F |  |  | JLN SUTERA 2/5 | INDOOR DOUBLE CHAMBER |  | 11/0.415 kV | 18/07/1998 |  | 0
37101005 | TNB | DISTRIBUTION | CHERAS | Existing | BCRS/PCE/J00430 | P/PURI SETIA KASTURI | RMU 2S+2F | RMU 2S+2F (A) |  |  | P/PURI SETIA KASTURI | ATTACHED DOUBLE |  | 11/0.415 kV | 1998-11-11 |  | 0
37101843 | TNB | DISTRIBUTION | CHERAS | Existing | BCRS/PCE/J00950 | YEW LUM NO 2 | RMU 3S | RMU 3S |  |  | YEW LUM NO 2 | ATTACHED SINGLE |  | 11/0.415 kV | 18/07/1998 |  | 0
40904272 | TNB | DISTRIBUTION | CHERAS | Existing | BCRS/PCE/J00702 | APARTMENT DESA RIA | RMU 2S+2F | RMU 2S+2F |  |  | APARTMENT DESA RIA | ATTACHED DOUBLE |  | 11/0.415 kV | 2005-11-01 |  | 0
46924551 | TNB | DISTRIBUTION | CHERAS | Existing | BCRS/PCE/J00864 | TMN SUTERA 2/3A (TMN SUTERA) | CB 2 Feeders + 2 Tx | CB 2 Feeders + 2 Tx |  |  | TMN SUTERA 2/3A (TMN SUTERA) | INDOOR DOUBLE CHAMBER |  | 11/0.415 kV | 18/07/1998 |  | 0
46924809 | TNB | DISTRIBUTION | CHERAS | Existing | BCRS/PCE/J00857 | SENADAYA | RMU 2S+1F | RMU 2S+1F (B) |  |  | SENADAYA | OUTDOOR (OD WITH SWTCHGEAR) |  | 11/0.415 kV | 18/07/1998 |  | 0
47936826 | TNB | DISTRIBUTION | CHERAS | Existing | BCRS/PCE/J00973 | RUMAH KEDAI JUSCO | RMU 3S+2F | RMU 3S+2F |  |  | RUMAH KEDAI JUSCO | INDOOR SINGLE CHAMBER |  | 11/0.415 kV | 24/07/2008 |  | 0
47937129 | TNB | DISTRIBUTION | CHERAS | Existing | BCRS/PCE/J00932 | CAREFOUR BTHO | RMU 3S | RMU 3S |  |  | CAREFOUR BTHO | ATTACHED |  | 11/0.415 kV | 18/07/1998 |  | 0
50160329 | TNB | DISTRIBUTION | CHERAS | Existing | BCRS/PCE/J01003 | TMN INDUSTRI TALENT NO 2 | RMU 2S+2F | RMU 3S+2F |  |  | TMN INDUSTRI TALENT NO 2 | INDOOR DOUBLE CHAMBER |  | 11/0.415 kV | 26/10/2010 |  | 0
60816085 | TNB | DISTRIBUTION | CHERAS | Existing | BCRS/PCE/J01085 | JLN DUTAMAS 9 | RMU 2S+2F | RMU 2S+2F |  |  | JLN DUTAMAS 9 | INDOOR DOUBLE CHAMBER |  | 11/0.415 kV | 2013-11-01 |  | 0
60828804 | TNB | DISTRIBUTION | CHERAS | Existing | BCRS/PCE/J01025 | DATARAN C180 NO 1 | RMU 2S+2F | RMU 2S+2F |  |  | DATARAN C180 NO 1 | ATTACHED DOUBLE |  | 11/0.415 kV | 13/01/2012 |  | 0
60828972 | TNB | DISTRIBUTION | CHERAS | Existing | BCRS/PCE/J01061 | DATARAN C180 NO 2 | RMU 2S+2F | RMU 3S+2F |  |  | DATARAN C180 NO 2 | ATTACHED DOUBLE |  | 11/0.415 kV | 17/04/2012 |  | 0
60829138 | TNB | DISTRIBUTION | CHERAS | Existing | BCRS/PCE/J01056 | DATARAN C180 NO 3 | RMU 2S+2F | RMU 3S+2F |  |  | DATARAN C180 NO 3 | ATTACHED DOUBLE |  | 11/0.415 kV | 17/04/2012 |  | 0
60829931 | TNB | DISTRIBUTION | CHERAS | Existing | BCRS/PCE/J00667 | SWS THE MINES | RMU 3S | RMU 3S |  |  | SWS THE MINES | OUTDOOR (OD WITH SWTCHGEAR) |  | 11 kV | 18/07/1998 |  | 0
60830041 | TNB | DISTRIBUTION | CHERAS | Existing | BCRS/PCE/J00980 | C180 NO 1 BALAKONG | RMU 2S+2F | RMU 2S+2F |  |  | C180 NO 1 BALAKONG | INDOOR DOUBLE CHAMBER |  | 11/0.415 kV | 2010-11-01 |  | 0
60928221 | TNB | DISTRIBUTION | CHERAS | Existing | BCRS/PCE/J01165 | DATARAN C180 NO 4 | RMU 2S+2F | RMU 2S+2F |  |  | DATARAN C180 NO 4 | ATTACHED |  | 11 kV |  |  | 0
61020321 | TNB | DISTRIBUTION | CHERAS | Existing | BCRS/PCE/J01075 | JLN MAHKOTA RESIDENCE NO 1 | RMU 2S+2F | RMU 2S+2F |  |  | JLN MAHKOTA RESIDENCE NO 1 | INDOOR DOUBLE CHAMBER |  | 11/0.415 kV | 2012-08-11 |  | 0
61021224 | TNB | DISTRIBUTION | CHERAS | Existing | BCRS/PCE/J01048 | JLN MAHKOTA RESIDENCE NO 2 | RMU 2S+1F | RMU 2S+1F (B) |  |  | JLN MAHKOTA RESIDENCE NO 2 | INDOOR SINGLE CHAMBER |  | 11/0.415 kV | 2012-08-11 |  | 0
61048026 | TNB | DISTRIBUTION | CHERAS | Existing | BCRS/PCE/J01067 | S3 LAND | RMU 2S+2F | RMU 2S+2F |  |  | S3 LAND | INDOOR DOUBLE CHAMBER |  | 11/0.415 kV | 2012-06-12 |  | 0
61049214 | TNB | DISTRIBUTION | CHERAS | Existing | BCRS/PCE/J01040 | TMN SINAR MAHKOTA | RMU 2S+1F | RMU 2S+1F (A) |  |  | TMN SINAR MAHKOTA | INDOOR SINGLE CHAMBER |  | 11/0.415 kV | 2012-11-03 |  | 0
61073726 | TNB | DISTRIBUTION | CHERAS | Existing | BCRS/PCE/J01164 | JALAN SUTERA 4/2 | RMU 2S+1F | RMU 2S+1F (B) |  |  | JALAN SUTERA 4/2 | INDOOR SINGLE CHAMBER |  | 11 kV | 18/07/1998 |  | 0
61074563 | TNB | DISTRIBUTION | CHERAS | Existing | BCRS/PCE/J01076 | SURIA COURT | RMU 2S+2F | RMU 2S+2F |  |  | SURIA COURT | INDOOR DOUBLE CHAMBER |  | 11/0.415 kV | 13/09/2012 |  | 0
61075466 | TNB | DISTRIBUTION | CHERAS | Existing | BCRS/PCE/J01163 | JLN TEMENGGUNG 13/9 | RMU 2S+2F | RMU 2S+2F |  |  | JLN TEMENGGUNG 13/9 | INDOOR SINGLE CHAMBER |  | 11/0.415 kV | 2014-11-01 |  | 0
61128654 | TNB | DISTRIBUTION | CHERAS | Existing | BCRS/SSU/J00003 | SSU BKT BELIMBING | CB 9S+1BS | CB 5 Feeders |  |  | SSU BKT BELIMBING | INDOOR DOUBLE CHAMBER |  | 11 kV | 2010-11-11 |  | 0
61129372 | TNB | DISTRIBUTION | CHERAS | Existing | BCRS/PCE/J01072 | DEPOH RAPID | VCB 5 | CB 5 Feeders |  |  | DEPOH RAPID | INDOOR DOUBLE CHAMBER |  | 11/0.415 kV | 21/07/2011 |  | 0
61846715 | TNB | DISTRIBUTION | CHERAS | Existing | BCRS/PCE/J00998 | LOT 1779 JLN KPB 4 (MASTER SHANGHAI) | RMU 3S | RMU 3S |  |  | LOT 1779 JLN KPB 4 (MASTER SHANGHAI) | ATTACHED SINGLE |  | 11/0.415 kV | 23/08/2010 |  | 0
61847022 | TNB | DISTRIBUTION | CHERAS | Existing | BCRS/PCE/J00916 | CHEETAH BHD | RMU 2S+1F | RMU 2S+1F (B) |  |  | CHEETAH BHD | ATTACHED SINGLE |  | 11/0.415 kV | 26/10/2008 |  | 0
61847218 | TNB | DISTRIBUTION | CHERAS | Existing | BCRS/PCE/J00772 | LOT 1809, JLN KPB 3 BALAKONG | RMU 2S+1F | RMU 2S+1F (B) |  |  | LOT 1809, JLN KPB 3 BALAKONG | ATTACHED SINGLE |  | 11/0.415 kV | 2011-11-11 |  | 0
61847707 | TNB | DISTRIBUTION | CHERAS | Existing | BCRS/PCE/J01037 | COLOUR IMAGE | CB 3S | CB 3 Feeders |  |  | COLOUR IMAGE | ATTACHED |  | 11 kV | 2012-01-06 |  | 0
61847967 | TNB | DISTRIBUTION | CHERAS | Existing | BCRS/PCE/J00922 | BINA PLASTIK NO 2 | RMU 2S+1F | RMU 2S+1F (B) |  |  | BINA PLASTIK NO 2 | ATTACHED SINGLE |  | 11/0.415 kV | 2012-11-11 |  | 0
61848087 | TNB | DISTRIBUTION | CHERAS | Existing | BCRS/PCE/J00565 | TMN INDUSTRI SELESA JAYA | VCB 3S | CB 3 Feeders |  |  | TMN INDUSTRI SELESA JAYA | ATTACHED |  | 11 kV | 2008-11-11 |  | 0
61848368 | TNB | DISTRIBUTION | CHERAS | Existing | BCRS/PCE/J00878 | CHERAS ZEN | RMU 2S+1F | RMU 2S+1F (B) |  |  | CHERAS ZEN | INDOOR DOUBLE CHAMBER |  | 11/0.415 kV | 18/11/2008 |  | 0
62087871 | TNB | DISTRIBUTION | CHERAS | Existing | BCRS/PCE/J01055 | SEK SRI MURNI | RMU 2S+1F | RMU 2S+1F (A) |  |  | SEK SRI MURNI | INDOOR SINGLE CHAMBER |  | 11/0.415 kV | 2012-04-08 |  | 0
62087988 | TNB | DISTRIBUTION | CHERAS | Existing | BCRS/PCE/J01074 | SWS TMN MAS SEMENTARA B | RMU 3S | RMU 3S |  |  | SWS TMN MAS SEMENTARA B | OUTDOOR (OD WITH SWTCHGEAR) |  | 11 kV | 2010-11-01 |  | 0
62088105 | TNB | DISTRIBUTION | CHERAS | Existing | BCRS/PCE/J00096 | JORDONE CORPORATION NO 3 | RMU 2S+1F | RMU 2S+1F (B) |  |  | JORDONE CORPORATION NO 3 | INDOOR SINGLE CHAMBER |  | 11/0.415 kV | 14/03/2011 |  | 0
62088225 | TNB | DISTRIBUTION | CHERAS | Existing | BCRS/PCE/J01046 | PADAT JURUNATURE, JLN TIMAH 3 | RMU 2S+1F | RMU 2S+1F (B) |  |  | PADAT JURUNATURE, JLN TIMAH 3 | COMPACT SUBS |  | 11/0.415 kV | 2012-05-07 |  | 0
62088737 | TNB | DISTRIBUTION | CHERAS | Existing | BCRS/PCE/J01041 | SUTERA RESIDENCE NO 1 | RMU 2S+1F | RMU 2S+1F (A) |  |  | SUTERA RESIDENCE NO 1 | ATTACHED SINGLE |  | 11/0.415 kV | 16/07/2012 |  | 0
62089224 | TNB | DISTRIBUTION | CHERAS | Existing | BCRS/PCE/J01042 | SUTERA RESIDENCE NO 2 | RMU 2S+1F | RMU 2S+1F (A) |  |  | SUTERA RESIDENCE NO 2 | INDOOR SINGLE CHAMBER |  | 11/0.415 kV | 16/07/2012 |  | 0
62089966 | TNB | DISTRIBUTION | CHERAS | Existing | BCRS/PCE/J01062 | JLN KWSN PERINDUSTRIAN BUDIMAN | RMU 2S+1F | RMU 2S+1F (B) |  |  | JLN KWSN PERINDUSTRIAN BUDIMAN | INDOOR SINGLE CHAMBER |  | 11/0.415 kV | 2012-06-09 |  | 0
62090456 | TNB | DISTRIBUTION | CHERAS | Existing | BCRS/PCE/J01043 | SUTERA RESIDENCE NO 3 | RMU 2S+1F | RMU 2S+1F (A) |  |  | SUTERA RESIDENCE NO 3 | INDOOR SINGLE CHAMBER |  | 11/0.415 kV | 16/07/2012 |  | 0
62185238 | TNB | DISTRIBUTION | CHERAS | Existing | BCRS/PCE/J00545 | SURIA INDUSTRIAL PARK | RMU 2S+2F | RMU 2S+2F |  |  | SURIA INDUSTRIAL PARK | INDOOR DOUBLE CHAMBER |  | 11/0.415 kV | 20/07/2011 |  | 0
62239280 | TNB | DISTRIBUTION | CHERAS | Existing | BCRS/PCE/J01069 | TMN ONE LAGENDA | RMU 2S+2F | RMU 2S+2F |  |  | TMN ONE LAGENDA | INDOOR DOUBLE CHAMBER |  | 11/0.415 kV | 26/11/2012 |  | 0
62285355 | TNB | DISTRIBUTION | CHERAS | Existing | BCRS/PCE/J00122 | TIARA BKT HARTAMAS | RMU 2S+2F | RMU 2S+2F |  |  | TIARA BKT HARTAMAS | ATTACHED DOUBLE |  | 11/0.415 kV | 20/09/2012 |  | 0
62286261 | TNB | DISTRIBUTION | CHERAS | Existing | BCRS/PCE/J00485 | SILK SG LONG NO 2 | RMU 2S+1F | RMU 2S+1F (B) |  |  | SILK SG LONG NO 2 | COMPACT SUBS |  | 11/0.415 kV | 18/07/1998 |  | 0
62286573 | TNB | DISTRIBUTION | CHERAS | Existing | BCRS/PCE/J01095 | GIANT HIGHWAY BT 9 | CB 3S | CB 3 Feeders |  |  | GIANT HIGHWAY BT 9 | ATTACHED |  | 11/0.415 kV | 2012-11-11 |  | 0
62286717 | TNB | DISTRIBUTION | CHERAS | Existing | BCRS/PCE/J01031 | MAKTAB PDRM NO 2 | CB 5 Feeders+BS | CB 5 Feeders+BS |  |  | MAKTAB PDRM NO 2 | INDOOR SINGLE CHAMBER |  | 11 kV | 2012-11-11 |  | 0
62286967 | TNB | DISTRIBUTION | CHERAS | Existing | BCRS/PCE/J00977 | LOT PT 22174 BALAKONG | RMU 2S+1F | RMU 2S+1F (B) |  |  | LOT PT 22174 BALAKONG | ATTACHED SINGLE |  | 11/0.415 kV | 18/07/1998 |  | 0
62287438 | TNB | DISTRIBUTION | CHERAS | Existing | BCRS/PCE/J00533 | GIANT VOICE | RMU 2S+1F | RMU 2S+1F (B) |  |  | GIANT VOICE | ATTACHED SINGLE |  | 11/0.415 kV | 18/07/1998 |  | 0
62288390 | TNB | DISTRIBUTION | CHERAS | Existing | BCRS/PCE/J00311 | PADAT LOT 1875 | RMU 2S+1F | RMU 2S+1F (B) |  |  | PADAT LOT 1875 | COMPACT SUBS |  | 11/0.415 kV | 2010-11-01 | PE ADVANCED ENGINEERING MNFCTRE S/B | 0
62379063 | TNB | DISTRIBUTION | CHERAS | Existing | BCRS/PCE/J01071 | DIY KPB 6 | RMU 2S+1F | RMU 2S+1F (A) |  |  | DIY KPB 6 | ATTACHED SINGLE |  | 11/0.415 kV | 2012-11-12 |  | 0
62379181 | TNB | DISTRIBUTION | CHERAS | Existing | BCRS/PCE/J00603 | JOWAT MANUFACTURING | RMU 2S+1F (A) | RMU 2S+1F (A) |  |  | JOWAT MANUFACTURING | SEMI INDOOR |  | 11/0.415 kV | 2009-11-01 |  | 0
62379296 | TNB | DISTRIBUTION | CHERAS | Existing | BCRS/PCE/J00976 | MEHKO TANMING | RMU 2S+1F | RMU 2S+1F (A) |  |  | MEHKO TANMING | ATTACHED SINGLE |  | 11/0.415 kV | 18/07/1998 |  | 0
62379419 | TNB | DISTRIBUTION | CHERAS | Existing | BCRS/PCE/J01068 | PETRONAS GREEN STATION | RMU 2S+1F | RMU 2S+1F (A) |  |  | PETRONAS GREEN STATION | ATTACHED SINGLE |  | 11/0.415 kV | 2012-06-09 |  | 0
62380031 | TNB | DISTRIBUTION | CHERAS | Existing | BCRS/PCE/J00964 | PADAT IBUSAWAT PDRM | RMU 2S+1F | RMU 2S+1F (A) |  |  | PADAT IBUSAWAT PDRM | COMPACT SUBS |  | 11/0.415 kV | 2010-11-11 |  | 0
62435892 | TNB | DISTRIBUTION | CHERAS | Existing | BCRS/PCE/J00946 | TMN KEMACAHAYA BLOK 3 | CB 5S | CB 5 Feeders |  |  | TMN KEMACAHAYA BLOK 3 | ATTACHED DOUBLE |  | 11/0.415 kV | 18/07/1998 |  | 0
62436058 | TNB | DISTRIBUTION | CHERAS | Existing | BCRS/PCE/J00945 | TMN SURIA RESIDENCE | RMU 2S+1F | RMU 2S+1F (B) |  |  | TMN SURIA RESIDENCE | INDOOR SINGLE CHAMBER |  | 11/0.415 kV | 18/07/1998 |  | 0
65882842 | TNB | DISTRIBUTION | CHERAS | Existing | BCRS/PCE/J01027 | D'IMPIAN TROPIKA | RMU 2S+2F | RMU 2S+2F |  |  | D'IMPIAN TROPIKA | INDOOR DOUBLE CHAMBER |  | 11/0.415 kV | 2012-08-06 |  | 0
65887136 | TNB | DISTRIBUTION | CHERAS | Existing | BCRS/PCE/J01166 | THE ROYALE | RMU 2S+1F | RMU 2S+1F (B) |  |  | THE ROYALE | INDOOR SINGLE CHAMBER |  | 11/0.415 kV | 2013-11-01 |  | 0
65895724 | TNB | DISTRIBUTION | CHERAS | Existing | BCRS/PCE/J00771 | CAPITAL ROUTE PLAZA | RMU 2S+1F | RMU 2S+1F (B) |  |  | CAPITAL ROUTE PLAZA | INDOOR SINGLE CHAMBER |  | 11/0.415 kV | 18/07/1998 |  | 0
65925782 | TNB | DISTRIBUTION | CHERAS | Existing | BCRS/PCE/J00851 | TMN PINGGIRAN SEKAMAT | RMU 3S+1F | RMU 3S+1F |  |  | TMN PINGGIRAN SEKAMAT | INDOOR SINGLE CHAMBER |  | 11/0.415 kV | 18/07/1998 |  | 0
65930076 | TNB | DISTRIBUTION | CHERAS | Existing | BCRS/PCE/J00997 | ADMIRAL PARK NO 2 | RMU 2S+2F | RMU 2S+1F (B) |  |  | ADMIRAL PARK NO 2 | INDOOR SINGLE CHAMBER |  | 11/0.415 kV | 2010-11-01 |  | 0
66020250 | TNB | DISTRIBUTION | CHERAS | Existing | BCRS/PCE/J00992 | PALM WALK NO 3 | RMU 2S+2F | RMU 2S+2F |  |  | PALM WALK NO 3 | INDOOR DOUBLE CHAMBER |  | 11/0.415 kV | 2010-11-01 |  | 0
66028838 | TNB | DISTRIBUTION | CHERAS | Existing | BCRS/PCE/J01053 | JLN BENTARA 14/5 BMC | RMU 2S+2F | RMU 2S+2F |  |  | JLN BENTARA 14/5 BMC | INDOOR DOUBLE CHAMBER |  | 11/0.415 kV | 20/11/2012 |  | 0
66046278 | TNB | DISTRIBUTION | CHERAS | Existing | BCRS/PCE/J01090 | TMN SETIA IMPIAN NO 2 BKT ANGKAT | RMU 2S+2F | RMU 2S+2F |  |  | TMN SETIA IMPIAN NO 2 BKT ANGKAT | INDOOR DOUBLE CHAMBER |  | 11 kV | 2013-11-01 |  | 0
66054602 | TNB | DISTRIBUTION | CHERAS | Existing | BCRS/PCE/J01107 | JLN BKT SL 3/6 | RMU 2S+2F | RMU 2S+1F (A) |  |  | JLN BKT SL 3/6 | INDOOR DOUBLE CHAMBER |  | 11/0.415 kV | 2012-11-11 |  | 0
66071778 | TNB | DISTRIBUTION | CHERAS | Existing | BCRS/PCE/J01079 | JLN BKT SL 3/9 | RMU 2S+2F | RMU 2S+2F |  |  | JLN BKT SL 3/9 | INDOOR DOUBLE CHAMBER |  | 11/0.415 kV | 2010-11-01 |  | 0
66183422 | TNB | DISTRIBUTION | CHERAS | Existing | BCRS/PCE/J01063 | PERSIARAN JADE HILL | RMU 2S+2F | RMU 2S+2F |  |  | PERSIARAN JADE HILL | INDOOR DOUBLE CHAMBER |  | 11/0.415 kV | 2013-11-01 |  | 0
66213480 | TNB | DISTRIBUTION | CHERAS | Existing | BCRS/PCE/J01021 | LOT 33&42, JLN BALAKONG | RMU 2S+2F | RMU 3S+1F |  |  | LOT 33&42, JLN BALAKONG | ATTACHED SINGLE |  | 11/0.415 kV | 2011-11-11 |  | 0
66217774 | TNB | DISTRIBUTION | CHERAS | Existing | BCRS/PCE/J00938 | HIJAUAN RESIDENCE NO 1 | RMU 2S+2F | RMU 2S+2F |  |  | HIJAUAN RESIDENCE NO 1 | INDOOR SINGLE CHAMBER |  | 11/0.415 kV | 18/07/1999 |  | 0
66226362 | TNB | DISTRIBUTION | CHERAS | Existing | BCRS/PCE/J01059 | TMN SRI MAS NO 2 | RMU 2S+2F | RMU 2S+2F |  |  | TMN SRI MAS NO 2 | INDOOR DOUBLE CHAMBER |  | 11/0.415 kV | 2013-01-01 |  | 0
66265008 | TNB | DISTRIBUTION | CHERAS | Existing | BCRS/PCE/J01317 | JLN DB 5/1 | RMU 2S+1F(A) | RMU 2S+1F (A) |  |  | JLN DB 5/1 | ATTACHED SINGLE |  | 11/0.415 kV |  |  | 0
66273596 | TNB | DISTRIBUTION | CHERAS | Existing | BCRS/PCE/J00850 | RUMAH BIDAN | RMU 3S+1F | RMU 2S+1F (B) |  |  | RUMAH BIDAN | OUTDOOR (OD WITH SWTCHGEAR) |  | 11/0.415 kV | 18/07/1998 |  | 0
66299360 | TNB | DISTRIBUTION | CHERAS | Existing | BCRS/PCE/J01094 | ASAHI KOSEI NO 3 | CB 3S | CB 3 Feeders |  |  | ASAHI KOSEI NO 3 | ATTACHED |  | 11 kV | 2012-11-11 |  | 0
66307948 | TNB | DISTRIBUTION | CHERAS | Existing | BCRS/PCE/J01077 | ML-16 INDUSTRIAL PARK | RMU 2S+2F | RMU 2S+2F |  |  | ML-16 INDUSTRIAL PARK | INDOOR DOUBLE CHAMBER |  | 11/0.415 kV | 2012-11-11 |  | 0
66312242 | TNB | DISTRIBUTION | CHERAS | Existing | BCRS/PCE/J01066 | SUKMA PESONA SURIA | RMU 2S+1F | RMU 2S+1F (A) |  |  | SUKMA PESONA SURIA | INDOOR SINGLE CHAMBER |  | 11/0.415 kV | 2013-07-01 |  | 0
66338006 | TNB | DISTRIBUTION | CHERAS | Existing | BCRS/PCE/J00954 | JLN IMPIAN INDAH NO 4 | RMU 2S+2F | RMU 2S+2F |  |  | JLN IMPIAN INDAH NO 4 | INDOOR DOUBLE CHAMBER |  | 11/0.415 kV | 1998-05-11 |  | 0
66355182 | TNB | DISTRIBUTION | CHERAS | Existing | BCRS/PCE/J01182 | TMN IND ANGKAT PERDANA NO 1 | RMU 2S+2F | RMU 2S+2F |  |  | TMN IND ANGKAT PERDANA NO 1 | INDOOR DOUBLE CHAMBER |  | 11/0.415 kV | 2009-11-11 |  | 0
66428180 | TNB | DISTRIBUTION | CHERAS | Existing | BCRS/PCE/J01091 | SWS TMN MAS SEMENTARA A | RMU 3S | RMU 3S |  |  | SWS TMN MAS SEMENTARA A | OUTDOOR (OD WITH SWTCHGEAR) |  | 11 kV | 2008-11-11 |  | 0
66441062 | TNB | DISTRIBUTION | CHERAS | Existing | BCRS/PCE/J00788 | BT 10 3/4 JLN CHERAS | RMU 2S+1F | RMU 2S+1F (B) |  |  | BT 10 3/4 JLN CHERAS | ATTACHED SINGLE |  | 11/0.415 kV | 18/07/1998 |  | 0
66445356 | TNB | DISTRIBUTION | CHERAS | Existing | BCRS/PCE/J01052 | FOOK MEI | RMU 2S+2F | RMU 2S+1F (A) |  |  | FOOK MEI | INDOOR SINGLE CHAMBER |  | 11/0.415 kV | 27/02/2012 |  | 0
66449650 | TNB | DISTRIBUTION | CHERAS | Existing | BCRS/PCE/J01033 | ESSO LANGAT JAYA |  | RMU 2 X (2S+1F (A)) |  |  | ESSO LANGAT JAYA | OUTDOOR (OD WITH SWTCHGEAR) |  | 11/0.415 kV | 2012-07-07 |  | 0
66454563 | TNB | DISTRIBUTION | CHERAS | Existing | BCRS/PCE/J01019 | PADAT OVERSEA | RMU 2S+1F | RMU 2S+1F (A) |  |  | PADAT OVERSEA | COMPACT SUBS |  | 11/0.415 kV | 2011-11-01 |  | 0
66458238 | TNB | DISTRIBUTION | CHERAS | Existing | BCRS/PCE/J01070 | MENANG NUSANTARA | RMU 2S+1F | RMU 2S+1F (B) |  |  | MENANG NUSANTARA | ATTACHED SINGLE |  | 11/0.415 kV | 17/12/2012 |  | 0
66462532 | TNB | DISTRIBUTION | CHERAS | Existing | BCRS/PCE/J01008 | LSF TECHNOLOGY S/B | RMU 3S | RMU 3S |  |  | LSF TECHNOLOGY S/B | ATTACHED |  | 11/0.415 kV | 2011-11-01 |  | 0
66471120 | TNB | DISTRIBUTION | CHERAS | Existing | BCRS/PCE/J01026 | CENTRAL MALAYA | RMU 2S+1F | RMU 2S+1F (B) |  |  | CENTRAL MALAYA | INDOOR SINGLE CHAMBER |  | 11/0.415 kV | 2012-07-11 |  | 0
66492590 | TNB | DISTRIBUTION | CHERAS | Existing | BCRS/PCE/J01092 | TAMAN MUTIARA JAYA NO 1 | RMU 2S+1F | RMU 2S+1F (A) |  |  | TAMAN MUTIARA JAYA NO 1 | INDOOR SINGLE CHAMBER |  | 11/0.415 kV | 2013-11-01 |  | 0
66514060 | TNB | DISTRIBUTION | CHERAS | Existing | BCRS/PCE/J00971 | JLN JADE HILL 1/1 | RMU 2S+2F | RMU 2S+2F |  |  | JLN JADE HILL 1/1 | INDOOR DOUBLE CHAMBER |  | 11/0.415 kV | 24/07/2010 |  | 0
66522648 | TNB | DISTRIBUTION | CHERAS | Existing | BCRS/PCE/J01088 | TMN BAYU SEKAMAT | RMU 2S+1F | RMU 2S+1F (A) |  |  | TMN BAYU SEKAMAT | INDOOR SINGLE CHAMBER |  | 11/0.415 kV | 2013-11-01 |  | 0
66526942 | TNB | DISTRIBUTION | CHERAS | Existing | BCRS/PCE/J01084 | EAST PARK | RMU 2S+2F | RMU 2S+2F |  |  | EAST PARK | INDOOR DOUBLE CHAMBER |  | 11/0.415 kV | 2013-11-01 |  | 0
66569882 | TNB | DISTRIBUTION | CHERAS | Existing | BCRS/PCE/J01087 | AZR VTEC JLN SURIA 1 | RMU 2S+1F | RMU 2S+1F (A) |  |  | AZR VTEC JLN SURIA 1 | INDOOR SINGLE CHAMBER |  | 11/0.415 kV | 2013-11-01 |  | 0
66595646 | TNB | DISTRIBUTION | CHERAS | Existing | BCRS/PCE/J01035 | PADAT SEK SG SERAI | RMU 2S+1F | RMU 2S+1F (B) |  |  | PADAT SEK SG SERAI | COMPACT SUBS |  | 11/0.415 kV | 2012-05-12 |  | 0
66608528 | TNB | DISTRIBUTION | CHERAS | Existing | BCRS/PCE/J01081 | JLN TM 3/1 | RMU 2S+2F | RMU 2S+2F |  |  | JLN TM 3/1 | INDOOR SINGLE CHAMBER |  | 11/0.415 kV | 2013-11-01 |  | 0
66612822 | TNB | DISTRIBUTION | CHERAS | Existing | BCRS/PCE/J01102 | PALM WALK 3 NO 2 | RMU 2S+2F | RMU 2S+2F |  |  | PALM WALK 3 NO 2 | INDOOR DOUBLE CHAMBER |  | 11/0.415 kV | 23/04/2013 |  | 0
66621410 | TNB | DISTRIBUTION | CHERAS | Existing | BCRS/PCE/J01103 | PALM WALK 3 NO 1 | RMU 2S+1F | RMU 2S+1F (A) |  |  | PALM WALK 3 NO 1 | INDOOR DOUBLE CHAMBER |  | 11/0.415 kV |  |  | 0
66625704 | TNB | DISTRIBUTION | CHERAS | Existing | BCRS/PCE/J01038 | PERSIARAN JADE HILL TIMUR | RMU 2S+1F | RMU 2S+1F (A) |  |  | PERSIARAN JADE HILL TIMUR | INDOOR DOUBLE CHAMBER |  | 11/0.415 kV | 19/02/2013 |  | 0
66651468 | TNB | DISTRIBUTION | CHERAS | Existing | BCRS/PCE/J01183 | TMN IND ANGKAT PERDANA NO 2 | RMU 2S+1F | RMU 2S+1F (B) |  |  | TMN IND ANGKAT PERDANA NO 2 | INDOOR DOUBLE CHAMBER |  | 11/0.415 kV | 13/08/2010 |  | 0
66664404 | TNB | DISTRIBUTION | CHERAS | Existing | BCRS/PCE/J01015 | TMN BUKIT SURIA NO 1 | RMU 2S+2F | RMU 2S+2F |  |  | TMN BUKIT SURIA NO 1 | INDOOR DOUBLE CHAMBER |  | 11/0.415 kV | 14/07/2011 |  | 0
66668644 | TNB | DISTRIBUTION | CHERAS | Existing | BCRS/PCE/J00948 | RUMAH 2 TINGKAT FASA 4 | RMU 2S+2F | RMU 2S+2F |  |  | RUMAH 2 TINGKAT FASA 4 | INDOOR DOUBLE CHAMBER |  | 11/0.415 kV | 18/07/1998 |  | 0
66685960 | TNB | DISTRIBUTION | CHERAS | Existing | BCRS/PCE/J01030 | LOT 3396 JLN BJ 2 | RMU 2S+2F | RMU 2S+1F (A) |  |  | LOT 3396 JLN BJ 2 | INDOOR SINGLE CHAMBER |  | 11/0.415 kV | 2011-11-11 |  | 0
66707301 | TNB | DISTRIBUTION | CHERAS | Existing | BCRS/PCE/J00987 | JLN HULUBALANG 2/4 | RMU 2S+2F | RMU 2S+2F (A) |  |  | JLN HULUBALANG 2/4 | INDOOR DOUBLE CHAMBER |  | 11/0.415 kV | 2010-11-01 |  | 0
66750230 | TNB | DISTRIBUTION | CHERAS | Existing | BCRS/PCE/J01028 | GIACOMO | RMU 2S+1F | RMU 2S+1F (A) |  |  | GIACOMO | INDOOR DOUBLE CHAMBER |  | 11/0.415 kV | 2012-11-11 |  | 0
66758818 | TNB | DISTRIBUTION | CHERAS | Existing | BCRS/PCE/J00644 | BALAKONG 275 | RMU 2S+1F | RMU 2S+1F (B) |  |  | BALAKONG 275 | OUTDOOR (OD WITH SWTCHGEAR) |  | 11/0.415 kV | 2000-11-01 |  | 0
66767406 | TNB | DISTRIBUTION | CHERAS | Existing | BCRS/PCE/J01089 | KYK HEIGHT | RMU 2S+2F | RMU 2S+2F |  |  | KYK HEIGHT | INDOOR DOUBLE CHAMBER |  | 11/0.415 kV | 2013-11-01 |  | 0
66775994 | TNB | DISTRIBUTION | CHERAS | Existing | BCRS/PCE/J01007 | DAIDO AMISTAR (M) SDN BHD | RMU 3S+1F | RMU 2S+1F (B) |  |  | DAIDO AMISTAR (M) SDN BHD | INDOOR SINGLE CHAMBER |  | 11/0.415 kV | 2011-11-01 |  | 0
66801758 | TNB | DISTRIBUTION | CHERAS | Existing | BCRS/PCE/J00983 | TMN DUTAMAS NO 1 | RMU 2S+2F | RMU 2S+2F |  |  | TMN DUTAMAS NO 1 | ATTACHED DOUBLE |  | 11/0.415 kV | 2010-11-01 |  | 0
66827537 | TNB | DISTRIBUTION | CHERAS | Existing | BCRS/PCE/J00986 | JLN CHERAS VISTA NO 2 | RMU 2S+2F | RMU 2S+2F |  |  | JLN CHERAS VISTA NO 2 | INDOOR DOUBLE CHAMBER |  | 11/0.415 kV | 20/04/2010 |  | 0
66883344 | TNB | DISTRIBUTION | CHERAS | Existing | BCRS/PCE/J00060 | KG SG SERAI | RMU 2S+1F | RMU 2S+1F (B) |  |  | KG SG SERAI | OUTDOOR (OD WITH SWTCHGEAR) |  | 11/0.415 kV | 1990-11-01 |  | 0
66921990 | TNB | DISTRIBUTION | CHERAS | Existing | BCRS/PCE/J01065 | AVENUE TWO | RMU 2S+1F | RMU 2S+1F (B) |  |  | AVENUE TWO | INDOOR DOUBLE CHAMBER |  | 11/0.415 kV | 22/11/2012 |  | 0
66947754 | TNB | DISTRIBUTION | CHERAS | Existing | BCRS/PCE/J01036 | BATU 3 QUARRY | RMU 3S | RMU 3S |  |  | BATU 3 QUARRY | INDOOR SINGLE CHAMBER |  | 11/0.415 kV | 17/11/2012 |  | 0
66990694 | TNB | DISTRIBUTION | CHERAS | Existing | BCRS/PCE/J01082 | JLN TEMENGGUNG 27/9 NO 1 | RMU 2S+2F | RMU 2S+2F |  |  | JLN TEMENGGUNG 27/9 NO 1 | INDOOR DOUBLE CHAMBER |  | 11/0.415 kV | 2013-11-01 |  | 0
66995018 | TNB | DISTRIBUTION | CHERAS | Existing | BCRS/PCE/J00557 | TMN BUKIT HARTAMAS FASA 2 | RMU 2S+1F | RMU 2S+1F (B) |  |  | TMN BUKIT HARTAMAS FASA 2 | INDOOR SINGLE CHAMBER |  | 11/0.415 kV | 18/07/1998 |  | 0
66999282 | TNB | DISTRIBUTION | CHERAS | Existing | BCRS/PCE/J01047 | MAHKOTA CHERAS RESIDENCE | RMU 2S+2F | RMU 2S+2F |  |  | MAHKOTA CHERAS RESIDENCE | INDOOR DOUBLE CHAMBER |  | 11/0.415 kV | 23/01/2013 |  | 0
67004642 | TNB | DISTRIBUTION | CHERAS | Existing | BCRS/PCE/J00947 | JLN CHERAS VISTA 2/1 BMC | RMU 2S+2F | RMU 2S+2F |  |  | JLN CHERAS VISTA 2/1 BMC | INDOOR DOUBLE CHAMBER |  | 11/0.415 kV | 18/07/1998 |  | 0
67020752 | TNB | DISTRIBUTION | CHERAS | Existing | BCRS/PCE/J01050 | VIRIDIAN | RMU 2S+SF | RMU 2S+2F |  |  | VIRIDIAN | INDOOR DOUBLE CHAMBER |  | 11/0.415 kV | 2013-11-01 |  | 0
67072387 | TNB | DISTRIBUTION | CHERAS | Existing | BCRS/PCE/J01083 | JLN TEMENGGUNG 27/9 NO 2 | RMU 2S+2F | RMU 2S+2F |  |  | JLN TEMENGGUNG 27/9 NO 2 | INDOOR DOUBLE CHAMBER |  | 11/0.415 kV | 2013-11-01 |  | 0
67080868 | TNB | DISTRIBUTION | CHERAS | Existing | BCRS/PCE/J01064 | JLN JADE HILL 12/1 | RMU 2S+2F | RMU 2S+2F |  |  | JLN JADE HILL 12/1 | INDOOR DOUBLE CHAMBER |  | 11/0.415 kV | 2013-11-01 |  | 0
67149572 | TNB | DISTRIBUTION | CHERAS | Existing | BCRS/PCE/J01096 | MAKTAB TENTERA DIRAJA | CB 3S | CB 3 Feeders |  |  | MAKTAB TENTERA DIRAJA | ATTACHED |  | 11 kV | 2013-04-01 |  | 0
67167337 | TNB | DISTRIBUTION | CHERAS | Existing | BCRS/PCE/J00497 | PERDANA AVENUE | RMU 3S | RMU 3S |  |  | PERDANA AVENUE | ATTACHED |  | 11 kV | 18/07/2007 |  | 0
67514622 | TNB | DISTRIBUTION | CHERAS | Existing | BCRS/PCE/J00996 | JLN DESA BUDIMAN | RMU 2S+1F | RMU 2S+1F (B) |  |  | JLN DESA BUDIMAN | INDOOR DOUBLE CHAMBER |  | 11/0.415 kV | 2010-11-01 |  | 0
67515204 | TNB | DISTRIBUTION | CHERAS | Existing | BCRS/PCE/J01012 | JLN DESA BUDIMAN NO 2 | RMU 2S+2F | RMU 2S+2F |  |  | JLN DESA BUDIMAN NO 2 | INDOOR DOUBLE CHAMBER |  | 11/0.415 kV | 2011-11-01 |  | 0
67523348 | TNB | DISTRIBUTION | CHERAS | Existing | BCRS/PCE/J01121 | LOT PT 52214 JLN KPB 10 | RMU 2S+1F | RMU 2S+1F (B) |  |  | LOT PT 52214 JLN KPB 10 | INDOOR SINGLE CHAMBER |  | 11/0.415 kV | 2013-01-05 |  | 0
67640076 | TNB | DISTRIBUTION | CHERAS | Existing | BCRS/PCE/J00901 | LFIP NO 8 | RMU 2S+1F | RMU 2S+1F (B) |  |  | LFIP NO 8 | INDOOR DOUBLE CHAMBER |  | 11/0.415 kV | 2011-11-11 |  | 0
67640797 | TNB | DISTRIBUTION | CHERAS | Existing | BCRS/PCE/J00633 | CHOY SOON HENG REALTY | RMU 2S+1F | RMU 2S+1F (B) |  |  | CHOY SOON HENG REALTY | INDOOR SINGLE CHAMBER |  | 11/0.415 kV | 1997-11-11 |  | 0
67641370 | TNB | DISTRIBUTION | CHERAS | Existing | BCRS/PCE/J00974 | YEW LUM NO 3 | RMU 2S+1F | RMU 2S+1F (B) |  |  | YEW LUM NO 3 | ATTACHED SINGLE |  | 11/0.415 kV | 1991-11-11 |  | 0
67665593 | TNB | DISTRIBUTION | CHERAS | Existing | BCRS/PCE/J00970 | JLN JADEHILL 2/1 | RMU 2S+2F | RMU 2S+2F (B) |  |  | JLN JADEHILL 2/1 | INDOOR DOUBLE CHAMBER |  | 11/0.415 kV | 2012-11-11 |  | 0
67667358 | TNB | DISTRIBUTION | CHERAS | Existing | BCRS/PCE/J01054 | JLN PERSIARAN JADE HILL TIMUR | RMU 2S+2F | RMU 2S+2F (C) |  |  | JLN PERSIARAN JADE HILL TIMUR | INDOOR DOUBLE CHAMBER |  | 11/0.415 kV | 2013-05-03 |  | 0
67746604 | TNB | DISTRIBUTION | CHERAS | Existing | BCRS/PCE/J00981 | C180 NO 2 BALAKONG | RMU 3S+2F | RMU 3S+2F |  |  | C180 NO 2 BALAKONG | INDOOR DOUBLE CHAMBER |  | 11/0.415 kV | 2010-11-11 |  | 0
67798028 | TNB | DISTRIBUTION | CHERAS | Existing | BCRS/PCE/J01049 | PADAT ADAPT HOUSING | RMU 2S+1F | RMU 2S+1F (A) |  |  | PADAT ADAPT HOUSING | COMPACT SUBS |  | 11/0.415 kV | 2013-11-01 |  | 0
67935470 | TNB | DISTRIBUTION | CHERAS | Existing | BCRS/PCE/J00593 | TMN PERINDUSTIRAN BALAKONG NO 1 | RMU 2S+2F | RMU 2S+2F |  |  | TMN PERINDUSTIRAN BALAKONG NO 1 | INDOOR DOUBLE CHAMBER |  | 11/0.415 kV | 2008-11-01 |  | 0
68446447 | TNB | DISTRIBUTION | CHERAS | Existing | BCRS/PCE/J00560 | TMN BUKIT SURIA NO 2 | RMU 2S+1F | RMU 2S+1F (A) |  |  | TMN BUKIT SURIA NO 2 | INDOOR DOUBLE CHAMBER |  | 11/0.415 kV | 2003-11-01 |  | 0
68893171 | TNB | DISTRIBUTION | CHERAS | Existing | BCRS/PCE/J01086 | AVENUE 6 NO 1 | RMU 2S+1F (B) | RMU 2S+1F (B) |  |  | AVENUE 6 NO 1 | INDOOR DOUBLE CHAMBER |  | 11/0.415 kV | 2013-11-01 |  | 0
68893658 | TNB | DISTRIBUTION | CHERAS | Existing | BCRS/PCE/J01051 | AVENUE 6 NO 2 | RMU 2S+1F (B) | RMU 2S+1F (B) |  |  | AVENUE 6 NO 2 | INDOOR SINGLE CHAMBER |  | 11/0.415 kV | 2012-03-11 |  | 0
70537538 | TNB | DISTRIBUTION | CHERAS | Existing | BCRS/PCE/J01080 | TMN GOOD VIEW | RMU 2S+2F | RMU 2S+2F (A) |  |  | TMN GOOD VIEW | INDOOR SINGLE CHAMBER |  | 11/0.415 kV | 2013-11-01 |  | 0
70846706 | TNB | DISTRIBUTION | CHERAS | Existing | BCRS/PCE/J00975 | SEIK LAM COMPONENTS | RMU 2S+1F | RMU 2S+1F (B) |  |  | SEIK LAM COMPONENTS | ATTACHED SINGLE |  | 11/0.415 kV | 18/07/1998 |  | 0
70958350 | TNB | DISTRIBUTION | CHERAS | Existing | BCRS/PCE/J00779 | TMN DESA BARU NO 2 COMPACT | RMU 2S+1F | RMU 2S+1F (B) |  |  | TMN DESA BARU NO 2 COMPACT | COMPACT SUBS |  | 11/0.415 kV | 18/07/1998 |  | 0
70966938 | TNB | DISTRIBUTION | CHERAS | Existing | BCRS/PCE/J01034 | PE JALAN PERUSAHAAN 3 | RMU 2S+2F | RMU 2S+2F (C) |  |  | PE JALAN PERUSAHAAN 3 | INDOOR DOUBLE CHAMBER |  | 11/0.415 kV | 28/07/2012 |  | 0
71104646 | TNB | DISTRIBUTION | CHERAS | Existing | BCRS/PCE/J01024 | TMN SETIA IMPIAN BKT ANGKAT | RMU 2S+2F | RMU 2S+2F (C) |  |  | TMN SETIA IMPIAN BKT ANGKAT | INDOOR DOUBLE CHAMBER |  | 11/0.415 kV | 2012-12-01 |  | 0
76897299 | TNB | DISTRIBUTION | CHERAS | Existing | BCRS/PCE/J01104 | MULIA BERSAMA KPB 1 | CB 2 Feeders + 1Tx | CB 2 Feeders + 1Tx |  |  | MULIA BERSAMA KPB 1 | ATTACHED SINGLE |  | 11/0.415 kV | 15/07/2013 |  | 0
76898638 | TNB | DISTRIBUTION | CHERAS | Existing | BCRS/PCE/J00442 | PE EVERSMART | RMU 2S+1F | RMU 2S+1F (A) |  |  | PE EVERSMART | ATTACHED SINGLE |  | 11/0.415 kV | 2009-11-11 | PE BARU | 0
76898770 | TNB | DISTRIBUTION | CHERAS | Existing | BCRS/PCE/J00978 | COUNTRY WIDE BOOK | RMU 2S+1F | RMU 2S+1F (B) |  |  | COUNTRY WIDE BOOK | ATTACHED SINGLE |  | 11/0.415 kV | 20/07/2010 | PE BARU | 0
76914861 | TNB | DISTRIBUTION | CHERAS | Existing | BCRS/PCE/J00894 | TMN WANGSA CHERAS NO 1 | RMU 2S+1F | RMU 2S+1F (B) |  |  | TMN WANGSA CHERAS NO 1 | INDOOR DOUBLE CHAMBER |  | 11/0.415 kV | 18/07/2008 |  | 0
76915616 | TNB | DISTRIBUTION | CHERAS | Existing | BCRS/PCE/J00432 | TMN LAGENDA MAS NO 2 | RMU 2S+2F | RMU 2S+2F (A) |  |  | TMN LAGENDA MAS NO 2 | INDOOR DOUBLE CHAMBER |  | 11/0.415 kV | 2002-11-01 |  | 0
76916036 | TNB | DISTRIBUTION | CHERAS | Existing | BCRS/PCE/J00952 | SUNWAY CHERAS LOW COST FLAT | RMU 2S+1F | RMU 2S+1F (A) |  |  | SUNWAY CHERAS LOW COST FLAT | ATTACHED SINGLE |  | 11/0.415 kV | 19/08/2007 |  | 0
76916782 | TNB | DISTRIBUTION | CHERAS | Existing | BCRS/PCE/J00431 | TMN LAGENDA MAS NO 1 | RMU 2S+2F | RMU 2S+2F (D) |  |  | TMN LAGENDA MAS NO 1 | INDOOR DOUBLE CHAMBER |  | 11/0.415 kV | 2005-11-01 |  | 0
76917390 | TNB | DISTRIBUTION | CHERAS | Existing | BCRS/PCE/J00428 | TMN SEGAR PERDANA NO 4 | RMU 2S+2F | RMU 2S+2F (A) |  |  | TMN SEGAR PERDANA NO 4 | INDOOR DOUBLE CHAMBER |  | 11/0.415 kV | 2003-11-01 |  | 0
76919620 | TNB | DISTRIBUTION | CHERAS | Existing | BCRS/PCE/J01060 | PRIMA VILLA CONDO | RMU 2S+2F | RMU 2S+2F (C) |  |  | PRIMA VILLA CONDO | ATTACHED DOUBLE |  | 11/0.415 kV | 2013-11-01 |  | 0
76920378 | TNB | DISTRIBUTION | CHERAS | Existing | BCRS/PCE/J00609 | PERDANA HEIGHT (CHERAS PERDANA) | CB 4S | VCB 4 Feeders |  |  | PERDANA HEIGHT (CHERAS PERDANA) | INDOOR DOUBLE CHAMBER |  | 11/0.415 kV | 18/07/1998 |  | 0
76921285 | TNB | DISTRIBUTION | CHERAS | Existing | BCRS/PCE/J00962 | PANGSAPURI AKASIA | RMU 2S+1F | RMU 2S+1F (B) |  |  | PANGSAPURI AKASIA | ATTACHED SINGLE |  | 11/0.415 kV | 24/06/2009 |  | 0
76922186 | TNB | DISTRIBUTION | CHERAS | Existing | BCRS/PCE/J01016 | TOWN PARK 1 NO 3 | RMU 2S+1F | RMU 2S+1F (A) |  |  | TOWN PARK 1 NO 3 | INDOOR DOUBLE CHAMBER |  | 11/0.415 kV | 2011-11-01 |  | 0
76922508 | TNB | DISTRIBUTION | CHERAS | Existing | BCRS/PCE/J01029 | RICHWAY | RMU 2S+2F | RMU 2S+2F (A) |  |  | RICHWAY | INDOOR DOUBLE CHAMBER |  | 11/0.415 kV | 2011-11-11 |  | 0
76923937 | TNB | DISTRIBUTION | CHERAS | Existing | BCRS/PCE/J01097 | TMN TROPICANA CHERAS | RMU 2S+2F | RMU 2S+2F (A) |  |  | TMN TROPICANA CHERAS | INDOOR DOUBLE CHAMBER |  | 11/0.415 kV | 24/07/2013 |  | 0
76925205 | TNB | DISTRIBUTION | CHERAS | Existing | BCRS/PCE/J00459 | TMN PINGGIRAN MAHKOTA - B2332 | RMU 2S+1F | RMU 2S+1F (A) |  |  | TMN PINGGIRAN MAHKOTA - B2332 | INDOOR SINGLE CHAMBER |  | 11/0.415 kV | 2006-11-01 |  | 0
76925411 | TNB | DISTRIBUTION | CHERAS | Existing | BCRS/PCE/J00993 | COMPACT JLN BENDAHARA | RMU 2S+1F | RMU 2S+1F (B) |  |  | COMPACT JLN BENDAHARA | COMPACT SUBS |  | 11/0.415 kV | 2010-11-01 |  | 0
76926546 | TNB | DISTRIBUTION | CHERAS | Existing | BCRS/PCE/J01101 | TANMING MUTIARA 2 | RMU 2S+2F | RMU 2S+2F (A) |  |  | TANMING MUTIARA 2 | INDOOR SINGLE CHAMBER |  | 11/0.415 kV |  |  | 0
76936464 | TNB | DISTRIBUTION | CHERAS | Existing | BCRS/PCE/J00043 | KG ORG ASLI PANGSOON PADAT | RMU 2S+1F | RMU 2S+1F (A) |  |  | KG ORG ASLI PANGSOON PADAT | COMPACT SUBS |  | 11/0.415 kV | 2000-11-01 |  | 0
76937877 | TNB | DISTRIBUTION | CHERAS | Existing | BCRS/PCE/J00995 | META ALLIANCE IND | RMU 2S+1F | RMU 2S+1F (A) |  |  | META ALLIANCE IND | ATTACHED SINGLE |  | 11/0.415 kV | 2011-11-01 |  | 0
76938033 | TNB | DISTRIBUTION | CHERAS | Existing | BCRS/PCE/J00959 | SUNWAY QUARRY INDUSTRIES | RMU 2S + 2F | RMU 2S+2F (A) |  |  | SUNWAY QUARRY INDUSTRIES | INDOOR SINGLE CHAMBER |  | 11/0.415 kV | 18/07/1998 |  | 0
76938398 | TNB | DISTRIBUTION | CHERAS | Existing | BCRS/PCE/J00003 | PUSAT KOKURIKULUM NEGERI SELANGOR | RMU 2S + 1F | RMU 2S+1F (B) |  |  | PUSAT KOKURIKULUM NEGERI SELANGOR | INDOOR SINGLE CHAMBER |  | 11/0.415 kV | 2010-11-01 |  | 0
76938873 | TNB | DISTRIBUTION | CHERAS | Existing | BCRS/PCE/J00429 | TMN IMPIAN LANGAT | CB 4S + 2TX | VCB 4 Feeders |  |  | TMN IMPIAN LANGAT | INDOOR DOUBLE CHAMBER |  | 11/0.415 kV | 18/07/1998 |  | 0
76940329 | TNB | DISTRIBUTION | CHERAS | Existing | BCRS/PCE/J01006 | TMN CHERAS INTAN | RMU 2S+2F | RMU 2S+2F (B) |  |  | TMN CHERAS INTAN | INDOOR DOUBLE CHAMBER |  | 11/0.415 kV | 2010-11-11 | PE BARU sambungan dan data masih tak lengkap | 0
76944228 | TNB | DISTRIBUTION | CHERAS | Existing | BCRS/PCE/J01099 | BLUCONSTELLATION NO 2 | RMU 2S+1F | RMU 2S+1F (A) |  |  | BLUCONSTELLATION NO 2 | INDOOR SINGLE CHAMBER |  | 11/0.415 kV | 25/07/2013 |  | 0
76944852 | TNB | DISTRIBUTION | CHERAS | Existing | BCRS/PCE/J01098 | BLUCONSTELLATION NO 1 | RMU 2S+1F | RMU 2S+1F (B) |  |  | BLUCONSTELLATION NO 1 | INDOOR SINGLE CHAMBER |  | 11/0.415 kV | 25/07/2013 |  | 0
76967918 | TNB | DISTRIBUTION | CHERAS | Existing | BCRS/PCE/J00888 | PANGSAPURI ANGSANA | RMU 2S+1F | RMU 2S+1F (B) |  |  | PANGSAPURI ANGSANA | INDOOR SINGLE CHAMBER |  | 11/0.415 kV | 18/07/1998 |  | 0
76968687 | TNB | DISTRIBUTION | CHERAS | Existing | BCRS/PCE/J00232 | LOT 4166 (FONG YAT SIEW) | RMU 3S+1F | RMU 3S+1F |  |  | LOT 4166 (FONG YAT SIEW) | INDOOR SINGLE CHAMBER |  | 11/0.415 kV | 1998-11-11 |  | 0
76969593 | TNB | DISTRIBUTION | CHERAS | Existing | BCRS/PCE/J00512 | JLN PERMAISURI NO 1 BDR MAHKOTA CHERAS |  | RMU 2S+2F (A) |  |  | JLN PERMAISURI NO 1 BDR MAHKOTA CHERAS | INDOOR DOUBLE CHAMBER |  | 11/0.415 kV | 2002-11-01 |  | 0
76970972 | TNB | DISTRIBUTION | CHERAS | Existing | BCRS/PCE/J00589 | TANMING RAYA NO 1 | RMU 2S+1F | RMU 2S+1F (B) |  |  | TANMING RAYA NO 1 | INDOOR SINGLE CHAMBER |  | 11/0.415 kV | 18/07/1998 |  | 0
76972886 | TNB | DISTRIBUTION | CHERAS | Existing | BCRS/PCE/J01018 | 99 SPEEDMART | RMU 2S+1F | RMU 2S+1F (B) |  |  | 99 SPEEDMART | ATTACHED SINGLE |  | 11/0.415 kV | 2011-07-05 |  | 0
76972997 | TNB | DISTRIBUTION | CHERAS | Existing | BCRS/PCE/J01011 | LOT 5205 BLOK C | RMU 2S+1F | RMU 2S+1F (A) |  |  | LOT 5205 BLOK C | ATTACHED SINGLE |  | 11/0.415 kV | 14/07/2011 |  | 0
76973357 | TNB | DISTRIBUTION | CHERAS | Existing | BCRS/PCE/J01105 | PADAT R/KEDAI SETIA BALAKONG | RMU 2S+1F | RMU 2S+1F (A) |  |  | PADAT R/KEDAI SETIA BALAKONG | COMPACT SUBS |  | 11/0.415 kV | 16/07/2013 |  | 0
77163739 | TNB | DISTRIBUTION | CHERAS | Existing | BCRS/PCE/J01100 | TANMING MUTIARA 2 NO 1 | RMU 2S+1F | RMU 2S+1F (A) |  |  | TANMING MUTIARA 2 NO 1 | INDOOR SINGLE CHAMBER |  | 11/0.415 kV |  |  | 0
77858829 | TNB | DISTRIBUTION | CHERAS | Existing | BCRS/PCE/J01057 | SWS TMN MAS SEMENTARA C | RMU 3S | RMU 3S |  |  | SWS TMN MAS SEMENTARA C | OUTDOOR (OD WITH SWTCHGEAR) |  | 11 kV | 2013-11-06 |  | 0
77858963 | TNB | DISTRIBUTION | CHERAS | Existing | BCRS/PCE/J01058 | TMN SRI MAS NO 1 | RMU 3S+2F | RMU 3S+2F |  |  | TMN SRI MAS NO 1 | INDOOR DOUBLE CHAMBER |  | 11/0.415 kV | 2013-01-01 |  | 0
77859383 | TNB | DISTRIBUTION | CHERAS | Existing | BCRS/PCE/J00519 | KONDOMINIUM VENICE HILL | RMU 4S + 4F | RMU 2S+2F (A) |  |  | KONDOMINIUM VENICE HILL | ATTACHED QUAD |  | 11/0.415 kV | 2004-11-01 |  | 0
79954997 | TNB | DISTRIBUTION | CHERAS | Existing | BCRS/PCE/J00955 | TMN PERKASA NO 4 | RMU 2S+1F | RMU 2S+1F (B) |  |  | TMN PERKASA NO 4 | INDOOR SINGLE CHAMBER |  | 11/0.415 kV | 17/08/2009 |  | 0
79957326 | TNB | DISTRIBUTION | CHERAS | Existing | BCRS/PCE/J00049 | TMN DESA PELANGI SG SERAI | RMU 2S+2F | RMU 2S+2F (C) |  |  | TMN DESA PELANGI SG SERAI | INDOOR SINGLE CHAMBER |  | 11/0.415 kV | 2005-11-01 |  | 0
80050109 | TNB | DISTRIBUTION | CHERAS | Existing | BCRS/PCE/J00896 | RUMAH KEDAI TMN AWANA | RMU 2S+1F | RMU 2S+1F (B) |  |  | RUMAH KEDAI TMN AWANA | ATTACHED SINGLE |  | 11/0.415 kV | 18/07/1998 |  | 0
80315084 | TNB | DISTRIBUTION | CHERAS | Existing | BCRS/PCE/J00520 | SEMI-D TMN DESA BARU | RMU 2S+1F | RMU 2S+1F (B) |  |  | SEMI-D TMN DESA BARU | INDOOR SINGLE CHAMBER |  | 11/0.415 kV | 2010-11-01 |  | 0
82380391 | TNB | DISTRIBUTION | CHERAS | Existing | BCRS/PCE/J01150 | EXITWAY NO 1 | RMU 2S+2F | RMU 2S+2F (A) |  |  | EXITWAY NO 1 | INDOOR SINGLE CHAMBER |  | 11/0.415 kV |  |  | 0
82382567 | TNB | DISTRIBUTION | CHERAS | Existing | BCRS/PCE/J01151 | EXITWAY NO 2 | RMU 2S+2F | RMU 2S+2F (A) |  |  | EXITWAY NO 2 | INDOOR SINGLE CHAMBER |  | 11/0.415 kV |  |  | 0
82382859 | TNB | DISTRIBUTION | CHERAS | Existing | BCRS/PCE/J01152 | EXITWAY NO 3 | RMU 2S+2F | RMU 2S+2F (A) |  |  | EXITWAY NO 3 | INDOOR SINGLE CHAMBER |  | 11/0.415 kV |  |  | 0
82397725 | TNB | DISTRIBUTION | CHERAS | Existing | BCRS/PCE/J01134 | PE PADAT JALAN INANG | RMU 2S+1F | RMU 2S+1F (A) |  |  | PE PADAT JALAN INANG | COMPACT SUBS |  | 11 kV | 27/11/2013 |  | 0
82470981 | TNB | DISTRIBUTION | CHERAS | Existing | BCRS/PCE/J01145 | JLN WIRA HEIGHT 3 | CB 2 Feeders + 1Tx | RMU 2S + 1F |  |  | JLN WIRA HEIGHT 3 | INDOOR SINGLE CHAMBER |  | 11 kV |  | PE BARU (CRS 0419) | 0
84231105 | TNB | DISTRIBUTION | CHERAS | Existing | BCRS/PCE/J00564 | TMN SRI SG LONG NO 2 | RMU 2S+2F | RMU 2S+2F (A) |  |  | TMN SRI SG LONG NO 2 | INDOOR DOUBLE CHAMBER |  | 11/0.415 kV | 18/07/1998 |  | 0
88757131 | TNB | DISTRIBUTION | CHERAS | Existing | BCRS/PCE/J00207 | FURNIWEB | RMU 3S+1F | RMU 3S+1F |  |  | FURNIWEB | ATTACHED SINGLE |  | 11/0.415 kV | 1990-11-01 |  | 0
89860539 | TNB | DISTRIBUTION | CHERAS | Existing | BCRS/PCE/J01155 | JLN DB 6/4 | RMU 2S+2F | RMU 2S+2F (C) |  |  | JLN DB 6/4 | INDOOR SINGLE CHAMBER |  | 11/0.415 kV |  |  | 0
91101505 | TNB | DISTRIBUTION | CHERAS | Existing | BCRS/PCE/J01159 | LOT 72887 TS WONG | RMU 2S+1F | RMU 2S+1F (B) |  |  | LOT 72887 TS WONG | INDOOR SINGLE CHAMBER |  | 11 kV | 27/05/2014 | PE BARU | 0
91105799 | TNB | DISTRIBUTION | CHERAS | Existing | BCRS/PCE/J01177 | PE PADAT SUNSTONE NO 1 | RMU 2S+1F | RMU 2S+1F (A) |  |  | PE PADAT SUNSTONE NO 1 | COMPACT SUBS |  | 11 kV |  |  | 0
91333381 | TNB | DISTRIBUTION | CHERAS | Existing | BCRS/PCE/J01161 | GIANT VOICE SEMI-D | RMU 2S+2F | RMU 2S+2F (A) |  |  | GIANT VOICE SEMI-D | INDOOR DOUBLE CHAMBER |  | 11/0.415 kV | 19/06/2014 |  | 0
91363527 | TNB | DISTRIBUTION | CHERAS | Existing | BCRS/PCE/J01318 | JLN SR 3/4 | RMU 2S+2F | RMU 2S+2F (C) |  |  | JLN SR 3/4 | ATTACHED SINGLE |  | 11/0.415 kV | 23/12/2013 |  | 0
91367733 | TNB | DISTRIBUTION | CHERAS | Existing | BCRS/PCE/J01211 | PE AMAZON KPB 3 NO 1 | RMU 2S+2F | RMU 2S+2F (C) |  |  | PE AMAZON KPB 3 NO 1 | INDOOR SINGLE CHAMBER |  | 11 kV |  |  | 0
91470789 | TNB | DISTRIBUTION | CHERAS | Existing | BCRS/PCE/J01181 | PE GRAND INCOME SDN BHD | RMU 2S+2F | RMU 2S+2F (C) |  |  | PE GRAND INCOME SDN BHD | INDOOR DOUBLE CHAMBER |  | 11/0.415 kV | 2014-11-08 | PE BARU | 0
91487965 | TNB | DISTRIBUTION | CHERAS | Existing | BCRS/PCE/J01179 | ONE INDUSTRIAL PARK NO 1 | RMU 2S+1F | RMU 2S+1F (B) |  |  | ONE INDUSTRIAL PARK NO 1 | INDOOR SINGLE CHAMBER |  | 11 kV |  |  | 0
91488047 | TNB | DISTRIBUTION | CHERAS | Existing | BCRS/PCE/J01180 | ONE INDUSTRIAL PARK NO 2 | RMU 2S+1F | RMU 2S+1F (B) |  |  | ONE INDUSTRIAL PARK NO 2 | ATTACHED |  | 11 kV |  |  | 0
91505141 | TNB | DISTRIBUTION | CHERAS | Existing | BCRS/PCE/J01219 | PDT BRILIANT MERIT 2 | RMU 2S+1F | RMU 2S+1F (A) |  |  | PDT BRILIANT MERIT 2 | COMPACT SUBS |  | 11/0.415 kV |  |  | 0
91505900 | TNB | DISTRIBUTION | CHERAS | Existing | BCRS/PCE/J01191 | PDT BRILIANT MERIT 1 | RMU 2S+1F | RMU 2S+1F (A) |  |  | PDT BRILIANT MERIT 1 | COMPACT SUBS |  | 11/0.415 kV | 15/05/2014 |  | 0
91509435 | TNB | DISTRIBUTION | CHERAS | Existing | BCRS/PCE/J01136 | PADAT MENARA CELCOM H/LANGAT | RMU 2S+1F | RMU 2S+1F (B) |  |  | PADAT MENARA CELCOM H/LANGAT | COMPACT SUBS |  | 11/0.415 kV |  |  | 0
91535199 | TNB | DISTRIBUTION | CHERAS | Existing | BCRS/PCE/J01278 | PE TAMAN INDAH 2 ,SG LONG | RMU 2S+2F | RMU 2S+2F (D) |  |  | PE TAMAN INDAH 2 ,SG LONG | INDOOR DOUBLE CHAMBER |  | 11/0.415 kV |  |  | 0
91556710 | TNB | DISTRIBUTION | CHERAS | Existing | BCRS/PCE/J01178 | PE PADAT SUNSTONE NO 2 | RMU 2S+1F | RMU 2S+1F (A) |  |  | PE PADAT SUNSTONE NO 2 | COMPACT SUBS |  | 11 kV |  |  | 0
91569551 | TNB | DISTRIBUTION | CHERAS | Existing | BCRS/PCE/J00578 | PADAT BUKIT DUKONG | RMU 2S+1F | RMU 2S+1F (B) |  |  | PADAT BUKIT DUKONG | COMPACT SUBS |  | 11/0.415 kV | 2012-11-01 |  | 0
92406890 | TNB | DISTRIBUTION | CHERAS | Existing | BCRS/PCE/J01269 | PE SJK (C) BDR SG LONG | RMU 2S+1F | RMU 2S+1F (A) |  |  | PE SJK (C) BDR SG LONG | ATTACHED |  | 11 kV |  |  | 0
92647427 | TNB | DISTRIBUTION | CHERAS | Existing | BCRS/PCE/J01176 | PE PDT BAYU HEIGHT | RMU 2S+1F | RMU 2S+1F (A) |  |  | PE PDT BAYU HEIGHT | COMPACT SUBS |  | 11 kV |  |  | 0
92711755 | TNB | DISTRIBUTION | CHERAS | Existing | BCRS/PCE/J01200 | PE PLATINUM STARHILL | CB 4S | CB 2 Feeders + 2 Tx |  |  | PE PLATINUM STARHILL | INDOOR SINGLE CHAMBER |  | 11 kV |  |  | 0
92724637 | TNB | DISTRIBUTION | CHERAS | Existing | BCRS/PCE/J01188 | PE SWEET WEALTH | RMU 2S+2F | RMU 2S+2F (C) |  |  | PE SWEET WEALTH | INDOOR DOUBLE CHAMBER |  | 11/0.415 kV |  |  | 0
92741813 | TNB | DISTRIBUTION | CHERAS | Existing | BCRS/PCE/J01222 | JLN MUTIARA 3/4 | RMU 2S+2F | RMU 2S+2F (C) |  |  | JLN MUTIARA 3/4 | ATTACHED |  | 11 kV |  |  | 0
92780459 | TNB | DISTRIBUTION | CHERAS | Existing | BCRS/PCE/J01192 | PE HEE LEE | RMU 2S+1F | RMU 2S+1F (A) |  |  | PE HEE LEE | INDOOR SINGLE CHAMBER |  | 11 kV |  |  | 0
92896530 | TNB | DISTRIBUTION | CHERAS | Existing | BCRS/PCE/J01187 | PE BELIA IKBN NO 6 | RMU 2S+1F | RMU 2S+1F (A) |  |  | PE BELIA IKBN NO 6 | INDOOR SINGLE CHAMBER |  | 11/0.415 kV |  |  | 0
93360149 | TNB | DISTRIBUTION | CHERAS | Existing | BCRS/PCE/J01186 | IMPERIAL RESIDENCE | RMU 2S+2F | RMU 2S+2F (C) |  |  | IMPERIAL RESIDENCE | INDOOR DOUBLE CHAMBER |  | 11 kV |  |  | 0
93381619 | TNB | DISTRIBUTION | CHERAS | Existing | BCRS/SSU/J00006 | SSU ATLAS AIS CHERAS JAYA | CB 8S | CB 6 Feeders+BS |  |  | SSU ATLAS AIS CHERAS JAYA | INDOOR DOUBLE CHAMBER |  | 11 kV |  |  | 0
93531909 | TNB | DISTRIBUTION | CHERAS | Existing | BCRS/PCE/J01234 | PE PDT CENDANA LAND NO 1 | RMU 2S+1F | RMU 2S+1F (B) |  |  | PE PDT CENDANA LAND NO 1 | COMPACT SUBS |  | 11 kV |  |  | 0
93533286 | TNB | DISTRIBUTION | CHERAS | Existing | BCRS/PCE/J01235 | PE PDT CENDANA LAND NO 2 | RMU 2S+1F | RMU 2S+1F (A) |  |  | PE PDT CENDANA LAND NO 2 | COMPACT SUBS |  | 11 kV |  |  | 0
93699379 | TNB | DISTRIBUTION | CHERAS | Existing | BCRS/PCE/J01189 | PE INDUSTRIES COMM NO 1 | RMU 2S+2F | RMU 2S+2F (C) |  |  | PE INDUSTRIES COMM NO 1 | INDOOR DOUBLE CHAMBER |  | 11 kV |  |  | 0
94223251 | TNB | DISTRIBUTION | CHERAS | Existing | BCRS/PCE/J01203 | PE AMAZON KBP 3 | RMU 2S+1F | RMU 2S+1F (A) |  |  | PE AMAZON KBP 3 | INDOOR DOUBLE CHAMBER |  | 11 kV |  |  | 0
94330593 | TNB | DISTRIBUTION | CHERAS | Existing | BCRS/PCE/J01231 | PDT LESTARI MEWAH | RMU 2S+1F | RMU 2S + 1F |  |  | PDT LESTARI MEWAH | INDOOR SINGLE CHAMBER |  | 11/0.415 kV |  |  | 0
94339181 | TNB | DISTRIBUTION | CHERAS | Existing | BCRS/PCE/J00157 | JLN MEGAH 2/2 | RMU 2S+1F | RMU 2S + 1F |  |  | JLN MEGAH 2/2 | INDOOR SINGLE CHAMBER |  | 11/0.415 kV | 2005-11-01 |  | 0
94343475 | TNB | DISTRIBUTION | CHERAS | Existing | BCRS/PCE/J00172 | BTHO NO 10 | RMU 2S+1F & RMU 1F | RMU 2S+2F (A) |  |  | BTHO NO 10 | INDOOR DOUBLE CHAMBER |  | 11/0.415 kV | 1997-11-11 |  | 0
94377827 | TNB | DISTRIBUTION | CHERAS | Existing | BCRS/PCE/J01210 | PE BIG APPLE | RMU 2S+1F | RMU 2S+1F (A) |  |  | PE BIG APPLE | COMPACT SUBS |  | 11/0.415 kV |  |  | 0
94382121 | TNB | DISTRIBUTION | CHERAS | Existing | BCRS/PCE/J01193 | PE KEB VENTURES | RMU 2S+1F | RMU 2S+1F (B) |  |  | PE KEB VENTURES | INDOOR SINGLE CHAMBER |  | 11/0.415 kV |  |  | 0
94420767 | TNB | DISTRIBUTION | CHERAS | Existing | BCRS/PCE/J01113 | SURIA VILLA | RMU 2S+2F | RMU 2S+2F (C) |  |  | SURIA VILLA | INDOOR DOUBLE CHAMBER |  | 11/0.415 kV |  |  | 0
94459413 | TNB | DISTRIBUTION | CHERAS | Existing | BCRS/PCE/J01266 | PE KIDAMAI INDUSTRIAL PARK | RMU 2S+2F | RMU 2S+2F (C) |  |  | PE KIDAMAI INDUSTRIAL PARK | INDOOR SINGLE CHAMBER | 11/0.415 kV | 11/0.415 kV |  | CRS 0424 | 0
94468001 | TNB | DISTRIBUTION | CHERAS | Existing | BCRS/PCE/J01229 | PE PDT CHUNDI BUSINESS | RMU 2S+1F | RMU 2S+1F (A) |  |  | PE PDT CHUNDI BUSINESS | COMPACT SUBS |  | 11 kV |  |  | 0
94480883 | TNB | DISTRIBUTION | CHERAS | Existing | BCRS/PCE/J01199 | PE GOOD VIEW NO 2 | RMU 2S+2F | RMU 2S+2F (C) |  |  | PE GOOD VIEW NO 2 | INDOOR DOUBLE CHAMBER |  | 11 kV |  |  | 0
94485178 | TNB | DISTRIBUTION | CHERAS | Existing | BCRS/PCE/J01227 | CL CHAN LANGAT | CB 3S | CB 3 Feeders |  |  | CL CHAN LANGAT | INDOOR DOUBLE CHAMBER |  | 11/0.415 kV |  |  | 0
94532411 | TNB | DISTRIBUTION | CHERAS | Existing | BCRS/PCE/J01232 | PDT Banglo Latifah | RMU 2S+1F | RMU 2S+1F (B) |  |  | PDT Banglo Latifah | COMPACT SUBS |  | 11/0.415 kV |  |  | 0
94536705 | TNB | DISTRIBUTION | CHERAS | Existing | BCRS/PCE/J01196 | PE PDT TAMAN BERINGIN | RMU 2S+1F | RMU 2S+1F (B) |  |  | PE PDT TAMAN BERINGIN | COMPACT SUBS |  | 11 kV |  |  | 0
94545293 | TNB | DISTRIBUTION | CHERAS | Existing | BCRS/PCE/J01184 | PE THE I-RESIDENCE NO 1 | RMU 2S+2F | RMU 2S+2F (C) |  |  | PE THE I-RESIDENCE NO 1 | INDOOR SINGLE CHAMBER |  | 11 kV |  |  | 0
94545515 | TNB | DISTRIBUTION | CHERAS | Existing | BCRS/PCE/J01185 | PE THE I-RESIDENCE NO 2 | CB 3 Feeders | CB 3 Feeders |  |  | PE THE I-RESIDENCE NO 2 | ATTACHED |  | 11 kV |  |  | 0
95546509 | TNB | DISTRIBUTION | CHERAS | Existing | BCRS/PCE/J01217 | PE WIRA MUTIARA | RMU 2S+2F | RMU 2S+2F (C) |  |  | PE WIRA MUTIARA | INDOOR DOUBLE CHAMBER |  | 11 kV |  |  | 0
98827759 | TNB | DISTRIBUTION | CHERAS | Existing | BCRS/PCE/J01226 | PE AVENUE 4 NO 1 | RMU 2S+2F (A) | RMU 2S+2F (A) |  |  | PE AVENUE 4 NO 1 | INDOOR DOUBLE CHAMBER |  | 11/0.415 kV |  |  | 0
98829900 | TNB | DISTRIBUTION | CHERAS | Existing | BCRS/PCE/J01228 | PE AVENUE 4 NO 2 | RMU 2S+2F | RMU 2S+2F (C) |  |  | PE AVENUE 4 NO 2 | INDOOR DOUBLE CHAMBER |  | 11 kV |  |  | 0
98878101 | TNB | DISTRIBUTION | CHERAS | Existing | BCRS/PCE/J00137 | TMN CHERAS PERDANA RIA | RMU 2S+2F | RMU 2S+2F (C) |  |  | TMN CHERAS PERDANA RIA | ATTACHED DOUBLE |  | 11/0.415 kV | 1999-11-01 |  | 0
98903703 | TNB | DISTRIBUTION | CHERAS | Existing | BCRS/PCE/J01201 | PE NOUVELLE BALAKONG NO 1 | RMU 2S+2F | RMU 2S+2F (C) |  |  | PE NOUVELLE BALAKONG NO 1 | INDOOR DOUBLE CHAMBER |  | 11/0.415 kV |  |  | 0
98903811 | TNB | DISTRIBUTION | CHERAS | Existing | BCRS/PCE/J01202 | PE NOUVELLE BALAKONG NO 2 | RMU 2S+2F | RMU 2S+2F (C) |  |  | PE NOUVELLE BALAKONG NO 2 | INDOOR DOUBLE CHAMBER |  | 11/0.415 kV |  |  | 0
98907997 | TNB | DISTRIBUTION | CHERAS | Existing | BCRS/PCE/J01204 | MIFTAHALUL ULUM | RMU 2S+1F | RMU 2S+1F (A) |  |  | MIFTAHALUL ULUM | INDOOR DOUBLE CHAMBER |  | 11/0.415 kV |  |  | 0
98912373 | TNB | DISTRIBUTION | CHERAS | Existing | BCRS/PCE/J01207 | PDT TK TENT | RMU 2S+1F | RMU 2S+1F (B) |  |  | PDT TK TENT | COMPACT SUBS |  | 11 kV |  |  | 0
98925967 | TNB | DISTRIBUTION | CHERAS | Existing | BCRS/PCE/J01213 | PE PDT VISTA HILL NO 2 | RMU 2S+1F | RMU 2S+1F (B) |  |  | PE PDT VISTA HILL NO 2 | COMPACT SUBS |  | 11 kV |  |  | 0
98926429 | TNB | DISTRIBUTION | CHERAS | Existing | BCRS/PCE/J01212 | PE PDT VISTA HILL NO 1 | RMU 2S+1F | RMU 2S+1F (B) |  |  | PE PDT VISTA HILL NO 1 | COMPACT SUBS |  | 11 kV |  |  | 0
98955231 | TNB | DISTRIBUTION | CHERAS | Existing | BCRS/PCE/J01321 | AREENA DEVP | RMU 2S+1F | RMU 2S+1F (A) |  |  | AREENA DEVP | ATTACHED SINGLE |  | 11/0.415 kV |  |  | 0
98955920 | TNB | DISTRIBUTION | CHERAS | Existing | BCRS/PCE/J01214 | PE KUOK MENG NAI | RMU 2S+1F | RMU 2S+1F (A) |  |  | PE KUOK MENG NAI | INDOOR SINGLE CHAMBER |  | 11 kV |  |  | 0
98959526 | TNB | DISTRIBUTION | CHERAS | Existing | BCRS/PCE/J01208 | PE PDT SUTERA RESIDENCE | RMU 2S+1F | RMU 2S+1F (B) |  |  | PE PDT SUTERA RESIDENCE | COMPACT SUBS |  | 11 kV |  |  | 0
98963819 | TNB | DISTRIBUTION | CHERAS | Existing | BCRS/PCE/J01206 | PE PADAT TAMAN INDAH 2 | RMU 2S+1F | RMU 2S+1F (A) |  |  | PE PADAT TAMAN INDAH 2 | COMPACT SUBS |  | 11 kV |  |  | 0
98968113 | TNB | DISTRIBUTION | CHERAS | Existing | BCRS/PCE/J01230 | PE JEMCO VENTURE | RMU 2S+1F | RMU 2S+1F (A) |  |  | PE JEMCO VENTURE | INDOOR SINGLE CHAMBER |  | 11 kV |  |  | 0
98981003 | TNB | DISTRIBUTION | CHERAS | Existing | BCRS/PCE/J01237 | PE PADAT LEW KOK HOONG | RMU 2S+1F | RMU 2S+1F (B) |  |  | PE PADAT LEW KOK HOONG | COMPACT SUBS |  | 11/0.415 kV |  |  | 0
98993877 | TNB | DISTRIBUTION | CHERAS | Existing | BCRS/PCE/J01197 | PE YOU RESIDENCE NO 1 | RMU 2S+2F | RMU 2S+2F (C) |  |  | PE YOU RESIDENCE NO 1 | INDOOR DOUBLE CHAMBER |  | 11 kV |  |  | 0
98993999 | TNB | DISTRIBUTION | CHERAS | Existing | BCRS/PCE/J01198 | PE YOU RESIDENCE NO 2 | RMU 2S+2F | RMU 2S+2F (C) |  |  | PE YOU RESIDENCE NO 2 | INDOOR DOUBLE CHAMBER |  | 11 kV |  |  | 0
99001511 | TNB | DISTRIBUTION | CHERAS | Existing | BCRS/PCE/J01158 | DESA SAUJANA LANGAT | RMU 2S+2F | RMU 2S+2F (C) |  |  | DESA SAUJANA LANGAT | INDOOR SINGLE CHAMBER |  | 11/0.415 kV | 14/08/2014 |  | 0
99064916 | TNB | DISTRIBUTION | CHERAS | Existing | BCRS/PCE/J01220 | PE LOT 1030 BUKIT ANGKAT | RMU 2S+2F | RMU 2S+2F (C) |  |  | PE LOT 1030 BUKIT ANGKAT | INDOOR DOUBLE CHAMBER |  | 11/0.415 kV |  |  | 0
99388925 | TNB | DISTRIBUTION | CHERAS | Existing | BCRS/PCE/J01240 | PE GREEN SURIA NO 1 | RMU 2S+2F | RMU 2S+2F (C) |  |  | PE GREEN SURIA NO 1 | INDOOR DOUBLE CHAMBER |  | 11 kV |  |  | 0
99389007 | TNB | DISTRIBUTION | CHERAS | Existing | BCRS/PCE/J01241 | PE GREEN SURIA NO 2 | RMU 2S+2F | RMU 2S+2F (C) |  |  | PE GREEN SURIA NO 2 | INDOOR SINGLE CHAMBER |  | 11 kV |  |  | 0
99393219 | TNB | DISTRIBUTION | CHERAS | Existing | BCRS/PCE/J01221 | PE SURIALAND INDUSTRI | RMU 2S+2F | RMU 2S+2F (C) |  |  | PE SURIALAND INDUSTRI | INDOOR DOUBLE CHAMBER |  | 11 kV |  |  | 0
99783979 | TNB | DISTRIBUTION | CHERAS | Existing | BCRS/PCE/J01215 | PE UTAR SG LONG | CB 4S | CB 5 Feeders+BS |  |  | PE UTAR SG LONG | ATTACHED |  | 11 kV |  |  | 0
99809737 | TNB | DISTRIBUTION | CHERAS | Existing | BCRS/PCE/J01260 | PE JADITE SUITE | RMU 2S+2F | RMU 2S+2F (C) |  |  | PE JADITE SUITE | INDOOR SINGLE CHAMBER |  | 11/0.415 kV |  |  | 0
99822797 | TNB | DISTRIBUTION | CHERAS | Existing | BCRS/PCE/J01223 | PE 3V ASIA FURNITURE | RMU 2S+1F (B) | RMU 2S+1F (B) |  |  | PE 3V ASIA FURNITURE | INDOOR SINGLE CHAMBER |  | 11 kV |  |  | 0
99831207 | TNB | DISTRIBUTION | CHERAS | Existing | BCRS/PCE/J01245 | PE PDT SENJA NO 1 | RMU 2S+1F (A) | RMU 2S+1F (A) |  |  | PE PDT SENJA NO 1 | COMPACT SUBS |  | 11 kV |  |  | 0
99835773 | TNB | DISTRIBUTION | CHERAS | Existing | BCRS/PCE/J01225 | PE PDT LUTHERN CHURCH | RMU 2S+1F (A) | RMU 2S+1F (A) |  |  | PE PDT LUTHERN CHURCH | COMPACT SUBS |  | 11 kV |  |  | 0
99844461 | TNB | DISTRIBUTION | CHERAS | Existing | BCRS/SSU/J00007 | SSU HUA ZHONG | CB 2 X (4 Feeders) | CB 2 X (4 Feeders) |  |  | SSU HUA ZHONG | INDOOR DOUBLE CHAMBER |  | 11 kV | 28/12/2015 |  | 0
99850044 | TNB | DISTRIBUTION | CHERAS | Existing | BCRS/PCE/J01205 | TMN TROPICANA NO 2 | RMU 2S+2F | RMU 2S+2F (C) |  |  | TMN TROPICANA NO 2 | INDOOR DOUBLE CHAMBER |  | 11/0.415 kV |  |  | 0
100200491 | TNB | DISTRIBUTION | CHERAS | Existing | BCRS/PCE/J01239 | PE TOWN PARK 5 NO 1 | RMU 2S+1F | RMU 2S+1F (B) |  |  | PE TOWN PARK 5 NO 1 | INDOOR SINGLE CHAMBER |  | 11 kV |  |  | 0
301503140 | TNB | DISTRIBUTION | CHERAS | Existing | BCRS/PCE/J00531 | KILANG PAPAN (HEN KEE SAWMILL) | RMU 2S+2F | RMU 2S + 2F |  |  | KILANG PAPAN (HEN KEE SAWMILL) | ATTACHED SINGLE |  | 11/0.415 kV | 2000-11-11 |  | 0
301547120 | TNB | DISTRIBUTION | CHERAS | Existing | BCRS/PCE/J00908 | TOWN PARK 1 NO 2 | RMU 2S+2F | RMU 2S + 2F |  |  | TOWN PARK 1 NO 2 | INDOOR DOUBLE CHAMBER |  | 11/0.415 kV | 18/07/1998 |  | 0
301555910 | TNB | DISTRIBUTION | CHERAS | Existing | BCRS/PCE/J00108 | MADAH PERKAYUAN | RMU 3S+2F | RMU 3S+2F |  |  | MADAH PERKAYUAN | INDOOR DOUBLE CHAMBER |  | 11/0.415 kV | 1993-11-01 |  | 0
301561512 | TNB | DISTRIBUTION | CHERAS | Existing | BCRS/PCE/J00842 | PERSIARAN BKT SG LONG NO 2 | RMU 2S+2F | RMU 2S + 2F |  |  | PERSIARAN BKT SG LONG NO 2 | INDOOR DOUBLE CHAMBER |  | 11/0.415 kV | 2010-11-11 | BBB5015 | 0
301589856 | TNB | DISTRIBUTION | CHERAS | Existing | BCRS/PCE/J00914 | TMN ORKID JLN ORKID 5/2 | RMU 2S+2F | RMU 2S + 2F |  |  | TMN ORKID JLN ORKID 5/2 | ATTACHED DOUBLE |  | 11/0.415 kV | 18/07/1998 |  | 0
301590323 | TNB | DISTRIBUTION | CHERAS | Existing | BCRS/PCE/J00735 | TMN SURIA NO 2 | RMU 2S+1F | RMU 2S + 1F |  |  | TMN SURIA NO 2 | INDOOR DOUBLE CHAMBER |  | 11/0.415 kV | 18/07/1998 |  | 0
301590439 | TNB | DISTRIBUTION | CHERAS | Existing | BCRS/PCE/J00791 | DAIREN DEVELOPMENT NO 2 | RMU 2S+1F | RMU 2S + 1F |  |  | DAIREN DEVELOPMENT NO 2 | INDOOR DOUBLE CHAMBER |  | 11/0.415 kV | 2008-11-11 |  | 0
301590555 | TNB | DISTRIBUTION | CHERAS | Existing | BCRS/PCE/J00620 | INTRA DESIGN | RMU 2S+1F | RMU 2S + 1F |  |  | INTRA DESIGN | INDOOR SINGLE CHAMBER |  | 11/0.415 kV | 2008-11-01 | NO PE BBB5693 | 0
301594522 | TNB | DISTRIBUTION | CHERAS | Existing | BCRS/PCE/J00658 | DESA SERDANG NO 3 | RMU 2S+2F | RMU 2S + 2F |  |  | DESA SERDANG NO 3 | ATTACHED DOUBLE |  | 11/0.415 kV | 1994-11-11 |  | 0
301594989 | TNB | DISTRIBUTION | CHERAS | Existing | BCRS/PCE/J00657 | DESA SERDANG NO 4 | RMU 2S+2F | RMU 2S + 2F |  |  | DESA SERDANG NO 4 | INDOOR DOUBLE CHAMBER |  | 11/0.415 kV | 1994-11-11 |  | 0
301595146 | TNB | DISTRIBUTION | CHERAS | Existing | BCRS/PCE/J00532 | PE WISMA MINLON | CB 3 Feeders | CB 3 Feeders |  |  | PE WISMA MINLON | INDOOR |  | 11 kV |  |  | 0
301596627 | TNB | DISTRIBUTION | CHERAS | Existing | BCRS/PCE/J00969 | SERDANG LAMA COMPACT | RMU 2S+1F | RMU 2S + 1F |  |  | SERDANG LAMA COMPACT | COMPACT SUBS |  | 11/0.415 kV | 1988-11-11 |  | 0
301601589 | TNB | DISTRIBUTION | CHERAS | Existing | BCRS/PCE/J00259 | BDR MAHKOTA CHERAS NO 17 | RMU 3S+1F | RMU 3S+1F |  |  | BDR MAHKOTA CHERAS NO 17 | INDOOR DOUBLE CHAMBER |  | 11/0.415 kV | 2002-11-01 |  | 0
301601738 | TNB | DISTRIBUTION | CHERAS | Existing | BCRS/PCE/J00025 | GOOD EARTH | RMU 3S+2F | RMU 3S+2F |  |  | GOOD EARTH | ATTACHED DOUBLE |  | 11/0.415 kV | 2011-11-01 |  | 0
301602548 | TNB | DISTRIBUTION | CHERAS | Existing | BCRS/PCE/J00099 | EXPRESS AUDIO LANGAT |  | CB |  |  | EXPRESS AUDIO LANGAT | ATTACHED |  | 11/0.415 kV | 1990-11-01 |  | 0
301602704 | TNB | DISTRIBUTION | CHERAS | Existing | BCRS/PCE/J00215 | SG LONG NO 8 | RMU 2S+2F | RMU 2S + 2F |  |  | SG LONG NO 8 | INDOOR DOUBLE CHAMBER |  | 11/0.415 kV | 2000-11-01 |  | 0
301603171 | TNB | DISTRIBUTION | CHERAS | Existing | BCRS/PCE/J00192 | SG LONG NO 9 | RMU 2S+2F | RMU 3S+2F |  |  | SG LONG NO 9 | INDOOR DOUBLE CHAMBER |  | 11/0.415 kV | 1996-11-01 | B0735 | 0
301603328 | TNB | DISTRIBUTION | CHERAS | Existing | BCRS/PCE/J00226 | SEK MEN KEB SG LONG | RMU 2S+1F | RMU 2S + 1F |  |  | SEK MEN KEB SG LONG | INDOOR SINGLE CHAMBER |  | 11/0.415 kV | 2001-11-01 |  | 0
301603910 | TNB | DISTRIBUTION | CHERAS | Existing | BCRS/PCE/J00278 | TUCK HUA NO 1 METAL | RMU 2S+1F | RMU 2S + 1F |  |  | TUCK HUA NO 1 METAL | OUTDOOR (OD WITH SWTCHGEAR) |  | 11/0.415 kV | 2005-11-01 |  | 0
301604336 | TNB | DISTRIBUTION | CHERAS | Existing | BCRS/PCE/J00627 | TUCK HUA NO 3 | RMU 2S+1F | RMU 2S + 1F |  |  | TUCK HUA NO 3 | ATTACHED DOUBLE |  | 11/0.415 kV | 1999-11-01 |  | 0
301604453 | TNB | DISTRIBUTION | CHERAS | Existing | BCRS/PCE/J00496 | DATARAN HASIL | RMU 2S+1F | RMU 2S + 1F |  |  | DATARAN HASIL | COMPACT SUBS |  | 11/0.415 kV | 18/07/1998 |  | 0
301604569 | TNB | DISTRIBUTION | CHERAS | Existing | BCRS/PCE/J00275 | SWS BINA PLASTIC | RMU 3S | RMU 3S |  |  | SWS BINA PLASTIC | ATTACHED |  | 11 kV | 1996-11-11 |  | 0
301604987 | TNB | DISTRIBUTION | CHERAS | Existing | BCRS/PCE/J00273 | CONTROL INSTRUMENT | RMU 3S+1F | RMU 3S+1F |  |  | CONTROL INSTRUMENT | OUTDOOR (OD WITH SWTCHGEAR) |  | 11/0.415 kV | 2001-11-11 |  | 0
301605606 | TNB | DISTRIBUTION | CHERAS | Existing | BCRS/PCE/J00206 | MAURI FERMENTATION | RMU 3S+1F | RMU 3S+1F |  |  | MAURI FERMENTATION | ATTACHED SINGLE |  | 11/0.415 kV | 1995-11-01 |  | 0
301605755 | TNB | DISTRIBUTION | CHERAS | Existing | BCRS/PCE/J00282 | BINA PLASTIC | RMU 2S+1F | RMU 2S+1F (B) |  |  | BINA PLASTIC | ATTACHED SINGLE |  | 11/0.415 kV | 1982-11-01 |  | 0
301606181 | TNB | DISTRIBUTION | CHERAS | Existing | BCRS/PCE/J00103 | KENEISON BROTHERS NO 1 | RMU 4S+2F | RMU 2S+2F (B) |  |  | KENEISON BROTHERS NO 1 | INDOOR DOUBLE CHAMBER |  | 11/0.415 kV | 1990-11-01 |  | 0
301607180 | TNB | DISTRIBUTION | CHERAS | Existing | BCRS/PCE/J00869 | CHERAS PRIMA NO 4 | RMU 2S+1F | RMU 2S + 1F |  |  | CHERAS PRIMA NO 4 | INDOOR DOUBLE CHAMBER |  | 11/0.415 kV | 18/07/1998 |  | 0
301607296 | TNB | DISTRIBUTION | CHERAS | Existing | BCRS/PCE/J00868 | APARTMENT MAWAR | RMU 2S+1F | RMU 2S + 1F |  |  | APARTMENT MAWAR | INDOOR DOUBLE CHAMBER |  | 11/0.415 kV | 18/07/1998 |  | 0
301607412 | TNB | DISTRIBUTION | CHERAS | Existing | BCRS/PCE/J00271 | PADAT LAMAN KENCANA BT 19 H/L | RMU 2S+1F | RMU 2S + 1F |  |  | PADAT LAMAN KENCANA BT 19 H/L | COMPACT SUBS |  | 11/0.415 kV | 1990-11-01 |  | 0
301607528 | TNB | DISTRIBUTION | CHERAS | Existing | BCRS/PCE/J00082 | PKNS SG LUI | CB 2S+1F | CB + 1 TX |  |  | PKNS SG LUI | INDOOR SINGLE CHAMBER |  | 11/0.415 kV | 1990-11-01 |  | 0
301608307 | TNB | DISTRIBUTION | CHERAS | Existing | BCRS/PCE/J00086 | SG LUI NO 3 BT 23 A/T | RMU 2S+1F | RMU 2S + 1F |  |  | SG LUI NO 3 BT 23 A/T | PENCAWANG ATAS TIANG (PAT) |  | 11/0.415 kV | 1990-11-01 |  | 0
301610146 | TNB | DISTRIBUTION | CHERAS | Existing | BCRS/PCE/J00994 | JLN BENDAHARA 12 | RMU 2S+1F | RMU 2S + 1F |  |  | JLN BENDAHARA 12 | INDOOR DOUBLE CHAMBER |  | 11/0.415 kV | 2008-07-06 |  | 0
301617601 | TNB | DISTRIBUTION | CHERAS | Existing | BCRS/PCE/J00359 | LUBS TECHNOLOGY SB | RMU 5S+1F | RMU 2X (2S + 1F) |  |  | LUBS TECHNOLOGY SB | ATTACHED SINGLE |  | 11/0.415 kV | 1995-11-01 |  | 0
301617857 | TNB | DISTRIBUTION | CHERAS | Existing | BCRS/PCE/J00166 | SWS MAKTAB PDRM | CB 5S+1BS | SSU 11kV Single Bus (BS) |  |  | SWS MAKTAB PDRM | ATTACHED |  | 11 kV | 1998-11-11 |  | 0
301618427 | TNB | DISTRIBUTION | CHERAS | Existing | BCRS/PCE/J00272 | MECOMB | RMU 2S+2F | RMU 2S + 2F |  |  | MECOMB | ATTACHED DOUBLE |  | 11/0.415 kV | 1997-11-11 |  | 0
301618895 | TNB | DISTRIBUTION | CHERAS | Existing | BCRS/PCE/J00030 | MAKMAL FORENSIK PDRM | CB 3S | CB |  |  | MAKMAL FORENSIK PDRM | ATTACHED |  | 11 kV | 2001-11-11 |  | 0
301619051 | TNB | DISTRIBUTION | CHERAS | Existing | BCRS/PCE/J00243 | FLAT DAMAI JAYA | RMU 2S+1F | RMU 2S+1F (A) |  |  | FLAT DAMAI JAYA | ATTACHED SINGLE |  | 11/0.415 kV | 1986-11-11 |  | 0
301619477 | TNB | DISTRIBUTION | CHERAS | Existing | BCRS/PCE/J00208 | RSD SB | RMU 2S+1F | RMU 2S + 1F |  |  | RSD SB | OUTDOOR (OD WITH SWTCHGEAR) |  | 11/0.415 kV | 1994-11-11 |  | 0
301619593 | TNB | DISTRIBUTION | CHERAS | Existing | BCRS/PCE/J00491 | COMMERCIAL AREA NO 10 JLN TEMENGGONG 21/ | RMU 2S+2F | RMU 2S + 2F |  |  | COMMERCIAL AREA NO 10 JLN TEMENGGONG 21/ | ATTACHED DOUBLE |  | 11/0.415 kV | 2006-11-01 |  | 0
301619750 | TNB | DISTRIBUTION | CHERAS | Existing | BCRS/PCE/J00492 | COMMERCIAL AREA NO 11 JLN TEMENGGONG 19/ | RMU 2S+2F | RMU 2S + 2F |  |  | COMMERCIAL AREA NO 11 JLN TEMENGGONG 19/ | ATTACHED DOUBLE |  | 11/0.415 kV | 2006-11-01 |  | 0
301620527 | TNB | DISTRIBUTION | CHERAS | Existing | BCRS/PCE/J00470 | JLN INANG BDR MAHKOTA CHERAS | RMU 2S+2F | RMU 2S + 2F |  |  | JLN INANG BDR MAHKOTA CHERAS | INDOOR SINGLE CHAMBER |  | 11/0.415 kV | 2003-11-01 |  | 0
301620675 | TNB | DISTRIBUTION | CHERAS | Existing | BCRS/PCE/J00264 | BDR MAHKOTA CHERAS NO. 4 | RMU 2S+2F | RMU 2S + 2F |  |  | BDR MAHKOTA CHERAS NO. 4 | INDOOR DOUBLE CHAMBER |  | 11/0.415 kV | 2002-11-01 |  | 0
301621142 | TNB | DISTRIBUTION | CHERAS | Existing | BCRS/PCE/J00262 | BDR MAHKOTA CHERAS NO. 2 | CB 3S+1F | CB + 1 TX |  |  | BDR MAHKOTA CHERAS NO. 2 | INDOOR DOUBLE CHAMBER |  | 11/0.415 kV | 2002-11-01 |  | 0
301621658 | TNB | DISTRIBUTION | CHERAS | Existing | BCRS/PCE/J00260 | BDR MAHKOTA CHERAS NO 18 | RMU 2S+2F | RMU 2S + 2F |  |  | BDR MAHKOTA CHERAS NO 18 | INDOOR DOUBLE CHAMBER |  | 11/0.415 kV | 2002-11-01 |  | 0
301621815 | TNB | DISTRIBUTION | CHERAS | Existing | BCRS/PCE/J00953 | JLN PAHLAWAN 9/3 NO 2 | RMU 2S+2F | RMU 2S+2F |  |  | JLN PAHLAWAN 9/3 NO 2 | INDOOR DOUBLE CHAMBER |  | 11/0.415 kV | 2009-12-08 | CRS 0063 | 0
301621931 | TNB | DISTRIBUTION | CHERAS | Existing | BCRS/PCE/J00466 | PANGSAPURI MAHKOTA NO 1 | RMU 2S+1F | RMU 2S + 1F |  |  | PANGSAPURI MAHKOTA NO 1 | ATTACHED SINGLE |  | 11/0.415 kV | 2005-11-01 |  | 0
301622357 | TNB | DISTRIBUTION | CHERAS | Existing | BCRS/PCE/J00510 | JLN PAHLAWAN 2A/3 BDR MAHKOTA CHERAS | RMU 2S+1F | RMU 2S + 1F |  |  | JLN PAHLAWAN 2A/3 BDR MAHKOTA CHERAS | INDOOR DOUBLE CHAMBER |  | 11/0.415 kV | 2006-11-01 |  | 0
301622899 | TNB | DISTRIBUTION | CHERAS | Existing | BCRS/PCE/J00351 | MIEL NO 1 CHERAS JAYA | RMU 2S+2F | RMU 2S + 2F |  |  | MIEL NO 1 CHERAS JAYA | ATTACHED SINGLE |  | 11/0.415 kV | 1985-11-01 |  | 0
301623056 | TNB | DISTRIBUTION | CHERAS | Existing | BCRS/PCE/J00784 | MIEL NO 2 CHERAS JAYA | RMU 3S+1F | RMU 3S+1F |  |  | MIEL NO 2 CHERAS JAYA | ATTACHED SINGLE |  | 11/0.415 kV | 1960-11-11 |  | 0
301623210 | TNB | DISTRIBUTION | CHERAS | Existing | BCRS/PCE/J00347 | LIAN NGOI | RMU 2S+1F | RMU 2S + 1F |  |  | LIAN NGOI | ATTACHED SINGLE |  | 11/0.415 kV | 1985-11-11 |  | 0
301623326 | TNB | DISTRIBUTION | CHERAS | Existing | BCRS/PCE/J00348 | SWS ORIENT BATTERY | CB 3S | CB |  |  | SWS ORIENT BATTERY | ATTACHED |  | 11/0.415 kV | 1990-11-01 |  | 0
301623476 | TNB | DISTRIBUTION | CHERAS | Existing | BCRS/PCE/J00368 | TERAZZO | RMU 2S+1F | RMU 2S + 1F |  |  | TERAZZO | OUTDOOR (OD WITH SWTCHGEAR) |  | 11/0.415 kV | 1993-11-11 |  | 0
301623903 | TNB | DISTRIBUTION | CHERAS | Existing | BCRS/PCE/J00349 | DR ENGINEERING SB | RMU 2S+1F | RMU 2S + 1F |  |  | DR ENGINEERING SB | ATTACHED SINGLE |  | 11/0.415 kV | 1993-11-01 |  | 0
301624019 | TNB | DISTRIBUTION | CHERAS | Existing | BCRS/PCE/J00306 | GUPPY PLASTIC NO 2 | RMU 3S | RMU 3S |  |  | GUPPY PLASTIC NO 2 | ATTACHED |  | 11/0.415 kV | 1985-11-01 |  | 0
301624437 | TNB | DISTRIBUTION | CHERAS | Existing | BCRS/PCE/J00363 | POLYGRAFIK | RMU 2S+1F | RMU 2S + 1F |  |  | POLYGRAFIK | ATTACHED SINGLE |  | 11/0.415 kV | 1989-11-11 | B0565 | 0
301624553 | TNB | DISTRIBUTION | CHERAS | Existing | BCRS/PCE/J00327 | NEW ELECTRONIC GATE | RMU 3S+1F | RMU 3S+1F |  |  | NEW ELECTRONIC GATE | ATTACHED SINGLE |  | 11 kV | 1990-11-11 |  | 0
301624693 | TNB | DISTRIBUTION | CHERAS | Existing | BCRS/PCE/J00364 | UNION CARPET MAKER | RMU 2S+1F | RMU 2S + 1F |  |  | UNION CARPET MAKER | ATTACHED SINGLE |  | 11/0.415 kV | 1994-11-11 |  | 0
301625228 | TNB | DISTRIBUTION | CHERAS | Existing | BCRS/PCE/J00425 | TMN SEGAR PERDANA NO 1 | CB 2S+2F | CB + 2 TX |  |  | TMN SEGAR PERDANA NO 1 | INDOOR DOUBLE CHAMBER |  | 11/0.415 kV | 18/07/2002 |  | 0
301625753 | TNB | DISTRIBUTION | CHERAS | Existing | BCRS/PCE/J00255 | LOJI RAT. SISA NO 1 BDR MAHKOTA CHERAS | RMU 2S+2F | RMU 2S + 2F |  |  | LOJI RAT. SISA NO 1 BDR MAHKOTA CHERAS | INDOOR SINGLE CHAMBER |  | 11/0.415 kV | 2002-11-01 |  | 0
301625901 | TNB | DISTRIBUTION | CHERAS | Existing | BCRS/PCE/J00517 | JLN TEMENGGUNG 10/7 BDR MAHKOTA CHERAS |  | RMU 2S + 2F |  |  | JLN TEMENGGUNG 10/7 BDR MAHKOTA CHERAS | INDOOR DOUBLE CHAMBER |  | 11/0.415 kV | 2002-11-01 |  | 0
301626525 | TNB | DISTRIBUTION | CHERAS | Existing | BCRS/PCE/J00765 | PERCETAKAN SAKTI | RMU 2S + 1F | RMU 2S + 1F |  |  | PERCETAKAN SAKTI | ATTACHED SINGLE | 11/0.415 kV | 11/0.415 kV | 18/07/1998 |  | 0
301626952 | TNB | DISTRIBUTION | CHERAS | Existing | BCRS/PCE/J00764 | DUNHAM BUSH | RMU 3S | RMU 3S |  |  | DUNHAM BUSH | ATTACHED |  | 11/0.415 kV | 18/07/1998 |  | 0
301630973 | TNB | DISTRIBUTION | CHERAS | Existing | BCRS/PCE/J00433 | KOMPLEKS PENGHULU CHERAS | RMU 2S+1F | RMU 2S + 1F |  |  | KOMPLEKS PENGHULU CHERAS | OUTDOOR (OD WITH SWTCHGEAR) |  | 11/0.415 kV | 2003-11-01 |  | 0
301631089 | TNB | DISTRIBUTION | CHERAS | Existing | BCRS/PCE/J00521 | LOT BANGLO KG BARU TMN MAS | RMU 2S+2F | RMU 2S + 2F |  |  | LOT BANGLO KG BARU TMN MAS | INDOOR DOUBLE CHAMBER |  | 11/0.415 kV | 18/07/1998 |  | 0
301631556 | TNB | DISTRIBUTION | CHERAS | Existing | BCRS/PCE/J00893 | SUNWAY CHERAS 1 | RMU 2S+2F | RMU 2S + 2F |  |  | SUNWAY CHERAS 1 | INDOOR DOUBLE CHAMBER |  | 11/0.415 kV | 18/07/2006 |  | 0
301631713 | TNB | DISTRIBUTION | CHERAS | Existing | BCRS/PCE/J00892 | SUNWAY CHERAS 2 | RMU 2S+2F | RMU 2S + 2F |  |  | SUNWAY CHERAS 2 | INDOOR DOUBLE CHAMBER |  | 11/0.415 kV | 18/07/2006 |  | 0
301631870 | TNB | DISTRIBUTION | CHERAS | Existing | BCRS/PCE/J00482 | 4A JLN PENGGAWA 2/2 | RMU 2S+1F | RMU 2S + 1F |  |  | 4A JLN PENGGAWA 2/2 | ATTACHED SINGLE |  | 11/0.415 kV | 2008-11-01 |  | 0
301631987 | TNB | DISTRIBUTION | CHERAS | Existing | BCRS/PCE/J00163 | TMN CHERAS AWANA NO 4 | RMU 2S+2F | RMU 2S + 2F |  |  | TMN CHERAS AWANA NO 4 | ATTACHED DOUBLE |  | 11/0.415 kV | 1997-11-01 |  | 0
301632148 | TNB | DISTRIBUTION | CHERAS | Existing | BCRS/PCE/J00026 | TMN ALAM JAYA NO 2 | RMU 2S+1F | RMU 2S + 1F |  |  | TMN ALAM JAYA NO 2 | INDOOR DOUBLE CHAMBER |  | 11/0.415 kV | 1995-11-01 |  | 0
301632574 | TNB | DISTRIBUTION | CHERAS | Existing | BCRS/PCE/J00418 | BERKAT HASIL NO 11 | RMU 2S+2F | RMU 2S + 2F |  |  | BERKAT HASIL NO 11 | ATTACHED DOUBLE |  | 11/0.415 kV | 1995-11-11 |  | 0
301632731 | TNB | DISTRIBUTION | CHERAS | Existing | BCRS/PCE/J00415 | BERKAT HASIL NO 12 | RMU 3S+1F | RMU 3S+1F |  |  | BERKAT HASIL NO 12 | INDOOR DOUBLE CHAMBER |  | 11/0.415 kV | 18/07/1998 |  | 0
301632880 | TNB | DISTRIBUTION | CHERAS | Existing | BCRS/PCE/J00005 | ASAS EKUITI S/B | RMU 2S+1F | RMU 2S + 1F |  |  | ASAS EKUITI S/B | INDOOR SINGLE CHAMBER |  | 11/0.415 kV | 2000-11-01 |  | 0
301632996 | TNB | DISTRIBUTION | CHERAS | Existing | BCRS/PCE/J00148 | PADAT TMN SUNTEX | RMU 2S+1F | RMU 2S + 1F |  |  | PADAT TMN SUNTEX | COMPACT SUBS |  | 11/0.415 kV | 2000-11-05 |  | 0
301633422 | TNB | DISTRIBUTION | CHERAS | Existing | BCRS/PCE/J00524 | PANGSAPURI BLOK L8, JLN PENGGAWA, BMC | RMU 2S+1F | RMU 2S + 1F |  |  | PANGSAPURI BLOK L8, JLN PENGGAWA, BMC | ATTACHED SINGLE |  | 11/0.415 kV | 2004-11-01 |  | 0
301633539 | TNB | DISTRIBUTION | CHERAS | Existing | BCRS/PCE/J00045 | PKNS KG MELAKA | RMU 2S+1F | RMU 2S + 1F |  |  | PKNS KG MELAKA | INDOOR SINGLE CHAMBER |  | 11/0.415 kV | 1991-11-01 |  | 0
301633650 | TNB | DISTRIBUTION | CHERAS | Existing | BCRS/PCE/J00608 | BELIMBING HEIGHTS NO 2 | RMU 2S+2F | RMU 2S + 2F |  |  | BELIMBING HEIGHTS NO 2 | ATTACHED DOUBLE |  | 11 kV | 2004-11-01 |  | 0
301634119 | TNB | DISTRIBUTION | CHERAS | Existing | BCRS/PCE/J00394 | BKT BELIMBING NO 4 | RMU 2S+1F | RMU 2S + 1F |  |  | BKT BELIMBING NO 4 | INDOOR SINGLE CHAMBER |  | 11/0.415 kV | 1993-11-11 |  | 0
301634235 | TNB | DISTRIBUTION | CHERAS | Existing | BCRS/PCE/J00416 | BERKAT HASIL NO 9 | RMU 2S+2F | RMU 2S + 2F |  |  | BERKAT HASIL NO 9 | INDOOR DOUBLE CHAMBER |  | 11/0.415 kV | 1991-11-11 |  | 0
301634702 | TNB | DISTRIBUTION | CHERAS | Existing | BCRS/PCE/J00414 | BERKAT HASIL NO 16 | RMU 2S+2F | RMU 2S + 2F |  |  | BERKAT HASIL NO 16 | ATTACHED DOUBLE |  | 11/0.415 kV | 1997-11-01 |  | 0
301634859 | TNB | DISTRIBUTION | CHERAS | Existing | BCRS/PCE/J00219 | BDR SG LONG NO 11 | CB 2S+2F | CB + 2 TX |  |  | BDR SG LONG NO 11 | INDOOR DOUBLE CHAMBER |  | 11/0.415 kV | 2000-11-01 |  | 0
301635384 | TNB | DISTRIBUTION | CHERAS | Existing | BCRS/PCE/J00476 | SANYIN | RMU 2S+1F | RMU 2S + 1F |  |  | SANYIN | INDOOR SINGLE CHAMBER |  | 11/0.415 kV | 2004-11-01 |  | 0
301635501 | TNB | DISTRIBUTION | CHERAS | Existing | BCRS/PCE/J00552 | TAMAN SUNNYSIDE NO 4 | RMU 2S+1F | RMU 2S + 1F |  |  | TAMAN SUNNYSIDE NO 4 | INDOOR DOUBLE CHAMBER |  | 11/0.415 kV | 18/07/1998 |  | 0
301635968 | TNB | DISTRIBUTION | CHERAS | Existing | BCRS/PCE/J00382 | BRONLEY HILL NO 2 | RMU 2S+2F | RMU 2S + 2F |  |  | BRONLEY HILL NO 2 | INDOOR DOUBLE CHAMBER |  | 11/0.415 kV | 18/07/1998 | PAGAR SUDAH ROBOH | 0
301636125 | TNB | DISTRIBUTION | CHERAS | Existing | BCRS/PCE/J00726 | LOT 1906 JLN KPB 9 | RMU 2S+1F | RMU 2S + 1F |  |  | LOT 1906 JLN KPB 9 | ATTACHED SINGLE |  | 11/0.415 kV | 2009-11-01 |  | 0
301636551 | TNB | DISTRIBUTION | CHERAS | Existing | BCRS/PCE/J00495 | COPPERTECH KG BARU BALAKONG | RMU 2S+1F | RMU 2S + 1F |  |  | COPPERTECH KG BARU BALAKONG | ATTACHED SINGLE |  | 11/0.415 kV | 2006-11-01 |  | 0
301636668 | TNB | DISTRIBUTION | CHERAS | Existing | BCRS/PCE/J00802 | LEW MEW CHOI NO 2 | CB 3S | CB |  |  | LEW MEW CHOI NO 2 | ATTACHED |  | 11/0.415 kV | 2002-11-11 |  | 0
301637148 | TNB | DISTRIBUTION | CHERAS | Existing | BCRS/PCE/J00286 | KG BARU BALAKONG COMPACT | RMU 2S+1F | RMU 2S + 1F |  |  | KG BARU BALAKONG COMPACT | COMPACT SUBS |  | 11/0.415 kV | 2000-11-11 |  | 0
301637264 | TNB | DISTRIBUTION | CHERAS | Existing | BCRS/PCE/J00294 | DAPAT | RMU 2S+1F | RMU 2S + 1F |  |  | DAPAT | ATTACHED SINGLE |  | 11/0.415 kV | 1994-11-01 |  | 0
301637380 | TNB | DISTRIBUTION | CHERAS | Existing | BCRS/PCE/J00295 | BOOM FUEN & SON (GALANT) | CB 4S | CB |  |  | BOOM FUEN & SON (GALANT) | ATTACHED DOUBLE |  | 11/0.415 kV | 1994-11-01 |  | 0
301637597 | TNB | DISTRIBUTION | CHERAS | Existing | BCRS/PCE/J00879 | TMN TANMING INDAH NO 1 | RMU 2S+2F | RMU 2S + 2F |  |  | TMN TANMING INDAH NO 1 | INDOOR DOUBLE CHAMBER |  | 11/0.415 kV | 18/07/1998 |  | 0
301638064 | TNB | DISTRIBUTION | CHERAS | Existing | BCRS/PCE/J00666 | BUKIT BAYU NO 6 | RMU 2S+1F | RMU 2S + 1F |  |  | BUKIT BAYU NO 6 | INDOOR SINGLE CHAMBER |  | 11/0.415 kV | 1999-11-01 |  | 0
301638180 | TNB | DISTRIBUTION | CHERAS | Existing | BCRS/PCE/J00664 | BUKIT BAYU NO 4 | RMU 2S+1F | RMU 2S + 1F |  |  | BUKIT BAYU NO 4 | INDOOR SINGLE CHAMBER |  | 11/0.415 kV | 1999-11-01 |  | 0
301638296 | TNB | DISTRIBUTION | CHERAS | Existing | BCRS/PCE/J00661 | BUKIT BAYU NO 1 | CB 2S+2F | CB + 2 TX |  |  | BUKIT BAYU NO 1 | INDOOR SINGLE CHAMBER |  | 11/0.415 kV | 18/07/1998 |  | 0
301638833 | TNB | DISTRIBUTION | CHERAS | Existing | BCRS/PCE/J00725 | KAJANG HEIGHT NO 2 | CB 2S+2F | CB + 2 TX |  |  | KAJANG HEIGHT NO 2 | INDOOR DOUBLE CHAMBER |  | 11/0.415 kV | 2000-11-11 |  | 0
301639668 | TNB | DISTRIBUTION | CHERAS | Existing | BCRS/PCE/J00721 | KHOO MOK CHIN | RMU 2S+1F | RMU 2S + 1F |  |  | KHOO MOK CHIN | OUTDOOR (OD WITH SWTCHGEAR) |  | 11/0.415 kV | 1997-11-01 |  | 0
301639784 | TNB | DISTRIBUTION | CHERAS | Existing | BCRS/PCE/J00225 | MITRALAND | CB 3S+1F | CB + 1 TX |  |  | MITRALAND | INDOOR DOUBLE CHAMBER |  | 11/0.415 kV | 2000-11-01 |  | 0
301640309 | TNB | DISTRIBUTION | CHERAS | Existing | BCRS/PCE/J00558 | TMN RASA SELAMAT ( HVD ) | RMU 2S+1F | RMU 2S+1F (B) |  |  | TMN RASA SELAMAT ( HVD ) | INDOOR SINGLE CHAMBER |  | 11/0.415 kV | 1994-11-01 | NO FL | 0
301640417 | TNB | DISTRIBUTION | CHERAS | Existing | BCRS/PCE/J00502 | JLN BENDAHARA 4/7 BDR MAHKOTA CHERAS | RMU 2S+2F | RMU 2S + 2F |  |  | JLN BENDAHARA 4/7 BDR MAHKOTA CHERAS | INDOOR DOUBLE CHAMBER |  | 11/0.415 kV | 18/07/1998 |  | 0
301640574 | TNB | DISTRIBUTION | CHERAS | Existing | BCRS/PCE/J00484 | TMN MESRA | RMU 2S + 1F | RMU 2S + 1F |  |  | TMN MESRA | INDOOR SINGLE CHAMBER |  | 11/0.415 kV | 2006-11-01 |  | 0
301640690 | TNB | DISTRIBUTION | CHERAS | Existing | BCRS/PCE/J00855 | TMN DELIMA NO 1 | RMU 2S+1F | RMU 2S + 1F |  |  | TMN DELIMA NO 1 | INDOOR SINGLE CHAMBER |  | 11/0.415 kV | 18/07/1998 |  | 0
301640806 | TNB | DISTRIBUTION | CHERAS | Existing | BCRS/PCE/J00877 | COMPACT LAMPU JLN GRAND SAGA | RMU 2S + 1F | RMU 2S + 1F |  |  | COMPACT LAMPU JLN GRAND SAGA | COMPACT SUBS |  | 11/0.415 kV | 18/07/1998 | *UTK TETUAN GRAND SAGA SDN BHD (11) | 0
301641232 | TNB | DISTRIBUTION | CHERAS | Existing | BCRS/PCE/J00923 | SMKU (SEK UGAMA PERSEKUTUAN) | RMU 2S+1F | RMU 2S + 1F |  |  | SMKU (SEK UGAMA PERSEKUTUAN) | INDOOR SINGLE CHAMBER |  | 11/0.415 kV | 18/07/1998 |  | 0
301641348 | TNB | DISTRIBUTION | CHERAS | Existing | BCRS/PCE/J00812 | JALAN DAYANG 17/8 | RMU 2S+2F | RMU 2S + 2F |  |  | JALAN DAYANG 17/8 | INDOOR DOUBLE CHAMBER |  | 11/0.415 kV | 18/07/1998 |  | 0
301641815 | TNB | DISTRIBUTION | CHERAS | Existing | BCRS/PCE/J00858 | AISTANA INDUSTRI | RMU 2S+1F | RMU 2S + 1F |  |  | AISTANA INDUSTRI | ATTACHED SINGLE |  | 11/0.415 kV | 18/07/1998 |  | 0
301641932 | TNB | DISTRIBUTION | CHERAS | Existing | BCRS/PCE/J00637 | TECHNICAL WORLD | RMU 2S+1F | RMU 2S + 1F |  |  | TECHNICAL WORLD | INDOOR SINGLE CHAMBER |  | 11/0.415 kV | 2007-11-01 |  | 0
301642048 | TNB | DISTRIBUTION | CHERAS | Existing | BCRS/PCE/J00753 | HONG AI KOK | RMU 2S+1F | RMU 2S + 1F |  |  | HONG AI KOK | OUTDOOR (OD WITH SWTCHGEAR) |  | 11/0.415 kV | 1997-11-11 |  | 0
301642474 | TNB | DISTRIBUTION | CHERAS | Existing | BCRS/PCE/J00632 | LFIP NO 5 | RMU 4S | RMU 2X (2S + 1F) |  |  | LFIP NO 5 | INDOOR TRIPLE |  | 11/0.415 kV | 1994-11-11 |  | 0
301643052 | TNB | DISTRIBUTION | CHERAS | Existing | BCRS/PCE/J00747 | ASHIBA | RMU 2S+1F | RMU 2S + 1F |  |  | ASHIBA | OUTDOOR (OD WITH SWTCHGEAR) |  | 11/0.415 kV | 1997-11-11 |  | 0
301643168 | TNB | DISTRIBUTION | CHERAS | Existing | BCRS/PCE/J00672 | EKSPIDISI EMAS | CB 3S | CB |  |  | EKSPIDISI EMAS | ATTACHED |  | 11/0.415 kV | 2001-11-11 |  | 0
301643318 | TNB | DISTRIBUTION | CHERAS | Existing | BCRS/PCE/J00132 | KILANG CHEW TSU PEH | RMU 2S+1F | RMU 2S + 1F |  |  | KILANG CHEW TSU PEH | ATTACHED DOUBLE |  | 11/0.415 kV | 2003-11-01 |  | 0
301647411 | TNB | DISTRIBUTION | CHERAS | Existing | BCRS/PCE/J00628 | LFIP NO 7 | RMU 2S+2F | RMU 2S + 2F |  |  | LFIP NO 7 | INDOOR DOUBLE CHAMBER |  | 11/0.415 kV | 1995-11-11 |  | 0
301647568 | TNB | DISTRIBUTION | CHERAS | Existing | BCRS/PCE/J00740 | FAIR POINT | RMU 3S | RMU 3S |  |  | FAIR POINT | ATTACHED SINGLE |  | 11/0.415 kV | 18/07/1998 |  | 0
301647986 | TNB | DISTRIBUTION | CHERAS | Existing | BCRS/PCE/J00054 | TMN DESA RAYA | RMU 2S+1F | RMU 2S + 1F |  |  | TMN DESA RAYA | INDOOR SINGLE CHAMBER |  | 11/0.415 kV | 2000-11-01 |  | 0
301648219 | TNB | DISTRIBUTION | CHERAS | Existing | BCRS/PCE/J00555 | TMN ALAM JAYA NO 3 | RMU 2S+1F | RMU 2S + 1F |  |  | TMN ALAM JAYA NO 3 | INDOOR SINGLE CHAMBER |  | 11/0.415 kV | 18/07/1998 |  | 0
301648645 | TNB | DISTRIBUTION | CHERAS | Existing | BCRS/PCE/J00023 | TMN CUEPACS NO 2 | RMU 2S+1F | RMU 2S + 1F |  |  | TMN CUEPACS NO 2 | INDOOR SINGLE CHAMBER |  | 11/0.415 kV | 1999-11-01 |  | 0
301648799 | TNB | DISTRIBUTION | CHERAS | Existing | BCRS/PCE/J00395 | HON SHING COMPACT | RMU 2S+1F | RMU 2S + 1F |  |  | HON SHING COMPACT | COMPACT SUBS |  | 11/0.415 kV | 1995-11-01 |  | 0
301649225 | TNB | DISTRIBUTION | CHERAS | Existing | BCRS/PCE/J00501 | JEMCO MARKETING | RMU 4S+2F | RMU 2X (2S + 1F) |  |  | JEMCO MARKETING | INDOOR DOUBLE CHAMBER |  | 11/0.415 kV | 2002-11-01 |  | 0
301649454 | TNB | DISTRIBUTION | CHERAS | Existing | BCRS/PCE/J00566 | LIAN YEW ENGINEERING BALAKONG (LYE) | RMU 3S+1F | RMU 3S+1F |  |  | LIAN YEW ENGINEERING BALAKONG (LYE) | OUTDOOR (OD WITH SWTCHGEAR) |  | 11/0.415 kV | 1994-11-11 |  | 0
301649913 | TNB | DISTRIBUTION | CHERAS | Existing | BCRS/PCE/J00034 | SEK AGAMA BT 9 | RMU 2S+1F | RMU 2S + 1F |  |  | SEK AGAMA BT 9 | INDOOR SINGLE CHAMBER |  | 11/0.415 kV | 1999-11-01 |  | 0
301650029 | TNB | DISTRIBUTION | CHERAS | Existing | BCRS/PCE/J00144 | SUNTEX SUPERMARKET | RMU 2S+1F | RMU 2S + 1F |  |  | SUNTEX SUPERMARKET | ATTACHED SINGLE |  | 11/0.415 kV | 1995-11-11 |  | 0
301650145 | TNB | DISTRIBUTION | CHERAS | Existing | BCRS/PCE/J00146 | TMN SUNTEX | RMU 2S+1F | RMU 2S + 1F |  |  | TMN SUNTEX | INDOOR SINGLE CHAMBER |  | 11/0.415 kV | 1996-11-11 |  | 0
301650571 | TNB | DISTRIBUTION | CHERAS | Existing | BCRS/PCE/J00080 | MIEKA FOOD 2 | RMU 2S+2F | RMU 2S + 2F |  |  | MIEKA FOOD 2 | ATTACHED DOUBLE |  | 11/0.415 kV | 2005-11-01 |  | 0
301650700 | TNB | DISTRIBUTION | CHERAS | Existing | BCRS/PCE/J00887 | BDR MAHKOTA CHERAS NO 1 | CB 2S+2F | CB + 2 TX |  |  | BDR MAHKOTA CHERAS NO 1 | INDOOR DOUBLE CHAMBER |  | 11/0.415 kV | 18/07/1998 |  | 0
301650955 | TNB | DISTRIBUTION | CHERAS | Existing | BCRS/PCE/J00410 | BERKAT HASIL NO 4 | RMU 2S+2F | RMU 2S + 2F |  |  | BERKAT HASIL NO 4 | INDOOR DOUBLE CHAMBER |  | 11/0.415 kV | 18/07/1998 |  | 0
301651450 | TNB | DISTRIBUTION | CHERAS | Existing | BCRS/PCE/J00606 | TMN BKT BELIMBING NO 1 | RMU 3S+1F | RMU 3S+1F |  |  | TMN BKT BELIMBING NO 1 | INDOOR SINGLE CHAMBER |  | 11 kV | 1992-11-11 |  | 0
301651604 | TNB | DISTRIBUTION | CHERAS | Existing | BCRS/PCE/J00720 | UNITED COACH BUILDER | RMU 2S+1F | RMU 2S + 1F |  |  | UNITED COACH BUILDER | OUTDOOR (OD WITH SWTCHGEAR) |  | 11/0.415 kV | 18/07/1998 |  | 0
301652030 | TNB | DISTRIBUTION | CHERAS | Existing | BCRS/PCE/J00600 | K.K METAL | RMU 2S+2F | RMU 2S + 2F |  |  | K.K METAL | ATTACHED SINGLE |  | 11/0.415 kV | 2005-11-01 |  | 0
301652189 | TNB | DISTRIBUTION | CHERAS | Existing | BCRS/PCE/J00724 | LAM KONG SUM | RMU 2S+1F | RMU 2S + 1F |  |  | LAM KONG SUM | OUTDOOR (OD WITH SWTCHGEAR) |  | 11/0.415 kV | 1997-11-01 | PASIR | 0
301652305 | TNB | DISTRIBUTION | CHERAS | Existing | BCRS/PCE/J00729 | PRIMA MASTONE | RMU 2S+1F | RMU 2S + 1F |  |  | PRIMA MASTONE | OUTDOOR (OD WITH SWTCHGEAR) |  | 11/0.415 kV | 2000-11-01 |  | 0
301652731 | TNB | DISTRIBUTION | CHERAS | Existing | BCRS/PCE/J00732 | SIERRA CHARM | RMU 2S+1F | RMU 2S + 1F |  |  | SIERRA CHARM | OUTDOOR (OD WITH SWTCHGEAR) |  | 11/0.415 kV | 18/07/1998 |  | 0
301652847 | TNB | DISTRIBUTION | CHERAS | Existing | BCRS/PCE/J00731 | BHS HARDWERE | RMU 2S+1F | RMU 2S + 1F |  |  | BHS HARDWERE | INDOOR SINGLE CHAMBER |  | 11/0.415 kV | 18/07/1998 | PE BHS | 0
301653389 | TNB | DISTRIBUTION | CHERAS | Existing | BCRS/PCE/J00616 | LAI CHEE KONG | RMU 2S+1F | RMU 2S + 1F |  |  | LAI CHEE KONG | OUTDOOR (OD WITH SWTCHGEAR) |  | 11/0.415 kV | 1995-11-01 |  | 0
301653505 | TNB | DISTRIBUTION | CHERAS | Existing | BCRS/PCE/J00618 | WING LONG | RMU 2S+1F | RMU 2S + 1F |  |  | WING LONG | OUTDOOR (OD WITH SWTCHGEAR) |  | 11/0.415 kV | 1995-11-01 | LOT 5182 | 0
301653931 | TNB | DISTRIBUTION | CHERAS | Existing | BCRS/PCE/J00755 | WOO CHEE WAH | RMU 2S+1F | RMU 2S + 1F |  |  | WOO CHEE WAH | SEMI INDOOR |  | 11/0.415 kV | 1998-11-11 | WINTECH | 0
301654047 | TNB | DISTRIBUTION | CHERAS | Existing | BCRS/PCE/J00622 | BRISTOL 1 | RMU 2S+1F | RMU 2S + 1F |  |  | BRISTOL 1 | OUTDOOR (OD WITH SWTCHGEAR) |  | 11/0.415 kV | 18/07/1998 |  | 0
301654163 | TNB | DISTRIBUTION | CHERAS | Existing | BCRS/PCE/J00621 | BRISTOL 2 | RMU 2S+1F | RMU 2S + 1F |  |  | BRISTOL 2 | INDOOR SINGLE CHAMBER |  | 11/0.415 kV | 2004-11-01 |  | 0
301654590 | TNB | DISTRIBUTION | CHERAS | Existing | BCRS/PCE/J00749 | OOI BIN KEONG | RMU 2S+1F | RMU 2S + 1F |  |  | OOI BIN KEONG | OUTDOOR (OD WITH SWTCHGEAR) |  | 11/0.415 kV | 1997-11-11 |  | 0
301654706 | TNB | DISTRIBUTION | CHERAS | Existing | BCRS/PCE/J00748 | TEH SEN HUIA | RMU 2S+1F | RMU 2S + 1F |  |  | TEH SEN HUIA | OUTDOOR (OD WITH SWTCHGEAR) |  | 11/0.415 kV | 1997-11-11 |  | 0
301655132 | TNB | DISTRIBUTION | CHERAS | Existing | BCRS/PCE/J00752 | IDEAPOLY S/B | CB 2 Feeders + 1Tx | CB + 1 TX |  |  | IDEAPOLY S/B | INDOOR SINGLE CHAMBER |  | 11/0.415 kV | 1998-11-11 |  | 0
301655291 | TNB | DISTRIBUTION | CHERAS | Existing | BCRS/PCE/J00594 | PANGSAPURI SRI JATI | RMU 2S+1F | RMU 2S + 1F |  |  | PANGSAPURI SRI JATI | INDOOR SINGLE CHAMBER |  | 11/0.415 kV | 2003-11-01 |  | 0
301655407 | TNB | DISTRIBUTION | CHERAS | Existing | BCRS/PCE/J00915 | NO 1 JLN BALAKONG JAYA | CB 3S+2F | CB 5 Feeders |  |  | NO 1 JLN BALAKONG JAYA | INDOOR DOUBLE CHAMBER |  | 11/0.415 kV | 2000-11-01 |  | 0
301655874 | TNB | DISTRIBUTION | CHERAS | Existing | BCRS/PCE/J00675 | DESA KARUNMAS NO 2 | RMU 2S+2F | RMU 2S + 2F |  |  | DESA KARUNMAS NO 2 | ATTACHED DOUBLE |  | 11/0.415 kV | 2000-11-01 |  | 0
301656031 | TNB | DISTRIBUTION | CHERAS | Existing | BCRS/PCE/J00676 | DESA KARUNMAS NO 1 | RMU 2S + 1F | RMU 2S + 1F |  |  | DESA KARUNMAS NO 1 | INDOOR DOUBLE CHAMBER |  | 11/0.415 kV | 1999-11-11 |  | 0
301656500 | TNB | DISTRIBUTION | CHERAS | Existing | BCRS/PCE/J00261 | BDR MAHKOTA CHERAS NO 19 | RMU 2S+2F | RMU 2S + 2F |  |  | BDR MAHKOTA CHERAS NO 19 | INDOOR DOUBLE CHAMBER |  | 11/0.415 kV | 2002-11-01 |  | 0
301662792 | TNB | DISTRIBUTION | CHERAS | Existing | BCRS/PCE/J00312 | CHAN KWAN YING | RMU 2S+1F | RMU 2S + 1F |  |  | CHAN KWAN YING | ATTACHED SINGLE |  | 11/0.415 kV | 1995-11-01 |  | 0
301662908 | TNB | DISTRIBUTION | CHERAS | Existing | BCRS/PCE/J00783 | SETIA KASTURI BUSSINESS PARK | CB 2S+2F | CB + 2 TX |  |  | SETIA KASTURI BUSSINESS PARK | ATTACHED DOUBLE |  | 11/0.415 kV | 1998-11-11 |  | 0
301663139 | TNB | DISTRIBUTION | CHERAS | Existing | BCRS/PCE/J00313 | SETIA KASTURI NO 3 | RMU 2S+1F | RMU 2S + 1F |  |  | SETIA KASTURI NO 3 | ATTACHED DOUBLE |  | 11/0.415 kV | 2002-11-01 |  | 0
301664033 | TNB | DISTRIBUTION | CHERAS | Existing | BCRS/PCE/J00125 | SEK MEN CHERAS PERDANA | RMU 2S+1F | RMU 2S + 1F |  |  | SEK MEN CHERAS PERDANA | INDOOR SINGLE CHAMBER |  | 11/0.415 kV | 1997-11-01 |  | 0
301664150 | TNB | DISTRIBUTION | CHERAS | Existing | BCRS/PCE/J00124 | CHERAS PERDANA NO 6 | RMU 2S+1F | RMU 2S + 1F |  |  | CHERAS PERDANA NO 6 | INDOOR SINGLE CHAMBER |  | 11/0.415 kV | 1994-11-01 |  | 0
301665707 | TNB | DISTRIBUTION | CHERAS | Existing | BCRS/PCE/J00383 | POLLUTION ENG SB | RMU 2S+2F | RMU 2S + 2F |  |  | POLLUTION ENG SB | ATTACHED SINGLE |  | 11/0.415 kV | 18/07/1998 |  | 0
301666325 | TNB | DISTRIBUTION | CHERAS | Existing | BCRS/PCE/J00380 | SYNLIGWAN | RMU 2S+1F | RMU 2S + 1F |  |  | SYNLIGWAN | COMPACT SUBS |  | 11/0.415 kV | 2011-11-11 |  | 0
301666441 | TNB | DISTRIBUTION | CHERAS | Existing | BCRS/PCE/J00704 | COMMOND WOOD PRODUCT | RMU 2S+1F | RMU 2S + 1F |  |  | COMMOND WOOD PRODUCT | INDOOR SINGLE CHAMBER |  | 11/0.415 kV | 1999-11-01 |  | 0
301666557 | TNB | DISTRIBUTION | CHERAS | Existing | BCRS/PCE/J00070 | DUSUN TUA | RMU 3S+1F | RMU 3S+1F |  |  | DUSUN TUA | OUTDOOR (OD WITH SWTCHGEAR) |  | 11/0.415 kV | 1999-11-01 |  | 0
301667016 | TNB | DISTRIBUTION | CHERAS | Existing | BCRS/PCE/J00281 | MEIKA FOOD | RMU 1S+1F | RMU 2S + 1F |  |  | MEIKA FOOD | ATTACHED SINGLE |  | 11/0.415 kV | 2005-11-01 |  | 0
301667094 | TNB | DISTRIBUTION | CHERAS | Existing | BCRS/PCE/J00889 | JLN. PENGGAWA 2/2 ANGSANA | RMU 2S+1F | RMU 2S + 1F |  |  | JLN. PENGGAWA 2/2 ANGSANA | INDOOR SINGLE CHAMBER |  | 11/0.415 kV | 18/07/1998 |  | 0
301667520 | TNB | DISTRIBUTION | CHERAS | Existing | BCRS/PCE/J00831 | ALLIED FOAM | RMU 2S+1F | RMU 2S + 1F |  |  | ALLIED FOAM | ATTACHED SINGLE |  | 11/0.415 kV | 18/07/1998 |  | 0
301667637 | TNB | DISTRIBUTION | CHERAS | Existing | BCRS/PCE/J00401 | BERKAT HASIL NO 1 | RMU 2S+1F | RMU 2S + 1F |  |  | BERKAT HASIL NO 1 | INDOOR SINGLE CHAMBER |  | 11/0.415 kV | 1999-11-01 |  | 0
301667753 | TNB | DISTRIBUTION | CHERAS | Existing | BCRS/PCE/J00396 | EVERLAST ALUMINIUM (M) SB | RMU 2S+1F | RMU 2S + 1F |  |  | EVERLAST ALUMINIUM (M) SB | ATTACHED SINGLE |  | 11/0.415 kV | 1995-11-11 |  | 0
301668179 | TNB | DISTRIBUTION | CHERAS | Existing | BCRS/PCE/J00284 | EXZULA LANDSCAPE | RMU 2S+1F | RMU 2S + 1F |  |  | EXZULA LANDSCAPE | ATTACHED SINGLE |  | 11/0.415 kV | 1997-11-11 |  | 0
301668295 | TNB | DISTRIBUTION | CHERAS | Existing | BCRS/PCE/J00011 | GOLDFOX IND | RMU 2S+1F | RMU 2S + 1F |  |  | GOLDFOX IND | ATTACHED SINGLE |  | 11/0.415 kV | 2001-11-11 |  | 0
301668412 | TNB | DISTRIBUTION | CHERAS | Existing | BCRS/PCE/J00472 | BELIA IKBN NO 2 DUSUN TUA | CB 2S+1F | CB 2 Feeders + 1Tx |  |  | BELIA IKBN NO 2 DUSUN TUA | INDOOR SINGLE CHAMBER |  | 11/0.415 kV | 2005-11-01 |  | 0
301668984 | TNB | DISTRIBUTION | CHERAS | Existing | BCRS/PCE/J00785 | REYLON PRODUCTS | RMU 2S+1F | RMU 2S + 1F |  |  | REYLON PRODUCTS | OUTDOOR (OD WITH SWTCHGEAR) |  | 11/0.415 kV | 18/11/1998 | B0409 | 0
301669100 | TNB | DISTRIBUTION | CHERAS | Existing | BCRS/PCE/J00473 | BELIA IKBN NO 3 DUSUN TUA | RMU 4S+2F | RMU 2X (2S + 1F) |  |  | BELIA IKBN NO 3 DUSUN TUA | INDOOR SINGLE CHAMBER |  | 11/0.415 kV | 2005-11-01 |  | 0
301669334 | TNB | DISTRIBUTION | CHERAS | Existing | BCRS/PCE/J00474 | BELIA IKBN DUSUN TUA NO 4 | RMU 2S+1F | RMU 2S + 1F |  |  | BELIA IKBN DUSUN TUA NO 4 | INDOOR SINGLE CHAMBER |  | 11/0.415 kV | 2005-11-01 |  | 0
301669761 | TNB | DISTRIBUTION | CHERAS | Existing | BCRS/PCE/J00112 | KG BARU CINA SG MACAU | RMU 2S+1F | RMU 2S + 1F |  |  | KG BARU CINA SG MACAU | OUTDOOR (OD WITH SWTCHGEAR) |  | 11/0.415 kV | 1996-11-01 |  | 0
301669872 | TNB | DISTRIBUTION | CHERAS | Existing | BCRS/PCE/J00299 | GELOMBANG CEKAL (GAY KIM) | RMU 2S+1F | RMU 2S + 1F |  |  | GELOMBANG CEKAL (GAY KIM) | INDOOR SINGLE CHAMBER |  | 11/0.415 kV | 1994-11-11 | DLM BGUNAN sdn bhd | 0
301669988 | TNB | DISTRIBUTION | CHERAS | Existing | BCRS/PCE/J00317 | NEW ENGINEERING (M) SB | RMU 2S+1F | RMU 2S + 1F |  |  | NEW ENGINEERING (M) SB | ATTACHED SINGLE |  | 11/0.415 kV | 1990-11-01 | B0487 | 0
301670415 | TNB | DISTRIBUTION | CHERAS | Existing | BCRS/PCE/J00374 | JELITA HEIGHT CHERAS JAYA | CB 2S+1F | CB + 1 TX |  |  | JELITA HEIGHT CHERAS JAYA | ATTACHED SINGLE |  | 11/0.415 kV | 2000-11-01 |  | 0
301673174 | TNB | DISTRIBUTION | CHERAS | Existing | BCRS/PCE/J00010 | TMN HARMONI INDAH NO 1 | RMU 3S+1F | RMU 3S+1F |  |  | TMN HARMONI INDAH NO 1 | ATTACHED SINGLE |  | 11 kV | 2001-11-11 |  | 0
301673290 | TNB | DISTRIBUTION | CHERAS | Existing | BCRS/PCE/J00556 | TAMAN SERI BELIMBING | RMU 2S+2F | RMU 2S + 2F |  |  | TAMAN SERI BELIMBING | INDOOR DOUBLE CHAMBER |  | 11/0.415 kV | 2003-11-11 |  | 0
301673447 | TNB | DISTRIBUTION | CHERAS | Existing | BCRS/PCE/J00085 | VESSELTECH | RMU 2S+1F | RMU 2S + 1F |  |  | VESSELTECH | OUTDOOR (OD WITH SWTCHGEAR) |  | 11/0.415 kV | 1998-11-01 |  | 0
301673563 | TNB | DISTRIBUTION | CHERAS | Existing | BCRS/PCE/J00823 | KONDOMINIUM DESA SAUJANA | RMU 2S+2F | RMU 2S + 2F |  |  | KONDOMINIUM DESA SAUJANA | ATTACHED DOUBLE |  | 11/0.415 kV | 18/07/1998 |  | 0
301674031 | TNB | DISTRIBUTION | CHERAS | Existing | BCRS/PCE/J00393 | BKT BELIMBING NO 3 | RMU 2S+1F | RMU 2S + 1F |  |  | BKT BELIMBING NO 3 | INDOOR SINGLE CHAMBER |  | 11 kV | 1993-11-11 |  | 0
301674147 | TNB | DISTRIBUTION | CHERAS | Existing | BCRS/PCE/J00648 | KENT LEE (M) S/B | RMU 2S+1F | RMU 2S + 1F |  |  | KENT LEE (M) S/B | ATTACHED SINGLE |  | 11/0.415 kV | 2007-11-11 |  | 0
301674264 | TNB | DISTRIBUTION | CHERAS | Existing | BCRS/PCE/J00403 | KINMA RUBBER IND SB | RMU 2S+1F | RMU 2S + 1F |  |  | KINMA RUBBER IND SB | ATTACHED SINGLE |  | 11/0.415 kV | 2005-11-01 |  | 0
301674690 | TNB | DISTRIBUTION | CHERAS | Existing | BCRS/PCE/J00400 | CHOY AH BEE & SONS SB | RMU 2S+1F | RMU 2S + 1F |  |  | CHOY AH BEE & SONS SB | OUTDOOR (OD WITH SWTCHGEAR) |  | 11/0.415 kV | 1999-11-01 |  | 0
301674806 | TNB | DISTRIBUTION | CHERAS | Existing | BCRS/PCE/J00016 | PEJABAT HUTAN CHERAS | RMU 2S+1F | RMU 2S + 1F |  |  | PEJABAT HUTAN CHERAS | INDOOR SINGLE CHAMBER |  | 11/0.415 kV | 1983-11-01 | B0664 | 0
301674917 | TNB | DISTRIBUTION | CHERAS | Existing | BCRS/PCE/J00486 | APARTMENT PERDANA HEIGHT SEGAR PERDANA | RMU 2S+1F | RMU 2S+1F (B) |  |  | APARTMENT PERDANA HEIGHT SEGAR PERDANA | INDOOR SINGLE CHAMBER |  | 11/0.415 kV | 2004-11-11 |  | 0
301674922 | TNB | DISTRIBUTION | CHERAS | Existing | BCRS/PCE/J00860 | LIM KOK YEONG SIMPANG BALAK | RMU 2S+1F | RMU 2S + 1F |  |  | LIM KOK YEONG SIMPANG BALAK | OUTDOOR (OD WITH SWTCHGEAR) |  | 11/0.415 kV | 18/07/1998 |  | 0
301675348 | TNB | DISTRIBUTION | CHERAS | Existing | BCRS/PCE/J00853 | TMN KASIH | RMU 2S+1F | RMU 2S + 1F |  |  | TMN KASIH | INDOOR SINGLE CHAMBER |  | 11/0.415 kV | 18/07/1998 |  | 0
301675492 | TNB | DISTRIBUTION | CHERAS | Existing | BCRS/PCE/J00550 | TAMAN CHERAS IDAMAN | RMU 2S+1F | RMU 2S + 1F |  |  | TAMAN CHERAS IDAMAN | INDOOR DOUBLE CHAMBER |  | 11/0.415 kV | 2005-11-01 |  | 0
301675918 | TNB | DISTRIBUTION | CHERAS | Existing | BCRS/PCE/J00940 | TMN SERI SG LONG | RMU 2S+1F | RMU 2S+1F (A) |  |  | TMN SERI SG LONG | INDOOR DOUBLE CHAMBER |  | 11/0.415 kV | 18/07/1998 |  | 0
301675923 | TNB | DISTRIBUTION | CHERAS | Existing | BCRS/PCE/J00989 | RMH PAM PARAS RENDAH | RMU 2S+1F | RMU 2S+1F (A) |  |  | RMH PAM PARAS RENDAH | INDOOR DOUBLE CHAMBER |  | 11/0.415 kV | 2005-11-01 |  | 0
301675928 | TNB | DISTRIBUTION | CHERAS | Existing | BCRS/PCE/J00913 | TMN ORKID JLN ORKID NO 5 | RMU 2S+2F | RMU 2S + 2F |  |  | TMN ORKID JLN ORKID NO 5 | ATTACHED DOUBLE |  | 11/0.415 kV | 18/07/1998 |  | 0
301677434 | TNB | DISTRIBUTION | CHERAS | Existing | BCRS/PCE/J00121 | TMN CHERAS PERDANA NO 1 | RMU 3S+1F | RMU 3S+1F |  |  | TMN CHERAS PERDANA NO 1 | INDOOR SINGLE CHAMBER |  | 11/0.415 kV | 2003-11-01 |  | 0
301677583 | TNB | DISTRIBUTION | CHERAS | Existing | BCRS/PCE/J00185 | TMN INDAH NO 1 | RMU 2S+1F | RMU 2S + 1F |  |  | TMN INDAH NO 1 | INDOOR SINGLE CHAMBER |  | 11/0.415 kV | 1990-11-01 |  | 0
301677699 | TNB | DISTRIBUTION | CHERAS | Existing | BCRS/PCE/J00186 | KG BARU CHERAS BT 11 | RMU 2S+1F | RMU 2S + 1F |  |  | KG BARU CHERAS BT 11 | OUTDOOR (OD WITH SWTCHGEAR) |  | 11/0.415 kV | 1998-11-01 |  | 0
301677972 | TNB | DISTRIBUTION | CHERAS | Existing | BCRS/PCE/J00131 | PEJABAT TAPAK CHERAS PERDANA | RMU 2S+1F | RMU 2S + 1F |  |  | PEJABAT TAPAK CHERAS PERDANA | OUTDOOR (OD WITH SWTCHGEAR) |  | 11/0.415 kV | 1996-11-11 |  | 0
301678393 | TNB | DISTRIBUTION | CHERAS | Existing | BCRS/PCE/J00142 | TOL PLAZA BALAKONG | RMU 2S+1F | RMU 2S + 1F |  |  | TOL PLAZA BALAKONG | ATTACHED SINGLE |  | 11/0.415 kV | 1998-11-11 |  | 0
301678509 | TNB | DISTRIBUTION | CHERAS | Existing | BCRS/PCE/J00663 | BUKIT BAYU NO 3 | RMU 2S+1F | RMU 2S + 1F |  |  | BUKIT BAYU NO 3 | INDOOR SINGLE CHAMBER |  | 11/0.415 kV | 1999-11-01 |  | 0
301678625 | TNB | DISTRIBUTION | CHERAS | Existing | BCRS/PCE/J00590 | SRI PULAI | RMU 2S+2F | RMU 2S + 2F |  |  | SRI PULAI | ATTACHED DOUBLE |  | 11/0.415 kV | 2004-11-01 |  | 0
301679092 | TNB | DISTRIBUTION | CHERAS | Existing | BCRS/PCE/J00630 | SIN YEE SENG | RMU 2S+1F | RMU 2S + 1F |  |  | SIN YEE SENG | COMPACT SUBS |  | 11/0.415 kV | 1996-11-11 |  | 0
301679208 | TNB | DISTRIBUTION | CHERAS | Existing | BCRS/PCE/J00561 | GRAMEX (LEE AH PIR) | RMU 2S+1F | RMU 2S + 1F |  |  | GRAMEX (LEE AH PIR) | INDOOR SINGLE CHAMBER |  | 11/0.415 kV | 18/07/1998 |  | 0
301679629 | TNB | DISTRIBUTION | CHERAS | Existing | BCRS/PCE/J00629 | TAN KOK KWAH | RMU 2S+1F | RMU 2S + 1F |  |  | TAN KOK KWAH | COMPACT SUBS |  | 11/0.415 kV | 1995-11-11 |  | 0
301679745 | TNB | DISTRIBUTION | CHERAS | Existing | BCRS/PCE/J00128 | TMN CHERAS PERDANA NO 5 | RMU 2S+1F | RMU 2S + 1F |  |  | TMN CHERAS PERDANA NO 5 | INDOOR SINGLE CHAMBER |  | 11/0.415 kV | 2000-11-01 |  | 0
301679861 | TNB | DISTRIBUTION | CHERAS | Existing | BCRS/PCE/J00626 | CCP | RMU 2S+1F | RMU 2S + 1F |  |  | CCP | ATTACHED SINGLE |  | 11/0.415 kV | 1990-11-11 |  | 0
301680288 | TNB | DISTRIBUTION | CHERAS | Existing | BCRS/PCE/J00053 | TMN UDA MURNI | RMU 2S+1F | RMU 2S + 1F |  |  | TMN UDA MURNI | INDOOR SINGLE CHAMBER |  | 11/0.415 kV | 1999-11-01 |  | 0
301680436 | TNB | DISTRIBUTION | CHERAS | Existing | BCRS/PCE/J00022 | TMN CHERAS AWANA NO 3 | RMU 4S+2F | RMU 2X (2S + 1F) |  |  | TMN CHERAS AWANA NO 3 | INDOOR DOUBLE CHAMBER |  | 11/0.415 kV | 1999-11-01 |  | 0
301680973 | TNB | DISTRIBUTION | CHERAS | Existing | BCRS/PCE/J00406 | COSMO ENGINEERING | RMU 2S+1F | RMU 2S + 1F |  |  | COSMO ENGINEERING | ATTACHED SINGLE |  | 11/0.415 kV | 18/07/1998 |  | 0
301681090 | TNB | DISTRIBUTION | CHERAS | Existing | BCRS/PCE/J00407 | GENERAL LABEL | RMU 2S+1F | RMU 2S + 1F |  |  | GENERAL LABEL | ATTACHED SINGLE |  | 11/0.415 kV | 1991-11-01 |  | 0
301681516 | TNB | DISTRIBUTION | CHERAS | Existing | BCRS/PCE/J00155 | TMN MUDUN | RMU 3S+1F | RMU 3S+1F |  |  | TMN MUDUN | INDOOR SINGLE CHAMBER |  | 11/0.415 kV | 2000-11-01 |  | 0
301681632 | TNB | DISTRIBUTION | CHERAS | Existing | BCRS/PCE/J00568 | TMN ORKID NO 1 | RMU 2S+2F | RMU 2S + 2F |  |  | TMN ORKID NO 1 | INDOOR DOUBLE CHAMBER |  | 11/0.415 kV | 2004-11-01 |  | 0
301681789 | TNB | DISTRIBUTION | CHERAS | Existing | BCRS/PCE/J00912 | TAMAN ORKID NO 3 | RMU 2S+2F | RMU 2S + 2F |  |  | TAMAN ORKID NO 3 | ATTACHED DOUBLE |  | 11/0.415 kV | 18/07/1998 |  | 0
301681946 | TNB | DISTRIBUTION | CHERAS | Existing | BCRS/PCE/J00156 | WANGSA CHERAS | RMU 2S+1F | RMU 2S + 1F |  |  | WANGSA CHERAS | INDOOR DOUBLE CHAMBER |  | 11/0.415 kV | 1994-11-01 |  | 0
301682062 | TNB | DISTRIBUTION | CHERAS | Existing | BCRS/PCE/J00827 | CHIP NGAI | RMU 2S+2F | RMU 2S + 2F |  |  | CHIP NGAI | ATTACHED DOUBLE |  | 11/0.415 kV | 1998-11-11 |  | 0
301682531 | TNB | DISTRIBUTION | CHERAS | Existing | BCRS/PCE/J00597 | NO 4 JLN 11 TMN BALAKONG JAYA | RMU 2S+2F | RMU 2S + 2F |  |  | NO 4 JLN 11 TMN BALAKONG JAYA | INDOOR DOUBLE CHAMBER |  | 11/0.415 kV | 2006-11-01 |  | 0
301682689 | TNB | DISTRIBUTION | CHERAS | Existing | BCRS/PCE/J00586 | TMN PUTRA BUDIMAN NO 2 | RMU 2S+2F | RMU 2S + 2F |  |  | TMN PUTRA BUDIMAN NO 2 | INDOOR DOUBLE CHAMBER |  | 11/0.415 kV | 2002-11-01 |  | 0
301683156 | TNB | DISTRIBUTION | CHERAS | Existing | BCRS/PCE/J00655 | DESA SERDANG NO 5 | RMU 2S+1F | RMU 2S + 1F |  |  | DESA SERDANG NO 5 | INDOOR SINGLE CHAMBER |  | 11/0.415 kV | 1998-11-11 |  | 0
301683272 | TNB | DISTRIBUTION | CHERAS | Existing | BCRS/PCE/J00488 | ASAHI KOSEI NO 2 | RMU 3S | RMU 3S |  |  | ASAHI KOSEI NO 2 | ATTACHED |  | 11/0.415 kV | 2003-11-01 |  | 0
301683380 | TNB | DISTRIBUTION | CHERAS | Existing | BCRS/PCE/J00384 | FU YUEN | RMU 3S+1F | RMU 3S+1F |  |  | FU YUEN | INDOOR SINGLE CHAMBER |  | 11/0.415 kV | 18/07/1998 |  | 0
301683529 | TNB | DISTRIBUTION | CHERAS | Existing | BCRS/PCE/J00231 | TEXT FIBRE (THAM KOK ENG) | RMU 3S+1F | RMU 3S+1F |  |  | TEXT FIBRE (THAM KOK ENG) | ATTACHED SINGLE |  | 11/0.415 kV | 1995-11-02 |  | 0
301684026 | TNB | DISTRIBUTION | CHERAS | Existing | BCRS/PCE/J00490 | CHERAS MAJU BT 11 CHERAS | RMU 2S+2F | RMU 2S + 2F |  |  | CHERAS MAJU BT 11 CHERAS | INDOOR DOUBLE CHAMBER |  | 11/0.415 kV | 2005-11-01 |  | 0
301684183 | TNB | DISTRIBUTION | CHERAS | Existing | BCRS/PCE/J00310 | HENG KEE CORPORATION | RMU 2S+1F | RMU 2S + 1F |  |  | HENG KEE CORPORATION | OUTDOOR (OD WITH SWTCHGEAR) |  | 11/0.415 kV | 1996-11-11 |  | 0
301687202 | TNB | DISTRIBUTION | CHERAS | Existing | BCRS/PCE/J00745 | MARVELLOUS | RMU 2S+1F | RMU 2S + 1F |  |  | MARVELLOUS | ATTACHED SINGLE |  | 11/0.415 kV | 1996-11-11 |  | 0
301687319 | TNB | DISTRIBUTION | CHERAS | Existing | BCRS/PCE/J00604 | UNITED U-LI | RMU 2S+1F | RMU 2S + 1F |  |  | UNITED U-LI | ATTACHED SINGLE |  | 11/0.415 kV | 1996-11-11 |  | 0
301687436 | TNB | DISTRIBUTION | CHERAS | Existing | BCRS/PCE/J00623 | KONDO JUTA MINES BLOK B | RMU 2S+2F | RMU 2S + 2F |  |  | KONDO JUTA MINES BLOK B | ATTACHED DOUBLE |  | 11/0.415 kV | 2006-11-11 |  | 0
301687595 | TNB | DISTRIBUTION | CHERAS | Existing | BCRS/PCE/J00612 | KONDO JUTA MINES BLOK A | RMU 2S+2F | RMU 2S + 2F |  |  | KONDO JUTA MINES BLOK A | ATTACHED DOUBLE |  | 11 kV | 1995-11-11 |  | 0
301688064 | TNB | DISTRIBUTION | CHERAS | Existing | BCRS/PCE/J00559 | TMN TANMING PERMAI | RMU 2S+2F | RMU 2S + 2F |  |  | TMN TANMING PERMAI | ATTACHED DOUBLE |  | 11/0.415 kV | 1998-11-11 |  | 0
301697254 | TNB | DISTRIBUTION | CHERAS | Existing | BCRS/PCE/J00257 | BDR MAHKOTA CHERAS NO 15 |  | CB |  |  | BDR MAHKOTA CHERAS NO 15 | INDOOR DOUBLE CHAMBER |  | 11/0.415 kV | 2002-11-01 |  | 0
301697776 | TNB | DISTRIBUTION | CHERAS | Existing | BCRS/PCE/J00159 | TMN RASA SAYANG NO 2 | RMU 2S+1F | RMU 2S + 1F |  |  | TMN RASA SAYANG NO 2 | INDOOR SINGLE CHAMBER |  | 11/0.415 kV | 1987-11-11 |  | 0
301698202 | TNB | DISTRIBUTION | CHERAS | Existing | BCRS/PCE/J00165 | RASA SAYANG PRIMA | RMU 2S+1F | RMU 2S + 1F |  |  | RASA SAYANG PRIMA | INDOOR SINGLE CHAMBER |  | 11/0.415 kV | 1999-11-11 |  | 0
301698318 | TNB | DISTRIBUTION | CHERAS | Existing | BCRS/PCE/J00237 | TMN SHAH JAYA | RMU 2S+1F | RMU 2S + 1F |  |  | TMN SHAH JAYA | INDOOR SINGLE CHAMBER |  | 11/0.415 kV | 2005-11-01 |  | 0
301698434 | TNB | DISTRIBUTION | CHERAS | Existing | BCRS/PCE/J00158 | TMN SRI AMAN | RMU 2S+1F | RMU 2S + 1F |  |  | TMN SRI AMAN | INDOOR SINGLE CHAMBER |  | 11/0.415 kV | 1992-11-11 |  | 0
301698842 | TNB | DISTRIBUTION | CHERAS | Existing | BCRS/PCE/J00426 | TMN SEGAR PERDANA NO 2 | RMU 2S+2F | RMU 2S + 2F |  |  | TMN SEGAR PERDANA NO 2 | INDOOR DOUBLE CHAMBER |  | 11/0.415 kV | 2003-11-11 |  | 0
301698999 | TNB | DISTRIBUTION | CHERAS | Existing | BCRS/PCE/J00246 | TMN SRI CHERAS JAYA | RMU 2S+1F | RMU 2S + 1F |  |  | TMN SRI CHERAS JAYA | INDOOR SINGLE CHAMBER |  | 11/0.415 kV | 1990-11-01 |  | 0
301699115 | TNB | DISTRIBUTION | CHERAS | Existing | BCRS/PCE/J00841 | JALAN SL 14/4 | RMU 2S+1F | RMU 2S + 1F |  |  | JALAN SL 14/4 | INDOOR DOUBLE CHAMBER |  | 11/0.415 kV | 18/07/1998 |  | 0
301699536 | TNB | DISTRIBUTION | CHERAS | Existing | BCRS/PCE/J00462 | SEJATI HILL NO 2 | RMU 2S+1F | RMU 2S + 1F |  |  | SEJATI HILL NO 2 | INDOOR SINGLE CHAMBER |  | 11/0.415 kV | 2004-11-01 |  | 0
301699647 | TNB | DISTRIBUTION | CHERAS | Existing | BCRS/PCE/J00477 | TMN SEJATI HILL VILLA | RMU 2S+1F | RMU 2S + 1F |  |  | TMN SEJATI HILL VILLA | INDOOR SINGLE CHAMBER |  | 11/0.415 kV | 2003-11-01 |  | 0
301700073 | TNB | DISTRIBUTION | CHERAS | Existing | BCRS/PCE/J00514 | JLN SP 3 TMN SEGAR PERDANA | RMU 2S+2F | RMU 2S + 2F |  |  | JLN SP 3 TMN SEGAR PERDANA | INDOOR DOUBLE CHAMBER |  | 11/0.415 kV | 18/07/1998 |  | 0
301700230 | TNB | DISTRIBUTION | CHERAS | Existing | BCRS/PCE/J00147 | TMN SRI MUJUR | RMU 3S+1F | RMU 3S+1F |  |  | TMN SRI MUJUR | INDOOR SINGLE CHAMBER |  | 11/0.415 kV | 1992-11-11 |  | 0
301700694 | TNB | DISTRIBUTION | CHERAS | Existing | BCRS/PCE/J00515 | JLN SP 6/3 TMN SEGAR PERDANA | RMU 2S+2F | RMU 2S + 2F |  |  | JLN SP 6/3 TMN SEGAR PERDANA | INDOOR DOUBLE CHAMBER |  | 11/0.415 kV | 2004-11-11 |  | 0
301700851 | TNB | DISTRIBUTION | CHERAS | Existing | BCRS/PCE/J00839 | JALAN DESA BUDIMAN 1/3 NO 1 | RMU 2S+1F | RMU 2S + 1F |  |  | JALAN DESA BUDIMAN 1/3 NO 1 | INDOOR SINGLE CHAMBER |  | 11/0.415 kV | 18/07/1998 |  | 0
301700967 | TNB | DISTRIBUTION | CHERAS | Existing | BCRS/PCE/J00218 | OAKHILL COMPACT | RMU 2S+1F | RMU 2S + 1F |  |  | OAKHILL COMPACT | COMPACT SUBS |  | 11/0.415 kV | 1998-11-01 |  | 0
301712605 | TNB | DISTRIBUTION | CHERAS | Existing | BCRS/PCE/J00102 | KENEISON BROTHERS NO 2 | RMU 3S+2F | RMU 2S+2F (D) |  |  | KENEISON BROTHERS NO 2 | INDOOR DOUBLE CHAMBER |  | 11/0.415 kV | 1990-11-01 |  | 0
301712795 | TNB | DISTRIBUTION | CHERAS | Existing | BCRS/PCE/J00101 | SWS SG LONG QUARRY | RMU 3S + RMU3S + RMU3S | RMU 3S |  |  | SWS SG LONG QUARRY | OUTDOOR (OD WITH SWTCHGEAR) |  | 11/0.415 kV | 1990-11-01 |  | 0
301712974 | TNB | DISTRIBUTION | CHERAS | Existing | BCRS/PCE/J00214 | SG LONG NO 2 | RMU 2S+2F | RMU 2S + 2F |  |  | SG LONG NO 2 | INDOOR DOUBLE CHAMBER |  | 11/0.415 kV | 2006-11-01 |  | 0
301713598 | TNB | DISTRIBUTION | CHERAS | Existing | BCRS/PCE/J00862 | CHERAS PRIMA NO 2 | RMU 2S+2F | RMU 2S + 2F |  |  | CHERAS PRIMA NO 2 | INDOOR DOUBLE CHAMBER |  | 11/0.415 kV | 18/07/1998 |  | 0
301714217 | TNB | DISTRIBUTION | CHERAS | Existing | BCRS/PCE/J00224 | P/PURI FOREST GREEN COMPACT | RMU 2S+1F | RMU 2S + 1F |  |  | P/PURI FOREST GREEN COMPACT | COMPACT SUBS |  | 11/0.415 kV | 2000-11-01 |  | 0
301714643 | TNB | DISTRIBUTION | CHERAS | Existing | BCRS/PCE/J00468 | VISTA GREEN CONDO BDR MAHKOTA CHERAS | RMU 2S+2F | RMU 2S + 2F |  |  | VISTA GREEN CONDO BDR MAHKOTA CHERAS | INDOOR DOUBLE CHAMBER |  | 11/0.415 kV | 2003-11-01 |  | 0
301714800 | TNB | DISTRIBUTION | CHERAS | Existing | BCRS/PCE/J00221 | BKT PERMAI SG LONG | RMU 4S+2F | RMU 2X (2S + 1F) |  |  | BKT PERMAI SG LONG | INDOOR DOUBLE CHAMBER |  | 11/0.415 kV | 2000-11-01 |  | 0
301715337 | TNB | DISTRIBUTION | CHERAS | Existing | BCRS/PCE/J00498 | JALAN BENTARA 1/5 BDR MAHKOTA CHERAS | RMU 2S+2F | RMU 2S + 2F |  |  | JALAN BENTARA 1/5 BDR MAHKOTA CHERAS | INDOOR DOUBLE CHAMBER |  | 11/0.415 kV | 2004-11-01 | B1118 | 0
301715494 | TNB | DISTRIBUTION | CHERAS | Existing | BCRS/PCE/J00777 | GIRIMAS NO 2 | RMU 2S+1F | RMU 2S + 1F |  |  | GIRIMAS NO 2 | ATTACHED DOUBLE |  | 11/0.415 kV | 18/07/1998 |  | 0
301715920 | TNB | DISTRIBUTION | CHERAS | Existing | BCRS/PCE/J00837 | TMN IMPIAN WARISAN LANGAT | RMU 2S+2F | RMU 2S + 2F |  |  | TMN IMPIAN WARISAN LANGAT | ATTACHED DOUBLE |  | 11/0.415 kV | 18/07/1998 |  | 0
301716077 | TNB | DISTRIBUTION | CHERAS | Existing | BCRS/PCE/J00088 | PKNS KG PADANG | CB 2S+1F | CB + 1 TX |  |  | PKNS KG PADANG | INDOOR SINGLE CHAMBER |  | 11/0.415 kV | 1990-11-01 |  | 0
301716352 | TNB | DISTRIBUTION | CHERAS | Existing | BCRS/PCE/J00251 | BDR MAHKOTA CHERAS NO 11 | CB 2S+2F | CB + 2 TX |  |  | BDR MAHKOTA CHERAS NO 11 | INDOOR DOUBLE CHAMBER |  | 11/0.415 kV | 2002-11-01 |  | 0
301738497 | TNB | DISTRIBUTION | CHERAS | Existing | BCRS/PCE/J00341 | UNION CAR CARPET | RMU 2S+1F | RMU 2S + 1F |  |  | UNION CAR CARPET | ATTACHED SINGLE |  | 11/0.415 kV | 1992-11-01 |  | 0
301738924 | TNB | DISTRIBUTION | CHERAS | Existing | BCRS/PCE/J00343 | KINKU INDUSTRIES SB | RMU 2S+1F | RMU 2S + 1F |  |  | KINKU INDUSTRIES SB | ATTACHED SINGLE |  | 11/0.415 kV | 1993-11-11 |  | 0
301744113 | TNB | DISTRIBUTION | CHERAS | Existing | BCRS/PCE/J00051 | TMN SG SERAI TAMBAHAN | RMU 2S+1F | RMU 2S + 1F |  |  | TMN SG SERAI TAMBAHAN | SEMI INDOOR |  | 11/0.415 kV | 2003-11-01 |  | 0
301744345 | TNB | DISTRIBUTION | CHERAS | Existing | BCRS/PCE/J00441 | PKNS CHERAS JAYA NO 4 | RMU 2S+1F | RMU 2S + 1F |  |  | PKNS CHERAS JAYA NO 4 | INDOOR DOUBLE CHAMBER |  | 11/0.415 kV | 18/07/1998 |  | 0
301744461 | TNB | DISTRIBUTION | CHERAS | Existing | BCRS/PCE/J00817 | TMN IMPIAN INDAH NO 2 | RMU 2S+2F | RMU 2S + 2F |  |  | TMN IMPIAN INDAH NO 2 | ATTACHED DOUBLE |  | 11/0.415 kV | 18/07/1998 |  | 0
301744619 | TNB | DISTRIBUTION | CHERAS | Existing | BCRS/PCE/J00706 | NO 2 TAMAN SETIA BALAKONG | RMU 2S+1F | RMU 2S + 1F |  |  | NO 2 TAMAN SETIA BALAKONG | INDOOR DOUBLE CHAMBER |  | 11/0.415 kV | 2000-11-01 |  | 0
301745045 | TNB | DISTRIBUTION | CHERAS | Existing | BCRS/PCE/J00331 | RAKAN BERSATU NO 3 | RMU 2S+2F | RMU 2S + 2F |  |  | RAKAN BERSATU NO 3 | INDOOR DOUBLE CHAMBER |  | 11/0.415 kV | 1994-11-11 |  | 0
301745202 | TNB | DISTRIBUTION | CHERAS | Existing | BCRS/PCE/J00337 | RAKAN BERSATU NO 4 | CB 2S+1F | CB + 1 TX |  |  | RAKAN BERSATU NO 4 | ATTACHED SINGLE |  | 11/0.415 kV | 2000-11-11 |  | 0
301745671 | TNB | DISTRIBUTION | CHERAS | Existing | BCRS/PCE/J00333 | RAKAN BERSATU NO 2 | RMU 2S+3F | RMU 2 X (3S+1F) |  |  | RAKAN BERSATU NO 2 | INDOOR TRIPLE |  | 11/0.415 kV | 1993-11-01 |  | 0
301745869 | TNB | DISTRIBUTION | CHERAS | Existing | BCRS/PCE/J00335 | RAKAN BERSATU NO 1 | RMU 2S+2F | RMU 2S + 2F |  |  | RAKAN BERSATU NO 1 | INDOOR DOUBLE CHAMBER |  | 11/0.415 kV | 1991-11-01 |  | 0
301746336 | TNB | DISTRIBUTION | CHERAS | Existing | BCRS/PCE/J00323 | LIN YAU BROTHER SB | RMU 2S+1F | RMU 2S + 1F |  |  | LIN YAU BROTHER SB | ATTACHED SINGLE |  | 11/0.415 kV | 1985-11-01 |  | 0
301746452 | TNB | DISTRIBUTION | CHERAS | Existing | BCRS/PCE/J00330 | LIN YAU BROTHERS NO 2 | RMU 2S+1F | RMU 2S + 1F |  |  | LIN YAU BROTHERS NO 2 | ATTACHED SINGLE |  | 11/0.415 kV | 1999-11-11 |  | 0
301746879 | TNB | DISTRIBUTION | CHERAS | Existing | BCRS/PCE/J00324 | LE GUAN IND SB | RMU 2S+1F | RMU 2S + 1F |  |  | LE GUAN IND SB | ATTACHED SINGLE |  | 11/0.415 kV | 1992-11-11 |  | 0
301746996 | TNB | DISTRIBUTION | CHERAS | Existing | BCRS/PCE/J00322 | KARPOH KNITTING | RMU 2S+1F | RMU 2S + 1F |  |  | KARPOH KNITTING | ATTACHED SINGLE |  | 11/0.415 kV | 1990-11-01 |  | 0
301747113 | TNB | DISTRIBUTION | CHERAS | Existing | BCRS/PCE/J00318 | SOUTH EAST ASIA NO 1 SB | RMU 2S+1F | RMU 2S + 1F |  |  | SOUTH EAST ASIA NO 1 SB | ATTACHED SINGLE |  | 11/0.415 kV | 1989-11-01 |  | 0
301747540 | TNB | DISTRIBUTION | CHERAS | Existing | BCRS/PCE/J00338 | GRANITE TILES (M) SB | RMU 2S+1F | RMU 2S+1F (B) |  |  | GRANITE TILES (M) SB | ATTACHED SINGLE |  | 11/0.415 kV | 2006-11-01 |  | 0
301751991 | TNB | DISTRIBUTION | CHERAS | Existing | BCRS/PCE/J00355 | LOONG WENG PLASTIC | RMU 2S+1F | RMU 2S + 1F |  |  | LOONG WENG PLASTIC | ATTACHED SINGLE |  | 11/0.415 kV | 1996-11-01 |  | 0
301752108 | TNB | DISTRIBUTION | CHERAS | Existing | BCRS/PCE/J00793 | BOGO OPTICAL | RMU 2S+1F | RMU 2S + 1F |  |  | BOGO OPTICAL | ATTACHED SINGLE |  | 11/0.415 kV | 18/07/1998 |  | 0
301752651 | TNB | DISTRIBUTION | CHERAS | Existing | BCRS/PCE/J00040 | TMN MEGAH NO 4 | RMU 2S+1F | RMU 2S + 1F |  |  | TMN MEGAH NO 4 | INDOOR SINGLE CHAMBER |  | 11/0.415 kV | 1985-11-01 |  | 0
301753077 | TNB | DISTRIBUTION | CHERAS | Existing | BCRS/PCE/J00038 | TMN MEGAH NO 3 | RMU 2S+2F | RMU 2S + 2F |  |  | TMN MEGAH NO 3 | INDOOR DOUBLE CHAMBER |  | 11/0.415 kV | 1985-11-01 |  | 0
301753234 | TNB | DISTRIBUTION | CHERAS | Existing | BCRS/PCE/J00179 | TMN MEGAH NO 3A COMPACT | RMU 2S+1F | RMU 2S + 1F |  |  | TMN MEGAH NO 3A COMPACT | COMPACT SUBS |  | 11/0.415 kV | 2000-11-01 |  | 0
301753350 | TNB | DISTRIBUTION | CHERAS | Existing | BCRS/PCE/J00134 | BTHO NO 4 | RMU 2S+2F | RMU 2S + 2F |  |  | BTHO NO 4 | INDOOR DOUBLE CHAMBER |  | 11/0.415 kV | 2000-11-01 |  | 0
301753817 | TNB | DISTRIBUTION | CHERAS | Existing | BCRS/PCE/J00133 | BTHO NO 2 | RMU 3S+2F | RMU 3S+2F |  |  | BTHO NO 2 | INDOOR DOUBLE CHAMBER |  | 11/0.415 kV | 2000-11-01 |  | 0
301754012 | TNB | DISTRIBUTION | CHERAS | Existing | BCRS/PCE/J00171 | BTHO NO 9 | RMU 2S+2F | RMU 2S + 2F |  |  | BTHO NO 9 | INDOOR DOUBLE CHAMBER |  | 11/0.415 kV | 1997-11-11 |  | 0
301754636 | TNB | DISTRIBUTION | CHERAS | Existing | BCRS/PCE/J00173 | BTHO NO 11 | RMU 2S+2F | RMU 2S + 2F |  |  | BTHO NO 11 | INDOOR DOUBLE CHAMBER |  | 11/0.415 kV | 1997-11-11 |  | 0
301754793 | TNB | DISTRIBUTION | CHERAS | Existing | BCRS/PCE/J00170 | BTHO NO 8 | RMU 2S+2F | RMU 2S + 2F |  |  | BTHO NO 8 | INDOOR DOUBLE CHAMBER |  | 11/0.415 kV | 1997-11-01 |  | 0
301755260 | TNB | DISTRIBUTION | CHERAS | Existing | BCRS/PCE/J00538 | RUMAH PAM SEGAR PERDANA | RMU 2S+1F | RMU 2S + 1F |  |  | RUMAH PAM SEGAR PERDANA | INDOOR SINGLE CHAMBER |  | 11/0.415 kV | 2003-11-01 |  | 0
301755376 | TNB | DISTRIBUTION | CHERAS | Existing | BCRS/PCE/J00526 | PANGSAPURI INDAH TMN TANMING INDAH | RMU 2S+1F | RMU 2S + 1F |  |  | PANGSAPURI INDAH TMN TANMING INDAH | ATTACHED SINGLE |  | 11/0.415 kV | 18/07/1998 |  | 0
301759366 | TNB | DISTRIBUTION | CHERAS | Existing | BCRS/PCE/J00342 | HARTA SISTEM NO 1 | RMU 2S+2F | RMU 2S + 2F |  |  | HARTA SISTEM NO 1 | INDOOR DOUBLE CHAMBER |  | 11/0.415 kV | 1993-11-01 |  | 0
301759523 | TNB | DISTRIBUTION | CHERAS | Existing | BCRS/PCE/J00794 | BINTANG PELANTAR | RMU 2S+1F | RMU 2S + 1F |  |  | BINTANG PELANTAR | ATTACHED SINGLE |  | 11/0.415 kV | 18/07/1998 |  | 0
301766072 | TNB | DISTRIBUTION | CHERAS | Existing | BCRS/PCE/J00891 | VISTA CITY JLN PANGLIMA | RMU 2S+2F | RMU 2S + 2F |  |  | VISTA CITY JLN PANGLIMA | ATTACHED DOUBLE |  | 11/0.415 kV | 18/07/1998 |  | 0
301766498 | TNB | DISTRIBUTION | CHERAS | Existing | BCRS/PCE/J00800 | KK METAL NO 2 | RMU 2S+1F | RMU 2S + 1F |  |  | KK METAL NO 2 | ATTACHED DOUBLE |  | 11/0.415 kV | 18/07/1998 | LOT 5199 | 0
301766618 | TNB | DISTRIBUTION | CHERAS | Existing | BCRS/PCE/J00921 | APARTMENT VISTA HARTAMAS | RMU 2S+2F | RMU 2S + 2F |  |  | APARTMENT VISTA HARTAMAS | INDOOR SINGLE CHAMBER |  | 11/0.415 kV | 18/07/1998 |  | 0
301766869 | TNB | DISTRIBUTION | CHERAS | Existing | BCRS/PCE/J00194 | SCOT PINE NO 1 COMPACT | RMU 2S+1F | RMU 2S + 1F |  |  | SCOT PINE NO 1 COMPACT | COMPACT SUBS |  | 11/0.415 kV | 2000-11-01 |  | 0
301766985 | TNB | DISTRIBUTION | CHERAS | Existing | BCRS/PCE/J00541 | SCOT PINE NO 2 | RMU 2S+1F | RMU 2S + 1F |  |  | SCOT PINE NO 2 | COMPACT SUBS |  | 11/0.415 kV | 2000-11-01 |  | 0
301767979 | TNB | DISTRIBUTION | CHERAS | Existing | BCRS/PCE/J00895 | S/S FRU | CB 3S | CB |  |  | S/S FRU | INDOOR SINGLE CHAMBER |  | 11/0.415 kV | 18/07/2005 |  | 0
301768129 | TNB | DISTRIBUTION | CHERAS | Existing | BCRS/PCE/J00248 | TMN SRI CHERAS NO 2 | RMU 3S+1F | RMU 3S+1F |  |  | TMN SRI CHERAS NO 2 | INDOOR SINGLE CHAMBER |  | 11/0.415 kV | 1990-11-01 |  | 0
301768283 | TNB | DISTRIBUTION | CHERAS | Existing | BCRS/PCE/J00697 | JLN MAS UTAMA | RMU 2S+2F | RMU 2S + 2F |  |  | JLN MAS UTAMA | INDOOR DOUBLE CHAMBER |  | 11/0.415 kV | 2005-11-01 |  | 0
301768440 | TNB | DISTRIBUTION | CHERAS | Existing | BCRS/PCE/J00880 | TMN TANMING INDAH NO 3 | RMU 2S+1F | RMU 2S + 1F |  |  | TMN TANMING INDAH NO 3 | INDOOR DOUBLE CHAMBER |  | 11/0.415 kV | 18/07/1998 |  | 0
301768556 | TNB | DISTRIBUTION | CHERAS | Existing | BCRS/PCE/J00567 | TMN SERI MINANG BTHO | RMU 2S+1F | RMU 2S + 1F |  |  | TMN SERI MINANG BTHO | INDOOR SINGLE CHAMBER |  | 11/0.415 kV | 2004-11-01 |  | 0
301768982 | TNB | DISTRIBUTION | CHERAS | Existing | BCRS/PCE/J00696 | TMN CERIANA CHERAS | RMU 2S+1F | RMU 2S + 1F |  |  | TMN CERIANA CHERAS | INDOOR SINGLE CHAMBER |  | 11/0.415 kV | 2004-11-11 |  | 0
301769098 | TNB | DISTRIBUTION | CHERAS | Existing | BCRS/PCE/J00572 | TMN TANMING MAJU CHERAS JAYA | RMU 2S+2F | RMU 2S + 2F |  |  | TMN TANMING MAJU CHERAS JAYA | ATTACHED DOUBLE |  | 11/0.415 kV | 2006-11-11 |  | 0
301769566 | TNB | DISTRIBUTION | CHERAS | Existing | BCRS/PCE/J00469 | SG LONG NO 5 PADAT | RMU 2S+1F | RMU 2S + 1F |  |  | SG LONG NO 5 PADAT | COMPACT SUBS |  | 11/0.415 kV | 18/07/1998 |  | 0
301769682 | TNB | DISTRIBUTION | CHERAS | Existing | BCRS/PCE/J00849 | JUTAMATE | RMU 2S+1F | RMU 2S + 1F |  |  | JUTAMATE | OUTDOOR (OD WITH SWTCHGEAR) |  | 11/0.415 kV | 18/07/1998 |  | 0
301769798 | TNB | DISTRIBUTION | CHERAS | Existing | BCRS/PCE/J00162 | TMN RASA SAYANG NO 1 | CB 2S+2F | CB + 2 TX |  |  | TMN RASA SAYANG NO 1 | INDOOR DOUBLE CHAMBER |  | 11/0.415 kV | 1988-11-11 |  | 0
301770323 | TNB | DISTRIBUTION | CHERAS | Existing | BCRS/PCE/J00718 | INDUSTRONIC ENTERPRISE | RMU 2S+1F | RMU 2S + 1F |  |  | INDUSTRONIC ENTERPRISE | ATTACHED SINGLE |  | 11/0.415 kV | 1997-11-01 |  | 0
301770749 | TNB | DISTRIBUTION | CHERAS | Existing | BCRS/PCE/J00797 | CHAN & CHUA | RMU 2S+2F | RMU 2S + 2F |  |  | CHAN & CHUA | ATTACHED DOUBLE |  | 11/0.415 kV | 18/07/1998 |  | 0
301771434 | TNB | DISTRIBUTION | CHERAS | Existing | BCRS/PCE/J00138 | CHERAS JAYA NO 1 | CB 6S+1F | CB + 1 TX |  |  | CHERAS JAYA NO 1 | INDOOR SINGLE CHAMBER |  | 11/0.415 kV | 1983-11-11 |  | 0
301772112 | TNB | DISTRIBUTION | CHERAS | Existing | BCRS/PCE/J00329 | PKNS CHERAS JAYA NO 6 | RMU 2S+2F | RMU 2S + 2F |  |  | PKNS CHERAS JAYA NO 6 | INDOOR DOUBLE CHAMBER |  | 11/0.415 kV | 1998-11-11 | B0485 | 0
301772269 | TNB | DISTRIBUTION | CHERAS | Existing | BCRS/PCE/J00328 | CHERAS JAYA NO 2 | RMU 2S+1F | RMU 2S + 1F |  |  | CHERAS JAYA NO 2 | INDOOR SINGLE CHAMBER |  | 11/0.415 kV | 1985-11-11 |  | 0
301772695 | TNB | DISTRIBUTION | CHERAS | Existing | BCRS/PCE/J00304 | KRIS COMPONENT A.E. TECHNO NO 1 | RMU 2S+1F | RMU 2S + 1F |  |  | KRIS COMPONENT A.E. TECHNO NO 1 | ATTACHED SINGLE |  | 11/0.415 kV | 2001-11-11 |  | 0
301772812 | TNB | DISTRIBUTION | CHERAS | Existing | BCRS/PCE/J00371 | SENG YIP CHERAS JAYA | CB 3S | CB |  |  | SENG YIP CHERAS JAYA | ATTACHED |  | 11/0.415 kV | 2000-11-01 |  | 0
301773272 | TNB | DISTRIBUTION | CHERAS | Existing | BCRS/PCE/J00316 | SOUTH EAST ASIA NO 2 | RMU 2S+1F | RMU 2S + 1F |  |  | SOUTH EAST ASIA NO 2 | ATTACHED SINGLE |  | 11/0.415 kV | 1990-11-01 | B0486 | 0
301773389 | TNB | DISTRIBUTION | CHERAS | Existing | BCRS/PCE/J00302 | TMN CHERAS JAYA NO 4 | RMU 2S+1F | RMU 2S + 1F |  |  | TMN CHERAS JAYA NO 4 | INDOOR SINGLE CHAMBER |  | 11/0.415 kV | 1960-11-11 |  | 0
301773394 | TNB | DISTRIBUTION | CHERAS | Existing | BCRS/PCE/J00303 | TMN CHERAS JAYA NO 3 | RMU 2S+1F | RMU 2S + 1F |  |  | TMN CHERAS JAYA NO 3 | INDOOR SINGLE CHAMBER |  | 11/0.415 kV | 1993-11-11 |  | 0
301773510 | TNB | DISTRIBUTION | CHERAS | Existing | BCRS/PCE/J00372 | SEK MEN CHERAS JAYA | RMU 3S+1F | RMU 3S+1F |  |  | SEK MEN CHERAS JAYA | INDOOR SINGLE CHAMBER |  | 11/0.415 kV | 2000-11-11 |  | 0
301781641 | TNB | DISTRIBUTION | CHERAS | Existing | BCRS/PCE/J00036 | TMN MEGAH NO 2 | CB 2S+1F | CB + 1 TX |  |  | TMN MEGAH NO 2 | INDOOR SINGLE CHAMBER |  | 11/0.415 kV | 1985-11-01 |  | 0
301782267 | TNB | DISTRIBUTION | CHERAS | Existing | BCRS/PCE/J00059 | BT 14 HULU LANGAT | RMU 2S+2F | RMU 2S + 2F |  |  | BT 14 HULU LANGAT | OUTDOOR (OD WITH SWTCHGEAR) |  | 11/0.415 kV | 2004-11-01 |  | 0
301782415 | TNB | DISTRIBUTION | CHERAS | Existing | BCRS/PCE/J00109 | CG MEDICAL INDUSTRY | RMU 2S+1F | RMU 2S + 1F |  |  | CG MEDICAL INDUSTRY | INDOOR SINGLE CHAMBER |  | 11/0.415 kV | 1990-11-01 |  | 0
301782531 | TNB | DISTRIBUTION | CHERAS | Existing | BCRS/PCE/J00119 | CHASELAND NO 2 | RMU 2S+2F | RMU 2S + 2F |  |  | CHASELAND NO 2 | ATTACHED DOUBLE |  | 11/0.415 kV | 1999-11-01 | B1565 | 0
301782688 | TNB | DISTRIBUTION | CHERAS | Existing | BCRS/PCE/J00118 | CHASELAND NO 3 | RMU 2S+1F | RMU 2S + 1F |  |  | CHASELAND NO 3 | ATTACHED DOUBLE |  | 11/0.415 kV | 1999-11-01 | B1566 | 0
301782804 | TNB | DISTRIBUTION | CHERAS | Existing | BCRS/PCE/J00767 | LOT 5757 FORMAPAC | RMU 2S + 1F | RMU 2S + 1F |  |  | LOT 5757 FORMAPAC | ATTACHED SINGLE |  | 11/0.415 kV | 18/07/1998 |  | 0
301783231 | TNB | DISTRIBUTION | CHERAS | Existing | BCRS/PCE/J00768 | DENSHI MARUWA | RMU 2S + 2F | RMU 2S + 2F |  |  | DENSHI MARUWA | ATTACHED SINGLE |  | 11/0.415 kV | 18/07/1998 |  | 0
301783812 | TNB | DISTRIBUTION | CHERAS | Existing | BCRS/PCE/J00056 | DUSUN NANDING NO 3 | RMU 2S+1F | RMU 2S + 1F |  |  | DUSUN NANDING NO 3 | INDOOR SINGLE CHAMBER |  | 11/0.415 kV | 1998-11-01 |  | 0
301783928 | TNB | DISTRIBUTION | CHERAS | Existing | BCRS/PCE/J00055 | DUSUN NANDING NO 2 | RMU 2S+1F | RMU 2S + 1F |  |  | DUSUN NANDING NO 2 | INDOOR SINGLE CHAMBER |  | 11/0.415 kV | 1999-11-01 |  | 0
301784044 | TNB | DISTRIBUTION | CHERAS | Existing | BCRS/PCE/J00120 | TIP CORPORATION NO 2 | CB 3S+1F | CB + 1 TX |  |  | TIP CORPORATION NO 2 | INDOOR DOUBLE CHAMBER |  | 11/0.415 kV | 1990-11-01 |  | 0
301784566 | TNB | DISTRIBUTION | CHERAS | Existing | BCRS/PCE/J00090 | KG JAWA | RMU 2S+1F | RMU 2S + 1F |  |  | KG JAWA | OUTDOOR (OD WITH SWTCHGEAR) |  | 11/0.415 kV | 1998-11-01 |  | 0
301784682 | TNB | DISTRIBUTION | CHERAS | Existing | BCRS/PCE/J01032 | JLN TEMENGGUNG 3/9 |  | RMU 2S+2F (C) |  |  | JLN TEMENGGUNG 3/9 | INDOOR DOUBLE CHAMBER |  | 11/0.415 kV | 18/09/2012 |  | 0
301784687 | TNB | DISTRIBUTION | CHERAS | Existing | BCRS/PCE/J00815 | COMMERCIAL AREA NO 5 |  | RMU 2S + 2F |  |  | COMMERCIAL AREA NO 5 | ATTACHED DOUBLE |  | 11/0.415 kV | 18/07/1998 |  | 0
301797954 | TNB | DISTRIBUTION | CHERAS | Existing | BCRS/PCE/J00451 | COMMERCIAL AREA NO 8 BMC | RMU 2S+2F | RMU 2S + 2F |  |  | COMMERCIAL AREA NO 8 BMC | ATTACHED DOUBLE |  | 11/0.415 kV | 2005-11-01 |  | 0
301801872 | TNB | DISTRIBUTION | CHERAS | Existing | BCRS/PCE/J00352 | MAGNAVILLA NO 1 | RMU 2S+2F | RMU 2S + 2F |  |  | MAGNAVILLA NO 1 | INDOOR DOUBLE CHAMBER |  | 11/0.415 kV | 1998-11-11 |  | 0
301802029 | TNB | DISTRIBUTION | CHERAS | Existing | BCRS/PCE/J00792 | LOJI KUMBAHAN CHERAS JAYA | RMU 2S+1F | RMU 2S + 1F |  |  | LOJI KUMBAHAN CHERAS JAYA | INDOOR SINGLE CHAMBER |  | 11/0.415 kV | 1996-11-01 |  | 0
301802455 | TNB | DISTRIBUTION | CHERAS | Existing | BCRS/PCE/J00298 | GELORA RAO RAO | RMU 2S+1F | RMU 2S + 1F |  |  | GELORA RAO RAO | COMPACT SUBS |  | 11/0.415 kV | 1996-11-01 |  | 0
301802571 | TNB | DISTRIBUTION | CHERAS | Existing | BCRS/PCE/J00360 | LIEW KON THAM | RMU 2S+1F | RMU 2S + 1F |  |  | LIEW KON THAM | ATTACHED SINGLE |  | 11/0.415 kV | 1997-11-01 |  | 0
301802687 | TNB | DISTRIBUTION | CHERAS | Existing | BCRS/PCE/J00370 | MAGNAVILLA NO 2 | RMU 2S+2F | RMU 2S + 2F |  |  | MAGNAVILLA NO 2 | INDOOR DOUBLE CHAMBER |  | 11/0.415 kV | 1998-11-11 |  | 0
301802844 | TNB | DISTRIBUTION | CHERAS | Existing | BCRS/PCE/J00708 | TAMAN SINARAN NO 2 | RMU 2S+1F | RMU 2S + 1F |  |  | TAMAN SINARAN NO 2 | ATTACHED SINGLE |  | 11/0.415 kV | 2004-11-01 |  | 0
301802960 | TNB | DISTRIBUTION | CHERAS | Existing | BCRS/PCE/J00715 | TAMAN SETIA IMPIAN EHSAN COMPACT | RMU 2S+1F | RMU 2S + 1F |  |  | TAMAN SETIA IMPIAN EHSAN COMPACT | COMPACT SUBS |  | 11/0.415 kV | 18/07/1998 |  | 0
301803386 | TNB | DISTRIBUTION | CHERAS | Existing | BCRS/PCE/J00233 | TAN SENG HUAT | RMU 2S+1F | RMU 2S + 1F |  |  | TAN SENG HUAT | INDOOR SINGLE CHAMBER |  | 11/0.415 kV | 1992-11-11 |  | 0
301803929 | TNB | DISTRIBUTION | CHERAS | Existing | BCRS/PCE/J00427 | TMN SEGAR PERDANA NO 3 | RMU 2S+2F | RMU 2S + 2F |  |  | TMN SEGAR PERDANA NO 3 | INDOOR DOUBLE CHAMBER |  | 11/0.415 kV | 2004-11-11 | JLN SP 3 TMN SEGAR PERDANA | 0
301804086 | TNB | DISTRIBUTION | CHERAS | Existing | BCRS/PCE/J00483 | ADMIRAL PARK | RMU 2S+1F | RMU 2S + 1F |  |  | ADMIRAL PARK | INDOOR SINGLE CHAMBER |  | 11/0.415 kV | 18/07/1998 | B2486 | 0
301804202 | TNB | DISTRIBUTION | CHERAS | Existing | BCRS/PCE/J00448 | EMERALD POINT B | RMU 2S+1F | RMU 2S + 1F |  |  | EMERALD POINT B | ATTACHED SINGLE |  | 11/0.415 kV | 2005-11-01 |  | 0
301804629 | TNB | DISTRIBUTION | CHERAS | Existing | BCRS/PCE/J00447 | EMERALD POINT C | RMU 2S+1F | RMU 2S + 1F |  |  | EMERALD POINT C | ATTACHED SINGLE |  | 11/0.415 kV | 2005-11-01 |  | 0
301804746 | TNB | DISTRIBUTION | CHERAS | Existing | BCRS/PCE/J00161 | TMN CHERAS MAS NO 2 | RMU 2S+2F | RMU 2S + 2F |  |  | TMN CHERAS MAS NO 2 | INDOOR DOUBLE CHAMBER |  | 11/0.415 kV | 1996-11-11 |  | 0
301804903 | TNB | DISTRIBUTION | CHERAS | Existing | BCRS/PCE/J00200 | TMN KOPERASI CUEPACS NO 3 | RMU 2S+2F | RMU 2S + 2F |  |  | TMN KOPERASI CUEPACS NO 3 | INDOOR DOUBLE CHAMBER |  | 11/0.415 kV | 1996-11-01 |  | 0
301806599 | TNB | DISTRIBUTION | CHERAS | Existing | BCRS/PCE/J00646 | MINLON LIGHT INDUSTRIES A | RMU 2S+2F | RMU 2S + 2F |  |  | MINLON LIGHT INDUSTRIES A | ATTACHED DOUBLE |  | 11/0.415 kV | 2009-11-01 |  | 0
301807066 | TNB | DISTRIBUTION | CHERAS | Existing | BCRS/PCE/J00645 | MINLON LIGHT INDUSTRIES B | RMU 2S+2F | RMU 2S + 2F |  |  | MINLON LIGHT INDUSTRIES B | ATTACHED DOUBLE |  | 11/0.415 kV | 2009-11-01 |  | 0
301813079 | TNB | DISTRIBUTION | CHERAS | Existing | BCRS/PCE/J00004 | APARTMENT SUAKASIH BTHO | RMU 2S+2F | RMU 2S + 2F |  |  | APARTMENT SUAKASIH BTHO | ATTACHED DOUBLE |  | 11/0.415 kV | 2003-11-01 |  | 0
301813546 | TNB | DISTRIBUTION | CHERAS | Existing | BCRS/PCE/J00177 | BTHO NO 17 | RMU 2S+2F | RMU 2S + 2F |  |  | BTHO NO 17 | INDOOR DOUBLE CHAMBER |  | 11/0.415 kV | 2000-11-01 |  | 0
301813703 | TNB | DISTRIBUTION | CHERAS | Existing | BCRS/PCE/J00176 | BTHO NO 18 | CB 2S+2F | CB + 2 TX |  |  | BTHO NO 18 | INDOOR DOUBLE CHAMBER |  | 11/0.415 kV | 2000-11-01 |  | 0
301814344 | TNB | DISTRIBUTION | CHERAS | Existing | BCRS/PCE/J00387 | CHIN HUAT | RMU 3S+1F | RMU 3S+1F |  |  | CHIN HUAT | INDOOR SINGLE CHAMBER |  | 11/0.415 kV | 18/07/1998 |  | 0
301814771 | TNB | DISTRIBUTION | CHERAS | Existing | BCRS/PCE/J00424 | BERKAT HASIL NO 6 | RMU 3S+2F | RMU 3S+2F |  |  | BERKAT HASIL NO 6 | ATTACHED DOUBLE |  | 11/0.415 kV | 18/07/1998 |  | 0
301814919 | TNB | DISTRIBUTION | CHERAS | Existing | BCRS/PCE/J00687 | ISC | RMU 3S | RMU 3S |  |  | ISC | ATTACHED SINGLE |  | 11/0.415 kV | 1996-11-01 |  | 0
301815026 | TNB | DISTRIBUTION | CHERAS | Existing | BCRS/PCE/J00413 | BERKAT HASIL NO 4B | RMU 2S+1F | RMU 2S + 1F |  |  | BERKAT HASIL NO 4B | ATTACHED SINGLE |  | 11/0.415 kV | 18/07/1998 |  | 0
301815452 | TNB | DISTRIBUTION | CHERAS | Existing | BCRS/PCE/J00423 | BERKAT HASIL NO 7 | RMU 2S+2F | RMU 2S + 2F |  |  | BERKAT HASIL NO 7 | ATTACHED DOUBLE |  | 11/0.415 kV | 18/07/1998 |  | 0
301815609 | TNB | DISTRIBUTION | CHERAS | Existing | BCRS/PCE/J00412 | BERKAT HASIL NO 4A | RMU 2S+1F | RMU 2S + 1F |  |  | BERKAT HASIL NO 4A | ATTACHED SINGLE |  | 11/0.415 kV | 18/07/1998 |  | 0
301816345 | TNB | DISTRIBUTION | CHERAS | Existing | BCRS/PCE/J00746 | NI SHIN NO 2 | RMU 2S+1F | RMU 2S + 1F |  |  | NI SHIN NO 2 | ATTACHED SINGLE |  | 11/0.415 kV | 1994-11-11 |  | 0
301816462 | TNB | DISTRIBUTION | CHERAS | Existing | BCRS/PCE/J00420 | BERKAT HASIL NO 15 | RMU 2S+2F | RMU 2S + 2F |  |  | BERKAT HASIL NO 15 | ATTACHED DOUBLE |  | 11/0.415 kV | 1997-11-11 |  | 0
301816614 | TNB | DISTRIBUTION | CHERAS | Existing | BCRS/PCE/J00230 | GREEN ACRE PARK NO 1 | RMU 2S+2F | RMU 2S + 2F |  |  | GREEN ACRE PARK NO 1 | INDOOR DOUBLE CHAMBER |  | 11/0.415 kV | 2002-11-01 |  | 0
301817344 | TNB | DISTRIBUTION | CHERAS | Existing | BCRS/PCE/J00445 | TAMAN SEGAR PERDANA NO 9 | RMU 2S+1F | RMU 2S + 2F |  |  | TAMAN SEGAR PERDANA NO 9 | INDOOR DOUBLE CHAMBER |  | 11/0.415 kV | 2005-11-01 |  | 0
301817460 | TNB | DISTRIBUTION | CHERAS | Existing | BCRS/PCE/J00444 | TAMAN SEGAR PERDANA NO 10 | RMU 2S+1F | RMU 2S + 1F |  |  | TAMAN SEGAR PERDANA NO 10 | INDOOR DOUBLE CHAMBER |  | 11/0.415 kV | 2005-11-01 |  | 0
301817886 | TNB | DISTRIBUTION | CHERAS | Existing | BCRS/PCE/J00168 | TMN MINANG RIA | RMU 2S+2F | RMU 2S + 2F |  |  | TMN MINANG RIA | ATTACHED DOUBLE |  | 11/0.415 kV | 2002-11-01 |  | 0
301818044 | TNB | DISTRIBUTION | CHERAS | Existing | BCRS/PCE/J00542 | SEGAR PERDANA COURT PHASE 7B | RMU 2S+1F | RMU 2S + 1F |  |  | SEGAR PERDANA COURT PHASE 7B | ATTACHED SINGLE |  | 11/0.415 kV | 2006-11-01 |  | 0
301818160 | TNB | DISTRIBUTION | CHERAS | Existing | BCRS/PCE/J00481 | JLN BENDAHARA 12/7 BMC | RMU 2S+2F | RMU 2S + 2F |  |  | JLN BENDAHARA 12/7 BMC | INDOOR DOUBLE CHAMBER |  | 11/0.415 kV | 2004-11-01 |  | 0
301818618 | TNB | DISTRIBUTION | CHERAS | Existing | BCRS/PCE/J00455 | JLN PAHLAWAN 20/3 | RMU 2S+1F | RMU 2S + 1F |  |  | JLN PAHLAWAN 20/3 | INDOOR DOUBLE CHAMBER |  | 11/0.415 kV | 2005-11-01 |  | 0
301818734 | TNB | DISTRIBUTION | CHERAS | Existing | BCRS/PCE/J00509 | JLN PAHLAWAN 22/3, BDR MAHKOTA CHERAS | RMU 2S+1F | RMU 2S + 1F |  |  | JLN PAHLAWAN 22/3, BDR MAHKOTA CHERAS | INDOOR DOUBLE CHAMBER |  | 11/0.415 kV | 2004-11-01 |  | 0
301819160 | TNB | DISTRIBUTION | CHERAS | Existing | BCRS/PCE/J00682 | IND RINGAN BKT ANGKAT NO 4 | RMU 2S+2F | RMU 2S + 2F |  |  | IND RINGAN BKT ANGKAT NO 4 | INDOOR DOUBLE CHAMBER |  | 11/0.415 kV | 2007-11-01 |  | 0
301819471 | TNB | DISTRIBUTION | CHERAS | Existing | BCRS/PCE/J00254 | BDR MAHKOTA CHERAS NO. 8 | RMU 2S+2F | RMU 2S + 2F |  |  | BDR MAHKOTA CHERAS NO. 8 | INDOOR DOUBLE CHAMBER |  | 11/0.415 kV | 2002-11-01 |  | 0
301819628 | TNB | DISTRIBUTION | CHERAS | Existing | BCRS/PCE/J00048 | KUATERS LOJI AIR LANGAT | RMU 2S+1F | RMU 2S + 1F |  |  | KUATERS LOJI AIR LANGAT | OUTDOOR (OD WITH SWTCHGEAR) |  | 11/0.415 kV | 1991-11-01 |  | 0
301820054 | TNB | DISTRIBUTION | CHERAS | Existing | BCRS/PCE/J00547 | SMK DUSUN NANDING | RMU 2S+1F | RMU 2S + 1F |  |  | SMK DUSUN NANDING | INDOOR SINGLE CHAMBER |  | 11/0.415 kV | 2002-11-01 | B1992 | 0
301827543 | TNB | DISTRIBUTION | CHERAS | Existing | BCRS/PCE/J01020 | JALAN MAHKOTA 5 | RMU 2S+2F | RMU 2S + 2F |  |  | JALAN MAHKOTA 5 | INDOOR DOUBLE CHAMBER |  | 11/0.415 kV | 2011-02-11 |  | 0
301827659 | TNB | DISTRIBUTION | CHERAS | Existing | BCRS/PCE/J00014 | LEBUHRAYA CHERAS NO 1 | RMU 2S+1F | RMU 2S + 1F |  |  | LEBUHRAYA CHERAS NO 1 | COMPACT SUBS |  | 11/0.415 kV | 1997-11-01 |  | 0
301827775 | TNB | DISTRIBUTION | CHERAS | Existing | BCRS/PCE/J00821 | SG BESI INDAH NO 1 | RMU 2S+2F | RMU 2S + 2F |  |  | SG BESI INDAH NO 1 | INDOOR DOUBLE CHAMBER |  | 11/0.415 kV | 18/07/1998 |  | 0
301828280 | TNB | DISTRIBUTION | CHERAS | Existing | BCRS/PCE/J00744 | SG BESI INDAH NO 7 | RMU 2S+2F | RMU 2S + 2F |  |  | SG BESI INDAH NO 7 | INDOOR DOUBLE CHAMBER |  | 11/0.415 kV | 18/07/1998 |  | 0
301828747 | TNB | DISTRIBUTION | CHERAS | Existing | BCRS/PCE/J00830 | SEK KEB SG BESI INDAH | RMU 2S+1F | RMU 2S + 1F |  |  | SEK KEB SG BESI INDAH | INDOOR SINGLE CHAMBER |  | 11/0.415 kV | 2004-11-11 |  | 0
301828863 | TNB | DISTRIBUTION | CHERAS | Existing | BCRS/PCE/J00756 | SOUTHERN LAKE NO 4 | RMU 2S+2F | RMU 2S + 2F |  |  | SOUTHERN LAKE NO 4 | INDOOR DOUBLE CHAMBER |  | 11/0.415 kV | 18/07/1998 |  | 0
301829020 | TNB | DISTRIBUTION | CHERAS | Existing | BCRS/PCE/J00758 | SOUTHERN LAKE NO 3 | RMU 2S+2F | RMU 2S + 2F |  |  | SOUTHERN LAKE NO 3 | INDOOR DOUBLE CHAMBER |  | 11/0.415 kV | 18/07/1998 |  | 0
301829177 | TNB | DISTRIBUTION | CHERAS | Existing | BCRS/PCE/J00760 | SG BESI INDAH NO 5 | RMU 3S+2F | RMU 2S + 2F |  |  | SG BESI INDAH NO 5 | INDOOR DOUBLE CHAMBER |  | 11/0.415 kV | 18/07/1998 |  | 0
301829644 | TNB | DISTRIBUTION | CHERAS | Existing | BCRS/PCE/J00625 | TMN SERI JASA FASA 1 | RMU 2S+1F | RMU 2S + 1F |  |  | TMN SERI JASA FASA 1 | INDOOR SINGLE CHAMBER |  | 11/0.415 kV | 1991-11-01 |  | 0
301829760 | TNB | DISTRIBUTION | CHERAS | Existing | BCRS/PCE/J00825 | MINES LODGE | RMU 3S+1F | RMU 3S+1F |  |  | MINES LODGE | ATTACHED SINGLE |  | 11/0.415 kV | 1998-11-11 |  | 0
301830577 | TNB | DISTRIBUTION | CHERAS | Existing | BCRS/PCE/J00511 | JLN PERMAISURI 23/6 BDR MAHKOTA CHERAS | RMU 2S+1F | RMU 2S + 1F |  |  | JLN PERMAISURI 23/6 BDR MAHKOTA CHERAS | INDOOR DOUBLE CHAMBER |  | 11/0.415 kV | 2002-11-01 |  | 0
301830693 | TNB | DISTRIBUTION | CHERAS | Existing | BCRS/PCE/J00513 | JLN PERMAISURI NO 2 BDR MAHKOTA CHERAS |  | RMU 2S + 1F |  |  | JLN PERMAISURI NO 2 BDR MAHKOTA CHERAS | INDOOR DOUBLE CHAMBER |  | 11/0.415 kV | 2002-11-01 |  | 0
301844129 | TNB | DISTRIBUTION | CHERAS | Existing | BCRS/PCE/J00199 | TMN KOPERASI CUEPAC NO 4 | RMU 2S+1F | RMU 2S + 1F |  |  | TMN KOPERASI CUEPAC NO 4 | INDOOR SINGLE CHAMBER |  | 11/0.415 kV | 1990-11-01 |  | 0
301844555 | TNB | DISTRIBUTION | CHERAS | Existing | BCRS/PCE/J00196 | TMN RAKAN CHERAS NO 1 | RMU 2S+1F | RMU 2S + 1F |  |  | TMN RAKAN CHERAS NO 1 | INDOOR SINGLE CHAMBER |  | 11/0.415 kV | 1990-11-01 |  | 0
301844704 | TNB | DISTRIBUTION | CHERAS | Existing | BCRS/PCE/J00197 | TMN RAKAN CHERAS NO 2 | RMU 2S+1F | RMU 2S + 1F |  |  | TMN RAKAN CHERAS NO 2 | INDOOR SINGLE CHAMBER |  | 11/0.415 kV | 2005-11-01 |  | 0
301844820 | TNB | DISTRIBUTION | CHERAS | Existing | BCRS/PCE/J00577 | WETEX | RMU 2S+2F | RMU 2S + 2F |  |  | WETEX | ATTACHED DOUBLE |  | 11/0.415 kV | 1980-01-01 |  | 0
301845289 | TNB | DISTRIBUTION | CHERAS | Existing | BCRS/PCE/J00845 | WEI FONG | RMU 2S+2F | RMU 2S+2F |  |  | WEI FONG | ATTACHED DOUBLE |  | 11/0.415 kV | 18/07/1998 |  | 0
301845406 | TNB | DISTRIBUTION | CHERAS | Existing | BCRS/PCE/J00198 | TMN RAKAN CHERAS NO 3 | RMU 2S+1F | RMU 2S + 1F |  |  | TMN RAKAN CHERAS NO 3 | INDOOR SINGLE CHAMBER |  | 11/0.415 kV | 1990-11-01 |  | 0
301845832 | TNB | DISTRIBUTION | CHERAS | Existing | BCRS/PCE/J00988 | LOT 4161 LKC VANTURES | RMU 2S+1F | RMU 2S + 1F |  |  | LOT 4161 LKC VANTURES | ATTACHED SINGLE |  | 11/0.415 kV | 2010-11-11 | PE CRS 0188 | 0
301845981 | TNB | DISTRIBUTION | CHERAS | Existing | BCRS/PCE/J00506 | TMN LAGENDA MAS UTAMA | RMU 2S+2F | RMU 2S + 2F |  |  | TMN LAGENDA MAS UTAMA | INDOOR DOUBLE CHAMBER |  | 11/0.415 kV | 2005-11-01 |  | 0
301846448 | TNB | DISTRIBUTION | CHERAS | Existing | BCRS/PCE/J00562 | TMN DESA BARU COMPACT | RMU 2S+1F | RMU 2S + 1F |  |  | TMN DESA BARU COMPACT | COMPACT SUBS |  | 11/0.415 kV | 2003-11-01 |  | 0
301846564 | TNB | DISTRIBUTION | CHERAS | Existing | BCRS/PCE/J00781 | SHUKOR SAKAM AIS RINTIK2 | RMU 2S+1F | RMU 2S + 1F |  |  | SHUKOR SAKAM AIS RINTIK2 | ATTACHED SINGLE |  | 11/0.415 kV | 18/07/1998 |  | 0
301846676 | TNB | DISTRIBUTION | CHERAS | Existing | BCRS/PCE/J00202 | TMN KOPERASI CUEPAC NO 1 BT 12 FASA 1A | RMU 2S+2F | RMU 2S + 2F |  |  | TMN KOPERASI CUEPAC NO 1 BT 12 FASA 1A | INDOOR DOUBLE CHAMBER |  | 11/0.415 kV | 1990-11-11 |  | 0
301847125 | TNB | DISTRIBUTION | CHERAS | Existing | BCRS/PCE/J00201 | TMN KOPERASI CUEPAC NO 2 | RMU 2S+2F | RMU 2S + 2F |  |  | TMN KOPERASI CUEPAC NO 2 | ATTACHED DOUBLE |  | 11/0.415 kV | 1999-11-01 |  | 0
301847282 | TNB | DISTRIBUTION | CHERAS | Existing | BCRS/PCE/J00693 | PUSAT KEBUDAYAAN SOKO GOKAI | RMU 2S+1F | RMU 2S + 1F |  |  | PUSAT KEBUDAYAAN SOKO GOKAI | ATTACHED SINGLE |  | 11/0.415 kV | 2004-11-11 |  | 0
301847824 | TNB | DISTRIBUTION | CHERAS | Existing | BCRS/PCE/J00234 | RMH ORANG-ORANG TUA | RMU 2S+1F | RMU 2S + 1F |  |  | RMH ORANG-ORANG TUA | INDOOR SINGLE CHAMBER |  | 11/0.415 kV | 2006-11-01 |  | 0
301862337 | TNB | DISTRIBUTION | CHERAS | Existing | BCRS/PCE/J00872 | PLAZA TOL SAUJANA IMPIAN | RMU 2S + 1F | RMU 2S + 1F |  |  | PLAZA TOL SAUJANA IMPIAN | ATTACHED SINGLE |  | 11/0.415 kV | 1993-11-01 |  | 0
301862453 | TNB | DISTRIBUTION | CHERAS | Existing | BCRS/PCE/J00859 | ABD KARIM MANAN | RMU 2S+1F | RMU 2S + 1F |  |  | ABD KARIM MANAN | OUTDOOR (OD WITH SWTCHGEAR) |  | 11/0.415 kV | 18/07/1998 |  | 0
301862879 | TNB | DISTRIBUTION | CHERAS | Existing | BCRS/PCE/J00095 | TMN ULU LANGAT JAYA NO 2 |  | RMU 2X (2S + 1F) |  |  | TMN ULU LANGAT JAYA NO 2 | INDOOR DOUBLE CHAMBER |  | 11/0.415 kV | 2006-11-01 |  | 0
301919333 | TNB | DISTRIBUTION | CHERAS | Existing | BCRS/PCE/J00899 | RUMAH BANDAR TMN PUTRI | RMU 2S+1F | RMU 2S + 1F |  |  | RUMAH BANDAR TMN PUTRI | INDOOR SINGLE CHAMBER |  | 11/0.415 kV | 18/07/1998 |  | 0
301919449 | TNB | DISTRIBUTION | CHERAS | Existing | BCRS/PCE/J00699 | PERNIAGAAN MASRIA | RMU 2S+1F | RMU 2S + 1F |  |  | PERNIAGAAN MASRIA | INDOOR SINGLE CHAMBER |  | 11/0.415 kV | 1982-11-01 |  | 0
301962864 | TNB | DISTRIBUTION | CHERAS | Existing | BCRS/PCE/J00639 | TERAS OAK NO 1 | RMU 5S+2F | RMU 2X (2S + 1F) |  |  | TERAS OAK NO 1 | INDOOR DOUBLE CHAMBER |  | 11/0.415 kV | 18/07/1998 |  | 0
301963439 | TNB | DISTRIBUTION | CHERAS | Existing | BCRS/PCE/J00737 | ELEGANT CAPITAL NO 2 | RMU 2S+2F | RMU 2S + 2F |  |  | ELEGANT CAPITAL NO 2 | INDOOR DOUBLE CHAMBER |  | 11/0.415 kV | 18/07/1998 |  | 0
301963906 | TNB | DISTRIBUTION | CHERAS | Existing | BCRS/PCE/J00741 | ELEGANT CAPITAL NO 1 | RMU 3S+2F | RMU 3S+2F |  |  | ELEGANT CAPITAL NO 1 | INDOOR DOUBLE CHAMBER |  | 11/0.415 kV | 18/07/1998 |  | 0
301964063 | TNB | DISTRIBUTION | CHERAS | Existing | BCRS/PCE/J00738 | BONANZA INDUSTRIAL PARK | RMU 2S+2F | RMU 2S + 2F |  |  | BONANZA INDUSTRIAL PARK | INDOOR DOUBLE CHAMBER |  | 11/0.415 kV | 18/07/1998 |  | 0
301964220 | TNB | DISTRIBUTION | CHERAS | Existing | BCRS/PCE/J00799 | SHIN LEE COMPACT | RMU 2S+1F | RMU 2S + 1F |  |  | SHIN LEE COMPACT | COMPACT SUBS |  | 11/0.415 kV | 18/07/1998 |  | 0
301964336 | TNB | DISTRIBUTION | CHERAS | Existing | BCRS/PCE/J00796 | WOON HWA TRADING | CB 2S+1F | CB + 1 TX |  |  | WOON HWA TRADING | INDOOR SINGLE CHAMBER |  | 11/0.415 kV | 2002-11-11 |  | 0
301965115 | TNB | DISTRIBUTION | CHERAS | Existing | BCRS/PCE/J00736 | LFIP NO 2 | RMU 2S+4F | RMU 2X (2S + 1F) |  |  | LFIP NO 2 | INDOOR QUAD |  | 11/0.415 kV | 18/07/1998 |  | 0
301965354 | TNB | DISTRIBUTION | CHERAS | Existing | BCRS/PCE/J00587 | AUTOLIV HIROTAKO | CB 3S | CB |  |  | AUTOLIV HIROTAKO | ATTACHED |  | 11/0.415 kV | 18/07/1998 |  | 0
301965936 | TNB | DISTRIBUTION | CHERAS | Existing | BCRS/PCE/J00742 | TANMING RAYA NO 2 | RMU 2S+2F | RMU 2S + 2F |  |  | TANMING RAYA NO 2 | INDOOR DOUBLE CHAMBER |  | 11/0.415 kV | 1991-11-01 |  | 0
301966403 | TNB | DISTRIBUTION | CHERAS | Existing | BCRS/PCE/J00378 | PST DAGANGAN BALAKONG NO 4 | RMU 2S+2F | RMU 2S + 2F |  |  | PST DAGANGAN BALAKONG NO 4 | INDOOR DOUBLE CHAMBER |  | 11/0.415 kV | 1997-11-11 |  | 0
301966560 | TNB | DISTRIBUTION | CHERAS | Existing | BCRS/PCE/J00379 | PST DAGANGAN BALAKONG NO 3 | RMU 2S+2F | RMU 2S + 2F |  |  | PST DAGANGAN BALAKONG NO 3 | INDOOR DOUBLE CHAMBER |  | 11/0.415 kV | 1997-11-11 |  | 0
301982244 | TNB | DISTRIBUTION | CHERAS | Existing | BCRS/PCE/J00089 | TMN MAS NO 3 COMPACT | RMU 2S+1F | RMU 2S + 1F |  |  | TMN MAS NO 3 COMPACT | COMPACT SUBS |  | 11/0.415 kV | 2000-11-01 |  | 0
301982360 | TNB | DISTRIBUTION | CHERAS | Existing | BCRS/PCE/J00641 | MEGA MOULDING | RMU 2S+1F | RMU 2S + 1F |  |  | MEGA MOULDING | OUTDOOR (OD WITH SWTCHGEAR) |  | 11/0.415 kV | 18/07/1998 |  | 0
301982786 | TNB | DISTRIBUTION | CHERAS | Existing | BCRS/PCE/J00634 | KENG SENG CORPORATION | RMU 2S+1F | RMU 2S + 1F |  |  | KENG SENG CORPORATION | ATTACHED SINGLE |  | 11/0.415 kV | 2002-11-11 |  | 0
301983019 | TNB | DISTRIBUTION | CHERAS | Existing | BCRS/PCE/J00671 | PANGSAPURI RAKYAT | RMU 2S+2F | RMU 2S + 2F |  |  | PANGSAPURI RAKYAT | ATTACHED DOUBLE |  | 11/0.415 kV | 1999-11-01 |  | 0
301983176 | TNB | DISTRIBUTION | CHERAS | Existing | BCRS/PCE/J00709 | TAMAN SINARAN NO 1 | RMU 2S+2F | RMU 2S + 2F |  |  | TAMAN SINARAN NO 1 | ATTACHED SINGLE |  | 11/0.415 kV | 2004-11-01 |  | 0
302001047 | TNB | DISTRIBUTION | CHERAS | Existing | BCRS/PCE/J00116 | KG SG KANTAN A/T | RMU 2S+1F | RMU 2S + 1F |  |  | KG SG KANTAN A/T | PENCAWANG ATAS TIANG (PAT) |  | 11/0.415 kV | 1990-11-01 |  | 0
302001468 | TNB | DISTRIBUTION | CHERAS | Existing | BCRS/PCE/J00115 | KG SG LIMBAT A/T | RMU 2S+1F | RMU 2S + 1F |  |  | KG SG LIMBAT A/T | PENCAWANG ATAS TIANG (PAT) |  | 11/0.415 kV | 1990-11-01 |  | 0
302001584 | TNB | DISTRIBUTION | CHERAS | Existing | BCRS/PCE/J00072 | RAKR DUSUN TUA | RMU 2S+1F | RMU 2S + 1F |  |  | RAKR DUSUN TUA | OUTDOOR (OD WITH SWTCHGEAR) |  | 11/0.415 kV | 1990-11-01 |  | 0
302002010 | TNB | DISTRIBUTION | CHERAS | Existing | BCRS/PCE/J00543 | SEKOLAH SERI SURIA HULU LANGAT | RMU 2S+1F | RMU 2S + 1F |  |  | SEKOLAH SERI SURIA HULU LANGAT | ATTACHED SINGLE |  | 11/0.415 kV | 18/07/1998 |  | 0
302002127 | TNB | DISTRIBUTION | CHERAS | Existing | BCRS/PCE/J00093 | RMH PANGSA TMN PERKASA NO 3 | RMU 2S+2F | RMU 2S + 2F |  |  | RMH PANGSA TMN PERKASA NO 3 | INDOOR DOUBLE CHAMBER |  | 11/0.415 kV | 2001-11-01 |  | 0
302002284 | TNB | DISTRIBUTION | CHERAS | Existing | BCRS/PCE/J00092 | RMH PANGSA TMN PERKASA NO 2 | CB 2S+2F | CB + 2 TX |  |  | RMH PANGSA TMN PERKASA NO 2 | INDOOR DOUBLE CHAMBER |  | 11/0.415 kV | 2001-11-01 |  | 0
302003240 | TNB | DISTRIBUTION | CHERAS | Existing | BCRS/PCE/J00900 | IDAMAN VILLA | RMU 2S+1F | RMU 2S + 1F |  |  | IDAMAN VILLA | SEMI INDOOR |  | 11/0.415 kV | 18/07/1998 |  | 0
302003356 | TNB | DISTRIBUTION | CHERAS | Existing | BCRS/PCE/J00047 | TMN LAVENDER | RMU 2S+1F | RMU 2S + 1F |  |  | TMN LAVENDER | INDOOR DOUBLE CHAMBER |  | 11/0.415 kV | 1991-11-01 |  | 0
302003504 | TNB | DISTRIBUTION | CHERAS | Existing | BCRS/PCE/J00065 | KEMACAHAYA NO 1 | RMU 2S+1F | RMU 2S + 1F |  |  | KEMACAHAYA NO 1 | INDOOR DOUBLE CHAMBER |  | 11/0.415 kV | 2006-11-01 |  | 0
302003971 | TNB | DISTRIBUTION | CHERAS | Existing | BCRS/PCE/J00903 | MASTERSKILL | CB 3S | CB |  |  | MASTERSKILL | ATTACHED |  | 11/0.415 kV | 18/07/1998 |  | 0
302004121 | TNB | DISTRIBUTION | CHERAS | Existing | BCRS/PCE/J00150 | TMN PUTRI NO 1 | RMU 2S+3F | RMU 3S+2F |  |  | TMN PUTRI NO 1 | INDOOR TRIPLE |  | 11/0.415 kV | 1993-11-01 |  | 0
302004629 | TNB | DISTRIBUTION | CHERAS | Existing | BCRS/PCE/J00153 | TMN PUTRI NO 3 | RMU 2S+2F | RMU 2S + 2F |  |  | TMN PUTRI NO 3 | INDOOR DOUBLE CHAMBER |  | 11/0.415 kV | 1995-11-01 |  | 0
302004786 | TNB | DISTRIBUTION | CHERAS | Existing | BCRS/PCE/J00152 | TMN PUTRI NO 6 | RMU 2S+2F | RMU 2S+2F (D) |  |  | TMN PUTRI NO 6 | INDOOR DOUBLE CHAMBER |  | 11/0.415 kV | 2000-11-01 |  | 0
302037309 | TNB | DISTRIBUTION | CHERAS | Existing | BCRS/PCE/J00692 | LOT 2374 FURNIWEB | RMU 2S+1F | RMU 2S + 1F |  |  | LOT 2374 FURNIWEB | ATTACHED SINGLE |  | 11/0.415 kV | 2008-11-11 |  | 0
302052971 | TNB | DISTRIBUTION | CHERAS | Existing | BCRS/PCE/J00575 | SUN HUP SENG | RMU 2S+1F | RMU 2S + 1F |  |  | SUN HUP SENG | COMPACT SUBS |  | 11/0.415 kV | 18/07/1998 |  | 0
302053087 | TNB | DISTRIBUTION | CHERAS | Existing | BCRS/PCE/J00397 | SWEET TAPE (BUONTIRO) | RMU 2S+1F | RMU 2S + 1F |  |  | SWEET TAPE (BUONTIRO) | ATTACHED SINGLE |  | 11/0.415 kV | 1995-11-01 |  | 0
302053514 | TNB | DISTRIBUTION | CHERAS | Existing | BCRS/PCE/J00611 | BESI UNION | RMU 2S+1F | RMU 2S + 1F |  |  | BESI UNION | ATTACHED SINGLE |  | 11/0.415 kV | 1993-11-11 |  | 0
302053634 | TNB | DISTRIBUTION | CHERAS | Existing | BCRS/PCE/J00074 | DUSUN TUA SEBERANG A/T | RMU 2S+1F | RMU 2S + 1F |  |  | DUSUN TUA SEBERANG A/T | PENCAWANG ATAS TIANG (PAT) |  | 11/0.415 kV | 2003-11-01 |  | 0
302069019 | TNB | DISTRIBUTION | CHERAS | Existing | BCRS/PCE/J00686 | TMN IMPIAN EHSAN NO 2 | RMU 2S+2F | RMU 2S + 2F |  |  | TMN IMPIAN EHSAN NO 2 | INDOOR DOUBLE CHAMBER |  | 11/0.415 kV | 18/07/1998 |  | 0
302069176 | TNB | DISTRIBUTION | CHERAS | Existing | BCRS/PCE/J00685 | RMH PANGSA KOS RENDAH NO 1 IMPIAN EHSAN | RMU 2S+2F | RMU 2S + 2F |  |  | RMH PANGSA KOS RENDAH NO 1 IMPIAN EHSAN | INDOOR DOUBLE CHAMBER |  | 11/0.415 kV | 18/07/1998 |  | 0
302069643 | TNB | DISTRIBUTION | CHERAS | Existing | BCRS/PCE/J00707 | NO 1, TMN SETIA BALAKONG | RMU 2S+2F | RMU 2S + 2F |  |  | NO 1, TMN SETIA BALAKONG | INDOOR DOUBLE CHAMBER |  | 11/0.415 kV | 2000-11-01 |  | 0
302069800 | TNB | DISTRIBUTION | CHERAS | Existing | BCRS/PCE/J00713 | INDUSTRI BALAKONG JAYA NO 4 | RMU 4S+2F | RMU 2X (2S + 1F) |  |  | INDUSTRI BALAKONG JAYA NO 4 | ATTACHED DOUBLE |  | 11/0.415 kV | 2006-11-01 |  | 0
302070337 | TNB | DISTRIBUTION | CHERAS | Existing | BCRS/PCE/J00710 | INDUSTRI BALAKONG JAYA NO 1 | RMU 4S+2F | RMU 2X (2S + 1F) |  |  | INDUSTRI BALAKONG JAYA NO 1 | ATTACHED DOUBLE |  | 11/0.415 kV | 18/07/1998 |  | 0
302071184 | TNB | DISTRIBUTION | CHERAS | Existing | BCRS/PCE/J00140 | SG BESI INDAH NO 6A | RMU 2S+2F | RMU 2S + 2F |  |  | SG BESI INDAH NO 6A | INDOOR DOUBLE CHAMBER |  | 11/0.415 kV | 1990-11-01 |  | 0
302071341 | TNB | DISTRIBUTION | CHERAS | Existing | BCRS/PCE/J00770 | 3V HOLDING | RMU 5S+2F | RMU 2X (2S + 1F) |  |  | 3V HOLDING | ATTACHED DOUBLE |  | 11/0.415 kV | 18/07/1998 |  | 0
302071918 | TNB | DISTRIBUTION | CHERAS | Existing | BCRS/PCE/J00013 | TMN SG LONG MAKMUR | RMU 2S+1F | RMU 2S + 1F |  |  | TMN SG LONG MAKMUR | INDOOR SINGLE CHAMBER |  | 11/0.415 kV | 2003-11-01 |  | 0
302072034 | TNB | DISTRIBUTION | CHERAS | Existing | BCRS/PCE/J00505 | JLN IKHLAS SG LONG | RMU 4S+2F | RMU 2X (2S + 1F) |  |  | JLN IKHLAS SG LONG | INDOOR DOUBLE CHAMBER |  | 11/0.415 kV | 2002-11-01 |  | 0
302072571 | TNB | DISTRIBUTION | CHERAS | Existing | BCRS/PCE/J00548 | SG BESI INDAH NO 9A COMPACT | RMU 2S+1F | RMU 2S + 1F |  |  | SG BESI INDAH NO 9A COMPACT | COMPACT SUBS |  | 11/0.415 kV | 2000-11-11 |  | 0
302090176 | TNB | DISTRIBUTION | CHERAS | Existing | BCRS/PCE/J00075 | DUSUN TUA BT 17 A/T | RMU 2S+1F | RMU 2S + 1F |  |  | DUSUN TUA BT 17 A/T | PENCAWANG ATAS TIANG (PAT) |  | 11/0.415 kV | 1990-11-01 |  | 0
302090292 | TNB | DISTRIBUTION | CHERAS | Existing | BCRS/PCE/J00652 | WONG SUE KAU | RMU 2S+1F | RMU 2S + 1F |  |  | WONG SUE KAU | INDOOR SINGLE CHAMBER |  | 11 kV | 2006-11-01 |  | 0
302090408 | TNB | DISTRIBUTION | CHERAS | Existing | BCRS/PCE/J00247 | MEGA POWER | CB 4S | CB |  |  | MEGA POWER | ATTACHED |  | 11/0.415 kV | 2000-11-01 |  | 0
302090564 | TNB | DISTRIBUTION | CHERAS | Existing | BCRS/PCE/J00833 | LEE CHEE KEONG | RMU 2S+1F | RMU 2S + 1F |  |  | LEE CHEE KEONG | SEMI INDOOR |  | 11/0.415 kV | 18/07/1998 |  | 0
302091301 | TNB | DISTRIBUTION | CHERAS | Existing | BCRS/PCE/J00500 | PADAT JLN WAWASAN 1A | RMU 2S+1F | RMU 2S + 1F |  |  | PADAT JLN WAWASAN 1A | COMPACT SUBS |  | 11/0.415 kV | 2006-11-01 |  | 0
302091417 | TNB | DISTRIBUTION | CHERAS | Existing | BCRS/PCE/J00063 | TMN PINGGIRAN DELIMA NO 3 | RMU 2S+1F | RMU 2S + 1F |  |  | TMN PINGGIRAN DELIMA NO 3 | INDOOR DOUBLE CHAMBER |  | 11/0.415 kV | 1998-11-01 |  | 0
302091533 | TNB | DISTRIBUTION | CHERAS | Existing | BCRS/PCE/J00058 | KG SG MICHU A/T | RMU 2S+1F | RMU 2S + 1F |  |  | KG SG MICHU A/T | PENCAWANG ATAS TIANG (PAT) |  | 11/0.415 kV | 1998-11-01 |  | 0
302091959 | TNB | DISTRIBUTION | CHERAS | Existing | BCRS/PCE/J00918 | LIM KOK YONG | RMU 2S+1F | RMU 2S + 1F |  |  | LIM KOK YONG | INDOOR SINGLE CHAMBER |  | 11/0.415 kV | 2000-11-11 |  | 0
302092075 | TNB | DISTRIBUTION | CHERAS | Existing | BCRS/PCE/J00822 | SG BESI INDAH NO 4 | RMU 2S+2F | RMU 2S + 2F |  |  | SG BESI INDAH NO 4 | INDOOR DOUBLE CHAMBER |  | 11/0.415 kV | 18/07/1998 |  | 0
302092542 | TNB | DISTRIBUTION | CHERAS | Existing | BCRS/PCE/J00712 | INDUSTRI BALAKONG JAYA NO 3 | RMU 2S+2F | RMU 2S + 2F |  |  | INDUSTRI BALAKONG JAYA NO 3 | INDOOR DOUBLE CHAMBER |  | 11/0.415 kV | 2004-11-01 |  | 0
302092699 | TNB | DISTRIBUTION | CHERAS | Existing | BCRS/PCE/J00336 | KOH LABEL IND (M) SB | RMU 2S+2F | RMU 2S + 2F |  |  | KOH LABEL IND (M) SB | ATTACHED DOUBLE |  | 11/0.415 kV | 2000-11-11 |  | 0
302093167 | TNB | DISTRIBUTION | CHERAS | Existing | BCRS/PCE/J00838 | SWS BT 19 3/4 KG PADANG | RMU 3S | RMU 3S |  |  | SWS BT 19 3/4 KG PADANG | OUTDOOR (OD WITH SWTCHGEAR) |  | 11 kV | 18/07/1998 |  | 0
302093280 | TNB | DISTRIBUTION | CHERAS | Existing | BCRS/PCE/J00077 | KUALA PERDIK (OUTDOOR) | RMU 2S+1F | RMU 2S + 1F |  |  | KUALA PERDIK (OUTDOOR) | OUTDOOR (OD WITH SWTCHGEAR) |  | 11/0.415 kV | 2000-11-01 |  | 0
302093396 | TNB | DISTRIBUTION | CHERAS | Existing | BCRS/PCE/J00042 | BT 21 PANGSOON PADAT | RMU 2S+1F | RMU 2S + 1F |  |  | BT 21 PANGSOON PADAT | COMPACT SUBS |  | 11/0.415 kV | 2000-11-01 |  | 0
302093822 | TNB | DISTRIBUTION | CHERAS | Existing | BCRS/PCE/J00078 | KG HULU PERDIK COMPACT | RMU 2S+1F | RMU 2S + 1F |  |  | KG HULU PERDIK COMPACT | COMPACT SUBS |  | 11/0.415 kV | 2001-11-01 |  | 0
302201422 | TNB | DISTRIBUTION | CHERAS | Existing | BCRS/PCE/J00884 | JALAN SERI BUDIMAN 1/3 TMN SRI BUDIMAN | RMU 2S+1F | RMU 2S + 1F |  |  | JALAN SERI BUDIMAN 1/3 TMN SRI BUDIMAN | INDOOR DOUBLE CHAMBER |  | 11/0.415 kV | 18/07/1998 | JALAN SERI BUDIMAN 1/3, TAMAN SERI BUDIMAN | 0
302229395 | TNB | DISTRIBUTION | CHERAS | Existing | BCRS/PCE/J00935 | RTM SEBERANG LAUT | RMU 6S | RMU 2X (2S + 1F) |  |  | RTM SEBERANG LAUT | ATTACHED |  | 11/0.415 kV | 18/07/1998 |  | 0
302240339 | TNB | DISTRIBUTION | CHERAS | Existing | BCRS/PCE/J00647 | PIONER ALUMINIUM LOT 1870 | RMU 2S+1F | RMU 2S + 1F |  |  | PIONER ALUMINIUM LOT 1870 | ATTACHED SINGLE |  | 11/0.415 kV | 2008-11-11 |  | 0
302276889 | TNB | DISTRIBUTION | CHERAS | Existing | BCRS/PCE/J00460 | TANMING MUTIARA SG LONG | RMU 2S+2F | RMU 2S + 2F |  |  | TANMING MUTIARA SG LONG | INDOOR DOUBLE CHAMBER |  | 11/0.415 kV | 18/07/1998 | P/E TAMAN TAMING MUTIARA, BANDAR SUNGAI LONG | 0
302277356 | TNB | DISTRIBUTION | CHERAS | Existing | BCRS/PCE/J00926 | PLAZA PERABOT BALAKONG | RMU 2S+1F | RMU 2S + 1F |  |  | PLAZA PERABOT BALAKONG | COMPACT SUBS |  | 11/0.415 kV | 18/07/1998 |  | 0
302277472 | TNB | DISTRIBUTION | CHERAS | Existing | BCRS/PCE/J00727 | TOYOTA 3S | RMU 2S+2F | RMU 2S + 2F |  |  | TOYOTA 3S | ATTACHED DOUBLE |  | 11/0.415 kV | 2012-11-11 |  | 0
302378012 | TNB | DISTRIBUTION | CHERAS | Existing | BCRS/PCE/J00928 | COUNTRY HEIGHT PARADE NO 2 | RMU 3S+1F | RMU 3S+1F |  |  | COUNTRY HEIGHT PARADE NO 2 | INDOOR DOUBLE CHAMBER |  | 11/0.415 kV | 18/07/1998 |  | 0
302378471 | TNB | DISTRIBUTION | CHERAS | Existing | BCRS/PCE/J00929 | MINES LOTUS 2/1 | RMU 2S+1F | RMU 2S + 1F |  |  | MINES LOTUS 2/1 | INDOOR SINGLE CHAMBER |  | 11/0.415 kV | 18/07/1998 |  | 0
302389446 | TNB | DISTRIBUTION | CHERAS | Existing | BCRS/PCE/J00605 | PALACE OF GOLDEN HORSES | CB 4S | CB |  |  | PALACE OF GOLDEN HORSES | ATTACHED |  | 11/0.415 kV | 18/07/1998 |  | 0
302425368 | TNB | DISTRIBUTION | CHERAS | Existing | BCRS/PCE/J00943 | COUNTRY HEIGHT PARADE NO 1 | RMU 2S+2F | RMU 2S + 2F |  |  | COUNTRY HEIGHT PARADE NO 1 | INDOOR DOUBLE CHAMBER |  | 11/0.415 kV | 18/07/1998 |  | 0
302425992 | TNB | DISTRIBUTION | CHERAS | Existing | BCRS/PCE/J00944 | GREEN WATER ROCK NO 2 | RMU 2S+3F | RMU 2S+2F |  |  | GREEN WATER ROCK NO 2 | INDOOR DOUBLE CHAMBER |  | 11/0.415 kV | 18/07/1998 |  | 0
302426190 | TNB | DISTRIBUTION | CHERAS | Existing | BCRS/PCE/J00660 | DESA SERDANG NO 1 | RMU 5S+2F | RMU 2X (2S + 1F) |  |  | DESA SERDANG NO 1 | ATTACHED DOUBLE |  | 11/0.415 kV | 1994-11-11 |  | 0
302434350 | TNB | DISTRIBUTION | CHERAS | Existing | BCRS/PCE/J00819 | SWS MINES WATERFRONT | RMU 2S+1F | RMU 2S + 1F |  |  | SWS MINES WATERFRONT | ATTACHED |  | 11/0.415 kV | 18/07/1998 |  | 0
302435428 | TNB | DISTRIBUTION | CHERAS | Existing | BCRS/PCE/J00806 | MINES RESORT NO 2 | RMU 2S+2F | RMU 2S + 2F |  |  | MINES RESORT NO 2 | INDOOR DOUBLE CHAMBER |  | 11/0.415 kV | 18/07/1998 |  | 0
302679635 | TNB | DISTRIBUTION | CHERAS | Existing | BCRS/PCE/J00933 | JLN SUADAMAI 11/1 BTHO | RMU 2S+2F | RMU 2S + 2F |  |  | JLN SUADAMAI 11/1 BTHO | INDOOR DOUBLE CHAMBER |  | 11/0.415 kV | 18/07/1998 |  | 0
302700161 | TNB | DISTRIBUTION | CHERAS | Existing | BCRS/PCE/J00803 | PERUMAHAN SUMBANGAN DAYA | RMU 2S+2F | RMU 2S + 2F |  |  | PERUMAHAN SUMBANGAN DAYA | INDOOR DOUBLE CHAMBER |  | 11/0.415 kV | 2001-11-11 |  | 0
302700475 | TNB | DISTRIBUTION | CHERAS | Existing | BCRS/PCE/J00759 | SG BESI INDAH NO 5A | RMU 2S+2F | RMU 2S + 2F |  |  | SG BESI INDAH NO 5A | INDOOR DOUBLE CHAMBER |  | 11/0.415 kV | 18/07/1998 |  | 0
302707411 | TNB | DISTRIBUTION | CHERAS | Existing | BCRS/PCE/J00191 | SG LONG NO 5 | RMU 2S+1F | RMU 2S + 1F |  |  | SG LONG NO 5 | INDOOR SINGLE CHAMBER |  | 11/0.415 kV | 2000-11-01 |  | 0
302707527 | TNB | DISTRIBUTION | CHERAS | Existing | BCRS/PCE/J00242 | TMN PUTERI JAYA NO 1 | RMU 2S+2F | RMU 2S+2F (A) |  |  | TMN PUTERI JAYA NO 1 | INDOOR DOUBLE CHAMBER |  | 11/0.415 kV | 1996-11-11 |  | 0
302708052 | TNB | DISTRIBUTION | CHERAS | Existing | BCRS/PCE/J00117 | CHASELAND NO 1 | RMU 2S+1F | RMU 2S + 1F |  |  | CHASELAND NO 1 | ATTACHED SINGLE |  | 11/0.415 kV | 1999-11-01 | B1564 | 0
302743667 | TNB | DISTRIBUTION | CHERAS | Existing | BCRS/PCE/J00353 | SURUNG (EUROMAS) | RMU 2S+1F | RMU 2S + 1F |  |  | SURUNG (EUROMAS) | ATTACHED SINGLE |  | 11/0.415 kV | 1996-11-01 |  | 0
302748120 | TNB | DISTRIBUTION | CHERAS | Existing | BCRS/PCE/J00377 | PST DAGANGAN BALAKONG NO 1 COMPACT | RMU 2S+1F | RMU 2S + 1F |  |  | PST DAGANGAN BALAKONG NO 1 COMPACT | COMPACT SUBS |  | 11/0.415 kV | 2000-11-11 |  | 0
302757532 | TNB | DISTRIBUTION | CHERAS | Existing | BCRS/PCE/J00832 | CITIZEN SCREEN | RMU 2S+1F | RMU 2S + 1F |  |  | CITIZEN SCREEN | ATTACHED SINGLE |  | 11/0.415 kV | 18/07/1998 |  | 0
302757649 | TNB | DISTRIBUTION | CHERAS | Existing | BCRS/PCE/J00691 | JORDONE CORPORATION NO 2 | RMU 2S+1F | RMU 2S + 1F |  |  | JORDONE CORPORATION NO 2 | ATTACHED SINGLE |  | 11/0.415 kV | 18/07/1998 |  | 0
302757765 | TNB | DISTRIBUTION | CHERAS | Existing | BCRS/PCE/J00009 | RUMAH PAM BKT BELIMBING | RMU 2S+1F | RMU 2S + 1F |  |  | RUMAH PAM BKT BELIMBING | COMPACT SUBS |  | 11/0.415 kV | 1999-11-11 |  | 0
302758191 | TNB | DISTRIBUTION | CHERAS | Existing | BCRS/PCE/J00204 | MAN FAT SEC 2 | RMU 3S+1F | RMU 3S+1F |  |  | MAN FAT SEC 2 | ATTACHED SINGLE |  | 11/0.415 kV | 1990-11-01 |  | 0
302773449 | TNB | DISTRIBUTION | CHERAS | Existing | BCRS/PCE/J00164 | BTHO NO 6 | RMU 3S+1F | RMU 3S+1F |  |  | BTHO NO 6 | ATTACHED SINGLE |  | 11/0.415 kV | 2000-11-01 |  | 0
302773908 | TNB | DISTRIBUTION | CHERAS | Existing | BCRS/PCE/J00160 | TMN CHERAS MAS NO 1 | RMU 3S+2F | RMU 3S+2F |  |  | TMN CHERAS MAS NO 1 | INDOOR DOUBLE CHAMBER |  | 11/0.415 kV | 1994-11-11 |  | 0
302774065 | TNB | DISTRIBUTION | CHERAS | Existing | BCRS/PCE/J00236 | SG WAY QUARRY IND SB | RMU 3S+1F | RMU 3S+1F |  |  | SG WAY QUARRY IND SB | INDOOR SINGLE CHAMBER |  | 11/0.415 kV | 1990-11-01 |  | 0
302774524 | TNB | DISTRIBUTION | CHERAS | Existing | BCRS/PCE/J00881 | TMN TANMING INDAH NO 2 | RMU 2S+2F | RMU 2S + 2F |  |  | TMN TANMING INDAH NO 2 | INDOOR DOUBLE CHAMBER |  | 11/0.415 kV | 18/07/1998 |  | 0
302776830 | TNB | DISTRIBUTION | CHERAS | Existing | BCRS/PCE/J00530 | PERSIARAN SG LONG 1 BDR SG LONG NO 3 | RMU 2S+1F | RMU 2S + 1F |  |  | PERSIARAN SG LONG 1 BDR SG LONG NO 3 | INDOOR DOUBLE CHAMBER |  | 11/0.415 kV | 18/07/1998 |  | 0
302777975 | TNB | DISTRIBUTION | CHERAS | Existing | BCRS/PCE/J00828 | PANGSAPURI SRI JASA | RMU 2S+2F | RMU 2S + 2F |  |  | PANGSAPURI SRI JASA | INDOOR DOUBLE CHAMBER |  | 11/0.415 kV | 1996-11-11 |  | 0
302778132 | TNB | DISTRIBUTION | CHERAS | Existing | BCRS/PCE/J00252 | BDR MAHKOTA CHERAS NO.10 | RMU 2S+2F | RMU 2S + 2F |  |  | BDR MAHKOTA CHERAS NO.10 | INDOOR DOUBLE CHAMBER |  | 11/0.415 kV | 2002-11-01 |  | 0
302778599 | TNB | DISTRIBUTION | CHERAS | Existing | BCRS/PCE/J00810 | COMMERCIAL AREA NO 2 |  | RMU 2S + 2F |  |  | COMMERCIAL AREA NO 2 | ATTACHED DOUBLE |  | 11/0.415 kV | 18/07/1998 |  | 0
302778756 | TNB | DISTRIBUTION | CHERAS | Existing | BCRS/PCE/J00285 | PANTAI UTAMA | RMU 2S+2F | RMU 2S + 2F |  |  | PANTAI UTAMA | ATTACHED DOUBLE |  | 11/0.415 kV | 1998-11-11 |  | 0
302786108 | TNB | DISTRIBUTION | CHERAS | Existing | BCRS/PCE/J00677 | DESA KARUNMAS NO 4 | CB 2S+2F | CB + 2 TX |  |  | DESA KARUNMAS NO 4 | INDOOR DOUBLE CHAMBER |  | 11/0.415 kV | 2000-11-01 |  | 0
302795930 | TNB | DISTRIBUTION | CHERAS | Existing | BCRS/PCE/J00438 | MIEL NO 4 CHERAS JAYA | RMU 3S+1F | RMU 3S+1F |  |  | MIEL NO 4 CHERAS JAYA | INDOOR SINGLE CHAMBER |  | 11/0.415 kV | 1991-11-01 |  | 0
302796084 | TNB | DISTRIBUTION | CHERAS | Existing | BCRS/PCE/J00346 | SWS NGAI MING PLASTICS IND | RMU 2S+1F | RMU 2S + 1F |  |  | SWS NGAI MING PLASTICS IND | ATTACHED |  | 11/0.415 kV | 1995-11-11 |  | 0
302796191 | TNB | DISTRIBUTION | CHERAS | Existing | BCRS/PCE/J00703 | IMPIAN EHSAN NO 1 | RMU 2S+1F | RMU 2S + 1F |  |  | IMPIAN EHSAN NO 1 | INDOOR SINGLE CHAMBER |  | 11/0.415 kV | 2003-11-01 |  | 0
302796927 | TNB | DISTRIBUTION | CHERAS | Existing | BCRS/PCE/J00449 | EMERALD POINT A | RMU 2S+1F | RMU 2S + 1F |  |  | EMERALD POINT A | ATTACHED SINGLE |  | 11/0.415 kV | 2005-11-01 |  | 0
302804845 | TNB | DISTRIBUTION | CHERAS | Existing | BCRS/PCE/J00229 | GREEN ACRE PARK NO 2 | RMU 2S+2F | RMU 2S + 2F |  |  | GREEN ACRE PARK NO 2 | INDOOR DOUBLE CHAMBER |  | 11/0.415 kV | 2002-11-01 |  | 0
302805312 | TNB | DISTRIBUTION | CHERAS | Existing | BCRS/PCE/J00037 | TMN MEGAH NO 1 | RMU 2S+1F | RMU 2S + 1F |  |  | TMN MEGAH NO 1 | INDOOR SINGLE CHAMBER |  | 11/0.415 kV | 1985-11-01 |  | 0
302809917 | TNB | DISTRIBUTION | CHERAS | Existing | BCRS/PCE/J00046 | BASE CRAFT | RMU 2S+1F | RMU 2S + 1F |  |  | BASE CRAFT | OUTDOOR (OD WITH SWTCHGEAR) |  | 11/0.415 kV | 1991-11-01 |  | 0
302815949 | TNB | DISTRIBUTION | CHERAS | Existing | BCRS/SSU/J00004 | SSU AEON JUSCO CHERAS SELATAN | CB 4S+1BS | SSU 11kV Single Bus (BS) |  |  | SSU AEON JUSCO CHERAS SELATAN | ATTACHED |  | 11/0.415 kV | 18/07/2000 |  | 0
302817936 | TNB | DISTRIBUTION | CHERAS | Existing | BCRS/PCE/J00239 | TMN KOTA CHERAS NO 2 | RMU 2S+1F | RMU 2S + 1F |  |  | TMN KOTA CHERAS NO 2 | INDOOR DOUBLE CHAMBER |  | 11/0.415 kV | 1997-11-01 |  | 0
302818052 | TNB | DISTRIBUTION | CHERAS | Existing | BCRS/PCE/J00279 | NI SHIN CORP | RMU 2S+1F | RMU 2S + 1F |  |  | NI SHIN CORP | ATTACHED SINGLE |  | 11/0.415 kV | 1991-11-01 |  | 0
302828007 | TNB | DISTRIBUTION | CHERAS | Existing | BCRS/PCE/J00941 | GREEN WATER ROCK NO 1 | RMU 2S+1F | RMU 2S + 1F |  |  | GREEN WATER ROCK NO 1 | ATTACHED SINGLE |  | 11/0.415 kV | 18/07/1998 |  | 0
302828590 | TNB | DISTRIBUTION | CHERAS | Existing | BCRS/PCE/J00635 | PTM STEEL | RMU 2S+1F | RMU 2S + 1F |  |  | PTM STEEL | ATTACHED SINGLE |  | 11/0.415 kV | 2005-11-11 |  | 0
302828820 | TNB | DISTRIBUTION | CHERAS | Existing | BCRS/PCE/J00904 | JALAN MAS JAYA NO 1 |  | RMU 2S + 2F |  |  | JALAN MAS JAYA NO 1 | INDOOR DOUBLE CHAMBER |  | 11/0.415 kV | 18/07/1998 |  | 0
302846664 | TNB | DISTRIBUTION | CHERAS | Existing | BCRS/PCE/J00180 | DESA WANGSA BTHO | RMU 3S+1F | RMU 3S+1F |  |  | DESA WANGSA BTHO | INDOOR DOUBLE CHAMBER |  | 11/0.415 kV | 2002-11-01 |  | 0
302847122 | TNB | DISTRIBUTION | CHERAS | Existing | BCRS/PCE/J00527 | RUMAH PAM BKT SG LONG | RMU 2S+1F | RMU 2S + 1F |  |  | RUMAH PAM BKT SG LONG | INDOOR SINGLE CHAMBER |  | 11/0.415 kV | 2005-11-01 |  | 0
302854538 | TNB | DISTRIBUTION | CHERAS | Existing | BCRS/PCE/J00057 | DUSUN NANDING NO 1 | RMU 2S+1F | RMU 2S + 1F |  |  | DUSUN NANDING NO 1 | INDOOR SINGLE CHAMBER |  | 11/0.415 kV | 1998-11-01 |  | 0
302862921 | TNB | DISTRIBUTION | CHERAS | Existing | BCRS/PCE/J00110 | PKNS SG MAKAU | RMU 3S+1F | RMU 3S+1F |  |  | PKNS SG MAKAU | INDOOR SINGLE CHAMBER |  | 11/0.415 kV | 1990-11-01 |  | 0
302863075 | TNB | DISTRIBUTION | CHERAS | Existing | BCRS/PCE/J00391 | UNITED SENSATION SB | RMU 2S+1F | RMU 2S + 1F |  |  | UNITED SENSATION SB | ATTACHED SINGLE |  | 11/0.415 kV | 1994-11-11 |  | 0
302863502 | TNB | DISTRIBUTION | CHERAS | Existing | BCRS/PCE/J00062 | TMN PINGGIRAN DELIMA NO 2 | RMU 2S+2F | RMU 2S + 2F |  |  | TMN PINGGIRAN DELIMA NO 2 | ATTACHED DOUBLE |  | 11/0.415 kV | 1997-11-01 |  | 0
302863651 | TNB | DISTRIBUTION | CHERAS | Existing | BCRS/PCE/J00076 | BT 18 HULU LANGAT | RMU 3S+1F | RMU 3S+1F |  |  | BT 18 HULU LANGAT | OUTDOOR (OD WITH SWTCHGEAR) |  | 11/0.415 kV | 2000-11-01 |  | 0
302864110 | TNB | DISTRIBUTION | CHERAS | Existing | BCRS/PCE/J00012 | HUTAN LIPUR SG CONGKAK | RMU 2S+1F | RMU 2S + 1F |  |  | HUTAN LIPUR SG CONGKAK | INDOOR SINGLE CHAMBER |  | 11/0.415 kV | 1999-11-01 |  | 0
302864226 | TNB | DISTRIBUTION | CHERAS | Existing | BCRS/PCE/J00227 | GARDEN PARK SG LONG NO 2 | RMU 2S+2F | RMU 2S + 2F |  |  | GARDEN PARK SG LONG NO 2 | INDOOR DOUBLE CHAMBER |  | 11/0.415 kV | 2001-11-01 |  | 0
302867467 | TNB | DISTRIBUTION | CHERAS | Existing | BCRS/PCE/J00097 | TMN MAS JAYA IND NO 1 |  | RMU 2S + 2F |  |  | TMN MAS JAYA IND NO 1 | INDOOR DOUBLE CHAMBER |  | 11/0.415 kV | 2000-11-01 |  | 0
302867929 | TNB | DISTRIBUTION | CHERAS | Existing | BCRS/PCE/J00417 | BERKAT HASIL NO 8 | RMU 2S+2F | RMU 2S + 2F |  |  | BERKAT HASIL NO 8 | ATTACHED DOUBLE |  | 11/0.415 kV | 1991-11-11 |  | 0
302868086 | TNB | DISTRIBUTION | CHERAS | Existing | BCRS/PCE/J00187 | SG LONG NO 7 | RMU 4S+4F | RMU 2X (2S + 1F) |  |  | SG LONG NO 7 | INDOOR QUAD |  | 11/0.415 kV | 2000-11-01 |  | 0
302868705 | TNB | DISTRIBUTION | CHERAS | Existing | BCRS/PCE/J00528 | PERSIARAN SG LONG 1 BDR SG LONG 1 | RMU 2S+1F | RMU 2S + 1F |  |  | PERSIARAN SG LONG 1 BDR SG LONG 1 | ATTACHED SINGLE |  | 11/0.415 kV | 2004-11-11 |  | 0
302869131 | TNB | DISTRIBUTION | CHERAS | Existing | BCRS/PCE/J00728 | KAJANG HEIGHT NO 1 | CB 2S+2F | CB + 2 TX |  |  | KAJANG HEIGHT NO 1 | INDOOR DOUBLE CHAMBER |  | 11/0.415 kV | 1999-11-11 |  | 0
302869347 | TNB | DISTRIBUTION | CHERAS | Existing | BCRS/PCE/J00876 | ESSO GRAND SAGA | RMU 2S + 1F | RMU 2S + 1F |  |  | ESSO GRAND SAGA | COMPACT SUBS |  | 11/0.415 kV | 18/07/1998 |  | 0
302872236 | TNB | DISTRIBUTION | CHERAS | Existing | BCRS/PCE/J00619 | TS MERG | RMU 2S+1F | RMU 2S + 1F |  |  | TS MERG | OUTDOOR (OD WITH SWTCHGEAR) |  | 11/0.415 kV | 18/07/1998 |  | 0
302872352 | TNB | DISTRIBUTION | CHERAS | Existing | BCRS/PCE/J00751 | PEH AH SOON | RMU 2S+1F | RMU 2S + 1F |  |  | PEH AH SOON | OUTDOOR (OD WITH SWTCHGEAR) |  | 11/0.415 kV | 1997-11-11 |  | 0
302872468 | TNB | DISTRIBUTION | CHERAS | Existing | BCRS/PCE/J00733 | NO 5 TMN BALAKONG JAYA | RMU 2S+2F | RMU 2S+2F |  |  | NO 5 TMN BALAKONG JAYA | INDOOR DOUBLE CHAMBER |  | 11/0.415 kV | 18/07/1998 |  | 0
302874009 | TNB | DISTRIBUTION | CHERAS | Existing | BCRS/PCE/J00024 | TMN CHERAS PERMATA NO 1 | RMU 2S+1F | RMU 2S + 1F |  |  | TMN CHERAS PERMATA NO 1 | INDOOR SINGLE CHAMBER |  | 11/0.415 kV | 1982-11-01 |  | 0
302874435 | TNB | DISTRIBUTION | CHERAS | Existing | BCRS/PCE/J00409 | BERKAT HASIL NO 3 | RMU 2S+2F | RMU 2S+2F (C) |  |  | BERKAT HASIL NO 3 | INDOOR DOUBLE CHAMBER |  | 11/0.415 kV | 18/07/1998 |  | 0
302874595 | TNB | DISTRIBUTION | CHERAS | Existing | BCRS/PCE/J00068 | FINE QUALITY | RMU 2S+1F | RMU 2S + 1F |  |  | FINE QUALITY | OUTDOOR (OD WITH SWTCHGEAR) |  | 11/0.415 kV | 1995-11-01 |  | 0
302874711 | TNB | DISTRIBUTION | CHERAS | Existing | BCRS/PCE/J00723 | TANMING VEHICLE | RMU 2S+1F | RMU 2S+1F (B) |  |  | TANMING VEHICLE | OUTDOOR (OD WITH SWTCHGEAR) |  | 11/0.415 kV | 18/07/1998 |  | 0
302878672 | TNB | DISTRIBUTION | CHERAS | Existing | BCRS/PCE/J00694 | SMK PERIMBUN | RMU 2S+1F | RMU 2S + 1F |  |  | SMK PERIMBUN | COMPACT SUBS |  | 11/0.415 kV | 2003-11-11 |  | 0
302879098 | TNB | DISTRIBUTION | CHERAS | Existing | BCRS/PCE/J00269 | JLN MESRA NIAGA | RMU 2S + 1F | RMU 2S + 1F |  |  | JLN MESRA NIAGA | ATTACHED SINGLE |  | 11/0.415 kV | 2004-11-01 |  | 0
302879214 | TNB | DISTRIBUTION | CHERAS | Existing | BCRS/PCE/J00757 | SEK ANTARABANGSA AUSTRALIA | RMU 2S+1F | RMU 2S + 1F |  |  | SEK ANTARABANGSA AUSTRALIA | ATTACHED DOUBLE |  | 11/0.415 kV | 18/07/1998 |  | 0
302879640 | TNB | DISTRIBUTION | CHERAS | Existing | BCRS/PCE/J00253 | BDR MAHKOTA CHERAS NO. 9 | RMU 2S+2F | RMU 2S + 2F |  |  | BDR MAHKOTA CHERAS NO. 9 | INDOOR DOUBLE CHAMBER |  | 11/0.415 kV | 2002-11-01 |  | 0
302897852 | TNB | DISTRIBUTION | CHERAS | Existing | BCRS/PCE/J00636 | LFIP NO 4 | RMU 2S+2F | RMU 2S + 2F |  |  | LFIP NO 4 | INDOOR DOUBLE CHAMBER |  | 11/0.415 kV | 2004-11-01 |  | 0
302899523 | TNB | DISTRIBUTION | CHERAS | Existing | BCRS/PCE/J00659 | DESA SERDANG NO 2 | RMU 2S+2F | RMU 2S + 2F |  |  | DESA SERDANG NO 2 | ATTACHED DOUBLE |  | 11/0.415 kV | 1994-11-11 |  | 0
302908332 | TNB | DISTRIBUTION | CHERAS | Existing | BCRS/PCE/J00508 | JLN PAHLAWAN 24/3, BDR MAHKOTA CHERAS | RMU 2S+1F | RMU 2S + 1F |  |  | JLN PAHLAWAN 24/3, BDR MAHKOTA CHERAS | INDOOR DOUBLE CHAMBER |  | 11/0.415 kV | 2006-11-01 | B2152 | 0
302908758 | TNB | DISTRIBUTION | CHERAS | Existing | BCRS/PCE/J00084 | SG LUI NO 2 BT 21 1/2 A/T | RMU 2S+1F | RMU 2S + 1F |  |  | SG LUI NO 2 BT 21 1/2 A/T | PENCAWANG ATAS TIANG (PAT) |  | 11/0.415 kV | 2006-11-01 |  | 0
302910105 | TNB | DISTRIBUTION | CHERAS | Existing | BCRS/PCE/J00440 | KRIS COMPONENT | RMU 2S+1F | RMU 2S + 1F |  |  | KRIS COMPONENT | ATTACHED SINGLE |  | 11/0.415 kV | 1960-11-11 |  | 0
302910221 | TNB | DISTRIBUTION | CHERAS | Existing | BCRS/PCE/J00350 | TAI TAT | RMU 3S+1F | RMU 3S+1F |  |  | TAI TAT | INDOOR SINGLE CHAMBER |  | 11/0.415 kV | 1985-11-11 | B0479 B0479 | 0
302915641 | TNB | DISTRIBUTION | CHERAS | Existing | BCRS/PCE/J00019 | TMN CHERAS PERMATA NO 2 | RMU 2S+1F | RMU 2S+1F (B) |  |  | TMN CHERAS PERMATA NO 2 | INDOOR SINGLE CHAMBER |  | 11/0.415 kV | 1982-11-01 |  | 0
302915795 | TNB | DISTRIBUTION | CHERAS | Existing | BCRS/PCE/J00017 | TMN MASRIA | RMU 3S+1F | RMU 3S+1F |  |  | TMN MASRIA | INDOOR SINGLE CHAMBER |  | 11 kV | 1996-11-01 |  | 0
302916221 | TNB | DISTRIBUTION | CHERAS | Existing | BCRS/PCE/J00436 | TMN SEGAR PERDANA NO 5 | RMU 2S+1F | RMU 2S + 1F |  |  | TMN SEGAR PERDANA NO 5 | INDOOR DOUBLE CHAMBER |  | 11/0.415 kV | 2003-11-01 |  | 0
302916337 | TNB | DISTRIBUTION | CHERAS | Existing | BCRS/PCE/J00458 | PANGSAPURI(KONDO) LANGAT JAYA |  | RMU 2X (2S + 1F) |  |  | PANGSAPURI(KONDO) LANGAT JAYA | ATTACHED TRIPLE |  | 11/0.415 kV | 18/07/1998 |  | 0
302916915 | TNB | DISTRIBUTION | CHERAS | Existing | BCRS/PCE/J00668 | STRATEGIK PRODUCT | CB 3S | CB |  |  | STRATEGIK PRODUCT | INDOOR SINGLE CHAMBER |  | 11/0.415 kV | 2001-11-11 |  | 0
302926104 | TNB | DISTRIBUTION | CHERAS | Existing | BCRS/PCE/J00584 | JLN BUDIMAN 2/4 TMN PUTRA BUDIMAN | RMU 2S+1F | RMU 2S + 1F |  |  | JLN BUDIMAN 2/4 TMN PUTRA BUDIMAN | INDOOR DOUBLE CHAMBER |  | 11/0.415 kV | 2003-11-01 |  | 0
302931699 | TNB | DISTRIBUTION | CHERAS | Existing | BCRS/PCE/J00669 | PANG HONG | RMU 2S+1F | RMU 2S + 1F |  |  | PANG HONG | OUTDOOR (OD WITH SWTCHGEAR) |  | 11/0.415 kV | 1997-11-01 |  | 0
302931815 | TNB | DISTRIBUTION | CHERAS | Existing | BCRS/PCE/J00305 | SUN HUP HING LEONG ENG | RMU 3S+1F | RMU 3S+1F |  |  | SUN HUP HING LEONG ENG | ATTACHED SINGLE |  | 11/0.415 kV | 1997-11-11 |  | 0
302931969 | TNB | DISTRIBUTION | CHERAS | Existing | BCRS/PCE/J00321 | DUA SAMA | RMU 2S+1F | RMU 2S + 1F |  |  | DUA SAMA | ATTACHED SINGLE |  | 11/0.415 kV | 1992-11-11 |  | 0
302982746 | TNB | DISTRIBUTION | CHERAS | Existing | BCRS/PCE/J00602 | MINES GOLF RESORT | CB 2S+1F | CB + 1 TX |  |  | MINES GOLF RESORT | INDOOR SINGLE CHAMBER |  | 11/0.415 kV | 2000-11-01 |  | 0
302983021 | TNB | DISTRIBUTION | CHERAS | Existing | BCRS/PCE/J00475 | RUMAH PANGSA BKT KUNDANG | RMU 2S+1F | RMU 2S + 1F |  |  | RUMAH PANGSA BKT KUNDANG | INDOOR SINGLE CHAMBER |  | 11/0.415 kV | 2003-11-01 |  | 0
302983137 | TNB | DISTRIBUTION | CHERAS | Existing | BCRS/PCE/J00066 | FAIR VIEW | RMU 3S+1F | RMU 3S+1F |  |  | FAIR VIEW | OUTDOOR (OD WITH SWTCHGEAR) |  | 11/0.415 kV | 2003-11-01 |  | 0
302991918 | TNB | DISTRIBUTION | CHERAS | Existing | BCRS/PCE/J00193 | FLORA GREEN CONDO | RMU 3S+2F | RMU 3S+2F |  |  | FLORA GREEN CONDO | INDOOR DOUBLE CHAMBER |  | 11/0.415 kV | 1999-11-01 | PE BARU | 0
302994603 | TNB | DISTRIBUTION | CHERAS | Existing | BCRS/PCE/J00135 | BTHO NO 5 | RMU 2S+2F | RMU 2S + 2F |  |  | BTHO NO 5 | INDOOR DOUBLE CHAMBER |  | 11/0.415 kV | 2000-11-01 |  | 0
302994798 | TNB | DISTRIBUTION | CHERAS | Existing | BCRS/PCE/J00167 | BTHO NO 12 | RMU 2S+2F | RMU 2S + 2F |  |  | BTHO NO 12 | INDOOR DOUBLE CHAMBER |  | 11/0.415 kV | 1998-11-11 |  | 0
302995028 | TNB | DISTRIBUTION | CHERAS | Existing | BCRS/PCE/J00885 | JLN SERI BUDIMAN 2/2 | RMU 2S+1F | RMU 2S + 1F |  |  | JLN SERI BUDIMAN 2/2 | INDOOR DOUBLE CHAMBER |  | 11/0.415 kV | 18/07/1998 | JALAN SERI BUDIMAN 2/2,TAMAN SERI BUDIMAN | 0
302996195 | TNB | DISTRIBUTION | CHERAS | Existing | BCRS/PCE/J00105 | SONG TEIK SUN | RMU 2S+1F | RMU 2S + 1F |  |  | SONG TEIK SUN | OUTDOOR (OD WITH SWTCHGEAR) |  | 11/0.415 kV | 1996-11-01 |  | 0
302999759 | TNB | DISTRIBUTION | CHERAS | Existing | BCRS/PCE/J00369 | WATTA BATTERY NO 1 | RMU 3S | RMU 3S |  |  | WATTA BATTERY NO 1 | ATTACHED |  | 11/0.415 kV | 1996-11-11 | PAGAR HIJAU/SATU PNTU | 0
302999867 | TNB | DISTRIBUTION | CHERAS | Existing | BCRS/PCE/J00245 | TMN SRI CHERAS NO 1 | RMU 2S+1F | RMU 2S + 1F |  |  | TMN SRI CHERAS NO 1 | INDOOR SINGLE CHAMBER |  | 11/0.415 kV | 1998-11-11 |  | 0
303000715 | TNB | DISTRIBUTION | CHERAS | Existing | BCRS/PCE/J00319 | SUPERIOR PRODUCT INC SB | RMU 2S+1F | RMU 2S + 1F |  |  | SUPERIOR PRODUCT INC SB | ATTACHED SINGLE |  | 11/0.415 kV | 1989-11-01 |  | 0
303022854 | TNB | DISTRIBUTION | CHERAS | Existing | BCRS/PCE/J00007 | TMN HARMONI | RMU 2S+1F | RMU 2S + 1F |  |  | TMN HARMONI | INDOOR SINGLE CHAMBER |  | 11/0.415 kV | 1998-11-11 |  | 0
303024222 | TNB | DISTRIBUTION | CHERAS | Existing | BCRS/PCE/J00212 | DIAMOND PROPERTIES | RMU 2S+1F | RMU 2S + 1F |  |  | DIAMOND PROPERTIES | INDOOR SINGLE CHAMBER |  | 11/0.415 kV | 2000-11-01 |  | 0
303024338 | TNB | DISTRIBUTION | CHERAS | Existing | BCRS/PCE/J00700 | JONG SENG COMPACT | RMU 2S+1F | RMU 2S + 1F |  |  | JONG SENG COMPACT | COMPACT SUBS |  | 11/0.415 kV | 1995-11-01 |  | 0
303024764 | TNB | DISTRIBUTION | CHERAS | Existing | BCRS/PCE/J00421 | BERKAT HASIL NO 14 | RMU 2S+2F | RMU 2S + 2F |  |  | BERKAT HASIL NO 14 | ATTACHED DOUBLE |  | 11/0.415 kV | 1997-11-11 |  | 0
303024916 | TNB | DISTRIBUTION | CHERAS | Existing | BCRS/PCE/J00840 | SUKMA PESONA | RMU 2S+2F | RMU 2S + 2F |  |  | SUKMA PESONA | ATTACHED DOUBLE |  | 11/0.415 kV | 18/07/1998 |  | 0
303025383 | TNB | DISTRIBUTION | CHERAS | Existing | BCRS/PCE/J00754 | SOON HUAT | RMU 2S+1F | RMU 2S + 1F |  |  | SOON HUAT | OUTDOOR (OD WITH SWTCHGEAR) |  | 11/0.415 kV | 1997-11-11 |  | 0
303025499 | TNB | DISTRIBUTION | CHERAS | Existing | BCRS/PCE/J00479 | JORDONE CORPORATION | RMU 2S+1F | RMU 2S + 1F |  |  | JORDONE CORPORATION | INDOOR SINGLE CHAMBER |  | 11/0.415 kV | 2003-11-01 |  | 0
303025616 | TNB | DISTRIBUTION | CHERAS | Existing | BCRS/PCE/J00389 | SELANGOR PAPERMILL | RMU 3S+1F | RMU 3S+1F |  |  | SELANGOR PAPERMILL | ATTACHED SINGLE |  | 11/0.415 kV | 1993-11-01 |  | 0
303026080 | TNB | DISTRIBUTION | CHERAS | Existing | BCRS/PCE/J00847 | LOJI AIR CHERAS | RMU 3S | RMU 3S |  |  | LOJI AIR CHERAS | ATTACHED |  | 11/0.415 kV | 18/07/1998 |  | 0
303047341 | TNB | DISTRIBUTION | CHERAS | Existing | BCRS/PCE/J00314 | SETIA KASTURI NO 2 | CB 2S+2F | CB + 2 TX |  |  | SETIA KASTURI NO 2 | ATTACHED DOUBLE |  | 11/0.415 kV | 2002-11-11 |  | 0
303053144 | TNB | DISTRIBUTION | CHERAS | Existing | BCRS/PCE/J00149 | TMN EMAS CHERAS | RMU 2S+2F | RMU 2S + 2F |  |  | TMN EMAS CHERAS | ATTACHED DOUBLE |  | 11/0.415 kV | 1997-11-01 |  | 0
303058470 | TNB | DISTRIBUTION | CHERAS | Existing | BCRS/PCE/J00280 | U-LIK PLASTIK | CB 4S | CB |  |  | U-LIK PLASTIK | ATTACHED SINGLE |  | 11/0.415 kV | 1982-11-01 |  | 0
303058672 | TNB | DISTRIBUTION | CHERAS | Existing | BCRS/PCE/J00249 | BDR MAHKOTA CHERAS NO. 13 | RMU 2S+2F | RMU 2S+2F (A) |  |  | BDR MAHKOTA CHERAS NO. 13 | INDOOR DOUBLE CHAMBER |  | 11/0.415 kV | 2002-11-01 |  | 0
303058788 | TNB | DISTRIBUTION | CHERAS | Existing | BCRS/PCE/J00801 | LEW MEW CHOI | CB 3S | CB |  |  | LEW MEW CHOI | ATTACHED SINGLE |  | 11/0.415 kV | 2000-11-11 |  | 0
303058948 | TNB | DISTRIBUTION | CHERAS | Existing | BCRS/PCE/J00787 | SAMWON RUBBER | RMU 4S+3F | RMU 2 X (2S+1F (B)) |  |  | SAMWON RUBBER | ATTACHED DOUBLE |  | 11/0.415 kV | 18/07/1998 |  | 0
303059147 | TNB | DISTRIBUTION | CHERAS | Existing | BCRS/PCE/J00434 | DESA KARUMAS CONDO | RMU 2S+2F | RMU 2S + 2F |  |  | DESA KARUMAS CONDO | ATTACHED DOUBLE |  | 11/0.415 kV | 18/07/1998 |  | 0
303063853 | TNB | DISTRIBUTION | CHERAS | Existing | BCRS/PCE/J00717 | QUILL CONSTRUCTION | RMU 2S+1F | RMU 2S + 1F |  |  | QUILL CONSTRUCTION | ATTACHED SINGLE |  | 11/0.415 kV | 18/07/1998 |  | 0
303069020 | TNB | DISTRIBUTION | CHERAS | Existing | BCRS/PCE/J00467 | TMN TANMING RIA | RMU 2S+1F | RMU 2S + 1F |  |  | TMN TANMING RIA | ATTACHED SINGLE |  | 11/0.415 kV | 2003-11-01 |  | 0
303072851 | TNB | DISTRIBUTION | CHERAS | Existing | BCRS/PCE/J00919 | LOT 1849 JLN KPB 10 | RMU 2S+1F | RMU 2S + 1F |  |  | LOT 1849 JLN KPB 10 | INDOOR SINGLE CHAMBER |  | 11/0.415 kV | 18/07/1998 |  | 0
303075728 | TNB | DISTRIBUTION | CHERAS | Existing | BCRS/PCE/J00446 | IKBN DUSUN TUA NO 5 | RMU 2S+1F | RMU 2S + 1F |  |  | IKBN DUSUN TUA NO 5 | INDOOR SINGLE CHAMBER |  | 11/0.415 kV | 2005-11-01 |  | 0
303076001 | TNB | DISTRIBUTION | CHERAS | Existing | BCRS/PCE/J00307 | SWS GUPPY PLASTIC NO 1 (YU YEE) | RMU 3S | RMU 3S |  |  | SWS GUPPY PLASTIC NO 1 (YU YEE) | ATTACHED |  | 11/0.415 kV | 1985-11-01 |  | 0
303078415 | TNB | DISTRIBUTION | CHERAS | Existing | BCRS/PCE/J00069 | KG DARUL HIDAYAH A/T | RMU 2S+1F | RMU 2S + 1F |  |  | KG DARUL HIDAYAH A/T | PENCAWANG ATAS TIANG (PAT) |  | 11/0.415 kV | 1996-11-01 |  | 0
303078952 | TNB | DISTRIBUTION | CHERAS | Existing | BCRS/PCE/J00297 | LAKSANA REALTY | RMU 2S+1F | RMU 2S + 1F |  |  | LAKSANA REALTY | ATTACHED SINGLE |  | 11/0.415 kV | 1991-11-01 |  | 0
303079068 | TNB | DISTRIBUTION | CHERAS | Existing | BCRS/PCE/J00061 | TMN PINGGIRAN DELIMA NO 1 | RMU 2S+1F | RMU 2S + 1F |  |  | TMN PINGGIRAN DELIMA NO 1 | INDOOR DOUBLE CHAMBER |  | 11/0.415 kV | 1997-11-01 | PE PINGGIRAN DELIMA NO.1 SEBENARNYA BERADA DILOKASI INI. | 0
303086687 | TNB | DISTRIBUTION | CHERAS | Existing | BCRS/PCE/J00437 | SEK MEN KEB BTHO 2 | RMU 2S+1F | RMU 2S + 1F |  |  | SEK MEN KEB BTHO 2 | INDOOR SINGLE CHAMBER |  | 11/0.415 kV | 1994-11-11 |  | 0
303087113 | TNB | DISTRIBUTION | CHERAS | Existing | BCRS/PCE/J00450 | COMMERCIAL AREA NO 7 BMC | RMU 2S+2F | RMU 2S + 2F |  |  | COMMERCIAL AREA NO 7 BMC | ATTACHED DOUBLE |  | 11/0.415 kV | 2005-11-01 |  | 0
303087386 | TNB | DISTRIBUTION | CHERAS | Existing | BCRS/PCE/J00820 | TOL BESRAYA | RMU 2S+1F | RMU 2S + 1F |  |  | TOL BESRAYA | ATTACHED SINGLE |  | 11/0.415 kV | 18/07/1998 |  | 0
303087618 | TNB | DISTRIBUTION | CHERAS | Existing | BCRS/PCE/J00274 | VALIAND RUBBER PRODUCT | RMU 2S+1F | RMU 2S + 1F |  |  | VALIAND RUBBER PRODUCT | OUTDOOR (OD WITH SWTCHGEAR) |  | 11/0.415 kV | 1996-11-11 |  | 0
303097650 | TNB | DISTRIBUTION | CHERAS | Existing | BCRS/PCE/J00536 | PUSAT SERVIS PERODUA CHERAS JAYA | RMU 2S+1F | RMU 2S + 1F |  |  | PUSAT SERVIS PERODUA CHERAS JAYA | ATTACHED SINGLE |  | 11/0.415 kV | 1994-11-11 |  | 0
303097761 | TNB | DISTRIBUTION | CHERAS | Existing | BCRS/PCE/J00244 | TMN MURNI | RMU 2S+1F | RMU 2S + 1F |  |  | TMN MURNI | INDOOR SINGLE CHAMBER |  | 11/0.415 kV | 2000-11-11 |  | 0
303100252 | TNB | DISTRIBUTION | CHERAS | Existing | BCRS/PCE/J00419 | BERKAT HASIL NO 10 | RMU 2S+2F | RMU 2S + 2F |  |  | BERKAT HASIL NO 10 | ATTACHED DOUBLE |  | 11/0.415 kV | 1995-11-11 |  | 0
303100566 | TNB | DISTRIBUTION | CHERAS | Existing | BCRS/PCE/J00398 | DAIREN DEVELOPMENT | RMU 2S+2F | RMU 2S + 2F |  |  | DAIREN DEVELOPMENT | INDOOR DOUBLE CHAMBER |  | 11/0.415 kV | 18/07/1998 |  | 0
303103744 | TNB | DISTRIBUTION | CHERAS | Existing | BCRS/PCE/J00300 | ES METAL | RMU 2S+1F | RMU 2S + 1F |  |  | ES METAL | ATTACHED SINGLE |  | 11/0.415 kV | 1993-11-11 |  | 0
303104078 | TNB | DISTRIBUTION | CHERAS | Existing | BCRS/PCE/J00689 | SG SERING FASA 4 | RMU 2S+2F | RMU 2S + 2F |  |  | SG SERING FASA 4 | INDOOR DOUBLE CHAMBER |  | 11/0.415 kV | 31/01/2009 |  | 0
303105156 | TNB | DISTRIBUTION | CHERAS | Existing | BCRS/PCE/J00773 | SWS KIMA | RMU 3S | RMU 3S |  |  | SWS KIMA | ATTACHED |  | 11/0.415 kV | 18/07/1998 |  | 0
303106690 | TNB | DISTRIBUTION | CHERAS | Existing | BCRS/PCE/J00795 | LFIP NO 3 | RMU 2 X (2S+1F) | RMU 2 X (2S+1F (B)) |  |  | LFIP NO 3 | INDOOR TRIPLE |  | 11/0.415 kV | 18/07/1998 |  | 0
303107198 | TNB | DISTRIBUTION | CHERAS | Existing | BCRS/PCE/J00052 | TMN PERKASA (TMN ANGKASA) | RMU 2S+1F | RMU 2S + 1F |  |  | TMN PERKASA (TMN ANGKASA) | INDOOR SINGLE CHAMBER |  | 11/0.415 kV | 2004-11-01 |  | 0
303107956 | TNB | DISTRIBUTION | CHERAS | Existing | BCRS/PCE/J00044 | LOWER STATION PANGSOON | RMU 2S+1F | RMU 2S + 1F |  |  | LOWER STATION PANGSOON | OUTDOOR (OD WITH SWTCHGEAR) |  | 11/0.415 kV | 2000-11-01 |  | 0
303108783 | TNB | DISTRIBUTION | CHERAS | Existing | BCRS/PCE/J00408 | ZINCALU | RMU 2S+1F | RMU 2S + 1F |  |  | ZINCALU | ATTACHED SINGLE |  | 11/0.415 kV | 1997-11-01 |  | 0
303112892 | TNB | DISTRIBUTION | CHERAS | Existing | BCRS/PCE/J00463 | TMN BKT HARTAMAS | RMU 2S+1F | RMU 2S + 1F |  |  | TMN BKT HARTAMAS | INDOOR DOUBLE CHAMBER |  | 11/0.415 kV | 18/07/1998 |  | 0
303113008 | TNB | DISTRIBUTION | CHERAS | Existing | BCRS/PCE/J00345 | TAKAHATA | RMU 3S | RMU 3S |  |  | TAKAHATA | ATTACHED |  | 11/0.415 kV | 1991-11-01 |  | 0
303119347 | TNB | DISTRIBUTION | CHERAS | Existing | BCRS/PCE/J00743 | SG BESI INDAH NO 6 | RMU 2S+2F | RMU 2S + 2F |  |  | SG BESI INDAH NO 6 | INDOOR DOUBLE CHAMBER |  | 11/0.415 kV | 18/07/1998 |  | 0
303123058 | TNB | DISTRIBUTION | CHERAS | Existing | BCRS/PCE/J00094 | TMN ULU LANGAT JAYA NO 1 |  | RMU 2S + 2F |  |  | TMN ULU LANGAT JAYA NO 1 | INDOOR DOUBLE CHAMBER |  | 11/0.415 kV | 2006-11-01 |  | 0
303126561 | TNB | DISTRIBUTION | CHERAS | Existing | BCRS/PCE/J00804 | BERKAT KLASIK | RMU 2S+1F | RMU 2S + 1F |  |  | BERKAT KLASIK | ATTACHED SINGLE |  | 11/0.415 kV | 1996-11-01 |  | 0
303126678 | TNB | DISTRIBUTION | CHERAS | Existing | BCRS/PCE/J00871 | CHERAS PRIMA NO 3 | RMU 2S+1F | RMU 2S + 1F |  |  | CHERAS PRIMA NO 3 | INDOOR DOUBLE CHAMBER |  | 11/0.415 kV | 18/07/1998 |  | 0
303127261 | TNB | DISTRIBUTION | CHERAS | Existing | BCRS/PCE/J00344 | KHONG PENG | RMU 2S+1F | RMU 2S + 1F |  |  | KHONG PENG | ATTACHED SINGLE |  | 11/0.415 kV | 1991-11-01 |  | 0
303127377 | TNB | DISTRIBUTION | CHERAS | Existing | BCRS/PCE/J00340 | NAM MEOW | RMU 2S+1F | RMU 2S + 1F |  |  | NAM MEOW | ATTACHED SINGLE |  | 11/0.415 kV | 1991-11-11 |  | 0
303127494 | TNB | DISTRIBUTION | CHERAS | Existing | BCRS/PCE/J00774 | GIRIMAS NO 1 | RMU 2S+1F | RMU 2S + 1F |  |  | GIRIMAS NO 1 | ATTACHED DOUBLE |  | 11/0.415 kV | 18/07/1998 |  | 0
303127920 | TNB | DISTRIBUTION | CHERAS | Existing | BCRS/PCE/J00028 | P/PURI PERMATA CHERAS | CB 2S+1F | CB + 1 TX |  |  | P/PURI PERMATA CHERAS | ATTACHED SINGLE |  | 11/0.415 kV | 2001-11-01 |  | 0
303135175 | TNB | DISTRIBUTION | CHERAS | Existing | BCRS/PCE/J00739 | TERAS OAK NO 2 | RMU 2S+2F | RMU 2S + 2F |  |  | TERAS OAK NO 2 | ATTACHED SINGLE |  | 11/0.415 kV | 18/07/1998 |  | 0
303144894 | TNB | DISTRIBUTION | CHERAS | Existing | BCRS/PCE/J00288 | WENG ZHENG | RMU 3S | RMU 3S |  |  | WENG ZHENG | ATTACHED |  | 11/0.415 kV | 2003-11-01 |  | 0
303145312 | TNB | DISTRIBUTION | CHERAS | Existing | BCRS/PCE/J00883 | JALAN DAYANG 4/8 BMC | RMU 2S+2F | RMU 2S + 2F |  |  | JALAN DAYANG 4/8 BMC | INDOOR DOUBLE CHAMBER |  | 11/0.415 kV | 18/07/1998 |  | 0
303146620 | TNB | DISTRIBUTION | CHERAS | Existing | BCRS/PCE/J00422 | BERKAT HASIL NO 13 | RMU 2S+2F | RMU 2S + 2F |  |  | BERKAT HASIL NO 13 | ATTACHED DOUBLE |  | 11/0.415 kV | 18/07/1998 |  | 0
303146777 | TNB | DISTRIBUTION | CHERAS | Existing | BCRS/PCE/J00376 | WENG HIN NO 1 | RMU 2S+1F | RMU 2S + 1F |  |  | WENG HIN NO 1 | OUTDOOR (OD WITH SWTCHGEAR) |  | 11/0.415 kV | 2001-11-11 |  | 0
303147203 | TNB | DISTRIBUTION | CHERAS | Existing | BCRS/PCE/J00576 | YEW LUM PROPERTIES | RMU 2S+2F | RMU 2S + 2F |  |  | YEW LUM PROPERTIES | ATTACHED SINGLE |  | 11/0.415 kV | 2005-11-01 |  | 0
303158746 | TNB | DISTRIBUTION | CHERAS | Existing | BCRS/PCE/J00719 | SWS LI FONG COPPER | RMU 3S | RMU 2S+1F (B) |  |  | SWS LI FONG COPPER | INDOOR SINGLE CHAMBER |  | 11/0.415 kV | 1996-11-01 |  | 0
303162823 | TNB | DISTRIBUTION | CHERAS | Existing | BCRS/PCE/J00504 | JLN CJ 3/13-1 TMN CHERAS JAYA | RMU 2S+1F | RMU 2S + 1F |  |  | JLN CJ 3/13-1 TMN CHERAS JAYA | INDOOR SINGLE CHAMBER |  | 11/0.415 kV | 2003-11-11 |  | 0
303162939 | TNB | DISTRIBUTION | CHERAS | Existing | BCRS/PCE/J00039 | TMN MEGAH NO 5 | RMU 2S+2F | RMU 2S + 2F |  |  | TMN MEGAH NO 5 | INDOOR DOUBLE CHAMBER |  | 11/0.415 kV | 1985-11-01 |  | 0
303163406 | TNB | DISTRIBUTION | CHERAS | Existing | BCRS/PCE/J00690 | WENG HIN NO 2 | RMU 2S+2F | RMU 2S + 2F |  |  | WENG HIN NO 2 | ATTACHED SINGLE |  | 11/0.415 kV | 2003-11-11 |  | 0
303163522 | TNB | DISTRIBUTION | CHERAS | Existing | BCRS/PCE/J00127 | TMN CHERAS PERDANA NO 4 | RMU 2S+2F | RMU 2S + 2F |  |  | TMN CHERAS PERDANA NO 4 | INDOOR DOUBLE CHAMBER |  | 11/0.415 kV | 2000-11-01 |  | 0
303173708 | TNB | DISTRIBUTION | CHERAS | Existing | BCRS/PCE/J00591 | NO 1 JLN BALAKONG JAYA 25 | CB 2S+1F | CB + 1 TX |  |  | NO 1 JLN BALAKONG JAYA 25 | ATTACHED SINGLE |  | 11/0.415 kV | 18/07/1998 |  | 0
303177102 | TNB | DISTRIBUTION | CHERAS | Existing | BCRS/PCE/J00516 | JLN SUADAMAI 10/1 BTHO | CB 3S+2F | CB + 2 TX |  |  | JLN SUADAMAI 10/1 BTHO | INDOOR DOUBLE CHAMBER |  | 11/0.415 kV | 1999-11-11 |  | 0
303177692 | TNB | DISTRIBUTION | CHERAS | Existing | BCRS/PCE/J00829 | WAISUN CONFECTIONARY S/B | RMU 2S+1F | RMU 2S + 1F |  |  | WAISUN CONFECTIONARY S/B | ATTACHED SINGLE |  | 11/0.415 kV | 18/07/1998 |  | 0
303177809 | TNB | DISTRIBUTION | CHERAS | Existing | BCRS/PCE/J00464 | FELCRA SEMUNGKIS | RMU 2S+1F | RMU 2S + 1F |  |  | FELCRA SEMUNGKIS | OUTDOOR (OD WITH SWTCHGEAR) |  | 11/0.415 kV | 1995-11-01 |  | 0
303178230 | TNB | DISTRIBUTION | CHERAS | Existing | BCRS/PCE/J00238 | TMN KOTA CHERAS NO 1 | RMU 2S+1F | RMU 2S + 1F |  |  | TMN KOTA CHERAS NO 1 | INDOOR SINGLE CHAMBER |  | 11/0.415 kV | 1991-11-01 |  | 0
303178346 | TNB | DISTRIBUTION | CHERAS | Existing | BCRS/PCE/J00289 | IVORY ASCENT S/B | RMU 2S+1F | RMU 2S + 1F |  |  | IVORY ASCENT S/B | ATTACHED SINGLE |  | 11/0.415 kV | 2001-11-01 |  | 0
303178773 | TNB | DISTRIBUTION | CHERAS | Existing | BCRS/PCE/J00315 | GOODTIME REVIEW S/B | RMU 2S+1F | RMU 2S + 1F |  |  | GOODTIME REVIEW S/B | ATTACHED SINGLE |  | 11/0.415 kV | 2002-11-01 |  | 0
303178889 | TNB | DISTRIBUTION | CHERAS | Existing | BCRS/PCE/J00154 | TMN PUTRI NO 5 | RMU 2S+1F | RMU 2S + 1F |  |  | TMN PUTRI NO 5 | INDOOR DOUBLE CHAMBER |  | 11/0.415 kV | 1995-11-01 |  | 0
303179005 | TNB | DISTRIBUTION | CHERAS | Existing | BCRS/PCE/J00714 | TMN IMPIAN EHSAN NO 3 | RMU 2S+2F | RMU 2S + 2F |  |  | TMN IMPIAN EHSAN NO 3 | INDOOR DOUBLE CHAMBER |  | 11/0.415 kV | 1995-11-01 |  | 0
303179472 | TNB | DISTRIBUTION | CHERAS | Existing | BCRS/PCE/J00875 | SIMPANG BALAK A/T (OUDOOR) | RMU 3S+1F | RMU 3S+1F |  |  | SIMPANG BALAK A/T (OUDOOR) | OUTDOOR (OD WITH SWTCHGEAR) |  | 11/0.415 kV | 18/07/1998 |  | 0
303184830 | TNB | DISTRIBUTION | CHERAS | Existing | BCRS/PCE/J00967 | COMPACT KG SETIA | RMU 2S+1F | RMU 2S + 1F |  |  | COMPACT KG SETIA | COMPACT SUBS |  | 11/0.415 kV | 1997-11-11 |  | 0
303188854 | TNB | DISTRIBUTION | CHERAS | Existing | BCRS/PCE/J00222 | GARDEN PARK SG LONG NO 15 | CB 2S+2F | CB + 2 TX |  |  | GARDEN PARK SG LONG NO 15 | INDOOR DOUBLE CHAMBER |  | 11/0.415 kV | 2000-11-01 |  | 0
303191855 | TNB | DISTRIBUTION | CHERAS | Existing | BCRS/PCE/J00240 | PUTRI JAYA NO 3 | RMU 2S+2F | RMU 2S + 2F |  |  | PUTRI JAYA NO 3 | INDOOR DOUBLE CHAMBER |  | 11/0.415 kV | 1997-11-01 |  | 0
303193179 | TNB | DISTRIBUTION | CHERAS | Existing | BCRS/PCE/J00178 | BTHO NO 7 | RMU 2S+1F | RMU 2S + 1F |  |  | BTHO NO 7 | ATTACHED SINGLE |  | 11/0.415 kV | 1997-11-01 |  | 0
303193295 | TNB | DISTRIBUTION | CHERAS | Existing | BCRS/PCE/J00798 | YP PRESICIAN | CB 2S+2F | CB + 2 TX |  |  | YP PRESICIAN | ATTACHED DOUBLE |  | 11/0.415 kV | 2001-11-11 |  | 0
303193821 | TNB | DISTRIBUTION | CHERAS | Existing | BCRS/PCE/J00020 | TMN CHERAS AWANA NO 1 | RMU 2S+1F | RMU 2S + 1F |  |  | TMN CHERAS AWANA NO 1 | INDOOR SINGLE CHAMBER |  | 11/0.415 kV | 1999-11-01 |  | 0
303194363 | TNB | DISTRIBUTION | CHERAS | Existing | BCRS/PCE/J00399 | YAP KON FAH TRADING | RMU 2S+1F | RMU 2S + 1F |  |  | YAP KON FAH TRADING | ATTACHED SINGLE |  | 11/0.415 kV | 18/07/1998 |  | 0
303194479 | TNB | DISTRIBUTION | CHERAS | Existing | BCRS/PCE/J00141 | APARTMENT SUMMERFIELD | RMU 2S+2F | RMU 2S + 2F |  |  | APARTMENT SUMMERFIELD | INDOOR DOUBLE CHAMBER |  | 11/0.415 kV | 2000-11-01 |  | 0
303196454 | TNB | DISTRIBUTION | CHERAS | Existing | BCRS/PCE/J00064 | TMN INDAH JAYA | RMU 2S+1F | RMU 2S + 1F |  |  | TMN INDAH JAYA | OUTDOOR (OD WITH SWTCHGEAR) |  | 11/0.415 kV | 1990-11-01 |  | 0
303196570 | TNB | DISTRIBUTION | CHERAS | Existing | BCRS/PCE/J00292 | THAM PONG AGRICULTURE SB | RMU 2S+2F | RMU 2S + 2F |  |  | THAM PONG AGRICULTURE SB | ATTACHED DOUBLE |  | 11/0.415 kV | 1993-11-01 |  | 0
303212168 | TNB | DISTRIBUTION | CHERAS | Existing | BCRS/PCE/J00653 | LIEW YIEK HARDWARE | RMU 3S | RMU 3S |  |  | LIEW YIEK HARDWARE | ATTACHED |  | 11/0.415 kV | 1991-11-01 |  | 0
303212594 | TNB | DISTRIBUTION | CHERAS | Existing | BCRS/PCE/J00818 | TMN IMPIAN INDAH NO 3 | RMU 2S+2F | RMU 2S + 2F |  |  | TMN IMPIAN INDAH NO 3 | ATTACHED DOUBLE |  | 11/0.415 kV | 18/07/1998 |  | 0
303212751 | TNB | DISTRIBUTION | CHERAS | Existing | BCRS/PCE/J00678 | IND RINGAN BKT ANGKAT NO 6 (GIANT VOICE) | RMU 2S+1F | RMU 2S + 1F |  |  | IND RINGAN BKT ANGKAT NO 6 (GIANT VOICE) | ATTACHED SINGLE |  | 11/0.415 kV | 18/07/1998 |  | 0
303224896 | TNB | DISTRIBUTION | CHERAS | Existing | BCRS/PCE/J00100 | KG NURUL IMAN | RMU 2S+1F | RMU 2S + 1F |  |  | KG NURUL IMAN | OUTDOOR (OD WITH SWTCHGEAR) |  | 11/0.415 kV | 1993-11-01 |  | 0
303225322 | TNB | DISTRIBUTION | CHERAS | Existing | BCRS/PCE/J00453 | JLN PAHLAWAN 6/3 | RMU 2S+2F | RMU 2S + 2F |  |  | JLN PAHLAWAN 6/3 | INDOOR DOUBLE CHAMBER |  | 11/0.415 kV | 18/07/1998 | B2378 | 0
303225470 | TNB | DISTRIBUTION | CHERAS | Existing | BCRS/PCE/J01013 | TMN BUKIT SURIA NO 3 | RMU 2S+1F | RMU 2S + 1F |  |  | TMN BUKIT SURIA NO 3 | INDOOR DOUBLE CHAMBER |  | 11/0.415 kV | 14/07/2011 | CRS0275 | 0
303227560 | TNB | DISTRIBUTION | CHERAS | Existing | BCRS/PCE/J00934 | JLN SUADAMAI 11/4 BTHO | RMU 2S+2F | RMU 2S + 2F |  |  | JLN SUADAMAI 11/4 BTHO | INDOOR DOUBLE CHAMBER |  | 11/0.415 kV | 2007-11-11 |  | 0
303245712 | TNB | DISTRIBUTION | CHERAS | Existing | BCRS/PCE/J00405 | MASTER JAYA | RMU 2S+1F | RMU 2S + 1F |  |  | MASTER JAYA | ATTACHED SINGLE |  | 11/0.415 kV | 18/07/1998 |  | 0
303255107 | TNB | DISTRIBUTION | CHERAS | Existing | BCRS/PCE/J00136 | FIRST WELCOME SUPERMARKET | RMU 2S+1F | RMU 2S + 1F |  |  | FIRST WELCOME SUPERMARKET | COMPACT SUBS |  | 11/0.415 kV | 1997-11-01 |  | 0
303255223 | TNB | DISTRIBUTION | CHERAS | Existing | BCRS/PCE/J00404 | SRI TIMAH | RMU 2S+1F | RMU 2S + 1F |  |  | SRI TIMAH | INDOOR SINGLE CHAMBER |  | 11/0.415 kV | 1998-11-01 |  | 0
303255649 | TNB | DISTRIBUTION | CHERAS | Existing | BCRS/PCE/J00631 | SIN YEE SENG NO 2 | RMU 2S+1F | RMU 2S + 1F |  |  | SIN YEE SENG NO 2 | COMPACT SUBS |  | 11/0.415 kV | 1997-11-11 |  | 0
303255765 | TNB | DISTRIBUTION | CHERAS | Existing | BCRS/PCE/J00217 | GARDEN PARK SG. LONG NO 1 | RMU 2S+2F | RMU 2S+2F |  |  | GARDEN PARK SG. LONG NO 1 | INDOOR DOUBLE CHAMBER |  | 11/0.415 kV | 2001-11-01 |  | 0
303255926 | TNB | DISTRIBUTION | CHERAS | Existing | BCRS/PCE/J00006 | TMN HARMONI INDAH NO 2 | CB 2S+2F | CB + 2 TX |  |  | TMN HARMONI INDAH NO 2 | INDOOR DOUBLE CHAMBER |  | 11/0.415 kV | 2001-11-11 |  | 0
303257954 | TNB | DISTRIBUTION | CHERAS | Existing | BCRS/PCE/J00861 | BF ASET MANAGEMENT | RMU 2S+1F | RMU 2S + 1F |  |  | BF ASET MANAGEMENT | INDOOR SINGLE CHAMBER |  | 11/0.415 kV | 18/07/1998 |  | 0
303260204 | TNB | DISTRIBUTION | CHERAS | Existing | BCRS/PCE/J00175 | BTHO NO 19 | RMU 3S+1F | RMU 3S+1F |  |  | BTHO NO 19 | INDOOR DOUBLE CHAMBER |  | 11/0.415 kV | 2001-11-01 |  | 0
303269716 | TNB | DISTRIBUTION | CHERAS | Existing | BCRS/PCE/J00805 | MINES RESORT NO 1 | RMU 6S+1F | RMU 2 X (2S+1F (B)) |  |  | MINES RESORT NO 1 | INDOOR SINGLE CHAMBER |  | 11/0.415 kV | 18/07/1998 |  | 0
303277947 | TNB | DISTRIBUTION | CHERAS | Existing | BCRS/PCE/J00643 | WHITEX GARMENT NO 2 | RMU 2S+1F | RMU 2S + 1F |  |  | WHITEX GARMENT NO 2 | ATTACHED SINGLE |  | 11/0.415 kV | 2004-11-11 |  | 0
303278374 | TNB | DISTRIBUTION | CHERAS | Existing | BCRS/PCE/J00402 | FLOORGO | RMU 2S+1F | RMU 2S + 1F |  |  | FLOORGO | ATTACHED SINGLE |  | 11/0.415 kV | 1990-11-01 |  | 0
303278478 | TNB | DISTRIBUTION | CHERAS | Existing | BCRS/PCE/J00852 | TMN SEKAMAT UDA | RMU 2S+1F | RMU 2S + 1F |  |  | TMN SEKAMAT UDA | INDOOR SINGLE CHAMBER |  | 11/0.415 kV | 18/07/1998 |  | 0
303279752 | TNB | DISTRIBUTION | CHERAS | Existing | BCRS/PCE/J00435 | APARTMENT JUARA JAYA | CB 2S+1F | CB + 1 TX |  |  | APARTMENT JUARA JAYA | INDOOR DOUBLE CHAMBER |  | 11/0.415 kV | 2002-11-11 |  | 0
303280379 | TNB | DISTRIBUTION | CHERAS | Existing | BCRS/PCE/J00205 | TELEKOM BALAKONG | RMU 2S+1F | RMU 2S + 1F |  |  | TELEKOM BALAKONG | OUTDOOR (OD WITH SWTCHGEAR) |  | 11/0.415 kV | 1990-11-01 |  | 0
303280805 | TNB | DISTRIBUTION | CHERAS | Existing | BCRS/PCE/J00111 | TMN INDAH JAYA NO 2 | RMU 2S+1F | RMU 2S + 1F |  |  | TMN INDAH JAYA NO 2 | INDOOR SINGLE CHAMBER |  | 11/0.415 kV | 2002-11-01 | B0828 | 0
303292325 | TNB | DISTRIBUTION | CHERAS | Existing | BCRS/PCE/J00761 | SAMA PLASTIK | RMU 2S+1F | RMU 2S + 1F |  |  | SAMA PLASTIK | INDOOR SINGLE CHAMBER |  | 11/0.415 kV | 18/07/1998 |  | 0
303292558 | TNB | DISTRIBUTION | CHERAS | Existing | BCRS/PCE/J00083 | MIRACON | RMU 2S+1F | RMU 2S + 1F |  |  | MIRACON | ATTACHED SINGLE |  | 11/0.415 kV | 2001-11-01 |  | 0
303295344 | TNB | DISTRIBUTION | CHERAS | Existing | BCRS/PCE/J00525 | PANGSAPURI BLOK L9, JLN PENGAWA, BDR MK | RMU 2S+1F | RMU 2S + 1F |  |  | PANGSAPURI BLOK L9, JLN PENGAWA, BDR MK | ATTACHED SINGLE |  | 11/0.415 kV | 2004-11-01 |  | 0
303295925 | TNB | DISTRIBUTION | CHERAS | Existing | BCRS/PCE/J00129 | BTHO NO 1 | RMU 3S+1F | RMU 3S+1F |  |  | BTHO NO 1 | INDOOR SINGLE CHAMBER |  | 11/0.415 kV | 2000-11-01 |  | 0
303296384 | TNB | DISTRIBUTION | CHERAS | Existing | BCRS/PCE/J00734 | TMN SURIA | RMU 2S+1F | RMU 2S + 1F |  |  | TMN SURIA | INDOOR DOUBLE CHAMBER |  | 11/0.415 kV | 18/07/1998 |  | 0
303297121 | TNB | DISTRIBUTION | CHERAS | Existing | BCRS/PCE/J00478 | RUMAH TERES JUARA JAYA | RMU 2S+1F | RMU 2S + 1F |  |  | RUMAH TERES JUARA JAYA | INDOOR SINGLE CHAMBER |  | 11/0.415 kV | 1990-11-11 |  | 0
303302912 | TNB | DISTRIBUTION | CHERAS | Existing | BCRS/PCE/J00595 | ASAHI KOSEI | CB 3S | CB |  |  | ASAHI KOSEI | ATTACHED |  | 11/0.415 kV | 2003-11-01 |  | 0
303303068 | TNB | DISTRIBUTION | CHERAS | Existing | BCRS/PCE/J00209 | HONG GUAN AGRICULTURE | RMU 2S+1F | RMU 2S + 1F |  |  | HONG GUAN AGRICULTURE | INDOOR SINGLE CHAMBER |  | 11/0.415 kV | 2005-11-11 |  | 0
303303490 | TNB | DISTRIBUTION | CHERAS | Existing | BCRS/PCE/J00071 | BELIA DUSUN TUA (IKBN) | RMU 2S+1F | RMU 2S + 1F |  |  | BELIA DUSUN TUA (IKBN) | INDOOR SINGLE CHAMBER |  | 11/0.415 kV | 1990-11-01 |  | 0
303303607 | TNB | DISTRIBUTION | CHERAS | Existing | BCRS/PCE/J00184 | TMN INDAH NO 2 | RMU 2S+1F | RMU 2S + 1F |  |  | TMN INDAH NO 2 | INDOOR SINGLE CHAMBER |  | 11/0.415 kV | 1990-11-01 |  | 0
303317953 | TNB | DISTRIBUTION | CHERAS | Existing | BCRS/PCE/J00965 | LAMAN KESUMA | RMU 2S+1F | RMU 2S + 1F |  |  | LAMAN KESUMA | INDOOR SINGLE CHAMBER |  | 11/0.415 kV | 2009-11-01 |  | 0
303324442 | TNB | DISTRIBUTION | CHERAS | Existing | BCRS/PCE/J00291 | GREAT ASIA TIN CAN SB | RMU 2S+1F | RMU 2S + 1F |  |  | GREAT ASIA TIN CAN SB | INDOOR SINGLE CHAMBER |  | 11/0.415 kV | 1992-11-01 |  | 0
303324868 | TNB | DISTRIBUTION | CHERAS | Existing | BCRS/PCE/J00320 | UNITED CASTING SB | RMU 2S+1F | RMU 2S + 1F |  |  | UNITED CASTING SB | ATTACHED SINGLE |  | 11/0.415 kV | 1990-11-01 |  | 0
303325094 | TNB | DISTRIBUTION | CHERAS | Existing | BCRS/PCE/J00535 | PALM WALK NO 2 | RMU 2S+1F | RMU 2S + 1F |  |  | PALM WALK NO 2 | INDOOR DOUBLE CHAMBER |  | 11/0.415 kV | 18/07/1998 |  | 0
303327639 | TNB | DISTRIBUTION | CHERAS | Existing | BCRS/PCE/J00216 | SG LONG GOLF CLUB | RMU 2S+1F | RMU 2S + 1F |  |  | SG LONG GOLF CLUB | ATTACHED SINGLE |  | 11/0.415 kV | 2000-11-01 |  | 0
303327756 | TNB | DISTRIBUTION | CHERAS | Existing | BCRS/PCE/J00651 | ALEQUIP S/B | RMU 2S+1F | RMU 2S + 1F |  |  | ALEQUIP S/B | INDOOR SINGLE CHAMBER |  | 11/0.415 kV | 1998-11-01 |  | 0
303332426 | TNB | DISTRIBUTION | CHERAS | Existing | BCRS/PCE/J00493 | COMMERCIAL AREA NO 12 JLN TEMENGGONG 19/ | RMU 2S+2F | RMU 2S + 2F |  |  | COMMERCIAL AREA NO 12 JLN TEMENGGONG 19/ | ATTACHED DOUBLE |  | 11/0.415 kV | 2006-11-01 |  | 0
303332583 | TNB | DISTRIBUTION | CHERAS | Existing | BCRS/PCE/J00615 | TIMELESS MILLION | RMU 2S+1F | RMU 2S + 1F |  |  | TIMELESS MILLION | ATTACHED SINGLE |  | 11/0.415 kV | 2003-11-01 |  | 0
303333280 | TNB | DISTRIBUTION | CHERAS | Existing | BCRS/PCE/J00290 | LIN LIN CREAMERIES S/B | RMU 2S+2F | RMU 2S+2F (A) |  |  | LIN LIN CREAMERIES S/B | INDOOR DOUBLE CHAMBER |  | 11/0.415 kV | 2000-11-11 |  | 0
303333436 | TNB | DISTRIBUTION | CHERAS | Existing | BCRS/PCE/J00235 | IPV | RMU 2S+1F | RMU 2S + 1F |  |  | IPV | ATTACHED SINGLE |  | 11/0.415 kV | 1990-11-01 |  | 0
303335887 | TNB | DISTRIBUTION | CHERAS | Existing | BCRS/PCE/J00365 | REALCO SB | CB 2S+1F | CB + 1 TX |  |  | REALCO SB | ATTACHED SINGLE |  | 11/0.415 kV | 1995-11-11 |  | 0
303336362 | TNB | DISTRIBUTION | CHERAS | Existing | BCRS/PCE/J00654 | DESA SERDANG NO 7 | RMU 3S+1F | RMU 3S+1F |  |  | DESA SERDANG NO 7 | INDOOR SINGLE CHAMBER |  | 11/0.415 kV | 2002-11-01 |  | 0
303337523 | TNB | DISTRIBUTION | CHERAS | Existing | BCRS/PCE/J00529 | PERSIARAN SG LONG 1 BDR SG LONG 2 | RMU 2S+2F | RMU 2S + 2F |  |  | PERSIARAN SG LONG 1 BDR SG LONG 2 | ATTACHED DOUBLE |  | 11/0.415 kV | 2006-11-11 |  | 0
303337680 | TNB | DISTRIBUTION | CHERAS | Existing | BCRS/PCE/J00769 | LIC INDUSTRI | CB 2S+2F | CB + 2 TX |  |  | LIC INDUSTRI | ATTACHED SINGLE |  | 11/0.415 kV | 2002-11-11 |  | 0
303338207 | TNB | DISTRIBUTION | CHERAS | Existing | BCRS/PCE/J00151 | TMN PUTRI NO 2 | RMU 2S+2F | RMU 2S + 2F |  |  | TMN PUTRI NO 2 | INDOOR DOUBLE CHAMBER |  | 11/0.415 kV | 2000-11-01 |  | 0
303346140 | TNB | DISTRIBUTION | CHERAS | Existing | BCRS/PCE/J00354 | MITAH MANUFACTURE SB | RMU 2S+1F | RMU 2S + 1F |  |  | MITAH MANUFACTURE SB | ATTACHED SINGLE |  | 11/0.415 kV | 1995-11-01 |  | 0
303347069 | TNB | DISTRIBUTION | CHERAS | Existing | BCRS/PCE/J00001 | AE TECHNOLOGY S/B NO 2 | RMU 2S+2F | RMU 2S + 2F |  |  | AE TECHNOLOGY S/B NO 2 | ATTACHED DOUBLE |  | 11/0.415 kV | 27/01/1996 |  | 0
303363327 | TNB | DISTRIBUTION | CHERAS | Existing | BCRS/PCE/J00523 | PANGSAPURI BLOK L7, JLN PENGGAWA, BMC | RMU 2S+1F | RMU 2S + 1F |  |  | PANGSAPURI BLOK L7, JLN PENGGAWA, BMC | ATTACHED SINGLE |  | 11/0.415 kV | 2004-11-01 |  | 0
303374863 | TNB | DISTRIBUTION | CHERAS | Existing | BCRS/PCE/J00008 | TMN JUARA JAYA | RMU 4S+2F | RMU 2X (2S + 1F) |  |  | TMN JUARA JAYA | INDOOR TRIPLE |  | 11/0.415 kV | 1999-11-11 |  | 0
303376913 | TNB | DISTRIBUTION | CHERAS | Existing | BCRS/PCE/J00356 | KAW PERUSAHAAN CHERAS JAYA NO 3 | RMU 2S+2F | RMU 2S + 2F |  |  | KAW PERUSAHAAN CHERAS JAYA NO 3 | INDOOR DOUBLE CHAMBER |  | 11/0.415 kV | 1995-11-01 |  | 0
303377393 | TNB | DISTRIBUTION | CHERAS | Existing | BCRS/PCE/J00392 | BKT BELIMBING NO 2 | RMU 2S+1F | RMU 2S+1F (B) |  |  | BKT BELIMBING NO 2 | COMPACT SUBS |  | 11 kV | 2008-11-11 |  | 0
303403915 | TNB | DISTRIBUTION | CHERAS | Existing | BCRS/PCE/J00991 | PALM WALK NO 1 | RMU 2S+2F | RMU 2S + 2F |  |  | PALM WALK NO 1 | INDOOR DOUBLE CHAMBER |  | 11/0.415 kV | 2009-08-01 |  | 0
303406126 | TNB | DISTRIBUTION | CHERAS | Existing | BCRS/PCE/J00390 | PADAT SAAS | RMU 2S+1F | RMU 2S + 1F |  |  | PADAT SAAS | COMPACT SUBS |  | 11/0.415 kV | 18/07/1998 |  | 0
303417129 | TNB | DISTRIBUTION | CHERAS | Existing | BCRS/PCE/J00920 | RMH PANGSA BUKIT HARTAMAS | RMU 2S+1F | RMU 2S + 1F |  |  | RMH PANGSA BUKIT HARTAMAS | INDOOR SINGLE CHAMBER |  | 11/0.415 kV | 18/07/1998 |  | 0
303435335 | TNB | DISTRIBUTION | CHERAS | Existing | BCRS/PCE/J00730 | ARMADA CERGAS | RMU 2S+1F | RMU 2S + 1F |  |  | ARMADA CERGAS | ATTACHED SINGLE |  | 11/0.415 kV | 18/07/1998 | A MATEL KILANG | 0
303460998 | TNB | DISTRIBUTION | CHERAS | Existing | BCRS/PCE/J00807 | JALAN BENDAHARA BMC | RMU 2S+1F | RMU 2S + 1F |  |  | JALAN BENDAHARA BMC | INDOOR DOUBLE CHAMBER |  | 11/0.415 kV | 18/07/1998 |  | 0
303472824 | TNB | DISTRIBUTION | CHERAS | Existing | BCRS/PCE/J00569 | TMN PERKASA INDAH | RMU 2S+1F | RMU 2S + 1F |  |  | TMN PERKASA INDAH | INDOOR SINGLE CHAMBER |  | 11/0.415 kV | 2006-11-01 | NO PE :BB4810 | 0
303474855 | TNB | DISTRIBUTION | CHERAS | Existing | BCRS/PCE/J00824 | SG BESI INDAH NO 2 | RMU 2S+1F | RMU 2S + 1F |  |  | SG BESI INDAH NO 2 | OUTDOOR (OD WITH SWTCHGEAR) |  | 11/0.415 kV | 18/07/1998 |  | 0
303474971 | TNB | DISTRIBUTION | CHERAS | Existing | BCRS/PCE/J00856 | JKR SIMPANG BALAK | RMU 4S+1F | RMU 3S+1F |  |  | JKR SIMPANG BALAK | INDOOR DOUBLE CHAMBER |  | 11/0.415 kV | 18/07/1998 |  | 0
303475463 | TNB | DISTRIBUTION | CHERAS | Existing | BCRS/PCE/J00571 | YOONG SING TYRES | RMU 2S+1F | RMU 2S + 1F |  |  | YOONG SING TYRES | ATTACHED SINGLE |  | 11/0.415 kV | 2005-11-01 |  | 0
303475570 | TNB | DISTRIBUTION | CHERAS | Existing | BCRS/PCE/J00326 | FUJILITHO | RMU 2S+1F | RMU 2S + 1F |  |  | FUJILITHO | ATTACHED SINGLE |  | 11/0.415 kV | 1991-11-11 |  | 0
303475687 | TNB | DISTRIBUTION | CHERAS | Existing | BCRS/PCE/J00287 | TAN CHENG KAY | RMU 2S+1F | RMU 2S + 1F |  |  | TAN CHENG KAY | INDOOR DOUBLE CHAMBER |  | 11/0.415 kV | 1998-11-01 |  | 0
303476113 | TNB | DISTRIBUTION | CHERAS | Existing | BCRS/PCE/J00503 | JLN BENDAHARA 7A/7 | RMU 2S+1F | RMU 2S + 1F |  |  | JLN BENDAHARA 7A/7 | COMPACT SUBS |  | 11/0.415 kV | 18/07/1998 |  | 0
303477429 | TNB | DISTRIBUTION | CHERAS | Existing | BCRS/PCE/J00018 | TMN CUEPACS NO 1 | RMU 2S+1F | RMU 2S + 1F |  |  | TMN CUEPACS NO 1 | INDOOR SINGLE CHAMBER |  | 11/0.415 kV | 28/10/2011 |  | 0
303478481 | TNB | DISTRIBUTION | CHERAS | Existing | BCRS/PCE/J00907 | TOWN PARK 1 NO 1 | RMU 2S+2F | RMU 2S + 2F |  |  | TOWN PARK 1 NO 1 | INDOOR DOUBLE CHAMBER |  | 11/0.415 kV | 2010-11-11 | 1 SPARE ROOM | 0
303479023 | TNB | DISTRIBUTION | CHERAS | Existing | BCRS/PCE/J00487 | POLAR ICE CREAM | RMU 3S | RMU 3S |  |  | POLAR ICE CREAM | ATTACHED |  | 11/0.415 kV | 2010-11-11 |  | 0
303480855 | TNB | DISTRIBUTION | CHERAS | Existing | BCRS/PCE/J00642 | STRUKTUR TEGUH | RMU 2S+1F | RMU 2S + 1F |  |  | STRUKTUR TEGUH | ATTACHED SINGLE |  | 11/0.415 kV | 1993-11-11 | PE STRUKTUR TEGUH S/B | 0
303494938 | TNB | DISTRIBUTION | CHERAS | Existing | BCRS/PCE/J00031 | TOL PLAZA HULU LANGAT | RMU 2S+1F | RMU 2S + 1F |  |  | TOL PLAZA HULU LANGAT | ATTACHED SINGLE |  | 11/0.415 kV | 1998-11-11 |  | 0
303495073 | TNB | DISTRIBUTION | CHERAS | Existing | BCRS/PCE/J00581 | TMN IMPIAN INDAH NO 1 | RMU 2S+2F | RMU 2S + 2F |  |  | TMN IMPIAN INDAH NO 1 | ATTACHED DOUBLE |  | 11/0.415 kV | 2003-11-01 |  | 0
303497195 | TNB | DISTRIBUTION | CHERAS | Existing | BCRS/PCE/J00897 | WRITEBEST | CB 3S | CB |  |  | WRITEBEST | ATTACHED |  | 11/0.415 kV | 18/07/1998 | BBB5707 | 0
303499857 | TNB | DISTRIBUTION | CHERAS | Existing | BCRS/PCE/J00439 | MIEL NO 3 CHERAS JAYA | RMU 2S+2F | RMU 2S + 2F |  |  | MIEL NO 3 CHERAS JAYA | INDOOR DOUBLE CHAMBER |  | 11/0.415 kV | 1990-11-11 | MERLIN/GERIIN | 0
303500014 | TNB | DISTRIBUTION | CHERAS | Existing | BCRS/PCE/J00267 | BDR MAHKOTA CHERAS NO. 7 | RMU 2S+2F | RMU 3S+2F |  |  | BDR MAHKOTA CHERAS NO. 7 | INDOOR DOUBLE CHAMBER |  | 11/0.415 kV | 2002-11-01 |  | 0
303508640 | TNB | DISTRIBUTION | CHERAS | Existing | BCRS/PCE/J00930 | CITY BEACH RESORT | RMU 2S+2F | RMU 2S + 2F |  |  | CITY BEACH RESORT | INDOOR DOUBLE CHAMBER |  | 11/0.415 kV | 18/07/1998 |  | 0
303510970 | TNB | DISTRIBUTION | CHERAS | Existing | BCRS/PCE/J00334 | IDAM RC CENTRO | RMU 3S | RMU 3S |  |  | IDAM RC CENTRO | ATTACHED SINGLE |  | 11/0.415 kV | 1990-11-01 |  | 0
303513276 | TNB | DISTRIBUTION | CHERAS | Existing | BCRS/PCE/J00032 | CHERAS BT 9 | RMU 2S+1F | RMU 2S + 1F |  |  | CHERAS BT 9 | OUTDOOR (OD WITH SWTCHGEAR) |  | 11/0.415 kV | 1996-11-11 |  | 0
303513845 | TNB | DISTRIBUTION | CHERAS | Existing | BCRS/PCE/J00213 | BDR SG LONG NO 1 | RMU 3S+2F | RMU 3S+2F |  |  | BDR SG LONG NO 1 | INDOOR DOUBLE CHAMBER |  | 11/0.415 kV | 2006-11-01 |  | 0
303514808 | TNB | DISTRIBUTION | CHERAS | Existing | BCRS/PCE/J00826 | SG BESI INDAH NO 8 | RMU 2S+1F | RMU 2S + 1F |  |  | SG BESI INDAH NO 8 | COMPACT SUBS |  | 11/0.415 kV | 2011-11-11 |  | 0
303518446 | TNB | DISTRIBUTION | CHERAS | Existing | BCRS/PCE/J00471 | JLN SL 13/4 SG LONG | RMU 2S+2F | RMU 2S + 2F |  |  | JLN SL 13/4 SG LONG | INDOOR DOUBLE CHAMBER |  | 11/0.415 kV | 2004-11-01 |  | 0
303525875 | TNB | DISTRIBUTION | CHERAS | Existing | BCRS/PCE/J00534 | PKNS CHERAS JAYA NO 5 COMPACT | RMU 2S+1F | RMU 2S + 1F |  |  | PKNS CHERAS JAYA NO 5 COMPACT | COMPACT SUBS |  | 11/0.415 kV | 1997-11-11 |  | 0
303528323 | TNB | DISTRIBUTION | CHERAS | Existing | BCRS/PCE/J00270 | FACES MARKETING | RMU 2S+1F | RMU 2S + 1F |  |  | FACES MARKETING | ATTACHED SINGLE |  | 11/0.415 kV | 2010-11-01 |  | 0
303531283 | TNB | DISTRIBUTION | CHERAS | Existing | BCRS/PCE/J00598 | COMPACT PETRONAS | RMU 2S+1F | RMU 2S + 1F |  |  | COMPACT PETRONAS | COMPACT SUBS |  | 11/0.415 kV | 2003-11-11 |  | 0
303531399 | TNB | DISTRIBUTION | CHERAS | Existing | BCRS/PCE/J00015 | SWS POLIS HUTAN | RMU 3S | RMU 3S |  |  | SWS POLIS HUTAN | SEMI INDOOR |  | 11 kV | 2000-11-01 |  | 0
303534182 | TNB | DISTRIBUTION | CHERAS | Existing | BCRS/PCE/J00537 | RUM.REHAT GRAND SAGA BKT.DUKONG | RMU 2S+1F | RMU 2S + 1F |  |  | RUM.REHAT GRAND SAGA BKT.DUKONG | ATTACHED SINGLE |  | 11/0.415 kV | 18/07/1998 |  | 0
303534298 | TNB | DISTRIBUTION | CHERAS | Existing | BCRS/PCE/J00480 | P/PURI BIDARA LUMAYAN SG LONG | RMU 2S+1F | RMU 2S + 1F |  |  | P/PURI BIDARA LUMAYAN SG LONG | INDOOR SINGLE CHAMBER |  | 11/0.415 kV | 2004-11-01 |  | 0
303534881 | TNB | DISTRIBUTION | CHERAS | Existing | BCRS/PCE/J00223 | P/PURI FOREST GREEN | CB 2S+2F | CB + 2 TX |  |  | P/PURI FOREST GREEN | INDOOR DOUBLE CHAMBER |  | 11/0.415 kV | 2000-11-01 |  | 0
303535673 | TNB | DISTRIBUTION | CHERAS | Existing | BCRS/PCE/J00332 | SWS MOULD BASE | RMU 3S | RMU 3S |  |  | SWS MOULD BASE | ATTACHED |  | 11/0.415 kV | 1991-11-01 |  | 0
303556046 | TNB | DISTRIBUTION | CHERAS | Existing | BCRS/PCE/J00522 | PANGSAPURI BLOK L6, JLN PENGGAWA, BMC | RMU 2S+1F | RMU 2S + 1F |  |  | PANGSAPURI BLOK L6, JLN PENGGAWA, BMC | ATTACHED SINGLE |  | 11/0.415 kV | 2004-11-01 |  | 0
303556163 | TNB | DISTRIBUTION | CHERAS | Existing | BCRS/PCE/J00910 | JLN SG SERING 1 | RMU 2S+1F | RMU 2S + 1F |  |  | JLN SG SERING 1 | INDOOR SINGLE CHAMBER |  | 11/0.415 kV | 18/07/1998 |  | 0
303559688 | TNB | DISTRIBUTION | CHERAS | Existing | BCRS/PCE/J00081 | KG SG LUI NO 1 | RMU 2S+1F | RMU 2S + 1F |  |  | KG SG LUI NO 1 | OUTDOOR (OD WITH SWTCHGEAR) |  | 11/0.415 kV | 1990-11-01 |  | 0
303561042 | TNB | DISTRIBUTION | CHERAS | Existing | BCRS/PCE/J00276 | TUCK HUA NO 2 | RMU 2S+1F | RMU 2S + 1F |  |  | TUCK HUA NO 2 | OUTDOOR (OD WITH SWTCHGEAR) |  | 11/0.415 kV | 1995-11-01 |  | 0
303561158 | TNB | DISTRIBUTION | CHERAS | Existing | BCRS/PCE/J00293 | KG BARU BALAKONG | RMU 2S+1F | RMU 2S + 1F |  |  | KG BARU BALAKONG | COMPACT SUBS |  | 11/0.415 kV | 1993-11-11 |  | 0
303561274 | TNB | DISTRIBUTION | CHERAS | Existing | BCRS/PCE/J00211 | STARLIGHT | RMU 2S+1F | RMU 2S + 1F |  |  | STARLIGHT | OUTDOOR (OD WITH SWTCHGEAR) |  | 11/0.415 kV | 1996-11-01 |  | 0
303562237 | TNB | DISTRIBUTION | CHERAS | Existing | BCRS/PCE/J00357 | KAW PERUSAHAAN CHERAS JAYA NO 2 | RMU 2S+2F | RMU 2S + 2F |  |  | KAW PERUSAHAAN CHERAS JAYA NO 2 | INDOOR DOUBLE CHAMBER |  | 11/0.415 kV | 1995-11-01 |  | 0
303562820 | TNB | DISTRIBUTION | CHERAS | Existing | BCRS/PCE/J00809 | JALAN PUTRA BMC | RMU 2S+2F | RMU 2S + 2F |  |  | JALAN PUTRA BMC | INDOOR DOUBLE CHAMBER |  | 11/0.415 kV | 18/07/1998 |  | 0
303564223 | TNB | DISTRIBUTION | CHERAS | Existing | BCRS/PCE/J00139 | TMN SRI INDAH | RMU 2S+2F | RMU 2S + 2F |  |  | TMN SRI INDAH | INDOOR DOUBLE CHAMBER |  | 11/0.415 kV | 1993-11-11 |  | 0
303571090 | TNB | DISTRIBUTION | CHERAS | Existing | BCRS/PCE/J00906 | AVENUE ONE BTHO NO 2 | RMU 2S+1F | RMU 2S+2F |  |  | AVENUE ONE BTHO NO 2 | INDOOR DOUBLE CHAMBER |  | 11/0.415 kV | 18/07/1998 |  | 0
303572214 | TNB | DISTRIBUTION | CHERAS | Existing | BCRS/PCE/J00942 | COMPACT DR SRI TIONG KING | RMU 2S+1F | RMU 2S + 1F |  |  | COMPACT DR SRI TIONG KING | COMPACT SUBS |  | 11/0.415 kV | 18/07/1998 |  | 0
303574935 | TNB | DISTRIBUTION | CHERAS | Existing | BCRS/PCE/J00909 | TMN ORKID NO 2 | RMU 2S+1F | RMU 2S + 1F |  |  | TMN ORKID NO 2 | INDOOR DOUBLE CHAMBER |  | 11/0.415 kV | 18/07/1998 |  | 0
303580423 | TNB | DISTRIBUTION | CHERAS | Existing | BCRS/PCE/J00624 | TMN SRI CHERAS NO 3 | RMU 2S+2F | RMU 2S + 2F |  |  | TMN SRI CHERAS NO 3 | ATTACHED DOUBLE |  | 11/0.415 kV | 18/07/1998 |  | 0
303581317 | TNB | DISTRIBUTION | CHERAS | Existing | BCRS/PCE/J00811 | COMMERCIAL AREA NO 1 |  | RMU 2S + 2F |  |  | COMMERCIAL AREA NO 1 | ATTACHED DOUBLE |  | 11/0.415 kV | 18/07/1998 |  | 0
303586365 | TNB | DISTRIBUTION | CHERAS | Existing | BCRS/PCE/J00362 | HOOVER TILING SB | RMU 2S+1F | RMU 2S + 1F |  |  | HOOVER TILING SB | ATTACHED SINGLE |  | 11/0.415 kV | 1995-11-01 |  | 0
303586481 | TNB | DISTRIBUTION | CHERAS | Existing | BCRS/PCE/J00679 | IND RINGAN BKT ANGKAT NO 3 | RMU 2S+1F | RMU 2S + 1F |  |  | IND RINGAN BKT ANGKAT NO 3 | INDOOR DOUBLE CHAMBER |  | 11/0.415 kV | 2005-11-01 |  | 0
303586597 | TNB | DISTRIBUTION | CHERAS | Existing | BCRS/PCE/J00494 | COMMERCIAL AREA NO 13 JLN TEMENGGONG 17/ | RMU 2S+2F | RMU 2S + 2F |  |  | COMMERCIAL AREA NO 13 JLN TEMENGGONG 17/ | ATTACHED DOUBLE |  | 11/0.415 kV | 2006-11-01 |  | 0
303587064 | TNB | DISTRIBUTION | CHERAS | Existing | BCRS/PCE/J00673 | TMN BKT EMAS NO 1 | RMU 2S+1F | RMU 2S + 1F |  |  | TMN BKT EMAS NO 1 | INDOOR SINGLE CHAMBER |  | 11/0.415 kV | 2004-11-01 |  | 0
303587180 | TNB | DISTRIBUTION | CHERAS | Existing | BCRS/PCE/J00544 | SILK KTTDR SG LONG NO 1 | RMU 2S+1F | RMU 2S + 1F |  |  | SILK KTTDR SG LONG NO 1 | COMPACT SUBS |  | 11/0.415 kV | 18/07/1998 |  | 0
303587291 | TNB | DISTRIBUTION | CHERAS | Existing | BCRS/PCE/J00588 | TMN PUTRA BUDIMAN 1/2 PHASE 3 | RMU 2S+1F | RMU 2S + 1F |  |  | TMN PUTRA BUDIMAN 1/2 PHASE 3 | INDOOR SINGLE CHAMBER |  | 11/0.415 kV | 2004-11-01 |  | 0
303592136 | TNB | DISTRIBUTION | CHERAS | Existing | BCRS/PCE/J00585 | TMN PUTRA BUDIMAN NO 1 | RMU 2S+2F | RMU 2S + 2F |  |  | TMN PUTRA BUDIMAN NO 1 | INDOOR DOUBLE CHAMBER |  | 11/0.415 kV | 2001-11-01 |  | 0
303596618 | TNB | DISTRIBUTION | CHERAS | Existing | BCRS/PCE/J00183 | SIA CHIN AIK | RMU 2S+1F | RMU 2S + 1F |  |  | SIA CHIN AIK | ATTACHED SINGLE |  | 11/0.415 kV | 1991-11-01 |  | 0
303597044 | TNB | DISTRIBUTION | CHERAS | Existing | BCRS/PCE/J00228 | GARDEN PARK SG LONG NO 3 | RMU 2S+2F | RMU 2S + 2F |  |  | GARDEN PARK SG LONG NO 3 | INDOOR DOUBLE CHAMBER |  | 11/0.415 kV | 2001-11-01 |  | 0
303597201 | TNB | DISTRIBUTION | CHERAS | Existing | BCRS/PCE/J00551 | TAMAN SUNNYSIDE NO 3 | RMU 2S+1F | RMU 2S + 1F |  |  | TAMAN SUNNYSIDE NO 3 | INDOOR DOUBLE CHAMBER |  | 11/0.415 kV | 2006-11-01 |  | 0
303604700 | TNB | DISTRIBUTION | CHERAS | Existing | BCRS/PCE/J00846 | 1ST PAPER MILL | RMU 2S+2F | RMU 2S + 2F |  |  | 1ST PAPER MILL | OUTDOOR (OD WITH SWTCHGEAR) |  | 11/0.415 kV | 18/07/1998 |  | 0
303607415 | TNB | DISTRIBUTION | CHERAS | Existing | BCRS/PCE/J00573 | AVENUE ONE BTHO NO 1 | RMU 2S+1F | RMU 2S + 1F |  |  | AVENUE ONE BTHO NO 1 | INDOOR DOUBLE CHAMBER |  | 11/0.415 kV | 2010-11-01 |  | 0
303611311 | TNB | DISTRIBUTION | CHERAS | Existing | BCRS/PCE/J00087 | KG PAYA LEBAR A/T | RMU 2S+1F | RMU 2S + 1F |  |  | KG PAYA LEBAR A/T | PENCAWANG ATAS TIANG (PAT) |  | 11/0.415 kV | 1990-11-01 |  | 0
303635054 | TNB | DISTRIBUTION | CHERAS | Existing | BCRS/PCE/J00073 | DUSUN TUA MASJID A/T | RMU 2S+1F | RMU 2S + 1F |  |  | DUSUN TUA MASJID A/T | PENCAWANG ATAS TIANG (PAT) |  | 11/0.415 kV | 2007-11-01 |  | 0
303637681 | TNB | DISTRIBUTION | CHERAS | Existing | BCRS/PCE/J00843 | JLN BKT SL 3/1 | RMU 2S+1F | RMU 2S + 1F |  |  | JLN BKT SL 3/1 | INDOOR SINGLE CHAMBER |  | 11/0.415 kV | 2007-11-11 | BBB5600 | 0
303656295 | TNB | DISTRIBUTION | CHERAS | Existing | BCRS/PCE/J00911 | PANGSAPURI CASAURINA | RMU 2S+1F | RMU 2S + 1F |  |  | PANGSAPURI CASAURINA | ATTACHED SINGLE |  | 11/0.415 kV | 18/07/1998 |  | 0
303657964 | TNB | DISTRIBUTION | CHERAS | Existing | BCRS/PCE/J00750 | FORMATIVE VIEW | RMU 2S+1F | RMU 2S + 1F |  |  | FORMATIVE VIEW | OUTDOOR (OD WITH SWTCHGEAR) |  | 11/0.415 kV | 1997-11-11 |  | 0
303658700 | TNB | DISTRIBUTION | CHERAS | Existing | BCRS/PCE/J00465 | FLAT TAMAN HARMONI | RMU 2S+1F | RMU 2S + 1F |  |  | FLAT TAMAN HARMONI | INDOOR SINGLE CHAMBER |  | 11/0.415 kV | 2004-11-11 |  | 0
303672511 | TNB | DISTRIBUTION | CHERAS | Existing | BCRS/PCE/J00808 | JALAN PUTRA 13/1 | RMU 2S+1F | RMU 2S + 1F |  |  | JALAN PUTRA 13/1 | INDOOR DOUBLE CHAMBER |  | 11/0.415 kV | 18/07/1998 |  | 0
303674574 | TNB | DISTRIBUTION | CHERAS | Existing | BCRS/PCE/J00539 | MINES EXIBITION CENTRE | VCB (6S+1BS) | SSU 11kV Single Bus (BS) |  |  | MINES EXIBITION CENTRE | ATTACHED |  | 11/0.415 kV | 2000-11-01 |  | 0
303675038 | TNB | DISTRIBUTION | CHERAS | Existing | BCRS/PCE/J00882 | PANGSAPURI ADALIA | RMU 2S+1F | RMU 2S + 1F |  |  | PANGSAPURI ADALIA | ATTACHED SINGLE |  | 11/0.415 kV | 2010-11-11 |  | 0
303683234 | TNB | DISTRIBUTION | CHERAS | Existing | BCRS/PCE/J00035 | TELEKOM BT 10 1128 | RMU 3S+1F | RMU 3S+1F |  |  | TELEKOM BT 10 1128 | ATTACHED SINGLE |  | 11/0.415 kV | 1985-11-01 |  | 0
303692424 | TNB | DISTRIBUTION | CHERAS | Existing | BCRS/PCE/J00705 | NO 3 TAMAN SETIA BALAKONG | RMU 2S+2F | RMU 2S + 2F |  |  | NO 3 TAMAN SETIA BALAKONG | INDOOR DOUBLE CHAMBER |  | 11/0.415 kV | 2000-11-01 |  | 0
303692891 | TNB | DISTRIBUTION | CHERAS | Existing | BCRS/PCE/J00106 | TUCK SIN ENGINEERING | RMU 2S+1F | RMU 2S + 1F |  |  | TUCK SIN ENGINEERING | OUTDOOR (OD WITH SWTCHGEAR) |  | 11/0.415 kV | 1990-11-01 |  | 0
303693007 | TNB | DISTRIBUTION | CHERAS | Existing | BCRS/PCE/J00258 | BDR MAHKOTA CHERAS NO 16 | RMU 3S+2F | RMU 3S+2F |  |  | BDR MAHKOTA CHERAS NO 16 | INDOOR DOUBLE CHAMBER |  | 11/0.415 kV | 2002-11-01 |  | 0
303693466 | TNB | DISTRIBUTION | CHERAS | Existing | BCRS/PCE/J00250 | BDR MAHKOTA CHERAS NO. 12 | RMU 2S+2F | RMU 2S + 2F |  |  | BDR MAHKOTA CHERAS NO. 12 | INDOOR DOUBLE CHAMBER |  | 11/0.415 kV | 2002-11-01 |  | 0
303698669 | TNB | DISTRIBUTION | CHERAS | Existing | BCRS/PCE/J00898 | DONGLAI | RMU 2S+1F | RMU 2S + 1F |  |  | DONGLAI | PENCAWANG ATAS TIANG (PAT) |  | 11/0.415 kV | 18/07/1998 |  | 0
303703601 | TNB | DISTRIBUTION | CHERAS | Existing | BCRS/PCE/J00021 | TMN CHERAS AWANA NO 2 | RMU 2S+2F | RMU 2S + 2F |  |  | TMN CHERAS AWANA NO 2 | INDOOR DOUBLE CHAMBER |  | 11/0.415 kV | 1999-11-01 |  | 0
303703758 | TNB | DISTRIBUTION | CHERAS | Existing | BCRS/PCE/J00033 | TMN SRI RAYA (KAUSAR) | RMU 2S+2F | RMU 2S + 2F |  |  | TMN SRI RAYA (KAUSAR) | INDOOR DOUBLE CHAMBER |  | 11/0.415 kV | 1993-11-11 |  | 0
303703915 | TNB | DISTRIBUTION | CHERAS | Existing | BCRS/PCE/J00665 | BUKIT BAYU NO 5 | RMU 2S+1F | RMU 2S + 1F |  |  | BUKIT BAYU NO 5 | INDOOR SINGLE CHAMBER |  | 11/0.415 kV | 1999-11-01 |  | 0
303704031 | TNB | DISTRIBUTION | CHERAS | Existing | BCRS/PCE/J00776 | BKT ANGKAT NO 2 | RMU 2S+1F | RMU 2S + 1F |  |  | BKT ANGKAT NO 2 | OUTDOOR (OD WITH SWTCHGEAR) |  | 11/0.415 kV | 18/07/1998 |  | 0
303704147 | TNB | DISTRIBUTION | CHERAS | Existing | BCRS/PCE/J00411 | BERKAT HASIL NO 5 | RMU 2S+2F | RMU 2S + 2F |  |  | BERKAT HASIL NO 5 | ATTACHED DOUBLE |  | 11/0.415 kV | 18/07/1998 |  | 0
303704304 | TNB | DISTRIBUTION | CHERAS | Existing | BCRS/PCE/J00614 | YWE | RMU 2S+1F | RMU 2S + 1F |  |  | YWE | OUTDOOR (OD WITH SWTCHGEAR) |  | 11/0.415 kV | 1995-11-01 |  | 0
303704420 | TNB | DISTRIBUTION | CHERAS | Existing | BCRS/PCE/J00268 | RUMAH PAM BDR MAHKOTA CHERAS | RMU 2S+2F | RMU 2S + 2F |  |  | RUMAH PAM BDR MAHKOTA CHERAS | INDOOR SINGLE CHAMBER |  | 11/0.415 kV | 2002-11-01 | RUMAH PAM | 0
303704685 | TNB | DISTRIBUTION | CHERAS | Existing | BCRS/PCE/J00582 | AUDIO EXPRESS (TANMING) | CB 3S | CB |  |  | AUDIO EXPRESS (TANMING) | ATTACHED |  | 11/0.415 kV | 18/07/1998 |  | 0
303704841 | TNB | DISTRIBUTION | CHERAS | Existing | BCRS/PCE/J00782 | SETIA KASTURI NO 4 | RMU 2S+1F | RMU 2S + 1F |  |  | SETIA KASTURI NO 4 | ATTACHED SINGLE |  | 11/0.415 kV | 2003-11-11 |  | 0
303708869 | TNB | DISTRIBUTION | CHERAS | Existing | BCRS/PCE/J00917 | BANGUNAN SAPURA | CB 3S | CB |  |  | BANGUNAN SAPURA | ATTACHED |  | 11/0.415 kV | 18/07/1998 |  | 0
303713812 | TNB | DISTRIBUTION | CHERAS | Existing | BCRS/PCE/J00670 | SETIA NO 2 BALAKONG | RMU 2S+1F | RMU 2S + 1F |  |  | SETIA NO 2 BALAKONG | INDOOR SINGLE CHAMBER |  | 11/0.415 kV | 2003-11-01 |  | 0
303714193 | TNB | DISTRIBUTION | CHERAS | Existing | BCRS/PCE/J00570 | PADAT LOT 1898 JLN KPB 9 | RMU 2S+1F | RMU 2S + 1F |  |  | PADAT LOT 1898 JLN KPB 9 | COMPACT SUBS |  | 11/0.415 kV | 18/07/1998 | KAWASAN PERINDUSTRIAN BALAKONG | 0
303720018 | TNB | DISTRIBUTION | CHERAS | Existing | BCRS/PCE/J00786 | TANMING RAYA NO 4 | RMU 2S+1F | RMU 2S + 1F |  |  | TANMING RAYA NO 4 | INDOOR DOUBLE CHAMBER |  | 11/0.415 kV | 18/07/1998 |  | 0
303720442 | TNB | DISTRIBUTION | CHERAS | Existing | BCRS/PCE/J00461 | Y&L METAL INDUSTRIES - B2330 | RMU 3S+1F | RMU 3S+1F |  |  | Y&L METAL INDUSTRIES - B2330 | INDOOR SINGLE CHAMBER |  | 11/0.415 kV | 18/07/1998 |  | 0
303720591 | TNB | DISTRIBUTION | CHERAS | Existing | BCRS/PCE/J00067 | PKNS BKT KUNDANG | CB 2S+1F | CB + 1 TX |  |  | PKNS BKT KUNDANG | INDOOR SINGLE CHAMBER |  | 11/0.415 kV | 1997-11-01 |  | 0
303725222 | TNB | DISTRIBUTION | CHERAS | Existing | BCRS/PCE/J00905 | JLN.MAS JAYA, MAS JAYA NO 2 |  | RMU 2S + 2F |  |  | JLN.MAS JAYA, MAS JAYA NO 2 | INDOOR DOUBLE CHAMBER |  | 11/0.415 kV | 18/07/1998 |  | 0
303726891 | TNB | DISTRIBUTION | CHERAS | Existing | BCRS/PCE/J00367 | WATTA BATTERY NO 2 | RMU 2S+1F | RMU 2S + 1F |  |  | WATTA BATTERY NO 2 | ATTACHED SINGLE |  | 11/0.415 kV | 1993-11-11 |  | 0
303727007 | TNB | DISTRIBUTION | CHERAS | Existing | BCRS/PCE/J00098 | TMN MAS JAYA IND NO 2 |  | RMU 2S + 2F |  |  | TMN MAS JAYA IND NO 2 | INDOOR DOUBLE CHAMBER |  | 11/0.415 kV | 2000-11-01 |  | 0
303727280 | TNB | DISTRIBUTION | CHERAS | Existing | BCRS/PCE/J00780 | COMPACT PAM MINYAK PROJET GRAND SAGA | RMU 2S+1F | RMU 2S + 1F |  |  | COMPACT PAM MINYAK PROJET GRAND SAGA | COMPACT SUBS |  | 11/0.415 kV | 18/07/1998 |  | 0
303730468 | TNB | DISTRIBUTION | CHERAS | Existing | BCRS/PCE/J00674 | TMN BKT EMAS NO 2 | RMU 2S+2F | RMU 2S + 2F |  |  | TMN BKT EMAS NO 2 | INDOOR SINGLE CHAMBER |  | 11/0.415 kV | 2004-11-01 |  | 0
303731779 | TNB | DISTRIBUTION | CHERAS | Existing | BCRS/PCE/J00927 | COUNTRY HEIGHT PARADE NO 3 | RMU 2S+1F | RMU 2S + 1F |  |  | COUNTRY HEIGHT PARADE NO 3 | INDOOR DOUBLE CHAMBER |  | 11/0.415 kV | 18/07/1998 |  | 0
303731895 | TNB | DISTRIBUTION | CHERAS | Existing | BCRS/PCE/J00220 | BDR SG LONG NO 10 | CB 2S+2F | CB + 2 TX |  |  | BDR SG LONG NO 10 | INDOOR DOUBLE CHAMBER |  | 11/0.415 kV | 2000-11-01 |  | 0
303732110 | TNB | DISTRIBUTION | CHERAS | Existing | BCRS/PCE/J00283 | ENG SIONG | RMU 2S+1F | RMU 2S + 1F |  |  | ENG SIONG | ATTACHED SINGLE |  | 11/0.415 kV | 2005-11-01 |  | 0
303735025 | TNB | DISTRIBUTION | CHERAS | Existing | BCRS/PCE/J00381 | BRONLEY HILL NO 1 | RMU 2S+2F | RMU 2S+2F (A) |  |  | BRONLEY HILL NO 1 | INDOOR DOUBLE CHAMBER |  | 11/0.415 kV | 18/07/1998 |  | 0
303735146 | TNB | DISTRIBUTION | CHERAS | Existing | BCRS/PCE/J00265 | BDR MAHKOTA CHERAS NO. 5 | CB 2S+2F | CB + 2 TX |  |  | BDR MAHKOTA CHERAS NO. 5 | INDOOR DOUBLE CHAMBER |  | 11/0.415 kV | 2002-11-01 |  | 0
303735361 | TNB | DISTRIBUTION | CHERAS | Existing | BCRS/PCE/J00452 | JLN PAHLAWAN 1/3 | RMU 2S+1F | RMU 2S + 1F |  |  | JLN PAHLAWAN 1/3 | INDOOR SINGLE CHAMBER |  | 11/0.415 kV | 2005-11-01 |  | 0
303735477 | TNB | DISTRIBUTION | CHERAS | Existing | BCRS/PCE/J00554 | TANMING JAYA INDUSTRIAL PARK | RMU 2S+2F | RMU 2S + 2F |  |  | TANMING JAYA INDUSTRIAL PARK | ATTACHED DOUBLE |  | 11/0.415 kV | 18/07/1998 |  | 0
303741518 | TNB | DISTRIBUTION | CHERAS | Existing | BCRS/PCE/J00507 | JLN MAS 3 TMN LAGENDA MAS | RMU 2S+2F | RMU 2S + 2F |  |  | JLN MAS 3 TMN LAGENDA MAS | INDOOR DOUBLE CHAMBER |  | 11/0.415 kV | 18/07/1998 |  | 0
303744646 | TNB | DISTRIBUTION | CHERAS | Existing | BCRS/PCE/J00358 | KAW PERUSAHAAN CHERAS JAYA NO 1 | RMU 2S+2F | RMU 2S + 2F |  |  | KAW PERUSAHAAN CHERAS JAYA NO 1 | INDOOR DOUBLE CHAMBER |  | 11/0.415 kV | 1995-11-01 | PE KAWASAN PERUSAHAAN CHERAS JAYA NO1 B0570 | 0
303744803 | TNB | DISTRIBUTION | CHERAS | Existing | BCRS/PCE/J00540 | MINES HERITAGE | CB 5S+1BS | SSU 11kV Single Bus (BS) |  |  | MINES HERITAGE | ATTACHED |  | 11/0.415 kV | 2000-11-01 |  | 0
303745224 | TNB | DISTRIBUTION | CHERAS | Existing | BCRS/PCE/J00613 | SUPERSAVE C.P | RMU 2S+2F | RMU 2S + 2F |  |  | SUPERSAVE C.P | ATTACHED DOUBLE |  | 11/0.415 kV | 2006-11-01 |  | 0
303750558 | TNB | DISTRIBUTION | CHERAS | Existing | BCRS/PCE/J00688 | YAT ENGINEERING | RMU 2S+1F | RMU 2S + 1F |  |  | YAT ENGINEERING | ATTACHED SINGLE |  | 11/0.415 kV | 1997-11-01 |  | 0
303756824 | TNB | DISTRIBUTION | CHERAS | Existing | BCRS/PCE/J00361 | NGEE MING SHOE MANUFACTURE | CB 3S | CB |  |  | NGEE MING SHOE MANUFACTURE | ATTACHED |  | 11/0.415 kV | 1997-11-01 |  | 0
303756940 | TNB | DISTRIBUTION | CHERAS | Existing | BCRS/PCE/J00656 | DESA SERDANG NO 6 | RMU 2S+1F | RMU 2S + 1F |  |  | DESA SERDANG NO 6 | INDOOR SINGLE CHAMBER |  | 11/0.415 kV | 1995-11-11 |  | 0
303757051 | TNB | DISTRIBUTION | CHERAS | Existing | BCRS/PCE/J00499 | JALAN KASTURI TMN KASTURI | RMU 2S+1F | RMU 2S + 1F |  |  | JALAN KASTURI TMN KASTURI | INDOOR SINGLE CHAMBER |  | 11/0.415 kV | 18/12/2003 |  | 0
303757167 | TNB | DISTRIBUTION | CHERAS | Existing | BCRS/PCE/J00123 | TMN CHERAS PERDANA NO 2 | RMU 3S+2F | RMU 3S+2F |  |  | TMN CHERAS PERDANA NO 2 | INDOOR DOUBLE CHAMBER |  | 11/0.415 kV | 1993-11-01 |  | 0
303757357 | TNB | DISTRIBUTION | CHERAS | Existing | BCRS/PCE/J00966 | SUMBER MAJU | RMU 2S + 1F | RMU 2S + 1F |  |  | SUMBER MAJU | COMPACT SUBS |  | 11/0.415 kV | 18/07/1998 |  | 0
303757473 | TNB | DISTRIBUTION | CHERAS | Existing | BCRS/PCE/J00617 | TROPICAL EXPANSION | RMU 2S+1F | RMU 2S + 1F |  |  | TROPICAL EXPANSION | SEMI INDOOR |  | 11/0.415 kV | 2004-11-01 | SEPARUH CEMENNT | 0
303760243 | TNB | DISTRIBUTION | CHERAS | Existing | BCRS/PCE/J00301 | SOLID GOLD | RMU 2S+2F | RMU 2S + 2F |  |  | SOLID GOLD | INDOOR DOUBLE CHAMBER |  | 11/0.415 kV | 1990-11-01 | SAMBUNG DGN PAGAR | 0
303760400 | TNB | DISTRIBUTION | CHERAS | Existing | BCRS/PCE/J00684 | RMH PANGSA KOS RENDAH NO 2 IMPIAN EHSAN | RMU 2S+1F | RMU 2S + 1F |  |  | RMH PANGSA KOS RENDAH NO 2 IMPIAN EHSAN | INDOOR DOUBLE CHAMBER |  | 11/0.415 kV | 2003-11-01 |  | 0
303760516 | TNB | DISTRIBUTION | CHERAS | Existing | BCRS/PCE/J00580 | TANMING RAYA NO 3 | RMU 3S+2F | RMU 3S+2F |  |  | TANMING RAYA NO 3 | INDOOR DOUBLE CHAMBER |  | 11/0.415 kV | 18/07/1998 |  | 0
303760673 | TNB | DISTRIBUTION | CHERAS | Existing | BCRS/PCE/J00607 | BELIMBING HEIGHTS NO 1 | RMU 2S+2F | RMU 2S + 2F |  |  | BELIMBING HEIGHTS NO 1 | ATTACHED DOUBLE |  | 11/0.415 kV | 2004-11-01 |  | 0
303762533 | TNB | DISTRIBUTION | CHERAS | Existing | BCRS/PCE/J00203 | TMN LINGKARAN NUR | RMU 2S+2F | RMU 2S + 2F |  |  | TMN LINGKARAN NUR | INDOOR DOUBLE CHAMBER |  | 11/0.415 kV | 2002-11-01 |  | 0
303762847 | TNB | DISTRIBUTION | CHERAS | Existing | BCRS/PCE/J00722 | MALAYSIAN MEGA GALVANIES | RMU 2S+1F | RMU 2S + 1F |  |  | MALAYSIAN MEGA GALVANIES | OUTDOOR (OD WITH SWTCHGEAR) |  | 11/0.415 kV | 1996-11-01 | 5207 | 0
303762963 | TNB | DISTRIBUTION | CHERAS | Existing | BCRS/PCE/J00091 | KEMACAHAYA NO 2 | RMU 2S+1F | RMU 2S + 1F |  |  | KEMACAHAYA NO 2 | INDOOR DOUBLE CHAMBER |  | 11/0.415 kV | 1998-11-01 |  | 0
303763236 | TNB | DISTRIBUTION | CHERAS | Existing | BCRS/PCE/J00456 | CHERAS VISTA BMC | RMU 2S+1F | RMU 2S + 1F |  |  | CHERAS VISTA BMC | INDOOR DOUBLE CHAMBER |  | 11/0.415 kV | 2001-11-01 |  | 0
303776036 | TNB | DISTRIBUTION | CHERAS | Existing | BCRS/PCE/J00814 | COMMERCIAL AREA NO 6 |  | RMU 2S + 2F |  |  | COMMERCIAL AREA NO 6 | ATTACHED DOUBLE |  | 11/0.415 kV | 18/07/1998 |  | 0
303784494 | TNB | DISTRIBUTION | CHERAS | Existing | BCRS/PCE/J00968 | RAKR TMN SURIA DESA SERDANG | RMU 2S+1F | RMU 2S+2F (C) |  |  | RAKR TMN SURIA DESA SERDANG | ATTACHED SINGLE |  | 11/0.415 kV | 2005-11-11 |  | 0
303790508 | TNB | DISTRIBUTION | CHERAS | Existing | BCRS/PCE/J00181 | BTHO NO 15 | CB 3S+2F | CB + 2 TX |  |  | BTHO NO 15 | INDOOR DOUBLE CHAMBER |  | 11/0.415 kV | 2000-11-01 |  | 0
303790770 | TNB | DISTRIBUTION | CHERAS | Existing | BCRS/PCE/J00210 | AIM RIGHT | RMU 2S+1F | RMU 2S + 1F |  |  | AIM RIGHT | OUTDOOR (OD WITH SWTCHGEAR) |  | 11/0.415 kV | 1996-11-01 |  | 0
303790886 | TNB | DISTRIBUTION | CHERAS | Existing | BCRS/PCE/J00563 | TECH AIR IND | RMU 2S+1F | RMU 2S + 1F |  |  | TECH AIR IND | ATTACHED SINGLE |  | 11/0.415 kV | 1996-11-11 | PE TECHAIR IND. | 0
303791003 | TNB | DISTRIBUTION | CHERAS | Existing | BCRS/PCE/J00145 | TMN CHERAS PERMAI | RMU 2S+1F | RMU 2S+2F (C) |  |  | TMN CHERAS PERMAI | INDOOR DOUBLE CHAMBER |  | 11/0.415 kV | 1991-11-01 |  | 0
303797656 | TNB | DISTRIBUTION | CHERAS | Existing | BCRS/PCE/J00263 | BDR MAHKOTA CHERAS NO. 3 | CB 2S+2F | CB + 2 TX |  |  | BDR MAHKOTA CHERAS NO. 3 | INDOOR DOUBLE CHAMBER |  | 11/0.415 kV | 2002-11-01 |  | 0
303797871 | TNB | DISTRIBUTION | CHERAS | Existing | BCRS/PCE/J00546 | TMN PERINDUSTRIAN SG BALAK | RMU 2S+2F | RMU 2S + 2F |  |  | TMN PERINDUSTRIAN SG BALAK | INDOOR DOUBLE CHAMBER |  | 11/0.415 kV | 2007-11-01 |  | 0
303801176 | TNB | DISTRIBUTION | CHERAS | Existing | BCRS/PCE/J00029 | SEKOLAH SRI CEMPAKA | RMU 2S+2F | RMU 2S + 2F |  |  | SEKOLAH SRI CEMPAKA | INDOOR DOUBLE CHAMBER |  | 11/0.415 kV | 2001-11-01 |  | 0
303801335 | TNB | DISTRIBUTION | CHERAS | Existing | BCRS/PCE/J00640 | WHITEX GARMENT | RMU 2S+1F | RMU 2S + 1F |  |  | WHITEX GARMENT | ATTACHED SINGLE |  | 11/0.415 kV | 1990-11-01 | LABEL TIADA PADA PE | 0
303801451 | TNB | DISTRIBUTION | CHERAS | Existing | BCRS/PCE/J00339 | SENORITA | RMU 2S+1F | RMU 2S + 1F |  |  | SENORITA | ATTACHED SINGLE |  | 11/0.415 kV | 1996-11-01 |  | 0
303801568 | TNB | DISTRIBUTION | CHERAS | Existing | BCRS/PCE/J00241 | PUTRI JAYA NO 2 | RMU 2S+2F | RMU 2S + 2F |  |  | PUTRI JAYA NO 2 | INDOOR DOUBLE CHAMBER |  | 11/0.415 kV | 1996-11-01 |  | 0
303801875 | TNB | DISTRIBUTION | CHERAS | Existing | BCRS/PCE/J00126 | TMN CHERAS PERDANA NO 3 | RMU | RMU 2S + 1F |  |  | TMN CHERAS PERDANA NO 3 | INDOOR SINGLE CHAMBER |  | 11/0.415 kV | 2003-11-01 |  | 0
303801991 | TNB | DISTRIBUTION | CHERAS | Existing | BCRS/PCE/J00325 | SG BESI INDAH NO 3 | RMU 2S+2F | RMU 2S + 2F |  |  | SG BESI INDAH NO 3 | INDOOR DOUBLE CHAMBER |  | 11/0.415 kV | 2000-11-01 |  | 0
303802143 | TNB | DISTRIBUTION | CHERAS | Existing | BCRS/PCE/J00813 | COMMERCIAL AREA NO 3 |  | RMU 2S + 2F |  |  | COMMERCIAL AREA NO 3 | ATTACHED DOUBLE |  | 11/0.415 kV | 18/07/1998 |  | 0
303803152 | TNB | DISTRIBUTION | CHERAS | Existing | BCRS/PCE/J00583 | DESA KL ENTERPRISE | RMU 2S+1F | RMU 2S+1F (B) |  |  | DESA KL ENTERPRISE | OUTDOOR (OD WITH SWTCHGEAR) |  | 11/0.415 kV | 2005-11-01 |  | 0
303803268 | TNB | DISTRIBUTION | CHERAS | Existing | BCRS/PCE/J00130 | CHERAS PERDANA NO 7 | RMU 2S+1F | RMU 2S+1F (B) |  |  | CHERAS PERDANA NO 7 | INDOOR SINGLE CHAMBER |  | 11/0.415 kV | 1996-11-11 |  | 0
303803384 | TNB | DISTRIBUTION | CHERAS | Existing | BCRS/PCE/J00890 | BKT. RASA SAYANG | RMU 2S+1F | RMU 2S + 1F |  |  | BKT. RASA SAYANG | INDOOR SINGLE CHAMBER |  | 11/0.415 kV | 18/07/1998 |  | 0
303803500 | TNB | DISTRIBUTION | CHERAS | Existing | BCRS/PCE/J00766 | LOT 5757 KIDAMAI | RMU 3S+1F | RMU 3S+1F |  |  | LOT 5757 KIDAMAI | INDOOR DOUBLE CHAMBER |  | 11/0.415 kV | 18/07/1998 |  | 0
303803686 | TNB | DISTRIBUTION | CHERAS | Existing | BCRS/PCE/J00266 | BDR MAHKOTA CHERAS NO. 6 | CB 2S+2F | CB + 2 TX |  |  | BDR MAHKOTA CHERAS NO. 6 | INDOOR DOUBLE CHAMBER |  | 11/0.415 kV | 2002-11-01 |  | 0
303803901 | TNB | DISTRIBUTION | CHERAS | Existing | BCRS/PCE/J00277 | YEW CHAI SENG | RMU 2S+1F | RMU 2S + 1F |  |  | YEW CHAI SENG | ATTACHED SINGLE |  | 11/0.415 kV | 1991-11-01 |  | 0
303804018 | TNB | DISTRIBUTION | CHERAS | Existing | BCRS/PCE/J00457 | RUMAH PANGSA TMN DESA KARUMAS | RMU 2S+2F | RMU 2S + 2F |  |  | RUMAH PANGSA TMN DESA KARUMAS | ATTACHED DOUBLE |  | 11/0.415 kV | 18/07/1998 |  | 0
303822717 | TNB | DISTRIBUTION | CHERAS | Existing | BCRS/PCE/J00174 | BTHO NO 13 | RMU 2S+2F | RMU 2S + 2F |  |  | BTHO NO 13 | INDOOR DOUBLE CHAMBER |  | 11/0.415 kV | 1998-11-11 |  | 0
303825472 | TNB | DISTRIBUTION | CHERAS | Existing | BCRS/PCE/J00027 | TMN ALAM JAYA NO 1 | RMU 3S+2F | RMU 3S+2F |  |  | TMN ALAM JAYA NO 1 | INDOOR DOUBLE CHAMBER |  | 11/0.415 kV | 1986-11-01 |  | 0
303825667 | TNB | DISTRIBUTION | CHERAS | Existing | BCRS/PCE/J00079 | MASTER SHANGHAI | RMU 2S+1F | RMU 2S + 1F |  |  | MASTER SHANGHAI | ATTACHED SINGLE |  | 11/0.415 kV | 1998-11-01 |  | 0
303825783 | TNB | DISTRIBUTION | CHERAS | Existing | BCRS/PCE/J00256 | BDR MAHKOTA CHERAS NO 14 | CB 3S+1F | CB + 1 TX |  |  | BDR MAHKOTA CHERAS NO 14 | INDOOR DOUBLE CHAMBER |  | 11/0.415 kV | 2002-11-01 |  | 0
303825989 | TNB | DISTRIBUTION | CHERAS | Existing | BCRS/PCE/J00778 | 3V PERABOT | RMU 2S+2F | RMU 2S + 2F |  |  | 3V PERABOT | ATTACHED DOUBLE |  | 11/0.415 kV | 18/07/1998 |  | 0
303826138 | TNB | DISTRIBUTION | CHERAS | Existing | BCRS/PCE/J00762 | BKT ANGKAT COMPACT SG CHUA | RMU 2S+1F | RMU 2S + 1F |  |  | BKT ANGKAT COMPACT SG CHUA | COMPACT SUBS |  | 11/0.415 kV | 18/07/1998 |  | 0
303830055 | TNB | DISTRIBUTION | CHERAS | Existing | BCRS/PCE/J00373 | SENORITA NO 2 | CB 2S+2F | CB + 2 TX |  |  | SENORITA NO 2 | ATTACHED DOUBLE |  | 11/0.415 kV | 2000-11-01 |  | 0
303830270 | TNB | DISTRIBUTION | CHERAS | Existing | BCRS/PCE/J00182 | BTHO NO 16 | RMU 2S+2F | RMU 2S + 2F |  |  | BTHO NO 16 | INDOOR DOUBLE CHAMBER |  | 11/0.415 kV | 2000-11-01 |  | 0
303836617 | TNB | DISTRIBUTION | CHERAS | Existing | BCRS/PCE/J00385 | HONG KONG TOYS | RMU 2S+1F | RMU 2S + 1F |  |  | HONG KONG TOYS | INDOOR SINGLE CHAMBER |  | 11/0.415 kV | 2003-11-01 |  | 0
303858691 | TNB | DISTRIBUTION | CHERAS | Existing | BCRS/PCE/J00925 | WISMA PAUSON | RMU 2S+1F | RMU 2S+1F (B) |  |  | WISMA PAUSON | ATTACHED SINGLE |  | 11/0.415 kV | 2009-11-01 | XDE NAMA,IKUT NAMA WISMA | 0
303934622 | TNB | DISTRIBUTION | CHERAS | Existing | BCRS/PCE/J00698 | CLUB HOUSE JADE HILL | RMU 2S+1F | RMU 2S+1F (A) |  |  | CLUB HOUSE JADE HILL | ATTACHED SINGLE |  | 11/0.415 kV | 2009-11-01 |  | 0
303944582 | TNB | DISTRIBUTION | CHERAS | Existing | BCRS/PCE/J00650 | HASIL KARYA S/B | RMU 2S+1F | RMU 2S + 1F |  |  | HASIL KARYA S/B | ATTACHED SINGLE |  | 11/0.415 kV | 2007-11-11 | P/E HASIL KARYA SDN BHD LOT 1839 JLN KPB 6 | 0
303954566 | TNB | DISTRIBUTION | CHERAS | Existing | BCRS/PCE/J00844 | PERSIARAN SG LONG 1/5 | RMU 2S+1F | RMU 2S + 1F |  |  | PERSIARAN SG LONG 1/5 | INDOOR SINGLE CHAMBER |  | 11/0.415 kV | 2007-11-11 | PERSIARAN BUKIT SUNGAI LONG 1/5, BUKIT SUNGAI LONG | 0
303988838 | TNB | DISTRIBUTION | CHERAS | Existing | BCRS/PCE/J00836 | RUMAH PANGSA KOS RENDAH TMN WAWASAN | RMU 2S+1F | RMU 2S + 1F |  |  | RUMAH PANGSA KOS RENDAH TMN WAWASAN | INDOOR SINGLE CHAMBER |  | 11/0.415 kV | 18/07/1998 | NO PE: (BB5476) | 0
303996141 | TNB | DISTRIBUTION | CHERAS | Existing | BCRS/PCE/J00549 | PERSIARAN BKT SG LONG NO 1 | RMU 2S+2F | RMU 2S + 2F |  |  | PERSIARAN BKT SG LONG NO 1 | INDOOR DOUBLE CHAMBER |  | 11/0.415 kV | 18/07/1998 | BBB5372 | 0
304041226 | TNB | DISTRIBUTION | CHERAS | Existing | BCRS/PCE/J00834 | TMN LESTARI INDAH | RMU 2S+1F | RMU 2S + 1F |  |  | TMN LESTARI INDAH | INDOOR SINGLE CHAMBER |  | 11/0.415 kV | 18/07/1998 | CRS 0030 | 0
304084392 | TNB | DISTRIBUTION | CHERAS | Existing | BCRS/PCE/J00489 | COMPACT PANGSUN (EMPANGAN PANGSUN) | RMU 2S+1F | RMU 2S+1F (B) |  |  | COMPACT PANGSUN (EMPANGAN PANGSUN) | COMPACT SUBS |  | 11/0.415 kV | 18/07/1998 |  | 0
424741280 | TNB | DISTRIBUTION | CHERAS | Existing | BCRS/PCE/J01341 | D-CRS-C16-0627 | CB 3S | CB |  |  | D-CRS-C16-0627 | ATTACHED |  |  |  | PE KILANG SEE YAT SING | 0
424741596 | TNB | DISTRIBUTION | CHERAS | Existing | BCRS/PCE/J01346 | D-CRS-C16-0654 | RMU 2S + 1F | RMU 2S + 1F |  |  | D-CRS-C16-0654 | ATTACHED |  |  |  | PE SILK I PARK | 0
424742224 | TNB | DISTRIBUTION | CHERAS | Existing | BCRS/PCE/J01333 | D-CRS-C16-0631 | CB 6S | SSU 11kV Single Bus (BS) |  |  | D-CRS-C16-0631 | ATTACHED |  |  |  | SSU GREEN RESIDENCE | 0
424742801 | TNB | DISTRIBUTION | CHERAS | Existing | BCRS/PCE/J01340 | PE TASIK VISTA RESIDEN | CB 6S | CB + 2 TX |  |  | PE TASIK VISTA RESIDEN | ATTACHED |  |  |  | PE TASIK VISTA RESIDEN | 0
424744230 | TNB | DISTRIBUTION | CHERAS | Existing | BCRS/PCE/J01353 | D-CRS-C16-0625 | RMU 2S + 2F | RMU 2S + 2F |  |  | D-CRS-C16-0625 | ATTACHED |  |  |  | PE STN MRT BUKIT DUKONG | 0
424749676 | TNB | DISTRIBUTION | CHERAS | Existing | BCRS/PCE/J01331 | D-CRS-C16-0333 | RMU 2S + 1F | RMU 2S + 1F |  |  | D-CRS-C16-0333 | ATTACHED |  |  |  | PE PUSAT NIAGA TANMING | 0
427293183 | TNB | DISTRIBUTION | CHERAS | Existing | BCRS/PCE/J00114 | KG SG TEKALI NO 2 A/T | RMU 2S + 1F | RMU 2S + 1F |  |  | KG SG TEKALI NO 2 A/T | PENCAWANG ATAS TIANG (PAT) |  | 11/0.415 kV | 2006-11-01 |  | 0
427300940 | TNB | DISTRIBUTION | CHERAS | Existing | BCRS/SSU/J00009 | SSU WOTP | CB 7S | SSU 11kV Single Bus (BS) |  |  | SSU WOTP | INDOOR DOUBLE CHAMBER |  | 11 kV |  |  | 0
427301496 | TNB | DISTRIBUTION | CHERAS | Existing | BCRS/PCE/J01257 | PE WOTP CHERAS NO 2 | RMU 2S + 2F | RMU 2S + 2F |  |  | PE WOTP CHERAS NO 2 | ATTACHED |  | 11 kV |  |  | 0
427302600 | TNB | DISTRIBUTION | CHERAS | Existing | BCRS/PCE/J01254 | PE WOTP CHERAS NO 3 | RMU | RMU 3S+2F |  |  | PE WOTP CHERAS NO 3 | ATTACHED |  | 11 kV |  |  | 0
427303310 | TNB | DISTRIBUTION | CHERAS | Existing | BCRS/PCE/J01255 | PE WOTP CHERAS NO 4 | RMU 2S + 2F | RMU 2S + 2F |  |  | PE WOTP CHERAS NO 4 | ATTACHED |  | 11 kV |  |  | 0
427898164 | TNB | DISTRIBUTION | CHERAS | Existing | BCRS/PCE/J00662 | BUKIT BAYU NO 2 | RMU | RMU 2S + 1F |  |  | BUKIT BAYU NO 2 | INDOOR SINGLE CHAMBER |  | 11/0.415 kV | 1999-11-01 |  | 0
427983778 | TNB | DISTRIBUTION | CHERAS | Existing | BCRS/PCE/J00960 | RUMAH SRI KENANGAN | RMU 2S + 1F | RMU 2S + 1F |  |  | RUMAH SRI KENANGAN | INDOOR SINGLE CHAMBER |  | 11/0.415 kV | 2010-07-01 |  | 0
428048247 | TNB | DISTRIBUTION | CHERAS | Existing | BCRS/PCE/J01316 | PE LOT 33132A BALAKONG | RMU | RMU 2S + 1F |  |  | PE LOT 33132A BALAKONG | ATTACHED |  | 11 kV |  |  | 0
428077581 | TNB | DISTRIBUTION | CHERAS | Existing | BCRS/PCE/J01261 | PE PDT FLAT SEKAMAT | RMU | RMU 2S + 1F |  |  | PE PDT FLAT SEKAMAT | ATTACHED |  | 11 kV |  |  | 0
428079626 | TNB | DISTRIBUTION | CHERAS | Existing | BCRS/PCE/J01259 | PE SILK RESIDENCE | CB | CB |  |  | PE SILK RESIDENCE | ATTACHED |  | 11 kV |  |  | 0
428112029 | TNB | DISTRIBUTION | CHERAS | Existing | BCRS/PCE/J01248 | PE PADAT AZ-ZAHRAH | RMU 2S + 1F | RMU 2S + 1F |  |  | PE PADAT AZ-ZAHRAH | ATTACHED |  | 11 kV |  |  | 0
428112743 | TNB | DISTRIBUTION | CHERAS | Existing | BCRS/PCE/J01263 | PE PDT TANG YEOW WAH | RMU | RMU 2S + 1F |  |  | PE PDT TANG YEOW WAH | COMPACT SUBS |  | 11 kV | 25/11/2015 |  | 0
428113460 | TNB | DISTRIBUTION | CHERAS | Existing | BCRS/PCE/J01322 | PDT WEI HUNG KPB 4 | RMU | RMU 2S + 1F |  |  | PDT WEI HUNG KPB 4 | ATTACHED SINGLE |  | 11/0.415 kV |  |  | 0
428195344 | TNB | DISTRIBUTION | CHERAS | Existing | BCRS/PCE/J01329 | PE SPECRIVER SDN BHD | RMU 2S + 1F | RMU 2S + 1F |  |  | PE SPECRIVER SDN BHD | ATTACHED |  | 11 kV |  | PE SPECRIVER | 0
428352265 | TNB | DISTRIBUTION | CHERAS | Existing | BCRS/PCE/J01282 | PE PDT SG MACAU | RMU | RMU 2S + 1F |  |  | PE PDT SG MACAU | ATTACHED |  | 11 kV |  |  | 0
428356559 | TNB | DISTRIBUTION | CHERAS | Existing | BCRS/PCE/J01251 | PE JEMCO DEVELOPMENT | RMU | RMU 2S + 2F |  |  | PE JEMCO DEVELOPMENT | ATTACHED |  | 11 kV |  |  | 0
428357610 | TNB | DISTRIBUTION | CHERAS | Existing | BCRS/PCE/J01249 | PE PADAT JEMCO DEV | RMU | RMU 2S + 1F |  |  | PE PADAT JEMCO DEV | ATTACHED |  | 11 kV |  |  | 0
428360853 | TNB | DISTRIBUTION | CHERAS | Existing | BCRS/PCE/J01296 | PE PDT PEH AH SOON KBP 6 | RMU 2S+1F | RMU 2S + 1F |  |  | PE PDT PEH AH SOON KBP 6 | ATTACHED |  | 11 kV |  |  | 0
428365147 | TNB | DISTRIBUTION | CHERAS | Existing | BCRS/PCE/J01293 | PE PDT PSTN KG BARU | RMU | RMU 2S + 1F |  |  | PE PDT PSTN KG BARU | ATTACHED |  | 11 kV |  |  | 0
428382323 | TNB | DISTRIBUTION | CHERAS | Existing | BCRS/PCE/J01298 | PE HQ HASIL KARYA | RMU | RMU 2S + 1F |  |  | PE HQ HASIL KARYA | ATTACHED |  | 11 kV |  |  | 0
428386617 | TNB | DISTRIBUTION | CHERAS | Existing | BCRS/PCE/J01271 | PE 737 APARTMENT NO 2 | RMU | RMU 2S + 1F |  |  | PE 737 APARTMENT NO 2 | ATTACHED |  |  |  |  | 0
428387576 | TNB | DISTRIBUTION | CHERAS | Existing | BCRS/PCE/J01270 | PE 737 APARTMENT NO 1 | RMU 2S + 2F | RMU 2S + 2F |  |  | PE 737 APARTMENT NO 1 | ATTACHED |  |  |  |  | 0
428395205 | TNB | DISTRIBUTION | CHERAS | Existing | BCRS/PCE/J01297 | PE PDT KAMPUNG SG TEKALI | RMU 2S + 1F | RMU 2S + 1F |  |  | PE PDT KAMPUNG SG TEKALI | ATTACHED |  | 11 kV |  |  | 0
428455321 | TNB | DISTRIBUTION | CHERAS | Existing | BCRS/PCE/J01375 | KK3 BTHO | RMU | RMU 2S + 1F |  |  | KK3 BTHO | Unknown |  |  | 1970-01-01 |  | 0
428468203 | TNB | DISTRIBUTION | CHERAS | Existing | BCRS/PCE/J01283 | PE CHERAS SELATAN 118 | RMU | RMU 2X (2S + 1F) |  |  | PE CHERAS SELATAN 118 | ATTACHED |  |  |  |  | 0
428563019 | TNB | DISTRIBUTION | CHERAS | Existing | BCRS/PCE/J01045 | TMN MESRA UTAMA IMPIAN EHSAN | RMU 3S+1F | RMU 3S+1F |  |  | TMN MESRA UTAMA IMPIAN EHSAN | INDOOR SINGLE CHAMBER |  | 11/0.415 kV | 30/05/2012 |  | 0
428642512 | TNB | DISTRIBUTION | CHERAS | Existing | BCRS/PCE/J01337 | D-CRS-C16-0628 | RMU 2S + 1F | RMU 2S + 1F |  |  | D-CRS-C16-0628 | ATTACHED |  |  |  | PE RESIDENSI 9 CHERAS 2 | 0
428643105 | TNB | DISTRIBUTION | CHERAS | Existing | BCRS/PCE/J01336 | D-CRS-C16-0628 | RMU 2S + 2F | RMU 2S + 2F |  |  | D-CRS-C16-0628 | ATTACHED |  |  |  | PE RESIDENSI 9 CHERAS 1 | 0
428987777 | TNB | DISTRIBUTION | CHERAS | Existing | BCRS/PCE/J01300 | PE PDT SENJA NO 2 | RMU 2S + 1F | RMU 2S + 1F |  |  | PE PDT SENJA NO 2 | ATTACHED |  |  |  | D-CRS-C16-0524 | 0
428988287 | TNB | DISTRIBUTION | CHERAS | Existing | BCRS/PCE/J01304 | PE SENJA NO 5 | RMU | RMU 3S+1F |  |  | PE SENJA NO 5 | ATTACHED |  |  |  | D-CRS-C16-0524 | 0
428988938 | TNB | DISTRIBUTION | CHERAS | Existing | BCRS/PCE/J01301 | PE PDT SENJA NO 6 | RMU 2S + 1F | RMU 2S + 1F |  |  | PE PDT SENJA NO 6 | ATTACHED |  |  |  | D-CRS-C16-0524 | 0
428989455 | TNB | DISTRIBUTION | CHERAS | Existing | BCRS/PCE/J01302 | PE PDT SENJA NO 4 | RMU 2S + 1F | RMU 2S + 1F |  |  | PE PDT SENJA NO 4 | ATTACHED |  |  |  | D-CRS-C16-0524 | 0
428989966 | TNB | DISTRIBUTION | CHERAS | Existing | BCRS/PCE/J01303 | PE PDT SENJA NO 3 | RMU 2S + 1F | RMU 2S + 1F |  |  | PE PDT SENJA NO 3 | ATTACHED |  |  |  | D-CRS-C16-0524 | 0
429305533 | TNB | DISTRIBUTION | CHERAS | Existing | BCRS/PCE/J01216 | PE PADAT SG MAMPIR | RMU | RMU 2S + 1F |  |  | PE PADAT SG MAMPIR | COMPACT SUBS |  |  |  |  | 0
429306208 | TNB | DISTRIBUTION | CHERAS | Existing | BCRS/PCE/J01294 | PE SIN CHEE HENG | RMU 2S + 1F | RMU 2S + 1F |  |  | PE SIN CHEE HENG | ATTACHED |  |  |  | SIN CHEE HENG | 0
429344179 | TNB | DISTRIBUTION | CHERAS | Existing | BCRS/PCE/J01274 | PE D' LANGAT | RMU 2S + 1F | RMU 2S + 1F |  |  | PE D' LANGAT | ATTACHED |  | 11 kV |  |  | 0
429400001 | TNB | DISTRIBUTION | CHERAS | Existing | BCRS/PCE/J01289 | PE JADE HILL I-PARK | RMU 2S + 2F | RMU 2S + 2F |  |  | PE JADE HILL I-PARK | INDOOR DOUBLE CHAMBER |  | 11/0.415 kV | 22/03/2016 |  | 0
429445330 | TNB | DISTRIBUTION | CHERAS | Existing | BCRS/SSU/J00012 | SSU TALENT TEAM | CB 8S + 1BS | SSU 11kV Single Bus (BS) |  |  | SSU TALENT TEAM | INDOOR DOUBLE CHAMBER |  | 11 kV |  |  | 0
429446135 | TNB | DISTRIBUTION | CHERAS | Existing | BCRS/PCE/J01345 | PE CHERAS VISTA 6 | RMU 2S + 2F | RMU 2S + 2F |  |  | PE CHERAS VISTA 6 | ATTACHED |  |  |  | PE CHERAS VISTA 6 | 0
429816589 | TNB | DISTRIBUTION | CHERAS | Existing | BCRS/SSU/J00011 | SSU TMN WAWASAN 1A | CB 9S + 1BS | SSU 11kV Single Bus (BS) |  |  | SSU TMN WAWASAN 1A | INDOOR DOUBLE CHAMBER |  | 11 kV |  |  | 0
433582443 | TNB | DISTRIBUTION | CHERAS | Existing | BCRS/PCE/J00711 | INDUSTRI BALAKONG JAYA NO 2 | CB 4S | CB |  |  | INDUSTRI BALAKONG JAYA NO 2 | INDOOR DOUBLE CHAMBER |  | 11/0.415 kV | 2004-11-01 |  | 0
434992610 | TNB | DISTRIBUTION | CHERAS | Existing | BCRS/PCE/J01352 | PE IWK SG LONG | RMU 2S + 1F | RMU 2S + 1F |  |  | PE IWK SG LONG | ATTACHED |  |  |  | PDT IWK SG LONG | 0
435444398 | TNB | DISTRIBUTION | CHERAS | Existing | BCRS/PCE/J01287 | D-CRS-C16-0656 | RMU 2S + 1F | RMU 2S + 1F |  |  | D-CRS-C16-0656 | ATTACHED |  |  |  | PE JLN WIRA HEIGHTS 5 | 0
435570479 | TNB | DISTRIBUTION | CHERAS | Existing | BCRS/PCE/J01309 | D-CRS-C16-0659 | RMU 2S + 2F | RMU 2S + 2F |  |  | D-CRS-C16-0659 | ATTACHED |  |  |  | PE EATON INT. SCHOOL | 0
435750827 | TNB | DISTRIBUTION | CHERAS | Existing | BCRS/PCE/J01314 | D-CRS-C16-0665 | RMU | RMU 2S + 1F |  |  | D-CRS-C16-0665 | ATTACHED |  |  |  | PDT WENG ZENG SDN BHD | 0
437058347 | TNB | DISTRIBUTION | CHERAS | Existing | BCRS/PCE/J01334 | PE PDT CHERAS VISTA 4 | RMU 2S + 1F | RMU 2S + 1F |  |  | PE PDT CHERAS VISTA 4 | ATTACHED |  |  |  | CHERAS VISTA 4 | 0
437193611 | TNB | DISTRIBUTION | CHERAS | Existing | BCRS/PCE/J01244 | PE JLN HULUBALANG BMC | RMU | RMU 2S + 1F |  |  | PE JLN HULUBALANG BMC | INDOOR SINGLE CHAMBER |  |  |  |  | 0
438129703 | TNB | DISTRIBUTION | CHERAS | Existing | BCRS/PCE/J01243 | KTM SERDANG | RMU | RMU 2S + 1F |  |  | KTM SERDANG | INDOOR SINGLE CHAMBER |  | 11/0.415 kV |  | KTM SERDANG | 0
438383049 | TNB | DISTRIBUTION | CHERAS | Existing | BCRS/PCE/J01277 | PE PDT ENNAI PLASTIK | RMU 2S + 1F | RMU 2S + 1F |  |  | PE PDT ENNAI PLASTIK | ATTACHED |  |  |  |  | 0
438581048 | TNB | DISTRIBUTION | CHERAS | Existing | BCRS/PCE/J00169 | BTHO NO 3 | RMU | RMU 3S+2F |  |  | BTHO NO 3 | ATTACHED DOUBLE |  | 11/0.415 kV | 2000-11-01 |  | 0
438696636 | TNB | DISTRIBUTION | CHERAS | Existing | BCRS/PCE/J00443 | SG LONG MEDICAL CENTRE | RMU | RMU 3S |  |  | SG LONG MEDICAL CENTRE | ATTACHED |  | 11/0.415 kV | 18/07/1998 |  | 0
438699998 | TNB | DISTRIBUTION | CHERAS | Existing | BCRS/PCE/J00835 | TMN LANGAT CERIA | CB 4S | CB |  |  | TMN LANGAT CERIA | ATTACHED DOUBLE |  | 11/0.415 kV | 18/07/1998 |  | 0
440431287 | TNB | DISTRIBUTION | CHERAS | Existing | BCRS/PCE/J01325 | PE WOO SHAO CON | RMU 2S + 2F | RMU 2S + 2F |  |  | PE WOO SHAO CON | ATTACHED |  |  |  | PE WOO SHAO CON | 0
440432575 | TNB | DISTRIBUTION | CHERAS | Existing | BCRS/PCE/J01324 | PE LOT 4 BHS BOOK (D-CRS-C16-0700) | CB 5S | SSU 11kV Single Bus (BS) |  |  | PE LOT 4 BHS BOOK (D-CRS-C16-0700) | ATTACHED SINGLE |  | 11/0.415 kV |  | PE LOT 4, BHS BOOK PRINTING SDN BHD | 0
440435581 | TNB | DISTRIBUTION | CHERAS | Existing | BCRS/PCE/J01326 | D-CRS-C16-0644 | RMU 2S + 2F | RMU 2S + 2F |  |  | D-CRS-C16-0644 | ATTACHED |  |  |  | PE JADITE SUITE 2 | 0
441912717 | TNB | DISTRIBUTION | CHERAS | Existing | BCRS/SSU/J00010 | SSU YOU VISTA CITY (c16-0543) | CB 5S | SSU 11kV Single Bus (BS) |  |  | SSU YOU VISTA CITY (c16-0543) | INDOOR DOUBLE CHAMBER |  | 11 kV |  |  | 0
441913272 | TNB | DISTRIBUTION | CHERAS | Existing | BCRS/PCE/J01338 | PE LOT 2297 BUKIT ANGKAT | RMU 2S + 2F | RMU 2S + 2F |  |  | PE LOT 2297 BUKIT ANGKAT | INDOOR DOUBLE CHAMBER |  | 11/0.415 kV |  | PE LOT 2297 BKT ANGKAT | 0
441917011 | TNB | DISTRIBUTION | CHERAS | Existing | BCRS/PCE/J01323 | D-CRS-C16-0684 | RMU 2S + 1F | RMU 2S + 1F |  |  | D-CRS-C16-0684 | ATTACHED |  |  |  | PE TMN CASA LAGENDA | 0
441917631 | TNB | DISTRIBUTION | CHERAS | Existing | BCRS/PCE/J01311 | D-CRS-C16-0620 | CB 5S | CB |  |  | D-CRS-C16-0620 | ATTACHED |  |  |  | PE EMERALD RESIDENCE | 0
442900371 | TNB | DISTRIBUTION | CHERAS | Existing | BCRS/PCE/J01310 | PE SAVILLE CHERAS KONDO(0605) | CB 4S | CB |  |  | PE SAVILLE CHERAS KONDO(0605) | ATTACHED |  |  |  |  | 0
442900726 | TNB | DISTRIBUTION | CHERAS | Existing | BCRS/PCE/J01330 | PE PDT TMN VILLA SAKURA (0691) | RMU 2S + 1F | RMU 2S + 1F |  |  | PE PDT TMN VILLA SAKURA (0691) | ATTACHED |  |  |  |  | 0
442901384 | TNB | DISTRIBUTION | CHERAS | Existing | BCRS/PCE/J01342 | PE CLOUDTREE NO 1 | RMU | RMU 2S + 2F |  |  | PE CLOUDTREE NO 1 | ATTACHED |  |  |  | PE CLOUDTREE NO.1 | 0
442902434 | TNB | DISTRIBUTION | CHERAS | Existing | BCRS/PCE/J01344 | PE CLOUDTREE NO 3 | RMU 2S + 2F | RMU 2S + 2F |  |  | PE CLOUDTREE NO 3 | ATTACHED |  |  |  |  | 0
442903484 | TNB | DISTRIBUTION | CHERAS | Existing | BCRS/PCE/J01343 | PE CLOUDTREE NO 2 | RMU | RMU 2S + 2F |  |  | PE CLOUDTREE NO 2 | ATTACHED |  |  |  |  | 0
442999099 | TNB | DISTRIBUTION | CHERAS | Existing | BCRS/PCE/J01313 | PE YEW LUM BALAKONG JAYA | RMU 2S + 1F | RMU 2S + 1F |  |  | PE YEW LUM BALAKONG JAYA | ATTACHED |  |  |  |  | 0
443003393 | TNB | DISTRIBUTION | CHERAS | Existing | BCRS/PCE/J01356 | SSU ONE AMERIN NO 1 | CB | SSU 11kV Single Bus (BS) |  |  | D-CRS-C15-0606 | ATTACHED |  |  |  |  | 0
443003809 | TNB | DISTRIBUTION | CHERAS | Existing | BCRS/PCE/J01357 | SSU ONE AMERIN NO 2 | CB | SSU 11kV Single Bus (BS) |  |  | D-CRS-C15-0606 | ATTACHED |  |  |  |  | 0
443888606 | TNB | DISTRIBUTION | CHERAS | Existing | BCRS/PCE/J01381 | PDT SHELL BMC | RMU | RMU 2S + 1F |  |  | PDT SHELL BMC | COMPACT SUBS |  |  | 1970-01-01 |  | 0
445051631 | TNB | DISTRIBUTION | CHERAS | Existing | BCRS/PCE/J01369 | D-CRS-C15-0624 | RMU | RMU 3S+1F |  |  | D-CRS-C15-0624 | ATTACHED |  |  |  | PE DREAM CITY B3 | 0
445052281 | TNB | DISTRIBUTION | CHERAS | Existing | BCRS/PCE/J01370 | D-CRS-C15-0624 | RMU | RMU 2S + 2F |  |  | D-CRS-C15-0624 | ATTACHED |  |  |  | PE DREAMCITY C1 | 0
445053337 | TNB | DISTRIBUTION | CHERAS | Existing | BCRS/PCE/J01368 | D-CRS-C15-0624 | RMU | RMU 2S + 2F |  |  | D-CRS-C15-0624 | ATTACHED |  |  |  | PE DREAMCITY C3 | 0
445054393 | TNB | DISTRIBUTION | CHERAS | Existing | BCRS/PCE/J01367 | D-CRS-C15-0624 | CB 9S | SSU 11kV Single Bus (BS) |  |  | D-CRS-C15-0624 | ATTACHED |  |  |  | SSU DREAMCITY C2 | 0
445091615 | TNB | DISTRIBUTION | CHERAS | Existing | BCRS/PCE/J01312 | LOT 31975 BINA PLASTIC INDUSTRIES | CB 5S | SSU 11kV Single Bus (BS) |  |  | BINA PLASTIC INDUSTRIES | ATTACHED SINGLE |  | 11/0.415 kV |  |  | 0
451024882 | TNB | DISTRIBUTION | CHERAS | Existing |  | BALAI BOMBA BTHO | RMU | RMU 2S + 1F |  |  |  | Unknown |  |  |  |  | 0
456696959 | TNB | DISTRIBUTION | CHERAS | Existing | BCRS/PCE/J01373 | D-CRS-C17-0680 | RMU | RMU 2S + 2F |  |  | D-CRS-C17-0680 | ATTACHED |  |  |  | PE SUTERA HEIGHTS | 0

## Output
Id | Owner Type | Owner Name | Operational Area | Status | ERMS Functional Location | Label | Switchgear Configuration | Design | ERMS System Status | ERMS User Status | Name | Substation Type | Voltage In/Out | Voltage In/Out _Old_ | Date Commissioned | Remarks | Feeder Points | Check | Detail
94459413 | TNB | DISTRIBUTION | CHERAS | Existing | BCRS/PCE/J01266 | PE KIDAMAI INDUSTRIAL PARK | RMU 2S+2F | RMU 2S+2F (C) |  |  | PE KIDAMAI INDUSTRIAL PARK | INDOOR SINGLE CHAMBER | 11/0.415 kV | 11/0.415 kV |  | CRS 0424 | 0 | Pass | null
301626525 | TNB | DISTRIBUTION | CHERAS | Existing | BCRS/PCE/J00765 | PERCETAKAN SAKTI | RMU 2S + 1F | RMU 2S + 1F |  |  | PERCETAKAN SAKTI | ATTACHED SINGLE | 11/0.415 kV | 11/0.415 kV | 18/07/1998 |  | 0 | Pass | null
8601423 | TNB | DISTRIBUTION | CHERAS | Existing | BCRS/PCE/J01135 | PADAT TECK LEE | RMU 2S+1F | RMU 2S+1F (A) |  |  | PADAT TECK LEE | COMPACT SUBS |  | 11 kV | 21/11/2013 | PE BARU | 0 | Pass | null
9009656 | TNB | DISTRIBUTION | CHERAS | Existing | BCRS/PCE/J01154 | MERCEDES | RMU 2S+1F | RMU 2S+1F (A) |  |  | MERCEDES | INDOOR SINGLE CHAMBER |  | 11/0.415 kV |  |  | 0 | Pass | null
9738802 | TNB | DISTRIBUTION | CHERAS | Existing | BCRS/PCE/J01252 | PE MPSB LOT 62034 | RMU 2S+1F | RMU 2S+1F (A) |  |  | PE MPSB LOT 62034 | INDOOR SINGLE CHAMBER |  | 11/0.415 kV | 14/02/2014 |  | 0 | Pass | null
10781627 | TNB | DISTRIBUTION | CHERAS | Existing | BCRS/PCE/J01122 | PDT SURIA MAHKOTA | RMU 2S+1F | RMU 2S+1F (A) |  |  | PDT SURIA MAHKOTA | COMPACT SUBS |  | 11 kV | 20140603 |  | 0 | Pass | null
10825502 | TNB | DISTRIBUTION | CHERAS | Existing | BCRS/PCE/J01320 | MAHKOTA HILLS | RMU 2S+1F | RMU 2S+1F (A) |  |  | MAHKOTA HILLS | ATTACHED SINGLE |  | 11/0.415 kV |  |  | 0 | Pass | null
10881404 | TNB | DISTRIBUTION | CHERAS | Existing | BCRS/PCE/J01146 | BUDIMAN BUSINESS NO 1 | RMU 2S+2F | RMU 2S+2F (A) |  |  | BUDIMAN BUSINESS NO 1 | INDOOR DOUBLE CHAMBER |  | 11/0.415 kV |  |  | 0 | Pass | null
10882373 | TNB | DISTRIBUTION | CHERAS | Existing | BCRS/PCE/J01173 | BUDIMAN BUSINESS NO 2 | RMU 2S+2F | RMU 2S+2F (A) |  |  | BUDIMAN BUSINESS NO 2 | INDOOR SINGLE CHAMBER |  | 11/0.415 kV |  |  | 0 | Pass | null
10928240 | TNB | DISTRIBUTION | CHERAS | Existing | BCRS/PCE/J01156 | SUNSHINE EST | VCB 3S | CB 3 Feeders |  |  | SUNSHINE EST | INDOOR SINGLE CHAMBER |  | 11/0.415 kV |  |  | 0 | Pass | null
11031312 | TNB | DISTRIBUTION | CHERAS | Existing | BCRS/PCE/J01319 | TAMAN SINAR HARAPAN | RMU 2S+1F | RMU 2S+1F (A) |  |  | TAMAN SINAR HARAPAN | ATTACHED SINGLE |  | 11/0.415 kV |  |  | 0 | Pass | null
14085327 | TNB | DISTRIBUTION | CHERAS | Existing | BCRS/PCE/J01017 | JLN JADE HILL 4/1 | RMU 2S+2F | RMU 2S+2F (A) |  |  | JLN JADE HILL 4/1 | INDOOR DOUBLE CHAMBER |  | 11/0.415 kV | 20131111 |  | 0 | Pass | null
14922303 | TNB | DISTRIBUTION | CHERAS | Existing | BCRS/PCE/J00189 | IBUSAWAT TELEKOM SG LONG | RMU 2S+1F | RMU 2S+1F (B) |  |  | IBUSAWAT TELEKOM SG LONG | OUTDOOR (OD WITH SWTCHGEAR) |  | 11/0.415 kV | 20001101 |  | 0 | Pass | null
14922609 | TNB | DISTRIBUTION | CHERAS | Existing | BCRS/PCE/J00188 | SG LONG NO 13 | RMU 2S+1F | RMU 2S+1F (A) |  |  | SG LONG NO 13 | INDOOR DOUBLE CHAMBER |  | 11/0.415 kV | 20001101 |  | 0 | Pass | null
16059645 | TNB | DISTRIBUTION | CHERAS | Existing | BCRS/PCE/J00190 | SG LONG NO 6 | RMU 2S+2F | RMU 2S+2F (B) |  |  | SG LONG NO 6 | INDOOR DOUBLE CHAMBER |  | 11/0.415 kV | 20001101 |  | 0 | Pass | null
16059924 | TNB | DISTRIBUTION | CHERAS | Existing | BCRS/PCE/J00195 | BDR SG LONG NO 14 | CB 3S | CB 3 Feeders |  |  | BDR SG LONG NO 14 | INDOOR SINGLE CHAMBER |  | 11/0.415 kV | 20001101 |  | 0 | Pass | null
16476282 | TNB | DISTRIBUTION | CHERAS | Existing | BCRS/PCE/J00574 | LFIP NO 1 | RMU 2 X (2S+1F) | RMU 2 X (2S+1F (B)) |  |  | LFIP NO 1 | INDOOR TRIPLE |  | 11/0.415 kV | 18/07/1998 |  | 0 | Pass | null
17618291 | TNB | DISTRIBUTION | CHERAS | Existing | BCRS/PCE/J01153 | TAMAN CHERAS IDAMAN NO 2 | RMU 2S+2F | RMU 2S+2F (A) |  |  | TAMAN CHERAS IDAMAN NO 2 | INDOOR SINGLE CHAMBER |  | 11/0.415 kV |  |  | 0 | Pass | null
19323109 | TNB | DISTRIBUTION | CHERAS | Existing | BCRS/PCE/J01110 | PE 2 : SURIA RESIDENT NO.2 | RMU 2S+1F | RMU 2S+1F (B) |  |  | PE 2 : SURIA RESIDENT NO.2 | INDOOR SINGLE CHAMBER |  | 11 kV | 20141002 |  | 0 | Pass | null
19324038 | TNB | DISTRIBUTION | CHERAS | Existing | BCRS/PCE/J01109 | PE 1 :SURIA RESIDENT NO.1 | RMU 2S+2F (D) | RMU 2S+2F (C) |  |  | PE 1 :SURIA RESIDENT NO.1 | INDOOR SINGLE CHAMBER |  | 11 kV | 20141002 |  | 0 | Pass | null
19474523 | TNB | DISTRIBUTION | CHERAS | Existing | BCRS/PCE/J00789 | TMN PERINDUSTRIAN ALFA IMPIAN NO 1 | RMU 2S+2F | RMU 2S+2F (C) |  |  | TMN PERINDUSTRIAN ALFA IMPIAN NO 1 | INDOOR DOUBLE CHAMBER |  | 11/0.415 kV | 16/02/2011 |  | 0 | Pass | null
19475816 | TNB | DISTRIBUTION | CHERAS | Existing | BCRS/PCE/J00790 | TMN PERINDUSTRIAN ALFA IMPIAN NO 2 | RMU 2S+1F | RMU 2S + 2F |  |  | TMN PERINDUSTRIAN ALFA IMPIAN NO 2 | INDOOR DOUBLE CHAMBER |  | 11/0.415 kV | 16/02/2011 |  | 0 | Pass | null
24561919 | TNB | DISTRIBUTION | CHERAS | Existing | BCRS/PCE/J01106 | GUPPY PLASTIK KARUNMAS | CB 3S | CB 3 Feeders |  |  | GUPPY PLASTIK KARUNMAS | ATTACHED |  | 11 kV | 20130208 |  | 0 | Pass | null
24954396 | TNB | DISTRIBUTION | CHERAS | Existing | BCRS/PCE/J00874 | TREND PAPER | RMU 2S + 1F | RMU 2S + 1F |  |  | TREND PAPER | INDOOR SINGLE CHAMBER |  | 11/0.415 kV | 18/07/1998 |  | 0 | Pass | null
24954495 | TNB | DISTRIBUTION | CHERAS | Existing | BCRS/PCE/J00873 | LAG LOVE | CB 3S | CB |  |  | LAG LOVE | ATTACHED |  | 11/0.415 kV | 18/07/1998 |  | 0 | Pass | null
24954853 | TNB | DISTRIBUTION | CHERAS | Existing | BCRS/PCE/J00775 | LCL FURNITURE | RMU 2S+1F | RMU 2S + 1F |  |  | LCL FURNITURE | ATTACHED SINGLE |  | 11/0.415 kV | 18/07/1998 |  | 0 | Pass | null
24969618 | TNB | DISTRIBUTION | CHERAS | Existing | BCRS/PCE/J00924 | STP BTHO | RMU 2S+1F | RMU 2S+1F (B) |  |  | STP BTHO | INDOOR SINGLE CHAMBER |  | 11/0.415 kV | 18/07/1998 | PE BARU | 0 | Pass | null
24978360 | TNB | DISTRIBUTION | CHERAS | Existing | BCRS/PCE/J00984 | TMN DUTAMAS NO 2 | RMU 2S+2F | RMU 3S+2F |  |  | TMN DUTAMAS NO 2 | ATTACHED DOUBLE |  | 11/0.415 kV | 20101101 |  | 0 | Pass | null
24978368 | TNB | DISTRIBUTION | CHERAS | Existing | BCRS/PCE/J00982 | COLOMBIA ASIA | RMU 2S+2F | RMU 2S+2F |  |  | COLOMBIA ASIA | ATTACHED DOUBLE |  | 11/0.415 kV | 20101101 | PE BARU | 0 | Pass | null
24991116 | TNB | DISTRIBUTION | CHERAS | Existing | BCRS/PCE/J00939 | HIJAUAN RESIDENCE NO 2 | RMU 2S+1F | RMU 2S+1F (B) |  |  | HIJAUAN RESIDENCE NO 2 | INDOOR DOUBLE CHAMBER |  | 11/0.415 kV | 18/07/2009 |  | 0 | Pass | null
25034076 | TNB | DISTRIBUTION | CHERAS | Existing | BCRS/PCE/J00454 | JLN PAHLAWAN 9/3 | RMU 2S+2F | RMU 2S+2F (C) |  |  | JLN PAHLAWAN 9/3 | INDOOR DOUBLE CHAMBER |  | 11/0.415 kV | 20051101 |  | 0 | Pass | null
25034104 | TNB | DISTRIBUTION | CHERAS | Existing | BCRS/PCE/J00518 | PANGSAPURI VISTA MAHKOTA | RMU 2S+1F | RMU 2S+1F (B) |  |  | PANGSAPURI VISTA MAHKOTA | INDOOR SINGLE CHAMBER |  | 11/0.415 kV | 16/03/2011 |  | 0 | Pass | null
25055591 | TNB | DISTRIBUTION | CHERAS | Existing | BCRS/PCE/J00681 | IND RINGAN BKT ANGKAT NO 2 | RMU 2S+1F | RMU 2S + 1F |  |  | IND RINGAN BKT ANGKAT NO 2 | INDOOR DOUBLE CHAMBER |  | 11/0.415 kV | 20051101 | P\E INDUSTRI RINGAN BUKIT ANGKAT NO2 | 0 | Pass | null
25055644 | TNB | DISTRIBUTION | CHERAS | Existing | BCRS/PCE/J00863 | RMH PAM TMN SUTERA | RMU 2S+1F | RMU 2S + 1F |  |  | RMH PAM TMN SUTERA | INDOOR SINGLE CHAMBER |  | 11/0.415 kV | 18/07/1998 |  | 0 | Pass | null
25055660 | TNB | DISTRIBUTION | CHERAS | Existing | BCRS/PCE/J00683 | IND RINGAN BKT ANGKAT NO 1 | RMU 3S+1F | RMU 3S+1F |  |  | IND RINGAN BKT ANGKAT NO 1 | INDOOR DOUBLE CHAMBER |  | 11/0.415 kV | 20051101 | PE INDUSTRI RINGAN BUKIT ANGKAT NO1 | 0 | Pass | null
25064270 | TNB | DISTRIBUTION | CHERAS | Existing | BCRS/PCE/J00937 | BOULEVARD BELIMBING HILLS | RMU 2S+1F | RMU 2S+1F (B) |  |  | BOULEVARD BELIMBING HILLS | INDOOR SINGLE CHAMBER |  | 11/0.415 kV | 20111111 |  | 0 | Pass | null
25077284 | TNB | DISTRIBUTION | CHERAS | Existing | BCRS/PCE/J00931 | HEPTA LOT 1869 | RMU 2S+1F | RMU 2S+1F (B) |  |  | HEPTA LOT 1869 | ATTACHED SINGLE |  | 11/0.415 kV | 18/07/1998 | CRS 0174 | 0 | Pass | null
25077288 | TNB | DISTRIBUTION | CHERAS | Existing | BCRS/PCE/J00956 | GOLDEN STAR CRYSTAL | RMU 2S+1F | RMU 2S+1F (A) |  |  | GOLDEN STAR CRYSTAL | ATTACHED SINGLE |  | 11/0.415 kV | 20091111 | BBB 5639 | 0 | Pass | null
25077292 | TNB | DISTRIBUTION | CHERAS | Existing | BCRS/PCE/J00963 | LOT 1842 JLN KPB 6 | RMU 2S+1F | RMU 2S+1F (B) |  |  | LOT 1842 JLN KPB 6 | ATTACHED SINGLE |  | 11/0.415 kV | 16/12/2009 | PE BARU | 0 | Pass | null
25081346 | TNB | DISTRIBUTION | CHERAS | Existing | BCRS/PCE/J01044 | HAO RESIDENCE | RMU 2S+2F | RMU 2S+1F (B) |  |  | HAO RESIDENCE | INDOOR SINGLE CHAMBER |  | 11/0.415 kV | 26/06/2012 | -CRS0409 | 0 | Pass | null
25081374 | TNB | DISTRIBUTION | CHERAS | Existing | BCRS/PCE/J00599 | PALM WALK NO 4 | RMU 2S+2F | RMU 2S+2F |  |  | PALM WALK NO 4 | INDOOR DOUBLE CHAMBER |  | 11/0.415 kV | 18/07/1998 |  | 0 | Pass | null
25081422 | TNB | DISTRIBUTION | CHERAS | Existing | BCRS/PCE/J00999 | WIRA HEIGHT | RMU 2S+1F | RMU 2S+1F (B) |  |  | WIRA HEIGHT | INDOOR DOUBLE CHAMBER |  | 11/0.415 kV | 20111101 | CRS 0197 | 0 | Pass | null
25558156 | TNB | DISTRIBUTION | CHERAS | Existing | BCRS/PCE/J00553 | BINAFIMAS S/B | RMU 2S+2F | RMU 2S+2F |  |  | BINAFIMAS S/B | ATTACHED SINGLE |  | 11/0.415 kV | 20091101 |  | 0 | Pass | null
25558160 | TNB | DISTRIBUTION | CHERAS | Existing | BCRS/PCE/J00816 | BINAFIMAS S/B NO 2 | RMU 2S+1F | RMU 2S+1F (B) |  |  | BINAFIMAS S/B NO 2 | ATTACHED SINGLE |  | 11/0.415 kV | 18/07/1998 |  | 0 | Pass | null
25566636 | TNB | DISTRIBUTION | CHERAS | Existing | BCRS/PCE/J01004 | TMN INDUSTRI ANGKAT PERDANA NO 1 | RMU 2S+2F | RMU 2S+2F |  |  | TMN INDUSTRI ANGKAT PERDANA NO 1 | INDOOR DOUBLE CHAMBER |  | 11/0.415 kV | 20091111 | PE BARU | 0 | Pass | null
25566704 | TNB | DISTRIBUTION | CHERAS | Existing | BCRS/PCE/J00601 | KAJANG HEIGHT NO 4 | RMU 2S+2F | RMU 2S+2F |  |  | KAJANG HEIGHT NO 4 | INDOOR DOUBLE CHAMBER |  | 11/0.415 kV | 20091101 |  | 0 | Pass | null
25566708 | TNB | DISTRIBUTION | CHERAS | Existing | BCRS/PCE/J00695 | STP JADE HILL | RMU 2S+1F | RMU 2S+1F (B) |  |  | STP JADE HILL | INDOOR SINGLE CHAMBER |  | 11/0.415 kV | 18/07/1998 | NEW PE-NO PE:CRS 0175 | 0 | Pass | null
25566716 | TNB | DISTRIBUTION | CHERAS | Existing | BCRS/PCE/J01005 | TMN INDUSTRI ANGKAT PERDANA NO 2 | RMU 2S+2F | RMU 2S+2F (A) |  |  | TMN INDUSTRI ANGKAT PERDANA NO 2 | INDOOR DOUBLE CHAMBER |  | 11/0.415 kV | 13/08/2010 | PE BARU | 0 | Pass | null
25575144 | TNB | DISTRIBUTION | CHERAS | Existing | BCRS/PCE/J00961 | ASRAMA GURU DUSUN TUA | CB 3 Feeders | CB 3 Feeders |  |  | ASRAMA GURU DUSUN TUA | INDOOR SINGLE CHAMBER |  | 11/0.415 kV | 20101101 | PE BARU/NO PE : CRS 0192 | 0 | Pass | null
25583954 | TNB | DISTRIBUTION | CHERAS | Existing | BCRS/PCE/J00902 | TMN PERKASA NO 5 | RMU 2S+1F | RMU 2S+1F (A) |  |  | TMN PERKASA NO 5 | INDOOR DOUBLE CHAMBER |  | 11/0.415 kV | 18/07/1998 | PE BARU | 0 | Pass | null
25588042 | TNB | DISTRIBUTION | CHERAS | Existing | BCRS/PCE/J00957 | LAGENDA SURIA NO 1 | RMU 2S+2F | RMU 2S+2F |  |  | LAGENDA SURIA NO 1 | ATTACHED DOUBLE |  | 11/0.415 kV | 13/08/2009 | PE BARU/CRS0071 | 0 | Pass | null
25588046 | TNB | DISTRIBUTION | CHERAS | Existing | BCRS/PCE/J00958 | LAGENDA SURIA NO 2 | RMU 2S+2F | RMU 2S+2F |  |  | LAGENDA SURIA NO 2 | ATTACHED DOUBLE |  | 11/0.415 kV | 13/08/2009 |  | 0 | Pass | null
25592404 | TNB | DISTRIBUTION | CHERAS | Existing | BCRS/PCE/J00716 | SOUTHERN LAKE NO 2 | RMU 2S+2F | RMU 2S+2F |  |  | SOUTHERN LAKE NO 2 | INDOOR DOUBLE CHAMBER |  | 11/0.415 kV | 18/07/1998 |  | 0 | Pass | null
25592412 | TNB | DISTRIBUTION | CHERAS | Existing | BCRS/PCE/J00951 | RUMAH PAM SOUTHERN LAKE | RMU 2S+1F | RMU 2S+1F (A) |  |  | RUMAH PAM SOUTHERN LAKE | INDOOR SINGLE CHAMBER |  | 11/0.415 kV | 18/07/1998 | PE BARU | 0 | Pass | null
25600856 | TNB | DISTRIBUTION | CHERAS | Existing | BCRS/PCE/J00854 | SMK DESA SERDANG | RMU 2S+1F | RMU 2S+1F (A) |  |  | SMK DESA SERDANG | INDOOR SINGLE CHAMBER |  | 11/0.415 kV | 20101111 |  | 0 | Pass | null
25600956 | TNB | DISTRIBUTION | CHERAS | Existing | BCRS/PCE/J00972 | BAYU PARK VILLE | RMU 2S+2F | RMU 2S+2F |  |  | BAYU PARK VILLE | INDOOR DOUBLE CHAMBER |  | 11/0.415 kV | 18/07/1998 | PE BARU | 0 | Pass | null
25605282 | TNB | DISTRIBUTION | CHERAS | Existing | BCRS/PCE/J01010 | LOT 5205 BLOK B | RMU 2S+1F | RMU 2S+1F (A) |  |  | LOT 5205 BLOK B | ATTACHED SINGLE |  | 11/0.415 kV | 20110607 | PE BARU | 0 | Pass | null
25605286 | TNB | DISTRIBUTION | CHERAS | Existing | BCRS/PCE/J01009 | LOT 5205 BLOK A | RMU 2S+1F | RMU 2S+1F (A) |  |  | LOT 5205 BLOK A | INDOOR SINGLE CHAMBER |  | 11/0.415 kV | 20111101 | PE BARU | 0 | Pass | null
428455321 | TNB | DISTRIBUTION | CHERAS | Existing | BCRS/PCE/J01375 | KK3 BTHO | RMU | RMU 2S + 1F |  |  | KK3 BTHO | Unknown |  |  | 19700101 |  | 0 | Fail | Please check "Substation Type"
25609592 | TNB | DISTRIBUTION | CHERAS | Existing | BCRS/PCE/J00579 | TMN PERINDUSTRIAN BALAKONG NO 3 | RMU 2S+2F | RMU 2S+2F |  |  | TMN PERINDUSTRIAN BALAKONG NO 3 | INDOOR DOUBLE CHAMBER |  | 11/0.415 kV | 21/07/2011 | PE BARU | 0 | Pass | null
25613734 | TNB | DISTRIBUTION | CHERAS | Existing | BCRS/PCE/J01093 | YEW LUM IND. | RMU 2S+2F | RMU 2S+2F |  |  | YEW LUM IND. | INDOOR DOUBLE CHAMBER |  | 11/0.415 kV | 21/11/2012 |  | 0 | Pass | null
25613754 | TNB | DISTRIBUTION | CHERAS | Existing | BCRS/PCE/J01002 | TMN INDUSTRI TALENT JAYA NO 1 | RMU 2S+1F | RMU 2S+1F (B) |  |  | TMN INDUSTRI TALENT JAYA NO 1 | COMPACT SUBS |  | 11/0.415 kV | 17/07/2016 | PE BARU | 0 | Pass | null
25613786 | TNB | DISTRIBUTION | CHERAS | Existing | BCRS/PCE/J00596 | BAYU COURTYARD | RMU 2S+1F | RMU 2S+1F (A) |  |  | BAYU COURTYARD | INDOOR DOUBLE CHAMBER |  | 11/0.415 kV | 20091101 | PE BARU | 0 | Pass | null
25613798 | TNB | DISTRIBUTION | CHERAS | Existing | BCRS/PCE/J01023 | KILANG JLN TANMING 2 NO 2 | RMU 2S+1F | RMU 2S+1F (B) |  |  | KILANG JLN TANMING 2 NO 2 | INDOOR SINGLE CHAMBER |  | 11/0.415 kV | 19/04/2013 |  | 0 | Pass | null
25613802 | TNB | DISTRIBUTION | CHERAS | Existing | BCRS/PCE/J01022 | KILANG JLN TANMING 2 NO 1 | RMU 2S+2F | RMU 2S+2F |  |  | KILANG JLN TANMING 2 NO 1 | INDOOR DOUBLE CHAMBER |  | 11/0.415 kV | 15/08/2012 |  | 0 | Pass | null
25613862 | TNB | DISTRIBUTION | CHERAS | Existing | BCRS/PCE/J00638 | LFIP NO 6 | RMU 2S+2F | RMU 2S + 2F |  |  | LFIP NO 6 | INDOOR TRIPLE |  | 11/0.415 kV | 20001111 |  | 0 | Pass | null
25622398 | TNB | DISTRIBUTION | CHERAS | Existing | BCRS/PCE/J00886 | VISTANA MAHKOTA JLN PAHLAWAN | RMU 2S+2F | RMU 2S+2F |  |  | VISTANA MAHKOTA JLN PAHLAWAN | ATTACHED DOUBLE |  | 11/0.415 kV | 18/07/1998 |  | 0 | Pass | null
25630886 | TNB | DISTRIBUTION | CHERAS | Existing | BCRS/PCE/J00936 | TMN TANMING IMPIAN BMC | RMU 2S+1F | RMU 2S+1F (B) |  |  | TMN TANMING IMPIAN BMC | COMPACT SUBS |  | 11/0.415 kV | 20121101 |  | 0 | Pass | null
25635292 | TNB | DISTRIBUTION | CHERAS | Existing | BCRS/SSU/J00008 | SSU JUSCO BMC | CB 5 Feeders+BS | CB 5 Feeders+BS |  |  | SSU JUSCO BMC | INDOOR DOUBLE CHAMBER |  | 11 kV |  |  | 0 | Pass | null
25652532 | TNB | DISTRIBUTION | CHERAS | Existing | BCRS/PCE/J01014 | PADAT BUKIT SURIA | RMU 2S+1F | RMU 2S+1F (B) |  |  | PADAT BUKIT SURIA | COMPACT SUBS |  | 11/0.415 kV | 26/07/2011 | PE BARU/CRS 0276 | 0 | Pass | null
26331256 | TNB | DISTRIBUTION | CHERAS | Existing | BCRS/PCE/J00985 | TMN TANMING MUTIARA NO 2 | RMU 2S+2F | RMU 2S+2F |  |  | TMN TANMING MUTIARA NO 2 | INDOOR DOUBLE CHAMBER |  | 11/0.415 kV | 20101101 | PE BARU/CRS 0072 | 0 | Pass | null
26889028 | TNB | DISTRIBUTION | CHERAS | Existing | BCRS/PCE/J00870 | CHERAS PRIMA NO 1 | RMU 3S + 2F | RMU 2S + 2F |  |  | CHERAS PRIMA NO 1 | INDOOR DOUBLE CHAMBER |  | 11/0.415 kV | 18/07/1998 |  | 0 | Pass | null
26889036 | TNB | DISTRIBUTION | CHERAS | Existing | BCRS/PCE/J00979 | APARTMENT TERATAI NO 2 | RMU 2S+1F | RMU 2S+1F (B) |  |  | APARTMENT TERATAI NO 2 | INDOOR DOUBLE CHAMBER |  | 11/0.415 kV | 18/07/1998 |  | 0 | Pass | null
26889040 | TNB | DISTRIBUTION | CHERAS | Existing | BCRS/PCE/J00949 | APARTMENT TERATAI NO 1 | RMU 2S+2F | RMU 2S+2F |  |  | APARTMENT TERATAI NO 1 | INDOOR DOUBLE CHAMBER |  | 11/0.415 kV | 18/07/1998 |  | 0 | Pass | null
26889044 | TNB | DISTRIBUTION | CHERAS | Existing | BCRS/PCE/J00867 | JLN SUTERA 1/5 | RMU 2S+1F | RMU 2S + 1F |  |  | JLN SUTERA 1/5 | INDOOR DOUBLE CHAMBER |  | 11/0.415 kV | 18/07/1998 |  | 0 | Pass | null
26889064 | TNB | DISTRIBUTION | CHERAS | Existing | BCRS/PCE/J00680 | IND RINGAN BKT ANGKAT NO 5 | RMU 2S+2F | RMU 2S + 2F |  |  | IND RINGAN BKT ANGKAT NO 5 | INDOOR DOUBLE CHAMBER |  | 11/0.415 kV | 20061101 | P\E INDUSTRI RINGAN BUKIT ANGKAT NO5 | 0 | Pass | null
26889072 | TNB | DISTRIBUTION | CHERAS | Existing | BCRS/PCE/J00865 | JLN SUTERA 2/1A | RMU 2S+2F | RMU 2S + 2F |  |  | JLN SUTERA 2/1A | INDOOR DOUBLE CHAMBER |  | 11/0.415 kV | 18/07/1998 | P\E BBB4902 JALAN SUTERA 2\1A | 0 | Pass | null
26889096 | TNB | DISTRIBUTION | CHERAS | Existing | BCRS/PCE/J00866 | JLN SUTERA 2/5 | RMU 2S+2F | RMU 2S + 2F |  |  | JLN SUTERA 2/5 | INDOOR DOUBLE CHAMBER |  | 11/0.415 kV | 18/07/1998 |  | 0 | Pass | null
37101005 | TNB | DISTRIBUTION | CHERAS | Existing | BCRS/PCE/J00430 | P/PURI SETIA KASTURI | RMU 2S+2F | RMU 2S+2F (A) |  |  | P/PURI SETIA KASTURI | ATTACHED DOUBLE |  | 11/0.415 kV | 19981111 |  | 0 | Pass | null
37101843 | TNB | DISTRIBUTION | CHERAS | Existing | BCRS/PCE/J00950 | YEW LUM NO 2 | RMU 3S | RMU 3S |  |  | YEW LUM NO 2 | ATTACHED SINGLE |  | 11/0.415 kV | 18/07/1998 |  | 0 | Pass | null
40904272 | TNB | DISTRIBUTION | CHERAS | Existing | BCRS/PCE/J00702 | APARTMENT DESA RIA | RMU 2S+2F | RMU 2S+2F |  |  | APARTMENT DESA RIA | ATTACHED DOUBLE |  | 11/0.415 kV | 20051101 |  | 0 | Pass | null
46924551 | TNB | DISTRIBUTION | CHERAS | Existing | BCRS/PCE/J00864 | TMN SUTERA 2/3A (TMN SUTERA) | CB 2 Feeders + 2 Tx | CB 2 Feeders + 2 Tx |  |  | TMN SUTERA 2/3A (TMN SUTERA) | INDOOR DOUBLE CHAMBER |  | 11/0.415 kV | 18/07/1998 |  | 0 | Pass | null
46924809 | TNB | DISTRIBUTION | CHERAS | Existing | BCRS/PCE/J00857 | SENADAYA | RMU 2S+1F | RMU 2S+1F (B) |  |  | SENADAYA | OUTDOOR (OD WITH SWTCHGEAR) |  | 11/0.415 kV | 18/07/1998 |  | 0 | Pass | null
47936826 | TNB | DISTRIBUTION | CHERAS | Existing | BCRS/PCE/J00973 | RUMAH KEDAI JUSCO | RMU 3S+2F | RMU 3S+2F |  |  | RUMAH KEDAI JUSCO | INDOOR SINGLE CHAMBER |  | 11/0.415 kV | 24/07/2008 |  | 0 | Pass | null
47937129 | TNB | DISTRIBUTION | CHERAS | Existing | BCRS/PCE/J00932 | CAREFOUR BTHO | RMU 3S | RMU 3S |  |  | CAREFOUR BTHO | ATTACHED |  | 11/0.415 kV | 18/07/1998 |  | 0 | Pass | null
50160329 | TNB | DISTRIBUTION | CHERAS | Existing | BCRS/PCE/J01003 | TMN INDUSTRI TALENT NO 2 | RMU 2S+2F | RMU 3S+2F |  |  | TMN INDUSTRI TALENT NO 2 | INDOOR DOUBLE CHAMBER |  | 11/0.415 kV | 26/10/2010 |  | 0 | Pass | null
60816085 | TNB | DISTRIBUTION | CHERAS | Existing | BCRS/PCE/J01085 | JLN DUTAMAS 9 | RMU 2S+2F | RMU 2S+2F |  |  | JLN DUTAMAS 9 | INDOOR DOUBLE CHAMBER |  | 11/0.415 kV | 20131101 |  | 0 | Pass | null
60828804 | TNB | DISTRIBUTION | CHERAS | Existing | BCRS/PCE/J01025 | DATARAN C180 NO 1 | RMU 2S+2F | RMU 2S+2F |  |  | DATARAN C180 NO 1 | ATTACHED DOUBLE |  | 11/0.415 kV | 13/01/2012 |  | 0 | Pass | null
60828972 | TNB | DISTRIBUTION | CHERAS | Existing | BCRS/PCE/J01061 | DATARAN C180 NO 2 | RMU 2S+2F | RMU 3S+2F |  |  | DATARAN C180 NO 2 | ATTACHED DOUBLE |  | 11/0.415 kV | 17/04/2012 |  | 0 | Pass | null
60829138 | TNB | DISTRIBUTION | CHERAS | Existing | BCRS/PCE/J01056 | DATARAN C180 NO 3 | RMU 2S+2F | RMU 3S+2F |  |  | DATARAN C180 NO 3 | ATTACHED DOUBLE |  | 11/0.415 kV | 17/04/2012 |  | 0 | Pass | null
60829931 | TNB | DISTRIBUTION | CHERAS | Existing | BCRS/PCE/J00667 | SWS THE MINES | RMU 3S | RMU 3S |  |  | SWS THE MINES | OUTDOOR (OD WITH SWTCHGEAR) |  | 11 kV | 18/07/1998 |  | 0 | Pass | null
60830041 | TNB | DISTRIBUTION | CHERAS | Existing | BCRS/PCE/J00980 | C180 NO 1 BALAKONG | RMU 2S+2F | RMU 2S+2F |  |  | C180 NO 1 BALAKONG | INDOOR DOUBLE CHAMBER |  | 11/0.415 kV | 20101101 |  | 0 | Pass | null
60928221 | TNB | DISTRIBUTION | CHERAS | Existing | BCRS/PCE/J01165 | DATARAN C180 NO 4 | RMU 2S+2F | RMU 2S+2F |  |  | DATARAN C180 NO 4 | ATTACHED |  | 11 kV |  |  | 0 | Pass | null
61020321 | TNB | DISTRIBUTION | CHERAS | Existing | BCRS/PCE/J01075 | JLN MAHKOTA RESIDENCE NO 1 | RMU 2S+2F | RMU 2S+2F |  |  | JLN MAHKOTA RESIDENCE NO 1 | INDOOR DOUBLE CHAMBER |  | 11/0.415 kV | 20120811 |  | 0 | Pass | null
61021224 | TNB | DISTRIBUTION | CHERAS | Existing | BCRS/PCE/J01048 | JLN MAHKOTA RESIDENCE NO 2 | RMU 2S+1F | RMU 2S+1F (B) |  |  | JLN MAHKOTA RESIDENCE NO 2 | INDOOR SINGLE CHAMBER |  | 11/0.415 kV | 20120811 |  | 0 | Pass | null
61048026 | TNB | DISTRIBUTION | CHERAS | Existing | BCRS/PCE/J01067 | S3 LAND | RMU 2S+2F | RMU 2S+2F |  |  | S3 LAND | INDOOR DOUBLE CHAMBER |  | 11/0.415 kV | 20120612 |  | 0 | Pass | null
61049214 | TNB | DISTRIBUTION | CHERAS | Existing | BCRS/PCE/J01040 | TMN SINAR MAHKOTA | RMU 2S+1F | RMU 2S+1F (A) |  |  | TMN SINAR MAHKOTA | INDOOR SINGLE CHAMBER |  | 11/0.415 kV | 20121103 |  | 0 | Pass | null
61073726 | TNB | DISTRIBUTION | CHERAS | Existing | BCRS/PCE/J01164 | JALAN SUTERA 4/2 | RMU 2S+1F | RMU 2S+1F (B) |  |  | JALAN SUTERA 4/2 | INDOOR SINGLE CHAMBER |  | 11 kV | 18/07/1998 |  | 0 | Pass | null
61074563 | TNB | DISTRIBUTION | CHERAS | Existing | BCRS/PCE/J01076 | SURIA COURT | RMU 2S+2F | RMU 2S+2F |  |  | SURIA COURT | INDOOR DOUBLE CHAMBER |  | 11/0.415 kV | 13/09/2012 |  | 0 | Pass | null
61075466 | TNB | DISTRIBUTION | CHERAS | Existing | BCRS/PCE/J01163 | JLN TEMENGGUNG 13/9 | RMU 2S+2F | RMU 2S+2F |  |  | JLN TEMENGGUNG 13/9 | INDOOR SINGLE CHAMBER |  | 11/0.415 kV | 20141101 |  | 0 | Pass | null
61128654 | TNB | DISTRIBUTION | CHERAS | Existing | BCRS/SSU/J00003 | SSU BKT BELIMBING | CB 9S+1BS | CB 5 Feeders |  |  | SSU BKT BELIMBING | INDOOR DOUBLE CHAMBER |  | 11 kV | 20101111 |  | 0 | Pass | null
61129372 | TNB | DISTRIBUTION | CHERAS | Existing | BCRS/PCE/J01072 | DEPOH RAPID | VCB 5 | CB 5 Feeders |  |  | DEPOH RAPID | INDOOR DOUBLE CHAMBER |  | 11/0.415 kV | 21/07/2011 |  | 0 | Pass | null
61846715 | TNB | DISTRIBUTION | CHERAS | Existing | BCRS/PCE/J00998 | LOT 1779 JLN KPB 4 (MASTER SHANGHAI) | RMU 3S | RMU 3S |  |  | LOT 1779 JLN KPB 4 (MASTER SHANGHAI) | ATTACHED SINGLE |  | 11/0.415 kV | 23/08/2010 |  | 0 | Pass | null
61847022 | TNB | DISTRIBUTION | CHERAS | Existing | BCRS/PCE/J00916 | CHEETAH BHD | RMU 2S+1F | RMU 2S+1F (B) |  |  | CHEETAH BHD | ATTACHED SINGLE |  | 11/0.415 kV | 26/10/2008 |  | 0 | Pass | null
61847218 | TNB | DISTRIBUTION | CHERAS | Existing | BCRS/PCE/J00772 | LOT 1809, JLN KPB 3 BALAKONG | RMU 2S+1F | RMU 2S+1F (B) |  |  | LOT 1809, JLN KPB 3 BALAKONG | ATTACHED SINGLE |  | 11/0.415 kV | 20111111 |  | 0 | Pass | null
61847707 | TNB | DISTRIBUTION | CHERAS | Existing | BCRS/PCE/J01037 | COLOUR IMAGE | CB 3S | CB 3 Feeders |  |  | COLOUR IMAGE | ATTACHED |  | 11 kV | 20120106 |  | 0 | Pass | null
61847967 | TNB | DISTRIBUTION | CHERAS | Existing | BCRS/PCE/J00922 | BINA PLASTIK NO 2 | RMU 2S+1F | RMU 2S+1F (B) |  |  | BINA PLASTIK NO 2 | ATTACHED SINGLE |  | 11/0.415 kV | 20121111 |  | 0 | Pass | null
61848087 | TNB | DISTRIBUTION | CHERAS | Existing | BCRS/PCE/J00565 | TMN INDUSTRI SELESA JAYA | VCB 3S | CB 3 Feeders |  |  | TMN INDUSTRI SELESA JAYA | ATTACHED |  | 11 kV | 20081111 |  | 0 | Pass | null
61848368 | TNB | DISTRIBUTION | CHERAS | Existing | BCRS/PCE/J00878 | CHERAS ZEN | RMU 2S+1F | RMU 2S+1F (B) |  |  | CHERAS ZEN | INDOOR DOUBLE CHAMBER |  | 11/0.415 kV | 18/11/2008 |  | 0 | Pass | null
62087871 | TNB | DISTRIBUTION | CHERAS | Existing | BCRS/PCE/J01055 | SEK SRI MURNI | RMU 2S+1F | RMU 2S+1F (A) |  |  | SEK SRI MURNI | INDOOR SINGLE CHAMBER |  | 11/0.415 kV | 20120408 |  | 0 | Pass | null
62087988 | TNB | DISTRIBUTION | CHERAS | Existing | BCRS/PCE/J01074 | SWS TMN MAS SEMENTARA B | RMU 3S | RMU 3S |  |  | SWS TMN MAS SEMENTARA B | OUTDOOR (OD WITH SWTCHGEAR) |  | 11 kV | 20101101 |  | 0 | Pass | null
62088105 | TNB | DISTRIBUTION | CHERAS | Existing | BCRS/PCE/J00096 | JORDONE CORPORATION NO 3 | RMU 2S+1F | RMU 2S+1F (B) |  |  | JORDONE CORPORATION NO 3 | INDOOR SINGLE CHAMBER |  | 11/0.415 kV | 14/03/2011 |  | 0 | Pass | null
62088225 | TNB | DISTRIBUTION | CHERAS | Existing | BCRS/PCE/J01046 | PADAT JURUNATURE, JLN TIMAH 3 | RMU 2S+1F | RMU 2S+1F (B) |  |  | PADAT JURUNATURE, JLN TIMAH 3 | COMPACT SUBS |  | 11/0.415 kV | 20120507 |  | 0 | Pass | null
62088737 | TNB | DISTRIBUTION | CHERAS | Existing | BCRS/PCE/J01041 | SUTERA RESIDENCE NO 1 | RMU 2S+1F | RMU 2S+1F (A) |  |  | SUTERA RESIDENCE NO 1 | ATTACHED SINGLE |  | 11/0.415 kV | 16/07/2012 |  | 0 | Pass | null
62089224 | TNB | DISTRIBUTION | CHERAS | Existing | BCRS/PCE/J01042 | SUTERA RESIDENCE NO 2 | RMU 2S+1F | RMU 2S+1F (A) |  |  | SUTERA RESIDENCE NO 2 | INDOOR SINGLE CHAMBER |  | 11/0.415 kV | 16/07/2012 |  | 0 | Pass | null
62089966 | TNB | DISTRIBUTION | CHERAS | Existing | BCRS/PCE/J01062 | JLN KWSN PERINDUSTRIAN BUDIMAN | RMU 2S+1F | RMU 2S+1F (B) |  |  | JLN KWSN PERINDUSTRIAN BUDIMAN | INDOOR SINGLE CHAMBER |  | 11/0.415 kV | 20120609 |  | 0 | Pass | null
62090456 | TNB | DISTRIBUTION | CHERAS | Existing | BCRS/PCE/J01043 | SUTERA RESIDENCE NO 3 | RMU 2S+1F | RMU 2S+1F (A) |  |  | SUTERA RESIDENCE NO 3 | INDOOR SINGLE CHAMBER |  | 11/0.415 kV | 16/07/2012 |  | 0 | Pass | null
62185238 | TNB | DISTRIBUTION | CHERAS | Existing | BCRS/PCE/J00545 | SURIA INDUSTRIAL PARK | RMU 2S+2F | RMU 2S+2F |  |  | SURIA INDUSTRIAL PARK | INDOOR DOUBLE CHAMBER |  | 11/0.415 kV | 20/07/2011 |  | 0 | Pass | null
62239280 | TNB | DISTRIBUTION | CHERAS | Existing | BCRS/PCE/J01069 | TMN ONE LAGENDA | RMU 2S+2F | RMU 2S+2F |  |  | TMN ONE LAGENDA | INDOOR DOUBLE CHAMBER |  | 11/0.415 kV | 26/11/2012 |  | 0 | Pass | null
62285355 | TNB | DISTRIBUTION | CHERAS | Existing | BCRS/PCE/J00122 | TIARA BKT HARTAMAS | RMU 2S+2F | RMU 2S+2F |  |  | TIARA BKT HARTAMAS | ATTACHED DOUBLE |  | 11/0.415 kV | 20/09/2012 |  | 0 | Pass | null
62286261 | TNB | DISTRIBUTION | CHERAS | Existing | BCRS/PCE/J00485 | SILK SG LONG NO 2 | RMU 2S+1F | RMU 2S+1F (B) |  |  | SILK SG LONG NO 2 | COMPACT SUBS |  | 11/0.415 kV | 18/07/1998 |  | 0 | Pass | null
62286573 | TNB | DISTRIBUTION | CHERAS | Existing | BCRS/PCE/J01095 | GIANT HIGHWAY BT 9 | CB 3S | CB 3 Feeders |  |  | GIANT HIGHWAY BT 9 | ATTACHED |  | 11/0.415 kV | 20121111 |  | 0 | Pass | null
62286717 | TNB | DISTRIBUTION | CHERAS | Existing | BCRS/PCE/J01031 | MAKTAB PDRM NO 2 | CB 5 Feeders+BS | CB 5 Feeders+BS |  |  | MAKTAB PDRM NO 2 | INDOOR SINGLE CHAMBER |  | 11 kV | 20121111 |  | 0 | Pass | null
62286967 | TNB | DISTRIBUTION | CHERAS | Existing | BCRS/PCE/J00977 | LOT PT 22174 BALAKONG | RMU 2S+1F | RMU 2S+1F (B) |  |  | LOT PT 22174 BALAKONG | ATTACHED SINGLE |  | 11/0.415 kV | 18/07/1998 |  | 0 | Pass | null
62287438 | TNB | DISTRIBUTION | CHERAS | Existing | BCRS/PCE/J00533 | GIANT VOICE | RMU 2S+1F | RMU 2S+1F (B) |  |  | GIANT VOICE | ATTACHED SINGLE |  | 11/0.415 kV | 18/07/1998 |  | 0 | Pass | null
62288390 | TNB | DISTRIBUTION | CHERAS | Existing | BCRS/PCE/J00311 | PADAT LOT 1875 | RMU 2S+1F | RMU 2S+1F (B) |  |  | PADAT LOT 1875 | COMPACT SUBS |  | 11/0.415 kV | 20101101 | PE ADVANCED ENGINEERING MNFCTRE S/B | 0 | Pass | null
62379063 | TNB | DISTRIBUTION | CHERAS | Existing | BCRS/PCE/J01071 | DIY KPB 6 | RMU 2S+1F | RMU 2S+1F (A) |  |  | DIY KPB 6 | ATTACHED SINGLE |  | 11/0.415 kV | 20121112 |  | 0 | Pass | null
62379181 | TNB | DISTRIBUTION | CHERAS | Existing | BCRS/PCE/J00603 | JOWAT MANUFACTURING | RMU 2S+1F (A) | RMU 2S+1F (A) |  |  | JOWAT MANUFACTURING | SEMI INDOOR |  | 11/0.415 kV | 20091101 |  | 0 | Pass | null
62379296 | TNB | DISTRIBUTION | CHERAS | Existing | BCRS/PCE/J00976 | MEHKO TANMING | RMU 2S+1F | RMU 2S+1F (A) |  |  | MEHKO TANMING | ATTACHED SINGLE |  | 11/0.415 kV | 18/07/1998 |  | 0 | Pass | null
62379419 | TNB | DISTRIBUTION | CHERAS | Existing | BCRS/PCE/J01068 | PETRONAS GREEN STATION | RMU 2S+1F | RMU 2S+1F (A) |  |  | PETRONAS GREEN STATION | ATTACHED SINGLE |  | 11/0.415 kV | 20120609 |  | 0 | Pass | null
62380031 | TNB | DISTRIBUTION | CHERAS | Existing | BCRS/PCE/J00964 | PADAT IBUSAWAT PDRM | RMU 2S+1F | RMU 2S+1F (A) |  |  | PADAT IBUSAWAT PDRM | COMPACT SUBS |  | 11/0.415 kV | 20101111 |  | 0 | Pass | null
62435892 | TNB | DISTRIBUTION | CHERAS | Existing | BCRS/PCE/J00946 | TMN KEMACAHAYA BLOK 3 | CB 5S | CB 5 Feeders |  |  | TMN KEMACAHAYA BLOK 3 | ATTACHED DOUBLE |  | 11/0.415 kV | 18/07/1998 |  | 0 | Pass | null
62436058 | TNB | DISTRIBUTION | CHERAS | Existing | BCRS/PCE/J00945 | TMN SURIA RESIDENCE | RMU 2S+1F | RMU 2S+1F (B) |  |  | TMN SURIA RESIDENCE | INDOOR SINGLE CHAMBER |  | 11/0.415 kV | 18/07/1998 |  | 0 | Pass | null
65882842 | TNB | DISTRIBUTION | CHERAS | Existing | BCRS/PCE/J01027 | D'IMPIAN TROPIKA | RMU 2S+2F | RMU 2S+2F |  |  | D'IMPIAN TROPIKA | INDOOR DOUBLE CHAMBER |  | 11/0.415 kV | 20120806 |  | 0 | Pass | null
65887136 | TNB | DISTRIBUTION | CHERAS | Existing | BCRS/PCE/J01166 | THE ROYALE | RMU 2S+1F | RMU 2S+1F (B) |  |  | THE ROYALE | INDOOR SINGLE CHAMBER |  | 11/0.415 kV | 20131101 |  | 0 | Pass | null
65895724 | TNB | DISTRIBUTION | CHERAS | Existing | BCRS/PCE/J00771 | CAPITAL ROUTE PLAZA | RMU 2S+1F | RMU 2S+1F (B) |  |  | CAPITAL ROUTE PLAZA | INDOOR SINGLE CHAMBER |  | 11/0.415 kV | 18/07/1998 |  | 0 | Pass | null
65925782 | TNB | DISTRIBUTION | CHERAS | Existing | BCRS/PCE/J00851 | TMN PINGGIRAN SEKAMAT | RMU 3S+1F | RMU 3S+1F |  |  | TMN PINGGIRAN SEKAMAT | INDOOR SINGLE CHAMBER |  | 11/0.415 kV | 18/07/1998 |  | 0 | Pass | null
65930076 | TNB | DISTRIBUTION | CHERAS | Existing | BCRS/PCE/J00997 | ADMIRAL PARK NO 2 | RMU 2S+2F | RMU 2S+1F (B) |  |  | ADMIRAL PARK NO 2 | INDOOR SINGLE CHAMBER |  | 11/0.415 kV | 20101101 |  | 0 | Pass | null
66020250 | TNB | DISTRIBUTION | CHERAS | Existing | BCRS/PCE/J00992 | PALM WALK NO 3 | RMU 2S+2F | RMU 2S+2F |  |  | PALM WALK NO 3 | INDOOR DOUBLE CHAMBER |  | 11/0.415 kV | 20101101 |  | 0 | Pass | null
66028838 | TNB | DISTRIBUTION | CHERAS | Existing | BCRS/PCE/J01053 | JLN BENTARA 14/5 BMC | RMU 2S+2F | RMU 2S+2F |  |  | JLN BENTARA 14/5 BMC | INDOOR DOUBLE CHAMBER |  | 11/0.415 kV | 20/11/2012 |  | 0 | Pass | null
66046278 | TNB | DISTRIBUTION | CHERAS | Existing | BCRS/PCE/J01090 | TMN SETIA IMPIAN NO 2 BKT ANGKAT | RMU 2S+2F | RMU 2S+2F |  |  | TMN SETIA IMPIAN NO 2 BKT ANGKAT | INDOOR DOUBLE CHAMBER |  | 11 kV | 20131101 |  | 0 | Pass | null
66054602 | TNB | DISTRIBUTION | CHERAS | Existing | BCRS/PCE/J01107 | JLN BKT SL 3/6 | RMU 2S+2F | RMU 2S+1F (A) |  |  | JLN BKT SL 3/6 | INDOOR DOUBLE CHAMBER |  | 11/0.415 kV | 20121111 |  | 0 | Pass | null
66071778 | TNB | DISTRIBUTION | CHERAS | Existing | BCRS/PCE/J01079 | JLN BKT SL 3/9 | RMU 2S+2F | RMU 2S+2F |  |  | JLN BKT SL 3/9 | INDOOR DOUBLE CHAMBER |  | 11/0.415 kV | 20101101 |  | 0 | Pass | null
66183422 | TNB | DISTRIBUTION | CHERAS | Existing | BCRS/PCE/J01063 | PERSIARAN JADE HILL | RMU 2S+2F | RMU 2S+2F |  |  | PERSIARAN JADE HILL | INDOOR DOUBLE CHAMBER |  | 11/0.415 kV | 20131101 |  | 0 | Pass | null
66213480 | TNB | DISTRIBUTION | CHERAS | Existing | BCRS/PCE/J01021 | LOT 33&42, JLN BALAKONG | RMU 2S+2F | RMU 3S+1F |  |  | LOT 33&42, JLN BALAKONG | ATTACHED SINGLE |  | 11/0.415 kV | 20111111 |  | 0 | Pass | null
66217774 | TNB | DISTRIBUTION | CHERAS | Existing | BCRS/PCE/J00938 | HIJAUAN RESIDENCE NO 1 | RMU 2S+2F | RMU 2S+2F |  |  | HIJAUAN RESIDENCE NO 1 | INDOOR SINGLE CHAMBER |  | 11/0.415 kV | 18/07/1999 |  | 0 | Pass | null
66226362 | TNB | DISTRIBUTION | CHERAS | Existing | BCRS/PCE/J01059 | TMN SRI MAS NO 2 | RMU 2S+2F | RMU 2S+2F |  |  | TMN SRI MAS NO 2 | INDOOR DOUBLE CHAMBER |  | 11/0.415 kV | 20130101 |  | 0 | Pass | null
66265008 | TNB | DISTRIBUTION | CHERAS | Existing | BCRS/PCE/J01317 | JLN DB 5/1 | RMU 2S+1F(A) | RMU 2S+1F (A) |  |  | JLN DB 5/1 | ATTACHED SINGLE |  | 11/0.415 kV |  |  | 0 | Pass | null
66273596 | TNB | DISTRIBUTION | CHERAS | Existing | BCRS/PCE/J00850 | RUMAH BIDAN | RMU 3S+1F | RMU 2S+1F (B) |  |  | RUMAH BIDAN | OUTDOOR (OD WITH SWTCHGEAR) |  | 11/0.415 kV | 18/07/1998 |  | 0 | Pass | null
66299360 | TNB | DISTRIBUTION | CHERAS | Existing | BCRS/PCE/J01094 | ASAHI KOSEI NO 3 | CB 3S | CB 3 Feeders |  |  | ASAHI KOSEI NO 3 | ATTACHED |  | 11 kV | 20121111 |  | 0 | Pass | null
66307948 | TNB | DISTRIBUTION | CHERAS | Existing | BCRS/PCE/J01077 | ML-16 INDUSTRIAL PARK | RMU 2S+2F | RMU 2S+2F |  |  | ML-16 INDUSTRIAL PARK | INDOOR DOUBLE CHAMBER |  | 11/0.415 kV | 20121111 |  | 0 | Pass | null
66312242 | TNB | DISTRIBUTION | CHERAS | Existing | BCRS/PCE/J01066 | SUKMA PESONA SURIA | RMU 2S+1F | RMU 2S+1F (A) |  |  | SUKMA PESONA SURIA | INDOOR SINGLE CHAMBER |  | 11/0.415 kV | 20130701 |  | 0 | Pass | null
66338006 | TNB | DISTRIBUTION | CHERAS | Existing | BCRS/PCE/J00954 | JLN IMPIAN INDAH NO 4 | RMU 2S+2F | RMU 2S+2F |  |  | JLN IMPIAN INDAH NO 4 | INDOOR DOUBLE CHAMBER |  | 11/0.415 kV | 19980511 |  | 0 | Pass | null
66355182 | TNB | DISTRIBUTION | CHERAS | Existing | BCRS/PCE/J01182 | TMN IND ANGKAT PERDANA NO 1 | RMU 2S+2F | RMU 2S+2F |  |  | TMN IND ANGKAT PERDANA NO 1 | INDOOR DOUBLE CHAMBER |  | 11/0.415 kV | 20091111 |  | 0 | Pass | null
66428180 | TNB | DISTRIBUTION | CHERAS | Existing | BCRS/PCE/J01091 | SWS TMN MAS SEMENTARA A | RMU 3S | RMU 3S |  |  | SWS TMN MAS SEMENTARA A | OUTDOOR (OD WITH SWTCHGEAR) |  | 11 kV | 20081111 |  | 0 | Pass | null
66441062 | TNB | DISTRIBUTION | CHERAS | Existing | BCRS/PCE/J00788 | BT 10 3/4 JLN CHERAS | RMU 2S+1F | RMU 2S+1F (B) |  |  | BT 10 3/4 JLN CHERAS | ATTACHED SINGLE |  | 11/0.415 kV | 18/07/1998 |  | 0 | Pass | null
66445356 | TNB | DISTRIBUTION | CHERAS | Existing | BCRS/PCE/J01052 | FOOK MEI | RMU 2S+2F | RMU 2S+1F (A) |  |  | FOOK MEI | INDOOR SINGLE CHAMBER |  | 11/0.415 kV | 27/02/2012 |  | 0 | Pass | null
451024882 | TNB | DISTRIBUTION | CHERAS | Existing |  | BALAI BOMBA BTHO | RMU | RMU 2S + 1F |  |  |  | Unknown |  |  |  |  | 0 | Fail | Please check "Substation Type"
66454563 | TNB | DISTRIBUTION | CHERAS | Existing | BCRS/PCE/J01019 | PADAT OVERSEA | RMU 2S+1F | RMU 2S+1F (A) |  |  | PADAT OVERSEA | COMPACT SUBS |  | 11/0.415 kV | 20111101 |  | 0 | Pass | null
66458238 | TNB | DISTRIBUTION | CHERAS | Existing | BCRS/PCE/J01070 | MENANG NUSANTARA | RMU 2S+1F | RMU 2S+1F (B) |  |  | MENANG NUSANTARA | ATTACHED SINGLE |  | 11/0.415 kV | 17/12/2012 |  | 0 | Pass | null
66462532 | TNB | DISTRIBUTION | CHERAS | Existing | BCRS/PCE/J01008 | LSF TECHNOLOGY S/B | RMU 3S | RMU 3S |  |  | LSF TECHNOLOGY S/B | ATTACHED |  | 11/0.415 kV | 20111101 |  | 0 | Pass | null
66471120 | TNB | DISTRIBUTION | CHERAS | Existing | BCRS/PCE/J01026 | CENTRAL MALAYA | RMU 2S+1F | RMU 2S+1F (B) |  |  | CENTRAL MALAYA | INDOOR SINGLE CHAMBER |  | 11/0.415 kV | 20120711 |  | 0 | Pass | null
66492590 | TNB | DISTRIBUTION | CHERAS | Existing | BCRS/PCE/J01092 | TAMAN MUTIARA JAYA NO 1 | RMU 2S+1F | RMU 2S+1F (A) |  |  | TAMAN MUTIARA JAYA NO 1 | INDOOR SINGLE CHAMBER |  | 11/0.415 kV | 20131101 |  | 0 | Pass | null
66514060 | TNB | DISTRIBUTION | CHERAS | Existing | BCRS/PCE/J00971 | JLN JADE HILL 1/1 | RMU 2S+2F | RMU 2S+2F |  |  | JLN JADE HILL 1/1 | INDOOR DOUBLE CHAMBER |  | 11/0.415 kV | 24/07/2010 |  | 0 | Pass | null
66522648 | TNB | DISTRIBUTION | CHERAS | Existing | BCRS/PCE/J01088 | TMN BAYU SEKAMAT | RMU 2S+1F | RMU 2S+1F (A) |  |  | TMN BAYU SEKAMAT | INDOOR SINGLE CHAMBER |  | 11/0.415 kV | 20131101 |  | 0 | Pass | null
66526942 | TNB | DISTRIBUTION | CHERAS | Existing | BCRS/PCE/J01084 | EAST PARK | RMU 2S+2F | RMU 2S+2F |  |  | EAST PARK | INDOOR DOUBLE CHAMBER |  | 11/0.415 kV | 20131101 |  | 0 | Pass | null
66569882 | TNB | DISTRIBUTION | CHERAS | Existing | BCRS/PCE/J01087 | AZR VTEC JLN SURIA 1 | RMU 2S+1F | RMU 2S+1F (A) |  |  | AZR VTEC JLN SURIA 1 | INDOOR SINGLE CHAMBER |  | 11/0.415 kV | 20131101 |  | 0 | Pass | null
66595646 | TNB | DISTRIBUTION | CHERAS | Existing | BCRS/PCE/J01035 | PADAT SEK SG SERAI | RMU 2S+1F | RMU 2S+1F (B) |  |  | PADAT SEK SG SERAI | COMPACT SUBS |  | 11/0.415 kV | 20120512 |  | 0 | Pass | null
66608528 | TNB | DISTRIBUTION | CHERAS | Existing | BCRS/PCE/J01081 | JLN TM 3/1 | RMU 2S+2F | RMU 2S+2F |  |  | JLN TM 3/1 | INDOOR SINGLE CHAMBER |  | 11/0.415 kV | 20131101 |  | 0 | Pass | null
66612822 | TNB | DISTRIBUTION | CHERAS | Existing | BCRS/PCE/J01102 | PALM WALK 3 NO 2 | RMU 2S+2F | RMU 2S+2F |  |  | PALM WALK 3 NO 2 | INDOOR DOUBLE CHAMBER |  | 11/0.415 kV | 23/04/2013 |  | 0 | Pass | null
66621410 | TNB | DISTRIBUTION | CHERAS | Existing | BCRS/PCE/J01103 | PALM WALK 3 NO 1 | RMU 2S+1F | RMU 2S+1F (A) |  |  | PALM WALK 3 NO 1 | INDOOR DOUBLE CHAMBER |  | 11/0.415 kV |  |  | 0 | Pass | null
66625704 | TNB | DISTRIBUTION | CHERAS | Existing | BCRS/PCE/J01038 | PERSIARAN JADE HILL TIMUR | RMU 2S+1F | RMU 2S+1F (A) |  |  | PERSIARAN JADE HILL TIMUR | INDOOR DOUBLE CHAMBER |  | 11/0.415 kV | 19/02/2013 |  | 0 | Pass | null
66651468 | TNB | DISTRIBUTION | CHERAS | Existing | BCRS/PCE/J01183 | TMN IND ANGKAT PERDANA NO 2 | RMU 2S+1F | RMU 2S+1F (B) |  |  | TMN IND ANGKAT PERDANA NO 2 | INDOOR DOUBLE CHAMBER |  | 11/0.415 kV | 13/08/2010 |  | 0 | Pass | null
66664404 | TNB | DISTRIBUTION | CHERAS | Existing | BCRS/PCE/J01015 | TMN BUKIT SURIA NO 1 | RMU 2S+2F | RMU 2S+2F |  |  | TMN BUKIT SURIA NO 1 | INDOOR DOUBLE CHAMBER |  | 11/0.415 kV | 14/07/2011 |  | 0 | Pass | null
66668644 | TNB | DISTRIBUTION | CHERAS | Existing | BCRS/PCE/J00948 | RUMAH 2 TINGKAT FASA 4 | RMU 2S+2F | RMU 2S+2F |  |  | RUMAH 2 TINGKAT FASA 4 | INDOOR DOUBLE CHAMBER |  | 11/0.415 kV | 18/07/1998 |  | 0 | Pass | null
66685960 | TNB | DISTRIBUTION | CHERAS | Existing | BCRS/PCE/J01030 | LOT 3396 JLN BJ 2 | RMU 2S+2F | RMU 2S+1F (A) |  |  | LOT 3396 JLN BJ 2 | INDOOR SINGLE CHAMBER |  | 11/0.415 kV | 20111111 |  | 0 | Pass | null
66707301 | TNB | DISTRIBUTION | CHERAS | Existing | BCRS/PCE/J00987 | JLN HULUBALANG 2/4 | RMU 2S+2F | RMU 2S+2F (A) |  |  | JLN HULUBALANG 2/4 | INDOOR DOUBLE CHAMBER |  | 11/0.415 kV | 20101101 |  | 0 | Pass | null
66750230 | TNB | DISTRIBUTION | CHERAS | Existing | BCRS/PCE/J01028 | GIACOMO | RMU 2S+1F | RMU 2S+1F (A) |  |  | GIACOMO | INDOOR DOUBLE CHAMBER |  | 11/0.415 kV | 20121111 |  | 0 | Pass | null
66758818 | TNB | DISTRIBUTION | CHERAS | Existing | BCRS/PCE/J00644 | BALAKONG 275 | RMU 2S+1F | RMU 2S+1F (B) |  |  | BALAKONG 275 | OUTDOOR (OD WITH SWTCHGEAR) |  | 11/0.415 kV | 20001101 |  | 0 | Pass | null
66767406 | TNB | DISTRIBUTION | CHERAS | Existing | BCRS/PCE/J01089 | KYK HEIGHT | RMU 2S+2F | RMU 2S+2F |  |  | KYK HEIGHT | INDOOR DOUBLE CHAMBER |  | 11/0.415 kV | 20131101 |  | 0 | Pass | null
66775994 | TNB | DISTRIBUTION | CHERAS | Existing | BCRS/PCE/J01007 | DAIDO AMISTAR (M) SDN BHD | RMU 3S+1F | RMU 2S+1F (B) |  |  | DAIDO AMISTAR (M) SDN BHD | INDOOR SINGLE CHAMBER |  | 11/0.415 kV | 20111101 |  | 0 | Pass | null
66801758 | TNB | DISTRIBUTION | CHERAS | Existing | BCRS/PCE/J00983 | TMN DUTAMAS NO 1 | RMU 2S+2F | RMU 2S+2F |  |  | TMN DUTAMAS NO 1 | ATTACHED DOUBLE |  | 11/0.415 kV | 20101101 |  | 0 | Pass | null
66827537 | TNB | DISTRIBUTION | CHERAS | Existing | BCRS/PCE/J00986 | JLN CHERAS VISTA NO 2 | RMU 2S+2F | RMU 2S+2F |  |  | JLN CHERAS VISTA NO 2 | INDOOR DOUBLE CHAMBER |  | 11/0.415 kV | 20/04/2010 |  | 0 | Pass | null
66883344 | TNB | DISTRIBUTION | CHERAS | Existing | BCRS/PCE/J00060 | KG SG SERAI | RMU 2S+1F | RMU 2S+1F (B) |  |  | KG SG SERAI | OUTDOOR (OD WITH SWTCHGEAR) |  | 11/0.415 kV | 19901101 |  | 0 | Pass | null
66921990 | TNB | DISTRIBUTION | CHERAS | Existing | BCRS/PCE/J01065 | AVENUE TWO | RMU 2S+1F | RMU 2S+1F (B) |  |  | AVENUE TWO | INDOOR DOUBLE CHAMBER |  | 11/0.415 kV | 22/11/2012 |  | 0 | Pass | null
66947754 | TNB | DISTRIBUTION | CHERAS | Existing | BCRS/PCE/J01036 | BATU 3 QUARRY | RMU 3S | RMU 3S |  |  | BATU 3 QUARRY | INDOOR SINGLE CHAMBER |  | 11/0.415 kV | 17/11/2012 |  | 0 | Pass | null
66990694 | TNB | DISTRIBUTION | CHERAS | Existing | BCRS/PCE/J01082 | JLN TEMENGGUNG 27/9 NO 1 | RMU 2S+2F | RMU 2S+2F |  |  | JLN TEMENGGUNG 27/9 NO 1 | INDOOR DOUBLE CHAMBER |  | 11/0.415 kV | 20131101 |  | 0 | Pass | null
66995018 | TNB | DISTRIBUTION | CHERAS | Existing | BCRS/PCE/J00557 | TMN BUKIT HARTAMAS FASA 2 | RMU 2S+1F | RMU 2S+1F (B) |  |  | TMN BUKIT HARTAMAS FASA 2 | INDOOR SINGLE CHAMBER |  | 11/0.415 kV | 18/07/1998 |  | 0 | Pass | null
66999282 | TNB | DISTRIBUTION | CHERAS | Existing | BCRS/PCE/J01047 | MAHKOTA CHERAS RESIDENCE | RMU 2S+2F | RMU 2S+2F |  |  | MAHKOTA CHERAS RESIDENCE | INDOOR DOUBLE CHAMBER |  | 11/0.415 kV | 23/01/2013 |  | 0 | Pass | null
67004642 | TNB | DISTRIBUTION | CHERAS | Existing | BCRS/PCE/J00947 | JLN CHERAS VISTA 2/1 BMC | RMU 2S+2F | RMU 2S+2F |  |  | JLN CHERAS VISTA 2/1 BMC | INDOOR DOUBLE CHAMBER |  | 11/0.415 kV | 18/07/1998 |  | 0 | Pass | null
67020752 | TNB | DISTRIBUTION | CHERAS | Existing | BCRS/PCE/J01050 | VIRIDIAN | RMU 2S+SF | RMU 2S+2F |  |  | VIRIDIAN | INDOOR DOUBLE CHAMBER |  | 11/0.415 kV | 20131101 |  | 0 | Pass | null
67072387 | TNB | DISTRIBUTION | CHERAS | Existing | BCRS/PCE/J01083 | JLN TEMENGGUNG 27/9 NO 2 | RMU 2S+2F | RMU 2S+2F |  |  | JLN TEMENGGUNG 27/9 NO 2 | INDOOR DOUBLE CHAMBER |  | 11/0.415 kV | 20131101 |  | 0 | Pass | null
67080868 | TNB | DISTRIBUTION | CHERAS | Existing | BCRS/PCE/J01064 | JLN JADE HILL 12/1 | RMU 2S+2F | RMU 2S+2F |  |  | JLN JADE HILL 12/1 | INDOOR DOUBLE CHAMBER |  | 11/0.415 kV | 20131101 |  | 0 | Pass | null
67149572 | TNB | DISTRIBUTION | CHERAS | Existing | BCRS/PCE/J01096 | MAKTAB TENTERA DIRAJA | CB 3S | CB 3 Feeders |  |  | MAKTAB TENTERA DIRAJA | ATTACHED |  | 11 kV | 20130401 |  | 0 | Pass | null
67167337 | TNB | DISTRIBUTION | CHERAS | Existing | BCRS/PCE/J00497 | PERDANA AVENUE | RMU 3S | RMU 3S |  |  | PERDANA AVENUE | ATTACHED |  | 11 kV | 18/07/2007 |  | 0 | Pass | null
67514622 | TNB | DISTRIBUTION | CHERAS | Existing | BCRS/PCE/J00996 | JLN DESA BUDIMAN | RMU 2S+1F | RMU 2S+1F (B) |  |  | JLN DESA BUDIMAN | INDOOR DOUBLE CHAMBER |  | 11/0.415 kV | 20101101 |  | 0 | Pass | null
67515204 | TNB | DISTRIBUTION | CHERAS | Existing | BCRS/PCE/J01012 | JLN DESA BUDIMAN NO 2 | RMU 2S+2F | RMU 2S+2F |  |  | JLN DESA BUDIMAN NO 2 | INDOOR DOUBLE CHAMBER |  | 11/0.415 kV | 20111101 |  | 0 | Pass | null
67523348 | TNB | DISTRIBUTION | CHERAS | Existing | BCRS/PCE/J01121 | LOT PT 52214 JLN KPB 10 | RMU 2S+1F | RMU 2S+1F (B) |  |  | LOT PT 52214 JLN KPB 10 | INDOOR SINGLE CHAMBER |  | 11/0.415 kV | 20130105 |  | 0 | Pass | null
67640076 | TNB | DISTRIBUTION | CHERAS | Existing | BCRS/PCE/J00901 | LFIP NO 8 | RMU 2S+1F | RMU 2S+1F (B) |  |  | LFIP NO 8 | INDOOR DOUBLE CHAMBER |  | 11/0.415 kV | 20111111 |  | 0 | Pass | null
67640797 | TNB | DISTRIBUTION | CHERAS | Existing | BCRS/PCE/J00633 | CHOY SOON HENG REALTY | RMU 2S+1F | RMU 2S+1F (B) |  |  | CHOY SOON HENG REALTY | INDOOR SINGLE CHAMBER |  | 11/0.415 kV | 19971111 |  | 0 | Pass | null
67641370 | TNB | DISTRIBUTION | CHERAS | Existing | BCRS/PCE/J00974 | YEW LUM NO 3 | RMU 2S+1F | RMU 2S+1F (B) |  |  | YEW LUM NO 3 | ATTACHED SINGLE |  | 11/0.415 kV | 19911111 |  | 0 | Pass | null
67665593 | TNB | DISTRIBUTION | CHERAS | Existing | BCRS/PCE/J00970 | JLN JADEHILL 2/1 | RMU 2S+2F | RMU 2S+2F (B) |  |  | JLN JADEHILL 2/1 | INDOOR DOUBLE CHAMBER |  | 11/0.415 kV | 20121111 |  | 0 | Pass | null
67667358 | TNB | DISTRIBUTION | CHERAS | Existing | BCRS/PCE/J01054 | JLN PERSIARAN JADE HILL TIMUR | RMU 2S+2F | RMU 2S+2F (C) |  |  | JLN PERSIARAN JADE HILL TIMUR | INDOOR DOUBLE CHAMBER |  | 11/0.415 kV | 20130503 |  | 0 | Pass | null
67746604 | TNB | DISTRIBUTION | CHERAS | Existing | BCRS/PCE/J00981 | C180 NO 2 BALAKONG | RMU 3S+2F | RMU 3S+2F |  |  | C180 NO 2 BALAKONG | INDOOR DOUBLE CHAMBER |  | 11/0.415 kV | 20101111 |  | 0 | Pass | null
67798028 | TNB | DISTRIBUTION | CHERAS | Existing | BCRS/PCE/J01049 | PADAT ADAPT HOUSING | RMU 2S+1F | RMU 2S+1F (A) |  |  | PADAT ADAPT HOUSING | COMPACT SUBS |  | 11/0.415 kV | 20131101 |  | 0 | Pass | null
67935470 | TNB | DISTRIBUTION | CHERAS | Existing | BCRS/PCE/J00593 | TMN PERINDUSTIRAN BALAKONG NO 1 | RMU 2S+2F | RMU 2S+2F |  |  | TMN PERINDUSTIRAN BALAKONG NO 1 | INDOOR DOUBLE CHAMBER |  | 11/0.415 kV | 20081101 |  | 0 | Pass | null
68446447 | TNB | DISTRIBUTION | CHERAS | Existing | BCRS/PCE/J00560 | TMN BUKIT SURIA NO 2 | RMU 2S+1F | RMU 2S+1F (A) |  |  | TMN BUKIT SURIA NO 2 | INDOOR DOUBLE CHAMBER |  | 11/0.415 kV | 20031101 |  | 0 | Pass | null
68893171 | TNB | DISTRIBUTION | CHERAS | Existing | BCRS/PCE/J01086 | AVENUE 6 NO 1 | RMU 2S+1F (B) | RMU 2S+1F (B) |  |  | AVENUE 6 NO 1 | INDOOR DOUBLE CHAMBER |  | 11/0.415 kV | 20131101 |  | 0 | Pass | null
68893658 | TNB | DISTRIBUTION | CHERAS | Existing | BCRS/PCE/J01051 | AVENUE 6 NO 2 | RMU 2S+1F (B) | RMU 2S+1F (B) |  |  | AVENUE 6 NO 2 | INDOOR SINGLE CHAMBER |  | 11/0.415 kV | 20120311 |  | 0 | Pass | null
70537538 | TNB | DISTRIBUTION | CHERAS | Existing | BCRS/PCE/J01080 | TMN GOOD VIEW | RMU 2S+2F | RMU 2S+2F (A) |  |  | TMN GOOD VIEW | INDOOR SINGLE CHAMBER |  | 11/0.415 kV | 20131101 |  | 0 | Pass | null
70846706 | TNB | DISTRIBUTION | CHERAS | Existing | BCRS/PCE/J00975 | SEIK LAM COMPONENTS | RMU 2S+1F | RMU 2S+1F (B) |  |  | SEIK LAM COMPONENTS | ATTACHED SINGLE |  | 11/0.415 kV | 18/07/1998 |  | 0 | Pass | null
70958350 | TNB | DISTRIBUTION | CHERAS | Existing | BCRS/PCE/J00779 | TMN DESA BARU NO 2 COMPACT | RMU 2S+1F | RMU 2S+1F (B) |  |  | TMN DESA BARU NO 2 COMPACT | COMPACT SUBS |  | 11/0.415 kV | 18/07/1998 |  | 0 | Pass | null
70966938 | TNB | DISTRIBUTION | CHERAS | Existing | BCRS/PCE/J01034 | PE JALAN PERUSAHAAN 3 | RMU 2S+2F | RMU 2S+2F (C) |  |  | PE JALAN PERUSAHAAN 3 | INDOOR DOUBLE CHAMBER |  | 11/0.415 kV | 28/07/2012 |  | 0 | Pass | null
71104646 | TNB | DISTRIBUTION | CHERAS | Existing | BCRS/PCE/J01024 | TMN SETIA IMPIAN BKT ANGKAT | RMU 2S+2F | RMU 2S+2F (C) |  |  | TMN SETIA IMPIAN BKT ANGKAT | INDOOR DOUBLE CHAMBER |  | 11/0.415 kV | 20121201 |  | 0 | Pass | null
76897299 | TNB | DISTRIBUTION | CHERAS | Existing | BCRS/PCE/J01104 | MULIA BERSAMA KPB 1 | CB 2 Feeders + 1Tx | CB 2 Feeders + 1Tx |  |  | MULIA BERSAMA KPB 1 | ATTACHED SINGLE |  | 11/0.415 kV | 15/07/2013 |  | 0 | Pass | null
76898638 | TNB | DISTRIBUTION | CHERAS | Existing | BCRS/PCE/J00442 | PE EVERSMART | RMU 2S+1F | RMU 2S+1F (A) |  |  | PE EVERSMART | ATTACHED SINGLE |  | 11/0.415 kV | 20091111 | PE BARU | 0 | Pass | null
76898770 | TNB | DISTRIBUTION | CHERAS | Existing | BCRS/PCE/J00978 | COUNTRY WIDE BOOK | RMU 2S+1F | RMU 2S+1F (B) |  |  | COUNTRY WIDE BOOK | ATTACHED SINGLE |  | 11/0.415 kV | 20/07/2010 | PE BARU | 0 | Pass | null
76914861 | TNB | DISTRIBUTION | CHERAS | Existing | BCRS/PCE/J00894 | TMN WANGSA CHERAS NO 1 | RMU 2S+1F | RMU 2S+1F (B) |  |  | TMN WANGSA CHERAS NO 1 | INDOOR DOUBLE CHAMBER |  | 11/0.415 kV | 18/07/2008 |  | 0 | Pass | null
76915616 | TNB | DISTRIBUTION | CHERAS | Existing | BCRS/PCE/J00432 | TMN LAGENDA MAS NO 2 | RMU 2S+2F | RMU 2S+2F (A) |  |  | TMN LAGENDA MAS NO 2 | INDOOR DOUBLE CHAMBER |  | 11/0.415 kV | 20021101 |  | 0 | Pass | null
76916036 | TNB | DISTRIBUTION | CHERAS | Existing | BCRS/PCE/J00952 | SUNWAY CHERAS LOW COST FLAT | RMU 2S+1F | RMU 2S+1F (A) |  |  | SUNWAY CHERAS LOW COST FLAT | ATTACHED SINGLE |  | 11/0.415 kV | 19/08/2007 |  | 0 | Pass | null
76916782 | TNB | DISTRIBUTION | CHERAS | Existing | BCRS/PCE/J00431 | TMN LAGENDA MAS NO 1 | RMU 2S+2F | RMU 2S+2F (D) |  |  | TMN LAGENDA MAS NO 1 | INDOOR DOUBLE CHAMBER |  | 11/0.415 kV | 20051101 |  | 0 | Pass | null
76917390 | TNB | DISTRIBUTION | CHERAS | Existing | BCRS/PCE/J00428 | TMN SEGAR PERDANA NO 4 | RMU 2S+2F | RMU 2S+2F (A) |  |  | TMN SEGAR PERDANA NO 4 | INDOOR DOUBLE CHAMBER |  | 11/0.415 kV | 20031101 |  | 0 | Pass | null
76919620 | TNB | DISTRIBUTION | CHERAS | Existing | BCRS/PCE/J01060 | PRIMA VILLA CONDO | RMU 2S+2F | RMU 2S+2F (C) |  |  | PRIMA VILLA CONDO | ATTACHED DOUBLE |  | 11/0.415 kV | 20131101 |  | 0 | Pass | null
76920378 | TNB | DISTRIBUTION | CHERAS | Existing | BCRS/PCE/J00609 | PERDANA HEIGHT (CHERAS PERDANA) | CB 4S | VCB 4 Feeders |  |  | PERDANA HEIGHT (CHERAS PERDANA) | INDOOR DOUBLE CHAMBER |  | 11/0.415 kV | 18/07/1998 |  | 0 | Pass | null
76921285 | TNB | DISTRIBUTION | CHERAS | Existing | BCRS/PCE/J00962 | PANGSAPURI AKASIA | RMU 2S+1F | RMU 2S+1F (B) |  |  | PANGSAPURI AKASIA | ATTACHED SINGLE |  | 11/0.415 kV | 24/06/2009 |  | 0 | Pass | null
76922186 | TNB | DISTRIBUTION | CHERAS | Existing | BCRS/PCE/J01016 | TOWN PARK 1 NO 3 | RMU 2S+1F | RMU 2S+1F (A) |  |  | TOWN PARK 1 NO 3 | INDOOR DOUBLE CHAMBER |  | 11/0.415 kV | 20111101 |  | 0 | Pass | null
76922508 | TNB | DISTRIBUTION | CHERAS | Existing | BCRS/PCE/J01029 | RICHWAY | RMU 2S+2F | RMU 2S+2F (A) |  |  | RICHWAY | INDOOR DOUBLE CHAMBER |  | 11/0.415 kV | 20111111 |  | 0 | Pass | null
76923937 | TNB | DISTRIBUTION | CHERAS | Existing | BCRS/PCE/J01097 | TMN TROPICANA CHERAS | RMU 2S+2F | RMU 2S+2F (A) |  |  | TMN TROPICANA CHERAS | INDOOR DOUBLE CHAMBER |  | 11/0.415 kV | 24/07/2013 |  | 0 | Pass | null
76925205 | TNB | DISTRIBUTION | CHERAS | Existing | BCRS/PCE/J00459 | TMN PINGGIRAN MAHKOTA - B2332 | RMU 2S+1F | RMU 2S+1F (A) |  |  | TMN PINGGIRAN MAHKOTA - B2332 | INDOOR SINGLE CHAMBER |  | 11/0.415 kV | 20061101 |  | 0 | Pass | null
76925411 | TNB | DISTRIBUTION | CHERAS | Existing | BCRS/PCE/J00993 | COMPACT JLN BENDAHARA | RMU 2S+1F | RMU 2S+1F (B) |  |  | COMPACT JLN BENDAHARA | COMPACT SUBS |  | 11/0.415 kV | 20101101 |  | 0 | Pass | null
76926546 | TNB | DISTRIBUTION | CHERAS | Existing | BCRS/PCE/J01101 | TANMING MUTIARA 2 | RMU 2S+2F | RMU 2S+2F (A) |  |  | TANMING MUTIARA 2 | INDOOR SINGLE CHAMBER |  | 11/0.415 kV |  |  | 0 | Pass | null
76936464 | TNB | DISTRIBUTION | CHERAS | Existing | BCRS/PCE/J00043 | KG ORG ASLI PANGSOON PADAT | RMU 2S+1F | RMU 2S+1F (A) |  |  | KG ORG ASLI PANGSOON PADAT | COMPACT SUBS |  | 11/0.415 kV | 20001101 |  | 0 | Pass | null
76937877 | TNB | DISTRIBUTION | CHERAS | Existing | BCRS/PCE/J00995 | META ALLIANCE IND | RMU 2S+1F | RMU 2S+1F (A) |  |  | META ALLIANCE IND | ATTACHED SINGLE |  | 11/0.415 kV | 20111101 |  | 0 | Pass | null
76938033 | TNB | DISTRIBUTION | CHERAS | Existing | BCRS/PCE/J00959 | SUNWAY QUARRY INDUSTRIES | RMU 2S + 2F | RMU 2S+2F (A) |  |  | SUNWAY QUARRY INDUSTRIES | INDOOR SINGLE CHAMBER |  | 11/0.415 kV | 18/07/1998 |  | 0 | Pass | null
76938398 | TNB | DISTRIBUTION | CHERAS | Existing | BCRS/PCE/J00003 | PUSAT KOKURIKULUM NEGERI SELANGOR | RMU 2S + 1F | RMU 2S+1F (B) |  |  | PUSAT KOKURIKULUM NEGERI SELANGOR | INDOOR SINGLE CHAMBER |  | 11/0.415 kV | 20101101 |  | 0 | Pass | null
76938873 | TNB | DISTRIBUTION | CHERAS | Existing | BCRS/PCE/J00429 | TMN IMPIAN LANGAT | CB 4S + 2TX | VCB 4 Feeders |  |  | TMN IMPIAN LANGAT | INDOOR DOUBLE CHAMBER |  | 11/0.415 kV | 18/07/1998 |  | 0 | Pass | null
76940329 | TNB | DISTRIBUTION | CHERAS | Existing | BCRS/PCE/J01006 | TMN CHERAS INTAN | RMU 2S+2F | RMU 2S+2F (B) |  |  | TMN CHERAS INTAN | INDOOR DOUBLE CHAMBER |  | 11/0.415 kV | 20101111 | PE BARU sambungan dan data masih tak lengkap | 0 | Pass | null
76944228 | TNB | DISTRIBUTION | CHERAS | Existing | BCRS/PCE/J01099 | BLUCONSTELLATION NO 2 | RMU 2S+1F | RMU 2S+1F (A) |  |  | BLUCONSTELLATION NO 2 | INDOOR SINGLE CHAMBER |  | 11/0.415 kV | 25/07/2013 |  | 0 | Pass | null
76944852 | TNB | DISTRIBUTION | CHERAS | Existing | BCRS/PCE/J01098 | BLUCONSTELLATION NO 1 | RMU 2S+1F | RMU 2S+1F (B) |  |  | BLUCONSTELLATION NO 1 | INDOOR SINGLE CHAMBER |  | 11/0.415 kV | 25/07/2013 |  | 0 | Pass | null
76967918 | TNB | DISTRIBUTION | CHERAS | Existing | BCRS/PCE/J00888 | PANGSAPURI ANGSANA | RMU 2S+1F | RMU 2S+1F (B) |  |  | PANGSAPURI ANGSANA | INDOOR SINGLE CHAMBER |  | 11/0.415 kV | 18/07/1998 |  | 0 | Pass | null
76968687 | TNB | DISTRIBUTION | CHERAS | Existing | BCRS/PCE/J00232 | LOT 4166 (FONG YAT SIEW) | RMU 3S+1F | RMU 3S+1F |  |  | LOT 4166 (FONG YAT SIEW) | INDOOR SINGLE CHAMBER |  | 11/0.415 kV | 19981111 |  | 0 | Pass | null
66449650 | TNB | DISTRIBUTION | CHERAS | Existing | BCRS/PCE/J01033 | ESSO LANGAT JAYA |  | RMU 2 X (2S+1F (A)) |  |  | ESSO LANGAT JAYA | OUTDOOR (OD WITH SWTCHGEAR) |  | 11/0.415 kV | 20120707 |  | 0 | Fail | Please check "Switchgear Configuration"
76970972 | TNB | DISTRIBUTION | CHERAS | Existing | BCRS/PCE/J00589 | TANMING RAYA NO 1 | RMU 2S+1F | RMU 2S+1F (B) |  |  | TANMING RAYA NO 1 | INDOOR SINGLE CHAMBER |  | 11/0.415 kV | 18/07/1998 |  | 0 | Pass | null
76972886 | TNB | DISTRIBUTION | CHERAS | Existing | BCRS/PCE/J01018 | 99 SPEEDMART | RMU 2S+1F | RMU 2S+1F (B) |  |  | 99 SPEEDMART | ATTACHED SINGLE |  | 11/0.415 kV | 20110705 |  | 0 | Pass | null
76972997 | TNB | DISTRIBUTION | CHERAS | Existing | BCRS/PCE/J01011 | LOT 5205 BLOK C | RMU 2S+1F | RMU 2S+1F (A) |  |  | LOT 5205 BLOK C | ATTACHED SINGLE |  | 11/0.415 kV | 14/07/2011 |  | 0 | Pass | null
76973357 | TNB | DISTRIBUTION | CHERAS | Existing | BCRS/PCE/J01105 | PADAT R/KEDAI SETIA BALAKONG | RMU 2S+1F | RMU 2S+1F (A) |  |  | PADAT R/KEDAI SETIA BALAKONG | COMPACT SUBS |  | 11/0.415 kV | 16/07/2013 |  | 0 | Pass | null
77163739 | TNB | DISTRIBUTION | CHERAS | Existing | BCRS/PCE/J01100 | TANMING MUTIARA 2 NO 1 | RMU 2S+1F | RMU 2S+1F (A) |  |  | TANMING MUTIARA 2 NO 1 | INDOOR SINGLE CHAMBER |  | 11/0.415 kV |  |  | 0 | Pass | null
77858829 | TNB | DISTRIBUTION | CHERAS | Existing | BCRS/PCE/J01057 | SWS TMN MAS SEMENTARA C | RMU 3S | RMU 3S |  |  | SWS TMN MAS SEMENTARA C | OUTDOOR (OD WITH SWTCHGEAR) |  | 11 kV | 20131106 |  | 0 | Pass | null
77858963 | TNB | DISTRIBUTION | CHERAS | Existing | BCRS/PCE/J01058 | TMN SRI MAS NO 1 | RMU 3S+2F | RMU 3S+2F |  |  | TMN SRI MAS NO 1 | INDOOR DOUBLE CHAMBER |  | 11/0.415 kV | 20130101 |  | 0 | Pass | null
77859383 | TNB | DISTRIBUTION | CHERAS | Existing | BCRS/PCE/J00519 | KONDOMINIUM VENICE HILL | RMU 4S + 4F | RMU 2S+2F (A) |  |  | KONDOMINIUM VENICE HILL | ATTACHED QUAD |  | 11/0.415 kV | 20041101 |  | 0 | Pass | null
79954997 | TNB | DISTRIBUTION | CHERAS | Existing | BCRS/PCE/J00955 | TMN PERKASA NO 4 | RMU 2S+1F | RMU 2S+1F (B) |  |  | TMN PERKASA NO 4 | INDOOR SINGLE CHAMBER |  | 11/0.415 kV | 17/08/2009 |  | 0 | Pass | null
79957326 | TNB | DISTRIBUTION | CHERAS | Existing | BCRS/PCE/J00049 | TMN DESA PELANGI SG SERAI | RMU 2S+2F | RMU 2S+2F (C) |  |  | TMN DESA PELANGI SG SERAI | INDOOR SINGLE CHAMBER |  | 11/0.415 kV | 20051101 |  | 0 | Pass | null
80050109 | TNB | DISTRIBUTION | CHERAS | Existing | BCRS/PCE/J00896 | RUMAH KEDAI TMN AWANA | RMU 2S+1F | RMU 2S+1F (B) |  |  | RUMAH KEDAI TMN AWANA | ATTACHED SINGLE |  | 11/0.415 kV | 18/07/1998 |  | 0 | Pass | null
80315084 | TNB | DISTRIBUTION | CHERAS | Existing | BCRS/PCE/J00520 | SEMI-D TMN DESA BARU | RMU 2S+1F | RMU 2S+1F (B) |  |  | SEMI-D TMN DESA BARU | INDOOR SINGLE CHAMBER |  | 11/0.415 kV | 20101101 |  | 0 | Pass | null
82380391 | TNB | DISTRIBUTION | CHERAS | Existing | BCRS/PCE/J01150 | EXITWAY NO 1 | RMU 2S+2F | RMU 2S+2F (A) |  |  | EXITWAY NO 1 | INDOOR SINGLE CHAMBER |  | 11/0.415 kV |  |  | 0 | Pass | null
82382567 | TNB | DISTRIBUTION | CHERAS | Existing | BCRS/PCE/J01151 | EXITWAY NO 2 | RMU 2S+2F | RMU 2S+2F (A) |  |  | EXITWAY NO 2 | INDOOR SINGLE CHAMBER |  | 11/0.415 kV |  |  | 0 | Pass | null
82382859 | TNB | DISTRIBUTION | CHERAS | Existing | BCRS/PCE/J01152 | EXITWAY NO 3 | RMU 2S+2F | RMU 2S+2F (A) |  |  | EXITWAY NO 3 | INDOOR SINGLE CHAMBER |  | 11/0.415 kV |  |  | 0 | Pass | null
82397725 | TNB | DISTRIBUTION | CHERAS | Existing | BCRS/PCE/J01134 | PE PADAT JALAN INANG | RMU 2S+1F | RMU 2S+1F (A) |  |  | PE PADAT JALAN INANG | COMPACT SUBS |  | 11 kV | 27/11/2013 |  | 0 | Pass | null
82470981 | TNB | DISTRIBUTION | CHERAS | Existing | BCRS/PCE/J01145 | JLN WIRA HEIGHT 3 | CB 2 Feeders + 1Tx | RMU 2S + 1F |  |  | JLN WIRA HEIGHT 3 | INDOOR SINGLE CHAMBER |  | 11 kV |  | PE BARU (CRS 0419) | 0 | Pass | null
84231105 | TNB | DISTRIBUTION | CHERAS | Existing | BCRS/PCE/J00564 | TMN SRI SG LONG NO 2 | RMU 2S+2F | RMU 2S+2F (A) |  |  | TMN SRI SG LONG NO 2 | INDOOR DOUBLE CHAMBER |  | 11/0.415 kV | 18/07/1998 |  | 0 | Pass | null
88757131 | TNB | DISTRIBUTION | CHERAS | Existing | BCRS/PCE/J00207 | FURNIWEB | RMU 3S+1F | RMU 3S+1F |  |  | FURNIWEB | ATTACHED SINGLE |  | 11/0.415 kV | 19901101 |  | 0 | Pass | null
89860539 | TNB | DISTRIBUTION | CHERAS | Existing | BCRS/PCE/J01155 | JLN DB 6/4 | RMU 2S+2F | RMU 2S+2F (C) |  |  | JLN DB 6/4 | INDOOR SINGLE CHAMBER |  | 11/0.415 kV |  |  | 0 | Pass | null
91101505 | TNB | DISTRIBUTION | CHERAS | Existing | BCRS/PCE/J01159 | LOT 72887 TS WONG | RMU 2S+1F | RMU 2S+1F (B) |  |  | LOT 72887 TS WONG | INDOOR SINGLE CHAMBER |  | 11 kV | 27/05/2014 | PE BARU | 0 | Pass | null
91105799 | TNB | DISTRIBUTION | CHERAS | Existing | BCRS/PCE/J01177 | PE PADAT SUNSTONE NO 1 | RMU 2S+1F | RMU 2S+1F (A) |  |  | PE PADAT SUNSTONE NO 1 | COMPACT SUBS |  | 11 kV |  |  | 0 | Pass | null
91333381 | TNB | DISTRIBUTION | CHERAS | Existing | BCRS/PCE/J01161 | GIANT VOICE SEMI-D | RMU 2S+2F | RMU 2S+2F (A) |  |  | GIANT VOICE SEMI-D | INDOOR DOUBLE CHAMBER |  | 11/0.415 kV | 19/06/2014 |  | 0 | Pass | null
91363527 | TNB | DISTRIBUTION | CHERAS | Existing | BCRS/PCE/J01318 | JLN SR 3/4 | RMU 2S+2F | RMU 2S+2F (C) |  |  | JLN SR 3/4 | ATTACHED SINGLE |  | 11/0.415 kV | 23/12/2013 |  | 0 | Pass | null
91367733 | TNB | DISTRIBUTION | CHERAS | Existing | BCRS/PCE/J01211 | PE AMAZON KPB 3 NO 1 | RMU 2S+2F | RMU 2S+2F (C) |  |  | PE AMAZON KPB 3 NO 1 | INDOOR SINGLE CHAMBER |  | 11 kV |  |  | 0 | Pass | null
91470789 | TNB | DISTRIBUTION | CHERAS | Existing | BCRS/PCE/J01181 | PE GRAND INCOME SDN BHD | RMU 2S+2F | RMU 2S+2F (C) |  |  | PE GRAND INCOME SDN BHD | INDOOR DOUBLE CHAMBER |  | 11/0.415 kV | 20141108 | PE BARU | 0 | Pass | null
91487965 | TNB | DISTRIBUTION | CHERAS | Existing | BCRS/PCE/J01179 | ONE INDUSTRIAL PARK NO 1 | RMU 2S+1F | RMU 2S+1F (B) |  |  | ONE INDUSTRIAL PARK NO 1 | INDOOR SINGLE CHAMBER |  | 11 kV |  |  | 0 | Pass | null
91488047 | TNB | DISTRIBUTION | CHERAS | Existing | BCRS/PCE/J01180 | ONE INDUSTRIAL PARK NO 2 | RMU 2S+1F | RMU 2S+1F (B) |  |  | ONE INDUSTRIAL PARK NO 2 | ATTACHED |  | 11 kV |  |  | 0 | Pass | null
91505141 | TNB | DISTRIBUTION | CHERAS | Existing | BCRS/PCE/J01219 | PDT BRILIANT MERIT 2 | RMU 2S+1F | RMU 2S+1F (A) |  |  | PDT BRILIANT MERIT 2 | COMPACT SUBS |  | 11/0.415 kV |  |  | 0 | Pass | null
91505900 | TNB | DISTRIBUTION | CHERAS | Existing | BCRS/PCE/J01191 | PDT BRILIANT MERIT 1 | RMU 2S+1F | RMU 2S+1F (A) |  |  | PDT BRILIANT MERIT 1 | COMPACT SUBS |  | 11/0.415 kV | 15/05/2014 |  | 0 | Pass | null
91509435 | TNB | DISTRIBUTION | CHERAS | Existing | BCRS/PCE/J01136 | PADAT MENARA CELCOM H/LANGAT | RMU 2S+1F | RMU 2S+1F (B) |  |  | PADAT MENARA CELCOM H/LANGAT | COMPACT SUBS |  | 11/0.415 kV |  |  | 0 | Pass | null
91535199 | TNB | DISTRIBUTION | CHERAS | Existing | BCRS/PCE/J01278 | PE TAMAN INDAH 2 ,SG LONG | RMU 2S+2F | RMU 2S+2F (D) |  |  | PE TAMAN INDAH 2 ,SG LONG | INDOOR DOUBLE CHAMBER |  | 11/0.415 kV |  |  | 0 | Pass | null
91556710 | TNB | DISTRIBUTION | CHERAS | Existing | BCRS/PCE/J01178 | PE PADAT SUNSTONE NO 2 | RMU 2S+1F | RMU 2S+1F (A) |  |  | PE PADAT SUNSTONE NO 2 | COMPACT SUBS |  | 11 kV |  |  | 0 | Pass | null
91569551 | TNB | DISTRIBUTION | CHERAS | Existing | BCRS/PCE/J00578 | PADAT BUKIT DUKONG | RMU 2S+1F | RMU 2S+1F (B) |  |  | PADAT BUKIT DUKONG | COMPACT SUBS |  | 11/0.415 kV | 20121101 |  | 0 | Pass | null
92406890 | TNB | DISTRIBUTION | CHERAS | Existing | BCRS/PCE/J01269 | PE SJK (C) BDR SG LONG | RMU 2S+1F | RMU 2S+1F (A) |  |  | PE SJK (C) BDR SG LONG | ATTACHED |  | 11 kV |  |  | 0 | Pass | null
92647427 | TNB | DISTRIBUTION | CHERAS | Existing | BCRS/PCE/J01176 | PE PDT BAYU HEIGHT | RMU 2S+1F | RMU 2S+1F (A) |  |  | PE PDT BAYU HEIGHT | COMPACT SUBS |  | 11 kV |  |  | 0 | Pass | null
92711755 | TNB | DISTRIBUTION | CHERAS | Existing | BCRS/PCE/J01200 | PE PLATINUM STARHILL | CB 4S | CB 2 Feeders + 2 Tx |  |  | PE PLATINUM STARHILL | INDOOR SINGLE CHAMBER |  | 11 kV |  |  | 0 | Pass | null
92724637 | TNB | DISTRIBUTION | CHERAS | Existing | BCRS/PCE/J01188 | PE SWEET WEALTH | RMU 2S+2F | RMU 2S+2F (C) |  |  | PE SWEET WEALTH | INDOOR DOUBLE CHAMBER |  | 11/0.415 kV |  |  | 0 | Pass | null
92741813 | TNB | DISTRIBUTION | CHERAS | Existing | BCRS/PCE/J01222 | JLN MUTIARA 3/4 | RMU 2S+2F | RMU 2S+2F (C) |  |  | JLN MUTIARA 3/4 | ATTACHED |  | 11 kV |  |  | 0 | Pass | null
92780459 | TNB | DISTRIBUTION | CHERAS | Existing | BCRS/PCE/J01192 | PE HEE LEE | RMU 2S+1F | RMU 2S+1F (A) |  |  | PE HEE LEE | INDOOR SINGLE CHAMBER |  | 11 kV |  |  | 0 | Pass | null
92896530 | TNB | DISTRIBUTION | CHERAS | Existing | BCRS/PCE/J01187 | PE BELIA IKBN NO 6 | RMU 2S+1F | RMU 2S+1F (A) |  |  | PE BELIA IKBN NO 6 | INDOOR SINGLE CHAMBER |  | 11/0.415 kV |  |  | 0 | Pass | null
93360149 | TNB | DISTRIBUTION | CHERAS | Existing | BCRS/PCE/J01186 | IMPERIAL RESIDENCE | RMU 2S+2F | RMU 2S+2F (C) |  |  | IMPERIAL RESIDENCE | INDOOR DOUBLE CHAMBER |  | 11 kV |  |  | 0 | Pass | null
93381619 | TNB | DISTRIBUTION | CHERAS | Existing | BCRS/SSU/J00006 | SSU ATLAS AIS CHERAS JAYA | CB 8S | CB 6 Feeders+BS |  |  | SSU ATLAS AIS CHERAS JAYA | INDOOR DOUBLE CHAMBER |  | 11 kV |  |  | 0 | Pass | null
93531909 | TNB | DISTRIBUTION | CHERAS | Existing | BCRS/PCE/J01234 | PE PDT CENDANA LAND NO 1 | RMU 2S+1F | RMU 2S+1F (B) |  |  | PE PDT CENDANA LAND NO 1 | COMPACT SUBS |  | 11 kV |  |  | 0 | Pass | null
93533286 | TNB | DISTRIBUTION | CHERAS | Existing | BCRS/PCE/J01235 | PE PDT CENDANA LAND NO 2 | RMU 2S+1F | RMU 2S+1F (A) |  |  | PE PDT CENDANA LAND NO 2 | COMPACT SUBS |  | 11 kV |  |  | 0 | Pass | null
93699379 | TNB | DISTRIBUTION | CHERAS | Existing | BCRS/PCE/J01189 | PE INDUSTRIES COMM NO 1 | RMU 2S+2F | RMU 2S+2F (C) |  |  | PE INDUSTRIES COMM NO 1 | INDOOR DOUBLE CHAMBER |  | 11 kV |  |  | 0 | Pass | null
94223251 | TNB | DISTRIBUTION | CHERAS | Existing | BCRS/PCE/J01203 | PE AMAZON KBP 3 | RMU 2S+1F | RMU 2S+1F (A) |  |  | PE AMAZON KBP 3 | INDOOR DOUBLE CHAMBER |  | 11 kV |  |  | 0 | Pass | null
94330593 | TNB | DISTRIBUTION | CHERAS | Existing | BCRS/PCE/J01231 | PDT LESTARI MEWAH | RMU 2S+1F | RMU 2S + 1F |  |  | PDT LESTARI MEWAH | INDOOR SINGLE CHAMBER |  | 11/0.415 kV |  |  | 0 | Pass | null
94339181 | TNB | DISTRIBUTION | CHERAS | Existing | BCRS/PCE/J00157 | JLN MEGAH 2/2 | RMU 2S+1F | RMU 2S + 1F |  |  | JLN MEGAH 2/2 | INDOOR SINGLE CHAMBER |  | 11/0.415 kV | 20051101 |  | 0 | Pass | null
94343475 | TNB | DISTRIBUTION | CHERAS | Existing | BCRS/PCE/J00172 | BTHO NO 10 | RMU 2S+1F & RMU 1F | RMU 2S+2F (A) |  |  | BTHO NO 10 | INDOOR DOUBLE CHAMBER |  | 11/0.415 kV | 19971111 |  | 0 | Pass | null
94377827 | TNB | DISTRIBUTION | CHERAS | Existing | BCRS/PCE/J01210 | PE BIG APPLE | RMU 2S+1F | RMU 2S+1F (A) |  |  | PE BIG APPLE | COMPACT SUBS |  | 11/0.415 kV |  |  | 0 | Pass | null
94382121 | TNB | DISTRIBUTION | CHERAS | Existing | BCRS/PCE/J01193 | PE KEB VENTURES | RMU 2S+1F | RMU 2S+1F (B) |  |  | PE KEB VENTURES | INDOOR SINGLE CHAMBER |  | 11/0.415 kV |  |  | 0 | Pass | null
94420767 | TNB | DISTRIBUTION | CHERAS | Existing | BCRS/PCE/J01113 | SURIA VILLA | RMU 2S+2F | RMU 2S+2F (C) |  |  | SURIA VILLA | INDOOR DOUBLE CHAMBER |  | 11/0.415 kV |  |  | 0 | Pass | null
94468001 | TNB | DISTRIBUTION | CHERAS | Existing | BCRS/PCE/J01229 | PE PDT CHUNDI BUSINESS | RMU 2S+1F | RMU 2S+1F (A) |  |  | PE PDT CHUNDI BUSINESS | COMPACT SUBS |  | 11 kV |  |  | 0 | Pass | null
94480883 | TNB | DISTRIBUTION | CHERAS | Existing | BCRS/PCE/J01199 | PE GOOD VIEW NO 2 | RMU 2S+2F | RMU 2S+2F (C) |  |  | PE GOOD VIEW NO 2 | INDOOR DOUBLE CHAMBER |  | 11 kV |  |  | 0 | Pass | null
94485178 | TNB | DISTRIBUTION | CHERAS | Existing | BCRS/PCE/J01227 | CL CHAN LANGAT | CB 3S | CB 3 Feeders |  |  | CL CHAN LANGAT | INDOOR DOUBLE CHAMBER |  | 11/0.415 kV |  |  | 0 | Pass | null
94532411 | TNB | DISTRIBUTION | CHERAS | Existing | BCRS/PCE/J01232 | PDT Banglo Latifah | RMU 2S+1F | RMU 2S+1F (B) |  |  | PDT Banglo Latifah | COMPACT SUBS |  | 11/0.415 kV |  |  | 0 | Pass | null
94536705 | TNB | DISTRIBUTION | CHERAS | Existing | BCRS/PCE/J01196 | PE PDT TAMAN BERINGIN | RMU 2S+1F | RMU 2S+1F (B) |  |  | PE PDT TAMAN BERINGIN | COMPACT SUBS |  | 11 kV |  |  | 0 | Pass | null
94545293 | TNB | DISTRIBUTION | CHERAS | Existing | BCRS/PCE/J01184 | PE THE I-RESIDENCE NO 1 | RMU 2S+2F | RMU 2S+2F (C) |  |  | PE THE I-RESIDENCE NO 1 | INDOOR SINGLE CHAMBER |  | 11 kV |  |  | 0 | Pass | null
94545515 | TNB | DISTRIBUTION | CHERAS | Existing | BCRS/PCE/J01185 | PE THE I-RESIDENCE NO 2 | CB 3 Feeders | CB 3 Feeders |  |  | PE THE I-RESIDENCE NO 2 | ATTACHED |  | 11 kV |  |  | 0 | Pass | null
95546509 | TNB | DISTRIBUTION | CHERAS | Existing | BCRS/PCE/J01217 | PE WIRA MUTIARA | RMU 2S+2F | RMU 2S+2F (C) |  |  | PE WIRA MUTIARA | INDOOR DOUBLE CHAMBER |  | 11 kV |  |  | 0 | Pass | null
98827759 | TNB | DISTRIBUTION | CHERAS | Existing | BCRS/PCE/J01226 | PE AVENUE 4 NO 1 | RMU 2S+2F (A) | RMU 2S+2F (A) |  |  | PE AVENUE 4 NO 1 | INDOOR DOUBLE CHAMBER |  | 11/0.415 kV |  |  | 0 | Pass | null
98829900 | TNB | DISTRIBUTION | CHERAS | Existing | BCRS/PCE/J01228 | PE AVENUE 4 NO 2 | RMU 2S+2F | RMU 2S+2F (C) |  |  | PE AVENUE 4 NO 2 | INDOOR DOUBLE CHAMBER |  | 11 kV |  |  | 0 | Pass | null
98878101 | TNB | DISTRIBUTION | CHERAS | Existing | BCRS/PCE/J00137 | TMN CHERAS PERDANA RIA | RMU 2S+2F | RMU 2S+2F (C) |  |  | TMN CHERAS PERDANA RIA | ATTACHED DOUBLE |  | 11/0.415 kV | 19991101 |  | 0 | Pass | null
98903703 | TNB | DISTRIBUTION | CHERAS | Existing | BCRS/PCE/J01201 | PE NOUVELLE BALAKONG NO 1 | RMU 2S+2F | RMU 2S+2F (C) |  |  | PE NOUVELLE BALAKONG NO 1 | INDOOR DOUBLE CHAMBER |  | 11/0.415 kV |  |  | 0 | Pass | null
98903811 | TNB | DISTRIBUTION | CHERAS | Existing | BCRS/PCE/J01202 | PE NOUVELLE BALAKONG NO 2 | RMU 2S+2F | RMU 2S+2F (C) |  |  | PE NOUVELLE BALAKONG NO 2 | INDOOR DOUBLE CHAMBER |  | 11/0.415 kV |  |  | 0 | Pass | null
98907997 | TNB | DISTRIBUTION | CHERAS | Existing | BCRS/PCE/J01204 | MIFTAHALUL ULUM | RMU 2S+1F | RMU 2S+1F (A) |  |  | MIFTAHALUL ULUM | INDOOR DOUBLE CHAMBER |  | 11/0.415 kV |  |  | 0 | Pass | null
98912373 | TNB | DISTRIBUTION | CHERAS | Existing | BCRS/PCE/J01207 | PDT TK TENT | RMU 2S+1F | RMU 2S+1F (B) |  |  | PDT TK TENT | COMPACT SUBS |  | 11 kV |  |  | 0 | Pass | null
98925967 | TNB | DISTRIBUTION | CHERAS | Existing | BCRS/PCE/J01213 | PE PDT VISTA HILL NO 2 | RMU 2S+1F | RMU 2S+1F (B) |  |  | PE PDT VISTA HILL NO 2 | COMPACT SUBS |  | 11 kV |  |  | 0 | Pass | null
98926429 | TNB | DISTRIBUTION | CHERAS | Existing | BCRS/PCE/J01212 | PE PDT VISTA HILL NO 1 | RMU 2S+1F | RMU 2S+1F (B) |  |  | PE PDT VISTA HILL NO 1 | COMPACT SUBS |  | 11 kV |  |  | 0 | Pass | null
98955231 | TNB | DISTRIBUTION | CHERAS | Existing | BCRS/PCE/J01321 | AREENA DEVP | RMU 2S+1F | RMU 2S+1F (A) |  |  | AREENA DEVP | ATTACHED SINGLE |  | 11/0.415 kV |  |  | 0 | Pass | null
98955920 | TNB | DISTRIBUTION | CHERAS | Existing | BCRS/PCE/J01214 | PE KUOK MENG NAI | RMU 2S+1F | RMU 2S+1F (A) |  |  | PE KUOK MENG NAI | INDOOR SINGLE CHAMBER |  | 11 kV |  |  | 0 | Pass | null
98959526 | TNB | DISTRIBUTION | CHERAS | Existing | BCRS/PCE/J01208 | PE PDT SUTERA RESIDENCE | RMU 2S+1F | RMU 2S+1F (B) |  |  | PE PDT SUTERA RESIDENCE | COMPACT SUBS |  | 11 kV |  |  | 0 | Pass | null
98963819 | TNB | DISTRIBUTION | CHERAS | Existing | BCRS/PCE/J01206 | PE PADAT TAMAN INDAH 2 | RMU 2S+1F | RMU 2S+1F (A) |  |  | PE PADAT TAMAN INDAH 2 | COMPACT SUBS |  | 11 kV |  |  | 0 | Pass | null
98968113 | TNB | DISTRIBUTION | CHERAS | Existing | BCRS/PCE/J01230 | PE JEMCO VENTURE | RMU 2S+1F | RMU 2S+1F (A) |  |  | PE JEMCO VENTURE | INDOOR SINGLE CHAMBER |  | 11 kV |  |  | 0 | Pass | null
98981003 | TNB | DISTRIBUTION | CHERAS | Existing | BCRS/PCE/J01237 | PE PADAT LEW KOK HOONG | RMU 2S+1F | RMU 2S+1F (B) |  |  | PE PADAT LEW KOK HOONG | COMPACT SUBS |  | 11/0.415 kV |  |  | 0 | Pass | null
98993877 | TNB | DISTRIBUTION | CHERAS | Existing | BCRS/PCE/J01197 | PE YOU RESIDENCE NO 1 | RMU 2S+2F | RMU 2S+2F (C) |  |  | PE YOU RESIDENCE NO 1 | INDOOR DOUBLE CHAMBER |  | 11 kV |  |  | 0 | Pass | null
98993999 | TNB | DISTRIBUTION | CHERAS | Existing | BCRS/PCE/J01198 | PE YOU RESIDENCE NO 2 | RMU 2S+2F | RMU 2S+2F (C) |  |  | PE YOU RESIDENCE NO 2 | INDOOR DOUBLE CHAMBER |  | 11 kV |  |  | 0 | Pass | null
99001511 | TNB | DISTRIBUTION | CHERAS | Existing | BCRS/PCE/J01158 | DESA SAUJANA LANGAT | RMU 2S+2F | RMU 2S+2F (C) |  |  | DESA SAUJANA LANGAT | INDOOR SINGLE CHAMBER |  | 11/0.415 kV | 14/08/2014 |  | 0 | Pass | null
99064916 | TNB | DISTRIBUTION | CHERAS | Existing | BCRS/PCE/J01220 | PE LOT 1030 BUKIT ANGKAT | RMU 2S+2F | RMU 2S+2F (C) |  |  | PE LOT 1030 BUKIT ANGKAT | INDOOR DOUBLE CHAMBER |  | 11/0.415 kV |  |  | 0 | Pass | null
99388925 | TNB | DISTRIBUTION | CHERAS | Existing | BCRS/PCE/J01240 | PE GREEN SURIA NO 1 | RMU 2S+2F | RMU 2S+2F (C) |  |  | PE GREEN SURIA NO 1 | INDOOR DOUBLE CHAMBER |  | 11 kV |  |  | 0 | Pass | null
99389007 | TNB | DISTRIBUTION | CHERAS | Existing | BCRS/PCE/J01241 | PE GREEN SURIA NO 2 | RMU 2S+2F | RMU 2S+2F (C) |  |  | PE GREEN SURIA NO 2 | INDOOR SINGLE CHAMBER |  | 11 kV |  |  | 0 | Pass | null
99393219 | TNB | DISTRIBUTION | CHERAS | Existing | BCRS/PCE/J01221 | PE SURIALAND INDUSTRI | RMU 2S+2F | RMU 2S+2F (C) |  |  | PE SURIALAND INDUSTRI | INDOOR DOUBLE CHAMBER |  | 11 kV |  |  | 0 | Pass | null
99783979 | TNB | DISTRIBUTION | CHERAS | Existing | BCRS/PCE/J01215 | PE UTAR SG LONG | CB 4S | CB 5 Feeders+BS |  |  | PE UTAR SG LONG | ATTACHED |  | 11 kV |  |  | 0 | Pass | null
99809737 | TNB | DISTRIBUTION | CHERAS | Existing | BCRS/PCE/J01260 | PE JADITE SUITE | RMU 2S+2F | RMU 2S+2F (C) |  |  | PE JADITE SUITE | INDOOR SINGLE CHAMBER |  | 11/0.415 kV |  |  | 0 | Pass | null
99822797 | TNB | DISTRIBUTION | CHERAS | Existing | BCRS/PCE/J01223 | PE 3V ASIA FURNITURE | RMU 2S+1F (B) | RMU 2S+1F (B) |  |  | PE 3V ASIA FURNITURE | INDOOR SINGLE CHAMBER |  | 11 kV |  |  | 0 | Pass | null
99831207 | TNB | DISTRIBUTION | CHERAS | Existing | BCRS/PCE/J01245 | PE PDT SENJA NO 1 | RMU 2S+1F (A) | RMU 2S+1F (A) |  |  | PE PDT SENJA NO 1 | COMPACT SUBS |  | 11 kV |  |  | 0 | Pass | null
99835773 | TNB | DISTRIBUTION | CHERAS | Existing | BCRS/PCE/J01225 | PE PDT LUTHERN CHURCH | RMU 2S+1F (A) | RMU 2S+1F (A) |  |  | PE PDT LUTHERN CHURCH | COMPACT SUBS |  | 11 kV |  |  | 0 | Pass | null
99844461 | TNB | DISTRIBUTION | CHERAS | Existing | BCRS/SSU/J00007 | SSU HUA ZHONG | CB 2 X (4 Feeders) | CB 2 X (4 Feeders) |  |  | SSU HUA ZHONG | INDOOR DOUBLE CHAMBER |  | 11 kV | 28/12/2015 |  | 0 | Pass | null
99850044 | TNB | DISTRIBUTION | CHERAS | Existing | BCRS/PCE/J01205 | TMN TROPICANA NO 2 | RMU 2S+2F | RMU 2S+2F (C) |  |  | TMN TROPICANA NO 2 | INDOOR DOUBLE CHAMBER |  | 11/0.415 kV |  |  | 0 | Pass | null
100200491 | TNB | DISTRIBUTION | CHERAS | Existing | BCRS/PCE/J01239 | PE TOWN PARK 5 NO 1 | RMU 2S+1F | RMU 2S+1F (B) |  |  | PE TOWN PARK 5 NO 1 | INDOOR SINGLE CHAMBER |  | 11 kV |  |  | 0 | Pass | null
301503140 | TNB | DISTRIBUTION | CHERAS | Existing | BCRS/PCE/J00531 | KILANG PAPAN (HEN KEE SAWMILL) | RMU 2S+2F | RMU 2S + 2F |  |  | KILANG PAPAN (HEN KEE SAWMILL) | ATTACHED SINGLE |  | 11/0.415 kV | 20001111 |  | 0 | Pass | null
301547120 | TNB | DISTRIBUTION | CHERAS | Existing | BCRS/PCE/J00908 | TOWN PARK 1 NO 2 | RMU 2S+2F | RMU 2S + 2F |  |  | TOWN PARK 1 NO 2 | INDOOR DOUBLE CHAMBER |  | 11/0.415 kV | 18/07/1998 |  | 0 | Pass | null
301555910 | TNB | DISTRIBUTION | CHERAS | Existing | BCRS/PCE/J00108 | MADAH PERKAYUAN | RMU 3S+2F | RMU 3S+2F |  |  | MADAH PERKAYUAN | INDOOR DOUBLE CHAMBER |  | 11/0.415 kV | 19931101 |  | 0 | Pass | null
301561512 | TNB | DISTRIBUTION | CHERAS | Existing | BCRS/PCE/J00842 | PERSIARAN BKT SG LONG NO 2 | RMU 2S+2F | RMU 2S + 2F |  |  | PERSIARAN BKT SG LONG NO 2 | INDOOR DOUBLE CHAMBER |  | 11/0.415 kV | 20101111 | BBB5015 | 0 | Pass | null
301589856 | TNB | DISTRIBUTION | CHERAS | Existing | BCRS/PCE/J00914 | TMN ORKID JLN ORKID 5/2 | RMU 2S+2F | RMU 2S + 2F |  |  | TMN ORKID JLN ORKID 5/2 | ATTACHED DOUBLE |  | 11/0.415 kV | 18/07/1998 |  | 0 | Pass | null
301590323 | TNB | DISTRIBUTION | CHERAS | Existing | BCRS/PCE/J00735 | TMN SURIA NO 2 | RMU 2S+1F | RMU 2S + 1F |  |  | TMN SURIA NO 2 | INDOOR DOUBLE CHAMBER |  | 11/0.415 kV | 18/07/1998 |  | 0 | Pass | null
301590439 | TNB | DISTRIBUTION | CHERAS | Existing | BCRS/PCE/J00791 | DAIREN DEVELOPMENT NO 2 | RMU 2S+1F | RMU 2S + 1F |  |  | DAIREN DEVELOPMENT NO 2 | INDOOR DOUBLE CHAMBER |  | 11/0.415 kV | 20081111 |  | 0 | Pass | null
301590555 | TNB | DISTRIBUTION | CHERAS | Existing | BCRS/PCE/J00620 | INTRA DESIGN | RMU 2S+1F | RMU 2S + 1F |  |  | INTRA DESIGN | INDOOR SINGLE CHAMBER |  | 11/0.415 kV | 20081101 | NO PE BBB5693 | 0 | Pass | null
301594522 | TNB | DISTRIBUTION | CHERAS | Existing | BCRS/PCE/J00658 | DESA SERDANG NO 3 | RMU 2S+2F | RMU 2S + 2F |  |  | DESA SERDANG NO 3 | ATTACHED DOUBLE |  | 11/0.415 kV | 19941111 |  | 0 | Pass | null
301594989 | TNB | DISTRIBUTION | CHERAS | Existing | BCRS/PCE/J00657 | DESA SERDANG NO 4 | RMU 2S+2F | RMU 2S + 2F |  |  | DESA SERDANG NO 4 | INDOOR DOUBLE CHAMBER |  | 11/0.415 kV | 19941111 |  | 0 | Pass | null
301595146 | TNB | DISTRIBUTION | CHERAS | Existing | BCRS/PCE/J00532 | PE WISMA MINLON | CB 3 Feeders | CB 3 Feeders |  |  | PE WISMA MINLON | INDOOR |  | 11 kV |  |  | 0 | Pass | null
301596627 | TNB | DISTRIBUTION | CHERAS | Existing | BCRS/PCE/J00969 | SERDANG LAMA COMPACT | RMU 2S+1F | RMU 2S + 1F |  |  | SERDANG LAMA COMPACT | COMPACT SUBS |  | 11/0.415 kV | 19881111 |  | 0 | Pass | null
301601589 | TNB | DISTRIBUTION | CHERAS | Existing | BCRS/PCE/J00259 | BDR MAHKOTA CHERAS NO 17 | RMU 3S+1F | RMU 3S+1F |  |  | BDR MAHKOTA CHERAS NO 17 | INDOOR DOUBLE CHAMBER |  | 11/0.415 kV | 20021101 |  | 0 | Pass | null
301601738 | TNB | DISTRIBUTION | CHERAS | Existing | BCRS/PCE/J00025 | GOOD EARTH | RMU 3S+2F | RMU 3S+2F |  |  | GOOD EARTH | ATTACHED DOUBLE |  | 11/0.415 kV | 20111101 |  | 0 | Pass | null
76969593 | TNB | DISTRIBUTION | CHERAS | Existing | BCRS/PCE/J00512 | JLN PERMAISURI NO 1 BDR MAHKOTA CHERAS |  | RMU 2S+2F (A) |  |  | JLN PERMAISURI NO 1 BDR MAHKOTA CHERAS | INDOOR DOUBLE CHAMBER |  | 11/0.415 kV | 20021101 |  | 0 | Fail | Please check "Switchgear Configuration"
301602704 | TNB | DISTRIBUTION | CHERAS | Existing | BCRS/PCE/J00215 | SG LONG NO 8 | RMU 2S+2F | RMU 2S + 2F |  |  | SG LONG NO 8 | INDOOR DOUBLE CHAMBER |  | 11/0.415 kV | 20001101 |  | 0 | Pass | null
301603171 | TNB | DISTRIBUTION | CHERAS | Existing | BCRS/PCE/J00192 | SG LONG NO 9 | RMU 2S+2F | RMU 3S+2F |  |  | SG LONG NO 9 | INDOOR DOUBLE CHAMBER |  | 11/0.415 kV | 19961101 | B0735 | 0 | Pass | null
301603328 | TNB | DISTRIBUTION | CHERAS | Existing | BCRS/PCE/J00226 | SEK MEN KEB SG LONG | RMU 2S+1F | RMU 2S + 1F |  |  | SEK MEN KEB SG LONG | INDOOR SINGLE CHAMBER |  | 11/0.415 kV | 20011101 |  | 0 | Pass | null
301603910 | TNB | DISTRIBUTION | CHERAS | Existing | BCRS/PCE/J00278 | TUCK HUA NO 1 METAL | RMU 2S+1F | RMU 2S + 1F |  |  | TUCK HUA NO 1 METAL | OUTDOOR (OD WITH SWTCHGEAR) |  | 11/0.415 kV | 20051101 |  | 0 | Pass | null
301604336 | TNB | DISTRIBUTION | CHERAS | Existing | BCRS/PCE/J00627 | TUCK HUA NO 3 | RMU 2S+1F | RMU 2S + 1F |  |  | TUCK HUA NO 3 | ATTACHED DOUBLE |  | 11/0.415 kV | 19991101 |  | 0 | Pass | null
301604453 | TNB | DISTRIBUTION | CHERAS | Existing | BCRS/PCE/J00496 | DATARAN HASIL | RMU 2S+1F | RMU 2S + 1F |  |  | DATARAN HASIL | COMPACT SUBS |  | 11/0.415 kV | 18/07/1998 |  | 0 | Pass | null
301604569 | TNB | DISTRIBUTION | CHERAS | Existing | BCRS/PCE/J00275 | SWS BINA PLASTIC | RMU 3S | RMU 3S |  |  | SWS BINA PLASTIC | ATTACHED |  | 11 kV | 19961111 |  | 0 | Pass | null
301604987 | TNB | DISTRIBUTION | CHERAS | Existing | BCRS/PCE/J00273 | CONTROL INSTRUMENT | RMU 3S+1F | RMU 3S+1F |  |  | CONTROL INSTRUMENT | OUTDOOR (OD WITH SWTCHGEAR) |  | 11/0.415 kV | 20011111 |  | 0 | Pass | null
301605606 | TNB | DISTRIBUTION | CHERAS | Existing | BCRS/PCE/J00206 | MAURI FERMENTATION | RMU 3S+1F | RMU 3S+1F |  |  | MAURI FERMENTATION | ATTACHED SINGLE |  | 11/0.415 kV | 19951101 |  | 0 | Pass | null
301605755 | TNB | DISTRIBUTION | CHERAS | Existing | BCRS/PCE/J00282 | BINA PLASTIC | RMU 2S+1F | RMU 2S+1F (B) |  |  | BINA PLASTIC | ATTACHED SINGLE |  | 11/0.415 kV | 19821101 |  | 0 | Pass | null
301606181 | TNB | DISTRIBUTION | CHERAS | Existing | BCRS/PCE/J00103 | KENEISON BROTHERS NO 1 | RMU 4S+2F | RMU 2S+2F (B) |  |  | KENEISON BROTHERS NO 1 | INDOOR DOUBLE CHAMBER |  | 11/0.415 kV | 19901101 |  | 0 | Pass | null
301607180 | TNB | DISTRIBUTION | CHERAS | Existing | BCRS/PCE/J00869 | CHERAS PRIMA NO 4 | RMU 2S+1F | RMU 2S + 1F |  |  | CHERAS PRIMA NO 4 | INDOOR DOUBLE CHAMBER |  | 11/0.415 kV | 18/07/1998 |  | 0 | Pass | null
301607296 | TNB | DISTRIBUTION | CHERAS | Existing | BCRS/PCE/J00868 | APARTMENT MAWAR | RMU 2S+1F | RMU 2S + 1F |  |  | APARTMENT MAWAR | INDOOR DOUBLE CHAMBER |  | 11/0.415 kV | 18/07/1998 |  | 0 | Pass | null
301607412 | TNB | DISTRIBUTION | CHERAS | Existing | BCRS/PCE/J00271 | PADAT LAMAN KENCANA BT 19 H/L | RMU 2S+1F | RMU 2S + 1F |  |  | PADAT LAMAN KENCANA BT 19 H/L | COMPACT SUBS |  | 11/0.415 kV | 19901101 |  | 0 | Pass | null
301607528 | TNB | DISTRIBUTION | CHERAS | Existing | BCRS/PCE/J00082 | PKNS SG LUI | CB 2S+1F | CB + 1 TX |  |  | PKNS SG LUI | INDOOR SINGLE CHAMBER |  | 11/0.415 kV | 19901101 |  | 0 | Pass | null
301602548 | TNB | DISTRIBUTION | CHERAS | Existing | BCRS/PCE/J00099 | EXPRESS AUDIO LANGAT |  | CB |  |  | EXPRESS AUDIO LANGAT | ATTACHED |  | 11/0.415 kV | 19901101 |  | 0 | Fail | Please check "Switchgear Configuration"
301610146 | TNB | DISTRIBUTION | CHERAS | Existing | BCRS/PCE/J00994 | JLN BENDAHARA 12 | RMU 2S+1F | RMU 2S + 1F |  |  | JLN BENDAHARA 12 | INDOOR DOUBLE CHAMBER |  | 11/0.415 kV | 20080706 |  | 0 | Pass | null
301617601 | TNB | DISTRIBUTION | CHERAS | Existing | BCRS/PCE/J00359 | LUBS TECHNOLOGY SB | RMU 5S+1F | RMU 2X (2S + 1F) |  |  | LUBS TECHNOLOGY SB | ATTACHED SINGLE |  | 11/0.415 kV | 19951101 |  | 0 | Pass | null
301617857 | TNB | DISTRIBUTION | CHERAS | Existing | BCRS/PCE/J00166 | SWS MAKTAB PDRM | CB 5S+1BS | SSU 11kV Single Bus (BS) |  |  | SWS MAKTAB PDRM | ATTACHED |  | 11 kV | 19981111 |  | 0 | Pass | null
301618427 | TNB | DISTRIBUTION | CHERAS | Existing | BCRS/PCE/J00272 | MECOMB | RMU 2S+2F | RMU 2S + 2F |  |  | MECOMB | ATTACHED DOUBLE |  | 11/0.415 kV | 19971111 |  | 0 | Pass | null
301618895 | TNB | DISTRIBUTION | CHERAS | Existing | BCRS/PCE/J00030 | MAKMAL FORENSIK PDRM | CB 3S | CB |  |  | MAKMAL FORENSIK PDRM | ATTACHED |  | 11 kV | 20011111 |  | 0 | Pass | null
301619051 | TNB | DISTRIBUTION | CHERAS | Existing | BCRS/PCE/J00243 | FLAT DAMAI JAYA | RMU 2S+1F | RMU 2S+1F (A) |  |  | FLAT DAMAI JAYA | ATTACHED SINGLE |  | 11/0.415 kV | 19861111 |  | 0 | Pass | null
301619477 | TNB | DISTRIBUTION | CHERAS | Existing | BCRS/PCE/J00208 | RSD SB | RMU 2S+1F | RMU 2S + 1F |  |  | RSD SB | OUTDOOR (OD WITH SWTCHGEAR) |  | 11/0.415 kV | 19941111 |  | 0 | Pass | null
301619593 | TNB | DISTRIBUTION | CHERAS | Existing | BCRS/PCE/J00491 | COMMERCIAL AREA NO 10 JLN TEMENGGONG 21/ | RMU 2S+2F | RMU 2S + 2F |  |  | COMMERCIAL AREA NO 10 JLN TEMENGGONG 21/ | ATTACHED DOUBLE |  | 11/0.415 kV | 20061101 |  | 0 | Pass | null
301619750 | TNB | DISTRIBUTION | CHERAS | Existing | BCRS/PCE/J00492 | COMMERCIAL AREA NO 11 JLN TEMENGGONG 19/ | RMU 2S+2F | RMU 2S + 2F |  |  | COMMERCIAL AREA NO 11 JLN TEMENGGONG 19/ | ATTACHED DOUBLE |  | 11/0.415 kV | 20061101 |  | 0 | Pass | null
301620527 | TNB | DISTRIBUTION | CHERAS | Existing | BCRS/PCE/J00470 | JLN INANG BDR MAHKOTA CHERAS | RMU 2S+2F | RMU 2S + 2F |  |  | JLN INANG BDR MAHKOTA CHERAS | INDOOR SINGLE CHAMBER |  | 11/0.415 kV | 20031101 |  | 0 | Pass | null
301620675 | TNB | DISTRIBUTION | CHERAS | Existing | BCRS/PCE/J00264 | BDR MAHKOTA CHERAS NO. 4 | RMU 2S+2F | RMU 2S + 2F |  |  | BDR MAHKOTA CHERAS NO. 4 | INDOOR DOUBLE CHAMBER |  | 11/0.415 kV | 20021101 |  | 0 | Pass | null
301621142 | TNB | DISTRIBUTION | CHERAS | Existing | BCRS/PCE/J00262 | BDR MAHKOTA CHERAS NO. 2 | CB 3S+1F | CB + 1 TX |  |  | BDR MAHKOTA CHERAS NO. 2 | INDOOR DOUBLE CHAMBER |  | 11/0.415 kV | 20021101 |  | 0 | Pass | null
301621658 | TNB | DISTRIBUTION | CHERAS | Existing | BCRS/PCE/J00260 | BDR MAHKOTA CHERAS NO 18 | RMU 2S+2F | RMU 2S + 2F |  |  | BDR MAHKOTA CHERAS NO 18 | INDOOR DOUBLE CHAMBER |  | 11/0.415 kV | 20021101 |  | 0 | Pass | null
301621815 | TNB | DISTRIBUTION | CHERAS | Existing | BCRS/PCE/J00953 | JLN PAHLAWAN 9/3 NO 2 | RMU 2S+2F | RMU 2S+2F |  |  | JLN PAHLAWAN 9/3 NO 2 | INDOOR DOUBLE CHAMBER |  | 11/0.415 kV | 20091208 | CRS 0063 | 0 | Pass | null
301621931 | TNB | DISTRIBUTION | CHERAS | Existing | BCRS/PCE/J00466 | PANGSAPURI MAHKOTA NO 1 | RMU 2S+1F | RMU 2S + 1F |  |  | PANGSAPURI MAHKOTA NO 1 | ATTACHED SINGLE |  | 11/0.415 kV | 20051101 |  | 0 | Pass | null
301622357 | TNB | DISTRIBUTION | CHERAS | Existing | BCRS/PCE/J00510 | JLN PAHLAWAN 2A/3 BDR MAHKOTA CHERAS | RMU 2S+1F | RMU 2S + 1F |  |  | JLN PAHLAWAN 2A/3 BDR MAHKOTA CHERAS | INDOOR DOUBLE CHAMBER |  | 11/0.415 kV | 20061101 |  | 0 | Pass | null
301622899 | TNB | DISTRIBUTION | CHERAS | Existing | BCRS/PCE/J00351 | MIEL NO 1 CHERAS JAYA | RMU 2S+2F | RMU 2S + 2F |  |  | MIEL NO 1 CHERAS JAYA | ATTACHED SINGLE |  | 11/0.415 kV | 19851101 |  | 0 | Pass | null
301623056 | TNB | DISTRIBUTION | CHERAS | Existing | BCRS/PCE/J00784 | MIEL NO 2 CHERAS JAYA | RMU 3S+1F | RMU 3S+1F |  |  | MIEL NO 2 CHERAS JAYA | ATTACHED SINGLE |  | 11/0.415 kV | 19601111 |  | 0 | Pass | null
301623210 | TNB | DISTRIBUTION | CHERAS | Existing | BCRS/PCE/J00347 | LIAN NGOI | RMU 2S+1F | RMU 2S + 1F |  |  | LIAN NGOI | ATTACHED SINGLE |  | 11/0.415 kV | 19851111 |  | 0 | Pass | null
301623326 | TNB | DISTRIBUTION | CHERAS | Existing | BCRS/PCE/J00348 | SWS ORIENT BATTERY | CB 3S | CB |  |  | SWS ORIENT BATTERY | ATTACHED |  | 11/0.415 kV | 19901101 |  | 0 | Pass | null
301623476 | TNB | DISTRIBUTION | CHERAS | Existing | BCRS/PCE/J00368 | TERAZZO | RMU 2S+1F | RMU 2S + 1F |  |  | TERAZZO | OUTDOOR (OD WITH SWTCHGEAR) |  | 11/0.415 kV | 19931111 |  | 0 | Pass | null
301623903 | TNB | DISTRIBUTION | CHERAS | Existing | BCRS/PCE/J00349 | DR ENGINEERING SB | RMU 2S+1F | RMU 2S + 1F |  |  | DR ENGINEERING SB | ATTACHED SINGLE |  | 11/0.415 kV | 19931101 |  | 0 | Pass | null
301624019 | TNB | DISTRIBUTION | CHERAS | Existing | BCRS/PCE/J00306 | GUPPY PLASTIC NO 2 | RMU 3S | RMU 3S |  |  | GUPPY PLASTIC NO 2 | ATTACHED |  | 11/0.415 kV | 19851101 |  | 0 | Pass | null
301624437 | TNB | DISTRIBUTION | CHERAS | Existing | BCRS/PCE/J00363 | POLYGRAFIK | RMU 2S+1F | RMU 2S + 1F |  |  | POLYGRAFIK | ATTACHED SINGLE |  | 11/0.415 kV | 19891111 | B0565 | 0 | Pass | null
301624553 | TNB | DISTRIBUTION | CHERAS | Existing | BCRS/PCE/J00327 | NEW ELECTRONIC GATE | RMU 3S+1F | RMU 3S+1F |  |  | NEW ELECTRONIC GATE | ATTACHED SINGLE |  | 11 kV | 19901111 |  | 0 | Pass | null
301624693 | TNB | DISTRIBUTION | CHERAS | Existing | BCRS/PCE/J00364 | UNION CARPET MAKER | RMU 2S+1F | RMU 2S + 1F |  |  | UNION CARPET MAKER | ATTACHED SINGLE |  | 11/0.415 kV | 19941111 |  | 0 | Pass | null
301625228 | TNB | DISTRIBUTION | CHERAS | Existing | BCRS/PCE/J00425 | TMN SEGAR PERDANA NO 1 | CB 2S+2F | CB + 2 TX |  |  | TMN SEGAR PERDANA NO 1 | INDOOR DOUBLE CHAMBER |  | 11/0.415 kV | 18/07/2002 |  | 0 | Pass | null
301625753 | TNB | DISTRIBUTION | CHERAS | Existing | BCRS/PCE/J00255 | LOJI RAT. SISA NO 1 BDR MAHKOTA CHERAS | RMU 2S+2F | RMU 2S + 2F |  |  | LOJI RAT. SISA NO 1 BDR MAHKOTA CHERAS | INDOOR SINGLE CHAMBER |  | 11/0.415 kV | 20021101 |  | 0 | Pass | null
301625901 | TNB | DISTRIBUTION | CHERAS | Existing | BCRS/PCE/J00517 | JLN TEMENGGUNG 10/7 BDR MAHKOTA CHERAS |  | RMU 2S + 2F |  |  | JLN TEMENGGUNG 10/7 BDR MAHKOTA CHERAS | INDOOR DOUBLE CHAMBER |  | 11/0.415 kV | 20021101 |  | 0 | Fail | Please check "Switchgear Configuration"
301626952 | TNB | DISTRIBUTION | CHERAS | Existing | BCRS/PCE/J00764 | DUNHAM BUSH | RMU 3S | RMU 3S |  |  | DUNHAM BUSH | ATTACHED |  | 11/0.415 kV | 18/07/1998 |  | 0 | Pass | null
301630973 | TNB | DISTRIBUTION | CHERAS | Existing | BCRS/PCE/J00433 | KOMPLEKS PENGHULU CHERAS | RMU 2S+1F | RMU 2S + 1F |  |  | KOMPLEKS PENGHULU CHERAS | OUTDOOR (OD WITH SWTCHGEAR) |  | 11/0.415 kV | 20031101 |  | 0 | Pass | null
301631089 | TNB | DISTRIBUTION | CHERAS | Existing | BCRS/PCE/J00521 | LOT BANGLO KG BARU TMN MAS | RMU 2S+2F | RMU 2S + 2F |  |  | LOT BANGLO KG BARU TMN MAS | INDOOR DOUBLE CHAMBER |  | 11/0.415 kV | 18/07/1998 |  | 0 | Pass | null
301631556 | TNB | DISTRIBUTION | CHERAS | Existing | BCRS/PCE/J00893 | SUNWAY CHERAS 1 | RMU 2S+2F | RMU 2S + 2F |  |  | SUNWAY CHERAS 1 | INDOOR DOUBLE CHAMBER |  | 11/0.415 kV | 18/07/2006 |  | 0 | Pass | null
301631713 | TNB | DISTRIBUTION | CHERAS | Existing | BCRS/PCE/J00892 | SUNWAY CHERAS 2 | RMU 2S+2F | RMU 2S + 2F |  |  | SUNWAY CHERAS 2 | INDOOR DOUBLE CHAMBER |  | 11/0.415 kV | 18/07/2006 |  | 0 | Pass | null
301631870 | TNB | DISTRIBUTION | CHERAS | Existing | BCRS/PCE/J00482 | 4A JLN PENGGAWA 2/2 | RMU 2S+1F | RMU 2S + 1F |  |  | 4A JLN PENGGAWA 2/2 | ATTACHED SINGLE |  | 11/0.415 kV | 20081101 |  | 0 | Pass | null
301631987 | TNB | DISTRIBUTION | CHERAS | Existing | BCRS/PCE/J00163 | TMN CHERAS AWANA NO 4 | RMU 2S+2F | RMU 2S + 2F |  |  | TMN CHERAS AWANA NO 4 | ATTACHED DOUBLE |  | 11/0.415 kV | 19971101 |  | 0 | Pass | null
301632148 | TNB | DISTRIBUTION | CHERAS | Existing | BCRS/PCE/J00026 | TMN ALAM JAYA NO 2 | RMU 2S+1F | RMU 2S + 1F |  |  | TMN ALAM JAYA NO 2 | INDOOR DOUBLE CHAMBER |  | 11/0.415 kV | 19951101 |  | 0 | Pass | null
301632574 | TNB | DISTRIBUTION | CHERAS | Existing | BCRS/PCE/J00418 | BERKAT HASIL NO 11 | RMU 2S+2F | RMU 2S + 2F |  |  | BERKAT HASIL NO 11 | ATTACHED DOUBLE |  | 11/0.415 kV | 19951111 |  | 0 | Pass | null
301632731 | TNB | DISTRIBUTION | CHERAS | Existing | BCRS/PCE/J00415 | BERKAT HASIL NO 12 | RMU 3S+1F | RMU 3S+1F |  |  | BERKAT HASIL NO 12 | INDOOR DOUBLE CHAMBER |  | 11/0.415 kV | 18/07/1998 |  | 0 | Pass | null
301632880 | TNB | DISTRIBUTION | CHERAS | Existing | BCRS/PCE/J00005 | ASAS EKUITI S/B | RMU 2S+1F | RMU 2S + 1F |  |  | ASAS EKUITI S/B | INDOOR SINGLE CHAMBER |  | 11/0.415 kV | 20001101 |  | 0 | Pass | null
301632996 | TNB | DISTRIBUTION | CHERAS | Existing | BCRS/PCE/J00148 | PADAT TMN SUNTEX | RMU 2S+1F | RMU 2S + 1F |  |  | PADAT TMN SUNTEX | COMPACT SUBS |  | 11/0.415 kV | 20001105 |  | 0 | Pass | null
301633422 | TNB | DISTRIBUTION | CHERAS | Existing | BCRS/PCE/J00524 | PANGSAPURI BLOK L8, JLN PENGGAWA, BMC | RMU 2S+1F | RMU 2S + 1F |  |  | PANGSAPURI BLOK L8, JLN PENGGAWA, BMC | ATTACHED SINGLE |  | 11/0.415 kV | 20041101 |  | 0 | Pass | null
301633539 | TNB | DISTRIBUTION | CHERAS | Existing | BCRS/PCE/J00045 | PKNS KG MELAKA | RMU 2S+1F | RMU 2S + 1F |  |  | PKNS KG MELAKA | INDOOR SINGLE CHAMBER |  | 11/0.415 kV | 19911101 |  | 0 | Pass | null
301633650 | TNB | DISTRIBUTION | CHERAS | Existing | BCRS/PCE/J00608 | BELIMBING HEIGHTS NO 2 | RMU 2S+2F | RMU 2S + 2F |  |  | BELIMBING HEIGHTS NO 2 | ATTACHED DOUBLE |  | 11 kV | 20041101 |  | 0 | Pass | null
301634119 | TNB | DISTRIBUTION | CHERAS | Existing | BCRS/PCE/J00394 | BKT BELIMBING NO 4 | RMU 2S+1F | RMU 2S + 1F |  |  | BKT BELIMBING NO 4 | INDOOR SINGLE CHAMBER |  | 11/0.415 kV | 19931111 |  | 0 | Pass | null
301634235 | TNB | DISTRIBUTION | CHERAS | Existing | BCRS/PCE/J00416 | BERKAT HASIL NO 9 | RMU 2S+2F | RMU 2S + 2F |  |  | BERKAT HASIL NO 9 | INDOOR DOUBLE CHAMBER |  | 11/0.415 kV | 19911111 |  | 0 | Pass | null
301634702 | TNB | DISTRIBUTION | CHERAS | Existing | BCRS/PCE/J00414 | BERKAT HASIL NO 16 | RMU 2S+2F | RMU 2S + 2F |  |  | BERKAT HASIL NO 16 | ATTACHED DOUBLE |  | 11/0.415 kV | 19971101 |  | 0 | Pass | null
301634859 | TNB | DISTRIBUTION | CHERAS | Existing | BCRS/PCE/J00219 | BDR SG LONG NO 11 | CB 2S+2F | CB + 2 TX |  |  | BDR SG LONG NO 11 | INDOOR DOUBLE CHAMBER |  | 11/0.415 kV | 20001101 |  | 0 | Pass | null
301635384 | TNB | DISTRIBUTION | CHERAS | Existing | BCRS/PCE/J00476 | SANYIN | RMU 2S+1F | RMU 2S + 1F |  |  | SANYIN | INDOOR SINGLE CHAMBER |  | 11/0.415 kV | 20041101 |  | 0 | Pass | null
301635501 | TNB | DISTRIBUTION | CHERAS | Existing | BCRS/PCE/J00552 | TAMAN SUNNYSIDE NO 4 | RMU 2S+1F | RMU 2S + 1F |  |  | TAMAN SUNNYSIDE NO 4 | INDOOR DOUBLE CHAMBER |  | 11/0.415 kV | 18/07/1998 |  | 0 | Pass | null
301635968 | TNB | DISTRIBUTION | CHERAS | Existing | BCRS/PCE/J00382 | BRONLEY HILL NO 2 | RMU 2S+2F | RMU 2S + 2F |  |  | BRONLEY HILL NO 2 | INDOOR DOUBLE CHAMBER |  | 11/0.415 kV | 18/07/1998 | PAGAR SUDAH ROBOH | 0 | Pass | null
301636125 | TNB | DISTRIBUTION | CHERAS | Existing | BCRS/PCE/J00726 | LOT 1906 JLN KPB 9 | RMU 2S+1F | RMU 2S + 1F |  |  | LOT 1906 JLN KPB 9 | ATTACHED SINGLE |  | 11/0.415 kV | 20091101 |  | 0 | Pass | null
301636551 | TNB | DISTRIBUTION | CHERAS | Existing | BCRS/PCE/J00495 | COPPERTECH KG BARU BALAKONG | RMU 2S+1F | RMU 2S + 1F |  |  | COPPERTECH KG BARU BALAKONG | ATTACHED SINGLE |  | 11/0.415 kV | 20061101 |  | 0 | Pass | null
301636668 | TNB | DISTRIBUTION | CHERAS | Existing | BCRS/PCE/J00802 | LEW MEW CHOI NO 2 | CB 3S | CB |  |  | LEW MEW CHOI NO 2 | ATTACHED |  | 11/0.415 kV | 20021111 |  | 0 | Pass | null
301637148 | TNB | DISTRIBUTION | CHERAS | Existing | BCRS/PCE/J00286 | KG BARU BALAKONG COMPACT | RMU 2S+1F | RMU 2S + 1F |  |  | KG BARU BALAKONG COMPACT | COMPACT SUBS |  | 11/0.415 kV | 20001111 |  | 0 | Pass | null
301637264 | TNB | DISTRIBUTION | CHERAS | Existing | BCRS/PCE/J00294 | DAPAT | RMU 2S+1F | RMU 2S + 1F |  |  | DAPAT | ATTACHED SINGLE |  | 11/0.415 kV | 19941101 |  | 0 | Pass | null
301637380 | TNB | DISTRIBUTION | CHERAS | Existing | BCRS/PCE/J00295 | BOOM FUEN & SON (GALANT) | CB 4S | CB |  |  | BOOM FUEN & SON (GALANT) | ATTACHED DOUBLE |  | 11/0.415 kV | 19941101 |  | 0 | Pass | null
301637597 | TNB | DISTRIBUTION | CHERAS | Existing | BCRS/PCE/J00879 | TMN TANMING INDAH NO 1 | RMU 2S+2F | RMU 2S + 2F |  |  | TMN TANMING INDAH NO 1 | INDOOR DOUBLE CHAMBER |  | 11/0.415 kV | 18/07/1998 |  | 0 | Pass | null
301638064 | TNB | DISTRIBUTION | CHERAS | Existing | BCRS/PCE/J00666 | BUKIT BAYU NO 6 | RMU 2S+1F | RMU 2S + 1F |  |  | BUKIT BAYU NO 6 | INDOOR SINGLE CHAMBER |  | 11/0.415 kV | 19991101 |  | 0 | Pass | null
301638180 | TNB | DISTRIBUTION | CHERAS | Existing | BCRS/PCE/J00664 | BUKIT BAYU NO 4 | RMU 2S+1F | RMU 2S + 1F |  |  | BUKIT BAYU NO 4 | INDOOR SINGLE CHAMBER |  | 11/0.415 kV | 19991101 |  | 0 | Pass | null
301638296 | TNB | DISTRIBUTION | CHERAS | Existing | BCRS/PCE/J00661 | BUKIT BAYU NO 1 | CB 2S+2F | CB + 2 TX |  |  | BUKIT BAYU NO 1 | INDOOR SINGLE CHAMBER |  | 11/0.415 kV | 18/07/1998 |  | 0 | Pass | null
301638833 | TNB | DISTRIBUTION | CHERAS | Existing | BCRS/PCE/J00725 | KAJANG HEIGHT NO 2 | CB 2S+2F | CB + 2 TX |  |  | KAJANG HEIGHT NO 2 | INDOOR DOUBLE CHAMBER |  | 11/0.415 kV | 20001111 |  | 0 | Pass | null
301639668 | TNB | DISTRIBUTION | CHERAS | Existing | BCRS/PCE/J00721 | KHOO MOK CHIN | RMU 2S+1F | RMU 2S + 1F |  |  | KHOO MOK CHIN | OUTDOOR (OD WITH SWTCHGEAR) |  | 11/0.415 kV | 19971101 |  | 0 | Pass | null
301639784 | TNB | DISTRIBUTION | CHERAS | Existing | BCRS/PCE/J00225 | MITRALAND | CB 3S+1F | CB + 1 TX |  |  | MITRALAND | INDOOR DOUBLE CHAMBER |  | 11/0.415 kV | 20001101 |  | 0 | Pass | null
301640309 | TNB | DISTRIBUTION | CHERAS | Existing | BCRS/PCE/J00558 | TMN RASA SELAMAT ( HVD ) | RMU 2S+1F | RMU 2S+1F (B) |  |  | TMN RASA SELAMAT ( HVD ) | INDOOR SINGLE CHAMBER |  | 11/0.415 kV | 19941101 | NO FL | 0 | Pass | null
301640417 | TNB | DISTRIBUTION | CHERAS | Existing | BCRS/PCE/J00502 | JLN BENDAHARA 4/7 BDR MAHKOTA CHERAS | RMU 2S+2F | RMU 2S + 2F |  |  | JLN BENDAHARA 4/7 BDR MAHKOTA CHERAS | INDOOR DOUBLE CHAMBER |  | 11/0.415 kV | 18/07/1998 |  | 0 | Pass | null
301640574 | TNB | DISTRIBUTION | CHERAS | Existing | BCRS/PCE/J00484 | TMN MESRA | RMU 2S + 1F | RMU 2S + 1F |  |  | TMN MESRA | INDOOR SINGLE CHAMBER |  | 11/0.415 kV | 20061101 |  | 0 | Pass | null
301640690 | TNB | DISTRIBUTION | CHERAS | Existing | BCRS/PCE/J00855 | TMN DELIMA NO 1 | RMU 2S+1F | RMU 2S + 1F |  |  | TMN DELIMA NO 1 | INDOOR SINGLE CHAMBER |  | 11/0.415 kV | 18/07/1998 |  | 0 | Pass | null
301640806 | TNB | DISTRIBUTION | CHERAS | Existing | BCRS/PCE/J00877 | COMPACT LAMPU JLN GRAND SAGA | RMU 2S + 1F | RMU 2S + 1F |  |  | COMPACT LAMPU JLN GRAND SAGA | COMPACT SUBS |  | 11/0.415 kV | 18/07/1998 | *UTK TETUAN GRAND SAGA SDN BHD (11) | 0 | Pass | null
301641232 | TNB | DISTRIBUTION | CHERAS | Existing | BCRS/PCE/J00923 | SMKU (SEK UGAMA PERSEKUTUAN) | RMU 2S+1F | RMU 2S + 1F |  |  | SMKU (SEK UGAMA PERSEKUTUAN) | INDOOR SINGLE CHAMBER |  | 11/0.415 kV | 18/07/1998 |  | 0 | Pass | null
301641348 | TNB | DISTRIBUTION | CHERAS | Existing | BCRS/PCE/J00812 | JALAN DAYANG 17/8 | RMU 2S+2F | RMU 2S + 2F |  |  | JALAN DAYANG 17/8 | INDOOR DOUBLE CHAMBER |  | 11/0.415 kV | 18/07/1998 |  | 0 | Pass | null
301641815 | TNB | DISTRIBUTION | CHERAS | Existing | BCRS/PCE/J00858 | AISTANA INDUSTRI | RMU 2S+1F | RMU 2S + 1F |  |  | AISTANA INDUSTRI | ATTACHED SINGLE |  | 11/0.415 kV | 18/07/1998 |  | 0 | Pass | null
301641932 | TNB | DISTRIBUTION | CHERAS | Existing | BCRS/PCE/J00637 | TECHNICAL WORLD | RMU 2S+1F | RMU 2S + 1F |  |  | TECHNICAL WORLD | INDOOR SINGLE CHAMBER |  | 11/0.415 kV | 20071101 |  | 0 | Pass | null
301642048 | TNB | DISTRIBUTION | CHERAS | Existing | BCRS/PCE/J00753 | HONG AI KOK | RMU 2S+1F | RMU 2S + 1F |  |  | HONG AI KOK | OUTDOOR (OD WITH SWTCHGEAR) |  | 11/0.415 kV | 19971111 |  | 0 | Pass | null
301642474 | TNB | DISTRIBUTION | CHERAS | Existing | BCRS/PCE/J00632 | LFIP NO 5 | RMU 4S | RMU 2X (2S + 1F) |  |  | LFIP NO 5 | INDOOR TRIPLE |  | 11/0.415 kV | 19941111 |  | 0 | Pass | null
301643052 | TNB | DISTRIBUTION | CHERAS | Existing | BCRS/PCE/J00747 | ASHIBA | RMU 2S+1F | RMU 2S + 1F |  |  | ASHIBA | OUTDOOR (OD WITH SWTCHGEAR) |  | 11/0.415 kV | 19971111 |  | 0 | Pass | null
301643168 | TNB | DISTRIBUTION | CHERAS | Existing | BCRS/PCE/J00672 | EKSPIDISI EMAS | CB 3S | CB |  |  | EKSPIDISI EMAS | ATTACHED |  | 11/0.415 kV | 20011111 |  | 0 | Pass | null
301643318 | TNB | DISTRIBUTION | CHERAS | Existing | BCRS/PCE/J00132 | KILANG CHEW TSU PEH | RMU 2S+1F | RMU 2S + 1F |  |  | KILANG CHEW TSU PEH | ATTACHED DOUBLE |  | 11/0.415 kV | 20031101 |  | 0 | Pass | null
301647411 | TNB | DISTRIBUTION | CHERAS | Existing | BCRS/PCE/J00628 | LFIP NO 7 | RMU 2S+2F | RMU 2S + 2F |  |  | LFIP NO 7 | INDOOR DOUBLE CHAMBER |  | 11/0.415 kV | 19951111 |  | 0 | Pass | null
301647568 | TNB | DISTRIBUTION | CHERAS | Existing | BCRS/PCE/J00740 | FAIR POINT | RMU 3S | RMU 3S |  |  | FAIR POINT | ATTACHED SINGLE |  | 11/0.415 kV | 18/07/1998 |  | 0 | Pass | null
301647986 | TNB | DISTRIBUTION | CHERAS | Existing | BCRS/PCE/J00054 | TMN DESA RAYA | RMU 2S+1F | RMU 2S + 1F |  |  | TMN DESA RAYA | INDOOR SINGLE CHAMBER |  | 11/0.415 kV | 20001101 |  | 0 | Pass | null
301648219 | TNB | DISTRIBUTION | CHERAS | Existing | BCRS/PCE/J00555 | TMN ALAM JAYA NO 3 | RMU 2S+1F | RMU 2S + 1F |  |  | TMN ALAM JAYA NO 3 | INDOOR SINGLE CHAMBER |  | 11/0.415 kV | 18/07/1998 |  | 0 | Pass | null
301648645 | TNB | DISTRIBUTION | CHERAS | Existing | BCRS/PCE/J00023 | TMN CUEPACS NO 2 | RMU 2S+1F | RMU 2S + 1F |  |  | TMN CUEPACS NO 2 | INDOOR SINGLE CHAMBER |  | 11/0.415 kV | 19991101 |  | 0 | Pass | null
301648799 | TNB | DISTRIBUTION | CHERAS | Existing | BCRS/PCE/J00395 | HON SHING COMPACT | RMU 2S+1F | RMU 2S + 1F |  |  | HON SHING COMPACT | COMPACT SUBS |  | 11/0.415 kV | 19951101 |  | 0 | Pass | null
301649225 | TNB | DISTRIBUTION | CHERAS | Existing | BCRS/PCE/J00501 | JEMCO MARKETING | RMU 4S+2F | RMU 2X (2S + 1F) |  |  | JEMCO MARKETING | INDOOR DOUBLE CHAMBER |  | 11/0.415 kV | 20021101 |  | 0 | Pass | null
301649454 | TNB | DISTRIBUTION | CHERAS | Existing | BCRS/PCE/J00566 | LIAN YEW ENGINEERING BALAKONG (LYE) | RMU 3S+1F | RMU 3S+1F |  |  | LIAN YEW ENGINEERING BALAKONG (LYE) | OUTDOOR (OD WITH SWTCHGEAR) |  | 11/0.415 kV | 19941111 |  | 0 | Pass | null
301649913 | TNB | DISTRIBUTION | CHERAS | Existing | BCRS/PCE/J00034 | SEK AGAMA BT 9 | RMU 2S+1F | RMU 2S + 1F |  |  | SEK AGAMA BT 9 | INDOOR SINGLE CHAMBER |  | 11/0.415 kV | 19991101 |  | 0 | Pass | null
301650029 | TNB | DISTRIBUTION | CHERAS | Existing | BCRS/PCE/J00144 | SUNTEX SUPERMARKET | RMU 2S+1F | RMU 2S + 1F |  |  | SUNTEX SUPERMARKET | ATTACHED SINGLE |  | 11/0.415 kV | 19951111 |  | 0 | Pass | null
301650145 | TNB | DISTRIBUTION | CHERAS | Existing | BCRS/PCE/J00146 | TMN SUNTEX | RMU 2S+1F | RMU 2S + 1F |  |  | TMN SUNTEX | INDOOR SINGLE CHAMBER |  | 11/0.415 kV | 19961111 |  | 0 | Pass | null
301650571 | TNB | DISTRIBUTION | CHERAS | Existing | BCRS/PCE/J00080 | MIEKA FOOD 2 | RMU 2S+2F | RMU 2S + 2F |  |  | MIEKA FOOD 2 | ATTACHED DOUBLE |  | 11/0.415 kV | 20051101 |  | 0 | Pass | null
301650700 | TNB | DISTRIBUTION | CHERAS | Existing | BCRS/PCE/J00887 | BDR MAHKOTA CHERAS NO 1 | CB 2S+2F | CB + 2 TX |  |  | BDR MAHKOTA CHERAS NO 1 | INDOOR DOUBLE CHAMBER |  | 11/0.415 kV | 18/07/1998 |  | 0 | Pass | null
301650955 | TNB | DISTRIBUTION | CHERAS | Existing | BCRS/PCE/J00410 | BERKAT HASIL NO 4 | RMU 2S+2F | RMU 2S + 2F |  |  | BERKAT HASIL NO 4 | INDOOR DOUBLE CHAMBER |  | 11/0.415 kV | 18/07/1998 |  | 0 | Pass | null
301651450 | TNB | DISTRIBUTION | CHERAS | Existing | BCRS/PCE/J00606 | TMN BKT BELIMBING NO 1 | RMU 3S+1F | RMU 3S+1F |  |  | TMN BKT BELIMBING NO 1 | INDOOR SINGLE CHAMBER |  | 11 kV | 19921111 |  | 0 | Pass | null
301651604 | TNB | DISTRIBUTION | CHERAS | Existing | BCRS/PCE/J00720 | UNITED COACH BUILDER | RMU 2S+1F | RMU 2S + 1F |  |  | UNITED COACH BUILDER | OUTDOOR (OD WITH SWTCHGEAR) |  | 11/0.415 kV | 18/07/1998 |  | 0 | Pass | null
301652030 | TNB | DISTRIBUTION | CHERAS | Existing | BCRS/PCE/J00600 | K.K METAL | RMU 2S+2F | RMU 2S + 2F |  |  | K.K METAL | ATTACHED SINGLE |  | 11/0.415 kV | 20051101 |  | 0 | Pass | null
301652189 | TNB | DISTRIBUTION | CHERAS | Existing | BCRS/PCE/J00724 | LAM KONG SUM | RMU 2S+1F | RMU 2S + 1F |  |  | LAM KONG SUM | OUTDOOR (OD WITH SWTCHGEAR) |  | 11/0.415 kV | 19971101 | PASIR | 0 | Pass | null
301652305 | TNB | DISTRIBUTION | CHERAS | Existing | BCRS/PCE/J00729 | PRIMA MASTONE | RMU 2S+1F | RMU 2S + 1F |  |  | PRIMA MASTONE | OUTDOOR (OD WITH SWTCHGEAR) |  | 11/0.415 kV | 20001101 |  | 0 | Pass | null
301652731 | TNB | DISTRIBUTION | CHERAS | Existing | BCRS/PCE/J00732 | SIERRA CHARM | RMU 2S+1F | RMU 2S + 1F |  |  | SIERRA CHARM | OUTDOOR (OD WITH SWTCHGEAR) |  | 11/0.415 kV | 18/07/1998 |  | 0 | Pass | null
301652847 | TNB | DISTRIBUTION | CHERAS | Existing | BCRS/PCE/J00731 | BHS HARDWERE | RMU 2S+1F | RMU 2S + 1F |  |  | BHS HARDWERE | INDOOR SINGLE CHAMBER |  | 11/0.415 kV | 18/07/1998 | PE BHS | 0 | Pass | null
301653389 | TNB | DISTRIBUTION | CHERAS | Existing | BCRS/PCE/J00616 | LAI CHEE KONG | RMU 2S+1F | RMU 2S + 1F |  |  | LAI CHEE KONG | OUTDOOR (OD WITH SWTCHGEAR) |  | 11/0.415 kV | 19951101 |  | 0 | Pass | null
301653505 | TNB | DISTRIBUTION | CHERAS | Existing | BCRS/PCE/J00618 | WING LONG | RMU 2S+1F | RMU 2S + 1F |  |  | WING LONG | OUTDOOR (OD WITH SWTCHGEAR) |  | 11/0.415 kV | 19951101 | LOT 5182 | 0 | Pass | null
301653931 | TNB | DISTRIBUTION | CHERAS | Existing | BCRS/PCE/J00755 | WOO CHEE WAH | RMU 2S+1F | RMU 2S + 1F |  |  | WOO CHEE WAH | SEMI INDOOR |  | 11/0.415 kV | 19981111 | WINTECH | 0 | Pass | null
301654047 | TNB | DISTRIBUTION | CHERAS | Existing | BCRS/PCE/J00622 | BRISTOL 1 | RMU 2S+1F | RMU 2S + 1F |  |  | BRISTOL 1 | OUTDOOR (OD WITH SWTCHGEAR) |  | 11/0.415 kV | 18/07/1998 |  | 0 | Pass | null
301654163 | TNB | DISTRIBUTION | CHERAS | Existing | BCRS/PCE/J00621 | BRISTOL 2 | RMU 2S+1F | RMU 2S + 1F |  |  | BRISTOL 2 | INDOOR SINGLE CHAMBER |  | 11/0.415 kV | 20041101 |  | 0 | Pass | null
301654590 | TNB | DISTRIBUTION | CHERAS | Existing | BCRS/PCE/J00749 | OOI BIN KEONG | RMU 2S+1F | RMU 2S + 1F |  |  | OOI BIN KEONG | OUTDOOR (OD WITH SWTCHGEAR) |  | 11/0.415 kV | 19971111 |  | 0 | Pass | null
301654706 | TNB | DISTRIBUTION | CHERAS | Existing | BCRS/PCE/J00748 | TEH SEN HUIA | RMU 2S+1F | RMU 2S + 1F |  |  | TEH SEN HUIA | OUTDOOR (OD WITH SWTCHGEAR) |  | 11/0.415 kV | 19971111 |  | 0 | Pass | null
301655132 | TNB | DISTRIBUTION | CHERAS | Existing | BCRS/PCE/J00752 | IDEAPOLY S/B | CB 2 Feeders + 1Tx | CB + 1 TX |  |  | IDEAPOLY S/B | INDOOR SINGLE CHAMBER |  | 11/0.415 kV | 19981111 |  | 0 | Pass | null
301655291 | TNB | DISTRIBUTION | CHERAS | Existing | BCRS/PCE/J00594 | PANGSAPURI SRI JATI | RMU 2S+1F | RMU 2S + 1F |  |  | PANGSAPURI SRI JATI | INDOOR SINGLE CHAMBER |  | 11/0.415 kV | 20031101 |  | 0 | Pass | null
301655407 | TNB | DISTRIBUTION | CHERAS | Existing | BCRS/PCE/J00915 | NO 1 JLN BALAKONG JAYA | CB 3S+2F | CB 5 Feeders |  |  | NO 1 JLN BALAKONG JAYA | INDOOR DOUBLE CHAMBER |  | 11/0.415 kV | 20001101 |  | 0 | Pass | null
301655874 | TNB | DISTRIBUTION | CHERAS | Existing | BCRS/PCE/J00675 | DESA KARUNMAS NO 2 | RMU 2S+2F | RMU 2S + 2F |  |  | DESA KARUNMAS NO 2 | ATTACHED DOUBLE |  | 11/0.415 kV | 20001101 |  | 0 | Pass | null
301656031 | TNB | DISTRIBUTION | CHERAS | Existing | BCRS/PCE/J00676 | DESA KARUNMAS NO 1 | RMU 2S + 1F | RMU 2S + 1F |  |  | DESA KARUNMAS NO 1 | INDOOR DOUBLE CHAMBER |  | 11/0.415 kV | 19991111 |  | 0 | Pass | null
301656500 | TNB | DISTRIBUTION | CHERAS | Existing | BCRS/PCE/J00261 | BDR MAHKOTA CHERAS NO 19 | RMU 2S+2F | RMU 2S + 2F |  |  | BDR MAHKOTA CHERAS NO 19 | INDOOR DOUBLE CHAMBER |  | 11/0.415 kV | 20021101 |  | 0 | Pass | null
301662792 | TNB | DISTRIBUTION | CHERAS | Existing | BCRS/PCE/J00312 | CHAN KWAN YING | RMU 2S+1F | RMU 2S + 1F |  |  | CHAN KWAN YING | ATTACHED SINGLE |  | 11/0.415 kV | 19951101 |  | 0 | Pass | null
301662908 | TNB | DISTRIBUTION | CHERAS | Existing | BCRS/PCE/J00783 | SETIA KASTURI BUSSINESS PARK | CB 2S+2F | CB + 2 TX |  |  | SETIA KASTURI BUSSINESS PARK | ATTACHED DOUBLE |  | 11/0.415 kV | 19981111 |  | 0 | Pass | null
301663139 | TNB | DISTRIBUTION | CHERAS | Existing | BCRS/PCE/J00313 | SETIA KASTURI NO 3 | RMU 2S+1F | RMU 2S + 1F |  |  | SETIA KASTURI NO 3 | ATTACHED DOUBLE |  | 11/0.415 kV | 20021101 |  | 0 | Pass | null
301664033 | TNB | DISTRIBUTION | CHERAS | Existing | BCRS/PCE/J00125 | SEK MEN CHERAS PERDANA | RMU 2S+1F | RMU 2S + 1F |  |  | SEK MEN CHERAS PERDANA | INDOOR SINGLE CHAMBER |  | 11/0.415 kV | 19971101 |  | 0 | Pass | null
301664150 | TNB | DISTRIBUTION | CHERAS | Existing | BCRS/PCE/J00124 | CHERAS PERDANA NO 6 | RMU 2S+1F | RMU 2S + 1F |  |  | CHERAS PERDANA NO 6 | INDOOR SINGLE CHAMBER |  | 11/0.415 kV | 19941101 |  | 0 | Pass | null
301665707 | TNB | DISTRIBUTION | CHERAS | Existing | BCRS/PCE/J00383 | POLLUTION ENG SB | RMU 2S+2F | RMU 2S + 2F |  |  | POLLUTION ENG SB | ATTACHED SINGLE |  | 11/0.415 kV | 18/07/1998 |  | 0 | Pass | null
301666325 | TNB | DISTRIBUTION | CHERAS | Existing | BCRS/PCE/J00380 | SYNLIGWAN | RMU 2S+1F | RMU 2S + 1F |  |  | SYNLIGWAN | COMPACT SUBS |  | 11/0.415 kV | 20111111 |  | 0 | Pass | null
301666441 | TNB | DISTRIBUTION | CHERAS | Existing | BCRS/PCE/J00704 | COMMOND WOOD PRODUCT | RMU 2S+1F | RMU 2S + 1F |  |  | COMMOND WOOD PRODUCT | INDOOR SINGLE CHAMBER |  | 11/0.415 kV | 19991101 |  | 0 | Pass | null
301666557 | TNB | DISTRIBUTION | CHERAS | Existing | BCRS/PCE/J00070 | DUSUN TUA | RMU 3S+1F | RMU 3S+1F |  |  | DUSUN TUA | OUTDOOR (OD WITH SWTCHGEAR) |  | 11/0.415 kV | 19991101 |  | 0 | Pass | null
301667016 | TNB | DISTRIBUTION | CHERAS | Existing | BCRS/PCE/J00281 | MEIKA FOOD | RMU 1S+1F | RMU 2S + 1F |  |  | MEIKA FOOD | ATTACHED SINGLE |  | 11/0.415 kV | 20051101 |  | 0 | Pass | null
301667094 | TNB | DISTRIBUTION | CHERAS | Existing | BCRS/PCE/J00889 | JLN. PENGGAWA 2/2 ANGSANA | RMU 2S+1F | RMU 2S + 1F |  |  | JLN. PENGGAWA 2/2 ANGSANA | INDOOR SINGLE CHAMBER |  | 11/0.415 kV | 18/07/1998 |  | 0 | Pass | null
301667520 | TNB | DISTRIBUTION | CHERAS | Existing | BCRS/PCE/J00831 | ALLIED FOAM | RMU 2S+1F | RMU 2S + 1F |  |  | ALLIED FOAM | ATTACHED SINGLE |  | 11/0.415 kV | 18/07/1998 |  | 0 | Pass | null
301667637 | TNB | DISTRIBUTION | CHERAS | Existing | BCRS/PCE/J00401 | BERKAT HASIL NO 1 | RMU 2S+1F | RMU 2S + 1F |  |  | BERKAT HASIL NO 1 | INDOOR SINGLE CHAMBER |  | 11/0.415 kV | 19991101 |  | 0 | Pass | null
301667753 | TNB | DISTRIBUTION | CHERAS | Existing | BCRS/PCE/J00396 | EVERLAST ALUMINIUM (M) SB | RMU 2S+1F | RMU 2S + 1F |  |  | EVERLAST ALUMINIUM (M) SB | ATTACHED SINGLE |  | 11/0.415 kV | 19951111 |  | 0 | Pass | null
301668179 | TNB | DISTRIBUTION | CHERAS | Existing | BCRS/PCE/J00284 | EXZULA LANDSCAPE | RMU 2S+1F | RMU 2S + 1F |  |  | EXZULA LANDSCAPE | ATTACHED SINGLE |  | 11/0.415 kV | 19971111 |  | 0 | Pass | null
301668295 | TNB | DISTRIBUTION | CHERAS | Existing | BCRS/PCE/J00011 | GOLDFOX IND | RMU 2S+1F | RMU 2S + 1F |  |  | GOLDFOX IND | ATTACHED SINGLE |  | 11/0.415 kV | 20011111 |  | 0 | Pass | null
301668412 | TNB | DISTRIBUTION | CHERAS | Existing | BCRS/PCE/J00472 | BELIA IKBN NO 2 DUSUN TUA | CB 2S+1F | CB 2 Feeders + 1Tx |  |  | BELIA IKBN NO 2 DUSUN TUA | INDOOR SINGLE CHAMBER |  | 11/0.415 kV | 20051101 |  | 0 | Pass | null
301668984 | TNB | DISTRIBUTION | CHERAS | Existing | BCRS/PCE/J00785 | REYLON PRODUCTS | RMU 2S+1F | RMU 2S + 1F |  |  | REYLON PRODUCTS | OUTDOOR (OD WITH SWTCHGEAR) |  | 11/0.415 kV | 18/11/1998 | B0409 | 0 | Pass | null
301669100 | TNB | DISTRIBUTION | CHERAS | Existing | BCRS/PCE/J00473 | BELIA IKBN NO 3 DUSUN TUA | RMU 4S+2F | RMU 2X (2S + 1F) |  |  | BELIA IKBN NO 3 DUSUN TUA | INDOOR SINGLE CHAMBER |  | 11/0.415 kV | 20051101 |  | 0 | Pass | null
301669334 | TNB | DISTRIBUTION | CHERAS | Existing | BCRS/PCE/J00474 | BELIA IKBN DUSUN TUA NO 4 | RMU 2S+1F | RMU 2S + 1F |  |  | BELIA IKBN DUSUN TUA NO 4 | INDOOR SINGLE CHAMBER |  | 11/0.415 kV | 20051101 |  | 0 | Pass | null
301669761 | TNB | DISTRIBUTION | CHERAS | Existing | BCRS/PCE/J00112 | KG BARU CINA SG MACAU | RMU 2S+1F | RMU 2S + 1F |  |  | KG BARU CINA SG MACAU | OUTDOOR (OD WITH SWTCHGEAR) |  | 11/0.415 kV | 19961101 |  | 0 | Pass | null
301669872 | TNB | DISTRIBUTION | CHERAS | Existing | BCRS/PCE/J00299 | GELOMBANG CEKAL (GAY KIM) | RMU 2S+1F | RMU 2S + 1F |  |  | GELOMBANG CEKAL (GAY KIM) | INDOOR SINGLE CHAMBER |  | 11/0.415 kV | 19941111 | DLM BGUNAN sdn bhd | 0 | Pass | null
301669988 | TNB | DISTRIBUTION | CHERAS | Existing | BCRS/PCE/J00317 | NEW ENGINEERING (M) SB | RMU 2S+1F | RMU 2S + 1F |  |  | NEW ENGINEERING (M) SB | ATTACHED SINGLE |  | 11/0.415 kV | 19901101 | B0487 | 0 | Pass | null
301670415 | TNB | DISTRIBUTION | CHERAS | Existing | BCRS/PCE/J00374 | JELITA HEIGHT CHERAS JAYA | CB 2S+1F | CB + 1 TX |  |  | JELITA HEIGHT CHERAS JAYA | ATTACHED SINGLE |  | 11/0.415 kV | 20001101 |  | 0 | Pass | null
301673174 | TNB | DISTRIBUTION | CHERAS | Existing | BCRS/PCE/J00010 | TMN HARMONI INDAH NO 1 | RMU 3S+1F | RMU 3S+1F |  |  | TMN HARMONI INDAH NO 1 | ATTACHED SINGLE |  | 11 kV | 20011111 |  | 0 | Pass | null
301673290 | TNB | DISTRIBUTION | CHERAS | Existing | BCRS/PCE/J00556 | TAMAN SERI BELIMBING | RMU 2S+2F | RMU 2S + 2F |  |  | TAMAN SERI BELIMBING | INDOOR DOUBLE CHAMBER |  | 11/0.415 kV | 20031111 |  | 0 | Pass | null
301673447 | TNB | DISTRIBUTION | CHERAS | Existing | BCRS/PCE/J00085 | VESSELTECH | RMU 2S+1F | RMU 2S + 1F |  |  | VESSELTECH | OUTDOOR (OD WITH SWTCHGEAR) |  | 11/0.415 kV | 19981101 |  | 0 | Pass | null
301673563 | TNB | DISTRIBUTION | CHERAS | Existing | BCRS/PCE/J00823 | KONDOMINIUM DESA SAUJANA | RMU 2S+2F | RMU 2S + 2F |  |  | KONDOMINIUM DESA SAUJANA | ATTACHED DOUBLE |  | 11/0.415 kV | 18/07/1998 |  | 0 | Pass | null
301674031 | TNB | DISTRIBUTION | CHERAS | Existing | BCRS/PCE/J00393 | BKT BELIMBING NO 3 | RMU 2S+1F | RMU 2S + 1F |  |  | BKT BELIMBING NO 3 | INDOOR SINGLE CHAMBER |  | 11 kV | 19931111 |  | 0 | Pass | null
301674147 | TNB | DISTRIBUTION | CHERAS | Existing | BCRS/PCE/J00648 | KENT LEE (M) S/B | RMU 2S+1F | RMU 2S + 1F |  |  | KENT LEE (M) S/B | ATTACHED SINGLE |  | 11/0.415 kV | 20071111 |  | 0 | Pass | null
301674264 | TNB | DISTRIBUTION | CHERAS | Existing | BCRS/PCE/J00403 | KINMA RUBBER IND SB | RMU 2S+1F | RMU 2S + 1F |  |  | KINMA RUBBER IND SB | ATTACHED SINGLE |  | 11/0.415 kV | 20051101 |  | 0 | Pass | null
301674690 | TNB | DISTRIBUTION | CHERAS | Existing | BCRS/PCE/J00400 | CHOY AH BEE & SONS SB | RMU 2S+1F | RMU 2S + 1F |  |  | CHOY AH BEE & SONS SB | OUTDOOR (OD WITH SWTCHGEAR) |  | 11/0.415 kV | 19991101 |  | 0 | Pass | null
301674806 | TNB | DISTRIBUTION | CHERAS | Existing | BCRS/PCE/J00016 | PEJABAT HUTAN CHERAS | RMU 2S+1F | RMU 2S + 1F |  |  | PEJABAT HUTAN CHERAS | INDOOR SINGLE CHAMBER |  | 11/0.415 kV | 19831101 | B0664 | 0 | Pass | null
301674917 | TNB | DISTRIBUTION | CHERAS | Existing | BCRS/PCE/J00486 | APARTMENT PERDANA HEIGHT SEGAR PERDANA | RMU 2S+1F | RMU 2S+1F (B) |  |  | APARTMENT PERDANA HEIGHT SEGAR PERDANA | INDOOR SINGLE CHAMBER |  | 11/0.415 kV | 20041111 |  | 0 | Pass | null
301674922 | TNB | DISTRIBUTION | CHERAS | Existing | BCRS/PCE/J00860 | LIM KOK YEONG SIMPANG BALAK | RMU 2S+1F | RMU 2S + 1F |  |  | LIM KOK YEONG SIMPANG BALAK | OUTDOOR (OD WITH SWTCHGEAR) |  | 11/0.415 kV | 18/07/1998 |  | 0 | Pass | null
301675348 | TNB | DISTRIBUTION | CHERAS | Existing | BCRS/PCE/J00853 | TMN KASIH | RMU 2S+1F | RMU 2S + 1F |  |  | TMN KASIH | INDOOR SINGLE CHAMBER |  | 11/0.415 kV | 18/07/1998 |  | 0 | Pass | null
301675492 | TNB | DISTRIBUTION | CHERAS | Existing | BCRS/PCE/J00550 | TAMAN CHERAS IDAMAN | RMU 2S+1F | RMU 2S + 1F |  |  | TAMAN CHERAS IDAMAN | INDOOR DOUBLE CHAMBER |  | 11/0.415 kV | 20051101 |  | 0 | Pass | null
301675918 | TNB | DISTRIBUTION | CHERAS | Existing | BCRS/PCE/J00940 | TMN SERI SG LONG | RMU 2S+1F | RMU 2S+1F (A) |  |  | TMN SERI SG LONG | INDOOR DOUBLE CHAMBER |  | 11/0.415 kV | 18/07/1998 |  | 0 | Pass | null
301675923 | TNB | DISTRIBUTION | CHERAS | Existing | BCRS/PCE/J00989 | RMH PAM PARAS RENDAH | RMU 2S+1F | RMU 2S+1F (A) |  |  | RMH PAM PARAS RENDAH | INDOOR DOUBLE CHAMBER |  | 11/0.415 kV | 20051101 |  | 0 | Pass | null
301675928 | TNB | DISTRIBUTION | CHERAS | Existing | BCRS/PCE/J00913 | TMN ORKID JLN ORKID NO 5 | RMU 2S+2F | RMU 2S + 2F |  |  | TMN ORKID JLN ORKID NO 5 | ATTACHED DOUBLE |  | 11/0.415 kV | 18/07/1998 |  | 0 | Pass | null
301677434 | TNB | DISTRIBUTION | CHERAS | Existing | BCRS/PCE/J00121 | TMN CHERAS PERDANA NO 1 | RMU 3S+1F | RMU 3S+1F |  |  | TMN CHERAS PERDANA NO 1 | INDOOR SINGLE CHAMBER |  | 11/0.415 kV | 20031101 |  | 0 | Pass | null
301677583 | TNB | DISTRIBUTION | CHERAS | Existing | BCRS/PCE/J00185 | TMN INDAH NO 1 | RMU 2S+1F | RMU 2S + 1F |  |  | TMN INDAH NO 1 | INDOOR SINGLE CHAMBER |  | 11/0.415 kV | 19901101 |  | 0 | Pass | null
301677699 | TNB | DISTRIBUTION | CHERAS | Existing | BCRS/PCE/J00186 | KG BARU CHERAS BT 11 | RMU 2S+1F | RMU 2S + 1F |  |  | KG BARU CHERAS BT 11 | OUTDOOR (OD WITH SWTCHGEAR) |  | 11/0.415 kV | 19981101 |  | 0 | Pass | null
301677972 | TNB | DISTRIBUTION | CHERAS | Existing | BCRS/PCE/J00131 | PEJABAT TAPAK CHERAS PERDANA | RMU 2S+1F | RMU 2S + 1F |  |  | PEJABAT TAPAK CHERAS PERDANA | OUTDOOR (OD WITH SWTCHGEAR) |  | 11/0.415 kV | 19961111 |  | 0 | Pass | null
301678393 | TNB | DISTRIBUTION | CHERAS | Existing | BCRS/PCE/J00142 | TOL PLAZA BALAKONG | RMU 2S+1F | RMU 2S + 1F |  |  | TOL PLAZA BALAKONG | ATTACHED SINGLE |  | 11/0.415 kV | 19981111 |  | 0 | Pass | null
301678509 | TNB | DISTRIBUTION | CHERAS | Existing | BCRS/PCE/J00663 | BUKIT BAYU NO 3 | RMU 2S+1F | RMU 2S + 1F |  |  | BUKIT BAYU NO 3 | INDOOR SINGLE CHAMBER |  | 11/0.415 kV | 19991101 |  | 0 | Pass | null
301678625 | TNB | DISTRIBUTION | CHERAS | Existing | BCRS/PCE/J00590 | SRI PULAI | RMU 2S+2F | RMU 2S + 2F |  |  | SRI PULAI | ATTACHED DOUBLE |  | 11/0.415 kV | 20041101 |  | 0 | Pass | null
301679092 | TNB | DISTRIBUTION | CHERAS | Existing | BCRS/PCE/J00630 | SIN YEE SENG | RMU 2S+1F | RMU 2S + 1F |  |  | SIN YEE SENG | COMPACT SUBS |  | 11/0.415 kV | 19961111 |  | 0 | Pass | null
301679208 | TNB | DISTRIBUTION | CHERAS | Existing | BCRS/PCE/J00561 | GRAMEX (LEE AH PIR) | RMU 2S+1F | RMU 2S + 1F |  |  | GRAMEX (LEE AH PIR) | INDOOR SINGLE CHAMBER |  | 11/0.415 kV | 18/07/1998 |  | 0 | Pass | null
301679629 | TNB | DISTRIBUTION | CHERAS | Existing | BCRS/PCE/J00629 | TAN KOK KWAH | RMU 2S+1F | RMU 2S + 1F |  |  | TAN KOK KWAH | COMPACT SUBS |  | 11/0.415 kV | 19951111 |  | 0 | Pass | null
301679745 | TNB | DISTRIBUTION | CHERAS | Existing | BCRS/PCE/J00128 | TMN CHERAS PERDANA NO 5 | RMU 2S+1F | RMU 2S + 1F |  |  | TMN CHERAS PERDANA NO 5 | INDOOR SINGLE CHAMBER |  | 11/0.415 kV | 20001101 |  | 0 | Pass | null
301679861 | TNB | DISTRIBUTION | CHERAS | Existing | BCRS/PCE/J00626 | CCP | RMU 2S+1F | RMU 2S + 1F |  |  | CCP | ATTACHED SINGLE |  | 11/0.415 kV | 19901111 |  | 0 | Pass | null
301680288 | TNB | DISTRIBUTION | CHERAS | Existing | BCRS/PCE/J00053 | TMN UDA MURNI | RMU 2S+1F | RMU 2S + 1F |  |  | TMN UDA MURNI | INDOOR SINGLE CHAMBER |  | 11/0.415 kV | 19991101 |  | 0 | Pass | null
301680436 | TNB | DISTRIBUTION | CHERAS | Existing | BCRS/PCE/J00022 | TMN CHERAS AWANA NO 3 | RMU 4S+2F | RMU 2X (2S + 1F) |  |  | TMN CHERAS AWANA NO 3 | INDOOR DOUBLE CHAMBER |  | 11/0.415 kV | 19991101 |  | 0 | Pass | null
301680973 | TNB | DISTRIBUTION | CHERAS | Existing | BCRS/PCE/J00406 | COSMO ENGINEERING | RMU 2S+1F | RMU 2S + 1F |  |  | COSMO ENGINEERING | ATTACHED SINGLE |  | 11/0.415 kV | 18/07/1998 |  | 0 | Pass | null
301681090 | TNB | DISTRIBUTION | CHERAS | Existing | BCRS/PCE/J00407 | GENERAL LABEL | RMU 2S+1F | RMU 2S + 1F |  |  | GENERAL LABEL | ATTACHED SINGLE |  | 11/0.415 kV | 19911101 |  | 0 | Pass | null
301681516 | TNB | DISTRIBUTION | CHERAS | Existing | BCRS/PCE/J00155 | TMN MUDUN | RMU 3S+1F | RMU 3S+1F |  |  | TMN MUDUN | INDOOR SINGLE CHAMBER |  | 11/0.415 kV | 20001101 |  | 0 | Pass | null
301681632 | TNB | DISTRIBUTION | CHERAS | Existing | BCRS/PCE/J00568 | TMN ORKID NO 1 | RMU 2S+2F | RMU 2S + 2F |  |  | TMN ORKID NO 1 | INDOOR DOUBLE CHAMBER |  | 11/0.415 kV | 20041101 |  | 0 | Pass | null
301681789 | TNB | DISTRIBUTION | CHERAS | Existing | BCRS/PCE/J00912 | TAMAN ORKID NO 3 | RMU 2S+2F | RMU 2S + 2F |  |  | TAMAN ORKID NO 3 | ATTACHED DOUBLE |  | 11/0.415 kV | 18/07/1998 |  | 0 | Pass | null
301681946 | TNB | DISTRIBUTION | CHERAS | Existing | BCRS/PCE/J00156 | WANGSA CHERAS | RMU 2S+1F | RMU 2S + 1F |  |  | WANGSA CHERAS | INDOOR DOUBLE CHAMBER |  | 11/0.415 kV | 19941101 |  | 0 | Pass | null
301682062 | TNB | DISTRIBUTION | CHERAS | Existing | BCRS/PCE/J00827 | CHIP NGAI | RMU 2S+2F | RMU 2S + 2F |  |  | CHIP NGAI | ATTACHED DOUBLE |  | 11/0.415 kV | 19981111 |  | 0 | Pass | null
301682531 | TNB | DISTRIBUTION | CHERAS | Existing | BCRS/PCE/J00597 | NO 4 JLN 11 TMN BALAKONG JAYA | RMU 2S+2F | RMU 2S + 2F |  |  | NO 4 JLN 11 TMN BALAKONG JAYA | INDOOR DOUBLE CHAMBER |  | 11/0.415 kV | 20061101 |  | 0 | Pass | null
301682689 | TNB | DISTRIBUTION | CHERAS | Existing | BCRS/PCE/J00586 | TMN PUTRA BUDIMAN NO 2 | RMU 2S+2F | RMU 2S + 2F |  |  | TMN PUTRA BUDIMAN NO 2 | INDOOR DOUBLE CHAMBER |  | 11/0.415 kV | 20021101 |  | 0 | Pass | null
301683156 | TNB | DISTRIBUTION | CHERAS | Existing | BCRS/PCE/J00655 | DESA SERDANG NO 5 | RMU 2S+1F | RMU 2S + 1F |  |  | DESA SERDANG NO 5 | INDOOR SINGLE CHAMBER |  | 11/0.415 kV | 19981111 |  | 0 | Pass | null
301683272 | TNB | DISTRIBUTION | CHERAS | Existing | BCRS/PCE/J00488 | ASAHI KOSEI NO 2 | RMU 3S | RMU 3S |  |  | ASAHI KOSEI NO 2 | ATTACHED |  | 11/0.415 kV | 20031101 |  | 0 | Pass | null
301683380 | TNB | DISTRIBUTION | CHERAS | Existing | BCRS/PCE/J00384 | FU YUEN | RMU 3S+1F | RMU 3S+1F |  |  | FU YUEN | INDOOR SINGLE CHAMBER |  | 11/0.415 kV | 18/07/1998 |  | 0 | Pass | null
301683529 | TNB | DISTRIBUTION | CHERAS | Existing | BCRS/PCE/J00231 | TEXT FIBRE (THAM KOK ENG) | RMU 3S+1F | RMU 3S+1F |  |  | TEXT FIBRE (THAM KOK ENG) | ATTACHED SINGLE |  | 11/0.415 kV | 19951102 |  | 0 | Pass | null
301684026 | TNB | DISTRIBUTION | CHERAS | Existing | BCRS/PCE/J00490 | CHERAS MAJU BT 11 CHERAS | RMU 2S+2F | RMU 2S + 2F |  |  | CHERAS MAJU BT 11 CHERAS | INDOOR DOUBLE CHAMBER |  | 11/0.415 kV | 20051101 |  | 0 | Pass | null
301684183 | TNB | DISTRIBUTION | CHERAS | Existing | BCRS/PCE/J00310 | HENG KEE CORPORATION | RMU 2S+1F | RMU 2S + 1F |  |  | HENG KEE CORPORATION | OUTDOOR (OD WITH SWTCHGEAR) |  | 11/0.415 kV | 19961111 |  | 0 | Pass | null
301687202 | TNB | DISTRIBUTION | CHERAS | Existing | BCRS/PCE/J00745 | MARVELLOUS | RMU 2S+1F | RMU 2S + 1F |  |  | MARVELLOUS | ATTACHED SINGLE |  | 11/0.415 kV | 19961111 |  | 0 | Pass | null
301687319 | TNB | DISTRIBUTION | CHERAS | Existing | BCRS/PCE/J00604 | UNITED U-LI | RMU 2S+1F | RMU 2S + 1F |  |  | UNITED U-LI | ATTACHED SINGLE |  | 11/0.415 kV | 19961111 |  | 0 | Pass | null
301687436 | TNB | DISTRIBUTION | CHERAS | Existing | BCRS/PCE/J00623 | KONDO JUTA MINES BLOK B | RMU 2S+2F | RMU 2S + 2F |  |  | KONDO JUTA MINES BLOK B | ATTACHED DOUBLE |  | 11/0.415 kV | 20061111 |  | 0 | Pass | null
301687595 | TNB | DISTRIBUTION | CHERAS | Existing | BCRS/PCE/J00612 | KONDO JUTA MINES BLOK A | RMU 2S+2F | RMU 2S + 2F |  |  | KONDO JUTA MINES BLOK A | ATTACHED DOUBLE |  | 11 kV | 19951111 |  | 0 | Pass | null
301688064 | TNB | DISTRIBUTION | CHERAS | Existing | BCRS/PCE/J00559 | TMN TANMING PERMAI | RMU 2S+2F | RMU 2S + 2F |  |  | TMN TANMING PERMAI | ATTACHED DOUBLE |  | 11/0.415 kV | 19981111 |  | 0 | Pass | null
301697254 | TNB | DISTRIBUTION | CHERAS | Existing | BCRS/PCE/J00257 | BDR MAHKOTA CHERAS NO 15 |  | CB |  |  | BDR MAHKOTA CHERAS NO 15 | INDOOR DOUBLE CHAMBER |  | 11/0.415 kV | 20021101 |  | 0 | Fail | Please check "Switchgear Configuration"
301697776 | TNB | DISTRIBUTION | CHERAS | Existing | BCRS/PCE/J00159 | TMN RASA SAYANG NO 2 | RMU 2S+1F | RMU 2S + 1F |  |  | TMN RASA SAYANG NO 2 | INDOOR SINGLE CHAMBER |  | 11/0.415 kV | 19871111 |  | 0 | Pass | null
301698202 | TNB | DISTRIBUTION | CHERAS | Existing | BCRS/PCE/J00165 | RASA SAYANG PRIMA | RMU 2S+1F | RMU 2S + 1F |  |  | RASA SAYANG PRIMA | INDOOR SINGLE CHAMBER |  | 11/0.415 kV | 19991111 |  | 0 | Pass | null
301698318 | TNB | DISTRIBUTION | CHERAS | Existing | BCRS/PCE/J00237 | TMN SHAH JAYA | RMU 2S+1F | RMU 2S + 1F |  |  | TMN SHAH JAYA | INDOOR SINGLE CHAMBER |  | 11/0.415 kV | 20051101 |  | 0 | Pass | null
301698434 | TNB | DISTRIBUTION | CHERAS | Existing | BCRS/PCE/J00158 | TMN SRI AMAN | RMU 2S+1F | RMU 2S + 1F |  |  | TMN SRI AMAN | INDOOR SINGLE CHAMBER |  | 11/0.415 kV | 19921111 |  | 0 | Pass | null
301698842 | TNB | DISTRIBUTION | CHERAS | Existing | BCRS/PCE/J00426 | TMN SEGAR PERDANA NO 2 | RMU 2S+2F | RMU 2S + 2F |  |  | TMN SEGAR PERDANA NO 2 | INDOOR DOUBLE CHAMBER |  | 11/0.415 kV | 20031111 |  | 0 | Pass | null
301698999 | TNB | DISTRIBUTION | CHERAS | Existing | BCRS/PCE/J00246 | TMN SRI CHERAS JAYA | RMU 2S+1F | RMU 2S + 1F |  |  | TMN SRI CHERAS JAYA | INDOOR SINGLE CHAMBER |  | 11/0.415 kV | 19901101 |  | 0 | Pass | null
301699115 | TNB | DISTRIBUTION | CHERAS | Existing | BCRS/PCE/J00841 | JALAN SL 14/4 | RMU 2S+1F | RMU 2S + 1F |  |  | JALAN SL 14/4 | INDOOR DOUBLE CHAMBER |  | 11/0.415 kV | 18/07/1998 |  | 0 | Pass | null
301699536 | TNB | DISTRIBUTION | CHERAS | Existing | BCRS/PCE/J00462 | SEJATI HILL NO 2 | RMU 2S+1F | RMU 2S + 1F |  |  | SEJATI HILL NO 2 | INDOOR SINGLE CHAMBER |  | 11/0.415 kV | 20041101 |  | 0 | Pass | null
301699647 | TNB | DISTRIBUTION | CHERAS | Existing | BCRS/PCE/J00477 | TMN SEJATI HILL VILLA | RMU 2S+1F | RMU 2S + 1F |  |  | TMN SEJATI HILL VILLA | INDOOR SINGLE CHAMBER |  | 11/0.415 kV | 20031101 |  | 0 | Pass | null
301700073 | TNB | DISTRIBUTION | CHERAS | Existing | BCRS/PCE/J00514 | JLN SP 3 TMN SEGAR PERDANA | RMU 2S+2F | RMU 2S + 2F |  |  | JLN SP 3 TMN SEGAR PERDANA | INDOOR DOUBLE CHAMBER |  | 11/0.415 kV | 18/07/1998 |  | 0 | Pass | null
301700230 | TNB | DISTRIBUTION | CHERAS | Existing | BCRS/PCE/J00147 | TMN SRI MUJUR | RMU 3S+1F | RMU 3S+1F |  |  | TMN SRI MUJUR | INDOOR SINGLE CHAMBER |  | 11/0.415 kV | 19921111 |  | 0 | Pass | null
301700694 | TNB | DISTRIBUTION | CHERAS | Existing | BCRS/PCE/J00515 | JLN SP 6/3 TMN SEGAR PERDANA | RMU 2S+2F | RMU 2S + 2F |  |  | JLN SP 6/3 TMN SEGAR PERDANA | INDOOR DOUBLE CHAMBER |  | 11/0.415 kV | 20041111 |  | 0 | Pass | null
301700851 | TNB | DISTRIBUTION | CHERAS | Existing | BCRS/PCE/J00839 | JALAN DESA BUDIMAN 1/3 NO 1 | RMU 2S+1F | RMU 2S + 1F |  |  | JALAN DESA BUDIMAN 1/3 NO 1 | INDOOR SINGLE CHAMBER |  | 11/0.415 kV | 18/07/1998 |  | 0 | Pass | null
301700967 | TNB | DISTRIBUTION | CHERAS | Existing | BCRS/PCE/J00218 | OAKHILL COMPACT | RMU 2S+1F | RMU 2S + 1F |  |  | OAKHILL COMPACT | COMPACT SUBS |  | 11/0.415 kV | 19981101 |  | 0 | Pass | null
301712605 | TNB | DISTRIBUTION | CHERAS | Existing | BCRS/PCE/J00102 | KENEISON BROTHERS NO 2 | RMU 3S+2F | RMU 2S+2F (D) |  |  | KENEISON BROTHERS NO 2 | INDOOR DOUBLE CHAMBER |  | 11/0.415 kV | 19901101 |  | 0 | Pass | null
301712795 | TNB | DISTRIBUTION | CHERAS | Existing | BCRS/PCE/J00101 | SWS SG LONG QUARRY | RMU 3S + RMU3S + RMU3S | RMU 3S |  |  | SWS SG LONG QUARRY | OUTDOOR (OD WITH SWTCHGEAR) |  | 11/0.415 kV | 19901101 |  | 0 | Pass | null
301712974 | TNB | DISTRIBUTION | CHERAS | Existing | BCRS/PCE/J00214 | SG LONG NO 2 | RMU 2S+2F | RMU 2S + 2F |  |  | SG LONG NO 2 | INDOOR DOUBLE CHAMBER |  | 11/0.415 kV | 20061101 |  | 0 | Pass | null
301713598 | TNB | DISTRIBUTION | CHERAS | Existing | BCRS/PCE/J00862 | CHERAS PRIMA NO 2 | RMU 2S+2F | RMU 2S + 2F |  |  | CHERAS PRIMA NO 2 | INDOOR DOUBLE CHAMBER |  | 11/0.415 kV | 18/07/1998 |  | 0 | Pass | null
301714217 | TNB | DISTRIBUTION | CHERAS | Existing | BCRS/PCE/J00224 | P/PURI FOREST GREEN COMPACT | RMU 2S+1F | RMU 2S + 1F |  |  | P/PURI FOREST GREEN COMPACT | COMPACT SUBS |  | 11/0.415 kV | 20001101 |  | 0 | Pass | null
301714643 | TNB | DISTRIBUTION | CHERAS | Existing | BCRS/PCE/J00468 | VISTA GREEN CONDO BDR MAHKOTA CHERAS | RMU 2S+2F | RMU 2S + 2F |  |  | VISTA GREEN CONDO BDR MAHKOTA CHERAS | INDOOR DOUBLE CHAMBER |  | 11/0.415 kV | 20031101 |  | 0 | Pass | null
301714800 | TNB | DISTRIBUTION | CHERAS | Existing | BCRS/PCE/J00221 | BKT PERMAI SG LONG | RMU 4S+2F | RMU 2X (2S + 1F) |  |  | BKT PERMAI SG LONG | INDOOR DOUBLE CHAMBER |  | 11/0.415 kV | 20001101 |  | 0 | Pass | null
301715337 | TNB | DISTRIBUTION | CHERAS | Existing | BCRS/PCE/J00498 | JALAN BENTARA 1/5 BDR MAHKOTA CHERAS | RMU 2S+2F | RMU 2S + 2F |  |  | JALAN BENTARA 1/5 BDR MAHKOTA CHERAS | INDOOR DOUBLE CHAMBER |  | 11/0.415 kV | 20041101 | B1118 | 0 | Pass | null
301715494 | TNB | DISTRIBUTION | CHERAS | Existing | BCRS/PCE/J00777 | GIRIMAS NO 2 | RMU 2S+1F | RMU 2S + 1F |  |  | GIRIMAS NO 2 | ATTACHED DOUBLE |  | 11/0.415 kV | 18/07/1998 |  | 0 | Pass | null
301715920 | TNB | DISTRIBUTION | CHERAS | Existing | BCRS/PCE/J00837 | TMN IMPIAN WARISAN LANGAT | RMU 2S+2F | RMU 2S + 2F |  |  | TMN IMPIAN WARISAN LANGAT | ATTACHED DOUBLE |  | 11/0.415 kV | 18/07/1998 |  | 0 | Pass | null
301716077 | TNB | DISTRIBUTION | CHERAS | Existing | BCRS/PCE/J00088 | PKNS KG PADANG | CB 2S+1F | CB + 1 TX |  |  | PKNS KG PADANG | INDOOR SINGLE CHAMBER |  | 11/0.415 kV | 19901101 |  | 0 | Pass | null
301716352 | TNB | DISTRIBUTION | CHERAS | Existing | BCRS/PCE/J00251 | BDR MAHKOTA CHERAS NO 11 | CB 2S+2F | CB + 2 TX |  |  | BDR MAHKOTA CHERAS NO 11 | INDOOR DOUBLE CHAMBER |  | 11/0.415 kV | 20021101 |  | 0 | Pass | null
301738497 | TNB | DISTRIBUTION | CHERAS | Existing | BCRS/PCE/J00341 | UNION CAR CARPET | RMU 2S+1F | RMU 2S + 1F |  |  | UNION CAR CARPET | ATTACHED SINGLE |  | 11/0.415 kV | 19921101 |  | 0 | Pass | null
301738924 | TNB | DISTRIBUTION | CHERAS | Existing | BCRS/PCE/J00343 | KINKU INDUSTRIES SB | RMU 2S+1F | RMU 2S + 1F |  |  | KINKU INDUSTRIES SB | ATTACHED SINGLE |  | 11/0.415 kV | 19931111 |  | 0 | Pass | null
301744113 | TNB | DISTRIBUTION | CHERAS | Existing | BCRS/PCE/J00051 | TMN SG SERAI TAMBAHAN | RMU 2S+1F | RMU 2S + 1F |  |  | TMN SG SERAI TAMBAHAN | SEMI INDOOR |  | 11/0.415 kV | 20031101 |  | 0 | Pass | null
301744345 | TNB | DISTRIBUTION | CHERAS | Existing | BCRS/PCE/J00441 | PKNS CHERAS JAYA NO 4 | RMU 2S+1F | RMU 2S + 1F |  |  | PKNS CHERAS JAYA NO 4 | INDOOR DOUBLE CHAMBER |  | 11/0.415 kV | 18/07/1998 |  | 0 | Pass | null
301744461 | TNB | DISTRIBUTION | CHERAS | Existing | BCRS/PCE/J00817 | TMN IMPIAN INDAH NO 2 | RMU 2S+2F | RMU 2S + 2F |  |  | TMN IMPIAN INDAH NO 2 | ATTACHED DOUBLE |  | 11/0.415 kV | 18/07/1998 |  | 0 | Pass | null
301744619 | TNB | DISTRIBUTION | CHERAS | Existing | BCRS/PCE/J00706 | NO 2 TAMAN SETIA BALAKONG | RMU 2S+1F | RMU 2S + 1F |  |  | NO 2 TAMAN SETIA BALAKONG | INDOOR DOUBLE CHAMBER |  | 11/0.415 kV | 20001101 |  | 0 | Pass | null
301745045 | TNB | DISTRIBUTION | CHERAS | Existing | BCRS/PCE/J00331 | RAKAN BERSATU NO 3 | RMU 2S+2F | RMU 2S + 2F |  |  | RAKAN BERSATU NO 3 | INDOOR DOUBLE CHAMBER |  | 11/0.415 kV | 19941111 |  | 0 | Pass | null
301745202 | TNB | DISTRIBUTION | CHERAS | Existing | BCRS/PCE/J00337 | RAKAN BERSATU NO 4 | CB 2S+1F | CB + 1 TX |  |  | RAKAN BERSATU NO 4 | ATTACHED SINGLE |  | 11/0.415 kV | 20001111 |  | 0 | Pass | null
301745671 | TNB | DISTRIBUTION | CHERAS | Existing | BCRS/PCE/J00333 | RAKAN BERSATU NO 2 | RMU 2S+3F | RMU 2 X (3S+1F) |  |  | RAKAN BERSATU NO 2 | INDOOR TRIPLE |  | 11/0.415 kV | 19931101 |  | 0 | Pass | null
301745869 | TNB | DISTRIBUTION | CHERAS | Existing | BCRS/PCE/J00335 | RAKAN BERSATU NO 1 | RMU 2S+2F | RMU 2S + 2F |  |  | RAKAN BERSATU NO 1 | INDOOR DOUBLE CHAMBER |  | 11/0.415 kV | 19911101 |  | 0 | Pass | null
301746336 | TNB | DISTRIBUTION | CHERAS | Existing | BCRS/PCE/J00323 | LIN YAU BROTHER SB | RMU 2S+1F | RMU 2S + 1F |  |  | LIN YAU BROTHER SB | ATTACHED SINGLE |  | 11/0.415 kV | 19851101 |  | 0 | Pass | null
301746452 | TNB | DISTRIBUTION | CHERAS | Existing | BCRS/PCE/J00330 | LIN YAU BROTHERS NO 2 | RMU 2S+1F | RMU 2S + 1F |  |  | LIN YAU BROTHERS NO 2 | ATTACHED SINGLE |  | 11/0.415 kV | 19991111 |  | 0 | Pass | null
301746879 | TNB | DISTRIBUTION | CHERAS | Existing | BCRS/PCE/J00324 | LE GUAN IND SB | RMU 2S+1F | RMU 2S + 1F |  |  | LE GUAN IND SB | ATTACHED SINGLE |  | 11/0.415 kV | 19921111 |  | 0 | Pass | null
301746996 | TNB | DISTRIBUTION | CHERAS | Existing | BCRS/PCE/J00322 | KARPOH KNITTING | RMU 2S+1F | RMU 2S + 1F |  |  | KARPOH KNITTING | ATTACHED SINGLE |  | 11/0.415 kV | 19901101 |  | 0 | Pass | null
301747113 | TNB | DISTRIBUTION | CHERAS | Existing | BCRS/PCE/J00318 | SOUTH EAST ASIA NO 1 SB | RMU 2S+1F | RMU 2S + 1F |  |  | SOUTH EAST ASIA NO 1 SB | ATTACHED SINGLE |  | 11/0.415 kV | 19891101 |  | 0 | Pass | null
301747540 | TNB | DISTRIBUTION | CHERAS | Existing | BCRS/PCE/J00338 | GRANITE TILES (M) SB | RMU 2S+1F | RMU 2S+1F (B) |  |  | GRANITE TILES (M) SB | ATTACHED SINGLE |  | 11/0.415 kV | 20061101 |  | 0 | Pass | null
301751991 | TNB | DISTRIBUTION | CHERAS | Existing | BCRS/PCE/J00355 | LOONG WENG PLASTIC | RMU 2S+1F | RMU 2S + 1F |  |  | LOONG WENG PLASTIC | ATTACHED SINGLE |  | 11/0.415 kV | 19961101 |  | 0 | Pass | null
301752108 | TNB | DISTRIBUTION | CHERAS | Existing | BCRS/PCE/J00793 | BOGO OPTICAL | RMU 2S+1F | RMU 2S + 1F |  |  | BOGO OPTICAL | ATTACHED SINGLE |  | 11/0.415 kV | 18/07/1998 |  | 0 | Pass | null
301752651 | TNB | DISTRIBUTION | CHERAS | Existing | BCRS/PCE/J00040 | TMN MEGAH NO 4 | RMU 2S+1F | RMU 2S + 1F |  |  | TMN MEGAH NO 4 | INDOOR SINGLE CHAMBER |  | 11/0.415 kV | 19851101 |  | 0 | Pass | null
301753077 | TNB | DISTRIBUTION | CHERAS | Existing | BCRS/PCE/J00038 | TMN MEGAH NO 3 | RMU 2S+2F | RMU 2S + 2F |  |  | TMN MEGAH NO 3 | INDOOR DOUBLE CHAMBER |  | 11/0.415 kV | 19851101 |  | 0 | Pass | null
301753234 | TNB | DISTRIBUTION | CHERAS | Existing | BCRS/PCE/J00179 | TMN MEGAH NO 3A COMPACT | RMU 2S+1F | RMU 2S + 1F |  |  | TMN MEGAH NO 3A COMPACT | COMPACT SUBS |  | 11/0.415 kV | 20001101 |  | 0 | Pass | null
301753350 | TNB | DISTRIBUTION | CHERAS | Existing | BCRS/PCE/J00134 | BTHO NO 4 | RMU 2S+2F | RMU 2S + 2F |  |  | BTHO NO 4 | INDOOR DOUBLE CHAMBER |  | 11/0.415 kV | 20001101 |  | 0 | Pass | null
301753817 | TNB | DISTRIBUTION | CHERAS | Existing | BCRS/PCE/J00133 | BTHO NO 2 | RMU 3S+2F | RMU 3S+2F |  |  | BTHO NO 2 | INDOOR DOUBLE CHAMBER |  | 11/0.415 kV | 20001101 |  | 0 | Pass | null
301754012 | TNB | DISTRIBUTION | CHERAS | Existing | BCRS/PCE/J00171 | BTHO NO 9 | RMU 2S+2F | RMU 2S + 2F |  |  | BTHO NO 9 | INDOOR DOUBLE CHAMBER |  | 11/0.415 kV | 19971111 |  | 0 | Pass | null
301754636 | TNB | DISTRIBUTION | CHERAS | Existing | BCRS/PCE/J00173 | BTHO NO 11 | RMU 2S+2F | RMU 2S + 2F |  |  | BTHO NO 11 | INDOOR DOUBLE CHAMBER |  | 11/0.415 kV | 19971111 |  | 0 | Pass | null
301754793 | TNB | DISTRIBUTION | CHERAS | Existing | BCRS/PCE/J00170 | BTHO NO 8 | RMU 2S+2F | RMU 2S + 2F |  |  | BTHO NO 8 | INDOOR DOUBLE CHAMBER |  | 11/0.415 kV | 19971101 |  | 0 | Pass | null
301755260 | TNB | DISTRIBUTION | CHERAS | Existing | BCRS/PCE/J00538 | RUMAH PAM SEGAR PERDANA | RMU 2S+1F | RMU 2S + 1F |  |  | RUMAH PAM SEGAR PERDANA | INDOOR SINGLE CHAMBER |  | 11/0.415 kV | 20031101 |  | 0 | Pass | null
301755376 | TNB | DISTRIBUTION | CHERAS | Existing | BCRS/PCE/J00526 | PANGSAPURI INDAH TMN TANMING INDAH | RMU 2S+1F | RMU 2S + 1F |  |  | PANGSAPURI INDAH TMN TANMING INDAH | ATTACHED SINGLE |  | 11/0.415 kV | 18/07/1998 |  | 0 | Pass | null
301759366 | TNB | DISTRIBUTION | CHERAS | Existing | BCRS/PCE/J00342 | HARTA SISTEM NO 1 | RMU 2S+2F | RMU 2S + 2F |  |  | HARTA SISTEM NO 1 | INDOOR DOUBLE CHAMBER |  | 11/0.415 kV | 19931101 |  | 0 | Pass | null
301759523 | TNB | DISTRIBUTION | CHERAS | Existing | BCRS/PCE/J00794 | BINTANG PELANTAR | RMU 2S+1F | RMU 2S + 1F |  |  | BINTANG PELANTAR | ATTACHED SINGLE |  | 11/0.415 kV | 18/07/1998 |  | 0 | Pass | null
301766072 | TNB | DISTRIBUTION | CHERAS | Existing | BCRS/PCE/J00891 | VISTA CITY JLN PANGLIMA | RMU 2S+2F | RMU 2S + 2F |  |  | VISTA CITY JLN PANGLIMA | ATTACHED DOUBLE |  | 11/0.415 kV | 18/07/1998 |  | 0 | Pass | null
301766498 | TNB | DISTRIBUTION | CHERAS | Existing | BCRS/PCE/J00800 | KK METAL NO 2 | RMU 2S+1F | RMU 2S + 1F |  |  | KK METAL NO 2 | ATTACHED DOUBLE |  | 11/0.415 kV | 18/07/1998 | LOT 5199 | 0 | Pass | null
301766618 | TNB | DISTRIBUTION | CHERAS | Existing | BCRS/PCE/J00921 | APARTMENT VISTA HARTAMAS | RMU 2S+2F | RMU 2S + 2F |  |  | APARTMENT VISTA HARTAMAS | INDOOR SINGLE CHAMBER |  | 11/0.415 kV | 18/07/1998 |  | 0 | Pass | null
301766869 | TNB | DISTRIBUTION | CHERAS | Existing | BCRS/PCE/J00194 | SCOT PINE NO 1 COMPACT | RMU 2S+1F | RMU 2S + 1F |  |  | SCOT PINE NO 1 COMPACT | COMPACT SUBS |  | 11/0.415 kV | 20001101 |  | 0 | Pass | null
301766985 | TNB | DISTRIBUTION | CHERAS | Existing | BCRS/PCE/J00541 | SCOT PINE NO 2 | RMU 2S+1F | RMU 2S + 1F |  |  | SCOT PINE NO 2 | COMPACT SUBS |  | 11/0.415 kV | 20001101 |  | 0 | Pass | null
301767979 | TNB | DISTRIBUTION | CHERAS | Existing | BCRS/PCE/J00895 | S/S FRU | CB 3S | CB |  |  | S/S FRU | INDOOR SINGLE CHAMBER |  | 11/0.415 kV | 18/07/2005 |  | 0 | Pass | null
301768129 | TNB | DISTRIBUTION | CHERAS | Existing | BCRS/PCE/J00248 | TMN SRI CHERAS NO 2 | RMU 3S+1F | RMU 3S+1F |  |  | TMN SRI CHERAS NO 2 | INDOOR SINGLE CHAMBER |  | 11/0.415 kV | 19901101 |  | 0 | Pass | null
301768283 | TNB | DISTRIBUTION | CHERAS | Existing | BCRS/PCE/J00697 | JLN MAS UTAMA | RMU 2S+2F | RMU 2S + 2F |  |  | JLN MAS UTAMA | INDOOR DOUBLE CHAMBER |  | 11/0.415 kV | 20051101 |  | 0 | Pass | null
301768440 | TNB | DISTRIBUTION | CHERAS | Existing | BCRS/PCE/J00880 | TMN TANMING INDAH NO 3 | RMU 2S+1F | RMU 2S + 1F |  |  | TMN TANMING INDAH NO 3 | INDOOR DOUBLE CHAMBER |  | 11/0.415 kV | 18/07/1998 |  | 0 | Pass | null
301768556 | TNB | DISTRIBUTION | CHERAS | Existing | BCRS/PCE/J00567 | TMN SERI MINANG BTHO | RMU 2S+1F | RMU 2S + 1F |  |  | TMN SERI MINANG BTHO | INDOOR SINGLE CHAMBER |  | 11/0.415 kV | 20041101 |  | 0 | Pass | null
301768982 | TNB | DISTRIBUTION | CHERAS | Existing | BCRS/PCE/J00696 | TMN CERIANA CHERAS | RMU 2S+1F | RMU 2S + 1F |  |  | TMN CERIANA CHERAS | INDOOR SINGLE CHAMBER |  | 11/0.415 kV | 20041111 |  | 0 | Pass | null
301769098 | TNB | DISTRIBUTION | CHERAS | Existing | BCRS/PCE/J00572 | TMN TANMING MAJU CHERAS JAYA | RMU 2S+2F | RMU 2S + 2F |  |  | TMN TANMING MAJU CHERAS JAYA | ATTACHED DOUBLE |  | 11/0.415 kV | 20061111 |  | 0 | Pass | null
301769566 | TNB | DISTRIBUTION | CHERAS | Existing | BCRS/PCE/J00469 | SG LONG NO 5 PADAT | RMU 2S+1F | RMU 2S + 1F |  |  | SG LONG NO 5 PADAT | COMPACT SUBS |  | 11/0.415 kV | 18/07/1998 |  | 0 | Pass | null
301769682 | TNB | DISTRIBUTION | CHERAS | Existing | BCRS/PCE/J00849 | JUTAMATE | RMU 2S+1F | RMU 2S + 1F |  |  | JUTAMATE | OUTDOOR (OD WITH SWTCHGEAR) |  | 11/0.415 kV | 18/07/1998 |  | 0 | Pass | null
301769798 | TNB | DISTRIBUTION | CHERAS | Existing | BCRS/PCE/J00162 | TMN RASA SAYANG NO 1 | CB 2S+2F | CB + 2 TX |  |  | TMN RASA SAYANG NO 1 | INDOOR DOUBLE CHAMBER |  | 11/0.415 kV | 19881111 |  | 0 | Pass | null
301770323 | TNB | DISTRIBUTION | CHERAS | Existing | BCRS/PCE/J00718 | INDUSTRONIC ENTERPRISE | RMU 2S+1F | RMU 2S + 1F |  |  | INDUSTRONIC ENTERPRISE | ATTACHED SINGLE |  | 11/0.415 kV | 19971101 |  | 0 | Pass | null
301770749 | TNB | DISTRIBUTION | CHERAS | Existing | BCRS/PCE/J00797 | CHAN & CHUA | RMU 2S+2F | RMU 2S + 2F |  |  | CHAN & CHUA | ATTACHED DOUBLE |  | 11/0.415 kV | 18/07/1998 |  | 0 | Pass | null
301771434 | TNB | DISTRIBUTION | CHERAS | Existing | BCRS/PCE/J00138 | CHERAS JAYA NO 1 | CB 6S+1F | CB + 1 TX |  |  | CHERAS JAYA NO 1 | INDOOR SINGLE CHAMBER |  | 11/0.415 kV | 19831111 |  | 0 | Pass | null
301772112 | TNB | DISTRIBUTION | CHERAS | Existing | BCRS/PCE/J00329 | PKNS CHERAS JAYA NO 6 | RMU 2S+2F | RMU 2S + 2F |  |  | PKNS CHERAS JAYA NO 6 | INDOOR DOUBLE CHAMBER |  | 11/0.415 kV | 19981111 | B0485 | 0 | Pass | null
301772269 | TNB | DISTRIBUTION | CHERAS | Existing | BCRS/PCE/J00328 | CHERAS JAYA NO 2 | RMU 2S+1F | RMU 2S + 1F |  |  | CHERAS JAYA NO 2 | INDOOR SINGLE CHAMBER |  | 11/0.415 kV | 19851111 |  | 0 | Pass | null
301772695 | TNB | DISTRIBUTION | CHERAS | Existing | BCRS/PCE/J00304 | KRIS COMPONENT A.E. TECHNO NO 1 | RMU 2S+1F | RMU 2S + 1F |  |  | KRIS COMPONENT A.E. TECHNO NO 1 | ATTACHED SINGLE |  | 11/0.415 kV | 20011111 |  | 0 | Pass | null
301772812 | TNB | DISTRIBUTION | CHERAS | Existing | BCRS/PCE/J00371 | SENG YIP CHERAS JAYA | CB 3S | CB |  |  | SENG YIP CHERAS JAYA | ATTACHED |  | 11/0.415 kV | 20001101 |  | 0 | Pass | null
301773272 | TNB | DISTRIBUTION | CHERAS | Existing | BCRS/PCE/J00316 | SOUTH EAST ASIA NO 2 | RMU 2S+1F | RMU 2S + 1F |  |  | SOUTH EAST ASIA NO 2 | ATTACHED SINGLE |  | 11/0.415 kV | 19901101 | B0486 | 0 | Pass | null
301773389 | TNB | DISTRIBUTION | CHERAS | Existing | BCRS/PCE/J00302 | TMN CHERAS JAYA NO 4 | RMU 2S+1F | RMU 2S + 1F |  |  | TMN CHERAS JAYA NO 4 | INDOOR SINGLE CHAMBER |  | 11/0.415 kV | 19601111 |  | 0 | Pass | null
301773394 | TNB | DISTRIBUTION | CHERAS | Existing | BCRS/PCE/J00303 | TMN CHERAS JAYA NO 3 | RMU 2S+1F | RMU 2S + 1F |  |  | TMN CHERAS JAYA NO 3 | INDOOR SINGLE CHAMBER |  | 11/0.415 kV | 19931111 |  | 0 | Pass | null
301773510 | TNB | DISTRIBUTION | CHERAS | Existing | BCRS/PCE/J00372 | SEK MEN CHERAS JAYA | RMU 3S+1F | RMU 3S+1F |  |  | SEK MEN CHERAS JAYA | INDOOR SINGLE CHAMBER |  | 11/0.415 kV | 20001111 |  | 0 | Pass | null
301781641 | TNB | DISTRIBUTION | CHERAS | Existing | BCRS/PCE/J00036 | TMN MEGAH NO 2 | CB 2S+1F | CB + 1 TX |  |  | TMN MEGAH NO 2 | INDOOR SINGLE CHAMBER |  | 11/0.415 kV | 19851101 |  | 0 | Pass | null
301782267 | TNB | DISTRIBUTION | CHERAS | Existing | BCRS/PCE/J00059 | BT 14 HULU LANGAT | RMU 2S+2F | RMU 2S + 2F |  |  | BT 14 HULU LANGAT | OUTDOOR (OD WITH SWTCHGEAR) |  | 11/0.415 kV | 20041101 |  | 0 | Pass | null
301782415 | TNB | DISTRIBUTION | CHERAS | Existing | BCRS/PCE/J00109 | CG MEDICAL INDUSTRY | RMU 2S+1F | RMU 2S + 1F |  |  | CG MEDICAL INDUSTRY | INDOOR SINGLE CHAMBER |  | 11/0.415 kV | 19901101 |  | 0 | Pass | null
301782531 | TNB | DISTRIBUTION | CHERAS | Existing | BCRS/PCE/J00119 | CHASELAND NO 2 | RMU 2S+2F | RMU 2S + 2F |  |  | CHASELAND NO 2 | ATTACHED DOUBLE |  | 11/0.415 kV | 19991101 | B1565 | 0 | Pass | null
301782688 | TNB | DISTRIBUTION | CHERAS | Existing | BCRS/PCE/J00118 | CHASELAND NO 3 | RMU 2S+1F | RMU 2S + 1F |  |  | CHASELAND NO 3 | ATTACHED DOUBLE |  | 11/0.415 kV | 19991101 | B1566 | 0 | Pass | null
301782804 | TNB | DISTRIBUTION | CHERAS | Existing | BCRS/PCE/J00767 | LOT 5757 FORMAPAC | RMU 2S + 1F | RMU 2S + 1F |  |  | LOT 5757 FORMAPAC | ATTACHED SINGLE |  | 11/0.415 kV | 18/07/1998 |  | 0 | Pass | null
301783231 | TNB | DISTRIBUTION | CHERAS | Existing | BCRS/PCE/J00768 | DENSHI MARUWA | RMU 2S + 2F | RMU 2S + 2F |  |  | DENSHI MARUWA | ATTACHED SINGLE |  | 11/0.415 kV | 18/07/1998 |  | 0 | Pass | null
301783812 | TNB | DISTRIBUTION | CHERAS | Existing | BCRS/PCE/J00056 | DUSUN NANDING NO 3 | RMU 2S+1F | RMU 2S + 1F |  |  | DUSUN NANDING NO 3 | INDOOR SINGLE CHAMBER |  | 11/0.415 kV | 19981101 |  | 0 | Pass | null
301783928 | TNB | DISTRIBUTION | CHERAS | Existing | BCRS/PCE/J00055 | DUSUN NANDING NO 2 | RMU 2S+1F | RMU 2S + 1F |  |  | DUSUN NANDING NO 2 | INDOOR SINGLE CHAMBER |  | 11/0.415 kV | 19991101 |  | 0 | Pass | null
301784044 | TNB | DISTRIBUTION | CHERAS | Existing | BCRS/PCE/J00120 | TIP CORPORATION NO 2 | CB 3S+1F | CB + 1 TX |  |  | TIP CORPORATION NO 2 | INDOOR DOUBLE CHAMBER |  | 11/0.415 kV | 19901101 |  | 0 | Pass | null
301784566 | TNB | DISTRIBUTION | CHERAS | Existing | BCRS/PCE/J00090 | KG JAWA | RMU 2S+1F | RMU 2S + 1F |  |  | KG JAWA | OUTDOOR (OD WITH SWTCHGEAR) |  | 11/0.415 kV | 19981101 |  | 0 | Pass | null
301784682 | TNB | DISTRIBUTION | CHERAS | Existing | BCRS/PCE/J01032 | JLN TEMENGGUNG 3/9 |  | RMU 2S+2F (C) |  |  | JLN TEMENGGUNG 3/9 | INDOOR DOUBLE CHAMBER |  | 11/0.415 kV | 18/09/2012 |  | 0 | Fail | Please check "Switchgear Configuration"
301784687 | TNB | DISTRIBUTION | CHERAS | Existing | BCRS/PCE/J00815 | COMMERCIAL AREA NO 5 |  | RMU 2S + 2F |  |  | COMMERCIAL AREA NO 5 | ATTACHED DOUBLE |  | 11/0.415 kV | 18/07/1998 |  | 0 | Fail | Please check "Switchgear Configuration"
301797954 | TNB | DISTRIBUTION | CHERAS | Existing | BCRS/PCE/J00451 | COMMERCIAL AREA NO 8 BMC | RMU 2S+2F | RMU 2S + 2F |  |  | COMMERCIAL AREA NO 8 BMC | ATTACHED DOUBLE |  | 11/0.415 kV | 20051101 |  | 0 | Pass | null
301801872 | TNB | DISTRIBUTION | CHERAS | Existing | BCRS/PCE/J00352 | MAGNAVILLA NO 1 | RMU 2S+2F | RMU 2S + 2F |  |  | MAGNAVILLA NO 1 | INDOOR DOUBLE CHAMBER |  | 11/0.415 kV | 19981111 |  | 0 | Pass | null
301802029 | TNB | DISTRIBUTION | CHERAS | Existing | BCRS/PCE/J00792 | LOJI KUMBAHAN CHERAS JAYA | RMU 2S+1F | RMU 2S + 1F |  |  | LOJI KUMBAHAN CHERAS JAYA | INDOOR SINGLE CHAMBER |  | 11/0.415 kV | 19961101 |  | 0 | Pass | null
301802455 | TNB | DISTRIBUTION | CHERAS | Existing | BCRS/PCE/J00298 | GELORA RAO RAO | RMU 2S+1F | RMU 2S + 1F |  |  | GELORA RAO RAO | COMPACT SUBS |  | 11/0.415 kV | 19961101 |  | 0 | Pass | null
301802571 | TNB | DISTRIBUTION | CHERAS | Existing | BCRS/PCE/J00360 | LIEW KON THAM | RMU 2S+1F | RMU 2S + 1F |  |  | LIEW KON THAM | ATTACHED SINGLE |  | 11/0.415 kV | 19971101 |  | 0 | Pass | null
301802687 | TNB | DISTRIBUTION | CHERAS | Existing | BCRS/PCE/J00370 | MAGNAVILLA NO 2 | RMU 2S+2F | RMU 2S + 2F |  |  | MAGNAVILLA NO 2 | INDOOR DOUBLE CHAMBER |  | 11/0.415 kV | 19981111 |  | 0 | Pass | null
301802844 | TNB | DISTRIBUTION | CHERAS | Existing | BCRS/PCE/J00708 | TAMAN SINARAN NO 2 | RMU 2S+1F | RMU 2S + 1F |  |  | TAMAN SINARAN NO 2 | ATTACHED SINGLE |  | 11/0.415 kV | 20041101 |  | 0 | Pass | null
301802960 | TNB | DISTRIBUTION | CHERAS | Existing | BCRS/PCE/J00715 | TAMAN SETIA IMPIAN EHSAN COMPACT | RMU 2S+1F | RMU 2S + 1F |  |  | TAMAN SETIA IMPIAN EHSAN COMPACT | COMPACT SUBS |  | 11/0.415 kV | 18/07/1998 |  | 0 | Pass | null
301803386 | TNB | DISTRIBUTION | CHERAS | Existing | BCRS/PCE/J00233 | TAN SENG HUAT | RMU 2S+1F | RMU 2S + 1F |  |  | TAN SENG HUAT | INDOOR SINGLE CHAMBER |  | 11/0.415 kV | 19921111 |  | 0 | Pass | null
301803929 | TNB | DISTRIBUTION | CHERAS | Existing | BCRS/PCE/J00427 | TMN SEGAR PERDANA NO 3 | RMU 2S+2F | RMU 2S + 2F |  |  | TMN SEGAR PERDANA NO 3 | INDOOR DOUBLE CHAMBER |  | 11/0.415 kV | 20041111 | JLN SP 3 TMN SEGAR PERDANA | 0 | Pass | null
301804086 | TNB | DISTRIBUTION | CHERAS | Existing | BCRS/PCE/J00483 | ADMIRAL PARK | RMU 2S+1F | RMU 2S + 1F |  |  | ADMIRAL PARK | INDOOR SINGLE CHAMBER |  | 11/0.415 kV | 18/07/1998 | B2486 | 0 | Pass | null
301804202 | TNB | DISTRIBUTION | CHERAS | Existing | BCRS/PCE/J00448 | EMERALD POINT B | RMU 2S+1F | RMU 2S + 1F |  |  | EMERALD POINT B | ATTACHED SINGLE |  | 11/0.415 kV | 20051101 |  | 0 | Pass | null
301804629 | TNB | DISTRIBUTION | CHERAS | Existing | BCRS/PCE/J00447 | EMERALD POINT C | RMU 2S+1F | RMU 2S + 1F |  |  | EMERALD POINT C | ATTACHED SINGLE |  | 11/0.415 kV | 20051101 |  | 0 | Pass | null
301804746 | TNB | DISTRIBUTION | CHERAS | Existing | BCRS/PCE/J00161 | TMN CHERAS MAS NO 2 | RMU 2S+2F | RMU 2S + 2F |  |  | TMN CHERAS MAS NO 2 | INDOOR DOUBLE CHAMBER |  | 11/0.415 kV | 19961111 |  | 0 | Pass | null
301804903 | TNB | DISTRIBUTION | CHERAS | Existing | BCRS/PCE/J00200 | TMN KOPERASI CUEPACS NO 3 | RMU 2S+2F | RMU 2S + 2F |  |  | TMN KOPERASI CUEPACS NO 3 | INDOOR DOUBLE CHAMBER |  | 11/0.415 kV | 19961101 |  | 0 | Pass | null
301806599 | TNB | DISTRIBUTION | CHERAS | Existing | BCRS/PCE/J00646 | MINLON LIGHT INDUSTRIES A | RMU 2S+2F | RMU 2S + 2F |  |  | MINLON LIGHT INDUSTRIES A | ATTACHED DOUBLE |  | 11/0.415 kV | 20091101 |  | 0 | Pass | null
301807066 | TNB | DISTRIBUTION | CHERAS | Existing | BCRS/PCE/J00645 | MINLON LIGHT INDUSTRIES B | RMU 2S+2F | RMU 2S + 2F |  |  | MINLON LIGHT INDUSTRIES B | ATTACHED DOUBLE |  | 11/0.415 kV | 20091101 |  | 0 | Pass | null
301813079 | TNB | DISTRIBUTION | CHERAS | Existing | BCRS/PCE/J00004 | APARTMENT SUAKASIH BTHO | RMU 2S+2F | RMU 2S + 2F |  |  | APARTMENT SUAKASIH BTHO | ATTACHED DOUBLE |  | 11/0.415 kV | 20031101 |  | 0 | Pass | null
301813546 | TNB | DISTRIBUTION | CHERAS | Existing | BCRS/PCE/J00177 | BTHO NO 17 | RMU 2S+2F | RMU 2S + 2F |  |  | BTHO NO 17 | INDOOR DOUBLE CHAMBER |  | 11/0.415 kV | 20001101 |  | 0 | Pass | null
301813703 | TNB | DISTRIBUTION | CHERAS | Existing | BCRS/PCE/J00176 | BTHO NO 18 | CB 2S+2F | CB + 2 TX |  |  | BTHO NO 18 | INDOOR DOUBLE CHAMBER |  | 11/0.415 kV | 20001101 |  | 0 | Pass | null
301814344 | TNB | DISTRIBUTION | CHERAS | Existing | BCRS/PCE/J00387 | CHIN HUAT | RMU 3S+1F | RMU 3S+1F |  |  | CHIN HUAT | INDOOR SINGLE CHAMBER |  | 11/0.415 kV | 18/07/1998 |  | 0 | Pass | null
301814771 | TNB | DISTRIBUTION | CHERAS | Existing | BCRS/PCE/J00424 | BERKAT HASIL NO 6 | RMU 3S+2F | RMU 3S+2F |  |  | BERKAT HASIL NO 6 | ATTACHED DOUBLE |  | 11/0.415 kV | 18/07/1998 |  | 0 | Pass | null
301814919 | TNB | DISTRIBUTION | CHERAS | Existing | BCRS/PCE/J00687 | ISC | RMU 3S | RMU 3S |  |  | ISC | ATTACHED SINGLE |  | 11/0.415 kV | 19961101 |  | 0 | Pass | null
301815026 | TNB | DISTRIBUTION | CHERAS | Existing | BCRS/PCE/J00413 | BERKAT HASIL NO 4B | RMU 2S+1F | RMU 2S + 1F |  |  | BERKAT HASIL NO 4B | ATTACHED SINGLE |  | 11/0.415 kV | 18/07/1998 |  | 0 | Pass | null
301815452 | TNB | DISTRIBUTION | CHERAS | Existing | BCRS/PCE/J00423 | BERKAT HASIL NO 7 | RMU 2S+2F | RMU 2S + 2F |  |  | BERKAT HASIL NO 7 | ATTACHED DOUBLE |  | 11/0.415 kV | 18/07/1998 |  | 0 | Pass | null
301815609 | TNB | DISTRIBUTION | CHERAS | Existing | BCRS/PCE/J00412 | BERKAT HASIL NO 4A | RMU 2S+1F | RMU 2S + 1F |  |  | BERKAT HASIL NO 4A | ATTACHED SINGLE |  | 11/0.415 kV | 18/07/1998 |  | 0 | Pass | null
301816345 | TNB | DISTRIBUTION | CHERAS | Existing | BCRS/PCE/J00746 | NI SHIN NO 2 | RMU 2S+1F | RMU 2S + 1F |  |  | NI SHIN NO 2 | ATTACHED SINGLE |  | 11/0.415 kV | 19941111 |  | 0 | Pass | null
301816462 | TNB | DISTRIBUTION | CHERAS | Existing | BCRS/PCE/J00420 | BERKAT HASIL NO 15 | RMU 2S+2F | RMU 2S + 2F |  |  | BERKAT HASIL NO 15 | ATTACHED DOUBLE |  | 11/0.415 kV | 19971111 |  | 0 | Pass | null
301816614 | TNB | DISTRIBUTION | CHERAS | Existing | BCRS/PCE/J00230 | GREEN ACRE PARK NO 1 | RMU 2S+2F | RMU 2S + 2F |  |  | GREEN ACRE PARK NO 1 | INDOOR DOUBLE CHAMBER |  | 11/0.415 kV | 20021101 |  | 0 | Pass | null
301817344 | TNB | DISTRIBUTION | CHERAS | Existing | BCRS/PCE/J00445 | TAMAN SEGAR PERDANA NO 9 | RMU 2S+1F | RMU 2S + 2F |  |  | TAMAN SEGAR PERDANA NO 9 | INDOOR DOUBLE CHAMBER |  | 11/0.415 kV | 20051101 |  | 0 | Pass | null
301817460 | TNB | DISTRIBUTION | CHERAS | Existing | BCRS/PCE/J00444 | TAMAN SEGAR PERDANA NO 10 | RMU 2S+1F | RMU 2S + 1F |  |  | TAMAN SEGAR PERDANA NO 10 | INDOOR DOUBLE CHAMBER |  | 11/0.415 kV | 20051101 |  | 0 | Pass | null
301817886 | TNB | DISTRIBUTION | CHERAS | Existing | BCRS/PCE/J00168 | TMN MINANG RIA | RMU 2S+2F | RMU 2S + 2F |  |  | TMN MINANG RIA | ATTACHED DOUBLE |  | 11/0.415 kV | 20021101 |  | 0 | Pass | null
301818044 | TNB | DISTRIBUTION | CHERAS | Existing | BCRS/PCE/J00542 | SEGAR PERDANA COURT PHASE 7B | RMU 2S+1F | RMU 2S + 1F |  |  | SEGAR PERDANA COURT PHASE 7B | ATTACHED SINGLE |  | 11/0.415 kV | 20061101 |  | 0 | Pass | null
301818160 | TNB | DISTRIBUTION | CHERAS | Existing | BCRS/PCE/J00481 | JLN BENDAHARA 12/7 BMC | RMU 2S+2F | RMU 2S + 2F |  |  | JLN BENDAHARA 12/7 BMC | INDOOR DOUBLE CHAMBER |  | 11/0.415 kV | 20041101 |  | 0 | Pass | null
301818618 | TNB | DISTRIBUTION | CHERAS | Existing | BCRS/PCE/J00455 | JLN PAHLAWAN 20/3 | RMU 2S+1F | RMU 2S + 1F |  |  | JLN PAHLAWAN 20/3 | INDOOR DOUBLE CHAMBER |  | 11/0.415 kV | 20051101 |  | 0 | Pass | null
301818734 | TNB | DISTRIBUTION | CHERAS | Existing | BCRS/PCE/J00509 | JLN PAHLAWAN 22/3, BDR MAHKOTA CHERAS | RMU 2S+1F | RMU 2S + 1F |  |  | JLN PAHLAWAN 22/3, BDR MAHKOTA CHERAS | INDOOR DOUBLE CHAMBER |  | 11/0.415 kV | 20041101 |  | 0 | Pass | null
301819160 | TNB | DISTRIBUTION | CHERAS | Existing | BCRS/PCE/J00682 | IND RINGAN BKT ANGKAT NO 4 | RMU 2S+2F | RMU 2S + 2F |  |  | IND RINGAN BKT ANGKAT NO 4 | INDOOR DOUBLE CHAMBER |  | 11/0.415 kV | 20071101 |  | 0 | Pass | null
301819471 | TNB | DISTRIBUTION | CHERAS | Existing | BCRS/PCE/J00254 | BDR MAHKOTA CHERAS NO. 8 | RMU 2S+2F | RMU 2S + 2F |  |  | BDR MAHKOTA CHERAS NO. 8 | INDOOR DOUBLE CHAMBER |  | 11/0.415 kV | 20021101 |  | 0 | Pass | null
301819628 | TNB | DISTRIBUTION | CHERAS | Existing | BCRS/PCE/J00048 | KUATERS LOJI AIR LANGAT | RMU 2S+1F | RMU 2S + 1F |  |  | KUATERS LOJI AIR LANGAT | OUTDOOR (OD WITH SWTCHGEAR) |  | 11/0.415 kV | 19911101 |  | 0 | Pass | null
301820054 | TNB | DISTRIBUTION | CHERAS | Existing | BCRS/PCE/J00547 | SMK DUSUN NANDING | RMU 2S+1F | RMU 2S + 1F |  |  | SMK DUSUN NANDING | INDOOR SINGLE CHAMBER |  | 11/0.415 kV | 20021101 | B1992 | 0 | Pass | null
301827543 | TNB | DISTRIBUTION | CHERAS | Existing | BCRS/PCE/J01020 | JALAN MAHKOTA 5 | RMU 2S+2F | RMU 2S + 2F |  |  | JALAN MAHKOTA 5 | INDOOR DOUBLE CHAMBER |  | 11/0.415 kV | 20110211 |  | 0 | Pass | null
301827659 | TNB | DISTRIBUTION | CHERAS | Existing | BCRS/PCE/J00014 | LEBUHRAYA CHERAS NO 1 | RMU 2S+1F | RMU 2S + 1F |  |  | LEBUHRAYA CHERAS NO 1 | COMPACT SUBS |  | 11/0.415 kV | 19971101 |  | 0 | Pass | null
301827775 | TNB | DISTRIBUTION | CHERAS | Existing | BCRS/PCE/J00821 | SG BESI INDAH NO 1 | RMU 2S+2F | RMU 2S + 2F |  |  | SG BESI INDAH NO 1 | INDOOR DOUBLE CHAMBER |  | 11/0.415 kV | 18/07/1998 |  | 0 | Pass | null
301828280 | TNB | DISTRIBUTION | CHERAS | Existing | BCRS/PCE/J00744 | SG BESI INDAH NO 7 | RMU 2S+2F | RMU 2S + 2F |  |  | SG BESI INDAH NO 7 | INDOOR DOUBLE CHAMBER |  | 11/0.415 kV | 18/07/1998 |  | 0 | Pass | null
301828747 | TNB | DISTRIBUTION | CHERAS | Existing | BCRS/PCE/J00830 | SEK KEB SG BESI INDAH | RMU 2S+1F | RMU 2S + 1F |  |  | SEK KEB SG BESI INDAH | INDOOR SINGLE CHAMBER |  | 11/0.415 kV | 20041111 |  | 0 | Pass | null
301828863 | TNB | DISTRIBUTION | CHERAS | Existing | BCRS/PCE/J00756 | SOUTHERN LAKE NO 4 | RMU 2S+2F | RMU 2S + 2F |  |  | SOUTHERN LAKE NO 4 | INDOOR DOUBLE CHAMBER |  | 11/0.415 kV | 18/07/1998 |  | 0 | Pass | null
301829020 | TNB | DISTRIBUTION | CHERAS | Existing | BCRS/PCE/J00758 | SOUTHERN LAKE NO 3 | RMU 2S+2F | RMU 2S + 2F |  |  | SOUTHERN LAKE NO 3 | INDOOR DOUBLE CHAMBER |  | 11/0.415 kV | 18/07/1998 |  | 0 | Pass | null
301829177 | TNB | DISTRIBUTION | CHERAS | Existing | BCRS/PCE/J00760 | SG BESI INDAH NO 5 | RMU 3S+2F | RMU 2S + 2F |  |  | SG BESI INDAH NO 5 | INDOOR DOUBLE CHAMBER |  | 11/0.415 kV | 18/07/1998 |  | 0 | Pass | null
301829644 | TNB | DISTRIBUTION | CHERAS | Existing | BCRS/PCE/J00625 | TMN SERI JASA FASA 1 | RMU 2S+1F | RMU 2S + 1F |  |  | TMN SERI JASA FASA 1 | INDOOR SINGLE CHAMBER |  | 11/0.415 kV | 19911101 |  | 0 | Pass | null
301829760 | TNB | DISTRIBUTION | CHERAS | Existing | BCRS/PCE/J00825 | MINES LODGE | RMU 3S+1F | RMU 3S+1F |  |  | MINES LODGE | ATTACHED SINGLE |  | 11/0.415 kV | 19981111 |  | 0 | Pass | null
301830577 | TNB | DISTRIBUTION | CHERAS | Existing | BCRS/PCE/J00511 | JLN PERMAISURI 23/6 BDR MAHKOTA CHERAS | RMU 2S+1F | RMU 2S + 1F |  |  | JLN PERMAISURI 23/6 BDR MAHKOTA CHERAS | INDOOR DOUBLE CHAMBER |  | 11/0.415 kV | 20021101 |  | 0 | Pass | null
301830693 | TNB | DISTRIBUTION | CHERAS | Existing | BCRS/PCE/J00513 | JLN PERMAISURI NO 2 BDR MAHKOTA CHERAS |  | RMU 2S + 1F |  |  | JLN PERMAISURI NO 2 BDR MAHKOTA CHERAS | INDOOR DOUBLE CHAMBER |  | 11/0.415 kV | 20021101 |  | 0 | Fail | Please check "Switchgear Configuration"
301844129 | TNB | DISTRIBUTION | CHERAS | Existing | BCRS/PCE/J00199 | TMN KOPERASI CUEPAC NO 4 | RMU 2S+1F | RMU 2S + 1F |  |  | TMN KOPERASI CUEPAC NO 4 | INDOOR SINGLE CHAMBER |  | 11/0.415 kV | 19901101 |  | 0 | Pass | null
301844555 | TNB | DISTRIBUTION | CHERAS | Existing | BCRS/PCE/J00196 | TMN RAKAN CHERAS NO 1 | RMU 2S+1F | RMU 2S + 1F |  |  | TMN RAKAN CHERAS NO 1 | INDOOR SINGLE CHAMBER |  | 11/0.415 kV | 19901101 |  | 0 | Pass | null
301844704 | TNB | DISTRIBUTION | CHERAS | Existing | BCRS/PCE/J00197 | TMN RAKAN CHERAS NO 2 | RMU 2S+1F | RMU 2S + 1F |  |  | TMN RAKAN CHERAS NO 2 | INDOOR SINGLE CHAMBER |  | 11/0.415 kV | 20051101 |  | 0 | Pass | null
301844820 | TNB | DISTRIBUTION | CHERAS | Existing | BCRS/PCE/J00577 | WETEX | RMU 2S+2F | RMU 2S + 2F |  |  | WETEX | ATTACHED DOUBLE |  | 11/0.415 kV | 19800101 |  | 0 | Pass | null
301845289 | TNB | DISTRIBUTION | CHERAS | Existing | BCRS/PCE/J00845 | WEI FONG | RMU 2S+2F | RMU 2S+2F |  |  | WEI FONG | ATTACHED DOUBLE |  | 11/0.415 kV | 18/07/1998 |  | 0 | Pass | null
301845406 | TNB | DISTRIBUTION | CHERAS | Existing | BCRS/PCE/J00198 | TMN RAKAN CHERAS NO 3 | RMU 2S+1F | RMU 2S + 1F |  |  | TMN RAKAN CHERAS NO 3 | INDOOR SINGLE CHAMBER |  | 11/0.415 kV | 19901101 |  | 0 | Pass | null
301845832 | TNB | DISTRIBUTION | CHERAS | Existing | BCRS/PCE/J00988 | LOT 4161 LKC VANTURES | RMU 2S+1F | RMU 2S + 1F |  |  | LOT 4161 LKC VANTURES | ATTACHED SINGLE |  | 11/0.415 kV | 20101111 | PE CRS 0188 | 0 | Pass | null
301845981 | TNB | DISTRIBUTION | CHERAS | Existing | BCRS/PCE/J00506 | TMN LAGENDA MAS UTAMA | RMU 2S+2F | RMU 2S + 2F |  |  | TMN LAGENDA MAS UTAMA | INDOOR DOUBLE CHAMBER |  | 11/0.415 kV | 20051101 |  | 0 | Pass | null
301846448 | TNB | DISTRIBUTION | CHERAS | Existing | BCRS/PCE/J00562 | TMN DESA BARU COMPACT | RMU 2S+1F | RMU 2S + 1F |  |  | TMN DESA BARU COMPACT | COMPACT SUBS |  | 11/0.415 kV | 20031101 |  | 0 | Pass | null
301846564 | TNB | DISTRIBUTION | CHERAS | Existing | BCRS/PCE/J00781 | SHUKOR SAKAM AIS RINTIK2 | RMU 2S+1F | RMU 2S + 1F |  |  | SHUKOR SAKAM AIS RINTIK2 | ATTACHED SINGLE |  | 11/0.415 kV | 18/07/1998 |  | 0 | Pass | null
301846676 | TNB | DISTRIBUTION | CHERAS | Existing | BCRS/PCE/J00202 | TMN KOPERASI CUEPAC NO 1 BT 12 FASA 1A | RMU 2S+2F | RMU 2S + 2F |  |  | TMN KOPERASI CUEPAC NO 1 BT 12 FASA 1A | INDOOR DOUBLE CHAMBER |  | 11/0.415 kV | 19901111 |  | 0 | Pass | null
301847125 | TNB | DISTRIBUTION | CHERAS | Existing | BCRS/PCE/J00201 | TMN KOPERASI CUEPAC NO 2 | RMU 2S+2F | RMU 2S + 2F |  |  | TMN KOPERASI CUEPAC NO 2 | ATTACHED DOUBLE |  | 11/0.415 kV | 19991101 |  | 0 | Pass | null
301847282 | TNB | DISTRIBUTION | CHERAS | Existing | BCRS/PCE/J00693 | PUSAT KEBUDAYAAN SOKO GOKAI | RMU 2S+1F | RMU 2S + 1F |  |  | PUSAT KEBUDAYAAN SOKO GOKAI | ATTACHED SINGLE |  | 11/0.415 kV | 20041111 |  | 0 | Pass | null
301847824 | TNB | DISTRIBUTION | CHERAS | Existing | BCRS/PCE/J00234 | RMH ORANG-ORANG TUA | RMU 2S+1F | RMU 2S + 1F |  |  | RMH ORANG-ORANG TUA | INDOOR SINGLE CHAMBER |  | 11/0.415 kV | 20061101 |  | 0 | Pass | null
301862337 | TNB | DISTRIBUTION | CHERAS | Existing | BCRS/PCE/J00872 | PLAZA TOL SAUJANA IMPIAN | RMU 2S + 1F | RMU 2S + 1F |  |  | PLAZA TOL SAUJANA IMPIAN | ATTACHED SINGLE |  | 11/0.415 kV | 19931101 |  | 0 | Pass | null
301862453 | TNB | DISTRIBUTION | CHERAS | Existing | BCRS/PCE/J00859 | ABD KARIM MANAN | RMU 2S+1F | RMU 2S + 1F |  |  | ABD KARIM MANAN | OUTDOOR (OD WITH SWTCHGEAR) |  | 11/0.415 kV | 18/07/1998 |  | 0 | Pass | null
301862879 | TNB | DISTRIBUTION | CHERAS | Existing | BCRS/PCE/J00095 | TMN ULU LANGAT JAYA NO 2 |  | RMU 2X (2S + 1F) |  |  | TMN ULU LANGAT JAYA NO 2 | INDOOR DOUBLE CHAMBER |  | 11/0.415 kV | 20061101 |  | 0 | Fail | Please check "Switchgear Configuration"
301919333 | TNB | DISTRIBUTION | CHERAS | Existing | BCRS/PCE/J00899 | RUMAH BANDAR TMN PUTRI | RMU 2S+1F | RMU 2S + 1F |  |  | RUMAH BANDAR TMN PUTRI | INDOOR SINGLE CHAMBER |  | 11/0.415 kV | 18/07/1998 |  | 0 | Pass | null
301919449 | TNB | DISTRIBUTION | CHERAS | Existing | BCRS/PCE/J00699 | PERNIAGAAN MASRIA | RMU 2S+1F | RMU 2S + 1F |  |  | PERNIAGAAN MASRIA | INDOOR SINGLE CHAMBER |  | 11/0.415 kV | 19821101 |  | 0 | Pass | null
301962864 | TNB | DISTRIBUTION | CHERAS | Existing | BCRS/PCE/J00639 | TERAS OAK NO 1 | RMU 5S+2F | RMU 2X (2S + 1F) |  |  | TERAS OAK NO 1 | INDOOR DOUBLE CHAMBER |  | 11/0.415 kV | 18/07/1998 |  | 0 | Pass | null
301963439 | TNB | DISTRIBUTION | CHERAS | Existing | BCRS/PCE/J00737 | ELEGANT CAPITAL NO 2 | RMU 2S+2F | RMU 2S + 2F |  |  | ELEGANT CAPITAL NO 2 | INDOOR DOUBLE CHAMBER |  | 11/0.415 kV | 18/07/1998 |  | 0 | Pass | null
301963906 | TNB | DISTRIBUTION | CHERAS | Existing | BCRS/PCE/J00741 | ELEGANT CAPITAL NO 1 | RMU 3S+2F | RMU 3S+2F |  |  | ELEGANT CAPITAL NO 1 | INDOOR DOUBLE CHAMBER |  | 11/0.415 kV | 18/07/1998 |  | 0 | Pass | null
301964063 | TNB | DISTRIBUTION | CHERAS | Existing | BCRS/PCE/J00738 | BONANZA INDUSTRIAL PARK | RMU 2S+2F | RMU 2S + 2F |  |  | BONANZA INDUSTRIAL PARK | INDOOR DOUBLE CHAMBER |  | 11/0.415 kV | 18/07/1998 |  | 0 | Pass | null
301964220 | TNB | DISTRIBUTION | CHERAS | Existing | BCRS/PCE/J00799 | SHIN LEE COMPACT | RMU 2S+1F | RMU 2S + 1F |  |  | SHIN LEE COMPACT | COMPACT SUBS |  | 11/0.415 kV | 18/07/1998 |  | 0 | Pass | null
301964336 | TNB | DISTRIBUTION | CHERAS | Existing | BCRS/PCE/J00796 | WOON HWA TRADING | CB 2S+1F | CB + 1 TX |  |  | WOON HWA TRADING | INDOOR SINGLE CHAMBER |  | 11/0.415 kV | 20021111 |  | 0 | Pass | null
301965115 | TNB | DISTRIBUTION | CHERAS | Existing | BCRS/PCE/J00736 | LFIP NO 2 | RMU 2S+4F | RMU 2X (2S + 1F) |  |  | LFIP NO 2 | INDOOR QUAD |  | 11/0.415 kV | 18/07/1998 |  | 0 | Pass | null
301965354 | TNB | DISTRIBUTION | CHERAS | Existing | BCRS/PCE/J00587 | AUTOLIV HIROTAKO | CB 3S | CB |  |  | AUTOLIV HIROTAKO | ATTACHED |  | 11/0.415 kV | 18/07/1998 |  | 0 | Pass | null
301965936 | TNB | DISTRIBUTION | CHERAS | Existing | BCRS/PCE/J00742 | TANMING RAYA NO 2 | RMU 2S+2F | RMU 2S + 2F |  |  | TANMING RAYA NO 2 | INDOOR DOUBLE CHAMBER |  | 11/0.415 kV | 19911101 |  | 0 | Pass | null
301966403 | TNB | DISTRIBUTION | CHERAS | Existing | BCRS/PCE/J00378 | PST DAGANGAN BALAKONG NO 4 | RMU 2S+2F | RMU 2S + 2F |  |  | PST DAGANGAN BALAKONG NO 4 | INDOOR DOUBLE CHAMBER |  | 11/0.415 kV | 19971111 |  | 0 | Pass | null
301966560 | TNB | DISTRIBUTION | CHERAS | Existing | BCRS/PCE/J00379 | PST DAGANGAN BALAKONG NO 3 | RMU 2S+2F | RMU 2S + 2F |  |  | PST DAGANGAN BALAKONG NO 3 | INDOOR DOUBLE CHAMBER |  | 11/0.415 kV | 19971111 |  | 0 | Pass | null
301982244 | TNB | DISTRIBUTION | CHERAS | Existing | BCRS/PCE/J00089 | TMN MAS NO 3 COMPACT | RMU 2S+1F | RMU 2S + 1F |  |  | TMN MAS NO 3 COMPACT | COMPACT SUBS |  | 11/0.415 kV | 20001101 |  | 0 | Pass | null
301982360 | TNB | DISTRIBUTION | CHERAS | Existing | BCRS/PCE/J00641 | MEGA MOULDING | RMU 2S+1F | RMU 2S + 1F |  |  | MEGA MOULDING | OUTDOOR (OD WITH SWTCHGEAR) |  | 11/0.415 kV | 18/07/1998 |  | 0 | Pass | null
301982786 | TNB | DISTRIBUTION | CHERAS | Existing | BCRS/PCE/J00634 | KENG SENG CORPORATION | RMU 2S+1F | RMU 2S + 1F |  |  | KENG SENG CORPORATION | ATTACHED SINGLE |  | 11/0.415 kV | 20021111 |  | 0 | Pass | null
301983019 | TNB | DISTRIBUTION | CHERAS | Existing | BCRS/PCE/J00671 | PANGSAPURI RAKYAT | RMU 2S+2F | RMU 2S + 2F |  |  | PANGSAPURI RAKYAT | ATTACHED DOUBLE |  | 11/0.415 kV | 19991101 |  | 0 | Pass | null
301983176 | TNB | DISTRIBUTION | CHERAS | Existing | BCRS/PCE/J00709 | TAMAN SINARAN NO 1 | RMU 2S+2F | RMU 2S + 2F |  |  | TAMAN SINARAN NO 1 | ATTACHED SINGLE |  | 11/0.415 kV | 20041101 |  | 0 | Pass | null
302778599 | TNB | DISTRIBUTION | CHERAS | Existing | BCRS/PCE/J00810 | COMMERCIAL AREA NO 2 |  | RMU 2S + 2F |  |  | COMMERCIAL AREA NO 2 | ATTACHED DOUBLE |  | 11/0.415 kV | 18/07/1998 |  | 0 | Fail | Please check "Switchgear Configuration"
302828820 | TNB | DISTRIBUTION | CHERAS | Existing | BCRS/PCE/J00904 | JALAN MAS JAYA NO 1 |  | RMU 2S + 2F |  |  | JALAN MAS JAYA NO 1 | INDOOR DOUBLE CHAMBER |  | 11/0.415 kV | 18/07/1998 |  | 0 | Fail | Please check "Switchgear Configuration"
302001584 | TNB | DISTRIBUTION | CHERAS | Existing | BCRS/PCE/J00072 | RAKR DUSUN TUA | RMU 2S+1F | RMU 2S + 1F |  |  | RAKR DUSUN TUA | OUTDOOR (OD WITH SWTCHGEAR) |  | 11/0.415 kV | 19901101 |  | 0 | Pass | null
302002010 | TNB | DISTRIBUTION | CHERAS | Existing | BCRS/PCE/J00543 | SEKOLAH SERI SURIA HULU LANGAT | RMU 2S+1F | RMU 2S + 1F |  |  | SEKOLAH SERI SURIA HULU LANGAT | ATTACHED SINGLE |  | 11/0.415 kV | 18/07/1998 |  | 0 | Pass | null
302002127 | TNB | DISTRIBUTION | CHERAS | Existing | BCRS/PCE/J00093 | RMH PANGSA TMN PERKASA NO 3 | RMU 2S+2F | RMU 2S + 2F |  |  | RMH PANGSA TMN PERKASA NO 3 | INDOOR DOUBLE CHAMBER |  | 11/0.415 kV | 20011101 |  | 0 | Pass | null
302002284 | TNB | DISTRIBUTION | CHERAS | Existing | BCRS/PCE/J00092 | RMH PANGSA TMN PERKASA NO 2 | CB 2S+2F | CB + 2 TX |  |  | RMH PANGSA TMN PERKASA NO 2 | INDOOR DOUBLE CHAMBER |  | 11/0.415 kV | 20011101 |  | 0 | Pass | null
302003240 | TNB | DISTRIBUTION | CHERAS | Existing | BCRS/PCE/J00900 | IDAMAN VILLA | RMU 2S+1F | RMU 2S + 1F |  |  | IDAMAN VILLA | SEMI INDOOR |  | 11/0.415 kV | 18/07/1998 |  | 0 | Pass | null
302003356 | TNB | DISTRIBUTION | CHERAS | Existing | BCRS/PCE/J00047 | TMN LAVENDER | RMU 2S+1F | RMU 2S + 1F |  |  | TMN LAVENDER | INDOOR DOUBLE CHAMBER |  | 11/0.415 kV | 19911101 |  | 0 | Pass | null
302003504 | TNB | DISTRIBUTION | CHERAS | Existing | BCRS/PCE/J00065 | KEMACAHAYA NO 1 | RMU 2S+1F | RMU 2S + 1F |  |  | KEMACAHAYA NO 1 | INDOOR DOUBLE CHAMBER |  | 11/0.415 kV | 20061101 |  | 0 | Pass | null
302003971 | TNB | DISTRIBUTION | CHERAS | Existing | BCRS/PCE/J00903 | MASTERSKILL | CB 3S | CB |  |  | MASTERSKILL | ATTACHED |  | 11/0.415 kV | 18/07/1998 |  | 0 | Pass | null
302004121 | TNB | DISTRIBUTION | CHERAS | Existing | BCRS/PCE/J00150 | TMN PUTRI NO 1 | RMU 2S+3F | RMU 3S+2F |  |  | TMN PUTRI NO 1 | INDOOR TRIPLE |  | 11/0.415 kV | 19931101 |  | 0 | Pass | null
302004629 | TNB | DISTRIBUTION | CHERAS | Existing | BCRS/PCE/J00153 | TMN PUTRI NO 3 | RMU 2S+2F | RMU 2S + 2F |  |  | TMN PUTRI NO 3 | INDOOR DOUBLE CHAMBER |  | 11/0.415 kV | 19951101 |  | 0 | Pass | null
302004786 | TNB | DISTRIBUTION | CHERAS | Existing | BCRS/PCE/J00152 | TMN PUTRI NO 6 | RMU 2S+2F | RMU 2S+2F (D) |  |  | TMN PUTRI NO 6 | INDOOR DOUBLE CHAMBER |  | 11/0.415 kV | 20001101 |  | 0 | Pass | null
302037309 | TNB | DISTRIBUTION | CHERAS | Existing | BCRS/PCE/J00692 | LOT 2374 FURNIWEB | RMU 2S+1F | RMU 2S + 1F |  |  | LOT 2374 FURNIWEB | ATTACHED SINGLE |  | 11/0.415 kV | 20081111 |  | 0 | Pass | null
302052971 | TNB | DISTRIBUTION | CHERAS | Existing | BCRS/PCE/J00575 | SUN HUP SENG | RMU 2S+1F | RMU 2S + 1F |  |  | SUN HUP SENG | COMPACT SUBS |  | 11/0.415 kV | 18/07/1998 |  | 0 | Pass | null
302053087 | TNB | DISTRIBUTION | CHERAS | Existing | BCRS/PCE/J00397 | SWEET TAPE (BUONTIRO) | RMU 2S+1F | RMU 2S + 1F |  |  | SWEET TAPE (BUONTIRO) | ATTACHED SINGLE |  | 11/0.415 kV | 19951101 |  | 0 | Pass | null
302053514 | TNB | DISTRIBUTION | CHERAS | Existing | BCRS/PCE/J00611 | BESI UNION | RMU 2S+1F | RMU 2S + 1F |  |  | BESI UNION | ATTACHED SINGLE |  | 11/0.415 kV | 19931111 |  | 0 | Pass | null
302867467 | TNB | DISTRIBUTION | CHERAS | Existing | BCRS/PCE/J00097 | TMN MAS JAYA IND NO 1 |  | RMU 2S + 2F |  |  | TMN MAS JAYA IND NO 1 | INDOOR DOUBLE CHAMBER |  | 11/0.415 kV | 20001101 |  | 0 | Fail | Please check "Switchgear Configuration"
302069019 | TNB | DISTRIBUTION | CHERAS | Existing | BCRS/PCE/J00686 | TMN IMPIAN EHSAN NO 2 | RMU 2S+2F | RMU 2S + 2F |  |  | TMN IMPIAN EHSAN NO 2 | INDOOR DOUBLE CHAMBER |  | 11/0.415 kV | 18/07/1998 |  | 0 | Pass | null
302069176 | TNB | DISTRIBUTION | CHERAS | Existing | BCRS/PCE/J00685 | RMH PANGSA KOS RENDAH NO 1 IMPIAN EHSAN | RMU 2S+2F | RMU 2S + 2F |  |  | RMH PANGSA KOS RENDAH NO 1 IMPIAN EHSAN | INDOOR DOUBLE CHAMBER |  | 11/0.415 kV | 18/07/1998 |  | 0 | Pass | null
302069643 | TNB | DISTRIBUTION | CHERAS | Existing | BCRS/PCE/J00707 | NO 1, TMN SETIA BALAKONG | RMU 2S+2F | RMU 2S + 2F |  |  | NO 1, TMN SETIA BALAKONG | INDOOR DOUBLE CHAMBER |  | 11/0.415 kV | 20001101 |  | 0 | Pass | null
302069800 | TNB | DISTRIBUTION | CHERAS | Existing | BCRS/PCE/J00713 | INDUSTRI BALAKONG JAYA NO 4 | RMU 4S+2F | RMU 2X (2S + 1F) |  |  | INDUSTRI BALAKONG JAYA NO 4 | ATTACHED DOUBLE |  | 11/0.415 kV | 20061101 |  | 0 | Pass | null
302070337 | TNB | DISTRIBUTION | CHERAS | Existing | BCRS/PCE/J00710 | INDUSTRI BALAKONG JAYA NO 1 | RMU 4S+2F | RMU 2X (2S + 1F) |  |  | INDUSTRI BALAKONG JAYA NO 1 | ATTACHED DOUBLE |  | 11/0.415 kV | 18/07/1998 |  | 0 | Pass | null
302071184 | TNB | DISTRIBUTION | CHERAS | Existing | BCRS/PCE/J00140 | SG BESI INDAH NO 6A | RMU 2S+2F | RMU 2S + 2F |  |  | SG BESI INDAH NO 6A | INDOOR DOUBLE CHAMBER |  | 11/0.415 kV | 19901101 |  | 0 | Pass | null
302071341 | TNB | DISTRIBUTION | CHERAS | Existing | BCRS/PCE/J00770 | 3V HOLDING | RMU 5S+2F | RMU 2X (2S + 1F) |  |  | 3V HOLDING | ATTACHED DOUBLE |  | 11/0.415 kV | 18/07/1998 |  | 0 | Pass | null
302071918 | TNB | DISTRIBUTION | CHERAS | Existing | BCRS/PCE/J00013 | TMN SG LONG MAKMUR | RMU 2S+1F | RMU 2S + 1F |  |  | TMN SG LONG MAKMUR | INDOOR SINGLE CHAMBER |  | 11/0.415 kV | 20031101 |  | 0 | Pass | null
302072034 | TNB | DISTRIBUTION | CHERAS | Existing | BCRS/PCE/J00505 | JLN IKHLAS SG LONG | RMU 4S+2F | RMU 2X (2S + 1F) |  |  | JLN IKHLAS SG LONG | INDOOR DOUBLE CHAMBER |  | 11/0.415 kV | 20021101 |  | 0 | Pass | null
302072571 | TNB | DISTRIBUTION | CHERAS | Existing | BCRS/PCE/J00548 | SG BESI INDAH NO 9A COMPACT | RMU 2S+1F | RMU 2S + 1F |  |  | SG BESI INDAH NO 9A COMPACT | COMPACT SUBS |  | 11/0.415 kV | 20001111 |  | 0 | Pass | null
302916337 | TNB | DISTRIBUTION | CHERAS | Existing | BCRS/PCE/J00458 | PANGSAPURI(KONDO) LANGAT JAYA |  | RMU 2X (2S + 1F) |  |  | PANGSAPURI(KONDO) LANGAT JAYA | ATTACHED TRIPLE |  | 11/0.415 kV | 18/07/1998 |  | 0 | Fail | Please check "Switchgear Configuration"
302090292 | TNB | DISTRIBUTION | CHERAS | Existing | BCRS/PCE/J00652 | WONG SUE KAU | RMU 2S+1F | RMU 2S + 1F |  |  | WONG SUE KAU | INDOOR SINGLE CHAMBER |  | 11 kV | 20061101 |  | 0 | Pass | null
302090408 | TNB | DISTRIBUTION | CHERAS | Existing | BCRS/PCE/J00247 | MEGA POWER | CB 4S | CB |  |  | MEGA POWER | ATTACHED |  | 11/0.415 kV | 20001101 |  | 0 | Pass | null
302090564 | TNB | DISTRIBUTION | CHERAS | Existing | BCRS/PCE/J00833 | LEE CHEE KEONG | RMU 2S+1F | RMU 2S + 1F |  |  | LEE CHEE KEONG | SEMI INDOOR |  | 11/0.415 kV | 18/07/1998 |  | 0 | Pass | null
302091301 | TNB | DISTRIBUTION | CHERAS | Existing | BCRS/PCE/J00500 | PADAT JLN WAWASAN 1A | RMU 2S+1F | RMU 2S + 1F |  |  | PADAT JLN WAWASAN 1A | COMPACT SUBS |  | 11/0.415 kV | 20061101 |  | 0 | Pass | null
302091417 | TNB | DISTRIBUTION | CHERAS | Existing | BCRS/PCE/J00063 | TMN PINGGIRAN DELIMA NO 3 | RMU 2S+1F | RMU 2S + 1F |  |  | TMN PINGGIRAN DELIMA NO 3 | INDOOR DOUBLE CHAMBER |  | 11/0.415 kV | 19981101 |  | 0 | Pass | null
303123058 | TNB | DISTRIBUTION | CHERAS | Existing | BCRS/PCE/J00094 | TMN ULU LANGAT JAYA NO 1 |  | RMU 2S + 2F |  |  | TMN ULU LANGAT JAYA NO 1 | INDOOR DOUBLE CHAMBER |  | 11/0.415 kV | 20061101 |  | 0 | Fail | Please check "Switchgear Configuration"
302091959 | TNB | DISTRIBUTION | CHERAS | Existing | BCRS/PCE/J00918 | LIM KOK YONG | RMU 2S+1F | RMU 2S + 1F |  |  | LIM KOK YONG | INDOOR SINGLE CHAMBER |  | 11/0.415 kV | 20001111 |  | 0 | Pass | null
302092075 | TNB | DISTRIBUTION | CHERAS | Existing | BCRS/PCE/J00822 | SG BESI INDAH NO 4 | RMU 2S+2F | RMU 2S + 2F |  |  | SG BESI INDAH NO 4 | INDOOR DOUBLE CHAMBER |  | 11/0.415 kV | 18/07/1998 |  | 0 | Pass | null
302092542 | TNB | DISTRIBUTION | CHERAS | Existing | BCRS/PCE/J00712 | INDUSTRI BALAKONG JAYA NO 3 | RMU 2S+2F | RMU 2S + 2F |  |  | INDUSTRI BALAKONG JAYA NO 3 | INDOOR DOUBLE CHAMBER |  | 11/0.415 kV | 20041101 |  | 0 | Pass | null
302092699 | TNB | DISTRIBUTION | CHERAS | Existing | BCRS/PCE/J00336 | KOH LABEL IND (M) SB | RMU 2S+2F | RMU 2S + 2F |  |  | KOH LABEL IND (M) SB | ATTACHED DOUBLE |  | 11/0.415 kV | 20001111 |  | 0 | Pass | null
302093167 | TNB | DISTRIBUTION | CHERAS | Existing | BCRS/PCE/J00838 | SWS BT 19 3/4 KG PADANG | RMU 3S | RMU 3S |  |  | SWS BT 19 3/4 KG PADANG | OUTDOOR (OD WITH SWTCHGEAR) |  | 11 kV | 18/07/1998 |  | 0 | Pass | null
302093280 | TNB | DISTRIBUTION | CHERAS | Existing | BCRS/PCE/J00077 | KUALA PERDIK (OUTDOOR) | RMU 2S+1F | RMU 2S + 1F |  |  | KUALA PERDIK (OUTDOOR) | OUTDOOR (OD WITH SWTCHGEAR) |  | 11/0.415 kV | 20001101 |  | 0 | Pass | null
302093396 | TNB | DISTRIBUTION | CHERAS | Existing | BCRS/PCE/J00042 | BT 21 PANGSOON PADAT | RMU 2S+1F | RMU 2S + 1F |  |  | BT 21 PANGSOON PADAT | COMPACT SUBS |  | 11/0.415 kV | 20001101 |  | 0 | Pass | null
302093822 | TNB | DISTRIBUTION | CHERAS | Existing | BCRS/PCE/J00078 | KG HULU PERDIK COMPACT | RMU 2S+1F | RMU 2S + 1F |  |  | KG HULU PERDIK COMPACT | COMPACT SUBS |  | 11/0.415 kV | 20011101 |  | 0 | Pass | null
302201422 | TNB | DISTRIBUTION | CHERAS | Existing | BCRS/PCE/J00884 | JALAN SERI BUDIMAN 1/3 TMN SRI BUDIMAN | RMU 2S+1F | RMU 2S + 1F |  |  | JALAN SERI BUDIMAN 1/3 TMN SRI BUDIMAN | INDOOR DOUBLE CHAMBER |  | 11/0.415 kV | 18/07/1998 | JALAN SERI BUDIMAN 1/3, TAMAN SERI BUDIMAN | 0 | Pass | null
302229395 | TNB | DISTRIBUTION | CHERAS | Existing | BCRS/PCE/J00935 | RTM SEBERANG LAUT | RMU 6S | RMU 2X (2S + 1F) |  |  | RTM SEBERANG LAUT | ATTACHED |  | 11/0.415 kV | 18/07/1998 |  | 0 | Pass | null
302240339 | TNB | DISTRIBUTION | CHERAS | Existing | BCRS/PCE/J00647 | PIONER ALUMINIUM LOT 1870 | RMU 2S+1F | RMU 2S + 1F |  |  | PIONER ALUMINIUM LOT 1870 | ATTACHED SINGLE |  | 11/0.415 kV | 20081111 |  | 0 | Pass | null
302276889 | TNB | DISTRIBUTION | CHERAS | Existing | BCRS/PCE/J00460 | TANMING MUTIARA SG LONG | RMU 2S+2F | RMU 2S + 2F |  |  | TANMING MUTIARA SG LONG | INDOOR DOUBLE CHAMBER |  | 11/0.415 kV | 18/07/1998 | P/E TAMAN TAMING MUTIARA, BANDAR SUNGAI LONG | 0 | Pass | null
302277356 | TNB | DISTRIBUTION | CHERAS | Existing | BCRS/PCE/J00926 | PLAZA PERABOT BALAKONG | RMU 2S+1F | RMU 2S + 1F |  |  | PLAZA PERABOT BALAKONG | COMPACT SUBS |  | 11/0.415 kV | 18/07/1998 |  | 0 | Pass | null
302277472 | TNB | DISTRIBUTION | CHERAS | Existing | BCRS/PCE/J00727 | TOYOTA 3S | RMU 2S+2F | RMU 2S + 2F |  |  | TOYOTA 3S | ATTACHED DOUBLE |  | 11/0.415 kV | 20121111 |  | 0 | Pass | null
302378012 | TNB | DISTRIBUTION | CHERAS | Existing | BCRS/PCE/J00928 | COUNTRY HEIGHT PARADE NO 2 | RMU 3S+1F | RMU 3S+1F |  |  | COUNTRY HEIGHT PARADE NO 2 | INDOOR DOUBLE CHAMBER |  | 11/0.415 kV | 18/07/1998 |  | 0 | Pass | null
302378471 | TNB | DISTRIBUTION | CHERAS | Existing | BCRS/PCE/J00929 | MINES LOTUS 2/1 | RMU 2S+1F | RMU 2S + 1F |  |  | MINES LOTUS 2/1 | INDOOR SINGLE CHAMBER |  | 11/0.415 kV | 18/07/1998 |  | 0 | Pass | null
302389446 | TNB | DISTRIBUTION | CHERAS | Existing | BCRS/PCE/J00605 | PALACE OF GOLDEN HORSES | CB 4S | CB |  |  | PALACE OF GOLDEN HORSES | ATTACHED |  | 11/0.415 kV | 18/07/1998 |  | 0 | Pass | null
302425368 | TNB | DISTRIBUTION | CHERAS | Existing | BCRS/PCE/J00943 | COUNTRY HEIGHT PARADE NO 1 | RMU 2S+2F | RMU 2S + 2F |  |  | COUNTRY HEIGHT PARADE NO 1 | INDOOR DOUBLE CHAMBER |  | 11/0.415 kV | 18/07/1998 |  | 0 | Pass | null
302425992 | TNB | DISTRIBUTION | CHERAS | Existing | BCRS/PCE/J00944 | GREEN WATER ROCK NO 2 | RMU 2S+3F | RMU 2S+2F |  |  | GREEN WATER ROCK NO 2 | INDOOR DOUBLE CHAMBER |  | 11/0.415 kV | 18/07/1998 |  | 0 | Pass | null
302426190 | TNB | DISTRIBUTION | CHERAS | Existing | BCRS/PCE/J00660 | DESA SERDANG NO 1 | RMU 5S+2F | RMU 2X (2S + 1F) |  |  | DESA SERDANG NO 1 | ATTACHED DOUBLE |  | 11/0.415 kV | 19941111 |  | 0 | Pass | null
302434350 | TNB | DISTRIBUTION | CHERAS | Existing | BCRS/PCE/J00819 | SWS MINES WATERFRONT | RMU 2S+1F | RMU 2S + 1F |  |  | SWS MINES WATERFRONT | ATTACHED |  | 11/0.415 kV | 18/07/1998 |  | 0 | Pass | null
302435428 | TNB | DISTRIBUTION | CHERAS | Existing | BCRS/PCE/J00806 | MINES RESORT NO 2 | RMU 2S+2F | RMU 2S + 2F |  |  | MINES RESORT NO 2 | INDOOR DOUBLE CHAMBER |  | 11/0.415 kV | 18/07/1998 |  | 0 | Pass | null
302679635 | TNB | DISTRIBUTION | CHERAS | Existing | BCRS/PCE/J00933 | JLN SUADAMAI 11/1 BTHO | RMU 2S+2F | RMU 2S + 2F |  |  | JLN SUADAMAI 11/1 BTHO | INDOOR DOUBLE CHAMBER |  | 11/0.415 kV | 18/07/1998 |  | 0 | Pass | null
302700161 | TNB | DISTRIBUTION | CHERAS | Existing | BCRS/PCE/J00803 | PERUMAHAN SUMBANGAN DAYA | RMU 2S+2F | RMU 2S + 2F |  |  | PERUMAHAN SUMBANGAN DAYA | INDOOR DOUBLE CHAMBER |  | 11/0.415 kV | 20011111 |  | 0 | Pass | null
302700475 | TNB | DISTRIBUTION | CHERAS | Existing | BCRS/PCE/J00759 | SG BESI INDAH NO 5A | RMU 2S+2F | RMU 2S + 2F |  |  | SG BESI INDAH NO 5A | INDOOR DOUBLE CHAMBER |  | 11/0.415 kV | 18/07/1998 |  | 0 | Pass | null
302707411 | TNB | DISTRIBUTION | CHERAS | Existing | BCRS/PCE/J00191 | SG LONG NO 5 | RMU 2S+1F | RMU 2S + 1F |  |  | SG LONG NO 5 | INDOOR SINGLE CHAMBER |  | 11/0.415 kV | 20001101 |  | 0 | Pass | null
302707527 | TNB | DISTRIBUTION | CHERAS | Existing | BCRS/PCE/J00242 | TMN PUTERI JAYA NO 1 | RMU 2S+2F | RMU 2S+2F (A) |  |  | TMN PUTERI JAYA NO 1 | INDOOR DOUBLE CHAMBER |  | 11/0.415 kV | 19961111 |  | 0 | Pass | null
302708052 | TNB | DISTRIBUTION | CHERAS | Existing | BCRS/PCE/J00117 | CHASELAND NO 1 | RMU 2S+1F | RMU 2S + 1F |  |  | CHASELAND NO 1 | ATTACHED SINGLE |  | 11/0.415 kV | 19991101 | B1564 | 0 | Pass | null
302743667 | TNB | DISTRIBUTION | CHERAS | Existing | BCRS/PCE/J00353 | SURUNG (EUROMAS) | RMU 2S+1F | RMU 2S + 1F |  |  | SURUNG (EUROMAS) | ATTACHED SINGLE |  | 11/0.415 kV | 19961101 |  | 0 | Pass | null
302748120 | TNB | DISTRIBUTION | CHERAS | Existing | BCRS/PCE/J00377 | PST DAGANGAN BALAKONG NO 1 COMPACT | RMU 2S+1F | RMU 2S + 1F |  |  | PST DAGANGAN BALAKONG NO 1 COMPACT | COMPACT SUBS |  | 11/0.415 kV | 20001111 |  | 0 | Pass | null
302757532 | TNB | DISTRIBUTION | CHERAS | Existing | BCRS/PCE/J00832 | CITIZEN SCREEN | RMU 2S+1F | RMU 2S + 1F |  |  | CITIZEN SCREEN | ATTACHED SINGLE |  | 11/0.415 kV | 18/07/1998 |  | 0 | Pass | null
302757649 | TNB | DISTRIBUTION | CHERAS | Existing | BCRS/PCE/J00691 | JORDONE CORPORATION NO 2 | RMU 2S+1F | RMU 2S + 1F |  |  | JORDONE CORPORATION NO 2 | ATTACHED SINGLE |  | 11/0.415 kV | 18/07/1998 |  | 0 | Pass | null
302757765 | TNB | DISTRIBUTION | CHERAS | Existing | BCRS/PCE/J00009 | RUMAH PAM BKT BELIMBING | RMU 2S+1F | RMU 2S + 1F |  |  | RUMAH PAM BKT BELIMBING | COMPACT SUBS |  | 11/0.415 kV | 19991111 |  | 0 | Pass | null
302758191 | TNB | DISTRIBUTION | CHERAS | Existing | BCRS/PCE/J00204 | MAN FAT SEC 2 | RMU 3S+1F | RMU 3S+1F |  |  | MAN FAT SEC 2 | ATTACHED SINGLE |  | 11/0.415 kV | 19901101 |  | 0 | Pass | null
302773449 | TNB | DISTRIBUTION | CHERAS | Existing | BCRS/PCE/J00164 | BTHO NO 6 | RMU 3S+1F | RMU 3S+1F |  |  | BTHO NO 6 | ATTACHED SINGLE |  | 11/0.415 kV | 20001101 |  | 0 | Pass | null
302773908 | TNB | DISTRIBUTION | CHERAS | Existing | BCRS/PCE/J00160 | TMN CHERAS MAS NO 1 | RMU 3S+2F | RMU 3S+2F |  |  | TMN CHERAS MAS NO 1 | INDOOR DOUBLE CHAMBER |  | 11/0.415 kV | 19941111 |  | 0 | Pass | null
302774065 | TNB | DISTRIBUTION | CHERAS | Existing | BCRS/PCE/J00236 | SG WAY QUARRY IND SB | RMU 3S+1F | RMU 3S+1F |  |  | SG WAY QUARRY IND SB | INDOOR SINGLE CHAMBER |  | 11/0.415 kV | 19901101 |  | 0 | Pass | null
302774524 | TNB | DISTRIBUTION | CHERAS | Existing | BCRS/PCE/J00881 | TMN TANMING INDAH NO 2 | RMU 2S+2F | RMU 2S + 2F |  |  | TMN TANMING INDAH NO 2 | INDOOR DOUBLE CHAMBER |  | 11/0.415 kV | 18/07/1998 |  | 0 | Pass | null
302776830 | TNB | DISTRIBUTION | CHERAS | Existing | BCRS/PCE/J00530 | PERSIARAN SG LONG 1 BDR SG LONG NO 3 | RMU 2S+1F | RMU 2S + 1F |  |  | PERSIARAN SG LONG 1 BDR SG LONG NO 3 | INDOOR DOUBLE CHAMBER |  | 11/0.415 kV | 18/07/1998 |  | 0 | Pass | null
302777975 | TNB | DISTRIBUTION | CHERAS | Existing | BCRS/PCE/J00828 | PANGSAPURI SRI JASA | RMU 2S+2F | RMU 2S + 2F |  |  | PANGSAPURI SRI JASA | INDOOR DOUBLE CHAMBER |  | 11/0.415 kV | 19961111 |  | 0 | Pass | null
302778132 | TNB | DISTRIBUTION | CHERAS | Existing | BCRS/PCE/J00252 | BDR MAHKOTA CHERAS NO.10 | RMU 2S+2F | RMU 2S + 2F |  |  | BDR MAHKOTA CHERAS NO.10 | INDOOR DOUBLE CHAMBER |  | 11/0.415 kV | 20021101 |  | 0 | Pass | null
303581317 | TNB | DISTRIBUTION | CHERAS | Existing | BCRS/PCE/J00811 | COMMERCIAL AREA NO 1 |  | RMU 2S + 2F |  |  | COMMERCIAL AREA NO 1 | ATTACHED DOUBLE |  | 11/0.415 kV | 18/07/1998 |  | 0 | Fail | Please check "Switchgear Configuration"
302778756 | TNB | DISTRIBUTION | CHERAS | Existing | BCRS/PCE/J00285 | PANTAI UTAMA | RMU 2S+2F | RMU 2S + 2F |  |  | PANTAI UTAMA | ATTACHED DOUBLE |  | 11/0.415 kV | 19981111 |  | 0 | Pass | null
302786108 | TNB | DISTRIBUTION | CHERAS | Existing | BCRS/PCE/J00677 | DESA KARUNMAS NO 4 | CB 2S+2F | CB + 2 TX |  |  | DESA KARUNMAS NO 4 | INDOOR DOUBLE CHAMBER |  | 11/0.415 kV | 20001101 |  | 0 | Pass | null
302795930 | TNB | DISTRIBUTION | CHERAS | Existing | BCRS/PCE/J00438 | MIEL NO 4 CHERAS JAYA | RMU 3S+1F | RMU 3S+1F |  |  | MIEL NO 4 CHERAS JAYA | INDOOR SINGLE CHAMBER |  | 11/0.415 kV | 19911101 |  | 0 | Pass | null
302796084 | TNB | DISTRIBUTION | CHERAS | Existing | BCRS/PCE/J00346 | SWS NGAI MING PLASTICS IND | RMU 2S+1F | RMU 2S + 1F |  |  | SWS NGAI MING PLASTICS IND | ATTACHED |  | 11/0.415 kV | 19951111 |  | 0 | Pass | null
302796191 | TNB | DISTRIBUTION | CHERAS | Existing | BCRS/PCE/J00703 | IMPIAN EHSAN NO 1 | RMU 2S+1F | RMU 2S + 1F |  |  | IMPIAN EHSAN NO 1 | INDOOR SINGLE CHAMBER |  | 11/0.415 kV | 20031101 |  | 0 | Pass | null
302796927 | TNB | DISTRIBUTION | CHERAS | Existing | BCRS/PCE/J00449 | EMERALD POINT A | RMU 2S+1F | RMU 2S + 1F |  |  | EMERALD POINT A | ATTACHED SINGLE |  | 11/0.415 kV | 20051101 |  | 0 | Pass | null
302804845 | TNB | DISTRIBUTION | CHERAS | Existing | BCRS/PCE/J00229 | GREEN ACRE PARK NO 2 | RMU 2S+2F | RMU 2S + 2F |  |  | GREEN ACRE PARK NO 2 | INDOOR DOUBLE CHAMBER |  | 11/0.415 kV | 20021101 |  | 0 | Pass | null
302805312 | TNB | DISTRIBUTION | CHERAS | Existing | BCRS/PCE/J00037 | TMN MEGAH NO 1 | RMU 2S+1F | RMU 2S + 1F |  |  | TMN MEGAH NO 1 | INDOOR SINGLE CHAMBER |  | 11/0.415 kV | 19851101 |  | 0 | Pass | null
302809917 | TNB | DISTRIBUTION | CHERAS | Existing | BCRS/PCE/J00046 | BASE CRAFT | RMU 2S+1F | RMU 2S + 1F |  |  | BASE CRAFT | OUTDOOR (OD WITH SWTCHGEAR) |  | 11/0.415 kV | 19911101 |  | 0 | Pass | null
302815949 | TNB | DISTRIBUTION | CHERAS | Existing | BCRS/SSU/J00004 | SSU AEON JUSCO CHERAS SELATAN | CB 4S+1BS | SSU 11kV Single Bus (BS) |  |  | SSU AEON JUSCO CHERAS SELATAN | ATTACHED |  | 11/0.415 kV | 18/07/2000 |  | 0 | Pass | null
302817936 | TNB | DISTRIBUTION | CHERAS | Existing | BCRS/PCE/J00239 | TMN KOTA CHERAS NO 2 | RMU 2S+1F | RMU 2S + 1F |  |  | TMN KOTA CHERAS NO 2 | INDOOR DOUBLE CHAMBER |  | 11/0.415 kV | 19971101 |  | 0 | Pass | null
302818052 | TNB | DISTRIBUTION | CHERAS | Existing | BCRS/PCE/J00279 | NI SHIN CORP | RMU 2S+1F | RMU 2S + 1F |  |  | NI SHIN CORP | ATTACHED SINGLE |  | 11/0.415 kV | 19911101 |  | 0 | Pass | null
302828007 | TNB | DISTRIBUTION | CHERAS | Existing | BCRS/PCE/J00941 | GREEN WATER ROCK NO 1 | RMU 2S+1F | RMU 2S + 1F |  |  | GREEN WATER ROCK NO 1 | ATTACHED SINGLE |  | 11/0.415 kV | 18/07/1998 |  | 0 | Pass | null
302828590 | TNB | DISTRIBUTION | CHERAS | Existing | BCRS/PCE/J00635 | PTM STEEL | RMU 2S+1F | RMU 2S + 1F |  |  | PTM STEEL | ATTACHED SINGLE |  | 11/0.415 kV | 20051111 |  | 0 | Pass | null
303725222 | TNB | DISTRIBUTION | CHERAS | Existing | BCRS/PCE/J00905 | JLN.MAS JAYA, MAS JAYA NO 2 |  | RMU 2S + 2F |  |  | JLN.MAS JAYA, MAS JAYA NO 2 | INDOOR DOUBLE CHAMBER |  | 11/0.415 kV | 18/07/1998 |  | 0 | Fail | Please check "Switchgear Configuration"
302846664 | TNB | DISTRIBUTION | CHERAS | Existing | BCRS/PCE/J00180 | DESA WANGSA BTHO | RMU 3S+1F | RMU 3S+1F |  |  | DESA WANGSA BTHO | INDOOR DOUBLE CHAMBER |  | 11/0.415 kV | 20021101 |  | 0 | Pass | null
302847122 | TNB | DISTRIBUTION | CHERAS | Existing | BCRS/PCE/J00527 | RUMAH PAM BKT SG LONG | RMU 2S+1F | RMU 2S + 1F |  |  | RUMAH PAM BKT SG LONG | INDOOR SINGLE CHAMBER |  | 11/0.415 kV | 20051101 |  | 0 | Pass | null
302854538 | TNB | DISTRIBUTION | CHERAS | Existing | BCRS/PCE/J00057 | DUSUN NANDING NO 1 | RMU 2S+1F | RMU 2S + 1F |  |  | DUSUN NANDING NO 1 | INDOOR SINGLE CHAMBER |  | 11/0.415 kV | 19981101 |  | 0 | Pass | null
302862921 | TNB | DISTRIBUTION | CHERAS | Existing | BCRS/PCE/J00110 | PKNS SG MAKAU | RMU 3S+1F | RMU 3S+1F |  |  | PKNS SG MAKAU | INDOOR SINGLE CHAMBER |  | 11/0.415 kV | 19901101 |  | 0 | Pass | null
302863075 | TNB | DISTRIBUTION | CHERAS | Existing | BCRS/PCE/J00391 | UNITED SENSATION SB | RMU 2S+1F | RMU 2S + 1F |  |  | UNITED SENSATION SB | ATTACHED SINGLE |  | 11/0.415 kV | 19941111 |  | 0 | Pass | null
302863502 | TNB | DISTRIBUTION | CHERAS | Existing | BCRS/PCE/J00062 | TMN PINGGIRAN DELIMA NO 2 | RMU 2S+2F | RMU 2S + 2F |  |  | TMN PINGGIRAN DELIMA NO 2 | ATTACHED DOUBLE |  | 11/0.415 kV | 19971101 |  | 0 | Pass | null
302863651 | TNB | DISTRIBUTION | CHERAS | Existing | BCRS/PCE/J00076 | BT 18 HULU LANGAT | RMU 3S+1F | RMU 3S+1F |  |  | BT 18 HULU LANGAT | OUTDOOR (OD WITH SWTCHGEAR) |  | 11/0.415 kV | 20001101 |  | 0 | Pass | null
302864110 | TNB | DISTRIBUTION | CHERAS | Existing | BCRS/PCE/J00012 | HUTAN LIPUR SG CONGKAK | RMU 2S+1F | RMU 2S + 1F |  |  | HUTAN LIPUR SG CONGKAK | INDOOR SINGLE CHAMBER |  | 11/0.415 kV | 19991101 |  | 0 | Pass | null
302864226 | TNB | DISTRIBUTION | CHERAS | Existing | BCRS/PCE/J00227 | GARDEN PARK SG LONG NO 2 | RMU 2S+2F | RMU 2S + 2F |  |  | GARDEN PARK SG LONG NO 2 | INDOOR DOUBLE CHAMBER |  | 11/0.415 kV | 20011101 |  | 0 | Pass | null
303727007 | TNB | DISTRIBUTION | CHERAS | Existing | BCRS/PCE/J00098 | TMN MAS JAYA IND NO 2 |  | RMU 2S + 2F |  |  | TMN MAS JAYA IND NO 2 | INDOOR DOUBLE CHAMBER |  | 11/0.415 kV | 20001101 |  | 0 | Fail | Please check "Switchgear Configuration"
302867929 | TNB | DISTRIBUTION | CHERAS | Existing | BCRS/PCE/J00417 | BERKAT HASIL NO 8 | RMU 2S+2F | RMU 2S + 2F |  |  | BERKAT HASIL NO 8 | ATTACHED DOUBLE |  | 11/0.415 kV | 19911111 |  | 0 | Pass | null
302868086 | TNB | DISTRIBUTION | CHERAS | Existing | BCRS/PCE/J00187 | SG LONG NO 7 | RMU 4S+4F | RMU 2X (2S + 1F) |  |  | SG LONG NO 7 | INDOOR QUAD |  | 11/0.415 kV | 20001101 |  | 0 | Pass | null
302868705 | TNB | DISTRIBUTION | CHERAS | Existing | BCRS/PCE/J00528 | PERSIARAN SG LONG 1 BDR SG LONG 1 | RMU 2S+1F | RMU 2S + 1F |  |  | PERSIARAN SG LONG 1 BDR SG LONG 1 | ATTACHED SINGLE |  | 11/0.415 kV | 20041111 |  | 0 | Pass | null
302869131 | TNB | DISTRIBUTION | CHERAS | Existing | BCRS/PCE/J00728 | KAJANG HEIGHT NO 1 | CB 2S+2F | CB + 2 TX |  |  | KAJANG HEIGHT NO 1 | INDOOR DOUBLE CHAMBER |  | 11/0.415 kV | 19991111 |  | 0 | Pass | null
302869347 | TNB | DISTRIBUTION | CHERAS | Existing | BCRS/PCE/J00876 | ESSO GRAND SAGA | RMU 2S + 1F | RMU 2S + 1F |  |  | ESSO GRAND SAGA | COMPACT SUBS |  | 11/0.415 kV | 18/07/1998 |  | 0 | Pass | null
302872236 | TNB | DISTRIBUTION | CHERAS | Existing | BCRS/PCE/J00619 | TS MERG | RMU 2S+1F | RMU 2S + 1F |  |  | TS MERG | OUTDOOR (OD WITH SWTCHGEAR) |  | 11/0.415 kV | 18/07/1998 |  | 0 | Pass | null
302872352 | TNB | DISTRIBUTION | CHERAS | Existing | BCRS/PCE/J00751 | PEH AH SOON | RMU 2S+1F | RMU 2S + 1F |  |  | PEH AH SOON | OUTDOOR (OD WITH SWTCHGEAR) |  | 11/0.415 kV | 19971111 |  | 0 | Pass | null
302872468 | TNB | DISTRIBUTION | CHERAS | Existing | BCRS/PCE/J00733 | NO 5 TMN BALAKONG JAYA | RMU 2S+2F | RMU 2S+2F |  |  | NO 5 TMN BALAKONG JAYA | INDOOR DOUBLE CHAMBER |  | 11/0.415 kV | 18/07/1998 |  | 0 | Pass | null
302874009 | TNB | DISTRIBUTION | CHERAS | Existing | BCRS/PCE/J00024 | TMN CHERAS PERMATA NO 1 | RMU 2S+1F | RMU 2S + 1F |  |  | TMN CHERAS PERMATA NO 1 | INDOOR SINGLE CHAMBER |  | 11/0.415 kV | 19821101 |  | 0 | Pass | null
302874435 | TNB | DISTRIBUTION | CHERAS | Existing | BCRS/PCE/J00409 | BERKAT HASIL NO 3 | RMU 2S+2F | RMU 2S+2F (C) |  |  | BERKAT HASIL NO 3 | INDOOR DOUBLE CHAMBER |  | 11/0.415 kV | 18/07/1998 |  | 0 | Pass | null
302874595 | TNB | DISTRIBUTION | CHERAS | Existing | BCRS/PCE/J00068 | FINE QUALITY | RMU 2S+1F | RMU 2S + 1F |  |  | FINE QUALITY | OUTDOOR (OD WITH SWTCHGEAR) |  | 11/0.415 kV | 19951101 |  | 0 | Pass | null
302874711 | TNB | DISTRIBUTION | CHERAS | Existing | BCRS/PCE/J00723 | TANMING VEHICLE | RMU 2S+1F | RMU 2S+1F (B) |  |  | TANMING VEHICLE | OUTDOOR (OD WITH SWTCHGEAR) |  | 11/0.415 kV | 18/07/1998 |  | 0 | Pass | null
302878672 | TNB | DISTRIBUTION | CHERAS | Existing | BCRS/PCE/J00694 | SMK PERIMBUN | RMU 2S+1F | RMU 2S + 1F |  |  | SMK PERIMBUN | COMPACT SUBS |  | 11/0.415 kV | 20031111 |  | 0 | Pass | null
302879098 | TNB | DISTRIBUTION | CHERAS | Existing | BCRS/PCE/J00269 | JLN MESRA NIAGA | RMU 2S + 1F | RMU 2S + 1F |  |  | JLN MESRA NIAGA | ATTACHED SINGLE |  | 11/0.415 kV | 20041101 |  | 0 | Pass | null
302879214 | TNB | DISTRIBUTION | CHERAS | Existing | BCRS/PCE/J00757 | SEK ANTARABANGSA AUSTRALIA | RMU 2S+1F | RMU 2S + 1F |  |  | SEK ANTARABANGSA AUSTRALIA | ATTACHED DOUBLE |  | 11/0.415 kV | 18/07/1998 |  | 0 | Pass | null
302879640 | TNB | DISTRIBUTION | CHERAS | Existing | BCRS/PCE/J00253 | BDR MAHKOTA CHERAS NO. 9 | RMU 2S+2F | RMU 2S + 2F |  |  | BDR MAHKOTA CHERAS NO. 9 | INDOOR DOUBLE CHAMBER |  | 11/0.415 kV | 20021101 |  | 0 | Pass | null
302897852 | TNB | DISTRIBUTION | CHERAS | Existing | BCRS/PCE/J00636 | LFIP NO 4 | RMU 2S+2F | RMU 2S + 2F |  |  | LFIP NO 4 | INDOOR DOUBLE CHAMBER |  | 11/0.415 kV | 20041101 |  | 0 | Pass | null
302899523 | TNB | DISTRIBUTION | CHERAS | Existing | BCRS/PCE/J00659 | DESA SERDANG NO 2 | RMU 2S+2F | RMU 2S + 2F |  |  | DESA SERDANG NO 2 | ATTACHED DOUBLE |  | 11/0.415 kV | 19941111 |  | 0 | Pass | null
302908332 | TNB | DISTRIBUTION | CHERAS | Existing | BCRS/PCE/J00508 | JLN PAHLAWAN 24/3, BDR MAHKOTA CHERAS | RMU 2S+1F | RMU 2S + 1F |  |  | JLN PAHLAWAN 24/3, BDR MAHKOTA CHERAS | INDOOR DOUBLE CHAMBER |  | 11/0.415 kV | 20061101 | B2152 | 0 | Pass | null
303776036 | TNB | DISTRIBUTION | CHERAS | Existing | BCRS/PCE/J00814 | COMMERCIAL AREA NO 6 |  | RMU 2S + 2F |  |  | COMMERCIAL AREA NO 6 | ATTACHED DOUBLE |  | 11/0.415 kV | 18/07/1998 |  | 0 | Fail | Please check "Switchgear Configuration"
302910105 | TNB | DISTRIBUTION | CHERAS | Existing | BCRS/PCE/J00440 | KRIS COMPONENT | RMU 2S+1F | RMU 2S + 1F |  |  | KRIS COMPONENT | ATTACHED SINGLE |  | 11/0.415 kV | 19601111 |  | 0 | Pass | null
302910221 | TNB | DISTRIBUTION | CHERAS | Existing | BCRS/PCE/J00350 | TAI TAT | RMU 3S+1F | RMU 3S+1F |  |  | TAI TAT | INDOOR SINGLE CHAMBER |  | 11/0.415 kV | 19851111 | B0479 B0479 | 0 | Pass | null
302915641 | TNB | DISTRIBUTION | CHERAS | Existing | BCRS/PCE/J00019 | TMN CHERAS PERMATA NO 2 | RMU 2S+1F | RMU 2S+1F (B) |  |  | TMN CHERAS PERMATA NO 2 | INDOOR SINGLE CHAMBER |  | 11/0.415 kV | 19821101 |  | 0 | Pass | null
302915795 | TNB | DISTRIBUTION | CHERAS | Existing | BCRS/PCE/J00017 | TMN MASRIA | RMU 3S+1F | RMU 3S+1F |  |  | TMN MASRIA | INDOOR SINGLE CHAMBER |  | 11 kV | 19961101 |  | 0 | Pass | null
302916221 | TNB | DISTRIBUTION | CHERAS | Existing | BCRS/PCE/J00436 | TMN SEGAR PERDANA NO 5 | RMU 2S+1F | RMU 2S + 1F |  |  | TMN SEGAR PERDANA NO 5 | INDOOR DOUBLE CHAMBER |  | 11/0.415 kV | 20031101 |  | 0 | Pass | null
303802143 | TNB | DISTRIBUTION | CHERAS | Existing | BCRS/PCE/J00813 | COMMERCIAL AREA NO 3 |  | RMU 2S + 2F |  |  | COMMERCIAL AREA NO 3 | ATTACHED DOUBLE |  | 11/0.415 kV | 18/07/1998 |  | 0 | Fail | Please check "Switchgear Configuration"
302916915 | TNB | DISTRIBUTION | CHERAS | Existing | BCRS/PCE/J00668 | STRATEGIK PRODUCT | CB 3S | CB |  |  | STRATEGIK PRODUCT | INDOOR SINGLE CHAMBER |  | 11/0.415 kV | 20011111 |  | 0 | Pass | null
302926104 | TNB | DISTRIBUTION | CHERAS | Existing | BCRS/PCE/J00584 | JLN BUDIMAN 2/4 TMN PUTRA BUDIMAN | RMU 2S+1F | RMU 2S + 1F |  |  | JLN BUDIMAN 2/4 TMN PUTRA BUDIMAN | INDOOR DOUBLE CHAMBER |  | 11/0.415 kV | 20031101 |  | 0 | Pass | null
302931699 | TNB | DISTRIBUTION | CHERAS | Existing | BCRS/PCE/J00669 | PANG HONG | RMU 2S+1F | RMU 2S + 1F |  |  | PANG HONG | OUTDOOR (OD WITH SWTCHGEAR) |  | 11/0.415 kV | 19971101 |  | 0 | Pass | null
302931815 | TNB | DISTRIBUTION | CHERAS | Existing | BCRS/PCE/J00305 | SUN HUP HING LEONG ENG | RMU 3S+1F | RMU 3S+1F |  |  | SUN HUP HING LEONG ENG | ATTACHED SINGLE |  | 11/0.415 kV | 19971111 |  | 0 | Pass | null
302931969 | TNB | DISTRIBUTION | CHERAS | Existing | BCRS/PCE/J00321 | DUA SAMA | RMU 2S+1F | RMU 2S + 1F |  |  | DUA SAMA | ATTACHED SINGLE |  | 11/0.415 kV | 19921111 |  | 0 | Pass | null
302982746 | TNB | DISTRIBUTION | CHERAS | Existing | BCRS/PCE/J00602 | MINES GOLF RESORT | CB 2S+1F | CB + 1 TX |  |  | MINES GOLF RESORT | INDOOR SINGLE CHAMBER |  | 11/0.415 kV | 20001101 |  | 0 | Pass | null
302983021 | TNB | DISTRIBUTION | CHERAS | Existing | BCRS/PCE/J00475 | RUMAH PANGSA BKT KUNDANG | RMU 2S+1F | RMU 2S + 1F |  |  | RUMAH PANGSA BKT KUNDANG | INDOOR SINGLE CHAMBER |  | 11/0.415 kV | 20031101 |  | 0 | Pass | null
302983137 | TNB | DISTRIBUTION | CHERAS | Existing | BCRS/PCE/J00066 | FAIR VIEW | RMU 3S+1F | RMU 3S+1F |  |  | FAIR VIEW | OUTDOOR (OD WITH SWTCHGEAR) |  | 11/0.415 kV | 20031101 |  | 0 | Pass | null
302991918 | TNB | DISTRIBUTION | CHERAS | Existing | BCRS/PCE/J00193 | FLORA GREEN CONDO | RMU 3S+2F | RMU 3S+2F |  |  | FLORA GREEN CONDO | INDOOR DOUBLE CHAMBER |  | 11/0.415 kV | 19991101 | PE BARU | 0 | Pass | null
302994603 | TNB | DISTRIBUTION | CHERAS | Existing | BCRS/PCE/J00135 | BTHO NO 5 | RMU 2S+2F | RMU 2S + 2F |  |  | BTHO NO 5 | INDOOR DOUBLE CHAMBER |  | 11/0.415 kV | 20001101 |  | 0 | Pass | null
302994798 | TNB | DISTRIBUTION | CHERAS | Existing | BCRS/PCE/J00167 | BTHO NO 12 | RMU 2S+2F | RMU 2S + 2F |  |  | BTHO NO 12 | INDOOR DOUBLE CHAMBER |  | 11/0.415 kV | 19981111 |  | 0 | Pass | null
302995028 | TNB | DISTRIBUTION | CHERAS | Existing | BCRS/PCE/J00885 | JLN SERI BUDIMAN 2/2 | RMU 2S+1F | RMU 2S + 1F |  |  | JLN SERI BUDIMAN 2/2 | INDOOR DOUBLE CHAMBER |  | 11/0.415 kV | 18/07/1998 | JALAN SERI BUDIMAN 2/2,TAMAN SERI BUDIMAN | 0 | Pass | null
302996195 | TNB | DISTRIBUTION | CHERAS | Existing | BCRS/PCE/J00105 | SONG TEIK SUN | RMU 2S+1F | RMU 2S + 1F |  |  | SONG TEIK SUN | OUTDOOR (OD WITH SWTCHGEAR) |  | 11/0.415 kV | 19961101 |  | 0 | Pass | null
302999759 | TNB | DISTRIBUTION | CHERAS | Existing | BCRS/PCE/J00369 | WATTA BATTERY NO 1 | RMU 3S | RMU 3S |  |  | WATTA BATTERY NO 1 | ATTACHED |  | 11/0.415 kV | 19961111 | PAGAR HIJAU/SATU PNTU | 0 | Pass | null
302999867 | TNB | DISTRIBUTION | CHERAS | Existing | BCRS/PCE/J00245 | TMN SRI CHERAS NO 1 | RMU 2S+1F | RMU 2S + 1F |  |  | TMN SRI CHERAS NO 1 | INDOOR SINGLE CHAMBER |  | 11/0.415 kV | 19981111 |  | 0 | Pass | null
303000715 | TNB | DISTRIBUTION | CHERAS | Existing | BCRS/PCE/J00319 | SUPERIOR PRODUCT INC SB | RMU 2S+1F | RMU 2S + 1F |  |  | SUPERIOR PRODUCT INC SB | ATTACHED SINGLE |  | 11/0.415 kV | 19891101 |  | 0 | Pass | null
303022854 | TNB | DISTRIBUTION | CHERAS | Existing | BCRS/PCE/J00007 | TMN HARMONI | RMU 2S+1F | RMU 2S + 1F |  |  | TMN HARMONI | INDOOR SINGLE CHAMBER |  | 11/0.415 kV | 19981111 |  | 0 | Pass | null
303024222 | TNB | DISTRIBUTION | CHERAS | Existing | BCRS/PCE/J00212 | DIAMOND PROPERTIES | RMU 2S+1F | RMU 2S + 1F |  |  | DIAMOND PROPERTIES | INDOOR SINGLE CHAMBER |  | 11/0.415 kV | 20001101 |  | 0 | Pass | null
303024338 | TNB | DISTRIBUTION | CHERAS | Existing | BCRS/PCE/J00700 | JONG SENG COMPACT | RMU 2S+1F | RMU 2S + 1F |  |  | JONG SENG COMPACT | COMPACT SUBS |  | 11/0.415 kV | 19951101 |  | 0 | Pass | null
303024764 | TNB | DISTRIBUTION | CHERAS | Existing | BCRS/PCE/J00421 | BERKAT HASIL NO 14 | RMU 2S+2F | RMU 2S + 2F |  |  | BERKAT HASIL NO 14 | ATTACHED DOUBLE |  | 11/0.415 kV | 19971111 |  | 0 | Pass | null
303024916 | TNB | DISTRIBUTION | CHERAS | Existing | BCRS/PCE/J00840 | SUKMA PESONA | RMU 2S+2F | RMU 2S + 2F |  |  | SUKMA PESONA | ATTACHED DOUBLE |  | 11/0.415 kV | 18/07/1998 |  | 0 | Pass | null
303025383 | TNB | DISTRIBUTION | CHERAS | Existing | BCRS/PCE/J00754 | SOON HUAT | RMU 2S+1F | RMU 2S + 1F |  |  | SOON HUAT | OUTDOOR (OD WITH SWTCHGEAR) |  | 11/0.415 kV | 19971111 |  | 0 | Pass | null
303025499 | TNB | DISTRIBUTION | CHERAS | Existing | BCRS/PCE/J00479 | JORDONE CORPORATION | RMU 2S+1F | RMU 2S + 1F |  |  | JORDONE CORPORATION | INDOOR SINGLE CHAMBER |  | 11/0.415 kV | 20031101 |  | 0 | Pass | null
303025616 | TNB | DISTRIBUTION | CHERAS | Existing | BCRS/PCE/J00389 | SELANGOR PAPERMILL | RMU 3S+1F | RMU 3S+1F |  |  | SELANGOR PAPERMILL | ATTACHED SINGLE |  | 11/0.415 kV | 19931101 |  | 0 | Pass | null
303026080 | TNB | DISTRIBUTION | CHERAS | Existing | BCRS/PCE/J00847 | LOJI AIR CHERAS | RMU 3S | RMU 3S |  |  | LOJI AIR CHERAS | ATTACHED |  | 11/0.415 kV | 18/07/1998 |  | 0 | Pass | null
303047341 | TNB | DISTRIBUTION | CHERAS | Existing | BCRS/PCE/J00314 | SETIA KASTURI NO 2 | CB 2S+2F | CB + 2 TX |  |  | SETIA KASTURI NO 2 | ATTACHED DOUBLE |  | 11/0.415 kV | 20021111 |  | 0 | Pass | null
303053144 | TNB | DISTRIBUTION | CHERAS | Existing | BCRS/PCE/J00149 | TMN EMAS CHERAS | RMU 2S+2F | RMU 2S + 2F |  |  | TMN EMAS CHERAS | ATTACHED DOUBLE |  | 11/0.415 kV | 19971101 |  | 0 | Pass | null
303058470 | TNB | DISTRIBUTION | CHERAS | Existing | BCRS/PCE/J00280 | U-LIK PLASTIK | CB 4S | CB |  |  | U-LIK PLASTIK | ATTACHED SINGLE |  | 11/0.415 kV | 19821101 |  | 0 | Pass | null
303058672 | TNB | DISTRIBUTION | CHERAS | Existing | BCRS/PCE/J00249 | BDR MAHKOTA CHERAS NO. 13 | RMU 2S+2F | RMU 2S+2F (A) |  |  | BDR MAHKOTA CHERAS NO. 13 | INDOOR DOUBLE CHAMBER |  | 11/0.415 kV | 20021101 |  | 0 | Pass | null
303058788 | TNB | DISTRIBUTION | CHERAS | Existing | BCRS/PCE/J00801 | LEW MEW CHOI | CB 3S | CB |  |  | LEW MEW CHOI | ATTACHED SINGLE |  | 11/0.415 kV | 20001111 |  | 0 | Pass | null
303058948 | TNB | DISTRIBUTION | CHERAS | Existing | BCRS/PCE/J00787 | SAMWON RUBBER | RMU 4S+3F | RMU 2 X (2S+1F (B)) |  |  | SAMWON RUBBER | ATTACHED DOUBLE |  | 11/0.415 kV | 18/07/1998 |  | 0 | Pass | null
303059147 | TNB | DISTRIBUTION | CHERAS | Existing | BCRS/PCE/J00434 | DESA KARUMAS CONDO | RMU 2S+2F | RMU 2S + 2F |  |  | DESA KARUMAS CONDO | ATTACHED DOUBLE |  | 11/0.415 kV | 18/07/1998 |  | 0 | Pass | null
303063853 | TNB | DISTRIBUTION | CHERAS | Existing | BCRS/PCE/J00717 | QUILL CONSTRUCTION | RMU 2S+1F | RMU 2S + 1F |  |  | QUILL CONSTRUCTION | ATTACHED SINGLE |  | 11/0.415 kV | 18/07/1998 |  | 0 | Pass | null
303069020 | TNB | DISTRIBUTION | CHERAS | Existing | BCRS/PCE/J00467 | TMN TANMING RIA | RMU 2S+1F | RMU 2S + 1F |  |  | TMN TANMING RIA | ATTACHED SINGLE |  | 11/0.415 kV | 20031101 |  | 0 | Pass | null
303072851 | TNB | DISTRIBUTION | CHERAS | Existing | BCRS/PCE/J00919 | LOT 1849 JLN KPB 10 | RMU 2S+1F | RMU 2S + 1F |  |  | LOT 1849 JLN KPB 10 | INDOOR SINGLE CHAMBER |  | 11/0.415 kV | 18/07/1998 |  | 0 | Pass | null
303075728 | TNB | DISTRIBUTION | CHERAS | Existing | BCRS/PCE/J00446 | IKBN DUSUN TUA NO 5 | RMU 2S+1F | RMU 2S + 1F |  |  | IKBN DUSUN TUA NO 5 | INDOOR SINGLE CHAMBER |  | 11/0.415 kV | 20051101 |  | 0 | Pass | null
303076001 | TNB | DISTRIBUTION | CHERAS | Existing | BCRS/PCE/J00307 | SWS GUPPY PLASTIC NO 1 (YU YEE) | RMU 3S | RMU 3S |  |  | SWS GUPPY PLASTIC NO 1 (YU YEE) | ATTACHED |  | 11/0.415 kV | 19851101 |  | 0 | Pass | null
25609588 | TNB | DISTRIBUTION | CHERAS | Existing | BCRS/PCE/J00592 | TMN PERINDUSTIRAN BALAKONG NO 2 | 2S+2F | RMU 2S+2F |  |  | TMN PERINDUSTIRAN BALAKONG NO 2 | INDOOR DOUBLE CHAMBER |  | 11/0.415 kV | 18/07/1998 | PE BARU | 0 | Pass
303078952 | TNB | DISTRIBUTION | CHERAS | Existing | BCRS/PCE/J00297 | LAKSANA REALTY | RMU 2S+1F | RMU 2S + 1F |  |  | LAKSANA REALTY | ATTACHED SINGLE |  | 11/0.415 kV | 19911101 |  | 0 | Pass | null
303079068 | TNB | DISTRIBUTION | CHERAS | Existing | BCRS/PCE/J00061 | TMN PINGGIRAN DELIMA NO 1 | RMU 2S+1F | RMU 2S + 1F |  |  | TMN PINGGIRAN DELIMA NO 1 | INDOOR DOUBLE CHAMBER |  | 11/0.415 kV | 19971101 | PE PINGGIRAN DELIMA NO.1 SEBENARNYA BERADA DILOKASI INI. | 0 | Pass | null
303086687 | TNB | DISTRIBUTION | CHERAS | Existing | BCRS/PCE/J00437 | SEK MEN KEB BTHO 2 | RMU 2S+1F | RMU 2S + 1F |  |  | SEK MEN KEB BTHO 2 | INDOOR SINGLE CHAMBER |  | 11/0.415 kV | 19941111 |  | 0 | Pass | null
303087113 | TNB | DISTRIBUTION | CHERAS | Existing | BCRS/PCE/J00450 | COMMERCIAL AREA NO 7 BMC | RMU 2S+2F | RMU 2S + 2F |  |  | COMMERCIAL AREA NO 7 BMC | ATTACHED DOUBLE |  | 11/0.415 kV | 20051101 |  | 0 | Pass | null
303087386 | TNB | DISTRIBUTION | CHERAS | Existing | BCRS/PCE/J00820 | TOL BESRAYA | RMU 2S+1F | RMU 2S + 1F |  |  | TOL BESRAYA | ATTACHED SINGLE |  | 11/0.415 kV | 18/07/1998 |  | 0 | Pass | null
303087618 | TNB | DISTRIBUTION | CHERAS | Existing | BCRS/PCE/J00274 | VALIAND RUBBER PRODUCT | RMU 2S+1F | RMU 2S + 1F |  |  | VALIAND RUBBER PRODUCT | OUTDOOR (OD WITH SWTCHGEAR) |  | 11/0.415 kV | 19961111 |  | 0 | Pass | null
303097650 | TNB | DISTRIBUTION | CHERAS | Existing | BCRS/PCE/J00536 | PUSAT SERVIS PERODUA CHERAS JAYA | RMU 2S+1F | RMU 2S + 1F |  |  | PUSAT SERVIS PERODUA CHERAS JAYA | ATTACHED SINGLE |  | 11/0.415 kV | 19941111 |  | 0 | Pass | null
303097761 | TNB | DISTRIBUTION | CHERAS | Existing | BCRS/PCE/J00244 | TMN MURNI | RMU 2S+1F | RMU 2S + 1F |  |  | TMN MURNI | INDOOR SINGLE CHAMBER |  | 11/0.415 kV | 20001111 |  | 0 | Pass | null
303100252 | TNB | DISTRIBUTION | CHERAS | Existing | BCRS/PCE/J00419 | BERKAT HASIL NO 10 | RMU 2S+2F | RMU 2S + 2F |  |  | BERKAT HASIL NO 10 | ATTACHED DOUBLE |  | 11/0.415 kV | 19951111 |  | 0 | Pass | null
303100566 | TNB | DISTRIBUTION | CHERAS | Existing | BCRS/PCE/J00398 | DAIREN DEVELOPMENT | RMU 2S+2F | RMU 2S + 2F |  |  | DAIREN DEVELOPMENT | INDOOR DOUBLE CHAMBER |  | 11/0.415 kV | 18/07/1998 |  | 0 | Pass | null
303103744 | TNB | DISTRIBUTION | CHERAS | Existing | BCRS/PCE/J00300 | ES METAL | RMU 2S+1F | RMU 2S + 1F |  |  | ES METAL | ATTACHED SINGLE |  | 11/0.415 kV | 19931111 |  | 0 | Pass | null
303104078 | TNB | DISTRIBUTION | CHERAS | Existing | BCRS/PCE/J00689 | SG SERING FASA 4 | RMU 2S+2F | RMU 2S + 2F |  |  | SG SERING FASA 4 | INDOOR DOUBLE CHAMBER |  | 11/0.415 kV | 31/01/2009 |  | 0 | Pass | null
303105156 | TNB | DISTRIBUTION | CHERAS | Existing | BCRS/PCE/J00773 | SWS KIMA | RMU 3S | RMU 3S |  |  | SWS KIMA | ATTACHED |  | 11/0.415 kV | 18/07/1998 |  | 0 | Pass | null
303106690 | TNB | DISTRIBUTION | CHERAS | Existing | BCRS/PCE/J00795 | LFIP NO 3 | RMU 2 X (2S+1F) | RMU 2 X (2S+1F (B)) |  |  | LFIP NO 3 | INDOOR TRIPLE |  | 11/0.415 kV | 18/07/1998 |  | 0 | Pass | null
303107198 | TNB | DISTRIBUTION | CHERAS | Existing | BCRS/PCE/J00052 | TMN PERKASA (TMN ANGKASA) | RMU 2S+1F | RMU 2S + 1F |  |  | TMN PERKASA (TMN ANGKASA) | INDOOR SINGLE CHAMBER |  | 11/0.415 kV | 20041101 |  | 0 | Pass | null
303107956 | TNB | DISTRIBUTION | CHERAS | Existing | BCRS/PCE/J00044 | LOWER STATION PANGSOON | RMU 2S+1F | RMU 2S + 1F |  |  | LOWER STATION PANGSOON | OUTDOOR (OD WITH SWTCHGEAR) |  | 11/0.415 kV | 20001101 |  | 0 | Pass | null
303108783 | TNB | DISTRIBUTION | CHERAS | Existing | BCRS/PCE/J00408 | ZINCALU | RMU 2S+1F | RMU 2S + 1F |  |  | ZINCALU | ATTACHED SINGLE |  | 11/0.415 kV | 19971101 |  | 0 | Pass | null
303112892 | TNB | DISTRIBUTION | CHERAS | Existing | BCRS/PCE/J00463 | TMN BKT HARTAMAS | RMU 2S+1F | RMU 2S + 1F |  |  | TMN BKT HARTAMAS | INDOOR DOUBLE CHAMBER |  | 11/0.415 kV | 18/07/1998 |  | 0 | Pass | null
303113008 | TNB | DISTRIBUTION | CHERAS | Existing | BCRS/PCE/J00345 | TAKAHATA | RMU 3S | RMU 3S |  |  | TAKAHATA | ATTACHED |  | 11/0.415 kV | 19911101 |  | 0 | Pass | null
303119347 | TNB | DISTRIBUTION | CHERAS | Existing | BCRS/PCE/J00743 | SG BESI INDAH NO 6 | RMU 2S+2F | RMU 2S + 2F |  |  | SG BESI INDAH NO 6 | INDOOR DOUBLE CHAMBER |  | 11/0.415 kV | 18/07/1998 |  | 0 | Pass | null
301608307 | TNB | DISTRIBUTION | CHERAS | Existing | BCRS/PCE/J00086 | SG LUI NO 3 BT 23 A/T | RMU 2S+1F | RMU 2S + 1F |  |  | SG LUI NO 3 BT 23 A/T | PENCAWANG ATAS TIANG (PAT) |  | 11/0.415 kV | 19901101 |  | 0 | Pass
303126561 | TNB | DISTRIBUTION | CHERAS | Existing | BCRS/PCE/J00804 | BERKAT KLASIK | RMU 2S+1F | RMU 2S + 1F |  |  | BERKAT KLASIK | ATTACHED SINGLE |  | 11/0.415 kV | 19961101 |  | 0 | Pass | null
303126678 | TNB | DISTRIBUTION | CHERAS | Existing | BCRS/PCE/J00871 | CHERAS PRIMA NO 3 | RMU 2S+1F | RMU 2S + 1F |  |  | CHERAS PRIMA NO 3 | INDOOR DOUBLE CHAMBER |  | 11/0.415 kV | 18/07/1998 |  | 0 | Pass | null
303127261 | TNB | DISTRIBUTION | CHERAS | Existing | BCRS/PCE/J00344 | KHONG PENG | RMU 2S+1F | RMU 2S + 1F |  |  | KHONG PENG | ATTACHED SINGLE |  | 11/0.415 kV | 19911101 |  | 0 | Pass | null
303127377 | TNB | DISTRIBUTION | CHERAS | Existing | BCRS/PCE/J00340 | NAM MEOW | RMU 2S+1F | RMU 2S + 1F |  |  | NAM MEOW | ATTACHED SINGLE |  | 11/0.415 kV | 19911111 |  | 0 | Pass | null
303127494 | TNB | DISTRIBUTION | CHERAS | Existing | BCRS/PCE/J00774 | GIRIMAS NO 1 | RMU 2S+1F | RMU 2S + 1F |  |  | GIRIMAS NO 1 | ATTACHED DOUBLE |  | 11/0.415 kV | 18/07/1998 |  | 0 | Pass | null
303127920 | TNB | DISTRIBUTION | CHERAS | Existing | BCRS/PCE/J00028 | P/PURI PERMATA CHERAS | CB 2S+1F | CB + 1 TX |  |  | P/PURI PERMATA CHERAS | ATTACHED SINGLE |  | 11/0.415 kV | 20011101 |  | 0 | Pass | null
303135175 | TNB | DISTRIBUTION | CHERAS | Existing | BCRS/PCE/J00739 | TERAS OAK NO 2 | RMU 2S+2F | RMU 2S + 2F |  |  | TERAS OAK NO 2 | ATTACHED SINGLE |  | 11/0.415 kV | 18/07/1998 |  | 0 | Pass | null
303144894 | TNB | DISTRIBUTION | CHERAS | Existing | BCRS/PCE/J00288 | WENG ZHENG | RMU 3S | RMU 3S |  |  | WENG ZHENG | ATTACHED |  | 11/0.415 kV | 20031101 |  | 0 | Pass | null
303145312 | TNB | DISTRIBUTION | CHERAS | Existing | BCRS/PCE/J00883 | JALAN DAYANG 4/8 BMC | RMU 2S+2F | RMU 2S + 2F |  |  | JALAN DAYANG 4/8 BMC | INDOOR DOUBLE CHAMBER |  | 11/0.415 kV | 18/07/1998 |  | 0 | Pass | null
303146620 | TNB | DISTRIBUTION | CHERAS | Existing | BCRS/PCE/J00422 | BERKAT HASIL NO 13 | RMU 2S+2F | RMU 2S + 2F |  |  | BERKAT HASIL NO 13 | ATTACHED DOUBLE |  | 11/0.415 kV | 18/07/1998 |  | 0 | Pass | null
303146777 | TNB | DISTRIBUTION | CHERAS | Existing | BCRS/PCE/J00376 | WENG HIN NO 1 | RMU 2S+1F | RMU 2S + 1F |  |  | WENG HIN NO 1 | OUTDOOR (OD WITH SWTCHGEAR) |  | 11/0.415 kV | 20011111 |  | 0 | Pass | null
303147203 | TNB | DISTRIBUTION | CHERAS | Existing | BCRS/PCE/J00576 | YEW LUM PROPERTIES | RMU 2S+2F | RMU 2S + 2F |  |  | YEW LUM PROPERTIES | ATTACHED SINGLE |  | 11/0.415 kV | 20051101 |  | 0 | Pass | null
303158746 | TNB | DISTRIBUTION | CHERAS | Existing | BCRS/PCE/J00719 | SWS LI FONG COPPER | RMU 3S | RMU 2S+1F (B) |  |  | SWS LI FONG COPPER | INDOOR SINGLE CHAMBER |  | 11/0.415 kV | 19961101 |  | 0 | Pass | null
303162823 | TNB | DISTRIBUTION | CHERAS | Existing | BCRS/PCE/J00504 | JLN CJ 3/13-1 TMN CHERAS JAYA | RMU 2S+1F | RMU 2S + 1F |  |  | JLN CJ 3/13-1 TMN CHERAS JAYA | INDOOR SINGLE CHAMBER |  | 11/0.415 kV | 20031111 |  | 0 | Pass | null
303162939 | TNB | DISTRIBUTION | CHERAS | Existing | BCRS/PCE/J00039 | TMN MEGAH NO 5 | RMU 2S+2F | RMU 2S + 2F |  |  | TMN MEGAH NO 5 | INDOOR DOUBLE CHAMBER |  | 11/0.415 kV | 19851101 |  | 0 | Pass | null
303163406 | TNB | DISTRIBUTION | CHERAS | Existing | BCRS/PCE/J00690 | WENG HIN NO 2 | RMU 2S+2F | RMU 2S + 2F |  |  | WENG HIN NO 2 | ATTACHED SINGLE |  | 11/0.415 kV | 20031111 |  | 0 | Pass | null
303163522 | TNB | DISTRIBUTION | CHERAS | Existing | BCRS/PCE/J00127 | TMN CHERAS PERDANA NO 4 | RMU 2S+2F | RMU 2S + 2F |  |  | TMN CHERAS PERDANA NO 4 | INDOOR DOUBLE CHAMBER |  | 11/0.415 kV | 20001101 |  | 0 | Pass | null
303173708 | TNB | DISTRIBUTION | CHERAS | Existing | BCRS/PCE/J00591 | NO 1 JLN BALAKONG JAYA 25 | CB 2S+1F | CB + 1 TX |  |  | NO 1 JLN BALAKONG JAYA 25 | ATTACHED SINGLE |  | 11/0.415 kV | 18/07/1998 |  | 0 | Pass | null
303177102 | TNB | DISTRIBUTION | CHERAS | Existing | BCRS/PCE/J00516 | JLN SUADAMAI 10/1 BTHO | CB 3S+2F | CB + 2 TX |  |  | JLN SUADAMAI 10/1 BTHO | INDOOR DOUBLE CHAMBER |  | 11/0.415 kV | 19991111 |  | 0 | Pass | null
303177692 | TNB | DISTRIBUTION | CHERAS | Existing | BCRS/PCE/J00829 | WAISUN CONFECTIONARY S/B | RMU 2S+1F | RMU 2S + 1F |  |  | WAISUN CONFECTIONARY S/B | ATTACHED SINGLE |  | 11/0.415 kV | 18/07/1998 |  | 0 | Pass | null
303177809 | TNB | DISTRIBUTION | CHERAS | Existing | BCRS/PCE/J00464 | FELCRA SEMUNGKIS | RMU 2S+1F | RMU 2S + 1F |  |  | FELCRA SEMUNGKIS | OUTDOOR (OD WITH SWTCHGEAR) |  | 11/0.415 kV | 19951101 |  | 0 | Pass | null
303178230 | TNB | DISTRIBUTION | CHERAS | Existing | BCRS/PCE/J00238 | TMN KOTA CHERAS NO 1 | RMU 2S+1F | RMU 2S + 1F |  |  | TMN KOTA CHERAS NO 1 | INDOOR SINGLE CHAMBER |  | 11/0.415 kV | 19911101 |  | 0 | Pass | null
303178346 | TNB | DISTRIBUTION | CHERAS | Existing | BCRS/PCE/J00289 | IVORY ASCENT S/B | RMU 2S+1F | RMU 2S + 1F |  |  | IVORY ASCENT S/B | ATTACHED SINGLE |  | 11/0.415 kV | 20011101 |  | 0 | Pass | null
303178773 | TNB | DISTRIBUTION | CHERAS | Existing | BCRS/PCE/J00315 | GOODTIME REVIEW S/B | RMU 2S+1F | RMU 2S + 1F |  |  | GOODTIME REVIEW S/B | ATTACHED SINGLE |  | 11/0.415 kV | 20021101 |  | 0 | Pass | null
303178889 | TNB | DISTRIBUTION | CHERAS | Existing | BCRS/PCE/J00154 | TMN PUTRI NO 5 | RMU 2S+1F | RMU 2S + 1F |  |  | TMN PUTRI NO 5 | INDOOR DOUBLE CHAMBER |  | 11/0.415 kV | 19951101 |  | 0 | Pass | null
303179005 | TNB | DISTRIBUTION | CHERAS | Existing | BCRS/PCE/J00714 | TMN IMPIAN EHSAN NO 3 | RMU 2S+2F | RMU 2S + 2F |  |  | TMN IMPIAN EHSAN NO 3 | INDOOR DOUBLE CHAMBER |  | 11/0.415 kV | 19951101 |  | 0 | Pass | null
303179472 | TNB | DISTRIBUTION | CHERAS | Existing | BCRS/PCE/J00875 | SIMPANG BALAK A/T (OUDOOR) | RMU 3S+1F | RMU 3S+1F |  |  | SIMPANG BALAK A/T (OUDOOR) | OUTDOOR (OD WITH SWTCHGEAR) |  | 11/0.415 kV | 18/07/1998 |  | 0 | Pass | null
303184830 | TNB | DISTRIBUTION | CHERAS | Existing | BCRS/PCE/J00967 | COMPACT KG SETIA | RMU 2S+1F | RMU 2S + 1F |  |  | COMPACT KG SETIA | COMPACT SUBS |  | 11/0.415 kV | 19971111 |  | 0 | Pass | null
303188854 | TNB | DISTRIBUTION | CHERAS | Existing | BCRS/PCE/J00222 | GARDEN PARK SG LONG NO 15 | CB 2S+2F | CB + 2 TX |  |  | GARDEN PARK SG LONG NO 15 | INDOOR DOUBLE CHAMBER |  | 11/0.415 kV | 20001101 |  | 0 | Pass | null
303191855 | TNB | DISTRIBUTION | CHERAS | Existing | BCRS/PCE/J00240 | PUTRI JAYA NO 3 | RMU 2S+2F | RMU 2S + 2F |  |  | PUTRI JAYA NO 3 | INDOOR DOUBLE CHAMBER |  | 11/0.415 kV | 19971101 |  | 0 | Pass | null
303193179 | TNB | DISTRIBUTION | CHERAS | Existing | BCRS/PCE/J00178 | BTHO NO 7 | RMU 2S+1F | RMU 2S + 1F |  |  | BTHO NO 7 | ATTACHED SINGLE |  | 11/0.415 kV | 19971101 |  | 0 | Pass | null
303193295 | TNB | DISTRIBUTION | CHERAS | Existing | BCRS/PCE/J00798 | YP PRESICIAN | CB 2S+2F | CB + 2 TX |  |  | YP PRESICIAN | ATTACHED DOUBLE |  | 11/0.415 kV | 20011111 |  | 0 | Pass | null
303193821 | TNB | DISTRIBUTION | CHERAS | Existing | BCRS/PCE/J00020 | TMN CHERAS AWANA NO 1 | RMU 2S+1F | RMU 2S + 1F |  |  | TMN CHERAS AWANA NO 1 | INDOOR SINGLE CHAMBER |  | 11/0.415 kV | 19991101 |  | 0 | Pass | null
303194363 | TNB | DISTRIBUTION | CHERAS | Existing | BCRS/PCE/J00399 | YAP KON FAH TRADING | RMU 2S+1F | RMU 2S + 1F |  |  | YAP KON FAH TRADING | ATTACHED SINGLE |  | 11/0.415 kV | 18/07/1998 |  | 0 | Pass | null
303194479 | TNB | DISTRIBUTION | CHERAS | Existing | BCRS/PCE/J00141 | APARTMENT SUMMERFIELD | RMU 2S+2F | RMU 2S + 2F |  |  | APARTMENT SUMMERFIELD | INDOOR DOUBLE CHAMBER |  | 11/0.415 kV | 20001101 |  | 0 | Pass | null
303196454 | TNB | DISTRIBUTION | CHERAS | Existing | BCRS/PCE/J00064 | TMN INDAH JAYA | RMU 2S+1F | RMU 2S + 1F |  |  | TMN INDAH JAYA | OUTDOOR (OD WITH SWTCHGEAR) |  | 11/0.415 kV | 19901101 |  | 0 | Pass | null
303196570 | TNB | DISTRIBUTION | CHERAS | Existing | BCRS/PCE/J00292 | THAM PONG AGRICULTURE SB | RMU 2S+2F | RMU 2S + 2F |  |  | THAM PONG AGRICULTURE SB | ATTACHED DOUBLE |  | 11/0.415 kV | 19931101 |  | 0 | Pass | null
303212168 | TNB | DISTRIBUTION | CHERAS | Existing | BCRS/PCE/J00653 | LIEW YIEK HARDWARE | RMU 3S | RMU 3S |  |  | LIEW YIEK HARDWARE | ATTACHED |  | 11/0.415 kV | 19911101 |  | 0 | Pass | null
303212594 | TNB | DISTRIBUTION | CHERAS | Existing | BCRS/PCE/J00818 | TMN IMPIAN INDAH NO 3 | RMU 2S+2F | RMU 2S + 2F |  |  | TMN IMPIAN INDAH NO 3 | ATTACHED DOUBLE |  | 11/0.415 kV | 18/07/1998 |  | 0 | Pass | null
303212751 | TNB | DISTRIBUTION | CHERAS | Existing | BCRS/PCE/J00678 | IND RINGAN BKT ANGKAT NO 6 (GIANT VOICE) | RMU 2S+1F | RMU 2S + 1F |  |  | IND RINGAN BKT ANGKAT NO 6 (GIANT VOICE) | ATTACHED SINGLE |  | 11/0.415 kV | 18/07/1998 |  | 0 | Pass | null
303224896 | TNB | DISTRIBUTION | CHERAS | Existing | BCRS/PCE/J00100 | KG NURUL IMAN | RMU 2S+1F | RMU 2S + 1F |  |  | KG NURUL IMAN | OUTDOOR (OD WITH SWTCHGEAR) |  | 11/0.415 kV | 19931101 |  | 0 | Pass | null
303225322 | TNB | DISTRIBUTION | CHERAS | Existing | BCRS/PCE/J00453 | JLN PAHLAWAN 6/3 | RMU 2S+2F | RMU 2S + 2F |  |  | JLN PAHLAWAN 6/3 | INDOOR DOUBLE CHAMBER |  | 11/0.415 kV | 18/07/1998 | B2378 | 0 | Pass | null
303225470 | TNB | DISTRIBUTION | CHERAS | Existing | BCRS/PCE/J01013 | TMN BUKIT SURIA NO 3 | RMU 2S+1F | RMU 2S + 1F |  |  | TMN BUKIT SURIA NO 3 | INDOOR DOUBLE CHAMBER |  | 11/0.415 kV | 14/07/2011 | CRS0275 | 0 | Pass | null
303227560 | TNB | DISTRIBUTION | CHERAS | Existing | BCRS/PCE/J00934 | JLN SUADAMAI 11/4 BTHO | RMU 2S+2F | RMU 2S + 2F |  |  | JLN SUADAMAI 11/4 BTHO | INDOOR DOUBLE CHAMBER |  | 11/0.415 kV | 20071111 |  | 0 | Pass | null
303245712 | TNB | DISTRIBUTION | CHERAS | Existing | BCRS/PCE/J00405 | MASTER JAYA | RMU 2S+1F | RMU 2S + 1F |  |  | MASTER JAYA | ATTACHED SINGLE |  | 11/0.415 kV | 18/07/1998 |  | 0 | Pass | null
303255107 | TNB | DISTRIBUTION | CHERAS | Existing | BCRS/PCE/J00136 | FIRST WELCOME SUPERMARKET | RMU 2S+1F | RMU 2S + 1F |  |  | FIRST WELCOME SUPERMARKET | COMPACT SUBS |  | 11/0.415 kV | 19971101 |  | 0 | Pass | null
303255223 | TNB | DISTRIBUTION | CHERAS | Existing | BCRS/PCE/J00404 | SRI TIMAH | RMU 2S+1F | RMU 2S + 1F |  |  | SRI TIMAH | INDOOR SINGLE CHAMBER |  | 11/0.415 kV | 19981101 |  | 0 | Pass | null
303255649 | TNB | DISTRIBUTION | CHERAS | Existing | BCRS/PCE/J00631 | SIN YEE SENG NO 2 | RMU 2S+1F | RMU 2S + 1F |  |  | SIN YEE SENG NO 2 | COMPACT SUBS |  | 11/0.415 kV | 19971111 |  | 0 | Pass | null
303255765 | TNB | DISTRIBUTION | CHERAS | Existing | BCRS/PCE/J00217 | GARDEN PARK SG. LONG NO 1 | RMU 2S+2F | RMU 2S+2F |  |  | GARDEN PARK SG. LONG NO 1 | INDOOR DOUBLE CHAMBER |  | 11/0.415 kV | 20011101 |  | 0 | Pass | null
303255926 | TNB | DISTRIBUTION | CHERAS | Existing | BCRS/PCE/J00006 | TMN HARMONI INDAH NO 2 | CB 2S+2F | CB + 2 TX |  |  | TMN HARMONI INDAH NO 2 | INDOOR DOUBLE CHAMBER |  | 11/0.415 kV | 20011111 |  | 0 | Pass | null
303257954 | TNB | DISTRIBUTION | CHERAS | Existing | BCRS/PCE/J00861 | BF ASET MANAGEMENT | RMU 2S+1F | RMU 2S + 1F |  |  | BF ASET MANAGEMENT | INDOOR SINGLE CHAMBER |  | 11/0.415 kV | 18/07/1998 |  | 0 | Pass | null
303260204 | TNB | DISTRIBUTION | CHERAS | Existing | BCRS/PCE/J00175 | BTHO NO 19 | RMU 3S+1F | RMU 3S+1F |  |  | BTHO NO 19 | INDOOR DOUBLE CHAMBER |  | 11/0.415 kV | 20011101 |  | 0 | Pass | null
303269716 | TNB | DISTRIBUTION | CHERAS | Existing | BCRS/PCE/J00805 | MINES RESORT NO 1 | RMU 6S+1F | RMU 2 X (2S+1F (B)) |  |  | MINES RESORT NO 1 | INDOOR SINGLE CHAMBER |  | 11/0.415 kV | 18/07/1998 |  | 0 | Pass | null
303277947 | TNB | DISTRIBUTION | CHERAS | Existing | BCRS/PCE/J00643 | WHITEX GARMENT NO 2 | RMU 2S+1F | RMU 2S + 1F |  |  | WHITEX GARMENT NO 2 | ATTACHED SINGLE |  | 11/0.415 kV | 20041111 |  | 0 | Pass | null
303278374 | TNB | DISTRIBUTION | CHERAS | Existing | BCRS/PCE/J00402 | FLOORGO | RMU 2S+1F | RMU 2S + 1F |  |  | FLOORGO | ATTACHED SINGLE |  | 11/0.415 kV | 19901101 |  | 0 | Pass | null
303278478 | TNB | DISTRIBUTION | CHERAS | Existing | BCRS/PCE/J00852 | TMN SEKAMAT UDA | RMU 2S+1F | RMU 2S + 1F |  |  | TMN SEKAMAT UDA | INDOOR SINGLE CHAMBER |  | 11/0.415 kV | 18/07/1998 |  | 0 | Pass | null
303279752 | TNB | DISTRIBUTION | CHERAS | Existing | BCRS/PCE/J00435 | APARTMENT JUARA JAYA | CB 2S+1F | CB + 1 TX |  |  | APARTMENT JUARA JAYA | INDOOR DOUBLE CHAMBER |  | 11/0.415 kV | 20021111 |  | 0 | Pass | null
303280379 | TNB | DISTRIBUTION | CHERAS | Existing | BCRS/PCE/J00205 | TELEKOM BALAKONG | RMU 2S+1F | RMU 2S + 1F |  |  | TELEKOM BALAKONG | OUTDOOR (OD WITH SWTCHGEAR) |  | 11/0.415 kV | 19901101 |  | 0 | Pass | null
303280805 | TNB | DISTRIBUTION | CHERAS | Existing | BCRS/PCE/J00111 | TMN INDAH JAYA NO 2 | RMU 2S+1F | RMU 2S + 1F |  |  | TMN INDAH JAYA NO 2 | INDOOR SINGLE CHAMBER |  | 11/0.415 kV | 20021101 | B0828 | 0 | Pass | null
303292325 | TNB | DISTRIBUTION | CHERAS | Existing | BCRS/PCE/J00761 | SAMA PLASTIK | RMU 2S+1F | RMU 2S + 1F |  |  | SAMA PLASTIK | INDOOR SINGLE CHAMBER |  | 11/0.415 kV | 18/07/1998 |  | 0 | Pass | null
303292558 | TNB | DISTRIBUTION | CHERAS | Existing | BCRS/PCE/J00083 | MIRACON | RMU 2S+1F | RMU 2S + 1F |  |  | MIRACON | ATTACHED SINGLE |  | 11/0.415 kV | 20011101 |  | 0 | Pass | null
303295344 | TNB | DISTRIBUTION | CHERAS | Existing | BCRS/PCE/J00525 | PANGSAPURI BLOK L9, JLN PENGAWA, BDR MK | RMU 2S+1F | RMU 2S + 1F |  |  | PANGSAPURI BLOK L9, JLN PENGAWA, BDR MK | ATTACHED SINGLE |  | 11/0.415 kV | 20041101 |  | 0 | Pass | null
303295925 | TNB | DISTRIBUTION | CHERAS | Existing | BCRS/PCE/J00129 | BTHO NO 1 | RMU 3S+1F | RMU 3S+1F |  |  | BTHO NO 1 | INDOOR SINGLE CHAMBER |  | 11/0.415 kV | 20001101 |  | 0 | Pass | null
303296384 | TNB | DISTRIBUTION | CHERAS | Existing | BCRS/PCE/J00734 | TMN SURIA | RMU 2S+1F | RMU 2S + 1F |  |  | TMN SURIA | INDOOR DOUBLE CHAMBER |  | 11/0.415 kV | 18/07/1998 |  | 0 | Pass | null
303297121 | TNB | DISTRIBUTION | CHERAS | Existing | BCRS/PCE/J00478 | RUMAH TERES JUARA JAYA | RMU 2S+1F | RMU 2S + 1F |  |  | RUMAH TERES JUARA JAYA | INDOOR SINGLE CHAMBER |  | 11/0.415 kV | 19901111 |  | 0 | Pass | null
303302912 | TNB | DISTRIBUTION | CHERAS | Existing | BCRS/PCE/J00595 | ASAHI KOSEI | CB 3S | CB |  |  | ASAHI KOSEI | ATTACHED |  | 11/0.415 kV | 20031101 |  | 0 | Pass | null
303303068 | TNB | DISTRIBUTION | CHERAS | Existing | BCRS/PCE/J00209 | HONG GUAN AGRICULTURE | RMU 2S+1F | RMU 2S + 1F |  |  | HONG GUAN AGRICULTURE | INDOOR SINGLE CHAMBER |  | 11/0.415 kV | 20051111 |  | 0 | Pass | null
303303490 | TNB | DISTRIBUTION | CHERAS | Existing | BCRS/PCE/J00071 | BELIA DUSUN TUA (IKBN) | RMU 2S+1F | RMU 2S + 1F |  |  | BELIA DUSUN TUA (IKBN) | INDOOR SINGLE CHAMBER |  | 11/0.415 kV | 19901101 |  | 0 | Pass | null
303303607 | TNB | DISTRIBUTION | CHERAS | Existing | BCRS/PCE/J00184 | TMN INDAH NO 2 | RMU 2S+1F | RMU 2S + 1F |  |  | TMN INDAH NO 2 | INDOOR SINGLE CHAMBER |  | 11/0.415 kV | 19901101 |  | 0 | Pass | null
303317953 | TNB | DISTRIBUTION | CHERAS | Existing | BCRS/PCE/J00965 | LAMAN KESUMA | RMU 2S+1F | RMU 2S + 1F |  |  | LAMAN KESUMA | INDOOR SINGLE CHAMBER |  | 11/0.415 kV | 20091101 |  | 0 | Pass | null
303324442 | TNB | DISTRIBUTION | CHERAS | Existing | BCRS/PCE/J00291 | GREAT ASIA TIN CAN SB | RMU 2S+1F | RMU 2S + 1F |  |  | GREAT ASIA TIN CAN SB | INDOOR SINGLE CHAMBER |  | 11/0.415 kV | 19921101 |  | 0 | Pass | null
303324868 | TNB | DISTRIBUTION | CHERAS | Existing | BCRS/PCE/J00320 | UNITED CASTING SB | RMU 2S+1F | RMU 2S + 1F |  |  | UNITED CASTING SB | ATTACHED SINGLE |  | 11/0.415 kV | 19901101 |  | 0 | Pass | null
303325094 | TNB | DISTRIBUTION | CHERAS | Existing | BCRS/PCE/J00535 | PALM WALK NO 2 | RMU 2S+1F | RMU 2S + 1F |  |  | PALM WALK NO 2 | INDOOR DOUBLE CHAMBER |  | 11/0.415 kV | 18/07/1998 |  | 0 | Pass | null
303327639 | TNB | DISTRIBUTION | CHERAS | Existing | BCRS/PCE/J00216 | SG LONG GOLF CLUB | RMU 2S+1F | RMU 2S + 1F |  |  | SG LONG GOLF CLUB | ATTACHED SINGLE |  | 11/0.415 kV | 20001101 |  | 0 | Pass | null
303327756 | TNB | DISTRIBUTION | CHERAS | Existing | BCRS/PCE/J00651 | ALEQUIP S/B | RMU 2S+1F | RMU 2S + 1F |  |  | ALEQUIP S/B | INDOOR SINGLE CHAMBER |  | 11/0.415 kV | 19981101 |  | 0 | Pass | null
303332426 | TNB | DISTRIBUTION | CHERAS | Existing | BCRS/PCE/J00493 | COMMERCIAL AREA NO 12 JLN TEMENGGONG 19/ | RMU 2S+2F | RMU 2S + 2F |  |  | COMMERCIAL AREA NO 12 JLN TEMENGGONG 19/ | ATTACHED DOUBLE |  | 11/0.415 kV | 20061101 |  | 0 | Pass | null
303332583 | TNB | DISTRIBUTION | CHERAS | Existing | BCRS/PCE/J00615 | TIMELESS MILLION | RMU 2S+1F | RMU 2S + 1F |  |  | TIMELESS MILLION | ATTACHED SINGLE |  | 11/0.415 kV | 20031101 |  | 0 | Pass | null
303333280 | TNB | DISTRIBUTION | CHERAS | Existing | BCRS/PCE/J00290 | LIN LIN CREAMERIES S/B | RMU 2S+2F | RMU 2S+2F (A) |  |  | LIN LIN CREAMERIES S/B | INDOOR DOUBLE CHAMBER |  | 11/0.415 kV | 20001111 |  | 0 | Pass | null
303333436 | TNB | DISTRIBUTION | CHERAS | Existing | BCRS/PCE/J00235 | IPV | RMU 2S+1F | RMU 2S + 1F |  |  | IPV | ATTACHED SINGLE |  | 11/0.415 kV | 19901101 |  | 0 | Pass | null
303335887 | TNB | DISTRIBUTION | CHERAS | Existing | BCRS/PCE/J00365 | REALCO SB | CB 2S+1F | CB + 1 TX |  |  | REALCO SB | ATTACHED SINGLE |  | 11/0.415 kV | 19951111 |  | 0 | Pass | null
303336362 | TNB | DISTRIBUTION | CHERAS | Existing | BCRS/PCE/J00654 | DESA SERDANG NO 7 | RMU 3S+1F | RMU 3S+1F |  |  | DESA SERDANG NO 7 | INDOOR SINGLE CHAMBER |  | 11/0.415 kV | 20021101 |  | 0 | Pass | null
303337523 | TNB | DISTRIBUTION | CHERAS | Existing | BCRS/PCE/J00529 | PERSIARAN SG LONG 1 BDR SG LONG 2 | RMU 2S+2F | RMU 2S + 2F |  |  | PERSIARAN SG LONG 1 BDR SG LONG 2 | ATTACHED DOUBLE |  | 11/0.415 kV | 20061111 |  | 0 | Pass | null
303337680 | TNB | DISTRIBUTION | CHERAS | Existing | BCRS/PCE/J00769 | LIC INDUSTRI | CB 2S+2F | CB + 2 TX |  |  | LIC INDUSTRI | ATTACHED SINGLE |  | 11/0.415 kV | 20021111 |  | 0 | Pass | null
303338207 | TNB | DISTRIBUTION | CHERAS | Existing | BCRS/PCE/J00151 | TMN PUTRI NO 2 | RMU 2S+2F | RMU 2S + 2F |  |  | TMN PUTRI NO 2 | INDOOR DOUBLE CHAMBER |  | 11/0.415 kV | 20001101 |  | 0 | Pass | null
303346140 | TNB | DISTRIBUTION | CHERAS | Existing | BCRS/PCE/J00354 | MITAH MANUFACTURE SB | RMU 2S+1F | RMU 2S + 1F |  |  | MITAH MANUFACTURE SB | ATTACHED SINGLE |  | 11/0.415 kV | 19951101 |  | 0 | Pass | null
303347069 | TNB | DISTRIBUTION | CHERAS | Existing | BCRS/PCE/J00001 | AE TECHNOLOGY S/B NO 2 | RMU 2S+2F | RMU 2S + 2F |  |  | AE TECHNOLOGY S/B NO 2 | ATTACHED DOUBLE |  | 11/0.415 kV | 27/01/1996 |  | 0 | Pass | null
303363327 | TNB | DISTRIBUTION | CHERAS | Existing | BCRS/PCE/J00523 | PANGSAPURI BLOK L7, JLN PENGGAWA, BMC | RMU 2S+1F | RMU 2S + 1F |  |  | PANGSAPURI BLOK L7, JLN PENGGAWA, BMC | ATTACHED SINGLE |  | 11/0.415 kV | 20041101 |  | 0 | Pass | null
303374863 | TNB | DISTRIBUTION | CHERAS | Existing | BCRS/PCE/J00008 | TMN JUARA JAYA | RMU 4S+2F | RMU 2X (2S + 1F) |  |  | TMN JUARA JAYA | INDOOR TRIPLE |  | 11/0.415 kV | 19991111 |  | 0 | Pass | null
303376913 | TNB | DISTRIBUTION | CHERAS | Existing | BCRS/PCE/J00356 | KAW PERUSAHAAN CHERAS JAYA NO 3 | RMU 2S+2F | RMU 2S + 2F |  |  | KAW PERUSAHAAN CHERAS JAYA NO 3 | INDOOR DOUBLE CHAMBER |  | 11/0.415 kV | 19951101 |  | 0 | Pass | null
303377393 | TNB | DISTRIBUTION | CHERAS | Existing | BCRS/PCE/J00392 | BKT BELIMBING NO 2 | RMU 2S+1F | RMU 2S+1F (B) |  |  | BKT BELIMBING NO 2 | COMPACT SUBS |  | 11 kV | 20081111 |  | 0 | Pass | null
303403915 | TNB | DISTRIBUTION | CHERAS | Existing | BCRS/PCE/J00991 | PALM WALK NO 1 | RMU 2S+2F | RMU 2S + 2F |  |  | PALM WALK NO 1 | INDOOR DOUBLE CHAMBER |  | 11/0.415 kV | 20090801 |  | 0 | Pass | null
303406126 | TNB | DISTRIBUTION | CHERAS | Existing | BCRS/PCE/J00390 | PADAT SAAS | RMU 2S+1F | RMU 2S + 1F |  |  | PADAT SAAS | COMPACT SUBS |  | 11/0.415 kV | 18/07/1998 |  | 0 | Pass | null
303417129 | TNB | DISTRIBUTION | CHERAS | Existing | BCRS/PCE/J00920 | RMH PANGSA BUKIT HARTAMAS | RMU 2S+1F | RMU 2S + 1F |  |  | RMH PANGSA BUKIT HARTAMAS | INDOOR SINGLE CHAMBER |  | 11/0.415 kV | 18/07/1998 |  | 0 | Pass | null
303435335 | TNB | DISTRIBUTION | CHERAS | Existing | BCRS/PCE/J00730 | ARMADA CERGAS | RMU 2S+1F | RMU 2S + 1F |  |  | ARMADA CERGAS | ATTACHED SINGLE |  | 11/0.415 kV | 18/07/1998 | A MATEL KILANG | 0 | Pass | null
303460998 | TNB | DISTRIBUTION | CHERAS | Existing | BCRS/PCE/J00807 | JALAN BENDAHARA BMC | RMU 2S+1F | RMU 2S + 1F |  |  | JALAN BENDAHARA BMC | INDOOR DOUBLE CHAMBER |  | 11/0.415 kV | 18/07/1998 |  | 0 | Pass | null
303472824 | TNB | DISTRIBUTION | CHERAS | Existing | BCRS/PCE/J00569 | TMN PERKASA INDAH | RMU 2S+1F | RMU 2S + 1F |  |  | TMN PERKASA INDAH | INDOOR SINGLE CHAMBER |  | 11/0.415 kV | 20061101 | NO PE :BB4810 | 0 | Pass | null
303474855 | TNB | DISTRIBUTION | CHERAS | Existing | BCRS/PCE/J00824 | SG BESI INDAH NO 2 | RMU 2S+1F | RMU 2S + 1F |  |  | SG BESI INDAH NO 2 | OUTDOOR (OD WITH SWTCHGEAR) |  | 11/0.415 kV | 18/07/1998 |  | 0 | Pass | null
303474971 | TNB | DISTRIBUTION | CHERAS | Existing | BCRS/PCE/J00856 | JKR SIMPANG BALAK | RMU 4S+1F | RMU 3S+1F |  |  | JKR SIMPANG BALAK | INDOOR DOUBLE CHAMBER |  | 11/0.415 kV | 18/07/1998 |  | 0 | Pass | null
303475463 | TNB | DISTRIBUTION | CHERAS | Existing | BCRS/PCE/J00571 | YOONG SING TYRES | RMU 2S+1F | RMU 2S + 1F |  |  | YOONG SING TYRES | ATTACHED SINGLE |  | 11/0.415 kV | 20051101 |  | 0 | Pass | null
303475570 | TNB | DISTRIBUTION | CHERAS | Existing | BCRS/PCE/J00326 | FUJILITHO | RMU 2S+1F | RMU 2S + 1F |  |  | FUJILITHO | ATTACHED SINGLE |  | 11/0.415 kV | 19911111 |  | 0 | Pass | null
303475687 | TNB | DISTRIBUTION | CHERAS | Existing | BCRS/PCE/J00287 | TAN CHENG KAY | RMU 2S+1F | RMU 2S + 1F |  |  | TAN CHENG KAY | INDOOR DOUBLE CHAMBER |  | 11/0.415 kV | 19981101 |  | 0 | Pass | null
303476113 | TNB | DISTRIBUTION | CHERAS | Existing | BCRS/PCE/J00503 | JLN BENDAHARA 7A/7 | RMU 2S+1F | RMU 2S + 1F |  |  | JLN BENDAHARA 7A/7 | COMPACT SUBS |  | 11/0.415 kV | 18/07/1998 |  | 0 | Pass | null
303477429 | TNB | DISTRIBUTION | CHERAS | Existing | BCRS/PCE/J00018 | TMN CUEPACS NO 1 | RMU 2S+1F | RMU 2S + 1F |  |  | TMN CUEPACS NO 1 | INDOOR SINGLE CHAMBER |  | 11/0.415 kV | 28/10/2011 |  | 0 | Pass | null
303478481 | TNB | DISTRIBUTION | CHERAS | Existing | BCRS/PCE/J00907 | TOWN PARK 1 NO 1 | RMU 2S+2F | RMU 2S + 2F |  |  | TOWN PARK 1 NO 1 | INDOOR DOUBLE CHAMBER |  | 11/0.415 kV | 20101111 | 1 SPARE ROOM | 0 | Pass | null
303479023 | TNB | DISTRIBUTION | CHERAS | Existing | BCRS/PCE/J00487 | POLAR ICE CREAM | RMU 3S | RMU 3S |  |  | POLAR ICE CREAM | ATTACHED |  | 11/0.415 kV | 20101111 |  | 0 | Pass | null
303480855 | TNB | DISTRIBUTION | CHERAS | Existing | BCRS/PCE/J00642 | STRUKTUR TEGUH | RMU 2S+1F | RMU 2S + 1F |  |  | STRUKTUR TEGUH | ATTACHED SINGLE |  | 11/0.415 kV | 19931111 | PE STRUKTUR TEGUH S/B | 0 | Pass | null
303494938 | TNB | DISTRIBUTION | CHERAS | Existing | BCRS/PCE/J00031 | TOL PLAZA HULU LANGAT | RMU 2S+1F | RMU 2S + 1F |  |  | TOL PLAZA HULU LANGAT | ATTACHED SINGLE |  | 11/0.415 kV | 19981111 |  | 0 | Pass | null
303495073 | TNB | DISTRIBUTION | CHERAS | Existing | BCRS/PCE/J00581 | TMN IMPIAN INDAH NO 1 | RMU 2S+2F | RMU 2S + 2F |  |  | TMN IMPIAN INDAH NO 1 | ATTACHED DOUBLE |  | 11/0.415 kV | 20031101 |  | 0 | Pass | null
303497195 | TNB | DISTRIBUTION | CHERAS | Existing | BCRS/PCE/J00897 | WRITEBEST | CB 3S | CB |  |  | WRITEBEST | ATTACHED |  | 11/0.415 kV | 18/07/1998 | BBB5707 | 0 | Pass | null
303499857 | TNB | DISTRIBUTION | CHERAS | Existing | BCRS/PCE/J00439 | MIEL NO 3 CHERAS JAYA | RMU 2S+2F | RMU 2S + 2F |  |  | MIEL NO 3 CHERAS JAYA | INDOOR DOUBLE CHAMBER |  | 11/0.415 kV | 19901111 | MERLIN/GERIIN | 0 | Pass | null
303500014 | TNB | DISTRIBUTION | CHERAS | Existing | BCRS/PCE/J00267 | BDR MAHKOTA CHERAS NO. 7 | RMU 2S+2F | RMU 3S+2F |  |  | BDR MAHKOTA CHERAS NO. 7 | INDOOR DOUBLE CHAMBER |  | 11/0.415 kV | 20021101 |  | 0 | Pass | null
303508640 | TNB | DISTRIBUTION | CHERAS | Existing | BCRS/PCE/J00930 | CITY BEACH RESORT | RMU 2S+2F | RMU 2S + 2F |  |  | CITY BEACH RESORT | INDOOR DOUBLE CHAMBER |  | 11/0.415 kV | 18/07/1998 |  | 0 | Pass | null
303510970 | TNB | DISTRIBUTION | CHERAS | Existing | BCRS/PCE/J00334 | IDAM RC CENTRO | RMU 3S | RMU 3S |  |  | IDAM RC CENTRO | ATTACHED SINGLE |  | 11/0.415 kV | 19901101 |  | 0 | Pass | null
303513276 | TNB | DISTRIBUTION | CHERAS | Existing | BCRS/PCE/J00032 | CHERAS BT 9 | RMU 2S+1F | RMU 2S + 1F |  |  | CHERAS BT 9 | OUTDOOR (OD WITH SWTCHGEAR) |  | 11/0.415 kV | 19961111 |  | 0 | Pass | null
303513845 | TNB | DISTRIBUTION | CHERAS | Existing | BCRS/PCE/J00213 | BDR SG LONG NO 1 | RMU 3S+2F | RMU 3S+2F |  |  | BDR SG LONG NO 1 | INDOOR DOUBLE CHAMBER |  | 11/0.415 kV | 20061101 |  | 0 | Pass | null
303514808 | TNB | DISTRIBUTION | CHERAS | Existing | BCRS/PCE/J00826 | SG BESI INDAH NO 8 | RMU 2S+1F | RMU 2S + 1F |  |  | SG BESI INDAH NO 8 | COMPACT SUBS |  | 11/0.415 kV | 20111111 |  | 0 | Pass | null
303518446 | TNB | DISTRIBUTION | CHERAS | Existing | BCRS/PCE/J00471 | JLN SL 13/4 SG LONG | RMU 2S+2F | RMU 2S + 2F |  |  | JLN SL 13/4 SG LONG | INDOOR DOUBLE CHAMBER |  | 11/0.415 kV | 20041101 |  | 0 | Pass | null
303525875 | TNB | DISTRIBUTION | CHERAS | Existing | BCRS/PCE/J00534 | PKNS CHERAS JAYA NO 5 COMPACT | RMU 2S+1F | RMU 2S + 1F |  |  | PKNS CHERAS JAYA NO 5 COMPACT | COMPACT SUBS |  | 11/0.415 kV | 19971111 |  | 0 | Pass | null
303528323 | TNB | DISTRIBUTION | CHERAS | Existing | BCRS/PCE/J00270 | FACES MARKETING | RMU 2S+1F | RMU 2S + 1F |  |  | FACES MARKETING | ATTACHED SINGLE |  | 11/0.415 kV | 20101101 |  | 0 | Pass | null
303531283 | TNB | DISTRIBUTION | CHERAS | Existing | BCRS/PCE/J00598 | COMPACT PETRONAS | RMU 2S+1F | RMU 2S + 1F |  |  | COMPACT PETRONAS | COMPACT SUBS |  | 11/0.415 kV | 20031111 |  | 0 | Pass | null
303531399 | TNB | DISTRIBUTION | CHERAS | Existing | BCRS/PCE/J00015 | SWS POLIS HUTAN | RMU 3S | RMU 3S |  |  | SWS POLIS HUTAN | SEMI INDOOR |  | 11 kV | 20001101 |  | 0 | Pass | null
303534182 | TNB | DISTRIBUTION | CHERAS | Existing | BCRS/PCE/J00537 | RUM.REHAT GRAND SAGA BKT.DUKONG | RMU 2S+1F | RMU 2S + 1F |  |  | RUM.REHAT GRAND SAGA BKT.DUKONG | ATTACHED SINGLE |  | 11/0.415 kV | 18/07/1998 |  | 0 | Pass | null
303534298 | TNB | DISTRIBUTION | CHERAS | Existing | BCRS/PCE/J00480 | P/PURI BIDARA LUMAYAN SG LONG | RMU 2S+1F | RMU 2S + 1F |  |  | P/PURI BIDARA LUMAYAN SG LONG | INDOOR SINGLE CHAMBER |  | 11/0.415 kV | 20041101 |  | 0 | Pass | null
303534881 | TNB | DISTRIBUTION | CHERAS | Existing | BCRS/PCE/J00223 | P/PURI FOREST GREEN | CB 2S+2F | CB + 2 TX |  |  | P/PURI FOREST GREEN | INDOOR DOUBLE CHAMBER |  | 11/0.415 kV | 20001101 |  | 0 | Pass | null
303535673 | TNB | DISTRIBUTION | CHERAS | Existing | BCRS/PCE/J00332 | SWS MOULD BASE | RMU 3S | RMU 3S |  |  | SWS MOULD BASE | ATTACHED |  | 11/0.415 kV | 19911101 |  | 0 | Pass | null
303556046 | TNB | DISTRIBUTION | CHERAS | Existing | BCRS/PCE/J00522 | PANGSAPURI BLOK L6, JLN PENGGAWA, BMC | RMU 2S+1F | RMU 2S + 1F |  |  | PANGSAPURI BLOK L6, JLN PENGGAWA, BMC | ATTACHED SINGLE |  | 11/0.415 kV | 20041101 |  | 0 | Pass | null
303556163 | TNB | DISTRIBUTION | CHERAS | Existing | BCRS/PCE/J00910 | JLN SG SERING 1 | RMU 2S+1F | RMU 2S + 1F |  |  | JLN SG SERING 1 | INDOOR SINGLE CHAMBER |  | 11/0.415 kV | 18/07/1998 |  | 0 | Pass | null
303559688 | TNB | DISTRIBUTION | CHERAS | Existing | BCRS/PCE/J00081 | KG SG LUI NO 1 | RMU 2S+1F | RMU 2S + 1F |  |  | KG SG LUI NO 1 | OUTDOOR (OD WITH SWTCHGEAR) |  | 11/0.415 kV | 19901101 |  | 0 | Pass | null
303561042 | TNB | DISTRIBUTION | CHERAS | Existing | BCRS/PCE/J00276 | TUCK HUA NO 2 | RMU 2S+1F | RMU 2S + 1F |  |  | TUCK HUA NO 2 | OUTDOOR (OD WITH SWTCHGEAR) |  | 11/0.415 kV | 19951101 |  | 0 | Pass | null
303561158 | TNB | DISTRIBUTION | CHERAS | Existing | BCRS/PCE/J00293 | KG BARU BALAKONG | RMU 2S+1F | RMU 2S + 1F |  |  | KG BARU BALAKONG | COMPACT SUBS |  | 11/0.415 kV | 19931111 |  | 0 | Pass | null
303561274 | TNB | DISTRIBUTION | CHERAS | Existing | BCRS/PCE/J00211 | STARLIGHT | RMU 2S+1F | RMU 2S + 1F |  |  | STARLIGHT | OUTDOOR (OD WITH SWTCHGEAR) |  | 11/0.415 kV | 19961101 |  | 0 | Pass | null
303562237 | TNB | DISTRIBUTION | CHERAS | Existing | BCRS/PCE/J00357 | KAW PERUSAHAAN CHERAS JAYA NO 2 | RMU 2S+2F | RMU 2S + 2F |  |  | KAW PERUSAHAAN CHERAS JAYA NO 2 | INDOOR DOUBLE CHAMBER |  | 11/0.415 kV | 19951101 |  | 0 | Pass | null
303562820 | TNB | DISTRIBUTION | CHERAS | Existing | BCRS/PCE/J00809 | JALAN PUTRA BMC | RMU 2S+2F | RMU 2S + 2F |  |  | JALAN PUTRA BMC | INDOOR DOUBLE CHAMBER |  | 11/0.415 kV | 18/07/1998 |  | 0 | Pass | null
303564223 | TNB | DISTRIBUTION | CHERAS | Existing | BCRS/PCE/J00139 | TMN SRI INDAH | RMU 2S+2F | RMU 2S + 2F |  |  | TMN SRI INDAH | INDOOR DOUBLE CHAMBER |  | 11/0.415 kV | 19931111 |  | 0 | Pass | null
303571090 | TNB | DISTRIBUTION | CHERAS | Existing | BCRS/PCE/J00906 | AVENUE ONE BTHO NO 2 | RMU 2S+1F | RMU 2S+2F |  |  | AVENUE ONE BTHO NO 2 | INDOOR DOUBLE CHAMBER |  | 11/0.415 kV | 18/07/1998 |  | 0 | Pass | null
303572214 | TNB | DISTRIBUTION | CHERAS | Existing | BCRS/PCE/J00942 | COMPACT DR SRI TIONG KING | RMU 2S+1F | RMU 2S + 1F |  |  | COMPACT DR SRI TIONG KING | COMPACT SUBS |  | 11/0.415 kV | 18/07/1998 |  | 0 | Pass | null
303574935 | TNB | DISTRIBUTION | CHERAS | Existing | BCRS/PCE/J00909 | TMN ORKID NO 2 | RMU 2S+1F | RMU 2S + 1F |  |  | TMN ORKID NO 2 | INDOOR DOUBLE CHAMBER |  | 11/0.415 kV | 18/07/1998 |  | 0 | Pass | null
303580423 | TNB | DISTRIBUTION | CHERAS | Existing | BCRS/PCE/J00624 | TMN SRI CHERAS NO 3 | RMU 2S+2F | RMU 2S + 2F |  |  | TMN SRI CHERAS NO 3 | ATTACHED DOUBLE |  | 11/0.415 kV | 18/07/1998 |  | 0 | Pass | null
302001047 | TNB | DISTRIBUTION | CHERAS | Existing | BCRS/PCE/J00116 | KG SG KANTAN A/T | RMU 2S+1F | RMU 2S + 1F |  |  | KG SG KANTAN A/T | PENCAWANG ATAS TIANG (PAT) |  | 11/0.415 kV | 19901101 |  | 0 | Pass
303586365 | TNB | DISTRIBUTION | CHERAS | Existing | BCRS/PCE/J00362 | HOOVER TILING SB | RMU 2S+1F | RMU 2S + 1F |  |  | HOOVER TILING SB | ATTACHED SINGLE |  | 11/0.415 kV | 19951101 |  | 0 | Pass | null
303586481 | TNB | DISTRIBUTION | CHERAS | Existing | BCRS/PCE/J00679 | IND RINGAN BKT ANGKAT NO 3 | RMU 2S+1F | RMU 2S + 1F |  |  | IND RINGAN BKT ANGKAT NO 3 | INDOOR DOUBLE CHAMBER |  | 11/0.415 kV | 20051101 |  | 0 | Pass | null
303586597 | TNB | DISTRIBUTION | CHERAS | Existing | BCRS/PCE/J00494 | COMMERCIAL AREA NO 13 JLN TEMENGGONG 17/ | RMU 2S+2F | RMU 2S + 2F |  |  | COMMERCIAL AREA NO 13 JLN TEMENGGONG 17/ | ATTACHED DOUBLE |  | 11/0.415 kV | 20061101 |  | 0 | Pass | null
303587064 | TNB | DISTRIBUTION | CHERAS | Existing | BCRS/PCE/J00673 | TMN BKT EMAS NO 1 | RMU 2S+1F | RMU 2S + 1F |  |  | TMN BKT EMAS NO 1 | INDOOR SINGLE CHAMBER |  | 11/0.415 kV | 20041101 |  | 0 | Pass | null
303587180 | TNB | DISTRIBUTION | CHERAS | Existing | BCRS/PCE/J00544 | SILK KTTDR SG LONG NO 1 | RMU 2S+1F | RMU 2S + 1F |  |  | SILK KTTDR SG LONG NO 1 | COMPACT SUBS |  | 11/0.415 kV | 18/07/1998 |  | 0 | Pass | null
303587291 | TNB | DISTRIBUTION | CHERAS | Existing | BCRS/PCE/J00588 | TMN PUTRA BUDIMAN 1/2 PHASE 3 | RMU 2S+1F | RMU 2S + 1F |  |  | TMN PUTRA BUDIMAN 1/2 PHASE 3 | INDOOR SINGLE CHAMBER |  | 11/0.415 kV | 20041101 |  | 0 | Pass | null
303592136 | TNB | DISTRIBUTION | CHERAS | Existing | BCRS/PCE/J00585 | TMN PUTRA BUDIMAN NO 1 | RMU 2S+2F | RMU 2S + 2F |  |  | TMN PUTRA BUDIMAN NO 1 | INDOOR DOUBLE CHAMBER |  | 11/0.415 kV | 20011101 |  | 0 | Pass | null
303596618 | TNB | DISTRIBUTION | CHERAS | Existing | BCRS/PCE/J00183 | SIA CHIN AIK | RMU 2S+1F | RMU 2S + 1F |  |  | SIA CHIN AIK | ATTACHED SINGLE |  | 11/0.415 kV | 19911101 |  | 0 | Pass | null
303597044 | TNB | DISTRIBUTION | CHERAS | Existing | BCRS/PCE/J00228 | GARDEN PARK SG LONG NO 3 | RMU 2S+2F | RMU 2S + 2F |  |  | GARDEN PARK SG LONG NO 3 | INDOOR DOUBLE CHAMBER |  | 11/0.415 kV | 20011101 |  | 0 | Pass | null
303597201 | TNB | DISTRIBUTION | CHERAS | Existing | BCRS/PCE/J00551 | TAMAN SUNNYSIDE NO 3 | RMU 2S+1F | RMU 2S + 1F |  |  | TAMAN SUNNYSIDE NO 3 | INDOOR DOUBLE CHAMBER |  | 11/0.415 kV | 20061101 |  | 0 | Pass | null
303604700 | TNB | DISTRIBUTION | CHERAS | Existing | BCRS/PCE/J00846 | 1ST PAPER MILL | RMU 2S+2F | RMU 2S + 2F |  |  | 1ST PAPER MILL | OUTDOOR (OD WITH SWTCHGEAR) |  | 11/0.415 kV | 18/07/1998 |  | 0 | Pass | null
303607415 | TNB | DISTRIBUTION | CHERAS | Existing | BCRS/PCE/J00573 | AVENUE ONE BTHO NO 1 | RMU 2S+1F | RMU 2S + 1F |  |  | AVENUE ONE BTHO NO 1 | INDOOR DOUBLE CHAMBER |  | 11/0.415 kV | 20101101 |  | 0 | Pass | null
302001468 | TNB | DISTRIBUTION | CHERAS | Existing | BCRS/PCE/J00115 | KG SG LIMBAT A/T | RMU 2S+1F | RMU 2S + 1F |  |  | KG SG LIMBAT A/T | PENCAWANG ATAS TIANG (PAT) |  | 11/0.415 kV | 19901101 |  | 0 | Pass
302053634 | TNB | DISTRIBUTION | CHERAS | Existing | BCRS/PCE/J00074 | DUSUN TUA SEBERANG A/T | RMU 2S+1F | RMU 2S + 1F |  |  | DUSUN TUA SEBERANG A/T | PENCAWANG ATAS TIANG (PAT) |  | 11/0.415 kV | 20031101 |  | 0 | Pass
303637681 | TNB | DISTRIBUTION | CHERAS | Existing | BCRS/PCE/J00843 | JLN BKT SL 3/1 | RMU 2S+1F | RMU 2S + 1F |  |  | JLN BKT SL 3/1 | INDOOR SINGLE CHAMBER |  | 11/0.415 kV | 20071111 | BBB5600 | 0 | Pass | null
303656295 | TNB | DISTRIBUTION | CHERAS | Existing | BCRS/PCE/J00911 | PANGSAPURI CASAURINA | RMU 2S+1F | RMU 2S + 1F |  |  | PANGSAPURI CASAURINA | ATTACHED SINGLE |  | 11/0.415 kV | 18/07/1998 |  | 0 | Pass | null
303657964 | TNB | DISTRIBUTION | CHERAS | Existing | BCRS/PCE/J00750 | FORMATIVE VIEW | RMU 2S+1F | RMU 2S + 1F |  |  | FORMATIVE VIEW | OUTDOOR (OD WITH SWTCHGEAR) |  | 11/0.415 kV | 19971111 |  | 0 | Pass | null
303658700 | TNB | DISTRIBUTION | CHERAS | Existing | BCRS/PCE/J00465 | FLAT TAMAN HARMONI | RMU 2S+1F | RMU 2S + 1F |  |  | FLAT TAMAN HARMONI | INDOOR SINGLE CHAMBER |  | 11/0.415 kV | 20041111 |  | 0 | Pass | null
303672511 | TNB | DISTRIBUTION | CHERAS | Existing | BCRS/PCE/J00808 | JALAN PUTRA 13/1 | RMU 2S+1F | RMU 2S + 1F |  |  | JALAN PUTRA 13/1 | INDOOR DOUBLE CHAMBER |  | 11/0.415 kV | 18/07/1998 |  | 0 | Pass | null
303674574 | TNB | DISTRIBUTION | CHERAS | Existing | BCRS/PCE/J00539 | MINES EXIBITION CENTRE | VCB (6S+1BS) | SSU 11kV Single Bus (BS) |  |  | MINES EXIBITION CENTRE | ATTACHED |  | 11/0.415 kV | 20001101 |  | 0 | Pass | null
303675038 | TNB | DISTRIBUTION | CHERAS | Existing | BCRS/PCE/J00882 | PANGSAPURI ADALIA | RMU 2S+1F | RMU 2S + 1F |  |  | PANGSAPURI ADALIA | ATTACHED SINGLE |  | 11/0.415 kV | 20101111 |  | 0 | Pass | null
303683234 | TNB | DISTRIBUTION | CHERAS | Existing | BCRS/PCE/J00035 | TELEKOM BT 10 1128 | RMU 3S+1F | RMU 3S+1F |  |  | TELEKOM BT 10 1128 | ATTACHED SINGLE |  | 11/0.415 kV | 19851101 |  | 0 | Pass | null
303692424 | TNB | DISTRIBUTION | CHERAS | Existing | BCRS/PCE/J00705 | NO 3 TAMAN SETIA BALAKONG | RMU 2S+2F | RMU 2S + 2F |  |  | NO 3 TAMAN SETIA BALAKONG | INDOOR DOUBLE CHAMBER |  | 11/0.415 kV | 20001101 |  | 0 | Pass | null
303692891 | TNB | DISTRIBUTION | CHERAS | Existing | BCRS/PCE/J00106 | TUCK SIN ENGINEERING | RMU 2S+1F | RMU 2S + 1F |  |  | TUCK SIN ENGINEERING | OUTDOOR (OD WITH SWTCHGEAR) |  | 11/0.415 kV | 19901101 |  | 0 | Pass | null
303693007 | TNB | DISTRIBUTION | CHERAS | Existing | BCRS/PCE/J00258 | BDR MAHKOTA CHERAS NO 16 | RMU 3S+2F | RMU 3S+2F |  |  | BDR MAHKOTA CHERAS NO 16 | INDOOR DOUBLE CHAMBER |  | 11/0.415 kV | 20021101 |  | 0 | Pass | null
303693466 | TNB | DISTRIBUTION | CHERAS | Existing | BCRS/PCE/J00250 | BDR MAHKOTA CHERAS NO. 12 | RMU 2S+2F | RMU 2S + 2F |  |  | BDR MAHKOTA CHERAS NO. 12 | INDOOR DOUBLE CHAMBER |  | 11/0.415 kV | 20021101 |  | 0 | Pass | null
302090176 | TNB | DISTRIBUTION | CHERAS | Existing | BCRS/PCE/J00075 | DUSUN TUA BT 17 A/T | RMU 2S+1F | RMU 2S + 1F |  |  | DUSUN TUA BT 17 A/T | PENCAWANG ATAS TIANG (PAT) |  | 11/0.415 kV | 19901101 |  | 0 | Pass
303703601 | TNB | DISTRIBUTION | CHERAS | Existing | BCRS/PCE/J00021 | TMN CHERAS AWANA NO 2 | RMU 2S+2F | RMU 2S + 2F |  |  | TMN CHERAS AWANA NO 2 | INDOOR DOUBLE CHAMBER |  | 11/0.415 kV | 19991101 |  | 0 | Pass | null
303703758 | TNB | DISTRIBUTION | CHERAS | Existing | BCRS/PCE/J00033 | TMN SRI RAYA (KAUSAR) | RMU 2S+2F | RMU 2S + 2F |  |  | TMN SRI RAYA (KAUSAR) | INDOOR DOUBLE CHAMBER |  | 11/0.415 kV | 19931111 |  | 0 | Pass | null
303703915 | TNB | DISTRIBUTION | CHERAS | Existing | BCRS/PCE/J00665 | BUKIT BAYU NO 5 | RMU 2S+1F | RMU 2S + 1F |  |  | BUKIT BAYU NO 5 | INDOOR SINGLE CHAMBER |  | 11/0.415 kV | 19991101 |  | 0 | Pass | null
303704031 | TNB | DISTRIBUTION | CHERAS | Existing | BCRS/PCE/J00776 | BKT ANGKAT NO 2 | RMU 2S+1F | RMU 2S + 1F |  |  | BKT ANGKAT NO 2 | OUTDOOR (OD WITH SWTCHGEAR) |  | 11/0.415 kV | 18/07/1998 |  | 0 | Pass | null
303704147 | TNB | DISTRIBUTION | CHERAS | Existing | BCRS/PCE/J00411 | BERKAT HASIL NO 5 | RMU 2S+2F | RMU 2S + 2F |  |  | BERKAT HASIL NO 5 | ATTACHED DOUBLE |  | 11/0.415 kV | 18/07/1998 |  | 0 | Pass | null
303704304 | TNB | DISTRIBUTION | CHERAS | Existing | BCRS/PCE/J00614 | YWE | RMU 2S+1F | RMU 2S + 1F |  |  | YWE | OUTDOOR (OD WITH SWTCHGEAR) |  | 11/0.415 kV | 19951101 |  | 0 | Pass | null
303704420 | TNB | DISTRIBUTION | CHERAS | Existing | BCRS/PCE/J00268 | RUMAH PAM BDR MAHKOTA CHERAS | RMU 2S+2F | RMU 2S + 2F |  |  | RUMAH PAM BDR MAHKOTA CHERAS | INDOOR SINGLE CHAMBER |  | 11/0.415 kV | 20021101 | RUMAH PAM | 0 | Pass | null
303704685 | TNB | DISTRIBUTION | CHERAS | Existing | BCRS/PCE/J00582 | AUDIO EXPRESS (TANMING) | CB 3S | CB |  |  | AUDIO EXPRESS (TANMING) | ATTACHED |  | 11/0.415 kV | 18/07/1998 |  | 0 | Pass | null
303704841 | TNB | DISTRIBUTION | CHERAS | Existing | BCRS/PCE/J00782 | SETIA KASTURI NO 4 | RMU 2S+1F | RMU 2S + 1F |  |  | SETIA KASTURI NO 4 | ATTACHED SINGLE |  | 11/0.415 kV | 20031111 |  | 0 | Pass | null
303708869 | TNB | DISTRIBUTION | CHERAS | Existing | BCRS/PCE/J00917 | BANGUNAN SAPURA | CB 3S | CB |  |  | BANGUNAN SAPURA | ATTACHED |  | 11/0.415 kV | 18/07/1998 |  | 0 | Pass | null
303713812 | TNB | DISTRIBUTION | CHERAS | Existing | BCRS/PCE/J00670 | SETIA NO 2 BALAKONG | RMU 2S+1F | RMU 2S + 1F |  |  | SETIA NO 2 BALAKONG | INDOOR SINGLE CHAMBER |  | 11/0.415 kV | 20031101 |  | 0 | Pass | null
303714193 | TNB | DISTRIBUTION | CHERAS | Existing | BCRS/PCE/J00570 | PADAT LOT 1898 JLN KPB 9 | RMU 2S+1F | RMU 2S + 1F |  |  | PADAT LOT 1898 JLN KPB 9 | COMPACT SUBS |  | 11/0.415 kV | 18/07/1998 | KAWASAN PERINDUSTRIAN BALAKONG | 0 | Pass | null
303720018 | TNB | DISTRIBUTION | CHERAS | Existing | BCRS/PCE/J00786 | TANMING RAYA NO 4 | RMU 2S+1F | RMU 2S + 1F |  |  | TANMING RAYA NO 4 | INDOOR DOUBLE CHAMBER |  | 11/0.415 kV | 18/07/1998 |  | 0 | Pass | null
303720442 | TNB | DISTRIBUTION | CHERAS | Existing | BCRS/PCE/J00461 | Y&L METAL INDUSTRIES - B2330 | RMU 3S+1F | RMU 3S+1F |  |  | Y&L METAL INDUSTRIES - B2330 | INDOOR SINGLE CHAMBER |  | 11/0.415 kV | 18/07/1998 |  | 0 | Pass | null
303720591 | TNB | DISTRIBUTION | CHERAS | Existing | BCRS/PCE/J00067 | PKNS BKT KUNDANG | CB 2S+1F | CB + 1 TX |  |  | PKNS BKT KUNDANG | INDOOR SINGLE CHAMBER |  | 11/0.415 kV | 19971101 |  | 0 | Pass | null
302091533 | TNB | DISTRIBUTION | CHERAS | Existing | BCRS/PCE/J00058 | KG SG MICHU A/T | RMU 2S+1F | RMU 2S + 1F |  |  | KG SG MICHU A/T | PENCAWANG ATAS TIANG (PAT) |  | 11/0.415 kV | 19981101 |  | 0 | Pass
303726891 | TNB | DISTRIBUTION | CHERAS | Existing | BCRS/PCE/J00367 | WATTA BATTERY NO 2 | RMU 2S+1F | RMU 2S + 1F |  |  | WATTA BATTERY NO 2 | ATTACHED SINGLE |  | 11/0.415 kV | 19931111 |  | 0 | Pass | null
302908758 | TNB | DISTRIBUTION | CHERAS | Existing | BCRS/PCE/J00084 | SG LUI NO 2 BT 21 1/2 A/T | RMU 2S+1F | RMU 2S + 1F |  |  | SG LUI NO 2 BT 21 1/2 A/T | PENCAWANG ATAS TIANG (PAT) |  | 11/0.415 kV | 20061101 |  | 0 | Pass
303727280 | TNB | DISTRIBUTION | CHERAS | Existing | BCRS/PCE/J00780 | COMPACT PAM MINYAK PROJET GRAND SAGA | RMU 2S+1F | RMU 2S + 1F |  |  | COMPACT PAM MINYAK PROJET GRAND SAGA | COMPACT SUBS |  | 11/0.415 kV | 18/07/1998 |  | 0 | Pass | null
303730468 | TNB | DISTRIBUTION | CHERAS | Existing | BCRS/PCE/J00674 | TMN BKT EMAS NO 2 | RMU 2S+2F | RMU 2S + 2F |  |  | TMN BKT EMAS NO 2 | INDOOR SINGLE CHAMBER |  | 11/0.415 kV | 20041101 |  | 0 | Pass | null
303731779 | TNB | DISTRIBUTION | CHERAS | Existing | BCRS/PCE/J00927 | COUNTRY HEIGHT PARADE NO 3 | RMU 2S+1F | RMU 2S + 1F |  |  | COUNTRY HEIGHT PARADE NO 3 | INDOOR DOUBLE CHAMBER |  | 11/0.415 kV | 18/07/1998 |  | 0 | Pass | null
303731895 | TNB | DISTRIBUTION | CHERAS | Existing | BCRS/PCE/J00220 | BDR SG LONG NO 10 | CB 2S+2F | CB + 2 TX |  |  | BDR SG LONG NO 10 | INDOOR DOUBLE CHAMBER |  | 11/0.415 kV | 20001101 |  | 0 | Pass | null
303732110 | TNB | DISTRIBUTION | CHERAS | Existing | BCRS/PCE/J00283 | ENG SIONG | RMU 2S+1F | RMU 2S + 1F |  |  | ENG SIONG | ATTACHED SINGLE |  | 11/0.415 kV | 20051101 |  | 0 | Pass | null
303735025 | TNB | DISTRIBUTION | CHERAS | Existing | BCRS/PCE/J00381 | BRONLEY HILL NO 1 | RMU 2S+2F | RMU 2S+2F (A) |  |  | BRONLEY HILL NO 1 | INDOOR DOUBLE CHAMBER |  | 11/0.415 kV | 18/07/1998 |  | 0 | Pass | null
303735146 | TNB | DISTRIBUTION | CHERAS | Existing | BCRS/PCE/J00265 | BDR MAHKOTA CHERAS NO. 5 | CB 2S+2F | CB + 2 TX |  |  | BDR MAHKOTA CHERAS NO. 5 | INDOOR DOUBLE CHAMBER |  | 11/0.415 kV | 20021101 |  | 0 | Pass | null
303735361 | TNB | DISTRIBUTION | CHERAS | Existing | BCRS/PCE/J00452 | JLN PAHLAWAN 1/3 | RMU 2S+1F | RMU 2S + 1F |  |  | JLN PAHLAWAN 1/3 | INDOOR SINGLE CHAMBER |  | 11/0.415 kV | 20051101 |  | 0 | Pass | null
303735477 | TNB | DISTRIBUTION | CHERAS | Existing | BCRS/PCE/J00554 | TANMING JAYA INDUSTRIAL PARK | RMU 2S+2F | RMU 2S + 2F |  |  | TANMING JAYA INDUSTRIAL PARK | ATTACHED DOUBLE |  | 11/0.415 kV | 18/07/1998 |  | 0 | Pass | null
303741518 | TNB | DISTRIBUTION | CHERAS | Existing | BCRS/PCE/J00507 | JLN MAS 3 TMN LAGENDA MAS | RMU 2S+2F | RMU 2S + 2F |  |  | JLN MAS 3 TMN LAGENDA MAS | INDOOR DOUBLE CHAMBER |  | 11/0.415 kV | 18/07/1998 |  | 0 | Pass | null
303744646 | TNB | DISTRIBUTION | CHERAS | Existing | BCRS/PCE/J00358 | KAW PERUSAHAAN CHERAS JAYA NO 1 | RMU 2S+2F | RMU 2S + 2F |  |  | KAW PERUSAHAAN CHERAS JAYA NO 1 | INDOOR DOUBLE CHAMBER |  | 11/0.415 kV | 19951101 | PE KAWASAN PERUSAHAAN CHERAS JAYA NO1 B0570 | 0 | Pass | null
303744803 | TNB | DISTRIBUTION | CHERAS | Existing | BCRS/PCE/J00540 | MINES HERITAGE | CB 5S+1BS | SSU 11kV Single Bus (BS) |  |  | MINES HERITAGE | ATTACHED |  | 11/0.415 kV | 20001101 |  | 0 | Pass | null
303745224 | TNB | DISTRIBUTION | CHERAS | Existing | BCRS/PCE/J00613 | SUPERSAVE C.P | RMU 2S+2F | RMU 2S + 2F |  |  | SUPERSAVE C.P | ATTACHED DOUBLE |  | 11/0.415 kV | 20061101 |  | 0 | Pass | null
303750558 | TNB | DISTRIBUTION | CHERAS | Existing | BCRS/PCE/J00688 | YAT ENGINEERING | RMU 2S+1F | RMU 2S + 1F |  |  | YAT ENGINEERING | ATTACHED SINGLE |  | 11/0.415 kV | 19971101 |  | 0 | Pass | null
303756824 | TNB | DISTRIBUTION | CHERAS | Existing | BCRS/PCE/J00361 | NGEE MING SHOE MANUFACTURE | CB 3S | CB |  |  | NGEE MING SHOE MANUFACTURE | ATTACHED |  | 11/0.415 kV | 19971101 |  | 0 | Pass | null
303756940 | TNB | DISTRIBUTION | CHERAS | Existing | BCRS/PCE/J00656 | DESA SERDANG NO 6 | RMU 2S+1F | RMU 2S + 1F |  |  | DESA SERDANG NO 6 | INDOOR SINGLE CHAMBER |  | 11/0.415 kV | 19951111 |  | 0 | Pass | null
303757051 | TNB | DISTRIBUTION | CHERAS | Existing | BCRS/PCE/J00499 | JALAN KASTURI TMN KASTURI | RMU 2S+1F | RMU 2S + 1F |  |  | JALAN KASTURI TMN KASTURI | INDOOR SINGLE CHAMBER |  | 11/0.415 kV | 18/12/2003 |  | 0 | Pass | null
303757167 | TNB | DISTRIBUTION | CHERAS | Existing | BCRS/PCE/J00123 | TMN CHERAS PERDANA NO 2 | RMU 3S+2F | RMU 3S+2F |  |  | TMN CHERAS PERDANA NO 2 | INDOOR DOUBLE CHAMBER |  | 11/0.415 kV | 19931101 |  | 0 | Pass | null
303757357 | TNB | DISTRIBUTION | CHERAS | Existing | BCRS/PCE/J00966 | SUMBER MAJU | RMU 2S + 1F | RMU 2S + 1F |  |  | SUMBER MAJU | COMPACT SUBS |  | 11/0.415 kV | 18/07/1998 |  | 0 | Pass | null
303757473 | TNB | DISTRIBUTION | CHERAS | Existing | BCRS/PCE/J00617 | TROPICAL EXPANSION | RMU 2S+1F | RMU 2S + 1F |  |  | TROPICAL EXPANSION | SEMI INDOOR |  | 11/0.415 kV | 20041101 | SEPARUH CEMENNT | 0 | Pass | null
303760243 | TNB | DISTRIBUTION | CHERAS | Existing | BCRS/PCE/J00301 | SOLID GOLD | RMU 2S+2F | RMU 2S + 2F |  |  | SOLID GOLD | INDOOR DOUBLE CHAMBER |  | 11/0.415 kV | 19901101 | SAMBUNG DGN PAGAR | 0 | Pass | null
303760400 | TNB | DISTRIBUTION | CHERAS | Existing | BCRS/PCE/J00684 | RMH PANGSA KOS RENDAH NO 2 IMPIAN EHSAN | RMU 2S+1F | RMU 2S + 1F |  |  | RMH PANGSA KOS RENDAH NO 2 IMPIAN EHSAN | INDOOR DOUBLE CHAMBER |  | 11/0.415 kV | 20031101 |  | 0 | Pass | null
303760516 | TNB | DISTRIBUTION | CHERAS | Existing | BCRS/PCE/J00580 | TANMING RAYA NO 3 | RMU 3S+2F | RMU 3S+2F |  |  | TANMING RAYA NO 3 | INDOOR DOUBLE CHAMBER |  | 11/0.415 kV | 18/07/1998 |  | 0 | Pass | null
303760673 | TNB | DISTRIBUTION | CHERAS | Existing | BCRS/PCE/J00607 | BELIMBING HEIGHTS NO 1 | RMU 2S+2F | RMU 2S + 2F |  |  | BELIMBING HEIGHTS NO 1 | ATTACHED DOUBLE |  | 11/0.415 kV | 20041101 |  | 0 | Pass | null
303762533 | TNB | DISTRIBUTION | CHERAS | Existing | BCRS/PCE/J00203 | TMN LINGKARAN NUR | RMU 2S+2F | RMU 2S + 2F |  |  | TMN LINGKARAN NUR | INDOOR DOUBLE CHAMBER |  | 11/0.415 kV | 20021101 |  | 0 | Pass | null
303762847 | TNB | DISTRIBUTION | CHERAS | Existing | BCRS/PCE/J00722 | MALAYSIAN MEGA GALVANIES | RMU 2S+1F | RMU 2S + 1F |  |  | MALAYSIAN MEGA GALVANIES | OUTDOOR (OD WITH SWTCHGEAR) |  | 11/0.415 kV | 19961101 | 5207 | 0 | Pass | null
303762963 | TNB | DISTRIBUTION | CHERAS | Existing | BCRS/PCE/J00091 | KEMACAHAYA NO 2 | RMU 2S+1F | RMU 2S + 1F |  |  | KEMACAHAYA NO 2 | INDOOR DOUBLE CHAMBER |  | 11/0.415 kV | 19981101 |  | 0 | Pass | null
303763236 | TNB | DISTRIBUTION | CHERAS | Existing | BCRS/PCE/J00456 | CHERAS VISTA BMC | RMU 2S+1F | RMU 2S + 1F |  |  | CHERAS VISTA BMC | INDOOR DOUBLE CHAMBER |  | 11/0.415 kV | 20011101 |  | 0 | Pass | null
303078415 | TNB | DISTRIBUTION | CHERAS | Existing | BCRS/PCE/J00069 | KG DARUL HIDAYAH A/T | RMU 2S+1F | RMU 2S + 1F |  |  | KG DARUL HIDAYAH A/T | PENCAWANG ATAS TIANG (PAT) |  | 11/0.415 kV | 19961101 |  | 0 | Pass
303784494 | TNB | DISTRIBUTION | CHERAS | Existing | BCRS/PCE/J00968 | RAKR TMN SURIA DESA SERDANG | RMU 2S+1F | RMU 2S+2F (C) |  |  | RAKR TMN SURIA DESA SERDANG | ATTACHED SINGLE |  | 11/0.415 kV | 20051111 |  | 0 | Pass | null
303790508 | TNB | DISTRIBUTION | CHERAS | Existing | BCRS/PCE/J00181 | BTHO NO 15 | CB 3S+2F | CB + 2 TX |  |  | BTHO NO 15 | INDOOR DOUBLE CHAMBER |  | 11/0.415 kV | 20001101 |  | 0 | Pass | null
303790770 | TNB | DISTRIBUTION | CHERAS | Existing | BCRS/PCE/J00210 | AIM RIGHT | RMU 2S+1F | RMU 2S + 1F |  |  | AIM RIGHT | OUTDOOR (OD WITH SWTCHGEAR) |  | 11/0.415 kV | 19961101 |  | 0 | Pass | null
303790886 | TNB | DISTRIBUTION | CHERAS | Existing | BCRS/PCE/J00563 | TECH AIR IND | RMU 2S+1F | RMU 2S + 1F |  |  | TECH AIR IND | ATTACHED SINGLE |  | 11/0.415 kV | 19961111 | PE TECHAIR IND. | 0 | Pass | null
303791003 | TNB | DISTRIBUTION | CHERAS | Existing | BCRS/PCE/J00145 | TMN CHERAS PERMAI | RMU 2S+1F | RMU 2S+2F (C) |  |  | TMN CHERAS PERMAI | INDOOR DOUBLE CHAMBER |  | 11/0.415 kV | 19911101 |  | 0 | Pass | null
303797656 | TNB | DISTRIBUTION | CHERAS | Existing | BCRS/PCE/J00263 | BDR MAHKOTA CHERAS NO. 3 | CB 2S+2F | CB + 2 TX |  |  | BDR MAHKOTA CHERAS NO. 3 | INDOOR DOUBLE CHAMBER |  | 11/0.415 kV | 20021101 |  | 0 | Pass | null
303797871 | TNB | DISTRIBUTION | CHERAS | Existing | BCRS/PCE/J00546 | TMN PERINDUSTRIAN SG BALAK | RMU 2S+2F | RMU 2S + 2F |  |  | TMN PERINDUSTRIAN SG BALAK | INDOOR DOUBLE CHAMBER |  | 11/0.415 kV | 20071101 |  | 0 | Pass | null
303801176 | TNB | DISTRIBUTION | CHERAS | Existing | BCRS/PCE/J00029 | SEKOLAH SRI CEMPAKA | RMU 2S+2F | RMU 2S + 2F |  |  | SEKOLAH SRI CEMPAKA | INDOOR DOUBLE CHAMBER |  | 11/0.415 kV | 20011101 |  | 0 | Pass | null
303801335 | TNB | DISTRIBUTION | CHERAS | Existing | BCRS/PCE/J00640 | WHITEX GARMENT | RMU 2S+1F | RMU 2S + 1F |  |  | WHITEX GARMENT | ATTACHED SINGLE |  | 11/0.415 kV | 19901101 | LABEL TIADA PADA PE | 0 | Pass | null
303801451 | TNB | DISTRIBUTION | CHERAS | Existing | BCRS/PCE/J00339 | SENORITA | RMU 2S+1F | RMU 2S + 1F |  |  | SENORITA | ATTACHED SINGLE |  | 11/0.415 kV | 19961101 |  | 0 | Pass | null
303801568 | TNB | DISTRIBUTION | CHERAS | Existing | BCRS/PCE/J00241 | PUTRI JAYA NO 2 | RMU 2S+2F | RMU 2S + 2F |  |  | PUTRI JAYA NO 2 | INDOOR DOUBLE CHAMBER |  | 11/0.415 kV | 19961101 |  | 0 | Pass | null
303801875 | TNB | DISTRIBUTION | CHERAS | Existing | BCRS/PCE/J00126 | TMN CHERAS PERDANA NO 3 | RMU | RMU 2S + 1F |  |  | TMN CHERAS PERDANA NO 3 | INDOOR SINGLE CHAMBER |  | 11/0.415 kV | 20031101 |  | 0 | Pass | null
303801991 | TNB | DISTRIBUTION | CHERAS | Existing | BCRS/PCE/J00325 | SG BESI INDAH NO 3 | RMU 2S+2F | RMU 2S + 2F |  |  | SG BESI INDAH NO 3 | INDOOR DOUBLE CHAMBER |  | 11/0.415 kV | 20001101 |  | 0 | Pass | null
303611311 | TNB | DISTRIBUTION | CHERAS | Existing | BCRS/PCE/J00087 | KG PAYA LEBAR A/T | RMU 2S+1F | RMU 2S + 1F |  |  | KG PAYA LEBAR A/T | PENCAWANG ATAS TIANG (PAT) |  | 11/0.415 kV | 19901101 |  | 0 | Pass
303803152 | TNB | DISTRIBUTION | CHERAS | Existing | BCRS/PCE/J00583 | DESA KL ENTERPRISE | RMU 2S+1F | RMU 2S+1F (B) |  |  | DESA KL ENTERPRISE | OUTDOOR (OD WITH SWTCHGEAR) |  | 11/0.415 kV | 20051101 |  | 0 | Pass | null
303803268 | TNB | DISTRIBUTION | CHERAS | Existing | BCRS/PCE/J00130 | CHERAS PERDANA NO 7 | RMU 2S+1F | RMU 2S+1F (B) |  |  | CHERAS PERDANA NO 7 | INDOOR SINGLE CHAMBER |  | 11/0.415 kV | 19961111 |  | 0 | Pass | null
303803384 | TNB | DISTRIBUTION | CHERAS | Existing | BCRS/PCE/J00890 | BKT. RASA SAYANG | RMU 2S+1F | RMU 2S + 1F |  |  | BKT. RASA SAYANG | INDOOR SINGLE CHAMBER |  | 11/0.415 kV | 18/07/1998 |  | 0 | Pass | null
303803500 | TNB | DISTRIBUTION | CHERAS | Existing | BCRS/PCE/J00766 | LOT 5757 KIDAMAI | RMU 3S+1F | RMU 3S+1F |  |  | LOT 5757 KIDAMAI | INDOOR DOUBLE CHAMBER |  | 11/0.415 kV | 18/07/1998 |  | 0 | Pass | null
303803686 | TNB | DISTRIBUTION | CHERAS | Existing | BCRS/PCE/J00266 | BDR MAHKOTA CHERAS NO. 6 | CB 2S+2F | CB + 2 TX |  |  | BDR MAHKOTA CHERAS NO. 6 | INDOOR DOUBLE CHAMBER |  | 11/0.415 kV | 20021101 |  | 0 | Pass | null
303803901 | TNB | DISTRIBUTION | CHERAS | Existing | BCRS/PCE/J00277 | YEW CHAI SENG | RMU 2S+1F | RMU 2S + 1F |  |  | YEW CHAI SENG | ATTACHED SINGLE |  | 11/0.415 kV | 19911101 |  | 0 | Pass | null
303804018 | TNB | DISTRIBUTION | CHERAS | Existing | BCRS/PCE/J00457 | RUMAH PANGSA TMN DESA KARUMAS | RMU 2S+2F | RMU 2S + 2F |  |  | RUMAH PANGSA TMN DESA KARUMAS | ATTACHED DOUBLE |  | 11/0.415 kV | 18/07/1998 |  | 0 | Pass | null
303822717 | TNB | DISTRIBUTION | CHERAS | Existing | BCRS/PCE/J00174 | BTHO NO 13 | RMU 2S+2F | RMU 2S + 2F |  |  | BTHO NO 13 | INDOOR DOUBLE CHAMBER |  | 11/0.415 kV | 19981111 |  | 0 | Pass | null
303825472 | TNB | DISTRIBUTION | CHERAS | Existing | BCRS/PCE/J00027 | TMN ALAM JAYA NO 1 | RMU 3S+2F | RMU 3S+2F |  |  | TMN ALAM JAYA NO 1 | INDOOR DOUBLE CHAMBER |  | 11/0.415 kV | 19861101 |  | 0 | Pass | null
303825667 | TNB | DISTRIBUTION | CHERAS | Existing | BCRS/PCE/J00079 | MASTER SHANGHAI | RMU 2S+1F | RMU 2S + 1F |  |  | MASTER SHANGHAI | ATTACHED SINGLE |  | 11/0.415 kV | 19981101 |  | 0 | Pass | null
303825783 | TNB | DISTRIBUTION | CHERAS | Existing | BCRS/PCE/J00256 | BDR MAHKOTA CHERAS NO 14 | CB 3S+1F | CB + 1 TX |  |  | BDR MAHKOTA CHERAS NO 14 | INDOOR DOUBLE CHAMBER |  | 11/0.415 kV | 20021101 |  | 0 | Pass | null
303825989 | TNB | DISTRIBUTION | CHERAS | Existing | BCRS/PCE/J00778 | 3V PERABOT | RMU 2S+2F | RMU 2S + 2F |  |  | 3V PERABOT | ATTACHED DOUBLE |  | 11/0.415 kV | 18/07/1998 |  | 0 | Pass | null
303826138 | TNB | DISTRIBUTION | CHERAS | Existing | BCRS/PCE/J00762 | BKT ANGKAT COMPACT SG CHUA | RMU 2S+1F | RMU 2S + 1F |  |  | BKT ANGKAT COMPACT SG CHUA | COMPACT SUBS |  | 11/0.415 kV | 18/07/1998 |  | 0 | Pass | null
303830055 | TNB | DISTRIBUTION | CHERAS | Existing | BCRS/PCE/J00373 | SENORITA NO 2 | CB 2S+2F | CB + 2 TX |  |  | SENORITA NO 2 | ATTACHED DOUBLE |  | 11/0.415 kV | 20001101 |  | 0 | Pass | null
303830270 | TNB | DISTRIBUTION | CHERAS | Existing | BCRS/PCE/J00182 | BTHO NO 16 | RMU 2S+2F | RMU 2S + 2F |  |  | BTHO NO 16 | INDOOR DOUBLE CHAMBER |  | 11/0.415 kV | 20001101 |  | 0 | Pass | null
303836617 | TNB | DISTRIBUTION | CHERAS | Existing | BCRS/PCE/J00385 | HONG KONG TOYS | RMU 2S+1F | RMU 2S + 1F |  |  | HONG KONG TOYS | INDOOR SINGLE CHAMBER |  | 11/0.415 kV | 20031101 |  | 0 | Pass | null
303858691 | TNB | DISTRIBUTION | CHERAS | Existing | BCRS/PCE/J00925 | WISMA PAUSON | RMU 2S+1F | RMU 2S+1F (B) |  |  | WISMA PAUSON | ATTACHED SINGLE |  | 11/0.415 kV | 20091101 | XDE NAMA,IKUT NAMA WISMA | 0 | Pass | null
303934622 | TNB | DISTRIBUTION | CHERAS | Existing | BCRS/PCE/J00698 | CLUB HOUSE JADE HILL | RMU 2S+1F | RMU 2S+1F (A) |  |  | CLUB HOUSE JADE HILL | ATTACHED SINGLE |  | 11/0.415 kV | 20091101 |  | 0 | Pass | null
303944582 | TNB | DISTRIBUTION | CHERAS | Existing | BCRS/PCE/J00650 | HASIL KARYA S/B | RMU 2S+1F | RMU 2S + 1F |  |  | HASIL KARYA S/B | ATTACHED SINGLE |  | 11/0.415 kV | 20071111 | P/E HASIL KARYA SDN BHD LOT 1839 JLN KPB 6 | 0 | Pass | null
303954566 | TNB | DISTRIBUTION | CHERAS | Existing | BCRS/PCE/J00844 | PERSIARAN SG LONG 1/5 | RMU 2S+1F | RMU 2S + 1F |  |  | PERSIARAN SG LONG 1/5 | INDOOR SINGLE CHAMBER |  | 11/0.415 kV | 20071111 | PERSIARAN BUKIT SUNGAI LONG 1/5, BUKIT SUNGAI LONG | 0 | Pass | null
303988838 | TNB | DISTRIBUTION | CHERAS | Existing | BCRS/PCE/J00836 | RUMAH PANGSA KOS RENDAH TMN WAWASAN | RMU 2S+1F | RMU 2S + 1F |  |  | RUMAH PANGSA KOS RENDAH TMN WAWASAN | INDOOR SINGLE CHAMBER |  | 11/0.415 kV | 18/07/1998 | NO PE: (BB5476) | 0 | Pass | null
303996141 | TNB | DISTRIBUTION | CHERAS | Existing | BCRS/PCE/J00549 | PERSIARAN BKT SG LONG NO 1 | RMU 2S+2F | RMU 2S + 2F |  |  | PERSIARAN BKT SG LONG NO 1 | INDOOR DOUBLE CHAMBER |  | 11/0.415 kV | 18/07/1998 | BBB5372 | 0 | Pass | null
304041226 | TNB | DISTRIBUTION | CHERAS | Existing | BCRS/PCE/J00834 | TMN LESTARI INDAH | RMU 2S+1F | RMU 2S + 1F |  |  | TMN LESTARI INDAH | INDOOR SINGLE CHAMBER |  | 11/0.415 kV | 18/07/1998 | CRS 0030 | 0 | Pass | null
304084392 | TNB | DISTRIBUTION | CHERAS | Existing | BCRS/PCE/J00489 | COMPACT PANGSUN (EMPANGAN PANGSUN) | RMU 2S+1F | RMU 2S+1F (B) |  |  | COMPACT PANGSUN (EMPANGAN PANGSUN) | COMPACT SUBS |  | 11/0.415 kV | 18/07/1998 |  | 0 | Pass | null
424741280 | TNB | DISTRIBUTION | CHERAS | Existing | BCRS/PCE/J01341 | D-CRS-C16-0627 | CB 3S | CB |  |  | D-CRS-C16-0627 | ATTACHED |  |  |  | PE KILANG SEE YAT SING | 0 | Pass | null
424741596 | TNB | DISTRIBUTION | CHERAS | Existing | BCRS/PCE/J01346 | D-CRS-C16-0654 | RMU 2S + 1F | RMU 2S + 1F |  |  | D-CRS-C16-0654 | ATTACHED |  |  |  | PE SILK I PARK | 0 | Pass | null
424742224 | TNB | DISTRIBUTION | CHERAS | Existing | BCRS/PCE/J01333 | D-CRS-C16-0631 | CB 6S | SSU 11kV Single Bus (BS) |  |  | D-CRS-C16-0631 | ATTACHED |  |  |  | SSU GREEN RESIDENCE | 0 | Pass | null
424742801 | TNB | DISTRIBUTION | CHERAS | Existing | BCRS/PCE/J01340 | PE TASIK VISTA RESIDEN | CB 6S | CB + 2 TX |  |  | PE TASIK VISTA RESIDEN | ATTACHED |  |  |  | PE TASIK VISTA RESIDEN | 0 | Pass | null
424744230 | TNB | DISTRIBUTION | CHERAS | Existing | BCRS/PCE/J01353 | D-CRS-C16-0625 | RMU 2S + 2F | RMU 2S + 2F |  |  | D-CRS-C16-0625 | ATTACHED |  |  |  | PE STN MRT BUKIT DUKONG | 0 | Pass | null
424749676 | TNB | DISTRIBUTION | CHERAS | Existing | BCRS/PCE/J01331 | D-CRS-C16-0333 | RMU 2S + 1F | RMU 2S + 1F |  |  | D-CRS-C16-0333 | ATTACHED |  |  |  | PE PUSAT NIAGA TANMING | 0 | Pass | null
303635054 | TNB | DISTRIBUTION | CHERAS | Existing | BCRS/PCE/J00073 | DUSUN TUA MASJID A/T | RMU 2S+1F | RMU 2S + 1F |  |  | DUSUN TUA MASJID A/T | PENCAWANG ATAS TIANG (PAT) |  | 11/0.415 kV | 20071101 |  | 0 | Pass
427300940 | TNB | DISTRIBUTION | CHERAS | Existing | BCRS/SSU/J00009 | SSU WOTP | CB 7S | SSU 11kV Single Bus (BS) |  |  | SSU WOTP | INDOOR DOUBLE CHAMBER |  | 11 kV |  |  | 0 | Pass | null
427301496 | TNB | DISTRIBUTION | CHERAS | Existing | BCRS/PCE/J01257 | PE WOTP CHERAS NO 2 | RMU 2S + 2F | RMU 2S + 2F |  |  | PE WOTP CHERAS NO 2 | ATTACHED |  | 11 kV |  |  | 0 | Pass | null
427302600 | TNB | DISTRIBUTION | CHERAS | Existing | BCRS/PCE/J01254 | PE WOTP CHERAS NO 3 | RMU | RMU 3S+2F |  |  | PE WOTP CHERAS NO 3 | ATTACHED |  | 11 kV |  |  | 0 | Pass | null
427303310 | TNB | DISTRIBUTION | CHERAS | Existing | BCRS/PCE/J01255 | PE WOTP CHERAS NO 4 | RMU 2S + 2F | RMU 2S + 2F |  |  | PE WOTP CHERAS NO 4 | ATTACHED |  | 11 kV |  |  | 0 | Pass | null
427898164 | TNB | DISTRIBUTION | CHERAS | Existing | BCRS/PCE/J00662 | BUKIT BAYU NO 2 | RMU | RMU 2S + 1F |  |  | BUKIT BAYU NO 2 | INDOOR SINGLE CHAMBER |  | 11/0.415 kV | 19991101 |  | 0 | Pass | null
427983778 | TNB | DISTRIBUTION | CHERAS | Existing | BCRS/PCE/J00960 | RUMAH SRI KENANGAN | RMU 2S + 1F | RMU 2S + 1F |  |  | RUMAH SRI KENANGAN | INDOOR SINGLE CHAMBER |  | 11/0.415 kV | 20100701 |  | 0 | Pass | null
428048247 | TNB | DISTRIBUTION | CHERAS | Existing | BCRS/PCE/J01316 | PE LOT 33132A BALAKONG | RMU | RMU 2S + 1F |  |  | PE LOT 33132A BALAKONG | ATTACHED |  | 11 kV |  |  | 0 | Pass | null
428077581 | TNB | DISTRIBUTION | CHERAS | Existing | BCRS/PCE/J01261 | PE PDT FLAT SEKAMAT | RMU | RMU 2S + 1F |  |  | PE PDT FLAT SEKAMAT | ATTACHED |  | 11 kV |  |  | 0 | Pass | null
428079626 | TNB | DISTRIBUTION | CHERAS | Existing | BCRS/PCE/J01259 | PE SILK RESIDENCE | CB | CB |  |  | PE SILK RESIDENCE | ATTACHED |  | 11 kV |  |  | 0 | Pass | null
428112029 | TNB | DISTRIBUTION | CHERAS | Existing | BCRS/PCE/J01248 | PE PADAT AZ-ZAHRAH | RMU 2S + 1F | RMU 2S + 1F |  |  | PE PADAT AZ-ZAHRAH | ATTACHED |  | 11 kV |  |  | 0 | Pass | null
428112743 | TNB | DISTRIBUTION | CHERAS | Existing | BCRS/PCE/J01263 | PE PDT TANG YEOW WAH | RMU | RMU 2S + 1F |  |  | PE PDT TANG YEOW WAH | COMPACT SUBS |  | 11 kV | 25/11/2015 |  | 0 | Pass | null
428113460 | TNB | DISTRIBUTION | CHERAS | Existing | BCRS/PCE/J01322 | PDT WEI HUNG KPB 4 | RMU | RMU 2S + 1F |  |  | PDT WEI HUNG KPB 4 | ATTACHED SINGLE |  | 11/0.415 kV |  |  | 0 | Pass | null
428195344 | TNB | DISTRIBUTION | CHERAS | Existing | BCRS/PCE/J01329 | PE SPECRIVER SDN BHD | RMU 2S + 1F | RMU 2S + 1F |  |  | PE SPECRIVER SDN BHD | ATTACHED |  | 11 kV |  | PE SPECRIVER | 0 | Pass | null
428352265 | TNB | DISTRIBUTION | CHERAS | Existing | BCRS/PCE/J01282 | PE PDT SG MACAU | RMU | RMU 2S + 1F |  |  | PE PDT SG MACAU | ATTACHED |  | 11 kV |  |  | 0 | Pass | null
428356559 | TNB | DISTRIBUTION | CHERAS | Existing | BCRS/PCE/J01251 | PE JEMCO DEVELOPMENT | RMU | RMU 2S + 2F |  |  | PE JEMCO DEVELOPMENT | ATTACHED |  | 11 kV |  |  | 0 | Pass | null
428357610 | TNB | DISTRIBUTION | CHERAS | Existing | BCRS/PCE/J01249 | PE PADAT JEMCO DEV | RMU | RMU 2S + 1F |  |  | PE PADAT JEMCO DEV | ATTACHED |  | 11 kV |  |  | 0 | Pass | null
428360853 | TNB | DISTRIBUTION | CHERAS | Existing | BCRS/PCE/J01296 | PE PDT PEH AH SOON KBP 6 | RMU 2S+1F | RMU 2S + 1F |  |  | PE PDT PEH AH SOON KBP 6 | ATTACHED |  | 11 kV |  |  | 0 | Pass | null
428365147 | TNB | DISTRIBUTION | CHERAS | Existing | BCRS/PCE/J01293 | PE PDT PSTN KG BARU | RMU | RMU 2S + 1F |  |  | PE PDT PSTN KG BARU | ATTACHED |  | 11 kV |  |  | 0 | Pass | null
428382323 | TNB | DISTRIBUTION | CHERAS | Existing | BCRS/PCE/J01298 | PE HQ HASIL KARYA | RMU | RMU 2S + 1F |  |  | PE HQ HASIL KARYA | ATTACHED |  | 11 kV |  |  | 0 | Pass | null
428386617 | TNB | DISTRIBUTION | CHERAS | Existing | BCRS/PCE/J01271 | PE 737 APARTMENT NO 2 | RMU | RMU 2S + 1F |  |  | PE 737 APARTMENT NO 2 | ATTACHED |  |  |  |  | 0 | Pass | null
428387576 | TNB | DISTRIBUTION | CHERAS | Existing | BCRS/PCE/J01270 | PE 737 APARTMENT NO 1 | RMU 2S + 2F | RMU 2S + 2F |  |  | PE 737 APARTMENT NO 1 | ATTACHED |  |  |  |  | 0 | Pass | null
428395205 | TNB | DISTRIBUTION | CHERAS | Existing | BCRS/PCE/J01297 | PE PDT KAMPUNG SG TEKALI | RMU 2S + 1F | RMU 2S + 1F |  |  | PE PDT KAMPUNG SG TEKALI | ATTACHED |  | 11 kV |  |  | 0 | Pass | null
303698669 | TNB | DISTRIBUTION | CHERAS | Existing | BCRS/PCE/J00898 | DONGLAI | RMU 2S+1F | RMU 2S + 1F |  |  | DONGLAI | PENCAWANG ATAS TIANG (PAT) |  | 11/0.415 kV | 18/07/1998 |  | 0 | Pass
428468203 | TNB | DISTRIBUTION | CHERAS | Existing | BCRS/PCE/J01283 | PE CHERAS SELATAN 118 | RMU | RMU 2X (2S + 1F) |  |  | PE CHERAS SELATAN 118 | ATTACHED |  |  |  |  | 0 | Pass | null
428563019 | TNB | DISTRIBUTION | CHERAS | Existing | BCRS/PCE/J01045 | TMN MESRA UTAMA IMPIAN EHSAN | RMU 3S+1F | RMU 3S+1F |  |  | TMN MESRA UTAMA IMPIAN EHSAN | INDOOR SINGLE CHAMBER |  | 11/0.415 kV | 30/05/2012 |  | 0 | Pass | null
428642512 | TNB | DISTRIBUTION | CHERAS | Existing | BCRS/PCE/J01337 | D-CRS-C16-0628 | RMU 2S + 1F | RMU 2S + 1F |  |  | D-CRS-C16-0628 | ATTACHED |  |  |  | PE RESIDENSI 9 CHERAS 2 | 0 | Pass | null
428643105 | TNB | DISTRIBUTION | CHERAS | Existing | BCRS/PCE/J01336 | D-CRS-C16-0628 | RMU 2S + 2F | RMU 2S + 2F |  |  | D-CRS-C16-0628 | ATTACHED |  |  |  | PE RESIDENSI 9 CHERAS 1 | 0 | Pass | null
428987777 | TNB | DISTRIBUTION | CHERAS | Existing | BCRS/PCE/J01300 | PE PDT SENJA NO 2 | RMU 2S + 1F | RMU 2S + 1F |  |  | PE PDT SENJA NO 2 | ATTACHED |  |  |  | D-CRS-C16-0524 | 0 | Pass | null
428988287 | TNB | DISTRIBUTION | CHERAS | Existing | BCRS/PCE/J01304 | PE SENJA NO 5 | RMU | RMU 3S+1F |  |  | PE SENJA NO 5 | ATTACHED |  |  |  | D-CRS-C16-0524 | 0 | Pass | null
428988938 | TNB | DISTRIBUTION | CHERAS | Existing | BCRS/PCE/J01301 | PE PDT SENJA NO 6 | RMU 2S + 1F | RMU 2S + 1F |  |  | PE PDT SENJA NO 6 | ATTACHED |  |  |  | D-CRS-C16-0524 | 0 | Pass | null
428989455 | TNB | DISTRIBUTION | CHERAS | Existing | BCRS/PCE/J01302 | PE PDT SENJA NO 4 | RMU 2S + 1F | RMU 2S + 1F |  |  | PE PDT SENJA NO 4 | ATTACHED |  |  |  | D-CRS-C16-0524 | 0 | Pass | null
428989966 | TNB | DISTRIBUTION | CHERAS | Existing | BCRS/PCE/J01303 | PE PDT SENJA NO 3 | RMU 2S + 1F | RMU 2S + 1F |  |  | PE PDT SENJA NO 3 | ATTACHED |  |  |  | D-CRS-C16-0524 | 0 | Pass | null
429305533 | TNB | DISTRIBUTION | CHERAS | Existing | BCRS/PCE/J01216 | PE PADAT SG MAMPIR | RMU | RMU 2S + 1F |  |  | PE PADAT SG MAMPIR | COMPACT SUBS |  |  |  |  | 0 | Pass | null
429306208 | TNB | DISTRIBUTION | CHERAS | Existing | BCRS/PCE/J01294 | PE SIN CHEE HENG | RMU 2S + 1F | RMU 2S + 1F |  |  | PE SIN CHEE HENG | ATTACHED |  |  |  | SIN CHEE HENG | 0 | Pass | null
429344179 | TNB | DISTRIBUTION | CHERAS | Existing | BCRS/PCE/J01274 | PE D' LANGAT | RMU 2S + 1F | RMU 2S + 1F |  |  | PE D' LANGAT | ATTACHED |  | 11 kV |  |  | 0 | Pass | null
429400001 | TNB | DISTRIBUTION | CHERAS | Existing | BCRS/PCE/J01289 | PE JADE HILL I-PARK | RMU 2S + 2F | RMU 2S + 2F |  |  | PE JADE HILL I-PARK | INDOOR DOUBLE CHAMBER |  | 11/0.415 kV | 22/03/2016 |  | 0 | Pass | null
429445330 | TNB | DISTRIBUTION | CHERAS | Existing | BCRS/SSU/J00012 | SSU TALENT TEAM | CB 8S + 1BS | SSU 11kV Single Bus (BS) |  |  | SSU TALENT TEAM | INDOOR DOUBLE CHAMBER |  | 11 kV |  |  | 0 | Pass | null
429446135 | TNB | DISTRIBUTION | CHERAS | Existing | BCRS/PCE/J01345 | PE CHERAS VISTA 6 | RMU 2S + 2F | RMU 2S + 2F |  |  | PE CHERAS VISTA 6 | ATTACHED |  |  |  | PE CHERAS VISTA 6 | 0 | Pass | null
429816589 | TNB | DISTRIBUTION | CHERAS | Existing | BCRS/SSU/J00011 | SSU TMN WAWASAN 1A | CB 9S + 1BS | SSU 11kV Single Bus (BS) |  |  | SSU TMN WAWASAN 1A | INDOOR DOUBLE CHAMBER |  | 11 kV |  |  | 0 | Pass | null
433582443 | TNB | DISTRIBUTION | CHERAS | Existing | BCRS/PCE/J00711 | INDUSTRI BALAKONG JAYA NO 2 | CB 4S | CB |  |  | INDUSTRI BALAKONG JAYA NO 2 | INDOOR DOUBLE CHAMBER |  | 11/0.415 kV | 20041101 |  | 0 | Pass | null
434992610 | TNB | DISTRIBUTION | CHERAS | Existing | BCRS/PCE/J01352 | PE IWK SG LONG | RMU 2S + 1F | RMU 2S + 1F |  |  | PE IWK SG LONG | ATTACHED |  |  |  | PDT IWK SG LONG | 0 | Pass | null
435444398 | TNB | DISTRIBUTION | CHERAS | Existing | BCRS/PCE/J01287 | D-CRS-C16-0656 | RMU 2S + 1F | RMU 2S + 1F |  |  | D-CRS-C16-0656 | ATTACHED |  |  |  | PE JLN WIRA HEIGHTS 5 | 0 | Pass | null
435570479 | TNB | DISTRIBUTION | CHERAS | Existing | BCRS/PCE/J01309 | D-CRS-C16-0659 | RMU 2S + 2F | RMU 2S + 2F |  |  | D-CRS-C16-0659 | ATTACHED |  |  |  | PE EATON INT. SCHOOL | 0 | Pass | null
435750827 | TNB | DISTRIBUTION | CHERAS | Existing | BCRS/PCE/J01314 | D-CRS-C16-0665 | RMU | RMU 2S + 1F |  |  | D-CRS-C16-0665 | ATTACHED |  |  |  | PDT WENG ZENG SDN BHD | 0 | Pass | null
437058347 | TNB | DISTRIBUTION | CHERAS | Existing | BCRS/PCE/J01334 | PE PDT CHERAS VISTA 4 | RMU 2S + 1F | RMU 2S + 1F |  |  | PE PDT CHERAS VISTA 4 | ATTACHED |  |  |  | CHERAS VISTA 4 | 0 | Pass | null
437193611 | TNB | DISTRIBUTION | CHERAS | Existing | BCRS/PCE/J01244 | PE JLN HULUBALANG BMC | RMU | RMU 2S + 1F |  |  | PE JLN HULUBALANG BMC | INDOOR SINGLE CHAMBER |  |  |  |  | 0 | Pass | null
438129703 | TNB | DISTRIBUTION | CHERAS | Existing | BCRS/PCE/J01243 | KTM SERDANG | RMU | RMU 2S + 1F |  |  | KTM SERDANG | INDOOR SINGLE CHAMBER |  | 11/0.415 kV |  | KTM SERDANG | 0 | Pass | null
438383049 | TNB | DISTRIBUTION | CHERAS | Existing | BCRS/PCE/J01277 | PE PDT ENNAI PLASTIK | RMU 2S + 1F | RMU 2S + 1F |  |  | PE PDT ENNAI PLASTIK | ATTACHED |  |  |  |  | 0 | Pass | null
438581048 | TNB | DISTRIBUTION | CHERAS | Existing | BCRS/PCE/J00169 | BTHO NO 3 | RMU | RMU 3S+2F |  |  | BTHO NO 3 | ATTACHED DOUBLE |  | 11/0.415 kV | 20001101 |  | 0 | Pass | null
438696636 | TNB | DISTRIBUTION | CHERAS | Existing | BCRS/PCE/J00443 | SG LONG MEDICAL CENTRE | RMU | RMU 3S |  |  | SG LONG MEDICAL CENTRE | ATTACHED |  | 11/0.415 kV | 18/07/1998 |  | 0 | Pass | null
438699998 | TNB | DISTRIBUTION | CHERAS | Existing | BCRS/PCE/J00835 | TMN LANGAT CERIA | CB 4S | CB |  |  | TMN LANGAT CERIA | ATTACHED DOUBLE |  | 11/0.415 kV | 18/07/1998 |  | 0 | Pass | null
440431287 | TNB | DISTRIBUTION | CHERAS | Existing | BCRS/PCE/J01325 | PE WOO SHAO CON | RMU 2S + 2F | RMU 2S + 2F |  |  | PE WOO SHAO CON | ATTACHED |  |  |  | PE WOO SHAO CON | 0 | Pass | null
440432575 | TNB | DISTRIBUTION | CHERAS | Existing | BCRS/PCE/J01324 | PE LOT 4 BHS BOOK (D-CRS-C16-0700) | CB 5S | SSU 11kV Single Bus (BS) |  |  | PE LOT 4 BHS BOOK (D-CRS-C16-0700) | ATTACHED SINGLE |  | 11/0.415 kV |  | PE LOT 4, BHS BOOK PRINTING SDN BHD | 0 | Pass | null
440435581 | TNB | DISTRIBUTION | CHERAS | Existing | BCRS/PCE/J01326 | D-CRS-C16-0644 | RMU 2S + 2F | RMU 2S + 2F |  |  | D-CRS-C16-0644 | ATTACHED |  |  |  | PE JADITE SUITE 2 | 0 | Pass | null
441912717 | TNB | DISTRIBUTION | CHERAS | Existing | BCRS/SSU/J00010 | SSU YOU VISTA CITY (c16-0543) | CB 5S | SSU 11kV Single Bus (BS) |  |  | SSU YOU VISTA CITY (c16-0543) | INDOOR DOUBLE CHAMBER |  | 11 kV |  |  | 0 | Pass | null
441913272 | TNB | DISTRIBUTION | CHERAS | Existing | BCRS/PCE/J01338 | PE LOT 2297 BUKIT ANGKAT | RMU 2S + 2F | RMU 2S + 2F |  |  | PE LOT 2297 BUKIT ANGKAT | INDOOR DOUBLE CHAMBER |  | 11/0.415 kV |  | PE LOT 2297 BKT ANGKAT | 0 | Pass | null
441917011 | TNB | DISTRIBUTION | CHERAS | Existing | BCRS/PCE/J01323 | D-CRS-C16-0684 | RMU 2S + 1F | RMU 2S + 1F |  |  | D-CRS-C16-0684 | ATTACHED |  |  |  | PE TMN CASA LAGENDA | 0 | Pass | null
441917631 | TNB | DISTRIBUTION | CHERAS | Existing | BCRS/PCE/J01311 | D-CRS-C16-0620 | CB 5S | CB |  |  | D-CRS-C16-0620 | ATTACHED |  |  |  | PE EMERALD RESIDENCE | 0 | Pass | null
442900371 | TNB | DISTRIBUTION | CHERAS | Existing | BCRS/PCE/J01310 | PE SAVILLE CHERAS KONDO(0605) | CB 4S | CB |  |  | PE SAVILLE CHERAS KONDO(0605) | ATTACHED |  |  |  |  | 0 | Pass | null
442900726 | TNB | DISTRIBUTION | CHERAS | Existing | BCRS/PCE/J01330 | PE PDT TMN VILLA SAKURA (0691) | RMU 2S + 1F | RMU 2S + 1F |  |  | PE PDT TMN VILLA SAKURA (0691) | ATTACHED |  |  |  |  | 0 | Pass | null
442901384 | TNB | DISTRIBUTION | CHERAS | Existing | BCRS/PCE/J01342 | PE CLOUDTREE NO 1 | RMU | RMU 2S + 2F |  |  | PE CLOUDTREE NO 1 | ATTACHED |  |  |  | PE CLOUDTREE NO.1 | 0 | Pass | null
442902434 | TNB | DISTRIBUTION | CHERAS | Existing | BCRS/PCE/J01344 | PE CLOUDTREE NO 3 | RMU 2S + 2F | RMU 2S + 2F |  |  | PE CLOUDTREE NO 3 | ATTACHED |  |  |  |  | 0 | Pass | null
442903484 | TNB | DISTRIBUTION | CHERAS | Existing | BCRS/PCE/J01343 | PE CLOUDTREE NO 2 | RMU | RMU 2S + 2F |  |  | PE CLOUDTREE NO 2 | ATTACHED |  |  |  |  | 0 | Pass | null
442999099 | TNB | DISTRIBUTION | CHERAS | Existing | BCRS/PCE/J01313 | PE YEW LUM BALAKONG JAYA | RMU 2S + 1F | RMU 2S + 1F |  |  | PE YEW LUM BALAKONG JAYA | ATTACHED |  |  |  |  | 0 | Pass | null
443003393 | TNB | DISTRIBUTION | CHERAS | Existing | BCRS/PCE/J01356 | SSU ONE AMERIN NO 1 | CB | SSU 11kV Single Bus (BS) |  |  | D-CRS-C15-0606 | ATTACHED |  |  |  |  | 0 | Pass | null
443003809 | TNB | DISTRIBUTION | CHERAS | Existing | BCRS/PCE/J01357 | SSU ONE AMERIN NO 2 | CB | SSU 11kV Single Bus (BS) |  |  | D-CRS-C15-0606 | ATTACHED |  |  |  |  | 0 | Pass | null
443888606 | TNB | DISTRIBUTION | CHERAS | Existing | BCRS/PCE/J01381 | PDT SHELL BMC | RMU | RMU 2S + 1F |  |  | PDT SHELL BMC | COMPACT SUBS |  |  | 19700101 |  | 0 | Pass | null
445051631 | TNB | DISTRIBUTION | CHERAS | Existing | BCRS/PCE/J01369 | D-CRS-C15-0624 | RMU | RMU 3S+1F |  |  | D-CRS-C15-0624 | ATTACHED |  |  |  | PE DREAM CITY B3 | 0 | Pass | null
445052281 | TNB | DISTRIBUTION | CHERAS | Existing | BCRS/PCE/J01370 | D-CRS-C15-0624 | RMU | RMU 2S + 2F |  |  | D-CRS-C15-0624 | ATTACHED |  |  |  | PE DREAMCITY C1 | 0 | Pass | null
445053337 | TNB | DISTRIBUTION | CHERAS | Existing | BCRS/PCE/J01368 | D-CRS-C15-0624 | RMU | RMU 2S + 2F |  |  | D-CRS-C15-0624 | ATTACHED |  |  |  | PE DREAMCITY C3 | 0 | Pass | null
445054393 | TNB | DISTRIBUTION | CHERAS | Existing | BCRS/PCE/J01367 | D-CRS-C15-0624 | CB 9S | SSU 11kV Single Bus (BS) |  |  | D-CRS-C15-0624 | ATTACHED |  |  |  | SSU DREAMCITY C2 | 0 | Pass | null
445091615 | TNB | DISTRIBUTION | CHERAS | Existing | BCRS/PCE/J01312 | LOT 31975 BINA PLASTIC INDUSTRIES | CB 5S | SSU 11kV Single Bus (BS) |  |  | BINA PLASTIC INDUSTRIES | ATTACHED SINGLE |  | 11/0.415 kV |  |  | 0 | Pass | null
427293183 | TNB | DISTRIBUTION | CHERAS | Existing | BCRS/PCE/J00114 | KG SG TEKALI NO 2 A/T | RMU 2S + 1F | RMU 2S + 1F |  |  | KG SG TEKALI NO 2 A/T | PENCAWANG ATAS TIANG (PAT) |  | 11/0.415 kV | 20061101 |  | 0 | Pass
456696959 | TNB | DISTRIBUTION | CHERAS | Existing | BCRS/PCE/J01373 | D-CRS-C17-0680 | RMU | RMU 2S + 2F |  |  | D-CRS-C17-0680 | ATTACHED |  |  |  | PE SUTERA HEIGHTS | 0 | Pass | null