## Switch Bank
Id | Label | Feeder Label | Record ID | Father ID | ERMS Functional Location | ERMS Equipment No | Status | Phasing | Circuit ID | Feeder Direction | Normal Status | Operating Status | Class | Rated Voltage | Operating Voltage | Insulation Type | Date Commissioned | Year of Manufacturing | Serial Number | Mounting Type | Brand | Manufacturer [Old] | Panel Serial No | Truck Sl.no | Substation Name | Interconnect Type | Operating Mechanism | Load Break Indicator | Ground Type | Owner Name | Owner Type | Operational Area | Mirrored | Dry impluse withstand voltage (KV) | Scada Control ID | Scada Monitor ID | Scada Type | Gang Operated Indicator | Country of Manufacture | Isolator Location | Rated Operating Motor Voltage | Power Frequency Withstand Voltage (KV) | Rated Continous Current | Breaking Current [kA] | Making Current | Fault Level Current [kA] | Switch Number | Defect Doc Available? | Bus Section | Net book value | Asset useful life | Contract No | Control State | Address | Remarks | Switch Bank Units
5032684 | B12566 | B12566 |  |  |  |  | Existing | RYB | PBEL(P)-9 | B01942 PE YAT ENGRG WORKS | CLOSED | CLOSED | LINK |  | 11 kV | GAS |  |  |  |  | INDKOM | INDKOM | 13092111023 | NOT APPLICABLE | PADAT TECK LEE | SUBSTATION | Unknown | NO | Unknown | DISTRIBUTION | TNB | CHERAS | Unknown | 75 |  |  |  | NO |  |  |  | 28 |  | 0.63 | 50 | 20 | B12566 | NO | NOT APPLICABLE | [6 empty] | 3
5032685 | B12564 | B12564 |  |  |  |  | Existing | RYB | PBEL(P)-9 | B11127 PE LOT 1779 JLN KPB 4 | CLOSED | CLOSED | LINK |  | 11 kV | GAS |  |  |  |  | INDKOM | INDKOM | 13092111023 | NA | PADAT TECK LEE | SUBSTATION | Unknown | NO | NONE | DISTRIBUTION | TNB | CHERAS | NO | 75 |  |  |  | NO |  |  |  | 28 |  | 0.63 | 50 | 20 | B12564 | NO | [7 empty] | 3
5414910 | B12474 | B12474 |  |  |  |  | Existing | RYB | CJYA-12 | PE LEW MEW CHOI | CLOSED | CLOSED | LINK |  | 11 kV | GAS |  |  |  |  | INDKOM | INDKOM | 1302219397 | N/A | MERCEDES | SUBSTATION | Unknown | NO | Unknown | DISTRIBUTION | TNB | CHERAS | Unknown | 75 |  |  | Unknown | NO |  | LINE |  | 28 |  | 0.63 | 50 | 20 | B12474 | NO | N/A | [6 empty] | 3
5414911 | B12475 | B12475 |  |  |  |  | Existing | RYB | CJYA-12 | PE LEW MEW CHOI NO 2 | CLOSED | CLOSED | LINK |  | 11 kV | GAS |  |  |  | Unknown | INDKOM | INDKOM | 1302219397 | N/A | MERCEDES | SUBSTATION | Unknown | NO | Unknown | DISTRIBUTION | TNB | CHERAS | Unknown | 75 |  |  | Unknown | NO |  |  |  | 28 |  | 0.63 | 50 | 20 | B12475 | NO | N/A | [6 empty] | 3
5457698 | B12336 | PPU LMAS CB 10 | 6825833 | 6825832 | BCRS/PCE/J00436/MB | 300431451 | Existing | RYB | LMAS-10 | PPU LMAS CB 10 | CLOSED | CLOSED | LINK |  | 11 kV | GAS | 2003-11-01 |  |  | Unknown | SCHNEIDER | MTM | SF-2012-W04-5-0070 |  | TMN SEGAR PERDANA NO 5 | SUBSTATION | Unknown | Unknown | Unknown | DISTRIBUTION | TNB | CHERAS | Unknown | 75 |  |  | Unknown | Unknown |  | Unknown |  | 28 |  | 0.63 | 50 | 20 | B12336 | Unknown |  |  |  |  | 0 | TMN SEGAR PERDANA NO 5 |  | 3
6097484 | B12529 | RICHWAY (B11654) |  |  | BCRS/PCE/J01111/MBB12529 |  | Existing | RYB | BTHO-1 | PE RICHWAY (B11654) | CLOSED | CLOSED | LINK |  | 11 kV | GAS |  |  |  | Unknown | LUCY | W. LUCY LTD & CO. LTD | SF0006514 | N/A | PE MPSB LOT 62034 | SUBSTATION | Unknown | NO | NONE | DISTRIBUTION | TNB | CHERAS | NO | 75 |  |  | Unknown | NO |  | LINE |  | 28 |  | 0.63 | 50 | 20 | B12529 | NO | [7 empty] | 3
6097485 | B12530 | PERSIARAN BUDIMAN (B11894) |  |  | BCRS/PCE/J01111/MBB12530 |  | Existing | RYB | BTHO-1 | PE PERSIARAN BUDIMAN (B11894) | CLOSED | CLOSED | LINK |  | 11 kV | GAS |  |  |  |  | LUCY | W. LUCY LTD & CO. LTD | SF0006514 |  | PE MPSB LOT 62034 | SUBSTATION | Unknown | NO | NONE | DISTRIBUTION | TNB | CHERAS | NO | 75 |  |  | Unknown | NO |  | LINE |  | 28 |  | 0.63 | 50 | 20 | B12530 | NO | [7 empty] | 3
6158392 | B12816 | B12816 |  |  |  |  | Existing | RYB | MHCR-3 | PE VISTA CITY JLN PANGLIMA | CLOSED | CLOSED | LINK |  | 11 kV | GAS |  |  |  | Unknown | INDKOM | INDKOM | 13122111524 | N/A | PDT SURIA MAHKOTA | SUBSTATION | Unknown | NO | Unknown | DISTRIBUTION | TNB | CHERAS | NO | 75 |  |  | Unknown | Unknown |  |  |  | 28 |  | 0.63 | 50 | 20 | B12816 | NO |  |  |  |  | Unknown |  |  | 3
6158393 | B12814 | B12814 |  |  |  |  | Existing | RYB | MHCR-3 | PE SURIA COURT | CLOSED | CLOSED | LINK |  | 11 kV | GAS |  |  |  | Unknown | INDKOM | INDKOM | 13122111524 | N/A | PDT SURIA MAHKOTA | SUBSTATION | Unknown | NO | NONE | DISTRIBUTION | TNB | CHERAS | NO | 75 |  |  | Unknown | NO |  | Unknown |  | 28 |  | 0.63 | 50 | 20 | B12814 | NO | N/A | [6 empty] | 3
6307937 | B12850 | B12850 |  |  |  |  | Existing | RYB | SGLN-9 | B08453 PE TAMAN PINGGIRAN MAHKOTA | CLOSED | CLOSED | LINK |  | 11 kV | GAS |  |  |  |  | F_and_G | INDKOM | 13062110654 | N/A | MAHKOTA HILLS | SUBSTATION | Unknown | NO | NONE | DISTRIBUTION | TNB | CHERAS | NO | 75 |  |  | Unknown | NO |  | LINE |  | 28 |  | 0.63 | 50 | 20 | B12850 | NO | [7 empty] | 3
6307938 | B12851 | B12851 |  |  |  |  | Existing | RYB | SGLN-9 | B13562 PE PDT VISTA HILL NO.2 | CLOSED | CLOSED | LINK |  | 11 kV | GAS |  |  |  |  | F_and_G | INDKOM | 13062110654 | N/A | MAHKOTA HILLS | SUBSTATION | Unknown | NO | NONE | DISTRIBUTION | TNB | CHERAS | NO | 75 |  |  | Unknown | NO |  | LINE |  | 28 |  | 0.63 | 50 | 20 | B12851 | NO | [7 empty] | 3
6350924 | B12718 |  |  |  | BCRS/PCE/J01146/MB1 | 310523195 | Existing | RYB | MHCR-6 | B12719 PE BUDIMAN BUSINESS NO.2 | CLOSED | CLOSED | LINK |  | 11 kV | GAS |  |  |  |  | TOSHIBA | TOSHIBA | 1D2L2TB1177 |  | BUDIMAN BUSINESS NO 1 | SUBSTATION | Unknown | NO | NONE | DISTRIBUTION | TNB | CHERAS | NO | 75 |  |  | Unknown | NO |  | Unknown |  | 28 |  | 0.63 | 50 | 20 | B12718 | NO | [7 empty] | 3
6350930 | B12715 |  |  |  | BCRS/PCE/J01146/MB1 | 310523195 | Existing | RYB | MHCR-6 | B06280 PE LIM KOK YEONG | CLOSED | CLOSED | LINK |  | 11 kV | GAS |  |  |  |  | TOSHIBA | TOSHIBA | 1D2L2TB1177 |  | BUDIMAN BUSINESS NO 1 | SUBSTATION | Unknown | NO | NONE | DISTRIBUTION | TNB | CHERAS | NO | 75 |  |  | Unknown | NO |  | Unknown |  | 28 |  | 0.63 | 50 | 20 | B12715 | NO | [7 empty] | 3
6352261 | B12719 | [5 empty] | Existing | RYB | MHCR-6 | B12722 PE BUDIMAN BUSINESS NO.1 | CLOSED | CLOSED | LINK |  | 11 kV | GAS |  |  |  |  | TOSHIBA | TOSHIBA | 1D2L2T B1179 |  | BUDIMAN BUSINESS NO 2 | SUBSTATION | Unknown | NO | NONE | DISTRIBUTION | TNB | CHERAS | NO | 75 |  |  | Unknown | NO |  | Unknown |  | 28 |  | 0.63 | 50 | 20 | B12719 | NO | [7 empty] | 3
6352267 | B12722 | [5 empty] | Existing | RYB | MHCR-6 | B10868 PE RUMAH SRI KENANGA | CLOSED | CLOSED | LINK |  | 11 kV | GAS |  |  |  |  | TOSHIBA | TOSHIBA | 1D2L2T B1179 |  | BUDIMAN BUSINESS NO 2 | SUBSTATION | Unknown | NO | NONE | DISTRIBUTION | TNB | CHERAS | NO | 75 |  |  | Unknown | NO |  | Unknown |  | 28 |  | 0.63 | 50 | 20 | B12722 | NO | [7 empty] | 3
6488238 | B12832 | [5 empty] | Existing | RYB | MHCR-6 | RUMAH ORANG ORANG TUA | CLOSED | CLOSED | LINK |  | 11 kV | GAS |  |  |  |  | LUCY |  | SF00085746 |  | TAMAN SINAR HARAPAN | Unknown | Unknown | NO | NONE | DISTRIBUTION | TNB | CHERAS | Unknown | 75 |  |  |  | NO |  |  |  | 28 |  | 0.63 | 50 | 20 | B12832 | Unknown | [7 empty] | 3
6488239 | B12834 | [5 empty] | Existing | RYB | MHCR-6 | RUMAH SRI KENAGAN | CLOSED | CLOSED | LINK |  | 11 kV | GAS |  |  |  |  | LUCY |  | SF00085746 |  | TAMAN SINAR HARAPAN | Unknown | Unknown | NO | NONE | DISTRIBUTION | TNB | CHERAS | Unknown | 75 |  |  |  | NO |  |  |  | 28 |  | 0.63 | 50 | 20 | B12834 | Unknown | [7 empty] | 3
6806029 | B12346 | PE DAIDO AMSTAR (M) SDN BHD | 6833228 | 6833227 | BCRS/PCE/J00580/MBB01348 | 300269142 | Existing | RYB | TAMI-14 | B12345 PE DAIDO AMSTAR (M) SDN BHD | CLOSED | CLOSED | LINK |  | 11 kV | GAS | 18/07/1998 |  |  | Unknown | TOPRANK | TAMCO | OD3L2T AY 13 | N/A | TANMING RAYA NO 3 | SUBSTATION | Unknown | Unknown | Unknown | DISTRIBUTION | TNB | CHERAS | Unknown | 75 |  |  | Unknown | Unknown |  | Unknown |  | 28 |  | 0.63 | 50 | 20 | B12346 | NO | N/A |  |  |  | 0 | TMN TANMING NO3 |  | 3
6806040 | B12345 | PE TAMAN TAMING NO3 |  |  | BCRS/PCE/J01007/MB | 300319296 | Existing | RYB | TAMI-14 | B12346 PE TAMAN TAMING NO3 | CLOSED | CLOSED | LINK |  | 11 kV | GAS | 2011-11-01 |  |  | Unknown | F_and_G | INDKOM | 1304319894 | N/A | DAIDO AMISTAR (M) SDN BHD | SUBSTATION | Unknown | NO | NONE | DISTRIBUTION | TNB | CHERAS | NO | 75 |  |  | Unknown | NO |  | LINE |  | 28 |  | 0.63 | 50 | 20 | B12345 | NO | N/A | [6 empty] | 3
8407864 | B11476 |  |  |  | BCRS/PCE/J01017/MB1 | 300318580 | Existing | RYB | BLKG-7 | B11825 PE COLOUR IMAGE | CLOSED | CLOSED | LINK |  | 11 kV | SF6 | 2013-02-07 |  |  | Unknown | TOSHIBA | TOPRANK | ID2L2T B1 36 |  | JLN JADE HILL 4/1 | SUBSTATION | Unknown | NO | NONE | DISTRIBUTION | TNB | CHERAS | NO | 75 |  |  | Unknown | NO |  | Unknown |  | 28 |  | 0.63 | 50 | 20 | B11476 | NO | [7 empty] | 3
8407870 | B11478 |  |  |  | BCRS/PCE/J01017/MB1 | 300318580 | Existing | RYB | BLKG-7 | B10920 PE JLN JADE HILL 2/1 | CLOSED | CLOSED | LINK |  | 11 kV | SF6 | 2013-02-07 |  |  | Unknown | TOSHIBA | TOPRANK | ID2L2T B1 36 |  | JLN JADE HILL 4/1 | SUBSTATION | Unknown | NO | NONE | DISTRIBUTION | TNB | CHERAS | NO | 75 |  |  | Unknown | NO |  | Unknown |  | 28 |  | 0.63 | 50 | 20 | B11478 | NO | [7 empty] | 3
8898400 | B01342 | B01342 |  |  | BCRS/PCE/J00787/MBB01342 | 300272359 | Existing | RYB | CJYA-3 | B01341 LAKSANA REALITY | CLOSED | CLOSED | LINK |  | 11 kV | GAS | 18/07/1998 |  |  |  | FALCON BETA | TAMCO | B2816647 | N/A | SAMWON RUBBER | SUBSTATION | Unknown | NO | NONE | DISTRIBUTION | TNB | CHERAS | NO | 75 |  |  | Unknown | NO |  | LINE |  | 28 |  | 0.63 | 50 | 20 | B01342 | NO | N/A | [6 empty] | 3
8898401 |  | LOOPING |  |  |  |  | Existing | RYB | CJYA-3 | LOOPING | CLOSED | CLOSED | LINK |  | 11 kV | GAS |  |  |  |  | FALCON BETA | TAMCO | B2816647 | N/A | SAMWON RUBBER | INTERCONNECT (OTHER UTILITY) | Unknown | NO | NONE | DISTRIBUTION | TNB | CHERAS | NO | 75 |  |  | Unknown | NO |  | LINE |  | 28 |  | 0.63 | 50 | 20 |  | NO | N/A | [6 empty] | 3
8898403 | B01344 | B01344 |  |  | BCRS/PCE/J00787/MBB05626 | 300272363 | Existing | RYB | CJYA-3 | B01345 PE TAMING RAYA NO 4 | CLOSED | CLOSED | LINK |  | 11 kV | GAS | 18/07/1998 |  |  |  | FALCON BETA | TAMCO | B295952 | N/A | SAMWON RUBBER | SUBSTATION | Unknown | NO | NONE | DISTRIBUTION | TNB | CHERAS | NO | 75 |  |  | Unknown | NO |  | LINE |  | 28 |  | 0.63 | 50 | 20 | B01344 | NO | N/A | [6 empty] | 3
8898411 |  | LOOPING |  |  |  |  | Existing | RYB | CJYA-3 | LOOPING | CLOSED | CLOSED | LINK |  | 11 kV | GAS |  |  |  |  | FALCON BETA | TAMCO | B295952 | N/A | SAMWON RUBBER | INTERCONNECT (OTHER UTILITY) | Unknown | NO | NONE | DISTRIBUTION | TNB | CHERAS | NO | 75 |  |  | Unknown | NO |  | LINE |  | 28 |  | 0.63 | 50 | 20 |  | NO | N/A | [6 empty] | 3
9532740 |  | LOOPING |  |  | N/A |  | Existing | RYB | CJYA-14 | LOOPING | CLOSED | CLOSED | LINK |  | 11 kV | GAS |  |  |  |  | FALCON BETA | TAMCO | D2106207 |  | LFIP NO 1 | Unknown | Unknown | NO | NONE | DISTRIBUTION | TNB | CHERAS | NO | 75 |  |  |  | NO |  | LINE |  | 28 |  | 0.63 | 50 | 20 |  | NO | [7 empty] | 3
9532742 |  | LOOPING |  |  | N/A |  | Existing | RYB | CJYA-14 | LOOPING | CLOSED | CLOSED | LINK |  | 11 kV | GAS |  |  |  |  | FALCON BETA | TAMCO | B21019228 |  | LFIP NO 1 | Unknown | Unknown | NO | NONE | DISTRIBUTION | TNB | CHERAS | NO | 75 |  |  |  | NO |  | LINE |  | 28 |  | 0.63 | 50 | 20 |  | NO | [7 empty] | 3
9532750 | B01948 | B01948 |  |  | BCRS/PCE/J00574/MBB01948 | 300268975 | Existing | RYB | CJYA-14 | PMU CHERAS JAYA VCB4 | CLOSED | CLOSED | LINK |  | 11 kV | GAS | 18/07/1998 |  |  |  | FALCON BETA | TAMCO | B21019228 |  | LFIP NO 1 | SUBSTATION | Unknown | NO | NONE | DISTRIBUTION | TNB | CHERAS | NO | 75 |  |  |  | NO |  | LINE |  | 28 |  | 50 | 50 | 20 | B01948 | NO | [7 empty] | 3
9532771 | B01951 | B01951 |  |  | BCRS/PCE/J00574/MBB01951 | 300268978 | Existing | RYB | CJYA-14 | B07441 TMN TAMING RIA | CLOSED | CLOSED | LINK |  | 11 kV | GAS | 18/07/1998 |  |  |  | FALCON BETA | INDKOM | D2106207 |  | LFIP NO 1 | SUBSTATION | Unknown | NO | NONE | DISTRIBUTION | TNB | CHERAS | NO | 75 |  |  |  | NO |  | LINE |  | 28 |  | 0.63 | 50 | 20 | B01951 | NO | [7 empty] | 3
9532807 | B01955 | B01955 |  |  | BCRS/PCE/J00795/MBB01955 | 300272378 | Existing | RYB | CJYA-14 | B05890 WOON HWA TRADING | CLOSED | CLOSED | LINK |  | 11 kV | GAS | 2012-11-11 |  |  |  | FALCON BETA | INDKOM | D2137102 |  | LFIP NO 3 | SUBSTATION | Unknown | NO | NONE | DISTRIBUTION | TNB | CHERAS | NO | 75 |  |  |  | NO |  | LINE |  | 28 |  | 0.63 | 50 | 20 | B01955 | NO | [7 empty] | 3
9532808 | B12411 | B012411 |  |  | BCRS/PCE/J00795/MBB01955 | 300272378 | Existing | RYB | CJYA-14 | LOOPING | CLOSED | CLOSED | LINK |  | 11 kV | GAS | 2012-11-11 |  |  |  | FALCON BETA | INDKOM | D2137102 |  | LFIP NO 3 | Unknown | Unknown | NO | NONE | DISTRIBUTION | TNB | CHERAS | NO | 75 |  |  |  | NO |  | LINE |  | 28 |  | 0.63 | 50 | 20 | B12411 | NO | [7 empty] | 3
9532810 | B01952 | B01952 |  |  | BCRS/PCE/J00795/MBB01952 | 300272374 | Existing | RYB | CJYA-14 | B07439 TMN TAMING RIA | CLOSED | CLOSED | LINK |  | 11 kV | GAS | 2012-11-11 |  |  |  | SCHNEIDER | INDKOM | 101525617 |  | LFIP NO 3 | SUBSTATION | Unknown | NO | NONE | DISTRIBUTION | TNB | CHERAS | NO | 75 |  |  |  | NO |  | LINE |  | 28 |  | 0.63 | 50 | 20 | B01952 | NO | [7 empty] | 3
9532818 | B12412 | B12412 |  |  | BCRS/PCE/J00795/MBB01952 | 300272374 | Existing | RYB | CJYA-14 | LOOPING | CLOSED | CLOSED | LINK |  | 11 kV | GAS | 2012-11-11 |  |  |  | SCHNEIDER | INDKOM | 101525617 |  | LFIP NO 3 | Unknown | Unknown | NO | NONE | DISTRIBUTION | TNB | CHERAS | NO | 75 |  |  |  | NO |  | LINE |  | 28 |  | 0.63 | 50 | 20 | B12412 | NO | [7 empty] | 3
10000763 | B02711 | B02711 |  |  | BCRS/PCE/J00687/MBB02711 | 300270755 | Existing | RYB |  | B02710 BERKAT HASIL 4B | CLOSED | CLOSED | LINK |  | 11 kV | GAS | 1996-11-01 |  |  |  | FALCON BETA | TAMCO | C960111 | N/A | ISC | SUBSTATION | Unknown | NO | NONE | DISTRIBUTION | TNB | CHERAS | NO | 75 |  |  | Unknown | NO |  | LINE |  | 28 |  | 0.63 | 50 | 20 | B02711 | NO | N/A | [6 empty] | 3
10000773 | B02713 | B02713 |  |  | BCRS/PCE/J00687/MBB02711 | 300270755 | Existing | RYB |  | B02714 BERKAT HASIL NO6 | CLOSED | CLOSED | LINK |  | 11 kV | GAS | 1996-11-01 |  |  |  | FALCON BETA | TAMCO | C/A960111 | N/A | ISC | SUBSTATION | Unknown | NO | NONE | DISTRIBUTION | TNB | CHERAS | NO | 75 |  |  | Unknown | NO |  | LINE |  | 28 |  | 0.63 | 50 | 20 | B02713 | NO | N/A | [6 empty] | 3
10000774 | B02712 | B02712 |  |  | BCRS/PCE/J00687/MBB02711 | 300270755 | Existing | RYB |  | PENGGUNA HT 11kV | CLOSED | CLOSED | LINK |  | 11 kV | GAS | 1996-11-01 |  |  |  | FALCON BETA | TAMCO | C960111 | N/A | ISC | SUBSTATION | Unknown | NO | NONE | DISTRIBUTION | TNB | CHERAS | NO | 75 |  |  | Unknown | NO |  | LINE |  | 28 |  | 0.63 | 50 | 20 | B02712 | NO | N/A | [6 empty] | 3
11005598 | B12704 | PE TAMAN PINGGIRAN SEKAMAT |  |  |  |  | Existing | RYB | SJIM-6 | B12688 PE TAMAN PINGGIRAN SEKAMAT | CLOSED | CLOSED | LINK |  | 11 kV | GAS |  |  |  | Unknown | TOSHIBA | TOSHIBA | 1D2L2TB1158 |  | TAMAN CHERAS IDAMAN NO 2 | SUBSTATION | Unknown | NO | Unknown | DISTRIBUTION | TNB | CHERAS | NO | 75 |  |  | Unknown | NO |  | Unknown |  | 28 |  | 0.63 | 50 | 20 | B12704 | NO | [7 empty] | 3
11005604 | B12701 | PE TAMAN CHERAS IDAMAN |  |  |  |  | Existing | RYB | SGLN-3 | B12687 PE TAMAN CHERAS IDAMAN | OPEN | OPEN | LINK |  | 11 kV | GAS |  |  |  | Unknown | TOSHIBA | TOSHIBA | 1D2L2TB1158 |  | TAMAN CHERAS IDAMAN NO 2 | SUBSTATION | Unknown | NO | NONE | DISTRIBUTION | TNB | CHERAS | NO | 75 |  |  | Unknown | NO |  | Unknown |  | 28 |  | 0.63 | 50 | 20 | B12701 | NO | [7 empty] | 3
11005749 | B12688 | PE TAMAN CHERAS IDAMAN 2 |  |  | BCRS/PCE/J00851/MBB12688 |  | Existing | RYB | SJIM-6 | B12704 PE TAMAN CHERAS IDAMAN 2 | CLOSED | CLOSED | LINK |  | 11 kV | GAS |  |  |  | Unknown | OMAZABAL | OMAZABAL | 1313S046 |  | TMN PINGGIRAN SEKAMAT | SUBSTATION | Unknown | NO | NONE | DISTRIBUTION | TNB | CHERAS | NO | 75 |  |  | Unknown | NO |  | Unknown |  | 28 |  | 0.63 | 50 | 20 | B12688 | NO | [7 empty] | 3
11005751 | B10225 | PE KG. RUMAH BIDAN |  |  | BCRS/PCE/J00851/MBB10225 |  | Existing | RYB | SJIM-6 | B05663 PE KG. RUMAH BIDAN | CLOSED | CLOSED | LINK |  | 11 kV | GAS |  |  |  | Unknown | OMAZABAL | OMAZABAL | 1313S046 |  | TMN PINGGIRAN SEKAMAT | SUBSTATION | Unknown | NO | NONE | DISTRIBUTION | TNB | CHERAS | NO | 75 |  |  | Unknown | NO |  | Unknown |  | 28 |  | 0.63 | 50 | 20 | B10225 | NO | [7 empty] | 3
11005754 | B10227 | PE TAMAN KASIH |  |  | BCRS/PCE/J00851/MBB10227 |  | Existing | RYB | SJIM-6 | B06803 PE TAMAN KASIH | OPEN | CLOSED | LINK |  | 11 kV | GAS |  |  |  | UNDEFINED | OMAZABAL | OMAZABAL | 1313S046 |  | TMN PINGGIRAN SEKAMAT | SUBSTATION | Unknown | NO | NONE | DISTRIBUTION | TNB | CHERAS | NO | 75 |  |  | Unknown | NO |  | Unknown |  | 28 |  | 0.63 | 50 | 20 | B10227 | NO | [7 empty] | 3
11005816 | B12687 | B12687 | 7007814 | 7007813 | BCRS/PCE/J00550/MBB08436 | 300268504 | Existing | RYB | SGLN-3 | B122701 PE TAMAN CHERAS IDAMAN 2 | CLOSED | CLOSED | LINK |  | 11 kV | GAS | 2005-11-01 |  |  | Unknown | FALCON BETA | VEI | B259598 |  | TAMAN CHERAS IDAMAN | SUBSTATION | Unknown | Unknown | Unknown | DISTRIBUTION | TNB | CHERAS | Unknown | 75 |  |  | Unknown | Unknown |  | Unknown |  | 28 |  | 0.63 | 50 | 20 | B12687 | Unknown |  |  |  |  | 0 | TAMAN CHERAS IDAMAN |  | 3
11656282 | B08774 | B03200 |  |  |  |  | Existing | RYB | PMU KJNG-2 | PADAT SAAS | CLOSED | CLOSED | LINK |  | 11 kV | GAS |  |  |  | Unknown | VEI | VEI | 25601 |  | RTM SEBERANG LAUT | SUBSTATION | Unknown | YES | Unknown | DISTRIBUTION | TNB | CHERAS | Unknown | Unknown | Unknown | Unknown | Unknown | NO |  | LINE | [5 empty] | 20 | B08774 | NO | Not applicable |  |  | Unknown | Unknown |  |  | 3
11656286 | B05539 | B03201 |  |  |  |  | Existing | RYB | PMU KJNG-2 | PENGGUNA NO.1 | CLOSED | CLOSED | LINK |  | 11 kV | GAS |  |  |  | Unknown | VEI | VEI | 25601 | Not applicable | RTM SEBERANG LAUT | Unknown | Unknown | YES | Unknown | DISTRIBUTION | TNB | CHERAS | Unknown | Unknown | Unknown | Unknown | Unknown | NO |  | LINE | [5 empty] | 20 | B05539 | NO | Not applicable |  |  | Unknown | Unknown |  |  | 3
11656290 | B08773 | B08773 |  |  |  |  | Existing | RYB | PMU KJNG-2 | LOOPING | CLOSED | CLOSED | LINK |  | 11 kV | GAS |  |  |  | Unknown | VEI | VEI | 25601 | Not applicable | RTM SEBERANG LAUT | Unknown | Unknown | YES | Unknown | DISTRIBUTION | TNB | CHERAS | Unknown | Unknown | Unknown | Unknown | Unknown | NO |  | LINE | [5 empty] | 20 | B08773 | NO | Not applicable |  |  | Unknown | Unknown |  |  | 3
11656298 | B03197 | B03197 |  |  |  |  | Existing | RYB | PMU KJNG-2 | SHUKOR SAKAM | CLOSED | CLOSED | LINK |  | 11 kV | GAS |  |  |  | Unknown | VEI | VEI | 25602 | Not applicable | RTM SEBERANG LAUT | SUBSTATION | Unknown | YES | NONE | DISTRIBUTION | TNB | CHERAS | Unknown | Unknown | Unknown | Unknown | Unknown | NO |  | LINE | [5 empty] | 20 | B03197 | NO | Not applicable |  |  | Unknown | Unknown |  |  | 3
11656302 | B03201 | B05539 |  |  |  |  | Existing | RYB | PMU KJNG-2 | PENGGUNA NO.2 | CLOSED | CLOSED | LINK |  | 11 kV | GAS |  |  |  | Unknown | VEI | VEI | 25602 | Not applicable | RTM SEBERANG LAUT | Unknown | Unknown | YES | Unknown | DISTRIBUTION | TNB | CHERAS | Unknown | Unknown | Unknown | Unknown | Unknown | NO |  | LINE | [5 empty] | 20 | B03201 | NO | Not applicable |  |  | Unknown | Unknown |  |  | 3
11656306 | B08772 | B08772 |  |  |  |  | Existing | RYB | PMU KJNG-2 | LOOPING | CLOSED | CLOSED | LINK |  | 11 kV | GAS |  |  |  | Unknown | VEI | VEI | 25602 | Not applicable | RTM SEBERANG LAUT | Unknown | Unknown | YES | Unknown | DISTRIBUTION | TNB | CHERAS | Unknown | Unknown | Unknown | Unknown | Unknown | NO |  | LINE | [5 empty] | 20 | B08772 | NO | Not applicable |  |  | Unknown | Unknown |  |  | 3
11723935 | B06359 | B06359 |  |  | BCRS/PCE/J00249/MBB06359 | 300006074 | Existing | RYB | MHCR-10 | JLN PAHLAWAN 2A/3 | CLOSED | CLOSED | LINK |  | 11 kV | GAS | 2002-11-01 |  |  |  | VEI | TAMCO | 25939 |  | BDR MAHKOTA CHERAS NO. 13 | SUBSTATION | Unknown | NO | NONE | DISTRIBUTION | TNB | CHERAS | NO | 75 |  |  |  | NO |  |  |  | 28 |  | 0.63 | 50 | 20 | B06359 | NO | [7 empty] | 3
11723941 | B06361 | B06361 |  |  | BCRS/PCE/J00249/MBB06359 | 300006074 | Existing | RYB | MHCR-10 | P/PURI MAHKOTA 1 | CLOSED | CLOSED | LINK |  | 11 kV | GAS | 2002-11-01 |  |  |  | VEI | TAMCO | 25939 |  | BDR MAHKOTA CHERAS NO. 13 | SUBSTATION | Unknown | NO | NONE | DISTRIBUTION | TNB | CHERAS | NO | 75 |  |  |  | NO |  |  |  | 28 |  | 0.63 | 50 | 20 | B06361 | NO | [7 empty] | 3
12736026 | B12749 | B12749 |  |  |  |  | Existing | RYB | MHCR-11 | VISTANA MAHKOTA (B10250) | CLOSED | CLOSED | LINK |  | 11 kV | GAS |  |  |  | Unknown | LUCY | W. LUCY LTD & CO. LTD | SSE/TNB448/12-1/0098 |  | PE 2 : SURIA RESIDENT NO.2 | SUBSTATION | Unknown | NO | NONE | DISTRIBUTION | TNB | CHERAS | NO | 75 |  |  |  | NO |  | LINE |  | 28 |  | 0.63 | 50 | 20 | B12749 | NO | [7 empty] | 3
12736038 | B12747 | B12747 |  |  |  |  | Existing | RYB | MHCR-11 | SURIA RESIDENCE NO. 1 | CLOSED | CLOSED | LINK |  | 11 kV | GAS |  |  |  |  | LUCY | W. LUCY LTD & CO. LTD | SSE/TNB448/12-1/0098 |  | PE 2 : SURIA RESIDENT NO.2 | SUBSTATION | Unknown | NO | NONE | DISTRIBUTION | TNB | CHERAS | NO | 75 |  |  |  | NO |  | LINE |  | 28 |  | 0.63 | 50 | 20 | B12747 | NO | [7 empty] | 3
12736771 | B12746 | B12746 |  |  |  |  | Existing | RYB | MHCR-11 | SURIA RESIDENCE NO. 2 | CLOSED | CLOSED | LINK |  | 11 kV | GAS |  |  |  |  | F_and_G | INDKOM | 13112211229 |  | PE 1 :SURIA RESIDENT NO.1 | SUBSTATION | Unknown | NO | NONE | DISTRIBUTION | TNB | CHERAS | NO | 75 |  |  |  | NO |  | LINE |  | 28 |  | 0.63 | 50 | 20 | B12746 | NO | [7 empty] | 3
12736775 | B12743 | B12743 |  |  |  |  | Existing | RYB | MHCR-11 | SISA LOJI RAWATAN NO. 1 | CLOSED | CLOSED | LINK |  | 11 kV | GAS |  |  |  |  | F_and_G | INDKOM | 13112211229 |  | PE 1 :SURIA RESIDENT NO.1 | SUBSTATION | Unknown | NO | NONE | DISTRIBUTION | TNB | CHERAS | NO | 75 |  |  |  | NO |  | LINE |  | 28 |  | 0.63 | 50 | 20 | B12743 | NO | [7 empty] | 3
12856383 | B11320 | B11320 |  |  | BCRS/PCE/J00789/MB1 | 300448347 | Existing | RYB | TSRA-2 | PE R.P. KOS RENDAH NO. 2 | CLOSED | CLOSED | LINK |  | 11 kV | GAS | 2012-11-11 |  |  | Unknown | F_and_G | TAMCO | 1007222756 | NOT APPLICABLE | TMN PERINDUSTRIAN ALFA IMPIAN NO 1 | SUBSTATION | Unknown | YES | Unknown | DISTRIBUTION | TNB | CHERAS | Unknown | 75 | Unknown | Unknown | Unknown | NO |  | LINE |  | 28 | 630.000 A | 0.063 | 50 | 20 | B11320 | NO | NOT APPLICABLE |  |  | Unknown | Unknown |  |  | 1
12856387 | B11323 | B11323 |  |  | BCRS/PCE/J00789/MB1 | 300448347 | Existing | RYB | TSRA-2 | PE TMN PERINDUSTRIAN ALFA IMPIAN NO 2 | CLOSED | CLOSED | LINK |  | 11 kV | GAS | 2012-11-11 |  |  |  | F_and_G | TAMCO | 1007222756 | NOT APPLICABLE | TMN PERINDUSTRIAN ALFA IMPIAN NO 1 | SUBSTATION | Unknown | YES | Unknown | DISTRIBUTION | TNB | CHERAS | Unknown | 75 | Unknown | Unknown | Unknown | NO |  | LINE |  | 28 | 630.000 A | 0.63 | 50 | 20 | B11323 | NO | NOT APPLICABLE |  |  | Unknown | Unknown |  |  | 1
13603865 | M1 | CJYA-5L5 | 6728506 | 6728722 |  |  | Existing | RYB |  | TJYA-4P5 | OPEN | OPEN | MAIN |  | Unknown | Unknown |  | 0 |  |  |  | Unknown |  |  |  | Unknown | Unknown | Unknown | Unknown | DISTRIBUTION | TNB | CHERAS | Unknown | Unknown |  |  |  | Unknown | [17 empty] | 3
13604057 | SPARE | CJYA-3L5 | 6728466 | 6728658 |  |  | Existing | RYB |  | SGLN-F96 | OPEN | OPEN | RESERVE |  | Unknown | Unknown |  | 0 |  |  |  | Unknown |  |  |  | Unknown | Unknown | Unknown | Unknown | DISTRIBUTION | TNB | CHERAS | Unknown | Unknown |  |  |  | Unknown | [17 empty] | 3
14518073 | B11305 | [5 empty] | Existing | RYB |  | B03974 PE SENADAYA SDN. BHD. | CLOSED | CLOSED | LINK |  | 11 kV | GAS |  |  |  |  | LUCY | EPE | SF6 159 |  | BINAFIMAS S/B NO 2 | Unknown | Unknown | NO | NONE | DISTRIBUTION | TNB | CHERAS | NO | 75 |  |  |  | NO |  |  |  | 28 |  | 0.63 | 50 | 20 | B11305 | NO | [7 empty] | 1
14518085 | B11307 | [5 empty] | Existing | RYB |  | B10811 PE BINAFIMAS SDN BHD | CLOSED | CLOSED | LINK |  | 11 kV | GAS |  |  |  |  | LUCY | EPE | SF6 159 |  | BINAFIMAS S/B NO 2 | Unknown | Unknown | NO | NONE | DISTRIBUTION | TNB | CHERAS | NO | 75 |  |  |  | NO |  |  |  | 28 |  | 0.63 | 50 | 20 | B11307 | NO | [7 empty] | 1
14518413 | B10808 |  |  |  | BCRS/PCE/J00553/MBB05799 | 300268513 | Existing | RYB |  | B09983 PE TMN PERIND. SG BALAK | CLOSED | CLOSED | LINK |  | 11 kV | GAS | 2009-11-01 |  |  |  | VEI | INDKOM | unknow |  | BINAFIMAS S/B | SUBSTATION | Unknown | NO | NONE | DISTRIBUTION | TNB | CHERAS | NO | 75 |  |  |  | NO |  |  |  | 28 |  | 0.63 | 50 | 20 | B10808 | NO | [7 empty] | 1
14518428 | B10811 |  |  |  | BCRS/PCE/J00553/MBB05799 | 300268513 | Existing | RYB |  | B11307 PE BINAFIMAS SDN. BHD. NO 2 | CLOSED | CLOSED | LINK |  | 11 kV | GAS | 2009-11-01 |  |  |  | VEI | INDKOM | unknow |  | BINAFIMAS S/B | SUBSTATION | Unknown | NO | NONE | DISTRIBUTION | TNB | CHERAS | NO | 75 |  |  |  | NO |  |  |  | 28 |  | 0.63 | 50 | 20 | B10811 | NO | [7 empty] | 1
14900717 | B12187 | LOOPING |  |  | BCRS/PCE/J00736/MBB02020 | 300271006 | Existing | RYB | TAMI-12 | LOOPING | CLOSED | CLOSED | LINK |  | 11 kV | GAS | 18/07/1998 |  |  | Unknown | F_and_G | INDKOM | 1101223654 |  | LFIP NO 2 | SUBSTATION | Unknown | Unknown | Unknown | DISTRIBUTION | TNB | CHERAS | Unknown | 75 |  |  | Unknown | Unknown |  | Unknown |  | 28 |  | 0.63 | 50 | 20 | B12187 | Unknown |  |  |  |  | 0 | LFIP NO 2 |  | 3
14900724 | B12188 | LOOPING | 6840204 |  | BCRS/PCE/J00736/MBB02025 | 300271011 | Existing | RYB | TAMI-12 | LOOPING | CLOSED | CLOSED | LINK | 11.000 kV | 11 kV | GAS | 18/07/1998 | 0 | L17172-76L | Unknown | F_and_G | INDKOM | 1102223679 |  | LFIP NO 2 | SUBSTATION | Unknown | Unknown | Unknown | DISTRIBUTION | TNB | CHERAS | Unknown | 75 |  |  | Unknown | Unknown |  | Unknown |  | 28 | 400.000 A | 0.63 | 50 | 20 | B12188 | Unknown |  |  |  |  | 0 | LFIP NO 2 |  | 3
15213781 | B03960 | B03960 |  |  | BCRS/PCE/J00875/MB1 | 300444626 | Existing | RYB | SJIM-11 | B08317 ESSO GRAND SAGA COMPACT | CLOSED | CLOSED | LINK | 14.000 kV | 11 kV | GAS | 2010-11-01 |  |  |  | TAMCO | TAMCO | D274879 | N/A | SIMPANG BALAK A/T (OUDOOR) | SUBSTATION | Unknown | NO | NONE | DISTRIBUTION | TNB | CHERAS | NO | 75 |  |  | Unknown | NO |  | LINE |  | 28 | 630.000 A | 0.63 | 50 | 20 | B03960 | NO | N/A |  |  |  | 0 | SIMPANG BALAK ATAS TIANG |  | 3
15213785 | B03962 | B03962 |  |  | BCRS/PCE/J00875/MB1 | 300444626 | Existing | RYB | SJIM-11 | B03963 TREND PAPER | CLOSED | CLOSED | LINK | 14.000 kV | 11 kV | GAS | 2010-11-01 |  |  |  | TAMCO | TAMCO | D274879 | N/A | SIMPANG BALAK A/T (OUDOOR) | SUBSTATION | Unknown | NO | NONE | DISTRIBUTION | TNB | CHERAS | NO | 75 |  |  | Unknown | NO |  | LINE |  | 28 | 630.000 A | 0.63 | 50 | 20 | B03962 | NO | N/A |  |  |  | 0 | SIMPANG BALAK ATAS TIANG |  | 3
15213805 | B03965 | B03965 |  |  | BCRS/PCE/J00874/MBB03965 |  | Existing | RYB | SJIM-11 | B07071 LAG LOV | CLOSED | CLOSED | LINK | 11.000 kV | 11 kV | GAS |  |  |  |  | F_and_G | INDKOM | 1107214823 | N/A | TREND PAPER | SUBSTATION | Unknown | NO | NONE | DISTRIBUTION | TNB | CHERAS | NO | 75 |  |  | Unknown | NO |  | LINE |  | 28 | 400.000 A | 0.63 | 50 | 20 | B03965 | NO | N/A |  |  |  | 0 | TREND PAPER |  | 3
15213809 | B03963 | B03963 |  |  | BCRS/PCE/J00874/MBB03963 |  | Existing | RYB | SJIM-11 | B03962 SIMPANG BALAK A/T | CLOSED | CLOSED | LINK | 11.000 kV | 11 kV | GAS |  |  |  |  | F_and_G | INDKOM | 1107214823 | N/A | TREND PAPER | SUBSTATION | Unknown | NO | NONE | DISTRIBUTION | TNB | CHERAS | NO | 75 |  |  | Unknown | NO |  | LINE |  | 28 | 400.000 A | 0.63 | 50 | 20 | B03963 | NO | N/A |  |  |  | 0 | TREND PAPER |  | 3
15213875 | B08265 | B08265 |  |  | BCRS/PCE/J00683/MBB08265 | 300493318 | Existing | RYB | TSRA-3 | PPU TAMAN SUTERA CB 3 | CLOSED | CLOSED | LINK | 12.000 kV | 11 kV | GAS | 2005-11-01 |  |  |  | VEI | INDKOM | 2476 | N/A | IND RINGAN BKT ANGKAT NO 1 | SUBSTATION | Unknown | NO | NONE | DISTRIBUTION | TNB | CHERAS | NO | 75 |  |  | Unknown | NO |  | LINE |  | 28 | 630.000 A | 0.63 | 50 | 20 | B08265 | Unknown |  |  |  |  | 0 | IND RINGAN BUKIT ANGKAT NO 1 |  | 3
15213879 | B08267 | B08267 |  |  | BCRS/PCE/J00683/MBB08265 | 300493318 | Existing | RYB | TSRA-3 | B09417 IND RGN BKT ANGKAT NO 4 | CLOSED | CLOSED | LINK | 12.000 kV | 11 kV | GAS | 2005-11-01 |  |  |  | VEI | INDKOM | 2476 | N/A | IND RINGAN BKT ANGKAT NO 1 | SUBSTATION | Unknown | NO | NONE | DISTRIBUTION | TNB | CHERAS | NO | 75 |  |  | Unknown | NO |  | LINE |  | 28 | 630.000 A | 20 | 50 | 20 | B08267 | Unknown |  |  |  |  | 0 | IND RINGAN BUKIT ANGKAT NO 1 |  | 3
15213883 | B08995 | B08995 |  |  | BCRS/PCE/J00683/MBB08265 | 300493318 | Existing | RYB | TSRA-3 | B13785 PE 3V ASIA FURNITURE | CLOSED | OPEN | LINK | 12.000 kV | 11 kV | GAS | 2005-11-01 |  |  |  | VEI | INDKOM | 2476 | N/A | IND RINGAN BKT ANGKAT NO 1 | SUBSTATION | Unknown | NO | NONE | DISTRIBUTION | TNB | CHERAS | NO | 75 |  |  | Unknown | NO |  | LINE |  | 28 | 630.000 A | 20 | 50 | 20 | B08995 | Unknown |  |  |  |  | 0 | IND RINGAN BUKIT ANGKAT NO 1 |  | 3
15213904 | B08568 | B08568 |  |  |  |  | Existing | RYB | JUBA-3 | B08300 APT MAWAR | CLOSED | CLOSED | LINK | 12.000 kV | 11 kV | GAS |  |  |  |  | FALCON BETA | TAMCO | B259044 | N/A | CHERAS PRIMA NO 4 | SUBSTATION | Unknown | Unknown | Unknown | DISTRIBUTION | TNB | CHERAS | Unknown | 75 |  |  | Unknown | Unknown |  | LINE |  | 28 | 630.000 A | 0.63 | 50 | 20 | B08568 | NO | N/A |  |  |  | 0 | TAMAN CHERAS PRIMA NO 4 |  | 3
15213908 | B08566 | B08566 |  |  |  |  | Existing | RYB | JUBA-3 | B07230 TAMAN CHERAS PRIMA NO 1 | CLOSED | CLOSED | LINK | 12.000 kV | 11 kV | GAS |  |  |  |  | FALCON BETA | TAMCO | B259044 | N/A | CHERAS PRIMA NO 4 | SUBSTATION | Unknown | Unknown | Unknown | DISTRIBUTION | TNB | CHERAS | Unknown | 75 |  |  | Unknown | Unknown |  | LINE |  | 28 | 630.000 A | 0.63 | 50 | 20 | B08566 | NO | N/A |  |  |  | 0 | TAMAN CHERAS PRIMA NO 4 |  | 3
15213928 | B04223 | B04223 |  |  | BCRS/PCE/J00775/MBB04221 | 300271305 | Existing | RYB | PMU KJNG-8 | B04224 GIRIMAS NO 1 | CLOSED | CLOSED | LINK | 11.000 kV | 11 kV | GAS | 18/07/1998 |  |  |  | LUCY | EPE | SF6 863 | N/A | LCL FURNITURE | SUBSTATION | Unknown | NO | Unknown | DISTRIBUTION | TNB | CHERAS | NO | 75 |  |  | Unknown | Unknown |  | LINE |  | 28 | 630.000 A | 0.63 | 50 | 20 | B04223 | NO | N/A |  |  |  | 0 | LCL FURNITURE |  | 3
15213932 | B04221 | B04221 |  |  | BCRS/PCE/J00775/MBB04221 | 300271305 | Existing | RYB | PMU KJNG-8 | B06951 PADAT BKT ANGKAT NO 2 | CLOSED | CLOSED | LINK | 11.000 kV | 11 kV | GAS | 18/07/1998 |  |  |  | LUCY | EPE | SF6 863 | N/A | LCL FURNITURE | SUBSTATION | Unknown | NO | Unknown | DISTRIBUTION | TNB | CHERAS | NO | 75 |  |  | Unknown | Unknown |  | LINE |  | 28 | 630.000 A | 0.63 | 50 | 20 | B04221 | NO | N/A |  |  |  | 0 | LCL FURNITURE |  | 3
15213953 | B08863 | B08863 |  |  |  |  | Existing | RYB | JUBA-3 | B08318 JLN SUTERA 2/5 TMN SUTERA | CLOSED | CLOSED | LINK | 12.000 kV | 11 kV | GAS |  |  |  |  | TOPRANK | TOPRANK | 2L1T285 | N/A | JLN SUTERA 1/5 | SUBSTATION | Unknown | NO | Unknown | DISTRIBUTION | TNB | CHERAS | NO | 75 |  |  | Unknown | Unknown |  | LINE |  | 28 | 630.000 A | 0.63 | 50 | 20 | B08863 | NO | N/A |  |  |  | 0 | JALAN SUTERA 1/5 |  | 3
15213957 | B08865 | B08865 |  |  |  |  | Existing | RYB | JUBA-3 | B08298 APT MAWAR | CLOSED | CLOSED | LINK | 12.000 kV | 11 kV | GAS |  |  |  |  | TOPRANK | TOPRANK | 2L1T285 | N/A | JLN SUTERA 1/5 | SUBSTATION | Unknown | NO | Unknown | DISTRIBUTION | TNB | CHERAS | NO | 75 |  |  | Unknown | Unknown |  | LINE |  | 28 | 630.000 A | 0.63 | 50 | 20 | B08865 | NO | N/A |  |  |  | 0 | JALAN SUTERA 1/5 |  | 3
15214006 | B08270 | B08270 |  |  | BCRS/PCE/J00681/MBB08268 | 300270733 | Existing | RYB | TSRA-3 | B09420 IND RGN BKT ANGKAT NO 4 | CLOSED | CLOSED | LINK | 12.000 kV | 11 kV | GAS | 2005-11-01 |  |  |  | FALCON BETA | TAMCO | B248942 | N/A | IND RINGAN BKT ANGKAT NO 2 | SUBSTATION | Unknown | NO | Unknown | DISTRIBUTION | TNB | CHERAS | NO | 75 |  |  | Unknown | Unknown |  | LINE |  | 28 | 630.000 A | 0.63 | 50 | 20 | B08270 | Unknown |  |  |  |  | 0 | IND RINGAN BUKIT ANGKAT NO 2 |  | 3
15214010 | B08269 | B08269 |  |  | BCRS/PCE/J00681/MBB08268 | 300270733 | Existing | RYB | TSRA-3 | B10598 PE GIANT VOICE SDN BHD | CLOSED | CLOSED | LINK | 12.000 kV | 11 kV | GAS | 2005-11-01 |  |  |  | FALCON BETA | TAMCO | B248942 | N/A | IND RINGAN BKT ANGKAT NO 2 | SUBSTATION | Unknown | NO | Unknown | DISTRIBUTION | TNB | CHERAS | NO | 75 |  |  | Unknown | Unknown |  | LINE |  | 28 | 630.000 A | 0.63 | 50 | 20 | B08269 | Unknown |  |  |  |  | 0 | IND RINGAN BUKIT ANGKAT NO 2 |  | 3
15214033 | B09417 | B09417 |  |  | BCRS/PCE/J00682/MBB09417 | 300270736 | Existing | RYB | TSRA-3 | B08267 IND RGN BKT ANGKAT NO 1 | CLOSED | CLOSED | LINK | 12.000 kV | 11 kV | GAS | 2007-11-01 |  |  | Unknown | FALCON BETA | TAMCO | D274917 | N/A | IND RINGAN BKT ANGKAT NO 4 | SUBSTATION | Unknown | NO | Unknown | DISTRIBUTION | TNB | CHERAS | NO | 75 |  |  | Unknown | Unknown |  | LINE |  | 28 | 630.000 A | 0.63 | 50 | 20 | B09417 | Unknown |  |  |  |  | 0 | IND RINGAN BUKIT ANGKAT NO 4 |  | 3
15214050 | B08816 | B08816 |  |  |  |  | Existing | RYB | JUBA-3 | JLN SUTERA 2/5 TMN SUTERA | CLOSED | CLOSED | LINK | 12.000 kV | 11 kV | GAS |  |  |  |  | SIEMENS | ITEM | CV744625-000170/019 | N/A | JLN SUTERA 2/1A | SUBSTATION | Unknown | NO | Unknown | DISTRIBUTION | TNB | CHERAS | NO | 75 |  |  | Unknown | Unknown |  | LINE |  | 28 | 630.000 A | 0.63 | 50 | 20 | B08816 | NO | N/A |  |  |  | 0 | BBB4902 JALAN SUTERA 2/1A |  | 3
15214054 | B08813 | B08813 |  |  |  |  | Existing | RYB | JUBA-3 | B08065 TMN SUTERA | CLOSED | CLOSED | LINK | 12.000 kV | 11 kV | GAS |  |  |  |  | SIEMENS | ITEM | CV744625-000170/019 | N/A | JLN SUTERA 2/1A | SUBSTATION | Unknown | NO | Unknown | DISTRIBUTION | TNB | CHERAS | NO | 75 |  |  | Unknown | Unknown |  | LINE |  | 28 | 630.000 A | 0.63 | 50 | 20 | B08813 | NO | N/A |  |  |  | 0 | BBB4902 JALAN SUTERA 2/1A |  | 3
15214111 | B09192 | B09192 |  |  | BCRS/PCE/J00680/MBB09190 | 300270729 | Existing | RYB | TSRA-3 | BKT ANGKAT IND NO 3 | CLOSED | CLOSED | LINK | 12.000 kV | 11 kV | GAS | 2006-11-01 |  |  |  | INDKOM | INDKOM | 1206227226 |  | IND RINGAN BKT ANGKAT NO 5 | SUBSTATION | Unknown | Unknown | NONE | DISTRIBUTION | TNB | CHERAS | Unknown | 75 |  |  | Unknown | Unknown |  | LINE |  | 28 | 630.000 A | 0.63 | 50 | 20 | B09192 | Unknown |  |  |  |  | 0 | INDUSTRI RINGAN BKT ANGKAT NO 5 |  | 3
15214115 | B09190 | B09190 |  |  | BCRS/PCE/J00680/MBB09190 | 300270729 | Existing | RYB | TSRA-3 | BKT ANGKAT IND NO 2 | CLOSED | CLOSED | LINK | 12.000 kV | 11 kV | GAS | 2006-11-01 |  |  |  | VEI | INDKOM | 1206227226 |  | IND RINGAN BKT ANGKAT NO 5 | SUBSTATION | Unknown | Unknown | NONE | DISTRIBUTION | TNB | CHERAS | Unknown | 75 |  |  | Unknown | Unknown |  | LINE |  | 28 | 630.000 A | 0.63 | 50 | 20 | B09190 | Unknown |  |  |  |  | 0 | INDUSTRI RINGAN BKT ANGKAT NO 5 |  | 3
15214139 | B08271 | B08271 |  |  | BCRS/PCE/J00679/MBB08271 | 300270726 | Existing | RYB | TSRA-3 | B09192 IND RGN BKT ANGKAT NO 5 | CLOSED | CLOSED | LINK | 12.000 kV | 11 kV | GAS | 2005-11-01 |  |  |  | VEI | TOPRANK | ID2L+2T AK59 |  | IND RINGAN BKT ANGKAT NO 3 | SUBSTATION | Unknown | NO | NONE | DISTRIBUTION | TNB | CHERAS | NO | 75 |  |  | Unknown | Unknown |  | LINE |  | 28 | 630.000 A | 0.63 | 50 | 20 | B08271 | Unknown |  |  |  |  | 0 | INDUSTRI RINGAN BKT ANGKAT NO 3 |  | 3
15214143 | B08273 | B08273 |  |  | BCRS/PCE/J00679/MBB08271 | 300270726 | Existing | RYB | TSRA-3 | B09949 IND RINGAN BKT ANGKATNO6 | CLOSED | CLOSED | LINK | 12.000 kV | 11 kV | GAS | 2005-11-01 |  |  |  | VEI | TOPRANK | ID2L+2T AK59 |  | IND RINGAN BKT ANGKAT NO 3 | SUBSTATION | Unknown | NO | NONE | DISTRIBUTION | TNB | CHERAS | NO | 75 |  |  | Unknown | Unknown |  | LINE |  | 28 | 630.000 A | 20 | 50 | 20 | B08273 | Unknown |  |  |  |  | 0 | INDUSTRI RINGAN BKT ANGKAT NO 3 |  | 3
15214154 | B09420 | B09420 |  |  | BCRS/PCE/J00682/MBB09417 | 300270736 | Existing | RYB | TSRA-3 | B08270 IND RGN BKT ANGKAT NO 2 | CLOSED | CLOSED | LINK | 12.000 kV | 11 kV | GAS | 2007-11-01 |  |  |  | FALCON BETA | TAMCO | D274917 | N/A | IND RINGAN BKT ANGKAT NO 4 | SUBSTATION | Unknown | NO | Unknown | DISTRIBUTION | TNB | CHERAS | NO | 75 |  |  | Unknown | Unknown |  | LINE |  | 28 | 630.000 A | 0.63 | 50 | 20 | B09420 | Unknown |  |  |  |  | 0 | IND RINGAN BUKIT ANGKAT NO 4 |  | 3
15214183 | B07230 | B07230 |  |  | BCRS/PCE/J00870/MB1 | 300502989 | Existing | RYB | JUBA-3 | B08566 TAMAN CHERAS PRIMA NO 4 | OPEN | OPEN | LINK | 12.000 kV | 11 kV | GAS |  |  |  |  | VEI | INDKOM | 1907 | N/A | CHERAS PRIMA NO 1 | SUBSTATION | Unknown | NO | Unknown | DISTRIBUTION | TNB | CHERAS | NO | 75 |  |  | Unknown | Unknown |  | LINE |  | 28 | 630.000 A | 0.63 | 50 | 20 | B07230 | NO | N/A |  |  |  | 0 | TAMAN CHERAS PRIMA NO 1 |  | 3
15214187 | B07228 | B07228 |  |  | BCRS/PCE/J00870/MB1 | 300502989 | Existing | RYB | SJIM-11 | B07357 TOL PLAZA SAUJANA IMPIAN | CLOSED | CLOSED | LINK | 12.000 kV | 11 kV | GAS |  |  |  |  | VEI | INDKOM | 1907 | N/A | CHERAS PRIMA NO 1 | SUBSTATION | Unknown | NO | Unknown | DISTRIBUTION | TNB | CHERAS | NO | 75 |  |  | Unknown | Unknown |  | LINE |  | 28 | 630.000 A | 0.63 | 50 | 20 | B07228 | NO | N/A |  |  |  | 0 | TAMAN CHERAS PRIMA NO 1 |  | 3
15214210 | B08812 | B07231 CHERAS PRIMA NO 2 |  |  |  |  | Existing | RYB | JUBA-3 | PPU JUBA Fdr3 | CLOSED | CLOSED | LINK | 12.000 kV | 11 kV | GAS |  |  |  |  | FALCON BETA | TAMCO | B2713346 | N/A | RMH PAM TMN SUTERA | SUBSTATION | Unknown | NO | Unknown | DISTRIBUTION | TNB | CHERAS | NO | 75 |  |  | Unknown | Unknown |  | LINE |  | 28 | 630.000 A | 0.63 | 50 | 20 | B08812 | NO | N/A |  |  |  | 0 | RUMAH PAM TAMAN SUTERA |  | 3
15214214 | B08810 | B08063 TAMAN SUTERA |  |  |  |  | Existing | RYB | JUBA-3 | B08063 TAMAN SUTERA | CLOSED | CLOSED | LINK | 12.000 kV | 11 kV | GAS |  |  |  |  | FALCON BETA | TAMCO | B2713346 | N/A | RMH PAM TMN SUTERA | SUBSTATION | Unknown | NO | Unknown | DISTRIBUTION | TNB | CHERAS | NO | 75 |  |  | Unknown | Unknown |  | LINE |  | 28 | 630.000 A | 0.63 | 50 | 20 | B08810 | NO | N/A |  |  |  | 0 | RUMAH PAM TAMAN SUTERA |  | 3
15214235 | B08300 | B08300 |  |  |  |  | Existing | RYB | JUBA-3 | B08568 TAMAN CHERAS PRIMA NO 4 | CLOSED | CLOSED | LINK | 12.000 kV | 11 kV | GAS |  |  |  |  | VEI | VEI | 1092 | N/A | APARTMENT MAWAR | SUBSTATION | Unknown | NO | NONE | DISTRIBUTION | TNB | CHERAS | NO | 75 |  |  | Unknown | Unknown |  | LINE |  | 28 | 630.000 A | 0.63 | 50 | 20 | B08300 | NO | N/A |  |  |  | 0 | APT MAWAR |  | 3
15214239 | B08298 | B08298 |  |  |  |  | Existing | RYB | JUBA-3 | JLN SUTERA 1/5 TMN SUTERA | CLOSED | CLOSED | LINK | 12.000 kV | 11 kV | GAS |  |  |  |  | VEI | VEI | 1092 | N/A | APARTMENT MAWAR | SUBSTATION | Unknown | NO | NONE | DISTRIBUTION | TNB | CHERAS | NO | 75 |  |  | Unknown | Unknown |  | LINE |  | 28 | 630.000 A | 0.63 | 50 | 20 | B08298 | NO | N/A |  |  |  | 0 | APT MAWAR |  | 3
15214257 | B07537 | B07535 |  |  | BCRS/PCE/J00872/MB | 300432409 | Existing | RYB | SJIM-11 | B07073 LACLOVE | CLOSED | CLOSED | LINK | 12.000 kV | 11 kV | GAS | 1993-11-01 |  |  |  | ABB | ABB | 1XJN102403 | N/A | PLAZA TOL SAUJANA IMPIAN | SUBSTATION | Unknown | NO | Unknown | DISTRIBUTION | TNB | CHERAS | NO | 75 |  |  | Unknown | Unknown |  | LINE |  | 28 | 630.000 A | 0.63 | 50 | 20 | B07537 | NO | N/A |  |  |  | 0 | TOLL PLAZA SAUJANA IMPIAN |  | 3
15214261 | B07535 | B07537 |  |  | BCRS/PCE/J00872/MB | 300432409 | Existing | RYB | SJIM-11 | B07073 LACLOVE | CLOSED | CLOSED | LINK | 12.000 kV | 11 kV | GAS | 1993-11-01 |  |  |  | ABB | ABB | 1XJN102403 | N/A | PLAZA TOL SAUJANA IMPIAN | SUBSTATION | Unknown | NO | Unknown | DISTRIBUTION | TNB | CHERAS | NO | 75 |  |  | Unknown | Unknown |  | LINE |  | 28 | 630.000 A | 0.63 | 50 | 20 | B07535 | NO | N/A |  |  |  | 0 | TOLL PLAZA SAUJANA IMPIAN |  | 3
15214287 | B07234 | [5 empty] | Existing | RYB |  | B08563 TMN CHERAS PRIMA NO 3 | CLOSED | CLOSED | LINK | 12.000 kV | 11 kV | GAS |  |  |  |  | ABB | ABB | 01683 |  | CHERAS PRIMA NO 2 | Unknown | Unknown | Unknown | Unknown | DISTRIBUTION | TNB | CHERAS | NO | 75 |  |  |  | Unknown |  |  |  | 28 | 630.000 A | 0.63 | 20 | 20 | B07234 | [5 empty] | 0 | TAMAN CHERAS PRIMA NO 2 |  | 3
15214291 | B07231 | [5 empty] | Existing | RYB |  | B14106 SSU WOTP CHERAS NO 1 | CLOSED | CLOSED | LINK | 12.000 kV | 11 kV | GAS |  |  |  |  | ABB | ABB | 01683 |  | CHERAS PRIMA NO 2 | Unknown | Unknown | NO | Unknown | DISTRIBUTION | TNB | CHERAS | NO | 75 |  |  |  | Unknown |  |  |  | 28 | 630.000 A | 0.63 | 50 | 20 | B07231 | [5 empty] | 0 | TAMAN CHERAS PRIMA NO 2 |  | 3
15862220 | B08405 | B08405 | 6812557 | 6812566 | BCRS/PCE/J00069/MB1 | 300431061 | Existing | RYB |  | B08188 BELIA IKBN NO 2 | CLOSED | CLOSED | LINK | 12.000 kV | 11 kV | GAS | 2000-11-01 |  |  |  | FALCON BETA | TAMCO | B961280 | N/A | KG DARUL HIDAYAH A/T | SUBSTATION | Unknown | Unknown | Unknown | DISTRIBUTION | TNB | CHERAS | Unknown | 75 |  |  | Unknown | Unknown |  | LINE |  | 28 | 630.000 A | 0.63 | 50 | 20 | B08405 | NO | N/A |  |  |  | 0 | DARUL HIDAYAH |  | 3
16141235 | B01998 | LFIP NO 8 | 6852358 | 6852357 | BCRS/PCE/J00638/MBB01998 | 300270334 | Existing | RYB | BLKG-11 | B01997 LFIP NO 4 | CLOSED | CLOSED | LINK | 11.000 kV | 11 kV | OIL | 2011-11-11 | 2001 | 0124S156 |  | TAMCO | INDKOM | N/A | N/A | LFIP NO 6 | Unknown | Unknown | Unknown | Unknown | DISTRIBUTION | TNB | CHERAS | Unknown | 75 |  |  |  | Unknown |  | Unknown |  | 28 | 400.000 A | 0.4 | 50 | 20 | B01998 | NO |  |  |  |  | 0 | LFIP NO 6 |  | 3
16141265 | B02001 |  | 6852358 | 6852357 | BCRS/PCE/J00638/MBB01998 | 300270334 | Existing | RYB | BLKG-11 | B11212 TMN IND TALENT 1 | CLOSED | CLOSED | LINK | 11.000 kV | 11 kV | OIL | 2011-11-11 |  |  | NO | TAMCO | INDKOM | N/A | N/A | LFIP NO 6 | Unknown | Unknown | Unknown | Unknown | DISTRIBUTION | TNB | CHERAS | Unknown | 75 |  |  | Unknown | Unknown |  | LINE |  | 28 | 400.000 A | 0.63 | 50 | 20 | B02001 | NO |  |  |  |  | 0 | LFIP NO 6 |  | 3
17025787 | B14472 | B11212 |  |  | BCRS/PCE/J01002/MB1 | 307416335 | Existing | RYB | BLKG-11 | B02001 LFIP 6 | CLOSED | CLOSED | LINK | 12.000 kV | 11 kV | GAS |  |  |  |  | TAMCO | TAMCO | B21019961 | N/A | TMN INDUSTRI TALENT JAYA NO 1 | SUBSTATION | Unknown | NO | NONE | DISTRIBUTION | TNB | CHERAS | NO | 75 |  |  | Unknown | NO |  | LINE |  | 28 | 630.000 A | 0.63 | 50 | 20 | B14472 | NO | [7 empty] | 3
17025791 | B14474 | B11215 |  |  | BCRS/PCE/J01002/MB1 | 307416335 | Existing | RYB | BLKG-11 | B11216 PE TAMAN INDUSTRI TALENT NO.2 | CLOSED | CLOSED | LINK | 12.000 kV | 11 kV | GAS |  |  |  |  | TAMCO | TAMCO | B21019961 | N/A | TMN INDUSTRI TALENT JAYA NO 1 | SUBSTATION | Unknown | NO | NONE | DISTRIBUTION | TNB | CHERAS | NO | 75 |  |  | Unknown | NO |  | LINE |  | 28 | 630.000 A | 0.63 | 50 | 20 | B14474 | NO | [7 empty] | 3
17025827 | B02786 | JOWAT MANAFACTURING |  |  | BCRS/PCE/J00583/MBB02786 | 300269150 | Existing | RYB | TAMI-6 | PE JOWAT MANUFACTURING SEA SB | CLOSED | CLOSED | LINK | 12.000 kV | 11 kV | GAS | 2005-11-01 |  |  | Unknown | TAMCO | TAMCO | B248955 |  | DESA KL ENTERPRISE | Unknown | Unknown | NO | NONE | DISTRIBUTION | TNB | CHERAS | NO | 75 |  |  | Unknown | NO |  | Unknown |  | 28 | 630.000 A | 0.63 | 50 | 20 | B02786 | NO | [7 empty] | 3
17025831 | B02788 |  |  |  | BCRS/PCE/J00583/MBB02786 | 300269150 | Existing | RYB | TAMI-6 | JLN PUTRA BUDIMAN 2/4 | CLOSED | CLOSED | LINK | 12.000 kV | 11 kV | GAS | 2005-11-01 |  |  | Unknown | TAMCO | TAMCO | B248955 |  | DESA KL ENTERPRISE | Unknown | Unknown | NO | NONE | DISTRIBUTION | TNB | CHERAS | NO | 75 |  |  | Unknown | NO |  | Unknown |  | 28 | 630.000 A | 0.63 | 50 | 20 | B02788 | NO | [7 empty] | 3
17025861 | B10734 |  |  |  | BCRS/PCE/J00695/MB | 300510153 | Existing | RYB | BLKG-7 | B10398 PE CLUB HOUSE JADE HILL | CLOSED | CLOSED | LINK | 11.000 kV | 11 kV | GAS | 22/10/2015 |  |  | Unknown | EPE | SIEMENS | SF6289 |  | STP JADE HILL | SUBSTATION | Unknown | NO | NONE | DISTRIBUTION | TNB | CHERAS | NO | 75 |  |  | Unknown | NO |  | Unknown |  | 28 | 630.000 A | 0.63 | 50 | 20 | B10734 | NO | [7 empty] | 3
17025865 | B10732 |  |  |  | BCRS/PCE/J00695/MB | 300510153 | Existing | RYB | BLKG-7 | B12220 PE PERSIARAN JADE HILLS | CLOSED | CLOSED | LINK | 11.000 kV | 11 kV | GAS | 22/10/2015 |  |  | Unknown | EPE | SIEMENS | SF6289 |  | STP JADE HILL | Unknown | Unknown | NO | NONE | DISTRIBUTION | TNB | CHERAS | NO | 75 |  |  | Unknown | NO |  | Unknown |  | 28 | 630.000 A | 0.63 | 50 | 20 | B10732 | NO | [7 empty] | 3
17025962 | B11161 | B11161 |  |  | BCRS/PCE/J01004/MB1 | 300516272 | Existing | RYB | JUBA-5 | PE TMN INDUSTRI ANGKAT PERDANA 2 | CLOSED | CLOSED | LINK | 12.000 kV | 11 kV | GAS |  |  |  | Unknown | VEI | INDKOM | 25396 | N/A | TMN INDUSTRI ANGKAT PERDANA NO 1 | SUBSTATION | Unknown | NO | NONE | DISTRIBUTION | TNB | CHERAS | NO | 75 |  |  | Unknown | NO |  | LINE |  | 28 | 630.000 A | 0.63 | 50 | 20 | B11161 | NO | [7 empty] | 3
17025968 | B11158 | B11158 |  |  | BCRS/PCE/J01004/MB1 | 300516272 | Existing | RYB | JUBA-5 | PE LIC INDUSTRI | CLOSED | CLOSED | LINK | 12.000 kV | 11 kV | GAS |  |  |  | Unknown | VEI | INDKOM | 25396 | N/A | TMN INDUSTRI ANGKAT PERDANA NO 1 | SUBSTATION | Unknown | NO | NONE | DISTRIBUTION | TNB | CHERAS | NO | 75 |  |  | Unknown | NO |  | LINE |  | 28 | 630.000 A | 0.63 | 50 | 20 | B11158 | NO | [7 empty] | 3
17025988 | B11550 | PE TIMELESS MILLION |  |  | BCRS/PCE/J01009/MB | 300319294 | Existing | RYB | BLKG-5 | B07221 PE TIMELESS MILLION | CLOSED | CLOSED | LINK | 12.000 kV | 11 kV | GAS | 2011-11-01 |  |  | Unknown | VEI | VEI |  |  | LOT 5205 BLOK A | SUBSTATION | Unknown | NO | NONE | DISTRIBUTION | TNB | CHERAS | NO | 75 |  |  | Unknown | NO |  | Unknown |  | 28 | 630.000 A | 0.63 | 50 | 20 | B11550 | NO | [7 empty] | 3
17025989 | B11548 | PE LOT 5205 BLOK B BLKNG JAYA |  |  | BCRS/PCE/J01009/MB | 300319294 | Existing | RYB | BLKG-5 | B11547 PE LOT 5205 BLOK B BALAKONG JAYA: | CLOSED | CLOSED | LINK | 12.000 kV | 11 kV | GAS | 2011-11-01 |  |  | Unknown | VEI | VEI |  |  | LOT 5205 BLOK A | SUBSTATION | Unknown | NO | NONE | DISTRIBUTION | TNB | CHERAS | NO | 75 |  |  | Unknown | NO |  | Unknown |  | 28 | 630.000 A | 0.63 | 50 | 20 | B11548 | NO | [7 empty] | 3
17038592 | B10179 | B04452 T. BALAKONG JY 4 |  |  | BCRS/PCE/J00596/MB | 300431598 | Existing | RYB | TAMI-5 |  | CLOSED | CLOSED | LINK | 12.000 kV | 11 kV | GAS | 2009-11-01 |  |  |  | OMAZABAL | OMAZABAL | 0732S097 |  | BAYU COURTYARD | SUBSTATION | Unknown | NO | NONE | DISTRIBUTION | TNB | CHERAS | NO | 75 |  |  |  | NO |  |  |  | 28 |  | 0.63 | 50 | 20 | B10179 | NO | [7 empty] | 3
17038593 | B10177 | B07883 P. SRI JATI |  |  | BCRS/PCE/J00596/MB | 300431598 | Existing | RYB | TAMI-5 |  | CLOSED | CLOSED | LINK | 12.000 kV | 11 kV | GAS | 2009-11-01 |  |  |  | OMAZABAL | OMAZABAL | 0732S097 |  | BAYU COURTYARD | SUBSTATION | Unknown | NO | NONE | DISTRIBUTION | TNB | CHERAS | NO | 75 |  |  |  | NO |  |  |  | 28 |  | 0.63 | 50 | 20 | B10177 | NO | [7 empty] | 3
22238683 | B06969 |  | 6856854 | 6856853 | BCRS/PCE/J00430/MB | 300431449 | Existing | RYB | CJYA-6 | B07432 SETIA KASTURI NO 4 | CLOSED | CLOSED | LINK |  | 11 kV | GAS | 2003-11-11 |  |  | Unknown | FALCON BETA | TAMCO | D231741 |  | P/PURI SETIA KASTURI | Unknown | Unknown | Unknown | Unknown | DISTRIBUTION | TNB | CHERAS | Unknown | 75 |  |  |  | Unknown |  |  |  | 28 |  | 0.63 | 50 | 20 | B06969 | [5 empty] | 0 | PANGSAPURI SETIA KASTURI |  | 3
22238689 | B06972 |  | 6856836 | 6856835 | BCRS/PCE/J00430/MB | 300431449 | Existing | RYB | CJYA-6 | B06545 SETIA KASTURI NO 2 | CLOSED | CLOSED | LINK |  | 11 kV | GAS | 2003-11-11 |  |  | NO | FALCON BETA | TAMCO | D231741 |  | P/PURI SETIA KASTURI | Unknown | Unknown | Unknown | Unknown | DISTRIBUTION | TNB | CHERAS | Unknown | 75 |  |  |  | Unknown |  |  |  | 28 |  | 0.63 | 50 | 20 | B06972 | [5 empty] | 0 | PANGSAPURI SETIA KASTURI |  | 3
22238817 | B10838 | TANMING RAYA NO.1 |  |  | BCRS/PCE/J00950/MB | 300319976 | Existing | RYB | TAMI-10 | B01879 P/E TANMING RAYA NO.1 | CLOSED | CLOSED | LINK |  | 11 kV | SF6 | 18/07/1998 |  |  |  | F_and_G | INDKOM | 0909301332 |  | YEW LUM NO 2 | Unknown | Unknown | YES | Unknown | DISTRIBUTION | TNB | CHERAS | Unknown | 75 | Unknown | Unknown | Unknown | NO |  | LINE |  | 28 |  | 0.63 | 50 | 20 | B10838 | NO | NOT APPLICABLE |  |  | Unknown | Unknown |  |  | 3
22238827 | B10837 | PENGGUNA 11KV |  |  | BCRS/PCE/J00950/MB | 300319976 | Existing | RYB | TAMI-10 | PENGGUNA 11KV | CLOSED | CLOSED | LINK |  | 11 kV | SF6 | 18/07/1998 |  |  |  | INDKOM | INDKOM | 0909301332 |  | YEW LUM NO 2 | SUBSTATION | Unknown | NO | NONE | DISTRIBUTION | TNB | CHERAS | Unknown | 75 | Unknown | Unknown | Unknown | NO |  | LINE |  | 28 |  | 0.63 | 50 | 20 | B10837 | NO | NOT APPLICABLE |  |  | Unknown | Unknown |  |  | 3
22238828 | B10836 | ASAHI KOSE |  |  | BCRS/PCE/J00950/MB | 300319976 | Existing | RYB | TAMI-10 | B01962 P/E ASAHI KOSE 1 | CLOSED | CLOSED | LINK |  | 11 kV | SF6 | 18/07/1998 |  |  |  | INDKOM | INDKOM | 0909301332 |  | YEW LUM NO 2 | SUBSTATION | Unknown | YES | Unknown | DISTRIBUTION | TNB | CHERAS | NO | 75 | Unknown | Unknown | Unknown | NO |  | LINE |  | 28 |  | 0.63 | 50 | 20 | B10836 | NO | NOT APPLICABLE | [6 empty] | 3
22238890 | B11598 | B11598 |  |  | BCRS/PCE/J01021/MB1 | 300318504 | Existing | RYB | CJYA-12 | PMU CHERAS JAYA VCB12 | CLOSED | CLOSED | LINK |  | 11 kV | GAS | 2011-11-11 |  |  |  | VEI | VEI | 25792 |  | LOT 33&42, JLN BALAKONG | SUBSTATION | Unknown | NO | NONE | DISTRIBUTION | TNB | CHERAS | NO | 75 |  |  |  | NO |  | LINE |  | 28 |  | 0.63 | 50 | 20 | B11598 | NO | [7 empty] | 3
22238895 | B11601 | B22601 |  |  | BCRS/PCE/J01021/MB1 | 300318504 | Existing | RYB | CJYA-12 | B05045 LEW MEW CHOI | CLOSED | CLOSED | LINK |  | 11 kV | GAS | 2011-11-11 |  |  |  | VEI | VEI | 25792 |  | LOT 33&42, JLN BALAKONG | SUBSTATION | Unknown | NO | NONE | DISTRIBUTION | TNB | CHERAS | NO | 75 |  |  |  | NO |  | LINE |  | 28 |  | 0.63 | 50 | 20 | B11601 | NO | [7 empty] | 3
22238947 | B01382 | B01382 |  |  | BCRS/PCE/J00333/MBB01382 | 300010341 | Existing | RYB | CJYA-8 | B01383 IDAM RC CENTRO | OPEN | OPEN | LINK |  | 11 kV | GAS | 2010-11-11 |  |  |  | VEI | VEI | 25492 | N/A | RAKAN BERSATU NO 2 | SUBSTATION | Unknown | NO | NONE | DISTRIBUTION | TNB | CHERAS | NO | 75 |  |  | Unknown | NO |  | LINE |  | 28 |  | 0.63 | 50 | 20 | B01382 | NO | N/A | [6 empty] | 3
22238951 | B01380 | B01380 |  |  | BCRS/PCE/J00333/MBB01380 | 300010340 | Existing | RYB | CJYA-8 | B01379 SWS MOULDBASE | CLOSED | CLOSED | LINK |  | 11 kV | GAS | 2010-11-11 |  |  |  | Unknown | VEI | 25390 | N/A | RAKAN BERSATU NO 2 | SUBSTATION | Unknown | NO | NONE | DISTRIBUTION | TNB | CHERAS | NO | 75 |  |  | Unknown | NO |  | LINE |  | 28 |  | 0.63 | 50 | 20 | B01380 | NO | N/A | [6 empty] | 3
22238953 | B12189 | B12189 |  |  | BCRS/PCE/J00333/MBB01382 | 300010341 | Existing | RYB | CJYA-8 | LOOPING | CLOSED | CLOSED | LINK |  | 11 kV | GAS | 2010-11-11 |  |  |  | VEI | VEI | 25492 | N/A | RAKAN BERSATU NO 2 | Unknown | Unknown | NO | NONE | DISTRIBUTION | TNB | CHERAS | NO | 75 |  |  | Unknown | NO |  | LINE |  | 28 |  | 0.63 | 50 | 20 | B12189 | NO | N/A | [6 empty] | 3
22238963 | B12190 | B12190 |  |  | BCRS/PCE/J00333/MBB01380 | 300010340 | Existing | RYB | CJYA-8 | LOOPING | CLOSED | CLOSED | LINK |  | 12 kV | GAS | 2010-11-11 | 1985 |  |  | VEI | VEI | 25390 | N/A | RAKAN BERSATU NO 2 | SUBSTATION | Unknown | NO | NONE | DISTRIBUTION | TNB | CHERAS | NO | 75 |  |  | Unknown | NO |  | LINE |  | 28 |  | 0.63 | 50 | 20 | B12190 | NO | N/A | [6 empty] | 3
22766889 | B08127 | B11858 | 16307142 | 16307141 |  |  | Existing | RYB | MINE-5 | BUS SECTION | OPEN | OPEN | BUSBAR SECTION | 12.000 kV | 11 kV | VACUMM |  | 1998 |  |  | GEC | MAHKOTA | 2913 | 28404 | SSU PUJIAN DEVELOPM | Unknown | Unknown | Unknown | Unknown | DISTRIBUTION | TNB | CHERAS | Unknown | Unknown |  |  |  | Unknown |  |  |  |  | 800.000 A | 20 | 20 | 20 | B08127 | [5 empty] | 0 | PUJIAN DEVELOPM |  | 3
26060321 | M2 | KJNG-8L5 (M) | 16344597 | 16344818 |  |  | Existing | RYB |  | PPU BANGI RESORT (2P5) | CLOSED | OPEN | MAIN |  | Unknown | Unknown |  | 0 |  |  |  | Unknown |  |  |  | Unknown | Unknown | Unknown | Unknown | DISTRIBUTION | TNB | CHERAS | Unknown | Unknown |  |  |  | Unknown | [17 empty] | 3
26060479 | R | KJNG-10L5 (R) | 16344589 | 16344820 |  |  | Existing | RYB |  | N/A1(KJNG) | CLOSED | OPEN | RESERVE |  | Unknown | Unknown |  | 0 |  |  |  | Unknown |  |  |  | Unknown | Unknown | Unknown | Unknown | DISTRIBUTION | TNB | CHERAS | Unknown | Unknown |  |  |  | Unknown | [17 empty] | 3
26060586 | M2 | KJNG-6L5 (M) | 16344594 | 16344832 |  |  | Existing | RYB |  | PPU MAHKOTA CHERAS NO 1 (1P5) | CLOSED | OPEN | MAIN |  | Unknown | Unknown |  | 0 |  |  |  | Unknown |  |  |  | Unknown | Unknown | Unknown | Unknown | DISTRIBUTION | TNB | CHERAS | Unknown | Unknown |  |  |  | Unknown | [17 empty] | 3
26060724 | M2 | KJNG-10L5 (M) | 16344595 | 16344819 |  |  | Existing | RYB |  | N/A1(KJNG) | CLOSED | OPEN | MAIN |  | Unknown | Unknown |  | 0 |  |  |  | Unknown |  |  |  | Unknown | Unknown | Unknown | Unknown | DISTRIBUTION | TNB | CHERAS | Unknown | Unknown |  |  |  | Unknown | [17 empty] | 3
26356882 | B01488 | B01488 | 6789693 | 6789692 | BCRS/PCE/J00387/MBB01488 | 300010692 | Existing | RYB | JUBA-2 | B10493 PE PDT PLAZA PERABOT BALAKONG | CLOSED | CLOSED | LINK |  | 11 kV | GAS | 18/07/1998 |  |  |  | INDKOM | INDKOM | 1011313256 | N/A | CHIN HUAT | SUBSTATION | Unknown | NO | NONE | DISTRIBUTION | TNB | CHERAS | Unknown | 75 |  |  | Unknown | NO |  | LINE |  | 28 |  | 0.63 | 50 | 20 | B01488 | NO | N/A |  |  |  | 0 | CHIN HUAT |  | 3
26356996 | B03974 | B03974 |  |  | BCRS/PCE/J00857/MB1 | 300444772 | Existing | RYB |  | B11305 PE BINAFIMAS SDN. BHD. NO 2 | CLOSED | CLOSED | LINK |  | 11 kV | GAS | 1998-11-01 |  |  |  | FALCON BETA | TAMCO | B960915 | N/A | SENADAYA | SUBSTATION | Unknown | NO | NONE | DISTRIBUTION | TNB | CHERAS | NO | 75 |  |  | Unknown | NO |  | LINE |  | 28 |  | 0.63 | 50 | 20 | B03974 | NO | N/A | [6 empty] | 3
26357008 | B03972 | B03972 |  |  | BCRS/PCE/J00857/MB1 | 300444772 | Existing | RYB |  | B09481 PE AISTANA INDUSTRIES S/B | CLOSED | CLOSED | LINK |  | 11 kV | GAS | 1998-11-01 |  |  |  | FALCON BETA | TAMCO | B960915 | N/A | SENADAYA | SUBSTATION | Unknown | NO | NONE | DISTRIBUTION | TNB | CHERAS | NO | 75 |  |  | Unknown | NO |  | LINE |  | 28 |  | 0.63 | 50 | 20 | B03972 | NO | N/A | [6 empty] | 3
27791407 | B08318 | B08318 |  |  |  |  | Existing | RYB | JUBA-3 | B08863 PE JLN SUTERA 1/5 | CLOSED | CLOSED | LINK |  | 11 kV | GAS |  |  |  |  | FALCON BETA | TAMCO | D253198 | N/A | JLN SUTERA 2/5 | SUBSTATION | Unknown | NO | NONE | DISTRIBUTION | TNB | CHERAS | NO | 75 |  |  | Unknown | NO |  | LINE |  | 28 |  | 0.63 | 50 | 20 | B08318 | NO | N/A | [6 empty] | 3
27791422 | B08321 | B08321 |  |  |  |  | Existing | RYB | JUBA-3 | B13297 PE JLN SR 3/4 | CLOSED | CLOSED | LINK |  | 11 kV | GAS |  |  |  |  | FALCON BETA | TAMCO | D253198 | N/A | JLN SUTERA 2/5 | SUBSTATION | Unknown | NO | NONE | DISTRIBUTION | TNB | CHERAS | NO | 75 |  |  | Unknown | NO |  | LINE |  | 28 |  | 0.63 | 50 | 20 | B08321 | NO | N/A | [6 empty] | 3
28567984 |  | CJYA-7L5 | 6728763 | 6728777 |  |  | Existing | RYB | CJYA-8L5 | SPARE1(CJYA) | OPEN | OPEN | RESERVE |  | 33 kV | Unknown |  | 0 |  |  |  | Unknown |  |  | PMU CHERAS JAYA 132/33/11kV | Unknown | Unknown | Unknown | Unknown | DISTRIBUTION | TNB | CHERAS | Unknown | Unknown |  |  |  | Unknown | [17 empty] | 3
28568008 |  | CJYA-1L5 | 6728469 | 6728693 |  |  | Existing | RYB | CJYA-8L5 | BTHO-G93 | OPEN | OPEN | MAIN |  | 33 kV | Unknown |  | 0 |  |  |  | Unknown |  |  | PMU CHERAS JAYA 132/33/11kV | Unknown | Unknown | Unknown | Unknown | DISTRIBUTION | TNB | CHERAS | Unknown | Unknown |  |  |  | Unknown | [17 empty] | 3
28568055 |  | CJYA-6L5 | 6728367 | 6728573 |  |  | Existing | RYB | CJYA-8L5 | TCLB-C56 | OPEN | OPEN | RESERVE |  | 33 kV | Unknown |  | 0 |  |  |  | Unknown |  |  | PMU CHERAS JAYA 132/33/11kV | Unknown | Unknown | Unknown | Unknown | DISTRIBUTION | TNB | CHERAS | Unknown | Unknown |  |  |  | Unknown | [17 empty] | 3
28568063 |  | CJYA-2H0 | 6729142 | 6729140 |  |  | Existing | RYB | CJYA-8L5 | CJYA-TX2-2H0 | OPEN | OPEN | MAIN |  | 33 kV | Unknown |  | 0 |  |  |  | Unknown |  |  | PMU CHERAS JAYA 132/33/11kV | Unknown | Unknown | Unknown | Unknown | DISTRIBUTION | TNB | CHERAS | Unknown | Unknown |  |  |  | Unknown | [17 empty] | 3
28568071 |  | CJYA-4L5 | 6728392 | 6728579 |  |  | Existing | RYB | CJYA-8L5 | JUBA-1P5 | CLOSED | CLOSED | RESERVE |  | 33 kV | Unknown |  | 0 |  |  |  | Unknown |  |  | PMU CHERAS JAYA 132/33/11kV | Unknown | Unknown | Unknown | Unknown | DISTRIBUTION | TNB | CHERAS | Unknown | Unknown |  |  |  | Unknown | [17 empty] | 3
28568113 |  | CJYA-6 | 6728389 | 6728561 |  |  | Existing | RYB |  | B01373 PKNS NO4 CHERAS JAYA | CLOSED | CLOSED | MAIN |  | 11 kV | Unknown |  | 0 |  |  |  | Unknown |  |  | PMU CHERAS JAYA 132/33/11kV | Unknown | Unknown | Unknown | Unknown | DISTRIBUTION | TNB | CHERAS | Unknown | Unknown |  |  |  | Unknown | [17 empty] | 3
28568139 |  | CJYA-2L5 | 6728393 | 6728576 |  |  | Existing | RYB | CJYA-8L5 | MINE-G83 | OPEN | OPEN | MAIN |  | 33 kV | Unknown |  | 0 |  |  |  | Unknown |  |  | PMU CHERAS JAYA 132/33/11kV | Unknown | Unknown | Unknown | Unknown | DISTRIBUTION | TNB | CHERAS | Unknown | Unknown |  |  |  | Unknown | [17 empty] | 3
28568143 |  | CJYA-14 | 6728342 | 6728540 |  |  | Existing | RYB |  | B01948 LFIP NO 1 | CLOSED | CLOSED | MAIN |  | 11 kV | Unknown |  | 0 |  |  |  | Unknown |  |  | PMU CHERAS JAYA 132/33/11kV | Unknown | Unknown | Unknown | Unknown | DISTRIBUTION | TNB | CHERAS | Unknown | Unknown |  |  |  | Unknown | [17 empty] | 3
28568154 | T2N1 | N2 | 6728463 | 6728660 |  |  | Existing | RYB |  | N2 | CLOSED | CLOSED | NEUTRAL |  | Unknown | Unknown |  | 0 |  |  |  | Unknown |  |  | PMU CHERAS JAYA 132/33/11kV | Unknown | Unknown | Unknown | Unknown | DISTRIBUTION | TNB | CHERAS | Unknown | Unknown |  |  |  | Unknown | [8 empty] | T2N1 | [8 empty] | 3
28568184 |  | CJYA-1T0 | 6728451 | 6728641 |  |  | Existing | RYB | CJYA-8L5 | 33KV BUSBAR | OPEN | OPEN | MAIN |  | 33 kV | Unknown |  | 0 |  |  |  | Unknown |  |  | PMU CHERAS JAYA 132/33/11kV | Unknown | Unknown | Unknown | Unknown | DISTRIBUTION | TNB | CHERAS | Unknown | Unknown |  |  |  | Unknown | [17 empty] | 3
28568192 |  | CJYA-13 | 6728531 | 6728743 |  |  | Existing | RYB |  | B01875 TAMING RAYA NO 2 | CLOSED | CLOSED | MAIN |  | 11 kV | Unknown |  | 0 |  |  |  | Unknown |  |  | PMU CHERAS JAYA 132/33/11kV | Unknown | Unknown | Unknown | Unknown | DISTRIBUTION | TNB | CHERAS | Unknown | Unknown |  |  |  | Unknown | [17 empty] | 3
28568210 |  | CJYA-8 | 6728369 | 6728564 |  |  | Existing | RYB |  | B06095 KOH LABEL IND | CLOSED | CLOSED | MAIN |  | 11 kV | Unknown |  | 0 |  |  |  | Unknown |  |  | PMU CHERAS JAYA 132/33/11kV | Unknown | Unknown | Unknown | Unknown | DISTRIBUTION | TNB | CHERAS | Unknown | Unknown |  |  |  | Unknown | [17 empty] | 3
28568227 |  | CJYA-1T0 | 6728452 | 6728640 |  |  | Existing | RYB | CJYA-8L5 | 33KV BUSBAR | CLOSED | CLOSED | RESERVE |  | 33 kV | Unknown |  | 0 |  |  |  | Unknown |  |  | PMU CHERAS JAYA 132/33/11kV | Unknown | Unknown | Unknown | Unknown | DISTRIBUTION | TNB | CHERAS | Unknown | Unknown |  |  |  | Unknown | [17 empty] | 3
28568239 |  | CJYA-32 | 6728425 | 6728605 |  |  | Existing | RYB |  | CJYA-TX2-32 | CLOSED | CLOSED | MAIN |  | 11 kV | Unknown |  | 0 |  |  |  | Unknown |  |  | PMU CHERAS JAYA 132/33/11kV | Unknown | Unknown | Unknown | Unknown | DISTRIBUTION | TNB | CHERAS | Unknown | Unknown |  |  |  | Unknown | [17 empty] | 3
28568259 |  | CJYA-1 | 6728486 | 6728657 |  |  | Existing | RYB |  | LOCAL TRANSFORMER | CLOSED | CLOSED | MAIN |  | 11 kV | Unknown |  | 0 |  |  |  | Unknown |  |  | PMU CHERAS JAYA 132/33/11kV | Unknown | Unknown | Unknown | Unknown | DISTRIBUTION | TNB | CHERAS | Unknown | Unknown |  |  |  | Unknown | [17 empty] | 3
28568293 |  | CJYA-4L5 | 6728394 | 6728575 |  |  | Existing | RYB | CJYA-8L5 | JUBA-1P5 | OPEN | OPEN | MAIN |  | 33 kV | Unknown |  | 0 |  |  |  | Unknown |  |  | PMU CHERAS JAYA 132/33/11kV | Unknown | Unknown | Unknown | Unknown | DISTRIBUTION | TNB | CHERAS | Unknown | Unknown |  |  |  | Unknown | [17 empty] | 3
28568297 | E1N1 | N4 | 6728511 | 6728706 |  |  | Existing | RYB |  | N4 | OPEN | OPEN | NEUTRAL |  | Unknown | Unknown |  | 0 |  |  |  | Unknown |  |  | PMU CHERAS JAYA 132/33/11kV | Unknown | Unknown | Unknown | Unknown | DISTRIBUTION | TNB | CHERAS | Unknown | Unknown |  |  |  | Unknown | [8 empty] | E1N1 | [8 empty] | 3
28568312 |  | CJYA-1L5 | 6728467 | 6728659 |  |  | Existing | RYB | CJYA-8L5 | BTHO-G93 | CLOSED | CLOSED | RESERVE |  | 33 kV | Unknown |  | 0 |  |  |  | Unknown |  |  | PMU CHERAS JAYA 132/33/11kV | Unknown | Unknown | Unknown | Unknown | DISTRIBUTION | TNB | CHERAS | Unknown | Unknown |  |  |  | Unknown | [17 empty] | 3
28568344 |  | CJYA-5 | 6728489 | 6728677 |  |  | Existing | RYB |  | B01354 WING WAH | CLOSED | CLOSED | MAIN |  | 11 kV | Unknown |  | 0 |  |  |  | Unknown |  |  | PMU CHERAS JAYA 132/33/11kV | Unknown | Unknown | Unknown | Unknown | DISTRIBUTION | TNB | CHERAS | Unknown | Unknown |  |  |  | Unknown | [17 empty] | 3
28568357 |  | CJYA-1H0 | 6729149 | 6729146 |  |  | Existing | RYB | CJYA-8L5 | CJYA-TX1-1H0 | OPEN | OPEN | RESERVE |  | 33 kV | Unknown |  | 0 |  |  |  | Unknown |  |  | PMU CHERAS JAYA 132/33/11kV | Unknown | Unknown | Unknown | Unknown | DISTRIBUTION | TNB | CHERAS | Unknown | Unknown |  |  |  | Unknown | [17 empty] | 3
28568380 |  | CJYA-4 | 6728387 | 6728586 |  |  | Existing | RYB |  | BERKAT KLASIK | CLOSED | CLOSED | MAIN |  | 11 kV | Unknown |  | 0 |  |  |  | Unknown |  |  | PMU CHERAS JAYA 132/33/11kV | Unknown | Unknown | Unknown | Unknown | DISTRIBUTION | TNB | CHERAS | Unknown | Unknown |  |  |  | Unknown | [17 empty] | 3
28568396 |  | CJYA-9 | 6728503 | 6728730 |  |  | Existing | RYB |  | GRANITE TILES | CLOSED | CLOSED | MAIN |  | 11 kV | Unknown |  | 0 |  |  |  | Unknown |  |  | PMU CHERAS JAYA 132/33/11kV | Unknown | Unknown | Unknown | Unknown | DISTRIBUTION | TNB | CHERAS | Unknown | Unknown |  |  |  | Unknown | [17 empty] | 3
28568404 |  | CJYA-31 | 6728495 | 6728654 |  |  | Existing | RYB |  | 11KV BUSBAR | CLOSED | CLOSED | MAIN |  | 11 kV | Unknown |  | 0 |  |  |  | Unknown |  |  | PMU CHERAS JAYA 132/33/11kV | Unknown | Unknown | Unknown | Unknown | DISTRIBUTION | TNB | CHERAS | Unknown | Unknown |  |  |  | Unknown | [17 empty] | 3
28568429 |  | CJYA-12 | 6728357 | 6728547 |  |  | Existing | RYB |  | B01417 WAH WAH ENGINEERING | CLOSED | CLOSED | MAIN |  | 11 kV | Unknown |  | 0 |  |  |  | Unknown |  |  | PMU CHERAS JAYA 132/33/11kV | Unknown | Unknown | Unknown | Unknown | DISTRIBUTION | TNB | CHERAS | Unknown | Unknown |  |  |  | Unknown | [17 empty] | 3
28568447 |  | CJYA-6L5 | 6728366 | 6728574 |  |  | Existing | RYB | CJYA-8L5 | TCLB-C56 | CLOSED | CLOSED | MAIN |  | 33 kV | Unknown |  | 0 |  |  |  | Unknown |  |  | PMU CHERAS JAYA 132/33/11kV | Unknown | Unknown | Unknown | Unknown | DISTRIBUTION | TNB | CHERAS | Unknown | Unknown |  |  |  | Unknown | [17 empty] | 3
28568499 |  | CJYA-11 | 6728528 | 6728749 |  |  | Existing | RYB |  | B01868 MAGNAVILLA NO 2 | CLOSED | CLOSED | MAIN |  | 11 kV | Unknown |  | 0 |  |  |  | Unknown |  |  | PMU CHERAS JAYA 132/33/11kV | Unknown | Unknown | Unknown | Unknown | DISTRIBUTION | TNB | CHERAS | Unknown | Unknown |  |  |  | Unknown | [17 empty] | 3
28568504 |  | CJYA-1H0 | 6729148 | 6729147 |  |  | Existing | RYB | CJYA-8L5 | CJYA-TX1-1H0 | CLOSED | CLOSED | MAIN |  | 33 kV | Unknown |  | 0 |  |  |  | Unknown |  |  | PMU CHERAS JAYA 132/33/11kV | Unknown | Unknown | Unknown | Unknown | DISTRIBUTION | TNB | CHERAS | Unknown | Unknown |  |  |  | Unknown | [17 empty] | 3
28568579 |  | CJYA-8L5 | 6729114 | 6729129 |  |  | Existing | RYB | CJYA-8L5 | SJIM-J30 | CLOSED | CLOSED | MAIN |  | 33 kV | Unknown |  | 0 |  |  |  | Unknown |  |  | PMU CHERAS JAYA 132/33/11kV | Unknown | Unknown | Unknown | Unknown | DISTRIBUTION | TNB | CHERAS | Unknown | Unknown |  |  |  | Unknown | [17 empty] | 3
28568601 |  | CJYA-5L5 | 6728505 | 6728701 |  |  | Existing | RYB | CJYA-8L5 | TJYA-4P5 | CLOSED | CLOSED | RESERVE |  | 33 kV | Unknown |  | 0 |  |  |  | Unknown |  |  | PMU CHERAS JAYA 132/33/11kV | Unknown | Unknown | Unknown | Unknown | DISTRIBUTION | TNB | CHERAS | Unknown | Unknown |  |  |  | Unknown | [17 empty] | 3
28568614 |  | CJYA-2T0 | 6728420 | 6728609 |  |  | Existing | RYB | CJYA-8L5 | 33KV BUSBAR | OPEN | OPEN | RESERVE |  | 33 kV | Unknown |  | 0 |  |  |  | Unknown |  |  | PMU CHERAS JAYA 132/33/11kV | Unknown | Unknown | Unknown | Unknown | DISTRIBUTION | TNB | CHERAS | Unknown | Unknown |  |  |  | Unknown | [17 empty] | 3
28568633 |  | CJYA-3L5 | 6728466 | 6728658 |  |  | Existing | RYB | CJYA-8L5 | SGLN-F96 | OPEN | OPEN | RESERVE |  | 33 kV | Unknown |  | 0 |  |  |  | Unknown |  |  | PMU CHERAS JAYA 132/33/11kV | Unknown | Unknown | Unknown | Unknown | DISTRIBUTION | TNB | CHERAS | Unknown | Unknown |  |  |  | Unknown | [17 empty] | 3
28568647 |  | CJYA-2 | 6728424 | 6728606 |  |  | Existing | RYB |  | B01231 KG BARU BALAKONG COMPACT | CLOSED | CLOSED | MAIN |  | 11 kV | Unknown |  | 0 |  |  |  | Unknown |  |  | PMU CHERAS JAYA 132/33/11kV | Unknown | Unknown | Unknown | Unknown | DISTRIBUTION | TNB | CHERAS | Unknown | Unknown |  |  |  | Unknown | [17 empty] | 3
28568651 |  | CJYA-7L5 | 6728764 | 6728778 |  |  | Existing | RYB | CJYA-8L5 | TSRA-2P5 | CLOSED | CLOSED | MAIN |  | 33 kV | Unknown |  | 0 |  |  |  | Unknown |  |  | PMU CHERAS JAYA 132/33/11kV | Unknown | Unknown | Unknown | Unknown | DISTRIBUTION | TNB | CHERAS | Unknown | Unknown |  |  |  | Unknown | [17 empty] | 3
28568678 |  | CJYA-3 | 6728488 | 6728682 |  |  | Existing | RYB |  | B01318 GREAT ASIA TIN CAN | CLOSED | CLOSED | MAIN |  | 11 kV | Unknown |  | 0 |  |  |  | Unknown |  |  | PMU CHERAS JAYA 132/33/11kV | Unknown | Unknown | Unknown | Unknown | DISTRIBUTION | TNB | CHERAS | Unknown | Unknown |  |  |  | Unknown | [17 empty] | 3
28568695 |  | CJYA-8L5 | 6729115 | 6729128 |  |  | Existing | RYB | CJYA-8L5 | SJIM-J30 | OPEN | OPEN | RESERVE |  | 33 kV | Unknown |  | 0 |  |  |  | Unknown |  |  | PMU CHERAS JAYA 132/33/11kV | Unknown | Unknown | Unknown | Unknown | DISTRIBUTION | TNB | CHERAS | Unknown | Unknown |  |  |  | Unknown | [17 empty] | 3
28568699 |  | CJYA-2T0 | 6728421 | 6728608 |  |  | Existing | RYB | CJYA-8L5 | 33KV BUSBAR | CLOSED | CLOSED | MAIN |  | 33 kV | Unknown |  | 0 |  |  |  | Unknown |  |  | PMU CHERAS JAYA 132/33/11kV | Unknown | Unknown | Unknown | Unknown | DISTRIBUTION | TNB | CHERAS | Unknown | Unknown |  |  |  | Unknown | [17 empty] | 3
28568711 | R1N1 | N5 | 6728510 | 6728711 |  |  | Existing | RYB |  | N5 | CLOSED | CLOSED | NEUTRAL |  | Unknown | Unknown |  | 0 |  |  |  | Unknown |  |  | PMU CHERAS JAYA 132/33/11kV | Unknown | Unknown | Unknown | Unknown | DISTRIBUTION | TNB | CHERAS | Unknown | Unknown |  |  |  | Unknown | [8 empty] | R1N1 | [8 empty] | 3
28568721 |  | CJYA-2H0 | 6729143 | 6728637 |  |  | Existing | RYB | CJYA-8L5 | CJYA-TX2-2H0 | CLOSED | CLOSED | RESERVE |  | 33 kV | Unknown |  | 0 |  |  |  | Unknown |  |  | PMU CHERAS JAYA 132/33/11kV | Unknown | Unknown | Unknown | Unknown | DISTRIBUTION | TNB | CHERAS | Unknown | Unknown |  |  |  | Unknown | [17 empty] | 3
28568726 |  | CJYA-2L5 | 6728391 | 6728582 |  |  | Existing | RYB | CJYA-8L5 | MINE-G83 | CLOSED | CLOSED | RESERVE |  | 33 kV | Unknown |  | 0 |  |  |  | Unknown |  |  | PMU CHERAS JAYA 132/33/11kV | Unknown | Unknown | Unknown | Unknown | DISTRIBUTION | TNB | CHERAS | Unknown | Unknown |  |  |  | Unknown | [17 empty] | 3
28568732 |  | CJYA-5L5 | 6728506 | 6728722 |  |  | Existing | RYB | CJYA-8L5 | TJYA-4P5 | OPEN | OPEN | MAIN |  | 33 kV | Unknown |  | 0 |  |  |  | Unknown |  |  | PMU CHERAS JAYA 132/33/11kV | Unknown | Unknown | Unknown | Unknown | DISTRIBUTION | TNB | CHERAS | Unknown | Unknown |  |  |  | Unknown | [17 empty] | 3
28568768 | T1N1 | N1 | 6728464 | 6728665 |  |  | Existing | RYB |  | N1 | CLOSED | CLOSED | NEUTRAL |  | Unknown | Unknown |  | 0 |  |  |  | Unknown |  |  | PMU CHERAS JAYA 132/33/11kV | Unknown | Unknown | Unknown | Unknown | DISTRIBUTION | TNB | CHERAS | Unknown | Unknown |  |  |  | Unknown | [8 empty] | T1N1 | [8 empty] | 3
28568777 |  | CJYA-10 | 6728355 | 6728567 |  |  | Existing | RYB |  | B09088 TMN TAMING MAJU CRS JY | CLOSED | CLOSED | MAIN |  | 11 kV | Unknown |  | 0 |  |  |  | Unknown |  |  | PMU CHERAS JAYA 132/33/11kV | Unknown | Unknown | Unknown | Unknown | DISTRIBUTION | TNB | CHERAS | Unknown | Unknown |  |  |  | Unknown | [17 empty] | 3
28568792 |  | CJYA-3L5 | 6728468 | 6728692 |  |  | Existing | RYB | CJYA-8L5 | SGLN-F96 | CLOSED | CLOSED | MAIN |  | 33 kV | Unknown |  | 0 |  |  |  | Unknown |  |  | PMU CHERAS JAYA 132/33/11kV | Unknown | Unknown | Unknown | Unknown | DISTRIBUTION | TNB | CHERAS | Unknown | Unknown |  |  |  | Unknown | [17 empty] | 3
28568804 |  | CJYA-7 | 6728501 | 6728733 |  |  | Existing | RYB |  | B01575 PKNS CHERAS JAYA NO 5 | CLOSED | CLOSED | MAIN |  | 11 kV | Unknown |  | 0 |  |  |  | Unknown |  |  | PMU CHERAS JAYA 132/33/11kV | Unknown | Unknown | Unknown | Unknown | DISTRIBUTION | TNB | CHERAS | Unknown | Unknown |  |  |  | Unknown | [17 empty] | 3
28634199 | B09998 | B09998 |  |  |  |  | Existing | RYB | SGLN-9 | B10105 SG LONG SUBSTION NO 2 | CLOSED | CLOSED | LINK |  | 11 kV | GAS |  |  |  |  | FALCON BETA | TAMCO | B2714015 | N/A | TMN SERI SG LONG | SUBSTATION | Unknown | NO | NONE | DISTRIBUTION | TNB | CHERAS | NO | 75 |  |  | Unknown | NO |  | LINE |  | 28 |  | 0.63 | 50 | 20 | B09998 | NO | N/A | [6 empty] | 3
28634200 | B09996 | B09996 |  |  |  |  | Existing | RYB | SGLN-9 | B09139 TMN SUNNYSIDE NO.3 | CLOSED | CLOSED | LINK | 20.000 kV | 11 kV | GAS |  |  |  |  | FALCON BETA | TAMCO | B2714015 | N/A | TMN SERI SG LONG | SUBSTATION | Unknown | NO | NONE | DISTRIBUTION | TNB | CHERAS | NO | 75 |  |  | Unknown | NO |  | LINE |  | 28 |  | 0.63 | 50 | 20 | B09996 | NO | N/A | [6 empty] | 3
28634281 | B09112 | B09112 |  |  | BCRS/PCE/J00702/MBB09112 | 300270860 | Existing | RYB | BLKG-12 | B01457 JONG SENG CPT | CLOSED | CLOSED | LINK |  | 11 kV | GAS | 2005-11-01 |  |  |  | SIEMENS | SIEMENS | CV744626-000270/017 | N/A | APARTMENT DESA RIA | SUBSTATION | Unknown | NO | NONE | DISTRIBUTION | TNB | CHERAS | NO | 75 |  |  | Unknown | NO |  | LINE |  | 28 |  | 0.63 | 50 | 20 | B09112 | NO | N/A | [6 empty] | 3
28634296 | B09115 | B09115 |  |  | BCRS/PCE/J00702/MBB09112 | 300270860 | Existing | RYB | BLKG-12 | B01456 TMN IMPIAN EHSAN 1 | CLOSED | CLOSED | LINK |  | 11 kV | GAS | 2005-11-01 |  |  |  | SIEMENS | SIEMENS | CV744626-000270/017 | N/A | APARTMENT DESA RIA | SUBSTATION | Unknown | NO | NONE | DISTRIBUTION | TNB | CHERAS | NO | 75 |  |  | Unknown | NO |  | LINE |  | 28 |  | 0.63 | 50 | 20 | B09115 | NO | N/A | [6 empty] | 3
28636283 | B11604 | B11605 KILANG JLN TNMG 2 NO. 2 |  |  | BCRS/PCE/J01022/MB1 | 300318503 | Existing | RYB | TAMI-4 | B11605 KILANG JLN TAMING 2 NO 2 | CLOSED | CLOSED | LINK |  | 11 kV | GAS | 15/08/2012 |  |  |  | INDKOM | INDKOM | 1104217053 |  | KILANG JLN TANMING 2 NO 1 | Unknown | Unknown | NO | NONE | DISTRIBUTION | TNB | CHERAS | NO | 75 |  |  |  | NO |  | LINE |  | 28 |  | 0.63 | 50 | 20 | B11604 | NO | [7 empty] | 3
28636298 | B11602 | B02776 BALAKONG 275 |  |  | BCRS/PCE/J01022/MB1 | 300318503 | Existing | RYB | TAMI-4 |  | CLOSED | CLOSED | LINK |  | 11 kV | GAS | 15/08/2012 |  |  |  | INDKOM | INDKOM | 1104217053 |  | KILANG JLN TANMING 2 NO 1 | Unknown | Unknown | NO | NONE | DISTRIBUTION | TNB | CHERAS | NO | 75 |  |  |  | NO |  | LINE |  | 28 |  | 0.63 | 50 | 20 | B11602 | NO | [7 empty] | 3
30281443 | B11607 |  |  |  | BCRS/PCE/J01023/MB | 300318502 | Existing | RYB | TAMI-4 | B10194 MINLON LIGHT B | CLOSED | CLOSED | LINK |  | 11 kV | GAS | 19/04/2013 |  |  |  | VEI | VEI | 26250 |  | KILANG JLN TANMING 2 NO 2 | Unknown | Unknown | Unknown | Unknown | DISTRIBUTION | TNB | CHERAS | NO | 75 |  |  |  | Unknown |  | LINE |  | 28 |  | 0.63 | 50 | 20 | B11607 | NO | [7 empty] | 3
30281455 | B11605 |  |  |  | BCRS/PCE/J01023/MB | 300318502 | Existing | RYB | TAMI-4 | B11604 KILANG JLN TNMG 2 NO. 1 | CLOSED | CLOSED | LINK |  | 11 kV | GAS | 19/04/2013 |  |  |  | VEI | VEI | 26250 |  | KILANG JLN TANMING 2 NO 2 | Unknown | Unknown | Unknown | Unknown | DISTRIBUTION | TNB | CHERAS | NO | 75 |  |  |  | Unknown |  | LINE |  | 28 |  | 0.63 | 50 | 20 | B11605 | NO | [7 empty] | 3
30281792 | B10938 | B07877 NO. 1 BLKG 25 |  |  | BCRS/PCE/J00972/MBB10935 | 300308274 | Existing | RYB | TAMI-6 | NO. 1 JLN BLKG JAYA 25 | CLOSED | CLOSED | LINK |  | 11 kV | GAS | 2010-11-11 |  |  |  | Unknown | TAMCO | D296109 |  | BAYU PARK VILLE | Unknown | Unknown | Unknown | Unknown | DISTRIBUTION | TNB | CHERAS | Unknown | 75 |  |  | CONTROL | Unknown |  |  |  | 28 |  | 0.63 | 50 | 20 | B10938 | Unknown | [7 empty] | 3
30281807 | B10935 | B10935 CHEW TSU PEH |  |  | BCRS/PCE/J00972/MBB10935 | 300308274 | Existing | RYB | TAMI-6 | CHEW TSU PEH | CLOSED | CLOSED | LINK |  | 11 kV | GAS | 2010-11-11 |  |  |  | Unknown | TAMCO | D296109 | Unknown | BAYU PARK VILLE | SUBSTATION | Unknown | Unknown | Unknown | DISTRIBUTION | TNB | CHERAS | Unknown | 75 | Unknown | Unknown | Unknown | Unknown |  | LINE |  | 28 | 630.000 A | 0.63 | 50 | 20 | B10935 | Unknown | NOT APPLICABLE |  |  | Unknown | Unknown |  |  | 3
30282427 | B11484 | B11484 |  |  | BCRS/PCE/J00579/MB | 300430801 | Existing | RYB | TAMI-6 | B07880 CHEW TSU PEH | OPEN | CLOSED | LINK |  | 11 kV | GAS | 21/07/2011 |  |  |  | F_and_G | INDKOM | 1101223625 | NOT APPLICABLE | TMN PERINDUSTRIAN BALAKONG NO 3 | SUBSTATION | Unknown | YES | Unknown | DISTRIBUTION | TNB | CHERAS | Unknown | 75 | Unknown | Unknown | Unknown | NO |  | LINE |  | 28 | 630.000 A | 0.63 | 50 | 20 | B11484 | NO | NOT APPLICABLE |  |  | Unknown | Unknown |  |  | 3
30282442 | B11487 | B11487 |  |  | BCRS/PCE/J00579/MB | 300430801 | Existing | RYB | TAMI-6 | B12735 PE SUNSHINE EST 3393 | CLOSED | CLOSED | LINK |  | 11 kV | GAS | 21/07/2011 |  |  |  | F_and_G | INDKOM | 1101223625 | NOT APPLICABLE | TMN PERINDUSTRIAN BALAKONG NO 3 | SUBSTATION | Unknown | YES | Unknown | DISTRIBUTION | TNB | CHERAS | Unknown | 75 | Unknown | Unknown | Unknown | NO |  | LINE |  | 28 | 630.000 A | 0.63 | 50 | 20 | B11487 | NO | NOT APPLICABLE |  |  | Unknown | Unknown |  |  | 3
30283261 | B10013 | B11618 LOT 3396 BJ2 |  |  | BCRS/PCE/J00592/MB | 300431596 | Existing | RYB | TAMI-6 |  | CLOSED | CLOSED | LINK |  | 11 kV |  | 1998-11-01 | [7 empty] | TMN PERINDUSTIRAN BALAKONG NO 2 | Unknown | Unknown | NO | NONE | DISTRIBUTION | TNB | CHERAS | NO | Unknown |  |  |  | NO | [8 empty] | B10013 | NO | [7 empty] | 3
30283276 | B10016 | B10017 T. IND BLKG 1 |  |  | BCRS/PCE/J00592/MB | 300431596 | Existing | RYB | TAMI-6 |  | CLOSED | CLOSED | LINK |  | 11 kV | GAS | 1998-11-01 |  |  |  | VEI |  |  | NOT APPLICABLE | TMN PERINDUSTIRAN BALAKONG NO 2 | Unknown | Unknown | YES | Unknown | DISTRIBUTION | TNB | CHERAS | NO | Unknown | Unknown | Unknown | Unknown | NO |  | LINE |  |  | 630.000 A | 20 |  | 50 | B10016 | NO | NOT APPLICABLE |  |  | Unknown | Unknown |  |  | 3
30284673 | B04456 | SIERA CHAMP |  |  | BCRS/PCE/J00733/MBB04455 | 300270996 | Existing | RYB | TAMI-5 | B02798 SEIRA CHARM | CLOSED | CLOSED | LINK |  | 11 kV | GAS | 18/07/1998 |  |  |  | VEI | VEI | 24174 | NOT AVAILABLE | NO 5 TMN BALAKONG JAYA | SUBSTATION | Unknown | NO | NONE | DISTRIBUTION | TNB | CHERAS | NO | 75 |  |  | Unknown | NO |  | LINE |  | 28 |  | 0.63 | 50 | 20 | B04456 | NO | NOT AVAILABLE | [6 empty] | 3
30284688 | B04455 | BALAKONG JAYA 1 |  |  | BCRS/PCE/J00733/MBB04455 | 300270996 | Existing | RYB | TAMI-5 | B00642 BALAKONG JAYA 1 | CLOSED | CLOSED | LINK |  | 11 kV | GAS | 18/07/1998 |  |  |  | VEI | VEI | 24174 | NOT AVAILABLE | NO 5 TMN BALAKONG JAYA | SUBSTATION | Unknown | NO | NONE | DISTRIBUTION | TNB | CHERAS | NO | 75 |  |  | Unknown | NO |  | LINE |  | 28 |  | 0.63 | 50 | 20 | B04455 | NO | NOT AVAILABLE | [6 empty] | 1
30285227 | B10113 | KAJANG HEIGHT NO.2 |  |  | BCRS/PCE/J00601/MBB02876 | 300512621 | Existing | RYB | TAMI-5 | KAJANG HEIGHT NO.2 | CLOSED | CLOSED | LINK | 12.000 kV | 11 kV | GAS |  |  |  |  | TAMCO | INDKOM |  | NOT APPLICABLE | KAJANG HEIGHT NO 4 | SUBSTATION | Unknown | YES | Unknown | DISTRIBUTION | TNB | CHERAS | Unknown | 75 | Unknown | Unknown | Unknown | NO |  | LINE |  | 28 | 630.000 A | 0.63 | 50 | 20 | B10113 | NO | NOT APPLICABLE |  |  | Unknown | Unknown |  |  | 3
30285242 | B10111 | KAJANG HEIGHT NO.1 |  |  | BCRS/PCE/J00601/MBB02876 | 300512621 | Existing | RYB | TAMI-5 | KAJANG HEIGHT NO.1 | CLOSED | CLOSED | LINK | 12.000 kV | 11 kV | GAS |  |  |  |  | TAMCO | INDKOM |  | NOT APPLICABLE | KAJANG HEIGHT NO 4 | SUBSTATION | Unknown | YES | NONE | DISTRIBUTION | TNB | CHERAS | Unknown | 75 | Unknown | Unknown | Unknown | NO |  | LINE |  | 28 | 630.000 A | 20 | 50 | 20 | B10111 | NO | NOT APPLICABLE |  |  | Unknown | Unknown |  |  | 3
30414621 | B02812 | B02813 MMC |  |  | BCRS/PCE/J00723/MBB02810 | 300270929 | Existing | RYB | TAMI-5 |  | CLOSED | CLOSED | LINK |  | 11 kV |  | 18/07/1998 |  |  |  |  | TAMCO |  |  | TANMING VEHICLE | Unknown | Unknown | NO | NONE | DISTRIBUTION | TNB | CHERAS | NO | Unknown |  |  |  | NO | [8 empty] | B02812 | NO | [7 empty] | 3
30414633 | B02810 |  |  |  | BCRS/PCE/J00723/MBB02810 | 300270929 | Existing | RYB | TAMI-5 | B02809 LAM KONG SAM | CLOSED | CLOSED | LINK |  | 11 kV |  | 18/07/1998 |  |  |  |  | TAMCO |  |  | TANMING VEHICLE | Unknown | Unknown | NO | NONE | DISTRIBUTION | TNB | CHERAS | NO | Unknown |  |  |  | NO | [8 empty] | B02810 | NO | [7 empty] | 3
30416407 | B10985 | PE BKT RASA SAYANG |  |  | BCRS/PCE/J00985/MB | 300319441 | Existing | RYB |  | B08868 PE BKT RASA SAYANG | CLOSED | CLOSED | LINK |  | 11 kV | GAS | 2010-11-01 |  |  | Unknown | FALCON BETA | TAMCO | D2106167 | Not Applicable | TMN TANMING MUTIARA NO 2 | SUBSTATION | Unknown | YES | Unknown | DISTRIBUTION | TNB | CHERAS | Unknown | 75 | Unknown | Unknown | Unknown | NO |  | LINE |  | 28 |  | 0.63 | 50 | 20 | B10985 | NO | Not Applicable |  |  | Unknown | Unknown |  |  | 3
30416422 | B10982 | PE TAMAN MUTIARA JAYA NO 1 |  |  | BCRS/PCE/J00985/MB | 300319441 | Existing | RYB | MHCR-5 | B12301 PE TAMAN MUTIARA JAYA NO 1 | OPEN | OPEN | LINK |  | 11 kV | GAS | 2010-11-01 |  |  | Unknown | FALCON BETA | TAMCO | D2106167 | Not Applicable | TMN TANMING MUTIARA NO 2 | SUBSTATION | Unknown | YES | NONE | DISTRIBUTION | TNB | CHERAS | Unknown | 75 | Unknown | Unknown | Unknown | NO |  | LINE |  | 28 | 630.000 A | 0.63 | 50 | 20 | B10982 | NO | Not Applicable |  |  | Unknown | Unknown |  |  | 3
30416992 | B11420 |  | 6791893 | 6791892 | BCRS/PCE/J00155/MBB02097 | 300005323 | Existing | RYB | LMAS-14 | LMAS-14 | CLOSED | CLOSED | LINK | 11.000 kV | 11 kV | GAS | 2000-11-01 | 0 | J3666/1/R-753 |  | INDKOM | INDKOM | 1005312431 |  | TMN MUDUN | Unknown | Unknown | Unknown | Unknown | DISTRIBUTION | TNB | CHERAS | Unknown | 75 |  |  |  | Unknown |  |  |  | 28 | 400.000 A | 0.63 | 50 | 20 | B11420 | [5 empty] | 0 | TAMAN MUDUN |  | 3
32879164 | B10605 | B10605 |  |  | BCRS/PCE/J00979/MB | 300319464 | Existing | RYB | JUBA-3 | PE APARTMENT TERATAI NO 1 | CLOSED | CLOSED | LINK |  | 11 kV | GAS | 18/07/1998 |  |  |  | LUCY | TAMCO | N/A | NOT APPLICABLE | APARTMENT TERATAI NO 2 | SUBSTATION | Unknown | YES | Unknown | DISTRIBUTION | TNB | CHERAS | Unknown | 75 | Unknown | Unknown | Unknown | NO |  | LINE |  | 28 | 630.000 A | 0.63 | 50 | 20 | B10605 | NO | NOT APPLICABLE |  |  | Unknown | Unknown |  |  | 1
32879176 | B10607 | B10607 |  |  | BCRS/PCE/J00979/MB | 300319464 | Existing | RYB | JUBA-3 | PE JLN SUTERA 1/5 TAMAN SUTERA | CLOSED | CLOSED | LINK |  | 11 kV | GAS | 18/07/1998 |  |  |  | LUCY | TAMCO | N/A | NOT APPLICABLE | APARTMENT TERATAI NO 2 | SUBSTATION | Unknown | YES | Unknown | DISTRIBUTION | TNB | CHERAS | Unknown | 75 | Unknown | Unknown | Unknown | NO |  | LINE |  | 28 | 630.000 A | 0.63 | 50 | 20 | B10607 | NO | NOT APPLICABLE |  |  | Unknown | Unknown |  |  | 1
32982409 | B01540 | B01540 | 6763702 | 6763701 | BCRS/PCE/J00302/MB1 | 310282239 | Existing | RYB | CJYA-4 | B01539 PE MIEL NO 4 | CLOSED | CLOSED | LINK | 12.000 kV | 11 kV | OIL |  | 1991 | 62109390 |  | TAMCO CUTLER HAMMER | TAMCO CUTLER HAMMER | R17165-101R | N/A | TMN CHERAS JAYA NO 4 | SUBSTATION | Unknown | Unknown | Unknown | DISTRIBUTION | TNB | CHERAS | Unknown | 75 |  |  | Unknown | Unknown |  | LINE |  | 28 | 630.000 A | 0.63 | 50 | 20 | B01540 | NO | N/A |  |  |  | 0 | TAMAN CHERAS JAYA NO 3 |  | 3
32982422 | B01542 | B01542 | 6763705 | 6763704 | BCRS/PCE/J00302/MB1 | 310282239 | Existing | RYB | CJYA-4 | B01543 CHERAS JAYA NO 3 | CLOSED | CLOSED | LINK | 12.000 kV | 11 kV | OIL |  | 1991 | 62109390 |  | TAMCO CUTLER HAMMER | TAMCO CUTLER HAMMER | R17165-105R | N/A | TMN CHERAS JAYA NO 4 | SUBSTATION | Unknown | Unknown | Unknown | DISTRIBUTION | TNB | CHERAS | Unknown | 75 |  |  | Unknown | Unknown |  | LINE |  | 28 | 630.000 A | 0.63 | 50 | 20 | B01542 | NO | N/A |  |  |  | 0 | TAMAN CHERAS JAYA NO 3 |  | 3
34807610 | B11805 | PE TMN DUTAMAS NO.1 |  |  | BCRS/PCE/J01085/MB1 | 300448870 | Existing | RYB | JUBA-14 | B11061 PE TMN DUTAMAS NO.1 | CLOSED | CLOSED | LINK | 12.000 kV | 11 kV | GAS | 2012-11-11 |  |  | Unknown | F_and_G | INDKOM | 1203226547 | NOT APPLICABLE | JLN DUTAMAS 9 | SUBSTATION | Unknown | YES | Unknown | DISTRIBUTION | TNB | CHERAS | NO | 75 | Unknown | Unknown | Unknown | NO |  | LINE |  | 28 | 630.000 A | 0.63 | 50 | 20 | B11805 | NO | NOT APPLICABLE |  |  | Unknown | Unknown | JALAN DUTAMAS 9 |  | 3
34807625 | B11808 | PE AVENUE 4 NO.2 |  |  | BCRS/PCE/J01085/MB1 | 300448870 | Existing | RYB | JUBA-14 | B13808 PE AVENUE 4 NO.2 | CLOSED | CLOSED | LINK | 12.000 kV | 11 kV | GAS | 2012-11-11 |  |  | Unknown | F_and_G | INDKOM | 1203226547 | NOT APPLICABLE | JLN DUTAMAS 9 | SUBSTATION | Unknown | YES | Unknown | DISTRIBUTION | TNB | CHERAS | Unknown | 75 | Unknown | Unknown | Unknown | NO |  | LINE |  | 28 | 630.000 A | 0.63 | 50 | 20 | B11808 | NO | NOT APPLICABLE |  |  | Unknown | Unknown |  |  | 3
34808946 | B12019 | B12019 |  |  | BCRS/PCE/J01075/MBB12016 | 300431250 | Existing | RYB | MHCR-3 | B10351 PE VISTA CITY JALAN PANGLIMA | CLOSED | CLOSED | LINK | 12.000 kV | 11 kV | GAS | 2012-08-11 |  |  |  | TOSHIBA | TOPRANK | 1D2L2T AY 16/2012 | NOT APPLICABLE | JLN MAHKOTA RESIDENCE NO 1 | SUBSTATION | Unknown | YES | Unknown | DISTRIBUTION | TNB | CHERAS | Unknown | 75 | Unknown | Unknown | Unknown | NO |  | LINE |  | 28 | 630.000 A | 0.63 | 50 | 20 | B12019 | NO | NOT APPLICABLE |  |  | Unknown | Unknown |  |  | 3
34808961 | B12016 | B12016 |  |  | BCRS/PCE/J01075/MBB12016 | 300431250 | Existing | RYB | MHCR-3 | JALAN MAHKOTA RESIDENCE 2 | CLOSED | CLOSED | LINK | 12.000 kV | 11 kV | GAS | 2012-08-11 |  |  |  |  | TOPRANK | 1D2L2T AY16/2012 | NOT APPLICABLE | JLN MAHKOTA RESIDENCE NO 1 | Unknown | Unknown | YES | Unknown | DISTRIBUTION | TNB | CHERAS | Unknown | Unknown | Unknown | Unknown |  | NO |  | LINE |  |  | 630.000 A |  |  | 20 | B12016 | NO | NOT APPLICABLE |  |  | Unknown | Unknown |  |  | 3
34809838 | B12013 | B12013 |  |  | BCRS/PCE/J01048/MB1 | 300430876 | Existing | RYB | MHCR-3 | MAHKOTA RESIDENCE | CLOSED | CLOSED | LINK | 12.000 kV | 11 kV | GAS | 2012-08-11 |  |  |  | Unknown | Unknown | SSE/TNB/61/2012-5/0004 | NOT APPLICABLE | JLN MAHKOTA RESIDENCE NO 2 | SUBSTATION | Unknown | YES | Unknown | DISTRIBUTION | TNB | CHERAS | Unknown | 75 | Unknown | Unknown |  | NO |  | LINE |  | 28 | 630.000 A | 0.63 | 50 | 20 | B12013 | NO | NOT APPLICABLE |  |  | Unknown | Unknown |  |  | 3
34809850 | B12015 | B12016 JLN MAHKOTA RESIDENCE 1 |  |  | BCRS/PCE/J01048/MB1 | 300430876 | Existing | RYB | MHCR-3 | JLN MAHKOTA RESIDENCE | CLOSED | CLOSED | LINK | 12.000 kV | 11 kV | GAS | 2012-08-11 |  |  |  | Unknown | Unknown | SSE/TNB 61/2012-5/0004 | NOT APPLICABLE | JLN MAHKOTA RESIDENCE NO 2 | SUBSTATION | Unknown | YES | Unknown | DISTRIBUTION | TNB | CHERAS | Unknown | 75 | Unknown | Unknown | Unknown | NO |  | LINE |  | 28 | 630.000 A | 0.63 | 50 | 20 | B12015 | NO | NOT APPLICABLE |  |  | Unknown | Unknown |  |  | 3
34810728 | B11608 | B11608 |  |  |  |  | Existing | RYB | JUBA-3 | JALAN SUTERA 2/1A | CLOSED | CLOSED | LINK | 12.000 kV | 11 kV | GAS |  |  |  |  | VEI | VEI | 26187 | NOT APPLICABLE | JALAN SUTERA 4/2 | SUBSTATION | Unknown | YES | Unknown | DISTRIBUTION | TNB | CHERAS | Unknown | 75 | Unknown | Unknown | Unknown | NO |  | LINE |  | 28 | 630.000 A | 0.63 | 50 | 20 | B11608 | NO | NOT APPLICABLE |  |  | Unknown | Unknown |  |  | 1
34810740 | B11610 | B11610 |  |  |  |  | Existing | RYB | JUBA-3 | RUMAH FASA 4 2 TINGKAT | CLOSED | CLOSED | LINK | 12.000 kV | 11 kV | GAS |  |  |  |  | VEI | VEI | 26187 | NOT APPLICABLE | JALAN SUTERA 4/2 | SUBSTATION | Unknown | YES | Unknown | DISTRIBUTION | TNB | CHERAS | Unknown | 75 | Unknown | Unknown | Unknown | NO |  | LINE |  | 28 | 630.000 A | 0.63 | 50 | 20 | B11610 | NO | NOT APPLICABLE |  |  | Unknown | Unknown |  |  | 1
34811083 | B11893 | B11893 |  |  | BCRS/PCE/J01076/MBB11890 | 300431251 | Existing | RYB | MHCR-3 | B12814 PE PDT SINAR MAHKOTA | CLOSED | CLOSED | LINK | 12.000 kV | 11 kV | GAS | 13/09/2012 |  |  |  | INDKOM | INDKOM | 1206227153 | NOT APPLICABLE | SURIA COURT | SUBSTATION | Unknown | YES | Unknown | DISTRIBUTION | TNB | CHERAS | Unknown | 75 | Unknown | Unknown |  | NO |  | LINE |  | 28 | 630.000 A | 0.63 | 50 | 20 | B11893 | NO | NOT APPLICABLE |  |  | Unknown | Unknown |  |  | 3
34811098 | B11890 | B11890 |  |  | BCRS/PCE/J01076/MBB11890 | 300431251 | Existing | RYB | MHCR-3 | PPU BMC VCB 3 | CLOSED | CLOSED | LINK | 12.000 kV | 11 kV | GAS | 13/09/2012 |  |  |  | INDKOM | INDKOM | 1206227153 | NOT APPLICABLE | SURIA COURT | SUBSTATION | Unknown | YES | Unknown | DISTRIBUTION | TNB | CHERAS | Unknown | 75 | Unknown | Unknown |  | NO |  | LINE |  | 28 | 630.000 A | 0.63 | 50 | 20 | B11890 | NO | NOT APPLICABLE |  |  | Unknown | Unknown |  |  | 3
34815756 | B11705 | B11705 |  |  | BCRS/PCE/J01025/MBB11705 | 300318500 | Existing | RYB | JUBA-4 | DATARAN C180 NO 2 | CLOSED | CLOSED | LINK | 12.000 kV | 11 kV | GAS | 13/01/2012 |  |  |  | TOPRANK | TOPRANK | AK 191/2012 | NOT APPLICABLE | DATARAN C180 NO 1 | SUBSTATION | Unknown | YES | Unknown | DISTRIBUTION | TNB | CHERAS | Unknown | 75 | Unknown | Unknown | Unknown | NO |  | LINE |  | 28 | 630.000 A | 0.63 | 50 | 20 | B11705 | NO | NOT APPLICABLE |  |  | Unknown | Unknown |  |  | 3
34815771 | B11708 | B11708 |  |  | BCRS/PCE/J01025/MBB11705 | 300318500 | Existing | RYB | JUBA-4 | PPU JUSCO VCB 4 | CLOSED | CLOSED | LINK | 12.000 kV | 11 kV | GAS | 13/01/2012 |  |  |  | TOPRANK | TOPRANK | AK 191/2012 | NOT APPLICABLE | DATARAN C180 NO 1 | SUBSTATION | Unknown | YES | Unknown | DISTRIBUTION | TNB | CHERAS | Unknown | 75 | Unknown | Unknown | Unknown | NO |  | LINE |  | 28 | 630.000 A | 0.63 | 50 | 20 | B11708 | NO | NOT APPLICABLE |  |  | Unknown | Unknown |  |  | 3
34817182 | B02269 | B02269 |  |  | BCRS/PCE/J00667/MBB09184 | 300270685 | Existing | RYB |  | SG BESI INDAH NO 3 | CLOSED | CLOSED | LINK | 12.000 kV | 11 kV | GAS | 18/07/1998 |  |  | Unknown | FALCON BETA | TAMCO | 200200 | NOT APPLICABLE | SWS THE MINES | SUBSTATION | Unknown | YES | Unknown | DISTRIBUTION | TNB | CHERAS | Unknown | 75 | Unknown | Unknown | Unknown | NO |  | LINE |  | 28 | 630.000 A | 0.63 | 50 | 20 | B02269 | NO | NOT APPLICABLE |  |  | Unknown | Unknown |  |  | 1
34817192 | B02270 | SS MINES S/FAIR |  |  | BCRS/PCE/J00667/MBB09184 | 300270685 | Existing | RYB |  | SS MINES S/FAIR | CLOSED | CLOSED | LINK | 12.000 kV | 11 kV | GAS | 18/07/1998 |  |  | Unknown | FALCON BETA | TAMCO | 200200 | Unknown | SWS THE MINES | SUBSTATION | Unknown | YES | Unknown | DISTRIBUTION | TNB | CHERAS | Unknown | 75 | Unknown | Unknown | Unknown | NO |  | LINE |  | 28 | 630.000 A | 0.63 | 50 | 20 | B02270 | NO | NOT APPLICABLE |  |  | Unknown | Unknown |  |  | 1
34817193 | B02268 | B02268 |  |  | BCRS/PCE/J00667/MBB09184 | 300270685 | Existing | RYB |  | PPU MINES VCB 3 | CLOSED | CLOSED | LINK | 12.000 kV | 11 kV | GAS | 18/07/1998 |  |  | Unknown | FALCON BETA | TAMCO | 200200 | Unknown | SWS THE MINES | SUBSTATION | Unknown | YES | Unknown | DISTRIBUTION | TNB | CHERAS | Unknown | 75 | Unknown | Unknown | Unknown | NO |  | LINE |  | 28 | 630.000 A | 0.63 | 50 | 20 | B02268 | NO | NOT APPLICABLE |  |  | Unknown | Unknown |  |  | 1
34817202 | B11037 | RUMAH KEDAI JUSCO |  |  | BCRS/PCE/J00980/MB1 | 300319456 | Existing | RYB |  | B10885 PE RUMAH KEDAI JUSCO | CLOSED | CLOSED | LINK | 12.000 kV | 11 kV | GAS | 2010-11-01 |  |  |  | VEI | VEI | 25363 | NOT APPLICABLE | C180 NO 1 BALAKONG | SUBSTATION | Unknown | YES | Unknown | DISTRIBUTION | TNB | CHERAS | Unknown | Unknown | Unknown | Unknown | Unknown | NO |  | LINE |  |  | 630.000 A | 0.63 | 50 | 20 | B11037 | NO | NOT APPLICABLE |  |  | Unknown |  |  |  | 1
34817217 | B11040 | DATARAN C180 NO 4 |  |  | BCRS/PCE/J00980/MB1 | 300319456 | Existing | RYB |  | B11746 PE DATARAN C180 NO 4 | CLOSED | CLOSED | LINK | 12.000 kV | 11 kV | GAS | 2010-11-01 |  |  |  | VEI | VEI | 25363 | NOT APPLICABLE | C180 NO 1 BALAKONG | SUBSTATION | Unknown | YES | Unknown | DISTRIBUTION | TNB | CHERAS | Unknown | Unknown | Unknown | Unknown | Unknown | NO |  | LINE |  |  | 630.000 A | 0.63 | 50 | 20 | B11040 | NO | NOT APPLICABLE |  |  | Unknown | Unknown |  |  | 1
34818660 | B11746 | B11746 |  |  | BCRS/PCE/J01165/MBB11746 |  | Existing | RYB |  | B11040 PE C180 NO 1 BALAKONG | CLOSED | CLOSED | LINK | 12.000 kV | 11 kV | GAS |  |  |  |  | INDKOM | INDKOM | 1112225018 | NOT APPLICABLE | DATARAN C180 NO 4 | SUBSTATION | Unknown | YES | Unknown | DISTRIBUTION | TNB | CHERAS | Unknown | 75 | Unknown | Unknown | Unknown | NO |  | LINE |  | 28 | 630.000 A | 0.63 | 50 | 20 | B11746 | NO | NOT APPLICABLE |  |  | Unknown | Unknown |  |  | 1
34818675 | B11749 | B11749 |  |  | BCRS/PCE/J01165/MBB11749 |  | Existing | RYB |  | B11041 PE C180 BALAKONG NO 2 | CLOSED | CLOSED | LINK | 12.000 kV | 11 kV | GAS |  |  |  |  | INDKOM | INDKOM | 1112225018 | NOT APPLICABLE | DATARAN C180 NO 4 | SUBSTATION | Unknown | YES | Unknown | DISTRIBUTION | TNB | CHERAS | Unknown | 75 | Unknown | Unknown | Unknown | NO |  | LINE |  | 28 | 630.000 A | 0.63 | 50 | 20 | B11749 | NO | NOT APPLICABLE |  |  | Unknown | Unknown |  |  | 1
34988254 | B12071 | B12071 |  |  | BCRS/PCE/J01067/MB | 300389915 | Existing | RYB | JUBA-5 | LIC IND | CLOSED | CLOSED | LINK | 12.000 kV | 11 kV | GAS | 2012-06-12 |  |  | Unknown | F_and_G | INDKOM | 1206227189 | NOT APPLICABLE | S3 LAND | SUBSTATION | Unknown | YES | Unknown | DISTRIBUTION | TNB | CHERAS | Unknown | 75 | Unknown | Unknown | Unknown | NO |  | LINE |  | 28 | 630.000 A | 0.63 | 50 | 20 | B12071 | NO | NOT APPLICABLE |  |  | Unknown | Unknown |  |  | 3
34988269 | B12069 | B12069 |  |  | BCRS/PCE/J01067/MB | 300389915 | Existing | RYB | JUBA-5 | PPU JUBA VCB 5 | CLOSED | CLOSED | LINK | 12.000 kV | 11 kV | GAS | 2012-06-12 |  |  | Unknown | F_and_G | INDKOM | 1206227189 | NOT APPLICABLE | S3 LAND | SUBSTATION | Unknown | YES | Unknown | DISTRIBUTION | TNB | CHERAS | Unknown | 75 | Unknown | Unknown | Unknown | NO |  | LINE |  | 28 | 630.000 A | 0.63 | 50 | 20 | B12069 | NO | NOT APPLICABLE |  |  | Unknown |  |  |  | 3
34988850 | B11689 | PE BANDAR MAHKOTA CHERAS NO.16 |  |  | BCRS/PCE/J01040/MBB11687 | 300430869 | Existing | RYB | MHCR-1 | B06754 PE BANDAR MAHKOTA CHERAS NO.16 | CLOSED | CLOSED | LINK | 12.000 kV | 11 kV | GAS | 2012-11-03 |  |  | Unknown | F_and_G | INDKOM | 1108214992 | NOT APPLICABLE | TMN SINAR MAHKOTA | SUBSTATION | Unknown | YES | Unknown | DISTRIBUTION | TNB | CHERAS | Unknown | 75 | Unknown | Unknown | Unknown | NO |  | LINE |  | 28 | 630.000 A | 0.63 | 50 | 20 | B11689 | NO | NOT APPLICABLE |  |  | Unknown | Unknown |  |  | 3
34988851 | B11687 | PPU BMC VCB 1 |  |  | BCRS/PCE/J01040/MBB11687 | 300430869 | Existing | RYB | MHCR-1 | PPU BMC VCB 1 | CLOSED | CLOSED | LINK | 12.000 kV | 11 kV | GAS | 2012-11-03 |  |  | Unknown | F_and_G | INDKOM | 1108214992 | NOT APPLICABLE | TMN SINAR MAHKOTA | SUBSTATION | Unknown | YES | Unknown | DISTRIBUTION | TNB | CHERAS | Unknown | 75 | Unknown | Unknown | Unknown | NO |  | LINE |  | 28 | 630.000 A | 0.63 | 50 | 20 | B11687 | NO | NOT APPLICABLE |  |  | Unknown | Unknown |  |  | 3
35017789 | B11673 | PE COMMERCIAL AREA 11 |  |  |  |  | Existing | RYB | MHCR-2 | B09332 PE COMMERCIAL AREA 11 | OPEN | CLOSED | LINK | 12.000 kV | 11 kV | GAS |  |  |  | Unknown | F_and_G | INDKOM | 1111225380 | NOT APPLICABLE | JLN TEMENGGUNG 13/9 | SUBSTATION | Unknown | YES | NONE | DISTRIBUTION | TNB | CHERAS | NO | 75 |  |  | Unknown | NO |  | LINE |  | 28 | 630.000 A | 0.63 | 50 | 20 | B11673 | NO | NOT APPLICABLE | [6 empty] | 3
35017804 | B11670 | PE COMMERCIAL AREA 10 |  |  |  |  | Existing | RYB | MHCR-2 | B09331 PE COMMERCIAL AREA 10 | CLOSED | CLOSED | LINK | 12.000 kV | 11 kV | GAS |  |  |  | Unknown | F_and_G | INDKOM | 1111225380 |  | JLN TEMENGGUNG 13/9 | SUBSTATION | Unknown | YES | NONE | DISTRIBUTION | TNB | CHERAS | NO | 75 |  |  | Unknown | NO |  | LINE |  | 28 | 630.000 A | 0.63 | 50 | 20 | B11670 | NO | NOT APPLICABLE |  |  |  | UNKNOWN | JLN TEMENGGUNG 13/9 |  | 3
35019834 | B11128 | B11128 |  |  | BCRS/PCE/J00998/MB | 300319351 | Existing | RYB | PBEL(P)-9 | PENGGUNA 11KV | CLOSED | CLOSED | LINK | 12.000 kV | 11 kV | GAS | 23/08/2010 |  |  |  | VEI | VEI | N/A | NOT APPLICABLE | LOT 1779 JLN KPB 4 (MASTER SHANGHAI) | CUSTOMER | Unknown | YES | Unknown | DISTRIBUTION | TNB | CHERAS | Unknown | 75 | Unknown | Unknown | Unknown | NO |  | Unknown |  | 28 | 630.000 A | 0.63 | 50 | 20 | B11128 | Unknown | NOT APPLICABLE |  |  | Unknown | Unknown |  |  | 3
35019844 | B11127 | B11127 |  |  | BCRS/PCE/J00998/MB | 300319351 | Existing | RYB | PBEL(P)-9 | B12564 PE TECK LEE FOUNDRY | CLOSED | CLOSED | LINK | 12.000 kV | 11 kV | GAS | 23/08/2010 |  |  | Unknown | VEI | VEI | N/A | NOT APPLICABLE | LOT 1779 JLN KPB 4 (MASTER SHANGHAI) | SUBSTATION | Unknown | YES | Unknown | DISTRIBUTION | TNB | CHERAS | Unknown | 75 | Unknown | Unknown | Unknown | NO |  | Unknown |  | 28 | 630.000 A | 0.63 | 50 | 20 | B11127 | Unknown | NOT APPLICABLE |  |  | Unknown | Unknown |  |  | 3
35019845 | B11129 | B11129 |  |  | BCRS/PCE/J00998/MB | 300319351 | Existing | RYB | PBEL(P)-9 | B14134 PE PADAT WEI HUNG KPB 4 | CLOSED | CLOSED | LINK | 12.000 kV | 11 kV | GAS | 23/08/2010 |  |  |  | VEI | VEI | N/A | NOT APPLICABLE | LOT 1779 JLN KPB 4 (MASTER SHANGHAI) | SUBSTATION | Unknown | YES | Unknown | DISTRIBUTION | TNB | CHERAS | Unknown | 75 | Unknown | Unknown | Unknown | NO |  | Unknown |  | 28 | 630.000 A | 0.63 | 50 | 20 | B11129 | NO | NOT APPLICABLE |  |  | Unknown |  |  |  | 3
35019909 | B10379 | B10379 |  |  | BCRS/PCE/J00916/MBB10379 | 300389913 | Existing | RYB | PBEL(P)-2 | B10716 SSU BUKIT BELIMBING | CLOSED | CLOSED | LINK | 12.000 kV | 11 kV | GAS | 2012-01-01 |  |  | Unknown | Unknown | TAMCO | B2816465 |  | CHEETAH BHD | SUBSTATION | Unknown | NO | NONE | DISTRIBUTION | TNB | CHERAS | NO | 75 | UNKNOWN | UNKNOWN | Unknown | NO |  | LINE |  | 28 | 630.000 A | 0.63 | 50 | 20 | B10379 | Unknown | [7 empty] | 3
35019921 | B10381 | B10381 |  |  | BCRS/PCE/J00916/MBB10379 | 300389913 | Existing | RYB | PBEL(P)-2 | B12063 DIY KBP 6 | CLOSED | CLOSED | LINK | 12.000 kV | 11 kV | GAS | 2012-01-01 |  |  | Unknown | FALCON BETA | TAMCO | B2816465 |  | CHEETAH BHD | SUBSTATION | Unknown | NO | NONE | DISTRIBUTION | TNB | CHERAS | NO | 75 | UNKNOWN | UNKNOWN | Unknown | NO |  | LINE |  | 28 | 630.000 A | 0.63 | 50 | 20 | B10381 | NO | [7 empty] | 3
35020146 | B11564 | B11564 |  |  | BCRS/PCE/J00772/MB | 300430808 | Existing | RYB | MINE-9 | B11349 JORDON CORP NO.3 | CLOSED | CLOSED | LINK | 12.000 kV | 11 kV | GAS | 2011-11-11 |  |  |  | VEI | VEI | 26218 | NOT APPLICABLE | LOT 1809, JLN KPB 3 BALAKONG | SUBSTATION | Unknown | YES | Unknown | DISTRIBUTION | TNB | CHERAS | Unknown | 75 | Unknown | Unknown | Unknown | NO |  | LINE |  | 28 | 630.000 A | 0.63 |  | 20 | B11564 | NO | NOT APPLICABLE |  |  | Unknown | Unknown |  |  | 1
35020158 | B11566 | PE PDT JEMCO VENTURE S/B |  |  | BCRS/PCE/J00772/MB | 300430808 | Existing | RYB | MINE-9 | B13553 PE PDT JEMCO VENTURE S/B | CLOSED | CLOSED | LINK | 12.000 kV | 11 kV | GAS | 2011-11-11 |  |  |  | VEI | VEI | 26218 | NOT APPLICABLE | LOT 1809, JLN KPB 3 BALAKONG | SUBSTATION | Unknown | YES | Unknown | DISTRIBUTION | TNB | CHERAS | Unknown | 75 | Unknown | Unknown | Unknown | NO |  | LINE |  | 28 | 630.000 A | 0.63 | 50 | 20 | B11566 | NO | NOT APPLICABLE |  |  | Unknown | Unknown |  |  | 1
35020481 | B12022 | PE AEKA FOOD |  |  | BCRS/PCE/J00922/MBB12020 | 300430836 | Existing | RYB | PBEL(P)-11 | B01261 PE AEKA FOOD | CLOSED | CLOSED | LINK | 12.000 kV | 11 kV | GAS | 2012-11-11 |  |  | Unknown | LUCY | EPE | SSE/TNB61/2012-5/0028 |  | BINA PLASTIK NO 2 | SUBSTATION | Unknown | NO | NONE | DISTRIBUTION | TNB | CHERAS | NO | 75 |  |  | Unknown | NO |  | Unknown |  | 28 | 630.000 A | 0.63 | 50 | 20 | B12022 | NO | [7 empty] | 3
35020493 | B12020 | PE U-LIK PLASTIK |  |  | BCRS/PCE/J00922/MBB12020 | 300430836 | Existing | RYB | PBEL(P)-11 | B01260 PE U-LIK PLASTIK | CLOSED | CLOSED | LINK | 12.000 kV | 11 kV | AIR | 2012-11-11 |  |  | Unknown | LUCY | EPE | SSE/TNB61/2012-5/0028 |  | BINA PLASTIK NO 2 | SUBSTATION | Unknown | NO | NONE | DISTRIBUTION | TNB | CHERAS | NO | 75 |  |  | Unknown | NO |  | Unknown |  | 28 | 630.000 A | 0.63 | 50 | 20 | B12020 | NO | [7 empty] | 3
35020768 | B10545 | B105454 |  |  | BCRS/PCE/J00878/MB1 | 300443583 | Existing | RYB | TSGR-6 | PE PEJABAT HUTAN | CLOSED | CLOSED | LINK | 12.000 kV | 11 kV | GAS | 18/11/2008 |  |  |  | FALCON BETA | TAMCO | B2817275 | NOT APPLICABLE | CHERAS ZEN | SUBSTATION | Unknown | NO | NONE | DISTRIBUTION | TNB | CHERAS | NO | 75 | Unknown | Unknown | Unknown | NO |  | LINE |  | 28 | 630.000 A | 20 | 50 | 20 | B10545 | NO | NOT APPLICABLE |  |  | Unknown | Unknown |  |  | 3
35020780 | B10543 | B10543 |  |  | BCRS/PCE/J00878/MB1 | 300443583 | Existing | RYB | TSGR-6 | PPU TMN SEGAR VCB 6 | CLOSED | CLOSED | LINK | 12.000 kV | 11 kV | GAS | 18/11/2008 |  |  |  | FALCON BETA | TAMCO | B2817275 | NOT APPLICABLE | CHERAS ZEN | SUBSTATION | Unknown | NO | NONE | DISTRIBUTION | TNB | CHERAS | NO | 75 | Unknown | Unknown | Unknown | NO |  | LINE |  | 28 | 630.000 A | 20 | 50 | 20 | B10543 | NO | NOT APPLICABLE |  |  | Unknown | Unknown |  |  | 3
35021656 | B11857 | B11857 |  |  | BCRS/PCE/J01055/MB1 | 300380925 | Existing | RYB | LMAS-8 | B01791 SEK UGAMA BT 9 | CLOSED | CLOSED | LINK | 12.000 kV | 11 kV | GAS | 2012-04-08 |  |  |  | INDKOM | INDKOM | 120621711 | N/A | SEK SRI MURNI | SUBSTATION | Unknown | YES | Unknown | DISTRIBUTION | TNB | CHERAS | NO | 75 | Unknown | Unknown | Unknown | NO |  | LINE |  | 28 | 630.000 A | 0.63 | 50 | 20 | B11857 | NO | N/A |  |  | Unknown | Unknown |  |  | 3
35021657 | B11855 | B11855 |  |  | BCRS/PCE/J01055/MB1 | 300380925 | Existing | RYB | LMAS-8 | PPU LMAS Fdr8 | CLOSED | CLOSED | LINK | 12.000 kV | 11 kV | GAS | 2012-04-08 |  |  |  | INDKOM | INDKOM | 120621711 | N/A | SEK SRI MURNI | SUBSTATION | Unknown | NO | NONE | DISTRIBUTION | TNB | CHERAS | NO | 75 |  |  | Unknown | NO |  | LINE |  | 28 | 630.000 A | 0.63 | 50 | 20 | B11855 | NO | N/A | [6 empty] | 3
35459877 | B08122 | B08122 |  |  | BCRS/PCE/J00486/MB | 300431580 | Existing | RYB | LMAS-7 | JLN SP 3 | CLOSED | CLOSED | LINK |  | 11 kV | GAS | 2004-11-11 |  |  |  | TAMCO | TAMCO | B248453 |  | APARTMENT PERDANA HEIGHT SEGAR PERDANA | SUBSTATION | Unknown | NO | NONE | DISTRIBUTION | TNB | CHERAS | NO | 75 |  |  | Unknown | NO |  | LINE |  | 28 |  | 0.63 | 50 | 20 | B08122 | NO | [7 empty] | 3
35459889 | B08120 |  |  |  | BCRS/PCE/J00486/MB | 300431580 | Existing | RYB | LMAS-7 | JLN SP 6/3 | CLOSED | CLOSED | LINK |  | 11 kV | GAS | 2004-11-11 |  |  |  | TAMCO | TAMCO | B248453 |  | APARTMENT PERDANA HEIGHT SEGAR PERDANA | SUBSTATION | Unknown | NO | NONE | DISTRIBUTION | TNB | CHERAS | NO | 75 |  |  | Unknown | NO |  | LINE |  | 28 |  | 0.63 | 50 | 20 | B08120 | NO | [7 empty] | 3
35520044 | B03991 | PE TAMAN DESA BARU 1 |  |  | BCRS/PCE/J00850/MB1 | 300444769 | Existing | RYB | SGLN-8 | B10563 PE TAMAN DESA BARU 1 | CLOSED | OPEN | LINK |  | 11 kV | GAS | 1998-11-01 |  |  | Unknown | FALCON BETA | TAMCO | GRI-21-OD-0278 |  | RUMAH BIDAN | SUBSTATION | Unknown | NO | NONE | DISTRIBUTION | TNB | CHERAS | NO | 75 |  |  | Unknown | YES |  | LINE |  | 28 |  | 0.63 | 50 | 20 | B03991 | NO | [7 empty] | 3
35541471 | B10138 | B10138 |  |  | BCRS/PCE/J01074/MB1 | 300431244 | Existing | RYB | TMASS-2 | PE RMH PANGSA BUKIT KUNDANG | CLOSED | CLOSED | LINK |  | 11 kV | GAS | 2010-11-01 |  |  |  | FALCON BETA | TAMCO | G280287 | N/A | SWS TMN MAS SEMENTARA B | SUBSTATION | Unknown | NO | NONE | DISTRIBUTION | TNB | CHERAS | NO | 75 |  |  | Unknown | NO |  | LINE |  | 28 | 630.000 A | 0.63 | 50 | 20 | B10138 | NO | N/A | [6 empty] | 3
35541481 | B10139 | B10139 |  |  | BCRS/PCE/J01074/MB1 | 300431244 | Existing | RYB | TMASS-2 | PE SUNTEX SUPERMARKET | CLOSED | CLOSED | LINK | 12.000 kV | 11 kV | GAS | 2010-11-01 |  |  |  | FALCON BETA | TAMCO | G280287 | N/A | SWS TMN MAS SEMENTARA B | SUBSTATION | Unknown | NO | NONE | DISTRIBUTION | TNB | CHERAS | NO | 75 |  |  | Unknown | NO |  | LINE |  | 28 | 630.000 A | 0.63 | 50 | 20 | B10139 | NO | N/A | [6 empty] | 3
35541482 | B10137 | B10137 |  |  | BCRS/PCE/J01074/MB1 | 300431244 | Existing | RYB | TMASS-2 | PPU TMASS Fdr2 | CLOSED | CLOSED | LINK | 12.000 kV | 11 kV | GAS | 2010-11-01 |  |  |  | FALCON BETA | TAMCO | G280287 | N/A | SWS TMN MAS SEMENTARA B | SUBSTATION | Unknown | NO | NONE | DISTRIBUTION | TNB | CHERAS | NO | 75 |  |  | Unknown | NO |  | LINE |  | 28 | 630.000 A | 0.63 | 50 | 20 | B10137 | NO | N/A | [6 empty] | 3
35541487 | B11349 | B11349 |  |  | BCRS/PCE/J00096/MB1 | 300357601 | Existing | RYB | MINE-9 | LOT 1809 JLN KPB 3 BALAKONG | CLOSED | CLOSED | LINK | 12.000 kV | 11 kV | GAS | 14/03/2011 |  |  |  | VEI | VEI | 25874 | NOT APPLICABLE | JORDONE CORPORATION NO 3 | SUBSTATION | Unknown | YES | Unknown | DISTRIBUTION | TNB | CHERAS | Unknown | 75 | Unknown | Unknown | Unknown | NO |  | LINE |  | 28 | 630.000 A | 0.63 | 50 | 20 | B11349 | NO | NOT APPLICABLE |  |  | Unknown | Unknown |  |  | 3
35541499 | B11351 | B11351 |  |  | BCRS/PCE/J00096/MB1 | 300357601 | Existing | RYB | MINE-9 | DAIREN NO.2 | CLOSED | CLOSED | LINK | 12.000 kV | 11 kV | GAS | 14/03/2011 |  |  |  | VEI | VEI | 25874 | N/A | JORDONE CORPORATION NO 3 | SUBSTATION | Unknown | YES | Unknown | DISTRIBUTION | TNB | CHERAS | Unknown | 75 | Unknown | Unknown | Unknown | NO |  | LINE |  | 28 | 630.000 A | 0.63 | 50 | 20 | B11351 | NO | NOT APPLICABLE |  |  | Unknown | Unknown |  |  | 3
35541724 | B11809 | B11809 |  |  | BCRS/PCE/J01046/MB1 | 300357596 | Existing | RYB |  | GREEN WATER ROCK NO.2 | CLOSED | CLOSED | LINK | 12.000 kV | 11 kV | GAS | 2011-11-11 |  |  |  | SCHNEIDER | SCHNEIDER | N/A | NOT APPLICABLE | PADAT JURUNATURE, JLN TIMAH 3 | SUBSTATION | Unknown | NO | Unknown | DISTRIBUTION | TNB | CHERAS | Unknown | 75 | Unknown | Unknown | Unknown | NO |  | LINE |  | 28 | 630.000 A | 0.63 | 50 | 20 | B11809 | NO | NOT APPLICABLE |  |  | Unknown | Unknown |  |  | 1
35541736 | B11811 | B11811 |  |  | BCRS/PCE/J01046/MB1 | 300357596 | Existing | RYB |  | COUNTRY HEIGHT PARADE NO.1 | CLOSED | CLOSED | LINK | 12.000 kV | 11 kV | GAS | 2011-11-11 |  |  |  | SCHNEIDER | SCHNEIDER | N/A | NOT APPLICABLE | PADAT JURUNATURE, JLN TIMAH 3 | SUBSTATION | Unknown | NO | NONE | DISTRIBUTION | TNB | CHERAS | NO | 75 | Unknown | Unknown | Unknown | NO |  | LINE |  | 28 | 630.000 A | 0.63 | 50 | 20 | B11811 | NO | NOT APPLICABLE |  |  |  | Unknown |  |  | 1
35542017 | B11836 | B11836 |  |  | BCRS/PCE/J01041/MB1 | 300430871 | Existing | RYB | LMAS-9 | SUTERA RESIDENT NO.2 | CLOSED | CLOSED | LINK | 12.000 kV | 11 kV | GAS | 16/07/2012 |  |  |  | INDKOM | INDKOM | 1112215795 | N/A | SUTERA RESIDENCE NO 1 | SUBSTATION | Unknown | YES | Unknown | DISTRIBUTION | TNB | CHERAS | Unknown | 75 |  |  | Unknown | NO |  | LINE |  | 28 | 630.000 A | 0.63 | 50 | 20 | B11836 | NO | N/A |  |  |  | unknown |  |  | 3
35542018 | B11834 | B11834 |  |  | BCRS/PCE/J01041/MB1 | 300430871 | Existing | RYB | LMAS-9 | B10046 PE JALAN SUADAMAI 11/1 | CLOSED | CLOSED | LINK | 12.000 kV | 11 kV | GAS | 16/07/2012 |  |  |  | INDKOM | INDKOM | 1112215795 | N/A | SUTERA RESIDENCE NO 1 | SUBSTATION | Unknown | YES | Unknown | DISTRIBUTION | TNB | CHERAS | Unknown | 75 |  |  | Unknown | NO |  | LINE |  | 28 | 630.000 A | 0.63 | 50 | 20 | B11834 | NO | N/A | [6 empty] | 3
35542303 | B11839 | B11839 |  |  | BCRS/PCE/J01042/MB1 | 300430872 | Existing | RYB | LMAS-9 | SUTERA RESIDENT NO.3 | CLOSED | CLOSED | LINK | 12.000 kV | 11 kV | GAS | 16/07/2012 |  |  |  | INDKOM | INDKOM | 1203216384 | NOT APPLICABLE | SUTERA RESIDENCE NO 2 | SUBSTATION | Unknown | YES | Unknown | DISTRIBUTION | TNB | CHERAS | Unknown | 75 | Unknown | Unknown | Unknown | NO |  | LINE |  | 28 | 630.000 A | 0.63 | 50 | 20 | B11839 | NO | NOT APPLICABLE |  |  | Unknown | Unknown |  |  | 3
35542304 | B11837 | B11837 |  |  | BCRS/PCE/J01042/MB1 | 300430872 | Existing | RYB | LMAS-9 | SUTERA RESIDENT NO.1 | CLOSED | CLOSED | LINK | 12.000 kV | 11 kV | GAS | 16/07/2012 |  |  |  | INDKOM | INDKOM | 1203216384 | NOT APPLICABLE | SUTERA RESIDENCE NO 2 | SUBSTATION | Unknown | YES | Unknown | DISTRIBUTION | TNB | CHERAS | Unknown | 75 | Unknown | Unknown | Unknown | NO |  | LINE |  | 28 | 630.000 A | 0.63 | 50 | 20 | B11837 | NO | NOT APPLICABLE |  |  | Unknown | Unknown |  |  | 3
35542625 | B11896 | B11896 |  |  | BCRS/PCE/J01062/MB1 | 300389453 | Existing | RYB | BTHO-1 | BT 10 3/4 | CLOSED | CLOSED | LINK | 12.000 kV | 11 kV | GAS | 2012-05-09 |  |  |  | LUCY | EPE | SSE/TNB 61/2012-5/0010 | Not applicable | JLN KWSN PERINDUSTRIAN BUDIMAN | SUBSTATION | Unknown | YES | Unknown | DISTRIBUTION | TNB | CHERAS | Unknown | 75 | Unknown | Unknown | Unknown | NO |  | LINE |  | 28 | 630.000 A | 0.63 | 50 | 20 | B11896 | NO | Not applicable |  |  | Unknown | Unknown |  |  | 3
35542637 | B11894 | B11894 |  |  | BCRS/PCE/J01062/MB1 | 300389453 | Existing | RYB | BTHO-1 | RICHWAY | CLOSED | CLOSED | LINK | 12.000 kV | 11 kV | GAS | 2012-05-09 |  |  |  | LUCY | EPE | SSE/TNB 61/2012-5/0010 | Not applicable | JLN KWSN PERINDUSTRIAN BUDIMAN | SUBSTATION | Unknown | YES | NONE | DISTRIBUTION | TNB | CHERAS | Unknown | Unknown | Unknown | Unknown | Unknown | NO |  | Unknown |  |  | 630.000 A | 0.63 | 50 | 20 | B11894 | NO | Not applicable |  |  | Unknown | Unknown |  |  | 3
35542913 | B11842 | B11842 |  |  | BCRS/PCE/J01043/MB1 | 300430874 | Existing | RYB | LMAS-9 | BTHO NO 12 | CLOSED | CLOSED | LINK | 12.000 kV | 11 kV | GAS | 16/07/2012 |  |  |  | F_and_G | INDKOM | 1201215887 | NOT APPLICABLE | SUTERA RESIDENCE NO 3 | SUBSTATION | Unknown | YES | Unknown | DISTRIBUTION | TNB | CHERAS | Unknown | 75 | Unknown | Unknown | Unknown | NO |  | LINE |  | 28 | 630.000 A | 0.63 | 50 | 20 | B11842 | NO | NOT APPLICABLE |  |  | Unknown | Unknown |  |  | 3
35542914 | B11840 | B11840 |  |  | BCRS/PCE/J01043/MB1 | 300430874 | Existing | RYB | LMAS-9 | SUTERA RESIDENT NO.2 | CLOSED | CLOSED | LINK | 12.000 kV | 11 kV | GAS | 16/07/2012 |  |  |  | F_and_G | INDKOM | 1201215887 | NOT APPLICABLE | SUTERA RESIDENCE NO 3 | SUBSTATION | Unknown | YES | Unknown | DISTRIBUTION | TNB | CHERAS | Unknown | 75 | Unknown | Unknown | Unknown | NO |  | LINE |  | 28 | 630.000 A | 0.63 | 50 | 20 | B11840 | NO | NOT APPLICABLE |  |  | Unknown | Unknown |  |  | 3
35544205 | B11488 | PE TUCK HUA NO. 3 |  |  | BCRS/PCE/J00545/MBB11488 | 300431593 | Existing | RYB | PBEL(P)-11 | B09421 PE TUCK HUA NO. 3 | CLOSED | CLOSED | LINK | 12.000 kV | 11 kV | GAS | 20/07/2011 |  |  | Unknown | F_and_G | INDKOM | 1102223662 | Unknown | SURIA INDUSTRIAL PARK | SUBSTATION | Unknown | YES | Unknown | DISTRIBUTION | TNB | CHERAS | Unknown | 75 | Unknown | Unknown | Unknown | NO |  | LINE |  | 28 | 630.000 A | 0.63 | 50 | 20 | B11488 | NO | NOOT APPLICABLE |  |  | Unknown | Unknown |  |  | 3
35544220 | B11490 | PE U-LIK PLASTIK |  |  | BCRS/PCE/J00545/MBB11488 | 300431593 | Existing | RYB | PBEL(P)-11 | B01257 PE U-LIK PLASTIK | CLOSED | CLOSED | LINK | 12.000 kV | 11 kV | GAS | 20/07/2011 |  |  | Unknown | F_and_G | INDKOM | 1102223662 | Unknown | SURIA INDUSTRIAL PARK | SUBSTATION | Unknown | YES | Unknown | DISTRIBUTION | TNB | CHERAS | NO | 75 | Unknown | Unknown | Unknown | NO |  | LINE |  | 28 | 630.000 A | 0.63 | 50 | 20 | B11490 | NO | NOT APPLICABLE |  |  | Unknown | Unknown |  |  | 3
35544983 | B12046 | B12046 |  |  | BCRS/PCE/J01069/MB | 300389902 | Existing | RYB | TMASS-4 | TMN CHERAS AWANA NO 2 | CLOSED | CLOSED | LINK | 12.000 kV | 11 kV | GAS | 26/11/2012 |  |  | Unknown | INDKOM | INDKOM | 1207227618 |  | TMN ONE LAGENDA | SUBSTATION | Unknown | YES | Unknown | DISTRIBUTION | TNB | CHERAS | Unknown | 75 | Unknown | Unknown | Unknown | NO |  | LINE |  | 28 | 630.000 A | 0.63 | 50 | 20 | B12046 | NO | N/A |  |  | Unknown | Unknown |  |  | 3
35544998 | B12049 | B12049 |  |  | BCRS/PCE/J01069/MB | 300389902 | Existing | RYB | TMASS-4 | TMN CHERAS AWANA NO 3 | CLOSED | CLOSED | LINK | 12.000 kV | 11 kV | GAS | 26/11/2012 |  |  | Unknown | INDKOM | INDKOM | 1207227618 | 1207227618 | TMN ONE LAGENDA | SUBSTATION | Unknown | YES | NONE | DISTRIBUTION | TNB | CHERAS | Unknown | 75 | Unknown | Unknown | Unknown | NO |  | LINE |  | 28 | 630.000 A | 0.63 | 50 | 20 | B12049 | NO | N/A |  |  | Unknown | Unknown |  |  | 3
35666101 | B11936 | PE BUKIT HATAMAS PHASE 2 |  |  | BCRS/PCE/J00122/MB1 | 300431094 | Existing | RYB | LMAS-10 | B10629 PE BUKIT HATAMAS PHASE 2 | CLOSED | CLOSED | LINK | 12.000 kV | 11 kV | GAS | 2012-11-01 |  |  | Unknown | F_and_G | INDKOM | 1204225734 | N/A | TIARA BKT HARTAMAS | SUBSTATION | Unknown | NO | NONE | DISTRIBUTION | TNB | CHERAS | Unknown | 75 | Unknown | Unknown | Unknown | NO |  | LINE |  | 28 | 630.000 A | 0.63 | 50 | 20 | B11936 | NO | N/A |  |  | Unknown | Unknown |  |  | 3
35666116 | B11993 | PE APARTMENT VISTA HARTAMAS |  |  | BCRS/PCE/J00122/MB1 | 300431094 | Existing | RYB | LMAS-10 | B10402 PE APARTMENT VISTA HARTAMAS | CLOSED | CLOSED | LINK | 12.000 kV | 11 kV | GAS | 2012-11-01 |  |  | Unknown | F_and_G | INDKOM | 1204225734 | N/A | TIARA BKT HARTAMAS | SUBSTATION | Unknown | NO | NONE | DISTRIBUTION | TNB | CHERAS | Unknown | 75 | Unknown | Unknown | Unknown | NO |  | LINE |  | 28 | 630.000 A | 0.63 | 50 | 20 | B11993 | NO | N/A |  |  | Unknown | Unknown |  |  | 3
35666659 | B07551 |  |  |  | BCRS/PCE/J00485/MB1 | 300431579 | Existing | RYB | SGLN-4 | TOLL PLAZA SUNGAI LONG | CLOSED | CLOSED | LINK | 12.000 kV | 11 kV | GAS | 2000-11-01 |  |  | Unknown | MERLIN GERIN | MERLIN GERIN | R0321114SF |  | SILK SG LONG NO 2 | SUBSTATION | Unknown | NO | NONE | DISTRIBUTION | TNB | CHERAS | Unknown | 75 |  |  | Unknown | NO |  | LINE |  | 28 | 630.000 A | 0.63 | 50 | 20 | B07551 | Unknown | [7 empty] | 3
35666671 | B07549 |  |  |  | BCRS/PCE/J00485/MB1 | 300431579 | Existing | RYB | SGLN-4 | SILK LTDDR COMPACT NO 1 SG LONG | CLOSED | CLOSED | LINK | 12.000 kV | 11 kV | GAS | 2000-11-01 |  |  |  | MERLIN GERIN | MERLIN GERIN | R0321114SF |  | SILK SG LONG NO 2 | SUBSTATION | Unknown | NO | NONE | DISTRIBUTION | TNB | CHERAS | Unknown | 75 |  |  | Unknown | NO |  | LINE |  | 28 | 630.000 A | 0.63 | 50 | 20 | B07549 | Unknown | [7 empty] | 3
35666993 | B11092 | B11092 |  |  | BCRS/PCE/J00977/MB | 300319468 | Existing | RYB | PBEL(P)-3 | B01280 ;; WENG ZENG | CLOSED | CLOSED | LINK | 12.000 kV | 11 kV | GAS | 18/07/1998 |  |  | Unknown | FALCON BETA | TAMCO | B2510459 |  | LOT PT 22174 BALAKONG | SUBSTATION | Unknown | NO | NONE | DISTRIBUTION | TNB | CHERAS | NO | 75 | UNKNOWN | UNKNOWN | Unknown | NO |  | LINE |  | 28 | 630.000 A | 0.63 | 50 | 20 | B11092 | NO | [7 empty] | 3
35667005 | B11090 | B11090 |  |  | BCRS/PCE/J00977/MB | 300319468 | Existing | RYB | PBEL(P)-3 | B10279 P/E LOT 1849 JLN KPB 10 | CLOSED | CLOSED | LINK | 12.000 kV | 11 kV | GAS | 18/07/1998 |  |  | Unknown | FALCON BETA | TAMCO | B2510459 |  | LOT PT 22174 BALAKONG | SUBSTATION | Unknown | NO | NONE | DISTRIBUTION | TNB | CHERAS | NO | 75 |  |  | Unknown | NO |  | LINE |  | 28 | 630.000 A | 0.63 | 50 | 20 | B11090 | NO | [7 empty] | 3
35667277 | B10600 | B10600 |  |  | BCRS/PCE/J00533/MBB01856 | 300268152 | Existing | RYB |  | PE IND RINGAN BKT ANGKAT NO 5 | CLOSED | CLOSED | LINK | 11.000 kV | 11 kV | GAS | 18/07/1998 |  |  | Unknown | EPE | EPE | 179 | NOT APPLICABLE | GIANT VOICE | SUBSTATION | Unknown | YES | Unknown | DISTRIBUTION | TNB | CHERAS | Unknown | 75 | Unknown | Unknown | Unknown | NO |  | LINE |  | 28 | 630.000 A | 0.63 | 50 | 20 | B10600 | NO | NOT APPLICABLE |  |  | Unknown | Unknown |  |  | 3
35667289 | B10598 | B10598 |  |  | BCRS/PCE/J00533/MBB01856 | 300268152 | Existing | RYB |  | PE IND RINGAN BKT ANGKAT NO 2 | CLOSED | CLOSED | LINK | 11.000 kV | 11 kV | GAS | 18/07/1998 |  |  | Unknown | EPE | EPE | 197 | NOT APPLICABLE | GIANT VOICE | SUBSTATION | Unknown | YES | Unknown | DISTRIBUTION | TNB | CHERAS | Unknown | 75 | Unknown | Unknown | Unknown | NO |  | LINE |  | 28 | 630.000 A | 0.63 | 50 | 20 | B10598 | Unknown | NOT APPLICABLE |  |  | Unknown | Unknown |  |  | 3
35667866 | B11417 | B11417 |  |  | BCRS/PCE/J00311/MBB01367 | 300010249 | Existing | RYB | PBEL(P)-14 | B10025 PE FACES MARKETING SDN BHD | CLOSED | CLOSED | LINK | 12.000 kV | 11 kV | GAS | 2010-11-01 |  |  | Unknown | SCHNEIDER | SCHNEIDER | SF-2010-W36-5-0034 |  | PADAT LOT 1875 | SUBSTATION | Unknown | NO | NONE | DISTRIBUTION | TNB | CHERAS | NO | 75 | UNKNOWN | UNKNOWN | Unknown | NO |  | LINE |  | 28 | 630.000 A | 0.63 | 50 | 20 | B11417 | NO | [7 empty] | 3
35667878 | B11419 | B11418 |  |  | BCRS/PCE/J00311/MBB01367 | 300010249 | Existing | RYB | PBEL(P)-14 | B07131 PE JEMCO MARKETING ENTERPRISE S/B | CLOSED | CLOSED | LINK | 12.000 kV | 11 kV | GAS | 2010-11-01 |  |  | Unknown | SCHNEIDER | SCHNEIDER | SF-2010-W36-5-0034 |  | PADAT LOT 1875 | SUBSTATION | Unknown | NO | NONE | DISTRIBUTION | TNB | CHERAS | NO | 75 | UNKNOWN | UNKNOWN | Unknown | NO |  | LINE |  | 28 | 630.000 A | 0.63 | 50 | 20 | B11419 | NO | [7 empty] | 3
35668157 | B12065 | B12065 |  |  | BCRS/PCE/J01071/MB1 | 300389911 | Existing | RYB | PBEL(P)-2 | B09387 | CLOSED | CLOSED | LINK | 12.000 kV | 11 kV | GAS | 2012-11-12 |  |  | Unknown | F_and_G | INDKOM | N/A |  | DIY KPB 6 | SUBSTATION | Unknown | NO | NONE | DISTRIBUTION | TNB | CHERAS | NO | 75 |  |  | Unknown | NO |  | LINE |  | 28 | 630.000 A | 0.63 | 50 | 20 | B12065 | NO | [7 empty] | 3
35668158 | B12063 | B12063 |  |  | BCRS/PCE/J01071/MB1 | 300389911 | Existing | RYB | PBEL(P)-2 | B10381 | CLOSED | CLOSED | LINK | 12.000 kV | 11 kV | GAS | 2012-11-12 |  |  | Unknown | F_and_G | INDKOM | N/A |  | DIY KPB 6 | SUBSTATION | Unknown | NO | NONE | DISTRIBUTION | TNB | CHERAS | NO | 75 |  |  | Unknown | NO |  | LINE |  | 28 | 630.000 A | 0.63 | 50 | 20 | B12063 | NO | [7 empty] | 3
35668392 | B10657 | B10657 |  |  | BCRS/PCE/J00603/MB1 | 300269387 | Existing | RYB | TAMI-6 | PE TANMING JAYA PARK | CLOSED | CLOSED | LINK | 12.000 kV | 11 kV | GAS | 2009-11-01 |  |  |  | F_and_G | INDKOM | 0906211036 |  | JOWAT MANUFACTURING | SUBSTATION | Unknown | NO | Unknown | DISTRIBUTION | TNB | CHERAS | Unknown | 75 | Unknown | Unknown | Unknown | NO |  | LINE |  | 28 | 630.000 A | 0.63 | 50 | 20 | B10657 | NO | NOT APPLICABLE | [6 empty] | 3
35668393 | B10659 | B10659 |  |  | BCRS/PCE/J00603/MB1 | 300269387 | Existing | RYB | TAMI-6 | PE DESA KL | CLOSED | CLOSED | LINK | 12.000 kV | 11 kV | GAS | 2009-11-01 |  |  |  | F_and_G | INDKOM |  | NOT APLICABLE | JOWAT MANUFACTURING | SUBSTATION | Unknown | NO | NONE | DISTRIBUTION | TNB | CHERAS | Unknown | 75 | Unknown | Unknown | Unknown | NO |  | LINE |  | 28 | 630.000 A | 0.63 | 50 | 20 | B10659 | NO | NOT APPLICABLE |  |  |  | Unknown |  |  | 3
35668627 | B10966 | PE TERAS OAK 2 |  |  | BCRS/PCE/J00976/MB | 300319472 | Existing | RYB |  | B02015 PE TERAS OAK 2 | CLOSED | CLOSED | LINK | 12.000 kV | 11 kV | GAS | 18/07/1998 |  |  | Unknown | EPE | EPE | N/A | Not applicable | MEHKO TANMING | SUBSTATION | Unknown | YES | Unknown | DISTRIBUTION | TNB | CHERAS | Unknown | 75 | Unknown | Unknown | Unknown | NO |  | LINE |  | 28 | 630.000 A | 0.63 | 50 | 20 | B10966 | NO | Not applicable |  |  | Unknown | Unknown |  |  | 3
35668628 | B10964 | PE BONANZA INDUSTRIAL PARK |  |  | BCRS/PCE/J00976/MB | 300319472 | Existing | RYB | TAMI-12 | B08561 PE BONANZA INDUSTRIAL PARK | OPEN | OPEN | LINK | 12.000 kV | 11 kV | GAS | 18/07/1998 |  |  | Unknown | EPE | EPE | N/A | Not applicable | MEHKO TANMING | SUBSTATION | Unknown | YES | Unknown | DISTRIBUTION | TNB | CHERAS | Unknown | 75 | Unknown | Unknown | Unknown | NO |  | LINE |  | 28 | 630.000 A | 0.63 | 50 | 20 | B10964 | NO | Not applicable |  |  | Unknown |  |  |  | 3
35668862 | B11917 | DESA SERDANG NO.1 |  |  | BCRS/PCE/J01068/MB | 300389891 | Existing | RYB | BLKG-2 | DESA SERDANG NO.1 | CLOSED | CLOSED | LINK | 12.000 kV | 11 kV | SF6 | 2012-06-09 |  |  |  | TAMCO | TAMCO | 21-ID-12-026 |  | PETRONAS GREEN STATION | SUBSTATION | Unknown | YES | Unknown | DISTRIBUTION | TNB | CHERAS | Unknown | 75 | Unknown | Unknown | Unknown | NO |  | LINE |  | 28 | 630.000 A | 0.63 | 50 | 20 | B11917 | NO | NOT APPLICABLE |  |  | Unknown | Unknown |  |  | 3
35668863 | B11915 | HIN KEE SAWMILL |  |  | BCRS/PCE/J01068/MB | 300389891 | Existing | RYB | BLKG-2 | HIN KEE SAWMILL | CLOSED | CLOSED | LINK | 12.000 kV | 11 kV | SF6 | 2012-06-09 |  |  |  | TAMCO | TAMCO | 21-ID-12-026 | NOT APPLICABLE | PETRONAS GREEN STATION | SUBSTATION | Unknown | YES | Unknown | DISTRIBUTION | TNB | CHERAS | Unknown | 75 | Unknown | Unknown | Unknown | NO |  | LINE |  | 28 | 630.000 A | 0.63 | 50 | 20 | B11915 | NO | NOT APPLICABLE |  |  | Unknown | Unknown |  |  | 3
35669383 | B10823 | B10823 |  |  | BCRS/PCE/J00964/MB1 | 300319935 | Existing | RYB | LMAS-3 | B06405 PE MAKMAL FORENSIK | CLOSED | CLOSED | LINK |  | 11 kV | GAS | 18/07/1998 |  |  |  | SCHNEIDER | SCHNEIDER | R0910221MA | N/A | PADAT IBUSAWAT PDRM | SUBSTATION | Unknown | NO | NONE | DISTRIBUTION | TNB | CHERAS | NO | 75 | Unknown | Unknown |  | NO |  | LINE |  | 28 | 630.000 A | 0.63 | 50 | 20 | B10823 | NO | N/A |  |  | Unknown | Unknown |  |  | 3
35669384 | B10821 | B10821 |  |  | BCRS/PCE/J00964/MB1 | 300319935 | Existing | RYB | LMAS-3 | PPU LAGENDA MAS VCB 3 | CLOSED | CLOSED | LINK |  | 11 kV | GAS | 18/07/1998 |  |  |  | SCHNEIDER | SCHNEIDER | R0910221MA | N/A | PADAT IBUSAWAT PDRM | SUBSTATION | Unknown | YES | NONE | DISTRIBUTION | TNB | CHERAS | Unknown | 75 | Unknown | Unknown | Unknown | NO |  | LINE |  | 28 | 630.000 A | 0.63 | 50 | 20 | B10821 | NO | N/A |  |  | Unknow | Unknown |  |  | 3
35774375 | B10558 | PE KONDOMINIUM VENICE HILL |  |  | BCRS/PCE/J00945/MBB10558 |  | Existing | RYB | TMASS-6 | B07831 PE KONDOMINIUM VENICE HILL | CLOSED | CLOSED | LINK | 12.000 kV | 11 kV | GAS |  |  |  | Unknown | TAMCO | TAMCO | G1E1-21-ID-08253 | NOT APPLICABLE | TMN SURIA RESIDENCE | SUBSTATION | Unknown | YES | Unknown | DISTRIBUTION | TNB | CHERAS | Unknown | 75 | Unknown | Unknown | Unknown | NO |  | LINE |  | 28 | 630.000 A | 0.63 | 50 | 20 | B10558 | NO | NOT APPLICABLE |  |  | Unknown | Unknown |  |  | 3
35774387 | B10560 | PE TAMAN KEMA CAHAYA, BLOK 3 |  |  | BCRS/PCE/J00945/MBB10560 |  | Existing | RYB | TMASS-6 | B14925 PE RESIDENSI 9 CHERAS 1 | OPEN | CLOSED | LINK | 12.000 kV | 11 kV | GAS |  |  |  | Unknown | TAMCO | TAMCO | G1E1-21-ID-08253 |  | TMN SURIA RESIDENCE | SUBSTATION | Unknown | YES | Unknown | DISTRIBUTION | TNB | CHERAS | Unknown | 75 | Unknown | Unknown | Unknown | NO |  | LINE |  | 28 | 630.000 A | 0.63 | 50 | 20 | B10560 | NO | NOT APPLICABLE |  |  | Unknown | Unknown |  |  | 3
35774915 | B01265 | PE DIAMOND PROPERTIES |  |  | BCRS/PCE/J00282/MBB01263 | 300010021 | Existing | RYB | PBEL(P)-11 | B01266 PE DIAMOND PROPERTIES | CLOSED | CLOSED | LINK | 12.000 kV | 11 kV | GAS | 2010-11-01 |  |  | Unknown | FALCON BETA | INDKOM | B2123215 |  | BINA PLASTIC | SUBSTATION | Unknown | NO | NONE | DISTRIBUTION | TNB | CHERAS | NO | 75 |  |  | Unknown | NO |  | Unknown |  | 28 | 630.000 A | 0.63 | 50 | 20 | B01265 | NO | [7 empty] | 3
35774927 | B01263 | PE AEKA FOOD |  |  | BCRS/PCE/J00282/MBB01263 | 300010021 | Existing | RYB | PBEL(P)-11 | B10943 PE AEKA FOOD | CLOSED | CLOSED | LINK | 12.000 kV | 11 kV | GAS | 2010-11-01 |  |  | Unknown | FALCON BETA | INDKOM | B2123215 |  | BINA PLASTIC | SUBSTATION | Unknown | NO | NONE | DISTRIBUTION | TNB | CHERAS | NO | 75 |  |  | Unknown | NO |  | Unknown |  | 28 | 630.000 A | 0.63 | 50 | 20 | B01263 | NO | [7 empty] | 3
35775200 | B10033 | PE TOWN PARK 1 NO.3 |  |  | BCRS/PCE/J00906/MBB10033 |  | Existing | RYB | BTHO-6 | B11397 PE TOWN PARK 1 NO.3 | CLOSED | CLOSED | LINK | 12.000 kV | 11 kV | GAS |  |  |  | Unknown | F_and_G | INDKOM | 1203314687 | NOT APPLICABLE | AVENUE ONE BTHO NO 2 | SUBSTATION | Unknown | YES | NONE | DISTRIBUTION | TNB | CHERAS | Unknown | 75 | Unknown | Unknown | Unknown | NO |  | LINE |  | 28 | 630.000 A | 0.63 | 50 | 20 | B10033 | NO | NOT APPLICABLE |  |  | Unknown | Unknown |  |  | 3
35775215 | B10031 | PE AVENUE TWO |  |  | BCRS/PCE/J00906/MBB10031 |  | Existing | RYB | BTHO-6 | B12045 PE AVENUE TWO | CLOSED | CLOSED | LINK | 12.000 kV | 11 kV | GAS |  |  |  | Unknown | F_and_G | INDKOM | 1203314687 | NOT APPLICABLE | AVENUE ONE BTHO NO 2 | SUBSTATION | Unknown | YES | NONE | DISTRIBUTION | TNB | CHERAS | NO | 75 | Unknown | Unknown | Unknown | NO |  | LINE |  | 28 | 630.000 A | 0.63 | 50 | 20 | B10031 | NO | NOT APPLICABLE |  |  | Unknown | Unknown |  |  | 3
35820705 | B04595 | B04595 |  |  | BCRS/PCE/J00043/MBB04595 | 300004241 | Existing | RYB |  | PADAT KG BT21 PANGSUN | CLOSED | CLOSED | LINK |  | 11 kV | GAS | 2000-11-01 |  |  |  | MERLIN GERIN | MERLIN GERIN | RQ 9933014 | Not applicable | KG ORG ASLI PANGSOON PADAT | SUBSTATION | Unknown | YES | NONE | DISTRIBUTION | TNB | CHERAS | Unknown | 75 | Unknown | Unknown | Unknown | NO |  | LINE |  | 28 |  | 0.63 | 50 | 20 | B04595 | NO | Not applicable |  |  | Unknown | Unknown |  |  | 3
35820706 | B04597 | B04597 |  |  | BCRS/PCE/J00043/MBB04595 | 300004241 | Existing | RYB |  | LOWER STATION | CLOSED | CLOSED | LINK |  | 11 kV | GAS | 2000-11-01 |  |  |  | MERLIN GERIN | MERLIN GERIN | RQ 9933014 | Not applicable | KG ORG ASLI PANGSOON PADAT | SUBSTATION | Unknown | YES | Unknown | DISTRIBUTION | TNB | CHERAS | Unknown | 75 | Unknown | Unknown | Unknown | NO |  | LINE |  | 28 |  | 0.63 | 50 | 20 | B04597 | NO | Not applicable |  |  | Unknown | Unknown |  |  | 3
35823819 | B11015 | PE MADAH PERKAYUAN |  |  | BCRS/PCE/J00995/MB | 300319360 | Existing | RYB | TMASS-10 | B02225 PE MADAH PERKAYUAN | CLOSED | CLOSED | LINK |  | 11 kV | GAS | 2011-11-01 |  |  | Unknown | F_and_G | INDKOM | 1003212088 |  | META ALLIANCE IND | SUBSTATION | Unknown | NO | NONE | DISTRIBUTION | TNB | CHERAS | NO | 75 |  |  | Unknown | NO |  | Unknown |  | 28 |  | 0.63 | 50 | 20 | B11015 | NO | [7 empty] | 3
35823820 | B11017 | PE SG TEKALI NO1 |  |  | BCRS/PCE/J00995/MB | 300319360 | Existing | RYB | TMASS-10 | B02226 PE SG TEKALI NO1 | CLOSED | CLOSED | LINK |  | 11 kV | GAS | 2011-11-01 |  |  | Unknown | F_and_G | INDKOM | 1003212088 |  | META ALLIANCE IND | SUBSTATION | Unknown | NO | NONE | DISTRIBUTION | TNB | CHERAS | NO | 75 |  |  | Unknown | NO |  | Unknown |  | 28 |  | 0.63 | 50 | 20 | B11017 | NO | [7 empty] | 3
35843628 | B11226 |  |  |  | BCRS/PCE/J01006/MB1 | 300319297 | Existing | RYB | TSGR-6 | PADAT SUNTEX | CLOSED | CLOSED | LINK |  | 11 kV | GAS | 2010-11-11 |  |  |  | VEI | VEI | 25498 |  | TMN CHERAS INTAN | Unknown | Unknown | NO | NONE | DISTRIBUTION | TNB | CHERAS | NO | 75 |  |  |  | NO |  | LINE |  | 28 |  | 0.63 | 50 | 20 | B11226 | NO | [7 empty] | 3
35843636 | B11223 |  |  |  | BCRS/PCE/J01006/MB1 | 300319297 | Existing | RYB | TSGR-6 | CHERAS PERMAI | CLOSED | CLOSED | LINK |  | 11 kV | GAS | 2010-11-11 |  |  |  | VEI | VEI | 25498 |  | TMN CHERAS INTAN | Unknown | Unknown | NO | NONE | DISTRIBUTION | TNB | CHERAS | NO | 75 |  |  |  | NO |  | LINE |  | 28 |  | 0.63 | 50 | 20 | B11223 | NO | [7 empty] | 3
35940809 | B10419 | B10419 |  |  | BCRS/PCE/J00716/MBB01974 | 300270907 | Existing | RYB | MINE-6 | B12421 TMN BLUCONTELLATION NO 2 | CLOSED | CLOSED | LINK |  | 11 kV | GAS | 18/07/1998 |  |  |  | TAMCO |  |  | Not applicable | SOUTHERN LAKE NO 2 | Unknown | Unknown | YES | Unknown | DISTRIBUTION | TNB | CHERAS | Unknown | Unknown | Unknown | Unknown | Unknown | NO |  | LINE |  |  | 630.000 A | 20 | 12 | 20 | B10419 | NO | Not applicable |  |  | Unknown | Unknown |  |  | 3
35940824 | B10422 | B10422 |  |  | BCRS/PCE/J00716/MBB01974 | 300270907 | Existing | RYB | MINE-6 | B07094 PE SEK.ANTARABANGSA AUSTRALIA | CLOSED | CLOSED | LINK |  | 11 kV | GAS | 18/07/1998 |  |  |  | TAMCO |  |  | Not applicable | SOUTHERN LAKE NO 2 | SUBSTATION | Unknown | YES | Unknown | DISTRIBUTION | TNB | CHERAS | Unknown |  | Unknown | Unknown | Unknown | NO |  | LINE |  |  | 630.000 A | 20 | 12 | 20 | B10422 | NO | Not applicable |  |  | Unknown | Unknown |  |  | 3
35996606 | B08112 | B08112 |  |  | BCRS/PCE/J00712/MBB08112 | 300270892 | Existing | RYB | BLKG-12 | INDUSTRI BALAKONG JAYA NO 2 | CLOSED | CLOSED | LINK |  | 11 kV | GAS | 2004-11-01 |  |  | Unknown | FALCON BETA | TAMCO | D242620 | N/A | INDUSTRI BALAKONG JAYA NO 3 | SUBSTATION | Unknown | NO | NONE | DISTRIBUTION | TNB | CHERAS | NO | 75 |  |  | Unknown | NO |  | LINE |  | 28 |  | 0.63 | 50 | 20 | B08112 | NO | N/A | [6 empty] | 3
35996621 | B08115 | B08115 |  |  | BCRS/PCE/J00712/MBB08112 | 300270892 | Existing | RYB | TSRA-2 | B08116 IND BALAKONG JAYA 4 | OPEN | OPEN | LINK |  | 11 kV | GAS | 2004-11-01 |  |  | Unknown | FALCON BETA | TAMCO | D242620 | N/A | INDUSTRI BALAKONG JAYA NO 3 | SUBSTATION | Unknown | NO | NONE | DISTRIBUTION | TNB | CHERAS | NO | 75 |  |  | Unknown | NO |  | LINE |  | 28 |  | 0.63 | 50 | 20 | B08115 | NO | N/A | [6 empty] | 3
36189849 | B11547 | PE LOT 5205 BLOK A BALAKONG JAYA |  |  | BCRS/PCE/J01010/MB | 300319292 | Existing | RYB | BLKG-5 | B11548 PE LOT 5205 BLOK A BALAKONG JAYA | CLOSED | CLOSED | LINK |  | 11 kV | GAS | 2011-06-07 |  |  | Unknown | VEI | VEI | 262209 |  | LOT 5205 BLOK B | SUBSTATION | Unknown | NO | NONE | DISTRIBUTION | TNB | CHERAS | NO | 75 |  |  | Unknown | NO |  | Unknown |  | 28 |  | 0.63 | 50 | 20 | B11547 | NO | [7 empty] | 3
36189850 | B11545 | PE LOT 5205 BLOK C BALAKONG JAYA |  |  | BCRS/PCE/J01010/MB | 300319292 | Existing | RYB | BLKG-5 | B11544 PE LOT 5205 BLOK C BALAKONG JAYA | CLOSED | CLOSED | LINK |  | 11 kV | GAS | 2011-06-07 |  |  | Unknown | VEI | VEI | 262209 |  | LOT 5205 BLOK B | SUBSTATION | Unknown | NO | NONE | DISTRIBUTION | TNB | CHERAS | NO | 75 |  |  | Unknown | NO |  | Unknown |  | 28 |  | 0.63 | 50 | 20 | B11545 | NO | [7 empty] | 3
36249982 | K19136 | [5 empty] | Existing | Unknown |  |  | CLOSED | CLOSED | LINK |  | 11 kV | [9 empty] | PE SUZUKACOAT M SDN BHD | Unknown | Unknown | NO | NONE | DISTRIBUTION | TNB | CHERAS | NO | Unknown |  |  |  | NO | [17 empty] | 0
36249988 | K19137 | [5 empty] | Existing | Unknown |  |  | CLOSED | CLOSED | LINK |  | 11 kV | [9 empty] | PE SUZUKACOAT M SDN BHD | Unknown | Unknown | NO | NONE | DISTRIBUTION | TNB | CHERAS | NO | Unknown |  |  |  | NO | [17 empty] | 0
36250163 | 18352 | [5 empty] | Existing | Unknown |  |  | CLOSED | CLOSED | LINK |  | 11 kV | [9 empty] | PE ECONSAVE KAPAR | Unknown | Unknown | NO | NONE | DISTRIBUTION | TNB | CHERAS | NO | Unknown |  |  |  | NO | [17 empty] | 0
36250176 | 18350 | [5 empty] | Existing | Unknown |  |  | CLOSED | CLOSED | LINK |  | 11 kV | [9 empty] | PE ECONSAVE KAPAR | Unknown | Unknown | NO | NONE | DISTRIBUTION | TNB | CHERAS | NO | Unknown |  |  |  | NO | [17 empty] | 0
36250178 | 18351 | [5 empty] | Existing | Unknown |  |  | CLOSED | CLOSED | LINK |  | 11 kV | [9 empty] | PE ECONSAVE KAPAR | Unknown | Unknown | NO | NONE | DISTRIBUTION | TNB | CHERAS | NO | Unknown |  |  |  | NO | [17 empty] | 0
36261342 | B12419 | B12419 |  |  | BCRS/PCE/J01099/MB1 | 300447698 | Existing | RYB | MINE-6 | BLUCONSTELLATION NO 1 | CLOSED | CLOSED | LINK |  | 11 kV | GAS | 25/07/2013 |  |  | Unknown |  | TAMCO | 0908211292 |  | BLUCONSTELLATION NO 2 | SUBSTATION | Unknown | YES | Unknown | DISTRIBUTION | TNB | CHERAS | Unknown | Unknown | Unknown | Unknown | Unknown | NO |  | LINE |  |  |  | 50 |  | 20 | B12419 | NO | Not applicable |  |  | Unknown | Unknown |  |  | 3
36261343 | B12421 | B12421 |  |  | BCRS/PCE/J01099/MB1 | 300447698 | Existing | RYB | MINE-6 | SOUTHERN LAKE NO 2 | CLOSED | CLOSED | LINK |  | 11 kV | GAS | 25/07/2013 |  |  | Unknown |  | TAMCO | 0908211292 |  | BLUCONSTELLATION NO 2 | Unknown | Unknown | YES | Unknown | DISTRIBUTION | TNB | CHERAS | NO | Unknown | Unknown | Unknown | Unknown | NO |  | LINE |  |  |  | 50 |  | 20 | B12421 | NO | Not applicable |  |  |  | Unknown |  |  | 3
36292892 | B04009 | B04009 |  |  | BCRS/PCE/J00845/MB | 300413126 | Existing | RYB | SGLN-8 | PE WETEX | CLOSED | CLOSED | LINK | 12.000 kV | 11 kV | GAS | 20/08/1991 |  |  |  | F_and_G | OMAZABAL | 07325198 | NOT APPLICABLE | WEI FONG | SUBSTATION | Unknown | YES | Unknown | DISTRIBUTION | TNB | CHERAS | Unknown | 75 | Unknown | Unknown | Unknown | NO |  | LINE |  | 28 |  | 20 | 50 | 20 | B04009 | NO | NOT APPLICABLE |  |  | Unknown | Unknown |  |  | 1
36292907 | B04007 | B04007 |  |  | BCRS/PCE/J00845/MB | 300413126 | Existing | RYB | SGLN-8 | PE FIRST PAPER MILLS | CLOSED | CLOSED | LINK | 12.000 kV | 11 kV | GAS | 20/08/1991 |  |  |  | F_and_G | OMAZABAL | 07325198 | NOT APPLICABLE | WEI FONG | SUBSTATION | Unknown | YES | Unknown | DISTRIBUTION | TNB | CHERAS | Unknown | 75 | Unknown | Unknown | Unknown | NO |  | LINE |  | 28 |  | 20 | 50 | 20 | B04007 | NO | NOT APPLICABLE |  |  | Unknown | Unknown |  |  | 1
36419516 | B12418 | B12418 |  |  | BCRS/PCE/J01098/MB1 | 300447695 | Existing | RYB | MINE-6 | BLUCONSTELLATION NO 2 | CLOSED | CLOSED | LINK |  | 11 kV | GAS | 25/07/2013 |  |  | Unknown | TAMCO | TAMCO | B21019807 | Not applicable | BLUCONSTELLATION NO 1 | SUBSTATION | Unknown | YES | Unknown | DISTRIBUTION | TNB | CHERAS | Unknown | Unknown | Unknown | Unknown | Unknown | NO |  | LINE |  |  |  | 50 |  | 20 | B12418 | NO | Not applicable |  |  | Unknown | Unknown |  |  | 1
36419528 | B12416 | B12416 |  |  | BCRS/PCE/J01098/MB1 | 300447695 | Existing | RYB | MINE-6 | SOUTHERN LAKE NO 3 | CLOSED | CLOSED | LINK |  | 11 kV | GAS | 25/07/2013 |  |  | Unknown | TAMCO | TAMCO | B21019807 | Not applicable | BLUCONSTELLATION NO 1 | SUBSTATION | Unknown | YES | Unknown | DISTRIBUTION | TNB | CHERAS | Unknown | Unknown | Unknown | Unknown | Unknown | NO |  | LINE |  |  |  | 50 |  | 20 | B12416 | NO | Not applicable |  |  | Unknown | Unknown |  |  | 3
36513546 | B12381 | B12381 |  |  | BCRS/PCE/J01060/MB1 | 300430887 | Existing | RYB | BTHO-5 | RASA SAYANG PRIMA | CLOSED | CLOSED | LINK |  | Unknown | GAS | 2013-11-01 | 2013 |  | Unknown | TOSHIBA | TOPRANK | ID2L2TB131 | N/A | PRIMA VILLA CONDO | SUBSTATION | Unknown | YES | Unknown | DISTRIBUTION | TNB | CHERAS | NO | 75 | Unknown | Unknown | Unknown | NO |  | LINE |  | 28 |  | 0.63 | 50 | 20 | B12381 | NO | N/A |  |  |  | Unknown |  |  | 3
36513550 | B12384 | B12384 |  |  | BCRS/PCE/J01060/MB1 | 300430887 | Existing | RYB | BTHO-5 | TMN SRI AMAN | CLOSED | CLOSED | LINK |  | 11 kV | GAS | 2013-11-01 |  |  | Unknown | TOSHIBA | TOPRANK | ID2L2TB131 | N/A | PRIMA VILLA CONDO | SUBSTATION | Unknown | YES | NONE | DISTRIBUTION | TNB | CHERAS | Unknown | 75 | Unknown | Unknown | Unknown | NO |  | LINE |  | 28 |  | 0.63 | 50 | 20 | B12384 | NO | N/A |  |  | Unknown | Unknown |  |  | 3
38212310 | B11778 | B11778 |  |  | BCRS/PCE/J01027/MB1 | 300318539 | Existing | RYB | TAMI-3 | P'PURI RAKYAT | CLOSED | CLOSED | LINK |  | 11 kV | GAS | 2012-08-06 |  |  |  | INDKOM | INDKOM | 1111225431 | Not applicable | D'IMPIAN TROPIKA | SUBSTATION | Unknown | YES | Unknown | DISTRIBUTION | TNB | CHERAS | Unknown | 75 | Unknown | Unknown | Unknown | NO |  | LINE |  | 28 | 630.000 A | 0.63 | 50 | 20 | B11778 | NO | Not applicable |  |  | Unknown | Unknown |  |  | 3
38212325 | B11775 | B11775 |  |  | BCRS/PCE/J01027/MB1 | 300318539 | Existing | RYB | TAMI-3 | SETIA BALAKONG NO.2 | CLOSED | CLOSED | LINK |  | 11 kV | GAS | 2012-08-06 |  |  |  | INDKOM | INDKOM | 1111225431 | Not applicable | D'IMPIAN TROPIKA | SUBSTATION | Unknown | YES | Unknown | DISTRIBUTION | TNB | CHERAS | Unknown | 75 | Unknown | Unknown | Unknown | NO |  | LINE |  | 28 | 630.000 A | 0.63 | 50 | 20 | B11775 | NO | Not applicable |  |  | Unknown | Unknown |  |  | 3
38216630 | B12115 | B12115 |  |  | BCRS/PCE/J01173/MBB12115 |  | Existing | RYB | TMASS-4 | TMN SEGAR PERDANA NO.9 | CLOSED | CLOSED | LINK |  | 11 kV | GAS |  |  |  | Unknown | FALCON BETA | TAMCO | GR1-21-OD-12-164 |  | THE ROYALE | SUBSTATION | Unknown | YES | Unknown | DISTRIBUTION | TNB | CHERAS | Unknown | 75 | Unknown | Unknown | Unknown | NO |  | LINE |  | 28 | 630.000 A | 0.63 | 50 | 20 | B12115 | NO | N/A |  |  | Unknown | Unknown |  |  | 3
38216642 | B12113 | B12113 |  |  | BCRS/PCE/J01173/MBB12113 |  | Existing | RYB | TMASS-4 | TMN SEGAR PERDANA NO.10 | CLOSED | CLOSED | LINK |  | 11 kV | GAS |  |  |  | Unknown | FALCON BETA | TAMCO | GRI-21-OD-12-164 |  | THE ROYALE | SUBSTATION | Unknown | YES | NONE | DISTRIBUTION | TNB | CHERAS | Unknown | 75 | Unknown | Unknown | Unknown | NO |  | LINE |  | 28 | 630.000 A | 0.63 | 50 | 20 | B12113 | NO | N/A |  |  | Unknown | Unknown |  |  | 3
38263834 | B10611 | B10611 |  |  | BCRS/PCE/J00771/MB1 | 300448345 | Existing | RYB | PMU KJNG-5 | SS DUNHAM BUSH | CLOSED | CLOSED | LINK |  | 11 kV | GAS | 2012-11-11 |  |  |  | LUCY | TAMCO | N/A | NOT APPLICABLE | CAPITAL ROUTE PLAZA | SUBSTATION | Unknown | YES | Unknown | DISTRIBUTION | TNB | CHERAS | Unknown | 75 | Unknown | Unknown | Unknown | NO |  | LINE |  | 28 | 630.000 A | 0.63 | 50 | 20 | B10611 | NO | NOT APPLICABLE |  |  | Unknown | Unknown |  |  | 3
38263846 | B10613 | B12012 CENTRAL MALAYA |  |  | BCRS/PCE/J00771/MB1 | 300448345 | Existing | RYB | JUBA-13 | CENTRAL MALAYA | OPEN | OPEN | LINK |  | 11 kV | GAS | 2012-11-11 |  |  |  | LUCY | TAMCO | N/A | NOT APPLICABLE | CAPITAL ROUTE PLAZA | SUBSTATION | Unknown | YES | Unknown | DISTRIBUTION | TNB | CHERAS | Unknown | 75 | Unknown | Unknown | Unknown | NO |  | LINE |  | 28 | 630.000 A | 0.63 | 50 | 20 | B10613 | NO | NOT APPLICABLE |  |  | Unknown | Unknown |  |  | 3
38371184 | B10728 | B10728 |  |  | BCRS/PCE/J00997/MB1 | 300319352 | Existing | RYB | SGLN-12 | PE SG LONG NO 9 | CLOSED | CLOSED | LINK |  | 11 kV | GAS | 2009-10-09 |  |  |  | FALCON BETA | TAMCO | N/A | Not applicable | ADMIRAL PARK NO 2 | SUBSTATION | Unknown | NO | NONE | DISTRIBUTION | TNB | CHERAS | Unknown | 75 | Unknown | Unknown | Unknown | YES |  | LINE |  | 28 | 630.000 A | 0.63 | 50 | 20 | B10728 | NO | Not applicable |  |  | Unknown | Unknown |  |  | 3
38371196 | B10726 | B10726 |  |  | BCRS/PCE/J00997/MB1 | 300319352 | Existing | RYB | SGLN-12 | PE ADMIRAL PARK | CLOSED | CLOSED | LINK |  | 11 kV | GAS | 2009-10-09 |  |  |  | FALCON BETA | TAMCO | N/A | Not applicable | ADMIRAL PARK NO 2 | SUBSTATION | Unknown | NO | NONE | DISTRIBUTION | TNB | CHERAS | Unknown | 75 | Unknown | Unknown | Unknown | NO |  | LINE |  | 28 | 630.000 A | 0.63 | 50 | 20 | B10726 | NO | Not applicable |  |  | Unknown | Unknown |  |  | 3
38392654 | B10614 | PE BELIMBING HEIGHTS NO.2 |  |  | BCRS/PCE/J00937/MB1 | 300447502 | Existing | RYB | PBEL(P)-1 | B07622 PE BELIMBING HEIGHTS NO.2 | CLOSED | CLOSED | LINK |  | 11 kV | GAS | 2011-11-11 |  |  | Unknown | EPE | TAMCO |  |  | BOULEVARD BELIMBING HILLS | SUBSTATION | Unknown | NO | NONE | DISTRIBUTION | TNB | CHERAS | NO | 75 | UNKNOWN | UNKNOWN | Unknown | NO |  | LINE |  | 28 | 630.000 A | 0.63 | 50 | 20 | B10614 | NO |  |  |  |  | UNKNOWN |  |  | 3
38392666 | B10616 | PE FLAT TMN HARMONI |  |  | BCRS/PCE/J00937/MB1 | 300447502 | Existing | RYB | PBEL(P)-1 | B05159 PE FLAT TMN HARMONI | CLOSED | CLOSED | LINK |  | 11 kV | GAS | 2011-11-11 |  |  | Unknown | EPE | TAMCO |  |  | BOULEVARD BELIMBING HILLS | SUBSTATION | Unknown | NO | NONE | DISTRIBUTION | TNB | CHERAS | NO | 75 | UNKNOWN | UNKNOWN | Unknown | NO |  | LINE |  | 28 | 630.000 A | 0.63 | 50 | 20 | B10616 | NO | [7 empty] | 3
38500008 | B10553 | B10553 |  |  | BCRS/PCE/J00992/MB1 | 300319367 | Existing | RYB | MHCR-12 | PE PALM WALK NO 4 | CLOSED | CLOSED | LINK |  | 11 kV | GAS | 23/04/2009 |  |  |  | OMAZABAL | F_AND_G | N/A | NOY APPLICABLE | PALM WALK NO 3 | SUBSTATION | Unknown | YES | Unknown | DISTRIBUTION | TNB | CHERAS | Unknown | 75 | Unknown | Unknown | Unknown | NO |  | LINE |  | 28 | 630.000 A | 0.63 | 50 | 20 | B10553 | NO | NOT APPLICABLE |  |  | Unknown | Unknown |  |  | 3
38500023 | B10550 | B10550 |  |  | BCRS/PCE/J00992/MB1 | 300319367 | Existing | RYB | MHCR-12 | P/E PALM WALK NO. 4 | CLOSED | CLOSED | LINK |  | 11 kV | GAS | 23/04/2009 |  |  |  | OMAZABAL | F_AND_G | N/A | NOT APPLICABLE | PALM WALK NO 3 | SUBSTATION | Unknown | YES | Unknown | DISTRIBUTION | TNB | CHERAS | Unknown | 75 | Unknown | Unknown | Unknown | NO |  | LINE |  | 28 | 630.000 A | 0.63 | 50 | 20 | B10550 | NO | NOT APPLICABLE |  |  | Unknown | Unknown |  |  | 3
38508611 | B12053 | B12053 |  |  | BCRS/PCE/J01053/MB | 300380823 | Existing | RYB | MHCR2-11 | JALAN SERI BUDIMAN 1/3 | CLOSED | CLOSED | LINK |  | 11 kV | GAS | 20/11/2012 |  |  |  | INDKOM | INDKOM | 1206227171 | N/A | JLN BENTARA 14/5 BMC | SUBSTATION | Unknown | YES | Unknown | DISTRIBUTION | TNB | CHERAS | Unknown | 75 | Unknown | Unknown | Unknown | NO |  | LINE |  | 28 | 630.000 A | 0.63 | 50 | 20 | B12053 | NO | NOT APPLICABLE |  |  | Unknown | Unknown |  |  | 3
38508626 | B12050 | B12050 |  |  | BCRS/PCE/J01053/MB | 300380823 | Existing | RYB | MHCR2-11 | BMC 11 | CLOSED | CLOSED | LINK |  | 11 kV | GAS | 20/11/2012 |  |  |  | INDKOM | INDKOM | 1206227171 | N/A | JLN BENTARA 14/5 BMC | SUBSTATION | Unknown | YES | Unknown | DISTRIBUTION | TNB | CHERAS | Unknown | 75 | Unknown | Unknown | Unknown | NO |  | LINE |  | 28 | 630.000 A | 0.63 | 50 | 20 | B12050 | NO | NOT APPLICABLE |  |  | Unknown | Unknown |  |  | 3
38530551 | B11717 | B11717 |  |  |  |  | Existing | RYB | BLKG-7 | JLN PERSIARAN JADE HILL TIMUR | CLOSED | CLOSED | LINK |  | 11 kV | GAS |  |  |  |  | TOPRANK |  |  | NOT APPLICABLE | TMN SETIA IMPIAN NO 2 BKT ANGKAT | SUBSTATION | Unknown | YES | Unknown | DISTRIBUTION | TNB | CHERAS | Unknown | Unknown | Unknown | Unknown | Unknown | NO |  | LINE |  |  | 630.000 A |  |  | 20 | B11717 | NO | NOT APPLICABLE |  |  | Unknown | Unknown |  |  | 3
38530566 | B11714 | B11714 |  |  |  |  | Existing | RYB | BLKG-7 | TMN SETIA IMPIAN | CLOSED | CLOSED | LINK |  | 11 kV | GAS |  |  |  |  | TOPRANK |  |  | NOT APPLICABLE | TMN SETIA IMPIAN NO 2 BKT ANGKAT | SUBSTATION | Unknown | YES | Unknown | DISTRIBUTION | TNB | CHERAS | Unknown | Unknown | Unknown | Unknown | Unknown | NO |  | LINE |  |  | 630.000 A |  |  | 20 | B11714 | NO | NOT APPLICABLE |  |  | Unknown | Unknown |  |  | 3
38534356 | B11625 | B11625 |  |  | BCRS/PCE/J01107/MBB11625 |  | Existing | RYB | SGLN-2 | P/E JLN BKT SG LONG | CLOSED | CLOSED | LINK |  | 11 kV | GAS |  |  |  |  | VEI | VEI | 26546 | NOT APPLICABLE | JLN BKT SL 3/6 | SUBSTATION | Unknown | YES | NONE | DISTRIBUTION | TNB | CHERAS | Unknown | 75 | Unknown | Unknown | Unknown | NO |  | LINE |  | 28 | 630.000 A | 0.63 | 50 | 20 | B11625 | NO | NOT APPLICABLE |  |  | Unknown | Unknown |  |  | 3
38534357 | B11627 | B11627 |  |  | BCRS/PCE/J01107/MBB11627 |  | Existing | RYB | SGLN-2 | P/E JLN BKT SG LONG | CLOSED | CLOSED | LINK |  | 11 kV | GAS |  |  |  | Unknown | VEI | VEI | 26546 | NOT APPLICABLE | JLN BKT SL 3/6 | SUBSTATION | Unknown | YES | Unknown | DISTRIBUTION | TNB | CHERAS | Unknown | 75 | Unknown | Unknown | Unknown | NO |  | LINE |  | 28 | 630.000 A | 0.63 | 50 | 20 | B11627 | NO | NOT APPLICABLE |  |  | Unknown | Unknown |  |  | 3
38547242 | B11621 | B11621 |  |  | BCRS/PCE/J01079/MB | 300434883 | Existing | RYB | SGLN-2 | P/E PERSIARAN BKT SG LONG | CLOSED | CLOSED | LINK |  | 11 kV | GAS | 2010-11-01 |  |  | Unknown | VEI | VEI | 25790 | NOT APPLICABLE | JLN BKT SL 3/9 | SUBSTATION | Unknown | YES | Unknown | DISTRIBUTION | TNB | CHERAS | Unknown | 75 | Unknown | Unknown | Unknown | NO |  | LINE |  | 28 | 630.000 A | 0.63 | 50 | 20 | B11621 | NO | NOT APPLICABLE |  |  | Unknown | Unknown |  |  | 3
38547257 | B11624 | B11624 |  |  | BCRS/PCE/J01079/MB | 300434883 | Existing | RYB | SGLN-2 | P/E JLN BKT SG LONG | CLOSED | CLOSED | LINK |  | 11 kV | GAS | 2010-11-01 |  |  | Unknown | VEI | VEI | 25790 | NOT APPLICABLE | JLN BKT SL 3/9 | SUBSTATION | Unknown | YES | Unknown | DISTRIBUTION | TNB | CHERAS | Unknown | 75 | Unknown | Unknown | Unknown | NO |  | LINE |  | 28 | 630.000 A | 0.63 | 50 | 20 | B11624 | Unknown | NOT APPLICABLE |  |  | Unknown | Unknown |  |  | 3
38620418 | B10663 |  |  |  | BCRS/PCE/J00953/MB | 300319965 | Existing | RYB | MHCR-11 | P/E JLN PAHLAWAN 9/3 | CLOSED | CLOSED | LINK |  | 11 kV | GAS | 2009-12-08 |  |  |  |  | TAMCO |  |  | JLN PAHLAWAN 9/3 NO 2 | SUBSTATION | Unknown | NO | NONE | DISTRIBUTION | TNB | CHERAS | NO | Unknown |  |  |  | NO |  |  |  |  | 630.000 A | 20 | 12 | 20 | B10663 | NO | [7 empty] | 3
38620433 | B10666 |  |  |  | BCRS/PCE/J00953/MB | 300319965 | Existing | RYB | MHCR-11 | P/E JLN PAHLAWAN 6/3 | CLOSED | CLOSED | LINK |  | 11 kV | GAS | 2009-12-08 |  |  |  | TAMCO | TAMCO |  |  | JLN PAHLAWAN 9/3 NO 2 | SUBSTATION | Unknown | NO | NONE | DISTRIBUTION | TNB | CHERAS | NO | 75 |  |  |  | NO |  |  |  | 28 | 630.000 A | 0.63 | 50 | 20 | B10666 | NO | [7 empty] | 3
38628829 | B12223 | JLN JADE HILLS 12/1 |  |  |  |  | Existing | RYB | BLKG-7 | B12201 JLN JADE HILLS 12/1 | CLOSED | CLOSED | LINK |  | 11 kV | GAS |  |  |  | Unknown | SCHNEIDER | SCHNEIDER | SF-2012-W27-4-0040 | NOT APPLICABLE | PERSIARAN JADE HILL | SUBSTATION | Unknown | YES | Unknown | DISTRIBUTION | TNB | CHERAS | Unknown | 75 | Unknown | Unknown | Unknown | NO |  | LINE |  | 28 | 630.000 A | 0.63 | 50 | 21 | B12223 | NO | NOT APPLICABLE |  |  | Unknown | Unknown |  |  | 3
38628844 | B12220 | STP JADE HILLS |  |  |  |  | Existing | RYB | BLKG-7 | B10732 STP JADE HILLS | CLOSED | CLOSED | LINK |  | 11 kV | GAS |  |  |  | Unknown | SCHNEIDER | SCHNEIDER | SF-2012-W27-4-0040 | NOT APPLICABLE | PERSIARAN JADE HILL | SUBSTATION | Unknown | YES | NONE | DISTRIBUTION | TNB | CHERAS | Unknown | 75 | Unknown | Unknown | Unknown | NO |  | LINE |  | 28 | 630.000 A | 0.63 | 50 | 21 | B12220 | NO | NOT APPLICABLE |  |  | Unknown | Unknown |  |  | 3
38650298 | B10630 | B10630 |  |  | BCRS/PCE/J00938/MB1 | 300447776 | Existing | RYB | LMAS-14 | P/E TMN MUDUN | CLOSED | CLOSED | LINK |  | 11 kV | GAS | 18/07/1999 |  |  |  | TAMCO | TAMCO | GR1-22-0D-10-015 |  | HIJAUAN RESIDENCE NO 1 | SUBSTATION | Unknown | YES | Unknown | DISTRIBUTION | TNB | CHERAS | Unknown | 75 | Unknown | Unknown | Unknown | NO |  | LINE |  | 28 | 630.000 A | 0.63 | 50 | 20 | B10630 | NO | Not Applicable |  |  | Unknown | Unknown |  |  | 3
38650313 | B10630 | B10632 |  |  | BCRS/PCE/J00938/MB1 | 300447776 | Existing | RYB | LMAS-14 | P/E HIJAUAN RESIDENCE NO 2 | CLOSED | CLOSED | LINK |  | 11 kV | GAS | 18/07/1999 |  |  |  | TAMCO | TAMCO | GR1-22-0D-10-015 |  | HIJAUAN RESIDENCE NO 1 | SUBSTATION | Unknown | YES | Unknown | DISTRIBUTION | TNB | CHERAS | Unknown | 75 | Unknown | Unknown | Unknown | NO |  | LINE |  | 28 | 630.000 A | 0.63 | 50 | 20 | B10630 | NO | NOT APPLICABLE |  |  | Unknown | Unknown |  |  | 3
38658901 | B12173 | PE TMN SRI MAS HULU LANGAT NO.1 |  |  | BCRS/PCE/J01059/MB | 300430885 | Existing | RYB | TMASS-8 | B12172 PE TAMAN SRI MAS HULU LANGAT NO.1 | CLOSED | CLOSED | LINK |  | 11 kV | GAS | 2012-11-01 |  |  | Unknown | F_and_G | INDKOM | 1210228211 |  | TMN SRI MAS NO 2 | SUBSTATION | Unknown | YES | Unknown | DISTRIBUTION | TNB | CHERAS | Unknown | 75 | Unknown | Unknown | Unknown | NO |  | LINE |  | 28 | 630.000 A | 0.63 | 50 | 20 | B12173 | NO | NOT APPLICABLE |  |  | Unknown | Unknown |  |  | 3
38658916 | B12176 | PE TAMAN SG. SERAI TAMBAHAN |  |  | BCRS/PCE/J01059/MB | 300430885 | Existing | RYB | TMASS-8 | B07079 PE TAMAN SG. SERAI TAMBAHAN | CLOSED | CLOSED | LINK |  | 11 kV | GAS | 2012-11-01 |  |  | Unknown | F_and_G | INDKOM | 1210228211 | 1210228211 | TMN SRI MAS NO 2 | SUBSTATION | Unknown | YES | Unknown | DISTRIBUTION | TNB | CHERAS | Unknown | 75 | Unknown | Unknown | Unknown | NO |  | LINE |  | 28 | 630.000 A | 0.63 | 50 | 20 | B12176 | NO | NOT APPLICABLE |  |  | Unknown | Unknown |  |  | 3
38663195 | B11560 | [5 empty] | Existing | Unknown |  |  | CLOSED | CLOSED | LINK |  | 11 kV | GAS |  |  |  |  | TOPRANK |  |  | ID 2L2T AK3 / 2011 |  | SUBSTATION | Unknown | NO | NONE | DISTRIBUTION | TNB | CHERAS | NO | Unknown |  |  |  | NO |  |  |  |  | 630.000 A | 20 |  | 20 |  | NO | [7 empty] | 0
38684646 | B12133 | PE JALAN DESA BUDIMAN |  |  |  |  | Existing | RYB | SGLN-7 | B11344 PE JALAN DESA BUDIMAN | CLOSED | CLOSED | LINK |  | 11 kV | GAS |  |  |  | Unknown | FALCON BETA | TAMCO | B21224566 | Not applicable | JLN DB 5/1 | SUBSTATION | Unknown | YES | Unknown | DISTRIBUTION | TNB | CHERAS | Unknown | 75 | Unknown | Unknown | Unknown | NO |  | LINE |  | 28 | 20.000 A | 0.63 | 50 | 20 | B12133 | NO | Not applicable |  |  | Unknown | Unknown |  |  | 3
38684647 | B12135 | PE JALAN DESA BUDIMAN NO 2 |  |  |  |  | Existing | RYB | SGLN-7 | B11560 PE JALAN DESA BUDIMAN NO 2 | CLOSED | CLOSED | LINK |  | 11 kV | GAS |  |  |  | Unknown | FALCON BETA | TAMCO | B21224566 | Not applicable | JLN DB 5/1 | SUBSTATION | Unknown | YES | Unknown | DISTRIBUTION | TNB | CHERAS | Unknown | 75 | Unknown | Unknown | Unknown | NO |  | LINE |  | 28 | 630.000 A | 0.63 | 50 | 20 | B12135 | NO | Not applicable |  |  | Unknown | Unknown |  |  | 3
38688940 | B05663 | PE TAMAN PINGGIRAN SEKAMAT |  |  | BCRS/PCE/J00850/MB1 | 300444769 | Existing | RYB | SJIM-6 | B10225 PE TAMAN PINGGIRAN SEKAMAT | CLOSED | CLOSED | LINK |  | 11 kV | GAS | 1998-11-01 |  |  | Unknown | FALCON BETA | TAMCO | GRI-21-OD-0278 |  | RUMAH BIDAN | SUBSTATION | Unknown | NO | NONE | DISTRIBUTION | TNB | CHERAS | NO | 75 |  |  | Unknown | YES |  | LINE |  | 28 | 630.000 A | 0.63 | 50 | 20 | B05663 | NO | [7 empty] | 3
38714708 | B12260 | TECHNICAL WORLD |  |  | BCRS/PCE/J01077/MB1 | 300444404 | Existing | RYB | BLKG-11 | TECHNICAL WORLD | CLOSED | CLOSED | LINK |  | 11 kV | GAS | 2013-11-01 |  |  |  | TAMCO | TAMCO |  | NOT APPLICABLE | ML-16 INDUSTRIAL PARK | SUBSTATION | Unknown | YES | Unknown | DISTRIBUTION | TNB | CHERAS | Unknown | 75 | Unknown | Unknown | Unknown | NO |  | LINE |  | 28 | 630.000 A | 20 | 50 | 20 | B12260 | NO | NOT APPLICABLE |  |  | Unknown | Unknown |  |  | 3
38714723 | B12257 | YEW LUM IND |  |  | BCRS/PCE/J01077/MB1 | 300444404 | Existing | RYB | BLKG-11 | YEW LUM IND | CLOSED | CLOSED | LINK |  | 11 kV | GAS | 2013-11-01 |  |  |  | TAMCO | TAMCO |  | NOT APPLICABLE | ML-16 INDUSTRIAL PARK | SUBSTATION | Unknown | YES | Unknown | DISTRIBUTION | TNB | CHERAS | Unknown | 75 | Unknown | Unknown | Unknown | NO |  | LINE |  | 28 | 630.000 A | 20 | 50 | 20 | B12257 | NO | NOT APPLICABLE |  |  | Unknown | Unknown |  |  | 3
38718998 | B12120 | PE SUKMA PESONA |  |  | BCRS/PCE/J01066/MB | 300389871 | Existing | RYB | SGLN-7 | B09356 PE SUKMA PESONA | CLOSED | CLOSED | LINK |  | 11 kV | GAS | 2013-07-01 |  |  | Unknown | TAMCO | TAMCO | B21224535 | Not applicable | SUKMA PESONA SURIA | SUBSTATION | Unknown | NO | NONE | DISTRIBUTION | TNB | CHERAS | NO | 75 | Unknown | Unknown | Unknown | YES |  | LINE |  | 28 | 630.000 A | 0.63 | 50 | 20 | B12120 | NO | Not applicable |  |  | Unknown | Unknown |  |  | 3
38718999 | B12122 | PE TMN TAMING MUTIARA |  |  | BCRS/PCE/J01066/MB | 300389871 | Existing | RYB | SGLN-7 | B10483 PE TMN TAMING MUTIARA | CLOSED | CLOSED | LINK |  | 11 kV | GAS | 2013-07-01 |  |  | Unknown | FALCON BETA | TAMCO | B21224535 | Not applicable | SUKMA PESONA SURIA | SUBSTATION | Unknown | NO | NONE | DISTRIBUTION | TNB | CHERAS | Unknown | 75 | Unknown | Unknown | Unknown | YES |  | LINE |  | 28 | 630.000 A | 0.63 | 50 | 20 | B12122 | NO | Not applicable |  |  | Unknown | Unknown |  |  | 3
38727586 | B02884 | B02885 ;; UNITED SENSATION |  |  | BCRS/PCE/J00392/MBB02882 | 300011071 | Existing | RYB | PBEL(P)-2 | PE UNITED SENSATION | CLOSED | CLOSED | LINK |  | 11 kV | GAS | 2008-11-11 |  |  | Unknown | MERLIN GERIN | MERLIN GERIN | 0742345 |  | BKT BELIMBING NO 2 | SUBSTATION | Unknown | NO | NONE | DISTRIBUTION | TNB | CHERAS | NO | 75 | UNKNOWN | UNKNOWN | Unknown | NO |  | LINE |  | 28 |  | 0.63 | 50 | 20 | B02884 | NO | [7 empty] | 3
38727598 | B02882 | B02881 P/E BUKIT BELIMBING NO.3 |  |  | BCRS/PCE/J00392/MBB02882 | 300011071 | Existing | RYB | PBEL(P)-2 | PE BUKIT BELIMBING | CLOSED | CLOSED | LINK |  | 11 kV | GAS | 2008-11-11 |  |  | Unknown | MERLIN GERIN | MERLIN GERIN | 0742345 |  | BKT BELIMBING NO 2 | SUBSTATION | Unknown | NO | NONE | DISTRIBUTION | TNB | CHERAS | NO | 75 | UNKNOWN | UNKNOWN | Unknown | NO |  | LINE |  | 28 |  | 0.63 | 50 | 20 | B02882 | NO | [7 empty] | 3
38749060 | B10674 | B10674 |  |  | BCRS/PCE/J00954/MBB10674 | 300509494 | Existing | RYB | TAMI-1 | PE IMPIAN INDAH NO 2 | CLOSED | CLOSED | LINK |  | 11 kV | GAS | 2015-11-10 |  |  |  | OMAZABAL | SIEMENS | 0732S199 | Not applicable | JLN IMPIAN INDAH NO 4 | SUBSTATION | Unknown | YES | Unknown | DISTRIBUTION | TNB | CHERAS | Unknown | 75 | Unknown | Unknown | Unknown | NO |  | LINE |  | 28 | 630.000 A | 0.63 | 50 | 20 | B10674 | NO | Not applicable |  |  | Unknown |  |  |  | 3
38749075 | B10677 | B10677 |  |  | BCRS/PCE/J00954/MBB10674 | 300509494 | Existing | RYB | TAMI-1 | PE IMPIAN INDAH NO3 | CLOSED | CLOSED | LINK |  | 11 kV | GAS | 2015-11-10 |  |  |  | OMAZABAL | SIEMENS | 0732S199 | Not applicable | JLN IMPIAN INDAH NO 4 | SUBSTATION | Unknown | YES | Unknown | DISTRIBUTION | TNB | CHERAS | Unknown | 75 | Unknown | Unknown | Unknown | NO |  | LINE |  | 28 | 630.000 A | 0.63 | 50 | 20 | B10677 | NO | Not applicable |  |  | Unknown | Unknown |  |  | 3
38761942 | B12123 | B12123 |  |  | BCRS/PCE/J01004/MB |  | Existing | RYB | PMU KJNG-8 | BUKIT ANGKAT 2 (COMPACT) | CLOSED | CLOSED | LINK |  | 11 kV | GAS |  |  |  |  | INDKOM | INDKOM | 1206227233 | NOT APPLICABLE | TMN IND ANGKAT PERDANA NO 1 | SUBSTATION | Unknown | YES | Unknown | DISTRIBUTION | TNB | CHERAS | Unknown | 75 | Unknown | Unknown | Unknown | NO |  | LINE |  | 28 | 630.000 A | 0.63 | 50 | 20 | B12123 | NO | NOT APPLICABLE |  |  | Unknown |  |  |  | 3
38761957 | B12126 | B12126 |  |  | BCRS/PCE/J01004/MB |  | Existing | RYB | PMU KJNG-8 | PE TMN IND ANGKAT PERDANA 2 | CLOSED | CLOSED | LINK |  | 11 kV | GAS |  |  |  |  | INDKOM | INDKOM | 1206227233 | NOT APPLICABLE | TMN IND ANGKAT PERDANA NO 1 | SUBSTATION | Unknown | YES | Unknown | DISTRIBUTION | TNB | CHERAS | Unknown | 75 | Unknown | Unknown | Unknown | NO |  | LINE |  | 28 | 630.000 A | 0.63 | 50 | 20 | B12126 | NO | NOT APPLICABLE |  |  | Unknown | Unknown |  |  | 3
38800605 | B10134 | B10134 |  |  | BCRS/PCE/J01091/MB1 | 300441225 | Existing | RYB | TMASS-8 | PE TMN MAS SEMENTARA C | CLOSED | OPEN | LINK |  | 11 kV | GAS | 2008-11-11 |  |  |  | FALCON BETA | TAMCO | G280296 | Not applicable | SWS TMN MAS SEMENTARA A | SUBSTATION | Unknown | YES | Unknown | DISTRIBUTION | TNB | CHERAS | Unknown | 75 | Unknown | Unknown | Unknown | NO |  | LINE |  | 28 | 630.000 A | 0.63 | 50 | 20 | B10134 | NO | Not applicable |  |  | Unknown | Unknown |  |  | 3
38800615 | B10135 | B10135 |  |  | BCRS/PCE/J01091/MB1 | 300441225 | Existing | RYB | LMAS-8 | TMN LANGAT CERIA | CLOSED | OPEN | LINK |  | 11 kV | GAS | 2008-11-11 |  |  |  | FALCON BETA | TAMCO | G280296 | Not applicable | SWS TMN MAS SEMENTARA A | SUBSTATION | Unknown | YES | Unknown | DISTRIBUTION | TNB | CHERAS | Unknown | 75 | Unknown | Unknown | Unknown | NO |  | LINE |  | 28 | 630.000 A | 0.63 | 50 | 20 | B10135 | NO | Not applicable |  |  | Unknown | Unknown |  |  | 3
38800616 | B10136 | B10136 |  |  | BCRS/PCE/J01091/MB1 | 300441225 | Existing | RYB | LMAS-8 | CHERAS BT 9 | CLOSED | CLOSED | LINK |  | 11 kV | GAS | 2008-11-11 |  |  |  | FALCON BETA | TAMCO | G280296 | Not applicable | SWS TMN MAS SEMENTARA A | SUBSTATION | Unknown | YES | Unknown | DISTRIBUTION | TNB | CHERAS | Unknown | 75 | Unknown | Unknown | Unknown | NO |  | LINE |  | 28 | 630.000 A | 0.63 | 50 | 20 | B10136 | NO | Not applicable |  |  | Unknown | Unknown |  |  | 3
38809187 | B11165 | B11165 |  |  | BCRS/PCE/J00788/MB1 | 300448346 | Existing | RYB | BTHO-1 | JLN KAWASAN PERINDUSTRIAN JLN BUDIMAN | CLOSED | CLOSED | LINK |  | 11 kV | GAS | 2012-11-11 |  |  | Unknown | FALCON BETA | TAMCO | GRI-21-ID-08495 | Not applicable | BT 10 3/4 JLN CHERAS | SUBSTATION | Unknown | YES | Unknown | DISTRIBUTION | TNB | CHERAS | Unknown | 75 | Unknown | Unknown | Unknown | NO |  | LINE |  | 28 | 630.000 A | 0.63 | 50 | 20 | B11165 | NO | Not applicable |  |  | Unknown | Unknown |  |  | 3
38809199 | B11167 | B11167 |  |  | BCRS/PCE/J00788/MB1 | 300448346 | Existing | RYB | BTHO-1 | P/E IPV | CLOSED | CLOSED | LINK |  | 11 kV | GAS | 2012-11-11 |  |  | Unknown | FALCON BETA | TAMCO | GRI-21-ID-08495 | Not applicable | BT 10 3/4 JLN CHERAS | SUBSTATION | Unknown | YES | Unknown | DISTRIBUTION | TNB | CHERAS | Unknown | 75 | Unknown | Unknown | Unknown | NO |  | LINE |  | 28 | 630.000 A | 0.63 | 50 | 20 | B11167 | NO | Not applicable |  |  | Unknown | Unknown |  |  | 3
38813466 | B11683 | PE TIP CORPORATION 2 |  |  | BCRS/PCE/J01052/MB | 300378181 | Existing | RYB | TMASS-10 | B04564 PE TIP CORPORATION 2 | CLOSED | Unknown | LINK |  | 11 kV | GAS | 27/02/2012 |  |  | Unknown | F_and_G | TAMCO | 1108214964 | Not applicable | FOOK MEI | SUBSTATION | Unknown | YES | Unknown | DISTRIBUTION | TNB | CHERAS | Unknown | 75 | Unknown | Unknown | Unknown | NO |  | LINE |  | 28 | 630.000 A | 0.63 | 50 | 20 | B11683 | NO | Not applicable |  |  | Unknown | Unknown |  |  | 3
38813467 | B11681 | PE CHASE LAND SDN BHD NO 1 |  |  | BCRS/PCE/J01052/MB | 300378181 | Existing | RYB | TMASS-10 | B06031 PE CHASE LAND SDN BHD NO 1 | CLOSED | Unknown | LINK |  | 11 kV | GAS | 27/02/2012 |  |  | Unknown | F_and_G | TAMCO | 1108214964 | Not applicable | FOOK MEI | SUBSTATION | Unknown | NO | NONE | DISTRIBUTION | TNB | CHERAS | Unknown | 75 | Unknown | Unknown | Unknown | NO |  | LINE |  | 28 | 630.000 A | 0.63 | 50 | 20 | B11681 | NO | Not applicable |  |  | Unknown | Unknown |  |  | 3
38823044 | B11453 | PE TUCK HUA NO 2 |  |  | BCRS/PCE/J01019/MB1 | 300318506 | Existing | RYB | PBEL(P)-6 | B01245 PE TUCK HUA NO 2 | CLOSED | CLOSED | LINK |  | 11 kV | GAS | 2005-11-05 |  |  | Unknown | F_and_G | INDKOM | 0437S112 |  | PADAT OVERSEA | SUBSTATION | Unknown | NO | NONE | DISTRIBUTION | TNB | CHERAS | NO | 75 | UNKNOWN | UNKNOWN | Unknown | NO |  | LINE |  | 28 | 630.000 A | 0.63 | 50 | 20 | B11453 | NO | [7 empty] | 3
38823045 | B11451 | PE PADAT DATARAN HASIL |  |  | BCRS/PCE/J01019/MB1 | 300318506 | Existing | RYB | PBEL(P)-6 | B07474 PE PADAT DATARAN HASIL | CLOSED | CLOSED | LINK |  | 11 kV | GAS | 2005-11-05 |  |  | Unknown | F_and_G | INDKOM | 0437S112 |  | PADAT OVERSEA | SUBSTATION | Unknown | NO | NONE | DISTRIBUTION | TNB | CHERAS | NO | 75 | UNKNOWN | UNKNOWN | Unknown | NO |  | LINE |  | 28 | 630.000 A | 0.63 | 50 | 20 | B11451 | NO | [7 empty] | 3
38826348 | B12076 | B12076 |  |  | BCRS/PCE/J01070/MB | 300389908 | Existing | RYB | CJYA-4 | ES METAL | CLOSED | CLOSED | LINK |  | 11 kV | GAS | 17/12/2012 |  |  |  | VEI | VEI | N/A | NOT APPLICABLE | MENANG NUSANTARA | SUBSTATION | Unknown | YES | Unknown | DISTRIBUTION | TNB | CHERAS | Unknown | 75 | Unknown | Unknown | Unknown | NO |  | LINE |  | 28 | 630.000 A | 0.63 | 50 | 20 | B12076 | NO | NOT APPLICABLE |  |  | Unknown | Unknown |  |  | 3
38826360 | B12078 | B12078 |  |  | BCRS/PCE/J01070/MB | 300389908 | Existing | RYB | CJYA-4 | SOLID GOLD | CLOSED | CLOSED | LINK |  | 11 kV | GAS | 17/12/2012 |  |  |  | VEI | VEI | N/A | N/A | MENANG NUSANTARA | SUBSTATION | Unknown | YES | NONE | DISTRIBUTION | TNB | CHERAS | Unknown | 75 | Unknown | Unknown | Unknown | NO |  | LINE |  | 28 | 630.000 A | 0.63 | 50 | 20 | B12078 | NO | NOT APPLICABLE |  |  | Unknown | Unknown |  |  | 3
38830764 | B11230 | CENTRAL MALAYA |  |  | BCRS/PCE/J01008/MB | 300319295 | Existing | RYB | JUBA-13 | B13515 PE KIDAMAI INDUSTRIAL PARK | CLOSED | CLOSED | LINK |  | 11 kV | GAS | 2011-11-01 |  |  |  | INDKOM |  |  | NOT APPLICABLE | LSF TECHNOLOGY S/B | SUBSTATION | Unknown | YES | Unknown | DISTRIBUTION | TNB | CHERAS | Unknown | 75 | Unknown | Unknown | Unknown | NO |  | LINE |  | 28 | 630.000 A | 0.63 | 50 | 20 | B11230 | NO | NOT APPLICABLE |  |  | Unknown | Unknown |  |  | 3
38830774 | B11231 |  |  |  | BCRS/PCE/J01008/MB | 300319295 | Existing | RYB | JUBA-13 | PENGGUNA 11KV | CLOSED | CLOSED | LINK |  | 11 kV | GAS | 2011-11-01 |  |  |  | INDKOM |  |  | NOT APPLICABLE | LSF TECHNOLOGY S/B | SUBSTATION | Unknown | YES | Unknown | DISTRIBUTION | TNB | CHERAS | Unknown | 75 | Unknown | Unknown | Unknown | NO |  | LINE |  | 28 | 630.000 A | 20 | 50 | 20 | B11231 | NO | NOT APPLICABLE |  |  | Unknown | Unknown |  |  | 3
38830775 | B11232 | PERCETAKAN SAKTI |  |  | BCRS/PCE/J01008/MB | 300319295 | Existing | RYB | JUBA-13 | B04200 PE PERCETAKAN SAKTI | CLOSED | CLOSED | LINK |  | 11 kV | GAS | 2011-11-01 |  |  |  | INDKOM |  |  | NOT APPLICABLE | LSF TECHNOLOGY S/B | SUBSTATION | Unknown | YES | Unknown | DISTRIBUTION | TNB | CHERAS | NO | 75 | Unknown | Unknown | Unknown | NO |  | LINE |  | 28 | 630.000 A | 20 | 50 | 20 | B11232 | NO | NOT APPLICABLE |  |  | Unknown | Unknown |  |  | 3
38839230 | B12012 | B10613 CAPITAL PLAZA |  |  | BCRS/PCE/J01026/MBB12010 | 300318499 | Existing | RYB | JUBA-13 | B10613 PE CAPITAL ROUTE SDN BHD | CLOSED | CLOSED | LINK |  | 11 kV | GAS | 2012-07-11 |  |  |  | OTHERS | EPE | SSE/TNB 61/2012-5/0007 | NOT APPLICABLE | CENTRAL MALAYA | SUBSTATION | Unknown | YES | Unknown | DISTRIBUTION | TNB | CHERAS | Unknown | 75 | Unknown | Unknown | Unknown | NO |  | LINE |  | 28 | 630.000 A | 0.63 | 50 | 20 | B12012 | NO | NOT APPLICABLE |  |  | Unknown | Unknown |  |  | 3
38839242 | B12010 | B11230 LSF TECHNOLOGY |  |  | BCRS/PCE/J01026/MBB12010 | 300318499 | Existing | RYB | JUBA-13 | B13512 PE KIDAMAI INDUSTRIAL PARK | CLOSED | CLOSED | LINK |  | 11 kV | GAS | 2012-07-11 |  |  |  | OTHERS | EPE | SSE/TNB 61/2012-5/0007 | NOT APPLICABLE | CENTRAL MALAYA | SUBSTATION | Unknown | YES | Unknown | DISTRIBUTION | TNB | CHERAS | Unknown | 75 | Unknown | Unknown | Unknown | NO |  | LINE |  | 28 | 630.000 A | 0.63 | 50 | 20 | B12010 | NO | NOT APPLICABLE |  |  | Unknown | Unknown |  |  | 3
38852112 | B12299 | PE JALAN TM 3/1 |  |  |  |  | Existing | RYB | MHCR-5 | B12211 PE JALAN TM 3/1 | CLOSED | CLOSED | LINK |  | 11 kV | GAS |  |  |  | Unknown | F_and_G | INDKOM | 1209218038 | NOT APPLICABLE | TAMAN MUTIARA JAYA NO 1 | SUBSTATION | Unknown | YES | Unknown | DISTRIBUTION | TNB | CHERAS | Unknown | 75 | Unknown | Unknown | Unknown | NO |  | LINE |  | 28 | 630.000 A | 0.63 | 50 | 20 | B12299 | NO | NOT APPLICABLE |  |  | Unknown | Unknown |  |  | 3
38852113 | B12301 | PE TMN TAMING MUTIARA SG.LONG2 |  |  |  |  | Existing | RYB | MHCR-5 | B10982 PE TMN TAMING MUTIARA SG.LONG2 | CLOSED | CLOSED | LINK |  | 11 kV | GAS |  |  |  | Unknown | F_and_G | INDKOM | 1209218038 | NOT APPLICABLE | TAMAN MUTIARA JAYA NO 1 | SUBSTATION | Unknown | YES | Unknown | DISTRIBUTION | TNB | CHERAS | Unknown | 75 | Unknown | Unknown | Unknown | NO |  | LINE |  | 28 | 630.000 A | 0.63 | 50 | 20 | B12301 | NO | NOT APPLICABLE |  |  | Unknown | Unknown |  |  | 3
38873586 | B10925 | JLN JADE HILL 2/1 |  |  | BCRS/PCE/J00971/MB1 | 300319484 | Existing | RYB | BLKG-7 | B10922 PE JLN JADE HILL 2/1 | CLOSED | CLOSED | LINK |  | 11 kV | GAS | 24/07/2008 |  |  | Unknown | F_and_G | INDKOM | 0807220282 | NOT APPLICABLE | JLN JADE HILL 1/1 | SUBSTATION | Unknown | YES | Unknown | DISTRIBUTION | TNB | CHERAS | Unknown | 75 | Unknown | Unknown | Unknown | NO |  | LINE |  | 28 | 630.000 A | 0.63 | 50 | 20 | B10925 | NO | NOT APPLICABLE |  |  | Unknown | Unknown |  |  | 3
38873601 | B10926 | B10396 PE CLUB GOLF JADE HILL |  |  | BCRS/PCE/J00971/MB1 | 300319484 | Existing | RYB | BLKG-7 | CLUB GOLF JADE HILL | CLOSED | CLOSED | LINK |  | 11 kV | GAS | 24/07/2008 |  |  | Unknown | F_and_G | INDKOM | 0807220282 | NOT APPLICABLE | JLN JADE HILL 1/1 | SUBSTATION | Unknown | YES | Unknown | DISTRIBUTION | TNB | CHERAS | Unknown | 75 | Unknown | Unknown | Unknown | NO |  | LINE |  | 28 | 630.000 A | 0.63 | 50 | 20 | B10926 | NO | NOT APPLICABLE |  |  | Unknown | Unknown |  |  | 3
38877876 | B12272 | PE UDA BINA TMN SEKAMAT |  |  | BCRS/PCE/J01088/MBB12272 |  | Existing | RYB | SJIM-6 | B06784 PE UDA BINA TMN SEKAMAT | CLOSED | CLOSED | LINK |  | 11 kV | GAS |  |  |  | Unknown | F_and_G | INDKOM | 1212218739 |  | TMN BAYU SEKAMAT | SUBSTATION | Unknown | NO | NONE | DISTRIBUTION | TNB | CHERAS | NO | 75 |  |  | Unknown | NO |  | Unknown |  | 28 | 630.000 A | 0.63 | 50 | 20 | B12272 | NO | [7 empty] | 3
38877877 | B12274 | PE TAMAN KASIH |  |  | BCRS/PCE/J01088/MBB12274 |  | Existing | RYB | SJIM-6 | B06801 PE TAMAN KASIH | CLOSED | CLOSED | LINK |  | 11 kV | GAS |  |  |  | Unknown | F_and_G | INDKOM | 1212218739 |  | TMN BAYU SEKAMAT | SUBSTATION | Unknown | NO | NONE | DISTRIBUTION | TNB | CHERAS | NO | 75 |  |  | Unknown | NO |  | Unknown |  | 28 | 630.000 A | 0.63 | 50 | 20 | B12274 | NO | [7 empty] | 3
38882174 | B12264 | B12264 |  |  |  |  | Existing | RYB | MHCR2-11 | BMC NO 10 | CLOSED | CLOSED | LINK |  | 11 kV | GAS |  |  |  |  | FALCON BETA | TAMCO | D2126988 | N/A | EAST PARK | SUBSTATION | Unknown | NO | NONE | DISTRIBUTION | TNB | CHERAS | NO | 75 |  |  | Unknown | YES |  | LINE |  | 28 | 630.000 A | 0.63 | 50 | 20 | B12264 | NO | N/A | [6 empty] | 3
38882189 | B12261 | B12261 |  |  |  |  | Existing | RYB | MHCR2-11 | BMC NO 9 | CLOSED | CLOSED | LINK |  | 11 kV | GAS |  |  |  |  | TAMCO | TAMCO | D2126988 | N/A | EAST PARK | SUBSTATION | Unknown | NO | NONE | DISTRIBUTION | TNB | CHERAS | NO | 75 |  |  | Unknown | YES |  | LINE |  | 28 | 630.000 A | 0.63 | 50 | 20 | B12261 | NO | N/A | [6 empty] | 3
38886468 | B10673 | B10673 |  |  | BCRS/PCE/J00958/MB1 | 300319948 | Existing | RYB |  | B05139 PE KG. SG SERAI | CLOSED | CLOSED | LINK |  | 11 kV | GAS | 2010-11-11 |  |  |  | VEI | VEI | 25487 |  | LAGENDA SURIA NO 2 | SUBSTATION | Unknown | NO | NONE | DISTRIBUTION | TNB | CHERAS | NO | 75 |  |  |  | NO |  | LINE |  | 28 | 630.000 A | 0.63 | 50 | 20 | B10673 | NO | [7 empty] | 3
38886483 | B10671 | B10671 |  |  | BCRS/PCE/J00958/MB1 | 300319948 | Existing | RYB |  | B11275 PE KEDAI PEJABAT TMN SRI NANDING | CLOSED | CLOSED | LINK |  | 11 kV | GAS | 2010-11-11 |  |  |  | VEI | VEI | 25487 |  | LAGENDA SURIA NO 2 | SUBSTATION | Unknown | NO | NONE | DISTRIBUTION | TNB | CHERAS | NO | 75 |  |  |  | NO |  | LINE |  | 28 | 630.000 A | 0.63 | 50 | 20 | B10671 | NO | [7 empty] | 3
38903640 | B12104 | B12102 |  |  |  |  | Existing | RYB | PBEL(P)-11 | B09423 PE TUCK HUA NO. 3 | CLOSED | CLOSED | LINK |  | 11 kV | GAS |  |  |  | Unknown | LUCY |  | SSE/TNB 61/2012-5/0001 | Not applicable | AZR VTEC JLN SURIA 1 | SUBSTATION | Unknown | YES | Unknown | DISTRIBUTION | TNB | CHERAS | Unknown | 75 | Unknown | Unknown | Unknown | NO |  | LINE |  | 28 | 630.000 A | 0.63 | 50 | 20 | B12104 | NO | Not applicable |  |  | Unknown | Unknown |  |  | 3
38903641 | B12102 | B12104 |  |  |  |  | Existing | RYB | PBEL(P)-11 | B01253 PE TUCK HUA NO 1 | CLOSED | CLOSED | LINK |  | 11 kV | GAS |  |  |  |  | OTHERS |  | SSE/TNB 61/2012-5/0001 | Not applicable | AZR VTEC JLN SURIA 1 | SUBSTATION | Unknown | YES | Unknown | DISTRIBUTION | TNB | CHERAS | Unknown | Unknown | Unknown | Unknown | Unknown | NO |  | LINE |  |  | 630.000 A | 0.63 | 50 | 20 | B12102 | NO | Not applicable |  |  | Unknown | Unknown |  |  | 3
38929404 | B12068 | PE IDAMAN VILLA |  |  | BCRS/PCE/J01035/MB1 | 300430850 | Existing | RYB | TMASS-6 | B08090 PE IDAMAN VILLA | CLOSED | CLOSED | LINK |  | 11 kV | GAS | 2012-05-12 |  |  | Unknown | SCHNEIDER | SCHNEIDER | SF-2011-W30-4-0070 | Not applicable | PADAT SEK SG SERAI | SUBSTATION | Unknown | YES | Unknown | DISTRIBUTION | TNB | CHERAS | Unknown | 75 | Unknown | Unknown | Unknown | NO |  | LINE |  | 28 | 630.000 A | 0.63 | 50 | 20 | B12068 | NO | NOT APPLICABLE |  |  | Unknown | Unknown |  |  | 3
38929416 | B12066 | B12066 |  |  | BCRS/PCE/J01035/MB1 | 300430850 | Existing | RYB | TMASS-6 | B12066 CHERAS KAOLIN | CLOSED | OPEN | LINK |  | 11 kV | GAS | 2012-05-12 |  |  | Unknown | SCHNEIDER | SCHNEIDER | SF-2011-W30-4-0070 | Not applicable | PADAT SEK SG SERAI | SUBSTATION | Unknown | YES | Unknown | DISTRIBUTION | TNB | CHERAS | Unknown | 75 | Unknown | Unknown | Unknown | NO |  | LINE |  | 28 | 630.000 A | 0.63 | 50 | 20 | B12066 | NO | Not applicable |  |  | Unknown | Unknown |  |  | 3
38937994 | B10587 | PE BDR TUN HUSSIEN ONN NO.1 |  |  |  |  | Existing | RYB | LMAS-11 | B01638 PE BDR TUN HUSSIEN ONN NO.1 | CLOSED | CLOSED | LINK |  | 11 kV | GAS |  |  |  | Unknown | LUCY | EPE | N/A |  | STP BTHO | SUBSTATION | Unknown | NO | NONE | DISTRIBUTION | TNB | CHERAS | NO | 75 |  |  | Unknown | NO |  | Unknown |  | 28 | 630.000 A | 0.63 | 50 | 20 | B10587 | NO | [7 empty] | 3
38938006 | B10585 | PE BANDAR TUN HUSSIEN ONN NO2 |  |  | BCRS/PCE/J00924/MBB10585 |  | Existing | RYB | LMAS-11 | B01672 PE BANDAR TUN HUSSIEN ONN NO2 | CLOSED | CLOSED | LINK |  | 11 kV | GAS |  |  |  | Unknown | LUCY | EPE | N/A | N/A | STP BTHO | SUBSTATION | Unknown | YES | Unknown | DISTRIBUTION | TNB | CHERAS | Unknown | 75 | Unknown | Unknown | Unknown | NO |  | LINE |  | 28 | 630.000 A | 0.63 | 50 | 20 | B10585 | NO | N/A |  |  | Unknown | Unknown |  |  | 3
38946584 | B12208 | PE MITRALAND |  |  |  |  | Existing | RYB | MHCR-5 | B05031 PE MITRALAND | CLOSED | CLOSED | LINK |  | 11 kV | GAS |  |  |  | Unknown | F_and_G | INDKOM | 1210228216 | 1210228216 | JLN TM 3/1 | SUBSTATION | Unknown | YES | Unknown | DISTRIBUTION | TNB | CHERAS | Unknown | 75 | Unknown | Unknown | Unknown | NO |  | LINE |  | 28 | 630.000 A | 0.63 | 50 | 20 | B12208 | NO | NOT APPLICABLE |  |  | Unknown | Unknown |  |  | 3
38946599 | B12211 | PE TAMAN MUTIARA JAYA NO 1 |  |  |  |  | Existing | RYB | MHCR-5 | B12299 PE TAMAN MUTIARA JAYA NO 1 | CLOSED | CLOSED | LINK |  | 11 kV | GAS |  |  |  | Unknown | F_and_G | INDKOM | 1210228216 | 1210228216 | JLN TM 3/1 | SUBSTATION | Unknown | YES | Unknown | DISTRIBUTION | TNB | CHERAS | Unknown | 75 | Unknown | Unknown | Unknown | NO |  | LINE |  | 28 | 630.000 A | 0.63 | 50 | 20 | B12211 | NO | NOT APPLICABLE |  |  | Unknown | Unknown |  |  | 3
38950878 | B12305 | B12305 |  |  | BCRS/PCE/J01102/MB1 | 300447728 | Existing | RYB | MHCR-12 | PALM WALK 3 NO.1 | CLOSED | CLOSED | LINK |  | 11 kV | GAS | 23/04/2013 |  |  |  | TAMCO | TAMCO | D2137099 | N/A | PALM WALK 3 NO 2 | SUBSTATION | Unknown | NO | NONE | DISTRIBUTION | TNB | CHERAS | NO | 75 |  |  | Unknown | NO |  | LINE |  | 28 | 630.000 A | 0.63 | 50 | 20 | B12305 | NO | N/A | [6 empty] | 3
38950893 | B12302 | B12302 |  |  | BCRS/PCE/J01102/MB1 | 300447728 | Existing | RYB | MHCR-12 | PALM WALK NO.3 | CLOSED | CLOSED | LINK |  | 11 kV | GAS | 23/04/2013 |  |  |  | TAMCO | TAMCO | D2137099 | N/A | PALM WALK 3 NO 2 | SUBSTATION | Unknown | NO | NONE | DISTRIBUTION | TNB | CHERAS | NO | 75 |  |  | Unknown | NO |  | LINE |  | 28 | 630.000 A | 0.63 | 50 | 20 | B12302 | NO | N/A | [6 empty] | 3
38955168 | B12308 | B12308 |  |  | BCRS/PCE/J01103/MB1 | 300447734 | Existing | RYB | MHCR-12 | PE PALM WALK NO 4 | CLOSED | CLOSED | LINK |  | 11 kV | GAS | 23/04/2013 |  |  |  | LUCY | TAMCO | SF00065513 | N/A | PALM WALK 3 NO 1 | SUBSTATION | Unknown | NO | NONE | DISTRIBUTION | TNB | CHERAS | Unknown | 75 | Unknown | Unknown | Unknown | NO |  | LINE |  | 28 | 630.000 A | 0.63 | 50 | 20 | B12308 | NO | N/A |  |  | Unknown | Unknown |  |  | 3
38955169 | B12306 | PE PALM WALK 3 NO 2 |  |  | BCRS/PCE/J01103/MB1 | 300447734 | Existing | RYB | MHCR-12 | PE PALM WALK 3 NO 2 | CLOSED | CLOSED | LINK |  | 11 kV | GAS | 23/04/2013 |  |  |  | LUCY | TAMCO | SF00065513 | N/A | PALM WALK 3 NO 1 | SUBSTATION | Unknown | YES | Unknown | DISTRIBUTION | TNB | CHERAS | Unknown | 75 | Unknown | Unknown | Unknown | NO |  | LINE |  | 28 | 630.000 A | 0.63 | 50 | 20 | B12306 | NO | N/A |  |  | Unknown | Unknown |  |  | 3
38963756 | B12197 | B12198 PE JLN JADE HILLS 12/1 |  |  | BCRS/PCE/J01038/MB1 | 300430867 | Existing | RYB | BLKG-7 | B12198 PE JLN JADE HILLS 12/1 | CLOSED | CLOSED | LINK |  | 11 kV | GAS | 19/02/2013 |  |  | Unknown | F_and_G | INDKOM |  | NOT APPLICABLE | PERSIARAN JADE HILL TIMUR | SUBSTATION | Unknown | YES | Unknown | DISTRIBUTION | TNB | CHERAS | Unknown | 75 | Unknown | Unknown | Unknown | NO |  | LINE |  | 28 | 630.000 A | 0.63 | 50 | 20 | B12197 | NO | NOT APPLICABLE |  |  | Unknown | Unknown |  |  | 3
38963757 | B12195 | PE JLN PSRN JADE HILLS TIMUR |  |  | BCRS/PCE/J01038/MB1 | 300430867 | Existing | RYB | BLKG-7 | B11946 PE JLN PSRN JADE HILLS TIMUR | CLOSED | CLOSED | LINK |  | 11 kV | GAS | 19/02/2013 |  |  | Unknown | F_and_G | INDKOM |  | NOT APPLICABLE | PERSIARAN JADE HILL TIMUR | SUBSTATION | Unknown | YES | Unknown | DISTRIBUTION | TNB | CHERAS | Unknown | 75 | Unknown | Unknown | Unknown | NO |  | LINE |  | 28 | 630.000 A | 0.63 | 50 | 20 | B12195 | NO | NOT APPLICABLE |  |  | Unknown | Unknown |  |  | 3
38968050 | B10633 | B10633 |  |  | BCRS/PCE/J00939/MB1 | 300445970 | Existing | RYB | LMAS-14 | HIJAUAN RESIDENCE NO 1 | CLOSED | CLOSED | LINK |  | 11 kV | GAS | 18/07/2009 |  |  |  | LUCY | EPE | N/A | NOT APPLICABLE | HIJAUAN RESIDENCE NO 2 | SUBSTATION | Unknown | YES | Unknown | DISTRIBUTION | TNB | CHERAS | Unknown | 75 | Unknown | Unknown | Unknown | NO |  | LINE |  | 28 | 630.000 A | 0.63 | 50 | 20 | B10633 | NO | NOT APPLICABLE |  |  | Unknown | Unknown |  |  | 3
38968062 | B10635 | B10635 |  |  | BCRS/PCE/J00939/MB1 | 300445970 | Existing | RYB | LMAS-14 | TMN WANGSA CHERAS NO 1 | CLOSED | CLOSED | LINK |  | 11 kV | GAS | 18/07/2009 |  |  |  | LUCY | EPE | N/A | NOT APPLICABLE | HIJAUAN RESIDENCE NO 2 | SUBSTATION | Unknown | YES | Unknown | DISTRIBUTION | TNB | CHERAS | Unknown | 75 | Unknown | Unknown | Unknown | NO |  | LINE |  | 28 | 630.000 A | 0.63 | 50 | 20 | B10635 | NO | NOT APPLICABLE |  |  | Unknown | Unknown |  |  | 3
38976658 | B11352 |  |  |  | BCRS/PCE/J00518/MBB11352 | 300267984 | Existing | RYB | MHCR-10 | P/E BMC NO.1 | OPEN | CLOSED | LINK |  | 11 kV | GAS | 16/03/2011 |  |  |  | LUCY | EPE |  | NOT APPLICABLE | PANGSAPURI VISTA MAHKOTA | SUBSTATION | Unknown | YES | NONE | DISTRIBUTION | TNB | CHERAS | NO | 75 |  |  |  | NO |  | LINE |  | 28 | 630.000 A | 0.63 | 50 | 20 | B11352 | NO | NOT APPLICABLE | [6 empty] | 3
38976670 | B11354 | P/E P/P MAHKOTA |  |  | BCRS/PCE/J00518/MBB11352 | 300267984 | Existing | RYB | MHCR-10 | P/E P/P MAHKOTA | CLOSED | CLOSED | LINK |  | 11 kV | GAS | 16/03/2011 |  |  |  | LUCY | EPE |  | NOT APPLICABLE | PANGSAPURI VISTA MAHKOTA | SUBSTATION | Unknown | YES | NONE | DISTRIBUTION | TNB | CHERAS | NO | 75 |  |  |  | NO |  | LINE |  | 28 | 630.000 A | 0.63 | 50 | 20 | B11354 | NO | NOT APPLICABLE | [6 empty] | 3
38980932 | B12212 | B12212 |  |  |  |  | Existing | RYB | PMU KJNG-8 | B12126 PE TMN IND ANGKAT PERDANA 1 | CLOSED | CLOSED | LINK |  | 11 kV | GAS |  |  |  |  | LUCY | EPE | SF 000 65501 | NOT APPLICABLE | TMN IND ANGKAT PERDANA NO 2 | SUBSTATION | Unknown | YES | Unknown | DISTRIBUTION | TNB | CHERAS | Unknown | 75 | Unknown | Unknown | Unknown | NO |  | LINE |  | 28 | 630.000 A | 20 | 50 | 20 | B12212 | NO | NOT APPLICABLE |  |  | Unknown |  |  |  | 3
38980944 | B12214 | B12214 |  |  |  |  | Existing | RYB | PMU KJNG-8 | B04220 PE GERIMAS NO2 | CLOSED | CLOSED | LINK |  | 11 kV | GAS |  |  |  |  | LUCY | EPE | SF 000 65501 | NOT APPLICABLE | TMN IND ANGKAT PERDANA NO 2 | SUBSTATION | Unknown | YES | Unknown | DISTRIBUTION | TNB | CHERAS | NO | 75 | Unknown | Unknown | Unknown | NO |  | LINE |  | 28 | 630.000 A | 20 | 50 | 20 | B12214 | NO | NOT APPLICABLE |  |  | Unknown | Unknown |  |  | 3
38989524 | B10772 | B10772 |  |  | BCRS/PCE/J00948/MB | 300344595 | Existing | RYB | JUBA-3 | PE JLN SUTERA 4/2 | CLOSED | CLOSED | LINK |  | 11 kV | GAS | 18/07/1998 |  |  |  | INDKOM | TAMCO | 0811220536 | NOT APPLICABLE | RUMAH 2 TINGKAT FASA 4 | SUBSTATION | Unknown | YES | Unknown | DISTRIBUTION | TNB | CHERAS | Unknown | 75 | Unknown | Unknown | Unknown | NO |  | LINE |  | 28 | 630.000 A | 0.63 | 50 | 20 | B10772 | NO | NOT APPLICABLE |  |  | Unknown | Unknown |  |  | 1
38989539 | B10769 | B10769 |  |  | BCRS/PCE/J00948/MB | 300344595 | Existing | RYB | JUBA-3 | PE JLN 2/5 TMN SUTERA | CLOSED | CLOSED | LINK |  | 11 kV | GAS | 18/07/1998 |  |  |  | INDKOM | TAMCO | 0811220536 | NOT APPLICABLE | RUMAH 2 TINGKAT FASA 4 | SUBSTATION | Unknown | YES | Unknown | DISTRIBUTION | TNB | CHERAS | Unknown | 75 | Unknown | Unknown | Unknown | NO |  | LINE |  | 28 | 630.000 A | 0.63 | 50 | 20 | B10769 | NO | NOT APPLICABLE |  |  | Unknown | Unknown |  |  | 1
38998127 | B11469 | B11469 |  |  | BCRS/PCE/J01015/MB1 | 300318585 | Existing | RYB | SGLN-3 | ADEPT HOUSING | CLOSED | CLOSED | LINK |  | 11 kV | GAS | 14/07/2011 |  |  | Unknown | FALCON BETA | TAMCO | D2016403 | D2106403/GRI-22-6D-10-010 | TMN BUKIT SURIA NO 1 | SUBSTATION | Unknown | YES | Unknown | DISTRIBUTION | TNB | CHERAS | Unknown | 75 | Unknown | Unknown | Unknown | NO |  | LINE |  | 28 | 630.000 A | 0.63 | 50 | 20 | B11469 | NO | Not applicable |  |  | Unknown | Unknown |  |  | 3
38998142 | B11472 | B11472 |  |  | BCRS/PCE/J01015/MB1 | 300318585 | Existing | RYB | SGLN-3 | PADAT BUKIT SURIA | CLOSED | CLOSED | LINK |  | 11 kV | GAS | 14/07/2011 |  |  | Unknown | FALCON BETA | TAMCO | D2016403 |  | TMN BUKIT SURIA NO 1 | SUBSTATION | Unknown | YES | Unknown | DISTRIBUTION | TNB | CHERAS | Unknown | 75 | Unknown | Unknown | Unknown | NO |  | LINE |  | 28 | 12.000 A | 0.63 | 50 | 20 | B11472 | NO | Not applicable |  |  | Unknown | Unknown |  |  | 3
39006786 | B11618 |  |  |  | BCRS/PCE/J01030/MB | 300342885 | Existing | RYB | TAMI-6 |  | CLOSED | CLOSED | LINK |  | 11 kV |  | 2011-11-11 |  |  |  |  | INDKOM |  |  | LOT 3396 JLN BJ 2 | Unknown | Unknown | NO | NONE | DISTRIBUTION | TNB | CHERAS | NO | Unknown |  |  |  | NO | [8 empty] | B11618 | NO | [7 empty] | 3
39006787 | B11620 |  |  |  | BCRS/PCE/J01030/MB | 300342885 | Existing | RYB | TAMI-6 |  | CLOSED | CLOSED | LINK |  | 11 kV | GAS | 2011-11-11 |  |  |  | INDKOM | INDKOM |  |  | LOT 3396 JLN BJ 2 | SUBSTATION | Unknown | NO | NONE | DISTRIBUTION | TNB | CHERAS | NO | Unknown |  |  |  | NO |  |  |  |  | 630.000 A | 20 |  | 50 | B11620 | NO | [7 empty] | 3
39010998 | B10516 | PPU TAMING JAYA VCB 7 |  |  | BCRS/PCE/J00925/MB | 300443419 | Existing | RYB | TAMI-7 | PPU TAMING JAYA VCB 7 | CLOSED | CLOSED | LINK |  | 11 kV | GAS | 2009-11-01 |  |  | Unknown | FALCON BETA | TAMCO | B2817502 | NOT APPLICABLE | WISMA PAUSON | SUBSTATION | Unknown | YES | Unknown | DISTRIBUTION | TNB | CHERAS | NO | 75 | Unknown | Unknown | Unknown | NO |  | LINE |  | 28 | 630.000 A | 0.63 | 50 | 20 | B10516 | NO | NOT APPLICABLE |  |  | Unknown | Unknown |  |  | 3
39011010 | B10518 | PE LOT 2374 FURNIWEB |  |  | BCRS/PCE/J00925/MB | 300443419 | Existing | RYB | TAMI-7 | B13465 PE HEELEE ENTERPRISE (M) SDN BHD | CLOSED | CLOSED | LINK |  | 11 kV | GAS | 2009-11-01 |  |  | Unknown | FALCON BETA | TAMCO | B2817502 | NOT APPLICABLE | WISMA PAUSON | SUBSTATION | Unknown | YES | Unknown | DISTRIBUTION | TNB | CHERAS | NO | 75 | Unknown | Unknown | Unknown | NO |  | LINE |  | 28 | 630.000 A | 0.63 | 50 | 20 | B10518 | NO | NOT APPLICABLE |  |  | Unknown | Unknown |  |  | 3
39032471 | B02179 | B02179 |  |  |  |  | Existing | Unknown |  | PE KG SG SERAI | CLOSED | CLOSED | LINK |  | 11 kV | GAS |  |  |  |  | MERLIN GERIN |  |  | NOT APPLICABLE |  | SUBSTATION | Unknown | YES | Unknown | DISTRIBUTION | TNB | CHERAS | Unknown | Unknown | Unknown | Unknown |  | NO |  | LINE |  |  | 630.000 A |  |  | 20 |  | NO | NOTAPPLICABLE |  |  | Unknown | Unknown |  |  | 0
39032473 | B0228 | B0228 |  |  |  |  | Existing | Unknown |  | ABANDON | CLOSED | CLOSED | LINK |  | 11 kV | GAS |  |  |  |  | MERLIN GERIN |  |  | NOT APPLICABLE |  | SUBSTATION | Unknown | YES | Unknown | DISTRIBUTION | TNB | CHERAS | Unknown | Unknown | Unknown | Unknown |  | NO |  | LINE |  |  | 630.000 A |  |  | 20 |  | NO | MOT APPLICABLE |  |  | Unknown | Unknown |  |  | 0
39032476 | B02177 | B02177 |  |  |  |  | Existing | RYB |  | PE SMK DUSUN NANDING | OPEN | OPEN | LINK |  | 11 kV | GAS |  |  |  |  | MERLIN GERIN |  |  | NOT APPLICABLE |  | SUBSTATION | Unknown | YES | Unknown | DISTRIBUTION | TNB | CHERAS | Unknown | Unknown | Unknown | Unknown |  | NO |  | LINE |  |  | 630.000 A |  |  | 20 |  | NO | NOT APPLIVABLE |  |  | Unknown | Unknown |  |  | 3
39066812 | B11428 | B11428 |  |  | BCRS/PCE/J01018/MB |  | Existing | Unknown |  | PMU BALAKONG | OPEN | CLOSED | LINK |  | 11 kV | GAS |  |  |  |  | TAMCO |  |  | NOT APPLICABLE |  | SUBSTATION | Unknown | YES | Unknown | DISTRIBUTION | TNB | CHERAS | Unknown |  | UNKNOWN | UNKNOWN | Unknown | NO |  | LINE |  |  | 630.000 A |  |  | 20 |  | NO | NOT APPLICABLE |  |  | UNKNOWN | Unknown |  |  | 0
39066824 | B11430 | B11430 |  |  | BCRS/PCE/J01018/MB |  | Existing | Unknown |  | FINE QUALITY | OPEN | CLOSED | LINK |  | 11 kV | GAS |  |  |  |  | TAMCO |  |  | NOT APPLICABLE |  | SUBSTATION | Unknown | Unknown | Unknown | DISTRIBUTION | TNB | CHERAS | Unknown |  | Unknown | Unknown | Unknown | NO |  | LINE |  |  | 630.000 A |  |  | 20 |  | NO | NOT APPLICABLE |  |  | Unknown | Unknown |  |  | 0
39075400 | B11686 | PE CITIZEN SCREEN SDN BHD |  |  | BCRS/PCE/J01028/MB | 300340322 | Existing | RYB | PBEL(P)-5 | B08446 PE CITIZEN SCREEN SDN BHD | CLOSED | CLOSED | LINK |  | 11 kV | GAS | 2012-11-11 |  |  | Unknown | F_and_G | INDKOM | 1112215820 |  | GIACOMO | SUBSTATION | Unknown | NO | NONE | DISTRIBUTION | TNB | CHERAS | NO | 75 |  |  | Unknown | NO |  | Unknown |  | 28 | 630.000 A | 0.63 | 50 | 20 | B11686 | NO | [7 empty] | 3
39075401 | B11684 | PE Y&L METAL INDUSTRIES SDN BHD |  |  | BCRS/PCE/J01028/MB | 300340322 | Existing | RYB | PBEL(P)-5 | B08447 PE Y&L METAL INDUSTRIES SDN BHD | CLOSED | CLOSED | LINK |  | 11 kV | GAS | 2012-11-11 |  |  | Unknown | F_and_G | INDKOM | 1112215820 |  | GIACOMO | SUBSTATION | Unknown | NO | NONE | DISTRIBUTION | TNB | CHERAS | NO | 75 |  |  | Unknown | NO |  | Unknown |  | 28 |  | 0.63 | 50 | 20 | B11684 | NO | [7 empty] | 3
39079694 | B02774 | B02774 |  |  | BCRS/PCE/J00644/MB1 | 300431602 | Existing | RYB | TAMI-4 | MEGA MOULDING | CLOSED | CLOSED | LINK |  | 11 kV | GAS | 1998-11-01 |  |  |  | FALCON BETA | INDKOM | B248933 | N/A | BALAKONG 275 | SUBSTATION | Unknown | NO | NONE | DISTRIBUTION | TNB | CHERAS | NO | 75 |  |  | Unknown | NO |  | LINE |  | 28 | 630.000 A | 0.63 | 50 | 20 | B02774 | NO | N/A | [6 empty] | 3
39079706 | B02776 | B02776 |  |  | BCRS/PCE/J00644/MB1 | 300431602 | Existing | RYB | TAMI-4 | KILANG JLN TAMING 2 NO.1 | CLOSED | CLOSED | LINK |  | 11 kV | GAS | 1998-11-01 |  |  |  | FALCON BETA | INDKOM | B248933 | B248933 | BALAKONG 275 | SUBSTATION | Unknown | NO | NONE | DISTRIBUTION | TNB | CHERAS | NO | 75 |  |  | Unknown | NO |  | LINE |  | 28 | 630.000 A | 0.63 | 50 | 20 | B02776 | NO | N/A | [6 empty] | 3
39083992 | B10601 | B10601 |  |  | BCRS/PCE/J00949/MBB10601 |  | Existing | RYB | JUBA-3 | PE APARTMENT MAWAR | CLOSED | CLOSED | LINK |  | 11 kV | GAS |  |  |  |  | INDKOM | INDKOM | 0902220832 | NOT APPLICABLE | APARTMENT TERATAI NO 1 | SUBSTATION | Unknown | YES | Unknown | DISTRIBUTION | TNB | CHERAS | Unknown | 75 | Unknown | Unknown | Unknown | NO |  | LINE |  | 28 | 630.000 A | 0.63 | 50 | 20 | B10601 | NO | NOT APPLICABLE |  |  | Unknown | Unknown |  |  | 1
39084007 | B10604 | B10604 |  |  | BCRS/PCE/J00949/MBB10604 | Unknown | Existing | RYB | JUBA-3 | PE APARTMENT TERATAI NO.2 | CLOSED | CLOSED | LINK |  | 11 kV | GAS |  |  |  |  | INDKOM | INDKOM | 0902220832 | NOT APPLICABLE | APARTMENT TERATAI NO 1 | SUBSTATION | Unknown | YES | Unknown | DISTRIBUTION | TNB | CHERAS | NO | 75 | Unknown | Unknown | Unknown | NO |  | LINE |  | 28 | 630.000 A | 0.63 | 50 | 20 | B10604 | NO | NOT APPLICABLE |  |  | Unknown | Unknown |  |  | 1
39088286 | B11282 | B11282 |  |  |  |  | Existing | RYB | BLKG-1 | EXPRESS AUDIO | CLOSED | CLOSED | LINK |  | 11 kV | GAS |  |  |  |  | TAMCO | TAMCO |  | NOT APPLICABLE | KYK HEIGHT | SUBSTATION | Unknown | YES | Unknown | DISTRIBUTION | TNB | CHERAS | NO | 75 | Unknown | Unknown |  | NO |  | LINE |  | 28 | 630.000 A | 0.63 | 50 | 20 | B11282 | NO | NOT APPLICABLE |  |  | Unknown | Unknown |  |  | 3
39088301 | B11279 | B11280 |  |  |  |  | Existing | RYB | BLKG-1 | TMN SRI TIMAH | CLOSED | CLOSED | LINK |  | 11 kV | GAS |  |  |  |  | TAMCO | TAMCO |  | NOT APPLICABLE | KYK HEIGHT | SUBSTATION | Unknown | YES | Unknown | DISTRIBUTION | TNB | CHERAS | Unknown | 75 | Unknown | Unknown |  | NO |  | LINE |  | 28 | 630.000 A | 0.63 | 50 | 20 | B11279 | NO | NOT APPLICABLE |  |  | Unknown | Unknown |  |  | 3
39096870 | B11246 | PE SHINE LEE COMPACT |  |  | BCRS/PCE/J01007/MB | 300319296 | Existing | RYB | CJYA-14 | B01961 PE SHINE LEE COMPACT | OPEN | OPEN | LINK |  | 11 kV | GAS | 2011-11-01 |  |  | Unknown | F_and_G | INDKOM | 1304319894 | N/A | DAIDO AMISTAR (M) SDN BHD | SUBSTATION | Unknown | NO | NONE | DISTRIBUTION | TNB | CHERAS | NO | 75 |  |  | Unknown | NO |  | LINE |  | 28 | 630.000 A | 0.63 | 50 | 20 | B11246 | NO | N/A | [6 empty] | 3
39096882 | B11248 | PE ASAHI KOSEI (M) SDN BHD |  |  | BCRS/PCE/J01007/MB | 300319296 | Existing | RYB | TAMI-14 | B07592 PE ASAHI KOSEI (M) SDN BHD | CLOSED | CLOSED | LINK |  | 11 kV | GAS | 2011-11-01 |  |  | Unknown | F_and_G | INDKOM | 1304319894 | N/A | DAIDO AMISTAR (M) SDN BHD | SUBSTATION | Unknown | NO | NONE | DISTRIBUTION | TNB | CHERAS | NO | 75 |  |  | Unknown | NO |  | LINE |  | 28 | 630.000 A | 0.63 | 50 | 20 | B11248 | NO | N/A | [6 empty] | 3
39105458 | B11383 | B11383 |  |  | BCRS/PCE/J00902/MBB11381 |  | Existing | RYB |  | B02190 PE UDA MURNI | CLOSED | CLOSED | LINK |  | 11 kV | GAS |  |  |  |  | VEI | VEI | 25652 | NOT APPLICABLE | TMN PERKASA NO 5 | SUBSTATION | Unknown | YES | Unknown | DISTRIBUTION | TNB | CHERAS | Unknown | 75 | Unknown | Unknown |  | NO |  | LINE |  | 28 | 630.000 A | 0.63 | 50 | 20 | B11383 | NO | NOT APPLICABLE |  |  | Unknown | Unknown |  |  | 3
39105473 | B11381 | B1181 |  |  | BCRS/PCE/J00902/MBB11381 |  | Existing | RYB |  | PE RP TMN PERKASA NO.3 | CLOSED | CLOSED | LINK |  | 11 kV | GAS |  |  |  |  | VEI | VEI | 25625 | NOT APPLICABLE | TMN PERKASA NO 5 | SUBSTATION | Unknown | YES | Unknown | DISTRIBUTION | TNB | CHERAS | Unknown | 75 | Unknown | Unknown |  | NO |  | LINE |  | 28 | 630.000 A | 0.63 | 50 | 20 | B11381 | NO | NOT APPLICABLE |  |  | Unknown | Unknown |  |  | 3
39122638 | B11061 | PE JALAN DUTAMAS 9 |  |  | BCRS/PCE/J00983/MB1 | 300319450 | Existing | RYB | JUBA-14 | B11805 PE JALAN DUTAMAS 9 | CLOSED | CLOSED | LINK |  | 11 kV | GAS | 2011-06-04 |  |  | Unknown | VEI | VEI | 25454 |  | TMN DUTAMAS NO 1 | SUBSTATION | Unknown | NO | NONE | DISTRIBUTION | TNB | CHERAS | NO | 75 |  |  | Unknown | NO |  | Unknown |  | 28 | 630.000 A | 0.63 | 50 | 20 | B11061 | NO | [5 empty] | TMN DUTAMAS NO.1 |  | 3
39122653 | B11064 | B11065 PE TMN DUTAMAS NO.2 |  |  | BCRS/PCE/J00983/MB1 | 300319450 | Existing | RYB | JUBA-14 | B11065 PE TMN DUTAMAS NO.2 | CLOSED | CLOSED | LINK |  | 11 kV | GAS | 2011-06-04 |  |  | Unknown | VEI | VEI | 25454 |  | TMN DUTAMAS NO 1 | SUBSTATION | Unknown | NO | NONE | DISTRIBUTION | TNB | CHERAS | NO | 75 |  |  | Unknown | NO |  | Unknown |  | 28 | 630.000 A | 0.63 | 50 | 20 | B11064 | NO | [5 empty] | TMN DUTAMAS NO.1 |  | 3
39139827 | B11393 | DESA SERDANG NO.4 |  |  | BCRS/PCE/J00854/MB | 300430824 | Existing | RYB | BLKG-2 | DESA SERDANG NO.4 | CLOSED | CLOSED | LINK |  | 11 kV | SF6 | 2010-11-11 |  |  |  | VEI | VEI | 25710 | NOT APPLICABLE | SMK DESA SERDANG | SUBSTATION | Unknown | YES | NONE | DISTRIBUTION | TNB | CHERAS | Unknown | 75 | Unknown | Unknown | Unknown | NO |  | LINE |  | 28 | 630.000 A | 0.63 | 50 | 20 | B11393 | NO | NOT APPLICABLE |  |  | Unknown | Unknown |  |  | 1
39139828 | B11391 | DESA SERDANG NO.6 |  |  | BCRS/PCE/J00854/MB | 300430824 | Existing | RYB | BLKG-2 | DESA SERDANG NO.6 | CLOSED | CLOSED | LINK |  | 11 kV | SF6 | 2010-11-11 |  |  |  | VEI | VEI | 25710 | NOT APPLICABLE | SMK DESA SERDANG | SUBSTATION | Unknown | YES | Unknown | DISTRIBUTION | TNB | CHERAS | Unknown | 75 | Unknown | Unknown | Unknown | NO |  | LINE |  | 28 | 630.000 A | 0.63 | 50 | 20 | B11391 | NO | NOT APPLICABLE |  |  | Unknown | Unknown |  |  | 3
39144123 | B11057 |  |  |  | BCRS/PCE/J00986/MB | 300319437 | Existing | RYB | MHCR-11 | JLN CHERAS VISTA 2/1 | OPEN | OPEN | LINK |  | 11 kV | GAS | 20/04/2010 |  |  |  | INDKOM | INDKOM | 1003222106 |  | JLN CHERAS VISTA NO 2 | SUBSTATION | Unknown | NO | NONE | DISTRIBUTION | TNB | CHERAS | NO | 75 |  |  |  | NO |  |  |  | 28 | 630.000 A | 0.63 | 50 | 20 | B11057 | NO | [7 empty] | 3
39144138 | B11054 |  |  |  | BCRS/PCE/J00986/MB | 300319437 | Existing | RYB | MHCR2-11 | JLN HULUBALANG | CLOSED | CLOSED | LINK |  | 11 kV | GAS | 20/04/2010 |  |  |  | INDKOM | INDKOM | 1003222106 |  | JLN CHERAS VISTA NO 2 | SUBSTATION | Unknown | NO | NONE | DISTRIBUTION | TNB | CHERAS | NO | 75 |  |  |  | NO |  |  |  | 28 | 630.000 A | 0.63 | 50 | 20 | B11054 | NO | [7 empty] | 3
39148402 | B10670 | B10670 |  |  | BCRS/PCE/J00957/MB1 | 300319951 | Existing | RYB |  | KEDAI PJBT TMN SRI NANDING | CLOSED | CLOSED | LINK |  | 11 kV | GAS | 13/08/2009 |  |  |  | INDKOM | INDKOM | 0902220799 | NOT APPLICABLE | LAGENDA SURIA NO 1 | SUBSTATION | Unknown | YES | Unknown | DISTRIBUTION | TNB | CHERAS | Unknown | 75 | Unknown | Unknown |  | NO |  | LINE |  | 28 | 630.000 A | 0.63 | 50 | 20 | B10670 | NO | NOT APPLICABLE |  |  | Unknown | Unknown |  |  | 3
39148417 | B10667 | B10667 |  |  | BCRS/PCE/J00957/MB1 | 300319951 | Existing | RYB |  | TAMAN PERKASA | CLOSED | CLOSED | LINK |  | 11 kV | GAS | 13/08/2009 |  |  |  | INDKOM | INDKOM | 0902220799 | NOT APPLICABLE | LAGENDA SURIA NO 1 | SUBSTATION | Unknown | YES | Unknown | DISTRIBUTION | TNB | CHERAS | Unknown | 75 | Unknown | Unknown |  | NO |  | LINE |  | 28 | 630.000 A | 0.63 | 50 | 20 | B10667 | NO | NOT APPLICABLE |  |  | Unknown | Unknown |  |  | 3
39174162 | B10662 | B10662 |  |  | BCRS/PCE/J00951/MBB10660 | 300308263 | Existing | RYB | MINE-6 | P/E SG BESI INDAH NO 5A | CLOSED | CLOSED | LINK |  | 11 kV | GAS | 2010-11-11 |  |  |  | INDKOM | INDKOM | 0906211041 |  | RUMAH PAM SOUTHERN LAKE | SUBSTATION | Unknown | YES | Unknown | DISTRIBUTION | TNB | CHERAS | Unknown | 75 | Unknown | Unknown | Unknown | NO |  | LINE |  | 28 | 630.000 A | 0.63 | 50 | 20 | B10662 | NO | Not applicable |  |  | Unknown | Unknown |  |  | 1
39174163 | B10660 | B10660 |  |  | BCRS/PCE/J00951/MBB10660 | 300308263 | Existing | RYB | MINE-6 | P/E SOUTHERN LAKE NO.3 | CLOSED | CLOSED | LINK |  | 11 kV | GAS | 2010-11-11 |  |  |  | INDKOM | INDKOM | 0906211041 |  | RUMAH PAM SOUTHERN LAKE | SUBSTATION | Unknown | YES | Unknown | DISTRIBUTION | TNB | CHERAS | Unknown | 75 | Unknown | Unknown | Unknown | NO |  | LINE |  | 28 | 630.000 A | 0.63 | 50 | 20 | B10660 | NO | Not applicable |  |  | Unknown | Unknown |  |  | 1
39178456 | B11305 | B11305 |  |  | BCRS/PCE/J00003/MB |  | Existing | Unknown |  | B11305 CG MEDICAL | CLOSED | CLOSED | LINK |  | 11 kV | GAS |  |  |  |  | LUCY |  |  | Not applicable |  | SUBSTATION | Unknown | YES | Unknown | DISTRIBUTION | TNB | CHERAS | Unknown | Unknown | Unknown | Unknown | Unknown | NO |  | LINE |  |  | 630.000 A | 20 |  | 50 |  | NO | Not applicable |  |  | Unknown | Unknown |  |  | 0
39178468 | B11303 | B11303 |  |  | BCRS/PCE/J00003/MB |  | Existing | Unknown |  | B11303 PE KG SG KANTAN | CLOSED | CLOSED | LINK |  | 11 kV | GAS |  |  |  |  | LUCY |  |  | Not applicable |  | SUBSTATION | Unknown | YES | Unknown | DISTRIBUTION | TNB | CHERAS | Unknown | Unknown | Unknown | Unknown | Unknown | NO |  | LINE |  |  | 630.000 A | 20 |  | 50 |  | NO | Not applicable |  |  | Unknown | Unknown |  |  | 0
39191338 | B10647 | B10647 |  |  | BCRS/PCE/J00442/M |  | Existing | Unknown |  | B10647 HASIL KARYA | CLOSED | CLOSED | LINK |  | 11 kV | GAS |  |  |  |  | INDKOM |  |  |  |  | SUBSTATION | Unknown | NO | NONE | DISTRIBUTION | TNB | CHERAS | NO | Unknown | UNKNOWN | UNKNOWN | Unknown | NO |  | LINE |  |  | 630.000 A | 20 |  | 50 |  | NO | [7 empty] | 0
39191339 | B10649 |  |  |  | BCRS/PCE/J00442/M |  | Existing | Unknown |  | B09388 PE ALEQUIP | CLOSED | CLOSED | LINK |  | 11 kV | GAS |  |  |  |  | INDKOM |  |  |  |  | SUBSTATION | Unknown | NO | NONE | DISTRIBUTION | TNB | CHERAS | NO | Unknown | UNKNOWN | UNKNOWN | Unknown | NO |  | LINE |  |  | 630.000 A | 20 |  | 50 |  | NO | [7 empty] | 0
39195632 | B11342 | [5 empty] | Existing | Unknown |  |  | CLOSED | CLOSED | LINK |  | 11 kV | Unknown | [9 empty] | SUBSTATION | Unknown | NO | NONE | DISTRIBUTION | TNB | CHERAS | NO | Unknown |  |  |  | NO |  |  |  |  | 630.000 A | 20 |  | 50 |  | NO | [7 empty] | 0
39195644 | B11344 | [5 empty] | Existing | Unknown |  |  | CLOSED | CLOSED | LINK |  | 11 kV | Unknown |  |  |  |  | LUCY |  |  |  |  | SUBSTATION | Unknown | NO | NONE | DISTRIBUTION | TNB | CHERAS | NO | Unknown |  |  |  | NO |  |  |  |  | 630.000 A | 20 |  | 50 |  | NO | [7 empty] | 0
39199926 | B05139 | B05139 |  |  | BCRS/PCE/J00060/MB1 | 300431058 | Existing | RYB |  | ATAS TIANG SG SERAI | CLOSED | CLOSED | LINK |  | 11 kV | GAS | 2000-11-01 |  |  |  | TAMCO | TAMCO | N/A | NOT APPLICABLE | KG SG SERAI | SUBSTATION | Unknown | YES | Unknown | DISTRIBUTION | TNB | CHERAS | Unknown | 75 | Unknown | Unknown |  | NO |  | LINE |  | 28 | 630.000 A | 0.63 | 50 | 20 | B05139 | NO | NOT APPLICABLE |  |  | Unknown | Unknown |  |  | 3
39199938 | B05137 | B05137 |  |  | BCRS/PCE/J00060/MB1 | 300431058 | Existing | RYB |  | TMN DESA PELANGI | CLOSED | CLOSED | LINK |  | 11 kV | GAS | 2000-11-01 |  |  |  | TAMCO | TAMCO | N/A | NOT APPLICABLE | KG SG SERAI | SUBSTATION | Unknown | YES | Unknown | DISTRIBUTION | TNB | CHERAS | Unknown | 75 | Unknown | Unknown |  | NO |  | LINE |  | 28 | 630.000 A | 0.63 | 50 | 20 | B05137 | NO | NOT APPLICABLE |  |  | Unknown | Unknown |  |  | 3
39204220 | B08451 | B08451 |  |  |  |  | Existing | Unknown |  | TMN SUNNYSIDE NO 3 | CLOSED | CLOSED | LINK | 12.000 kV | 11 kV | GAS |  |  |  |  | VEI |  |  | NOT APPLICABLE |  | SUBSTATION | Unknown | NO | NONE | DISTRIBUTION | TNB | CHERAS | Unknown | Unknown | Unknown | Unknown |  | NO |  | LINE |  |  | 630.000 A |  |  | 20 |  | NO | NOT APPLICABLE |  |  | Unknown | Unknown |  |  | 0
39204221 | B08453 | B08453 |  |  |  |  | Existing | Unknown |  | JLN MAHKOTA 5 | CLOSED | CLOSED | LINK | 12.000 kV | 11 kV | GAS |  |  |  |  | VEI | VEI |  | NOT APPLICABLE |  | SUBSTATION | Unknown | YES | Unknown | DISTRIBUTION | TNB | CHERAS | Unknown | Unknown | Unknown | Unknown |  | NO |  | LINE |  |  | 630.000 A |  |  | 20 |  | NO | NOT APPLICABLE |  |  | Unknown | Unknown |  |  | 0
39208514 | B10619 | B10619 |  |  | BCRS/PCE/J00962/MBB10619 |  | Existing | Unknown |  | PE TMN SG SERING FASA 4 | CLOSED | CLOSED | LINK |  | 11 kV | GAS |  |  |  |  | LUCY |  |  | Not applicable |  | SUBSTATION | Unknown | YES | NONE | DISTRIBUTION | TNB | CHERAS | Unknown | Unknown | Unknown | Unknown | Unknown | NO |  | LINE |  |  | 630.000 A | 20 |  | 50 |  | NO | Not applicable |  |  | Unknown | Unknown |  |  | 0
39208526 | B10617 | B10617 |  |  | BCRS/PCE/J00962/MBB10617 |  | Existing | Unknown |  | PE PANGSAPURI CAUSARINA | CLOSED | CLOSED | LINK |  | 11 kV | GAS |  |  |  |  | LUCY |  |  | Not applicable |  | SUBSTATION | Unknown | YES | Unknown | DISTRIBUTION | TNB | CHERAS | Unknown | Unknown | Unknown | Unknown | Unknown | NO |  | LINE |  |  | 630.000 A | 20 |  | 50 |  | NO | Not applicable |  |  | Unknown | Unknown |  |  | 0
39212808 | B10681 | B10681 |  |  | BCRS/PCE/J00952/MB |  | Existing | Unknown |  | P/E SUNWAY CHERAS NO.2 | CLOSED | CLOSED | LINK |  | 11 kV | GAS |  |  |  |  | INDKOM |  |  | Not applicable |  | SUBSTATION | Unknown | YES | Unknown | DISTRIBUTION | TNB | CHERAS | Unknown |  | Unknown | Unknown | Unknown | NO |  | LINE |  |  | 630.000 A | 20 |  | 50 |  | NO | Not applicable |  |  | Unknown | Unknown |  |  | 0
39212809 | B10683 | B10683 |  |  | BCRS/PCE/J00952/MB |  | Existing | Unknown |  | P/E SUNWAY CHERAS NO.1 | CLOSED | CLOSED | LINK |  | 11 kV | GAS |  |  |  |  | INDKOM |  |  | Not applicable |  | SUBSTATION | Unknown | YES | Unknown | DISTRIBUTION | TNB | CHERAS | Unknown | Unknown | Unknown | Unknown | Unknown | NO |  | LINE |  |  | 630.000 A | 20 |  | 50 |  | NO | Not Applicable |  |  | Unknown | Unknown |  |  | 0
39221400 | B11076 | PE HONG KONG TOYS |  |  | BCRS/PCE/J00982/MB | 300319453 | Existing | RYB | JUBA-10 | B01481 PE HONG KONG TOYS | CLOSED | CLOSED | LINK |  | 11 kV | GAS | 31/05/2010 |  |  | Unknown | FALCON BETA | TAMCO | D2106269 | NOT APPLICABLE | COLOMBIA ASIA | SUBSTATION | Unknown | YES | Unknown | DISTRIBUTION | TNB | CHERAS | Unknown | 75 | Unknown | Unknown | Unknown | NO |  | LINE |  | 28 | 630.000 A | 0.63 | 50 | 20 | B11076 | NO | NOT APPLICABLE |  |  | Unknown | Unknown |  |  | 3
39221415 | B11073 | B11073 |  |  | BCRS/PCE/J00982/MB | 300319453 | Existing | RYB | JUBA-10 | PPU JUSCO VCB 10 | CLOSED | CLOSED | LINK |  | 11 kV | GAS | 31/05/2010 |  |  | Unknown | FALCON BETA | TAMCO | D2106269 | NOT APPLICABLE | COLOMBIA ASIA | SUBSTATION | Unknown | YES | Unknown | DISTRIBUTION | TNB | CHERAS | Unknown | 75 | Unknown | Unknown | Unknown | NO |  | LINE |  | 28 | 630.000 A | 0.63 | 50 | 20 | B11073 | NO | NOT APPLICABLE |  |  | Unknown |  |  |  | 3
39225709 | B11223 | B11223 |  |  | BCRS/PCE/J01006/MB |  | Existing | Unknown |  | PE CHERAS PERMAI | CLOSED | CLOSED | LINK |  | 11 kV | GAS |  |  |  |  | VEI |  |  | NOT APPLICABLE |  | SUBSTATION | Unknown | YES | Unknown | DISTRIBUTION | TNB | CHERAS | Unknown | Unknown | Unknown | Unknown | Unknown | NO |  | LINE |  |  | 630.000 A | 20 |  | 50 |  | NO | NOT APPLICABLE |  |  | Unknown | Unknown |  |  | 0
39225724 | B11226 | B11226 |  |  | BCRS/PCE/J01006/MB |  | Existing | Unknown |  | PE PADAT SUNTEX | CLOSED | CLOSED | LINK |  | 11 kV | GAS |  |  |  |  | VEI |  |  | NOT APPLICABLE |  | SUBSTATION | Unknown | YES | Unknown | DISTRIBUTION | TNB | CHERAS | NO | Unknown | Unknown | Unknown | Unknown | NO |  | LINE |  |  | 630.000 A | 20 |  | 50 |  | NO | NOT APPLICABLE |  |  | Unknown | Unknown |  |  | 0
39229984 | B11275 | B11275 |  |  | BCRS/PCE/J01000/MB1 | 300319348 | Existing | RYB |  | B10671 PE LAGENDA SURIA NO.2 | CLOSED | CLOSED | LINK |  | 11 kV | GAS | 2010-11-11 |  |  |  | INDKOM | INDKOM | 1006212501 |  | KEDAI PEJABAT TMN SERI NANDING | SUBSTATION | Unknown | NO | NONE | DISTRIBUTION | TNB | CHERAS | NO | 75 |  |  |  | NO |  | LINE |  | 28 | 630.000 A | 0.63 | 50 | 20 | B11275 | NO | [7 empty] | 3
39229985 | B11273 | B11273 |  |  | BCRS/PCE/J01000/MB1 | 300319348 | Existing | RYB |  | B10670 PE LAGENDA SURIA NO.1 | CLOSED | CLOSED | LINK |  | 11 kV | GAS | 2010-11-11 |  |  |  | INDKOM | INDKOM | 1006212501 |  | KEDAI PEJABAT TMN SERI NANDING | SUBSTATION | Unknown | NO | NONE | DISTRIBUTION | TNB | CHERAS | NO | 75 |  |  |  | NO |  | LINE |  | 28 | 630.000 A | 0.63 | 50 | 20 | B11273 | NO | [7 empty] | 3
39234278 | B12045 | PE AVENUE ONE BTHO N0. 2 |  |  | BCRS/PCE/J01065/MB | 300389868 | Existing | RYB | BTHO-6 | B10031 PE AVENUE ONE BTHO N0. 2 | CLOSED | CLOSED | LINK |  | 11 kV | GAS | 22/11/2012 |  |  | Unknown | Unknown | Unknown | SSE/TNB61/2012-5/0056 | NOT APPLICABLE | AVENUE TWO | SUBSTATION | Unknown | YES | NONE | DISTRIBUTION | TNB | CHERAS | NO | 75 | Unknown | Unknown | Unknown | NO |  | LINE |  | 28 | 630.000 A | 0.63 | 50 | 20 | B12045 | NO | NOT APPLICABLE |  |  | Unknown | Unknown |  |  | 3
39234290 | B12043 | PE AVENUE ONE BTHO NO.1 |  |  | BCRS/PCE/J01065/MB | 300389868 | Existing | RYB | BTHO-6 | B10030 PE AVENUE ONE BTHO NO.1 | CLOSED | CLOSED | LINK |  | 11 kV | GAS | 22/11/2012 |  |  | Unknown | Unknown | Unknown | SSE/TNB61/2012-5/0056 | NOT APPLICABLE | AVENUE TWO | SUBSTATION | Unknown | YES | NONE | DISTRIBUTION | TNB | CHERAS | NO | 75 | Unknown | Unknown | Unknown | NO |  | LINE |  | 28 | 630.000 A | 0.63 | 50 | 20 | B12043 | NO | NOT APPLICABLE |  |  | Unknown | Unknown |  |  | 3
39251454 | B11818 | B11818 |  |  | BCRS/PCE/J01044/MB1 | 300378159 | Existing | RYB | SGLN-12 | PE SG LONG GOLF CLUB | CLOSED | CLOSED | LINK |  | 11 kV | GAS | 26/06/2012 |  |  |  | FALCON BETA | TAMCO | B21223626 | Not applicable | HAO RESIDENCE | SUBSTATION | Unknown | YES | Unknown | DISTRIBUTION | TNB | CHERAS | Unknown | 75 | Uknown | Uknown | Unknown | NO |  | LINE |  | 28 | 630.000 A | 0.63 | 50 | 20 | B11818 | NO | Not applicable |  |  | Uknown | Uknown |  |  | 3
39251466 | B11816 | B11816 |  |  | BCRS/PCE/J01044/MB1 | 300378159 | Existing | RYB | SGLN-12 | PPU SG LONG | CLOSED | CLOSED | LINK |  | 11 kV | GAS | 26/06/2012 |  |  |  | FALCON BETA | TAMCO | B21223626 | Not applicable | HAO RESIDENCE | SUBSTATION | Unknown | YES | NONE | DISTRIBUTION | TNB | CHERAS | Unknown | 75 | Unknown | Unknown | Unknown | NO |  | LINE |  | 28 | 630.000 A | 0.63 | 50 | 20 | B11816 | NO | Not applicable |  |  | Unknown | Unknown |  |  | 3
39255769 | B12025 | PE PADAT SK SUNGAI SERAI |  |  | BCRS/PCE/J01036/MB | 300389917 | Existing | RYB | TMASS-8 | B12066 PE PADAT SK SUNGAI SERAI | CLOSED | CLOSED | LINK |  | 11 kV | GAS | 17/11/2012 |  |  | Unknown | F_and_G | INDKOM | 1111305356 |  | BATU 3 QUARRY | SUBSTATION | Unknown | NO | NONE | DISTRIBUTION | TNB | CHERAS | NO | 75 |  |  | Unknown | NO |  | Unknown |  | 28 | 630.000 A | 0.63 | 50 | 20 | B12025 | NO | [7 empty] | 3
39255779 | B12024 | CUSTOMER |  |  | BCRS/PCE/J01036/MB | 300389917 | Existing | RYB | TMASS-8 | CUSTOMER | CLOSED | CLOSED | LINK |  | 11 kV | GAS | 17/11/2012 |  |  | Unknown | F_and_G | INDKOM | 1111305356 |  | BATU 3 QUARRY | CUSTOMER | Unknown | NO | NONE | DISTRIBUTION | TNB | CHERAS | NO | 75 |  |  | Unknown | NO |  | Unknown |  | 28 | 630.000 A | 0.63 | 50 | 20 | B12024 | NO | [7 empty] | 3
39255780 | B12023 | SS SG LONGQUARRY |  |  | BCRS/PCE/J01036/MB | 300389917 | Existing | RYB | TMASS-8 | B02339 SS SG LONGQUARRY | CLOSED | CLOSED | LINK |  | 11 kV | GAS | 17/11/2012 |  |  | Unknown | F_and_G | INDKOM | 1111305356 |  | BATU 3 QUARRY | SUBSTATION | Unknown | NO | NONE | DISTRIBUTION | TNB | CHERAS | NO | 75 |  |  | Unknown | NO |  | Unknown |  | 28 | 630.000 A | 0.63 | 50 | 20 | B12023 | NO | [7 empty] | 3
39268634 | B12039 | B12039 |  |  | BCRS/PCE/J01093/MB1 | 300444384 | Existing | RYB | BLKG-11 | PTM STEEL | CLOSED | CLOSED | LINK |  | 11 kV | GAS | 21/11/2012 |  |  |  | TOSHIBA | TOSHIBA | ID2L2T AV 20 |  | YEW LUM IND. | SUBSTATION | Unknown | NO | NONE | DISTRIBUTION | TNB | CHERAS | NO | 75 |  |  |  | NO |  |  |  | 28 | 630.000 A | 0.63 | 50 | 20 | B12039 | NO | [7 empty] | 3
39268649 | B12042 | B12042 |  |  | BCRS/PCE/J01093/MB1 | 300444384 | Existing | RYB | BLKG-11 | ML-16 INDUSTRIAL PARK | CLOSED | CLOSED | LINK |  | 11 kV | GAS | 21/11/2012 |  |  |  | TOSHIBA | TOSHIBA | ID2L2T AV 20 |  | YEW LUM IND. | SUBSTATION | Unknown | NO | NONE | DISTRIBUTION | TNB | CHERAS | NO | 75 |  |  |  | NO |  |  |  | 28 | 630.000 A | 0.63 | 50 | 20 | B12042 | NO | [7 empty] | 3
39285810 | B12180 | B12180 |  |  |  |  | Existing | RYB | MHCR-14 | JLN TEMENGGUNG 27/9 NO 2 | CLOSED | CLOSED | LINK |  | 11 kV | GAS |  |  |  |  | SCHNEIDER | SCHNEIDER | SF-2012-W27-4-0039 | N/A | JLN TEMENGGUNG 27/9 NO 1 | SUBSTATION | Unknown | NO | NONE | DISTRIBUTION | TNB | CHERAS | NO | 75 |  |  | Unknown | NO |  | LINE |  | 28 | 630.000 A | 0.63 | 50 | 20 | B12180 | NO | N/A | [6 empty] | 3
39285825 | B12177 | B12177 |  |  |  |  | Existing | RYB | MHCR-14 | RUMAH PAM BMC | CLOSED | CLOSED | LINK |  | 11 kV | GAS |  |  |  |  | OTHERS | SCHNEIDER | SF-2012-W27-4-0039 | N/A | JLN TEMENGGUNG 27/9 NO 1 | SUBSTATION | Unknown | NO | NONE | DISTRIBUTION | TNB | CHERAS | NO | 75 |  |  | Unknown | NO |  | LINE |  | 28 | 630.000 A | 0.63 | 50 | 20 | B12177 | NO | N/A | [6 empty] | 3
39290104 | B12146 | B12650 EXITWAY NO. 3 |  |  | BCRS/PCE/J01047/MB | 300430875 | Existing | RYB | MHCR-3 | JLN MAHKOTA RESIDENDE 2 | CLOSED | CLOSED | LINK |  | 11 kV | GAS | 2012-11-01 |  |  |  | SCHNEIDER | SCHNEIDER | SF-2012-W26-3-0003 | NOT APPLICABLE | MAHKOTA CHERAS RESIDENCE | SUBSTATION | Unknown | YES | Unknown | DISTRIBUTION | TNB | CHERAS | NO | 75 |  |  |  | NO |  | LINE |  | 28 | 630.000 A | 0.63 | 50 | 21 | B12146 | NO | NOT APPLICABLE |  |  | UNKNOWN | UNKNOWN |  |  | 3
39290119 | B12143 | B02370 IBU SAWAT TELEKOM |  |  | BCRS/PCE/J01047/MB | 300430875 | Existing | RYB | MHCR-3 | IBU SAWAT TELEKOM | CLOSED | CLOSED | LINK |  | 11 kV | GAS | 2012-11-01 |  |  |  | SCHNEIDER | SCHNEIDER | SF-2012-W26-3-0003 | NOT APPLICABLE | MAHKOTA CHERAS RESIDENCE | SUBSTATION | Unknown | YES | Unknown | DISTRIBUTION | TNB | CHERAS | NO | 75 | UNKNOWN | UNKNOWN |  | NO |  | LINE |  | 28 | 630.000 A | 0.63 | 50 | 21 | B12143 | NO | NOT APPLICABLE |  |  | UNKNOWN | UNKNOWN |  |  | 3
39294394 | B10627 | PE RUMAH PANGSA BUKIT HARTAMAS |  |  | BCRS/PCE/J00557/MBB10627 | 300268527 | Existing | RYB | LMAS-10 | B10401 PE RUMAH PANGSA BUKIT HARTAMAS | CLOSED | CLOSED | LINK |  | 11 kV | GAS | 18/07/1998 |  |  | Unknown | LUCY | VEI | Unknown | N/A | TMN BUKIT HARTAMAS FASA 2 | SUBSTATION | Unknown | YES | Unknown | DISTRIBUTION | TNB | CHERAS | Unknown | 75 | Unknown | Unknown | Unknown | NO |  | LINE |  | 28 | 630.000 A | 0.63 | 50 | 20 | B10627 | NO | N/A |  |  | Unknown | Unknown |  |  | 3
39294406 | B10629 | PE TIARA BUKIT HATAMAS |  |  | BCRS/PCE/J00557/MBB10627 | 300268527 | Existing | RYB | LMAS-10 | B11936 PE TIARA BUKIT HATAMAS | CLOSED | CLOSED | LINK |  | 11 kV | GAS | 18/07/1998 |  |  |  | LUCY | VEI | Unknown | N/A | TMN BUKIT HARTAMAS FASA 2 | SUBSTATION | Unknown | YES | NONE | DISTRIBUTION | TNB | CHERAS | Unknown | 75 | Unknown | Unknown | Unknown | NO |  | LINE |  | 28 | 630.000 A | 0.63 | 50 | 20 | B10629 | NO |  |  |  | Unknown | Unknown |  |  | 3
39303714 | B10643 | [5 empty] | Existing | RYB | MHCR-11 | PE JLN CHERAS VISTA 2 | CLOSED | CLOSED | LINK |  | 11 kV | GAS |  |  |  |  | INDKOM | INDKOM | N/A |  | JLN CHERAS VISTA 2/1 BMC | SUBSTATION | Unknown | NO | NONE | DISTRIBUTION | TNB | CHERAS | NO | 75 |  |  |  | NO |  |  |  | 28 | 630.000 A | 0.63 | 50 | 20 | B10643 | NO | [7 empty] | 3
39303729 | B10646 | [5 empty] | Existing | RYB | MHCR-11 | PE CHERAS VISTA | CLOSED | CLOSED | LINK |  | 11 kV | GAS |  |  |  |  | INDKOM | INDKOM |  |  | JLN CHERAS VISTA 2/1 BMC | SUBSTATION | Unknown | NO | NONE | DISTRIBUTION | TNB | CHERAS | NO | 75 |  |  |  | NO |  |  |  | 28 | 630.000 A | 0.63 | 50 | 20 | B10646 | NO | [7 empty] | 3
39315868 | B12239 | PE TAMAN TROPICANA NO.2 |  |  | BCRS/PCE/J01050/MB | 300430882 | Existing | RYB | SGLN-3 | B13789 PE TAMAN TROPICANA NO.2 | CLOSED | CLOSED | LINK |  | 11 kV | GAS | 2012-11-01 |  |  | Unknown | FALCON BETA | TAMCO | D2127023 | N/A | VIRIDIAN | SUBSTATION | Unknown | YES | Unknown | DISTRIBUTION | TNB | CHERAS | Unknown | 75 | Unknown | Unknown | Unknown | NO |  | LINE |  | 28 | 630.000 A | 0.63 | 50 | 20 | B12239 | NO | Not applicable |  |  | Unknown | Unknown |  |  | 3
39315883 | B12242 | B12242 |  |  | BCRS/PCE/J01050/MB | 300430882 | Existing | RYB | SGLN-3 | TMN CHERAS IDAMAN | CLOSED | CLOSED | LINK |  | 11 kV | Unknown | 2012-11-01 |  |  | Unknown | TAMCO | TAMCO | D2127023 | D2127023 | VIRIDIAN | SUBSTATION | Unknown | YES | Unknown | DISTRIBUTION | TNB | CHERAS | Unknown | 75 | Unknown | Unknown | Unknown | NO |  | LINE |  | 28 | 630.000 A | 0.63 | 50 | 20 | B12242 | NO | Not applicable |  |  | Unknown | Unknown |  |  | 3
39328761 | B11510 | B11510 |  |  | BCRS/PCE/J01014/MB1 | 300318587 | Existing | RYB | SGLN-3 | TMN BKT SURIA NO.1 | CLOSED | CLOSED | LINK |  | 11 kV | GAS | 26/07/2011 |  |  | Unknown | SCHNEIDER | INDKOM | R0911210MA | Not applicable | PADAT BUKIT SURIA | SUBSTATION | Unknown | NO | NONE | DISTRIBUTION | TNB | CHERAS | Unknown | 75 | Unknown | Unknown | Unknown | NO |  | LINE |  | 28 | 630.000 A | 0.63 | 50 | 20 | B11510 | NO | Not applicable |  |  | Unknown | Unknown |  |  | 3
39328773 | B11512 | B11512 |  |  | BCRS/PCE/J01014/MB1 | 300318587 | Existing | RYB | SGLN-3 | TMN BUKIT SURIA NO.3 | CLOSED | CLOSED | LINK |  | 11 kV | GAS | 26/07/2011 |  |  | Unknown | SCHNEIDER | INDKOM | R0911210MA | Not applicable | PADAT BUKIT SURIA | SUBSTATION | Unknown | NO | NONE | DISTRIBUTION | TNB | CHERAS | Unknown | 75 | Unknown | Unknown | Unknown | NO |  | LINE |  | 28 | 630.000 A | 0.63 | 50 | 20 | B11512 | NO | Not applicable |  |  | Unknown | Unknown |  |  | 3
39341676 | B05397 | PE GARDEN PARK SG LONG NO 15 |  |  | BCRS/PCE/J00217/MBB05397 | 300005768 | Existing | RYB | SGLN-7 | B04686 PE GARDEN PARK SG LONG NO 15 | CLOSED | CLOSED | LINK |  | 11 kV | GAS | 2001-11-01 |  |  | Unknown | ITEM | SIEMENS |  | 71317-00110/005 8DJ2081 | GARDEN PARK SG. LONG NO 1 | SUBSTATION | Unknown | NO | NONE | DISTRIBUTION | TNB | CHERAS | NO | 75 |  |  | Unknown | NO |  | Unknown |  | 28 | 630.000 A | 0.63 | 50 | 20 | B05397 | NO | [7 empty] | 3
39341691 | B05400 | PPU SGLN CB 7 |  |  | BCRS/PCE/J00217/MBB05397 | 300005768 | Existing | RYB | SGLN-7 | PPU SGLN CB 7 | CLOSED | CLOSED | LINK |  | 11 kV | GAS | 2001-11-01 |  |  | Unknown | ITEM | SIEMENS |  | 71317-00110/005 8DJ2081 | GARDEN PARK SG. LONG NO 1 | SUBSTATION | Unknown | NO | NONE | DISTRIBUTION | TNB | CHERAS | NO | 75 |  |  | Unknown | NO |  | Unknown |  | 28 | 630.000 A | 0.63 | 50 | 20 | B05400 | NO | [7 empty] | 3
39350284 | B12184 | B12184 |  |  |  |  | Existing | RYB | MHCR-14 | BMC NO 5 | CLOSED | CLOSED | LINK |  | 11 kV | GAS |  |  |  |  | SCHNEIDER | SCHNEIDER | SF-2012-W25-5-0090 | NOT APPLICABLE | JLN TEMENGGUNG 27/9 NO 2 | SUBSTATION | Unknown | YES | Unknown | DISTRIBUTION | TNB | CHERAS | Unknown | 75 | Unknown | Unknown | Unknown | NO |  | LINE |  | 28 | 630.000 A | 0.63 | 50 | 20 | B12184 | NO | NOT APPLICABLE |  |  | Unknown | Unknown |  |  | 3
39350299 | B12181 | B12181 |  |  |  |  | Existing | RYB | MHCR-14 | JALAN TEMENGGUNG 27/9 NO. 1 | CLOSED | CLOSED | LINK |  | 11 kV | GAS |  |  |  |  | SCHNEIDER |  | SF-2012-W25-5-0090 | NOT APPLICABLE | JLN TEMENGGUNG 27/9 NO 2 | SUBSTATION | Unknown | YES | Unknown | DISTRIBUTION | TNB | CHERAS | Unknown | 75 | Unknown | Unknown | Unknown | NO |  | LINE |  | 28 | 630.000 A | 0.63 | 50 | 20 | B12181 | NO | NOT APPLICABLE |  |  | Unknown | Unknown |  |  | 3
39354514 | B12198 | PERSIARAN JADE HILLS TIMUR |  |  |  |  | Existing | RYB | BLKG-7 | B12197 PE PERSIARAN JADE HILLS TIMUR | CLOSED | CLOSED | LINK |  | 11 kV | SF6 |  |  |  | Unknown | FALCON BETA | TAMCO | D2127021 | NOT APPLICABLE | JLN JADE HILL 12/1 | SUBSTATION | Unknown | YES | Unknown | DISTRIBUTION | TNB | CHERAS | Unknown | 75 | Unknown | Unknown | Unknown | NO |  | LINE |  | 28 | 630.000 A | 0.63 | 50 | 20 | B12198 | NO | NOT APPLICABLE |  |  | Unknown | Unknown |  |  | 3
39354529 | B12201 | B12223 PE PERSIARAN JADE HILLS |  |  |  |  | Existing | RYB | BLKG-7 | B12223 PE PERSIARAN JADE HILLS | CLOSED | CLOSED | LINK |  | 11 kV | SF6 |  |  |  | Unknown | FALCON BETA | TAMCO | D2127021 | NOT APPLICABLE | JLN JADE HILL 12/1 | SUBSTATION | Unknown | YES | Unknown | DISTRIBUTION | TNB | CHERAS | Unknown | 75 | Unknown | Unknown | Unknown | NO |  | LINE |  | 28 | 630.000 A | 0.63 | 50 | 20 | B12201 | NO | NOT APPLICABLE |  |  | Unknown | Unknown |  |  | 3
39358804 | B11015 | B11051 |  |  | BCRS/PCE/J00995/MBB11051 |  | Existing | Unknown |  | B11051 DUSUN NANDING 3 | CLOSED | CLOSED | LINK |  | 11 kV | GAS |  |  |  |  | INDKOM |  |  | Not applicable |  | SUBSTATION | Unknown | YES | Unknown | DISTRIBUTION | TNB | CHERAS | Unknown | Unknown | Unknown | Unknown | Unknown | NO |  | LINE |  |  | 630.000 A | 20 |  | 50 |  | NO | Not applicable |  |  | Unknown | Unknown |  |  | 0
39358805 | B11017 | B11017 PE A/TIANG TEKALI NO 1 |  |  | BCRS/PCE/J00995/MBB11017 |  | Existing | Unknown |  | B11017 PE A/TIANG TEKALI NO 1 | CLOSED | CLOSED | LINK |  | 11 kV | GAS |  |  |  |  | INDKOM |  |  | Not applicable |  | SUBSTATION | Unknown | YES | NONE | DISTRIBUTION | TNB | CHERAS | Unknown | Unknown | Unknown | Unknown | Unknown | NO |  | LINE |  |  | 630.000 A | 20 |  | 20 |  | NO | Not applicable |  |  | Unknown | Unknown |  |  | 0
39423350 | B10039 | B10039 |  |  | BCRS/PCE/J00497/MB1 | 300431590 | Existing | RYB | TSGR2-12 | PE GOOD EARTH | CLOSED | CLOSED | LINK |  | 12 kV | GAS | 18/07/2008 |  |  |  | FALCON BETA | TAMCO | G270239 | NOT APPLICABLE | PERDANA AVENUE | SUBSTATION | Unknown | YES | Unknown | DISTRIBUTION | TNB | CHERAS | NO | 75 | Unknown | Unknown | Unknown | NO |  | LINE |  | 28 | 630.000 A | 0.63 | 50 | 20 | B10039 | NO | NOT APPLICABLE |  |  | Unknown | Unknown |  |  | 3
39423360 | B10037 | B10037 |  |  | BCRS/PCE/J00497/MB1 | 300431590 | Existing | RYB | TSGR2-12 | PPU TAMAN SEGAR 2 VCB 12 | CLOSED | CLOSED | LINK |  | 12 kV | GAS | 18/07/2008 |  |  |  | FALCON BETA | TAMCO | G270239 | NOT APPLICABLE | PERDANA AVENUE | SUBSTATION | Unknown | YES | Unknown | DISTRIBUTION | TNB | CHERAS | Unknown | 75 | Unknown | Unknown | Unknown | NO |  | LINE |  | 28 | 630.000 A | 0.63 | 50 | 20 | B10037 | NO | NOT APPLICABLE |  |  | Unknown | Unknown |  |  | 3
39423361 | B10038 | B10038 |  |  | BCRS/PCE/J00497/MB1 | 300431590 | Existing | RYB | TSGR2-12 | PENGGUNA 11kv | CLOSED | CLOSED | LINK |  | 12 kV | GAS | 18/07/2008 |  |  |  | FALCON BETA | TAMCO | G270239 | NOT APPLICABLE | PERDANA AVENUE | CUSTOMER | Unknown | YES | Unknown | DISTRIBUTION | TNB | CHERAS | Unknown | 75 | Unknown | Unknown | Unknown | NO |  | LINE |  | 28 | 630.000 A | 0.63 | 50 | 20 | B10038 | NO | NOT APPLICABLE |  |  | Unknown | Unknown |  |  | 3
39427616 | B03986 | SPARE |  | 7010002 | BCRS/PCE/J00852/MBB03986 |  | Existing | RYB | SJIM-6 | SPARE | CLOSED | CLOSED | LINK | 12.000 kV | 11 kV | GAS |  | 0 | N/A | Unknown | SIEMENS | ITEM | CV 721473-1012/ 015 |  | TMN SEKAMAT UDA | SUBSTATION | Unknown | Unknown | Unknown | DISTRIBUTION | TNB | CHERAS | Unknown | 75 |  |  | Unknown | Unknown |  | Unknown |  | 28 | 630.000 A | 0.63 | 50 | 20 | B03986 | Unknown |  |  |  |  | 0 | UDA BINA TMN SEKAMAT |  | 3
39449051 | B10708 | SSU BUKIT BELIMBING | 6788618 | 6788634 | BCRS/PCE/J00010/MBB05158 | 300003275 | Existing | RYB | PBEL(P)-1 | PBEL(P)-7 | CLOSED | CLOSED | LINK | 11.000 kV | 11 kV | GAS | 2013-11-01 | 2001 | 0109S061 | Unknown | F_and_G | INDKOM | 0109S061 |  | TMN HARMONI INDAH NO 1 | SUBSTATION | Unknown | Unknown | Unknown | DISTRIBUTION | TNB | CHERAS | Unknown | 75 |  |  | Unknown | Unknown |  | Unknown |  | 28 | 630.000 A | 0.63 | 50 | 22 | B10708 | Unknown |  |  |  |  | 0 | TMN HARMONI INDAH NO 1 |  | 3
39449058 | B10841 | SSU BUKIT BELIMBING |  |  | BCRS/PCE/J00963/MB1 | 300319937 | Existing | RYB | PBEL(P)-1 | B10711 SSU BUKIT BELIMBING | CLOSED | CLOSED | LINK |  | 11 kV | GAS | 16/12/2009 |  |  | Unknown | FALCON BETA | TAMCO | B2918491 | B2918491 | LOT 1842 JLN KPB 6 | SUBSTATION | Unknown | NO | NONE | DISTRIBUTION | TNB | CHERAS | NO | 75 |  |  | Unknown | NO |  | Unknown |  | 28 | 630.000 A | 0.63 | 50 | 20 | B10841 | NO | [7 empty] | 3
39449070 | B10839 | PE HASIL KARYA SDN BHD LOT 1839 |  |  | BCRS/PCE/J00963/MB1 | 300319937 | Existing | RYB | PBEL(P)-1 | B10140 PE HASIL KARYA SDN BHD LOT 1839 | CLOSED | CLOSED | LINK |  | 11 kV | GAS | 16/12/2009 |  |  | Unknown | FALCON BETA | TAMCO | B2918491 | B2918491 | LOT 1842 JLN KPB 6 | SUBSTATION | Unknown | NO | NONE | DISTRIBUTION | TNB | CHERAS | NO | 75 |  |  | Unknown | NO |  | Unknown |  | 28 | 630.000 A | 0.63 | 50 | 20 | B10839 | NO | [7 empty] | 3
39637933 | B10561 | B10561 |  |  |  |  | Existing | Unknown |  | PE JUTAMATE | CLOSED | CLOSED | LINK |  | 11 kV | GAS | [7 empty] | Not applicable |  | SUBSTATION | Unknown | YES | Unknown | DISTRIBUTION | TNB | CHERAS | Unknown | Unknown | Unknown | Unknown | Unknown | NO |  | LINE |  |  | 630.000 A | 20 |  | 20 |  | NO | Not applicable |  |  | Unknown | Unknown |  |  | 0
39672270 | B10943 | PE BINA PLASTIK SDN BHD | 6987617 | 6987616 | BCRS/PCE/J00281/MBB01261 | 300010017 | Existing | RYB | PBEL(P)-11 | B01263 PE BINA PLASTIK SDN BHD | CLOSED | CLOSED | LINK | 11.000 kV | 11 kV | GAS | 2005-11-01 | 0 | J3909/1/R190 | Unknown | LUCY | EPE |  |  | MEIKA FOOD | SUBSTATION | Unknown | Unknown | Unknown | DISTRIBUTION | TNB | CHERAS | Unknown | 75 |  |  | Unknown | Unknown |  | Unknown |  | 28 | 400.000 A | 0.63 | 50 | 20 | B10943 | Unknown |  |  |  |  | 0 | MEIKA FOOD |  | 3
39693738 | B11342 | PE JLN DB 1/3 DESA BUDIMAN NO 1 |  |  | BCRS/PCE/J00996/MB | 300319358 | Existing | RYB | SGLN-7 | B08711 PE JALAN DB 1/3 DESA BUDIMAN NO 1 | CLOSED | CLOSED | LINK |  | 11 kV | GAS | 2010-11-01 |  |  | Unknown | LUCY | EPE | SF6 332 | Not applicable | JLN DESA BUDIMAN | SUBSTATION | Unknown | YES | Unknown | DISTRIBUTION | TNB | CHERAS | Unknown | 75 | Unknown | Unknown | Unknown | NO |  | LINE |  | 28 | 630.000 A | 0.63 | 50 | 20 | B11342 | NO | Not applicable |  |  | Unknown | Unknown |  |  | 3
39693750 | B11344 | PE JLN DB 5/1 |  |  | BCRS/PCE/J00996/MB | 300319358 | Existing | RYB | SGLN-7 | B12133 PE JLN DB 5/1 | CLOSED | CLOSED | LINK |  | 11 kV | GAS | 2010-11-01 |  |  | Unknown | LUCY | EPE | SF6 332 | Not applicable | JLN DESA BUDIMAN | SUBSTATION | Unknown | YES | Unknown | DISTRIBUTION | TNB | CHERAS | Unknown | 75 | Unknown | Unknown | Unknown | NO |  | LINE |  | 28 | 630.000 A | 0.63 | 50 | 20 | B11344 | NO | Not applicable |  |  | Unknown | Unknown |  |  | 3
39694243 | B11563 | PE TAMING MUTIARA 2 NO1 |  |  | BCRS/PCE/J01012/MB | 300319287 | Existing | RYB | SGLN-7 | B12430 PE TAMING MUTIARA 2 NO1 | OPEN | CLOSED | LINK |  | 11 kV | GAS | 2011-11-01 |  |  | Unknown | TOPRANK | TOPRANK | ID2L2T AK3/2011 |  | JLN DESA BUDIMAN NO 2 | SUBSTATION | Unknown | YES | Unknown | DISTRIBUTION | TNB | CHERAS | Unknown | 75 | Unknown | Unknown | Unknown | NO |  | LINE |  | 28 | 630.000 A | 0.63 | 50 | 20 | B11563 | NO | Not applicable |  |  | Unknown | Unknown |  |  | 3
39694258 | B11560 | PE JLN DB 5/1 |  |  | BCRS/PCE/J01012/MB | 300319287 | Existing | RYB | SGLN-7 | B12585 PE JLN DB 6/4 | CLOSED | CLOSED | LINK |  | 11 kV | GAS | 2011-11-01 |  |  | Unknown | TOPRANK | TOPRANK | ID2L2T AK3/2011 |  | JLN DESA BUDIMAN NO 2 | SUBSTATION | Unknown | YES | Unknown | DISTRIBUTION | TNB | CHERAS | Unknown | 75 | Unknown | Unknown | Unknown | NO |  | LINE |  | 28 | 630.000 A | 0.63 | 50 | 20 | B11560 | NO | Not applicable |  |  | Unknown | Unknown |  |  | 3
39719501 | B12268 | B12268 |  |  | BCRS/PCE/J01121/MBB12268 |  | Existing | RYB | PBEL(P)-3 | B01277 ENG SIONG | CLOSED | CLOSED | LINK |  | 11 kV | GAS |  |  |  | Unknown | LUCY | W. LUCY LTD & CO. LTD | SF00065515 | SF00065515 | LOT PT 52214 JLN KPB 10 | SUBSTATION | Unknown | NO | NONE | DISTRIBUTION | TNB | CHERAS | NO | 75 | unknown | unknown | Unknown | NO |  | LINE |  | 28 | 630.000 A | 0.63 | 50 | 20 | B12268 | NO | [7 empty] | 3
39719513 | B12270 | B12270 |  |  | BCRS/PCE/J01121/MBB12270 |  | Existing | RYB | PBEL(P)-3 | B01278 WENG ZHENG | CLOSED | CLOSED | LINK |  | 11 kV | GAS |  |  |  | Unknown | LUCY | W. LUCY LTD & CO. LTD | SF00065515 | SF 00065515 | LOT PT 52214 JLN KPB 10 | SUBSTATION | Unknown | NO | NONE | DISTRIBUTION | TNB | CHERAS | NO | 75 | unknown | unknown | Unknown | NO |  | LINE |  | 28 | 630.000 A | 0.63 | 50 | 20 | B12270 | NO | [7 empty] | 3
39758220 | B02149 | B02149 |  |  | BCRS/PCE/J00017/MB1 | 300004117 | Existing | RYB | TSGR-6 | PE POLIS HUTAN | CLOSED | CLOSED | LINK |  | 11 kV | GAS | 1996-11-01 |  |  |  | INDKOM | INDKOM | 1302319438 | NOT APPLICABLE | TMN MASRIA | SUBSTATION | Unknown | YES | Unknown | DISTRIBUTION | TNB | CHERAS | Unknown | 75 | Unknown | Unknown | Unknown | NO |  | LINE |  | 28 | 630.000 A | 0.63 | 50 | 20 | B02149 | NO | NOT APPLICABLE |  |  | Unknown | Unknown |  |  | 3
39758222 | B12278 | B12278 |  |  | BCRS/PCE/J00017/MB1 | 300004117 | Existing | RYB | TSGR-6 | PE PERNIAGAAN MASRIA | OPEN | OPEN | LINK |  | 11 kV | GAS | 1996-11-01 |  |  |  | INDKOM | INDKOM | 1302319438 | NOT APPLICABLE | TMN MASRIA | SUBSTATION | Unknown | YES | Unknown | DISTRIBUTION | TNB | CHERAS | Unknown | 75 | Unknown | Unknown | Unknown | NO |  | LINE |  | 28 | 630.000 A | 0.63 | 50 | 20 | B12278 | NO | NOT APPLICABLE |  |  | Unknown |  |  |  | 3
39758225 | B02147 | B02147 |  |  | BCRS/PCE/J00017/MB1 | 300004117 | Existing | RYB | TSGR-6 | B02146 PE TMN CUEPACS NO 1 | CLOSED | CLOSED | LINK |  | 11 kV | GAS | 1996-11-01 |  |  |  | INDKOM | INDKOM | 1302319438 | NOT APPLICABLE | TMN MASRIA | SUBSTATION | Unknown | YES | Unknown | DISTRIBUTION | TNB | CHERAS | Unknown | 75 | Unknown | Unknown | Unknown | NO |  | LINE |  | 28 | 630.000 A | 0.63 | 50 | 20 | B02147 | NO | NOT APPLICABLE |  |  | Unknown | Unknown |  |  | 3
39762465 | B11205 | B11205 |  |  | BCRS/PCE/J00999/MBB11205 | 300308260 | Existing | RYB | SGLN-12 | PE GOLF CLUB SG LONG | CLOSED | CLOSED | LINK |  | 11 kV | GAS | 2011-11-01 |  |  |  | LUCY | EPE | SF6737 | Not applicable | WIRA HEIGHT | SUBSTATION | Unknown | YES | Unknown | DISTRIBUTION | TNB | CHERAS | Unknown | 75 | Unknown | Unknown | Unknown | NO |  | LINE |  | 28 | 630.000 A | 0.63 | 50 | 20 | B11205 | NO | Not applicable |  |  | Unknown | Unknown |  |  | 3
39762477 | B11207 | B11207 |  |  | BCRS/PCE/J00999/MBB11205 | 300308260 | Existing | RYB | SGLN-12 | PE ADMIRAL PARK | CLOSED | CLOSED | LINK |  | 11 kV | GAS | 2011-11-01 |  |  |  | LUCY | EPE | SF6737 | Not applicable | WIRA HEIGHT | SUBSTATION | Unknown | YES | Unknown | DISTRIBUTION | TNB | CHERAS | Unknown | 75 | Unknown | Unknown | Unknown | NO |  | LINE |  | 28 | 630.000 A | 0.63 | 50 | 20 | B11207 | NO | Not applicable |  |  | Unknown | Unknown |  |  | 3
39792532 | B10398 | B10734 PE STP JADE HILLS |  |  | BCRS/PCE/J00698/MB | 300431609 | Existing | RYB | BLKG-7 | STP JADE HILLS | CLOSED | CLOSED | LINK |  | 11 kV | AIR | 2009-11-01 |  |  | Unknown | FALCON BETA | TAMCO | GR1-21-ID 17335 | NOT APPLICABLE | CLUB HOUSE JADE HILL | SUBSTATION | Unknown | YES | Unknown | DISTRIBUTION | TNB | CHERAS | Unknown | 75 | Unknown | Unknown | Unknown | NO |  | LINE |  | 28 | 630.000 A | 0.63 | 50 | 20 | B10398 | NO | NOT APPLICABLE |  |  | Unknown | Unknown |  |  | 3
39792533 | B10396 | B10926 PE JLN JADE HILLS 1/1 |  |  | BCRS/PCE/J00698/MB | 300431609 | Existing | RYB | BLKG-7 | JLN JADE HILLS 1/1 | CLOSED | CLOSED | LINK |  | 11 kV | AIR | 2009-11-01 |  |  | Unknown | FALCON BETA | TAMCO | GR1-21-ID 17335 | NOT APPLICABLE | CLUB HOUSE JADE HILL | SUBSTATION | Unknown | YES | Unknown | DISTRIBUTION | TNB | CHERAS | Unknown | 75 | Unknown | Unknown | Unknown | NO |  | LINE |  | 28 | 630.000 A | 0.63 | 50 | 20 | B10396 | NO | NOT APPLICABLE |  |  | Unknown | Unknown |  |  | 3
39792978 | B10920 | B1920 |  |  | BCRS/PCE/J00970/MB1 | 300319921 | Existing | RYB | BLKG-7 | B11478 PE JLN JADE HILL 4/1 | CLOSED | CLOSED | LINK |  | 11 kV | GAS | 2012-11-11 |  |  | Unknown | VEI | VEI | 25756 | NOT APPLICABLE | JLN JADEHILL 2/1 | SUBSTATION | Unknown | YES | Unknown | DISTRIBUTION | TNB | CHERAS | Unknown | 75 | Unknown | Unknown | Unknown | NO |  | LINE |  | 28 | 630.000 A | 0.63 | 50 | 20 | B10920 | NO | NOT APPLICABLE |  |  | Unknown | Unknown |  |  | 3
39792986 | B10922 | B10922 |  |  | BCRS/PCE/J00970/MB1 | 300319921 | Existing | RYB | BLKG-7 | B10925 PE JLN JADE HILL 1/1 | CLOSED | CLOSED | LINK |  | 11 kV | GAS | 2012-11-11 |  |  | Unknown | VEI | VEI | 25756 | NOT APPLICABLE | JLN JADEHILL 2/1 | SUBSTATION | Unknown | YES | Unknown | DISTRIBUTION | TNB | CHERAS | Unknown | 75 | Unknown | Unknown | Unknown | NO |  | LINE |  | 28 | 630.000 A | 0.63 | 50 | 20 | B10922 | NO | NOT APPLICABLE |  |  | Unknown | Unknown |  |  | 3
39794474 | B11943 | B11717 PE TAMAN SETIA IMPIAN 2 |  |  | BCRS/PCE/J01054/MB1 | 300380827 | Existing | RYB | BLKG-7 | B11717 PE TAMAN SETIA IMPIAN 2 | CLOSED | CLOSED | LINK |  | 11 kV | GAS | 2012-11-11 |  |  | Unknown | INDKOM | INDKOM | 1206227158 | NOT APPLICABLE | JLN PERSIARAN JADE HILL TIMUR | SUBSTATION | Unknown | YES | Unknown | DISTRIBUTION | TNB | CHERAS | Unknown | 75 | Unknown | Unknown | Unknown | NO |  | LINE |  | 28 | 630.000 A | 0.63 | 50 | 20 | B11943 | NO | NOT APPLICABLE |  |  | Unknown | Unknown |  |  | 3
39794478 | B11946 | B11946 |  |  | BCRS/PCE/J01054/MB1 | 300380827 | Existing | RYB | BLKG-7 | B12195 PE PERSIARAN JADE HILLS TIMUR | CLOSED | CLOSED | LINK |  | 11 kV | GAS | 2012-11-11 |  |  | Unknown | INDKOM | INDKOM | 1206227158 | NOT APPLICABLE | JLN PERSIARAN JADE HILL TIMUR | SUBSTATION | Unknown | YES | Unknown | DISTRIBUTION | TNB | CHERAS | Unknown | 75 | Unknown | Unknown | Unknown | NO |  | LINE |  | 28 | 630.000 A | 0.63 | 50 | 20 | B11946 | NO | NOT APPLICABLE |  |  | Unknown |  |  |  | 3
39856928 | B11041 | PE DATARAN C180 NO 4 |  |  | BCRS/PCE/J00981/MB1 | 300319454 | Existing | RYB |  | B11749 PE DATARAN C180 NO 4 | OPEN | CLOSED | LINK |  | 11 kV | GAS | 2012-11-11 |  |  | Unknown | TOPRANK | TOPRANK |  | NOT APPLICABLE | C180 NO 2 BALAKONG | SUBSTATION | Unknown | YES | Unknown | DISTRIBUTION | TNB | CHERAS | NO | 75 | Unknown | Unknown | Unknown | NO |  | LINE |  | 28 | 630.000 A | 0.63 | 50 | 20 | B11041 | NO | NOT APPLICABLE |  |  | Unknown | Unknown |  |  | 3
39856933 | B11779 | B11779 |  |  | BCRS/PCE/J00981/MB1 | 300319454 | Existing | RYB | JUBA-11 | PPU JUSCO VCB 11 | CLOSED | CLOSED | LINK |  | 11 kV | GAS | 2012-11-11 |  |  | Unknown | TOPRANK | TOPRANK | Unknown | NOT APPLICABLE | C180 NO 2 BALAKONG | SUBSTATION | Unknown | YES | Unknown | DISTRIBUTION | TNB | CHERAS | Unknown | 75 | Unknown | Unknown | Unknown | NO |  | LINE |  | 28 | 630.000 A | 0.63 | 50 | 20 | B11779 | NO | NOT APPLICABLE |  |  | Unknown | Unknown |  |  | 3
39856938 | B11044 | PE CHERAS MAJU |  |  | BCRS/PCE/J00981/MB1 | 300319454 | Existing | RYB | JUBA-11 | B08848 PE CHERAS MAJU | CLOSED | CLOSED | LINK |  | 11 kV | GAS | 2012-11-11 |  |  | Unknown | TOPRANK | TOPRANK |  | NOT APPLICABLE | C180 NO 2 BALAKONG | SUBSTATION | Unknown | YES | Unknown | DISTRIBUTION | TNB | CHERAS | Unknown | 75 | Unknown | Unknown | Unknown | NO |  | LINE |  | 28 | 630.000 A | 0.63 | 50 | 20 | B11044 | NO | NOT APPLICABLE |  |  | Unknown | Unknown |  |  | 3
39904165 | B10020 | B10020 |  |  | BCRS/PCE/J00593/MBB10020 |  | Existing | Unknown |  | PANGSAPURI SERIJATI | CLOSED | CLOSED | LINK |  | 11 kV | GAS |  |  |  |  | OTHERS |  |  | N/A |  | SUBSTATION | Unknown | YES | Unknown | DISTRIBUTION | TNB | CHERAS | Unknown | Unknown | Unknown | Unknown | Unknown | NO |  | LINE |  |  | 630.000 A | 20 |  | 50 |  | NO | N/A |  |  | Unknown | Unknown |  |  | 0
39904180 | B10017 | B10017 |  |  | BCRS/PCE/J00593/MBB10017 |  | Existing | Unknown |  | TMN PERINDUSTRIAN BALAKONG NO.2 | CLOSED | CLOSED | LINK |  | 11 kV | GAS |  |  |  |  | VEI |  |  | N/A |  | SUBSTATION | Unknown | YES | Unknown | DISTRIBUTION | TNB | CHERAS | Unknown |  | Unknown | Unknown | Unknown | NO |  | LINE |  |  | 630.000 A | 20 |  | 50 |  | NO |  |  |  | Unknown | Unknown |  |  | 0
39917035 | B12340 | B12340 |  |  | BCRS/PCE/J01049/MB1 | 300430881 | Existing | RYB | SGLN-3 | PE RAKAN CHERAS NO 3 | CLOSED | CLOSED | LINK |  | 11 kV | GAS | 2012-11-01 |  |  | Unknown | SCHNEIDER | INDKOM | SF-2013-W01-2-0116 | Not applicable | PADAT ADAPT HOUSING | SUBSTATION | Unknown | YES | Unknown | DISTRIBUTION | TNB | CHERAS | Unknown | 75 | Unknown | Unknown | Unknown | NO |  | LINE |  | 28 | 630.000 A | 0.63 | 50 | 21 | B12340 | NO | Not applicable |  |  | Unknown |  |  |  | 3
39917036 | B12338 | B12338 |  |  | BCRS/PCE/J01049/MB1 | 300430881 | Existing | RYB | SGLN-3 | PE TAMAN BUKIT SURIA NO 1 | CLOSED | CLOSED | LINK |  | 11 kV | GAS | 2012-11-01 |  |  | Unknown | SCHNEIDER | INDKOM | SF-2013-W10-2-0116 | Not applicable | PADAT ADAPT HOUSING | SUBSTATION | Unknown | NO | NONE | DISTRIBUTION | TNB | CHERAS | Unknown | 75 | Unknown | Unknown | Unknown | NO |  | LINE |  | 28 | 630.000 A | 0.63 | 50 | 21 | B12338 | NO | Not applicable |  |  | Unknown | Unknown |  |  | 3
39994325 | B10020 | PANGSAPURI SERI JATI |  |  | BCRS/PCE/J00593/MB | 300431597 | Existing | RYB | TAMI-6 | PANGSAPURI SERI JATI | CLOSED | CLOSED | LINK |  | 11 kV | GAS | 2008-11-01 |  |  |  | OTHERS | VEI |  | Not applicable | TMN PERINDUSTIRAN BALAKONG NO 1 | SUBSTATION | Unknown | YES | Unknown | DISTRIBUTION | TNB | CHERAS | Unknown | Unknown | Unknown | Unknown | Unknown | NO |  | LINE |  |  | 630.000 A | 20 |  | 50 | B10020 | NO | Not applicable |  |  | Unknown | Unknown |  |  | 3
39994340 | B10017 | B10017 |  |  | BCRS/PCE/J00593/MB | 300431597 | Existing | RYB | TAMI-6 | TMN PERINDUSTRIAN BALAKONG NO.2 | CLOSED | CLOSED | LINK |  | 11 kV | GAS | 2008-11-01 |  |  |  | OTHERS | VEI |  | Not applicable | TMN PERINDUSTIRAN BALAKONG NO 1 | SUBSTATION | Unknown | YES | Unknown | DISTRIBUTION | TNB | CHERAS | Unknown | Unknown | Unknown | Unknown | Unknown | NO |  | LINE |  |  | 630.000 A | 20 |  | 50 | B10017 | NO | Not applicable |  |  | Unknown | Unknown |  |  | 3
40050147 | B10578 | PE ALLIED FOAM |  |  | BCRS/PCE/J00931/MBB10578 | 300308266 | Existing | RYB | PBEL(P)-5 | B09267 PE ALLIED FOAM | CLOSED | CLOSED | LINK |  | 11 kV | GAS | 2009-11-11 |  |  | Unknown | FALCON BETA | TAMCO | B2917910 |  | HEPTA LOT 1869 | SUBSTATION | Unknown | NO | NONE | DISTRIBUTION | TNB | CHERAS | NO | 75 |  |  | Unknown | NO |  | Unknown |  | 28 |  | 0.63 | 50 | 20 | B10578 | NO | [7 empty] | 3
40050159 | B10580 | PE WAISUN CONFECTIONERY SDN BHD |  |  | BCRS/PCE/J00931/MBB10578 | 300308266 | Existing | RYB | PBEL(P)-5 | B09081 PE WAISUN CONFECTIONERY SDN BHD | CLOSED | CLOSED | LINK |  | 11 kV | GAS | 2009-11-11 |  |  | Unknown | FALCON BETA | TAMCO | B2917910 |  | HEPTA LOT 1869 | SUBSTATION | Unknown | NO | NONE | DISTRIBUTION | TNB | CHERAS | NO | 75 |  |  | Unknown | NO |  | Unknown |  | 28 | 630.000 A | 0.63 | 50 | 20 | B10580 | NO | [7 empty] | 3
40071646 | B11712 | B11712 | 6814529 | 6814528 | BCRS/PCE/J00741/MBB02005 | 300271031 | Existing | RYB |  | PPU TAMI FDR 8 | CLOSED | CLOSED | LINK | 11.000 kV | 11 kV | GAS | 18/07/1998 | 1995 | N/A | Unknown | F_and_G | INDKOM | N/A | NOT APPLICABLE | ELEGANT CAPITAL NO 1 | SUBSTATION | Unknown | Unknown | Unknown | DISTRIBUTION | TNB | CHERAS | Unknown | 75 | Unknown | Unknown | Unknown | Unknown |  | LINE |  | 28 | 630.000 A | 0.63 | 50 | 22 | B11712 | Unknown | NOT APPLICABLE |  |  | Unknown | 0 |  |  | 3
40094121 | B10253 | B10253 |  |  | BCRS/PCE/J00886/MBB10253 |  | Existing | RYB | MHCR-11 | PE JALAN PAHLAWAN 24/3 | CLOSED | CLOSED | LINK |  | 11 kV | GAS |  |  |  |  | INDKOM |  | 0804220137 | 0804220137 | VISTANA MAHKOTA JLN PAHLAWAN | SUBSTATION | Unknown | YES | Unknown | DISTRIBUTION | TNB | CHERAS | Unknown | 75 | Unknown | Unknown | Unknown | NO |  | LINE |  | 28 | 630.000 A | 0.63 | 50 | 20 | B10253 | NO | N/A |  |  | Unknown | Unknown |  |  | 3
40094136 | B10250 | B10250 |  |  | BCRS/PCE/J00886/MBB10250 |  | Existing | RYB | MHCR-11 | PE LOJI RAW ARATAN SISA NO 1 | CLOSED | CLOSED | LINK |  | 11 kV | GAS |  |  |  |  | INDKOM |  | 0804220137 | O804220137 | VISTANA MAHKOTA JLN PAHLAWAN | SUBSTATION | Unknown | NO | NONE | DISTRIBUTION | TNB | CHERAS | NO | 75 | Unknown | Unknown | Unknown | NO |  | LINE |  | 28 | 630.000 A | 0.63 | 50 | 20 | B10250 | NO | N/A |  |  | Unknown | Unknown |  |  | 3
40115272 | B11553 | LFIP NO.6 |  |  | BCRS/PCE/J00901/MB1 | 300430832 | Existing | RYB | BLKG-11 | LFIP NO.6 | CLOSED | CLOSED | LINK |  | 11 kV | GAS | 2010-11-01 |  |  |  | VEI | VEI | Unknown | NOT APPLICABLE | LFIP NO 8 | SUBSTATION | Unknown | YES | Unknown | DISTRIBUTION | TNB | CHERAS | Unknown | 75 | Unknown | Unknown | Unknown | NO |  | LINE |  | 28 | 630.000 A | 0.63 | 50 | 20 | B11553 | NO | NOT APPLICABLE |  |  | Unknown | Unknown |  |  | 3
40115284 | B11551 | LFIP NO.4 |  |  | BCRS/PCE/J00901/MB1 | 300430832 | Existing | RYB | BLKG-11 | LFIP NO.4 | CLOSED | CLOSED | LINK |  | 11 kV | GAS | 2010-11-01 |  |  |  | VEI | VEI | Unknown | NOT APPLICABLE | LFIP NO 8 | SUBSTATION | Unknown | YES | Unknown | DISTRIBUTION | TNB | CHERAS | Unknown | 75 | Unknown | Unknown | Unknown | NO |  | LINE |  | 28 | 630.000 A | 0.63 | 50 | 20 | B11551 | NO | NOT APPLICABLE |  |  | Unknown | Unknown |  |  | 3
40115810 | B07335 | B07335 |  |  | BCRS/PCE/J00633/MBB07333 | 300270316 | Existing | RYB | BLKG-11 | PE YEW LUM NO.3 | CLOSED | CLOSED | LINK |  | 11 kV | GAS | 2003-11-11 |  |  |  | TAMCO | TAMCO | B237403 | B237403 | CHOY SOON HENG REALTY | SUBSTATION | Unknown | YES | Unknown | DISTRIBUTION | TNB | CHERAS | Unknown | 75 | Unknown | Unknown | Unknown | NO |  | LINE |  | 28 | 630.000 A | 0.63 | 50 | 20 | B07335 | NO | N/A |  |  | Unknown |  |  |  | 3
40115822 | B07333 | B07333 |  |  | BCRS/PCE/J00633/MBB07333 | 300270316 | Existing | RYB | BLKG-11 | PE KENG SENG CORP. | CLOSED | CLOSED | LINK |  | 11 kV | GAS | 2003-11-11 |  |  |  | TAMCO | TAMCO | B237403 | B237403 | CHOY SOON HENG REALTY | SUBSTATION | Unknown | NO | NONE | DISTRIBUTION | TNB | CHERAS | Unknown | 75 | Unknown | Unknown | Unknown | NO |  | LINE |  | 28 | 630.000 A | 20 | 50 | 20 | B07333 | NO | N/A |  |  | Unknown | Unknown |  |  | 3
40116461 | B10969 | B10967 |  |  | BCRS/PCE/J00974/MB1 | 300319477 | Existing | RYB | BLKG-11 | P/E CHOY SOON HENG REALITY | CLOSED | CLOSED | LINK |  | 11 kV | GAS | 18/03/2010 |  |  |  | TAMCO | TAMCO | TNB 762-2007 | GRI-21-ID-08380 | YEW LUM NO 3 | SUBSTATION | Unknown | YES | Unknown | DISTRIBUTION | TNB | CHERAS | Unknown | 75 | Unknown | Unknown | Unknown | NO |  | LINE |  | 28 | 630.000 A | 0.63 | 50 | 20 | B10969 | NO | N/A |  |  | Unknown |  |  |  | 3
40116473 | B10967 | B10969 |  |  | BCRS/PCE/J00974/MB1 | 300319477 | Existing | RYB | BLKG-11 | P/E LFIP NO.5 | CLOSED | CLOSED | LINK |  | 11 kV | GAS | 18/03/2010 |  |  |  | TAMCO | TAMCO | TNB 762-2007 |  | YEW LUM NO 3 | SUBSTATION | Unknown | YES | Unknown | DISTRIBUTION | TNB | CHERAS | Unknown | 75 | Unknown | Unknown | Unknown | NO |  | LINE |  | 28 | 630.000 A | 0.63 | 50 | 20 | B10967 | NO | N/A |  |  | Unknown | Unknown |  |  | 3
40144608 | B10193 | SWS TMN MAS SEMENTARA B | 6811213 | 6811222 | BCRS/PCE/J00475/MB | 300431570 | Existing | RYB |  | B10138 SWS TMN MAS SEMENTARA B | OPEN | CLOSED | LINK | 12.000 kV | 11 kV | GAS | 2003-11-01 | 2003 | 10892 | Unknown | F_and_G | INDKOM | 1003312129 | N/A | RUMAH PANGSA BKT KUNDANG | SUBSTATION | Unknown | Unknown | Unknown | DISTRIBUTION | TNB | CHERAS | Unknown | 75 |  |  | Unknown | Unknown |  | LINE |  | 28 | 630.000 A | 0.63 | 50 | 20 | B10193 | NO | N/A |  |  |  | 0 | RMH PANGSA BUKIT KUNDANG |  | 3
40144620 | B10521 | B10521 |  |  | BCRS/PCE/J00489/MBB04592 | 300431583 | Existing | RYB |  | B10521 HUTAN LIPUR SG CONGKAK | CLOSED | CLOSED | LINK |  | 11 kV | GAS | 2000-11-01 |  |  |  | MERLIN GERIN | INDKOM | N/A | Not applicable | COMPACT PANGSUN (EMPANGAN PANGSUN) | SUBSTATION | Unknown | NO | NONE | DISTRIBUTION | TNB | CHERAS | Unknown | 75 | Unknown | Unknown | Unknown | YES |  | LINE |  | 28 | 630.000 A | 0.63 | 50 | 20 | B10521 | NO | No applicable |  |  | Unknown | Unknown |  |  | 3
40144632 | B10519 | B10519 |  |  | BCRS/PCE/J00489/MBB04592 | 300431583 | Existing | RYB |  | LOWER STATION | CLOSED | CLOSED | LINK |  | 11 kV | GAS | 2000-11-01 |  |  |  | MERLIN GERIN | INDKOM | N/A | Not applicable | COMPACT PANGSUN (EMPANGAN PANGSUN) | SUBSTATION | Unknown | YES | Unknown | DISTRIBUTION | TNB | CHERAS | NO | 75 | Unknown | Unknown | Unknown | NO |  | LINE |  | 28 | 630.000 A | 0.63 | 50 | 20 | B10519 | NO | Not applicable |  |  |  | Unknown |  |  | 3
40316394 | B11292 | B11292 | 6789681 | 6789680 | BCRS/PCE/J00387/MBB01488 | 300010692 | Existing | RYB | JUBA-2 | B01476 POLLUTION ENG | CLOSED | OPEN | LINK | 12.000 kV | 11 kV | GAS | 18/07/1998 | 0 | N/A |  | MERLIN GERIN | INDKOM | 1011313256 | N/A | CHIN HUAT | SUBSTATION | Unknown | Unknown | Unknown | DISTRIBUTION | TNB | CHERAS | Unknown | 75 | Unknown | Unknown | Unknown | Unknown |  | LINE |  | 28 | 630.000 A | 0.63 | 50 | 20 | B11292 | NO | N/A |  |  |  | 0 | CHIN HUAT |  | 3
40329319 | B08737 | B08737 |  |  | BCRS/PCE/J00989/MB | 300319432 | Existing | RYB | SGLN-9 | PE SUNNYSIDE VILLE NO 4 | CLOSED | CLOSED | LINK | 12.000 kV | 11 kV | GAS | 2005-11-01 |  |  |  | TOPRANK | TOPRANK | 2L1T366 | Not applicable | RMH PAM PARAS RENDAH | SUBSTATION | Unknown | YES | Unknown | DISTRIBUTION | TNB | CHERAS | Unknown | 75 | Unknown | Unknown | Unknown | NO |  | LINE |  | 28 | 630.000 A | 0.63 | 50 | 20 | B08737 | NO | Not applicable |  |  | Unknown | Unknown |  |  | 3
40329320 | B08739 | B08739 |  |  | BCRS/PCE/J00989/MB | 300319432 | Existing | RYB | SGLN-9 | B10107 TMN SG LONG 2 | CLOSED | CLOSED | LINK | 12.000 kV | 11 kV | GAS | 2005-11-01 |  |  |  | TOPRANK | TOPRANK | 2L1T366 | Not applicable | RMH PAM PARAS RENDAH | SUBSTATION | Unknown | YES | Unknown | DISTRIBUTION | TNB | CHERAS | Unknown | 75 | Unknown | Unknown | Unknown | NO |  | LINE |  | 28 | 630.000 A | 0.63 | 50 | 20 | B08739 | NO | Not applicable |  |  | Unknown | Unknown |  |  | 3
40329971 | B10654 | B10654 |  |  | BCRS/PCE/J00936/MBB10654 | 300444872 | Existing | RYB | MHCR2-7 | PE JLN BENDAHARA BMC | CLOSED | CLOSED | LINK | 12.000 kV | 11 kV | GAS | 2012-11-01 |  |  |  | SCHNEIDER | SCHNEIDER | R0913249MA | Not applicable | TMN TANMING IMPIAN BMC | SUBSTATION | Unknown | YES | Unknown | DISTRIBUTION | TNB | CHERAS | Unknown | 75 | Unknown | Unknown | Unknown | NO |  | LINE |  | 28 | 630.000 A | 0.63 | 50 | 20 | B10654 | NO | Not applicable |  |  | Unknown | Unknown |  |  | 3
40329983 | B10656 | B10656 |  |  | BCRS/PCE/J00936/MBB10654 | 300444872 | Existing | RYB | MHCR2-7 | PE JLN BENDAHARA 7A/7 | CLOSED | CLOSED | LINK | 12.000 kV | 11 kV | GAS | 2012-11-01 |  |  |  | SCHNEIDER | SCHNEIDER | R0913249MA | Not applicale | TMN TANMING IMPIAN BMC | SUBSTATION | Unknown | YES | Unknown | DISTRIBUTION | TNB | CHERAS | Unknown | 75 | Unknown | Unknown | Unknown | NO |  | LINE |  | 28 | 630.000 A | 0.63 | 50 | 20 | B10656 | NO | Not applicable |  |  | Unknown | Unknown |  |  | 3
40480116 | B10557 | B10557 |  |  | BCRS/PCE/J00599/MB | 300431599 | Existing | RYB | MHCR-12 | PE GREEN ACRE PARK NO 1 | OPEN | CLOSED | LINK |  | 11 kV | GAS | 18/07/1998 |  |  |  | TAMCO |  | GRI-22-ID-17161 | N/A | PALM WALK NO 4 | SUBSTATION | Unknown | YES | Unknown | DISTRIBUTION | TNB | CHERAS | Unknown | 75 | Unknown | Unknown | Unknown | NO |  | LINE |  | 28 | 630.000 A | 0.63 | 50 | 20 | B10557 | NO | N/A |  |  | Unknown | Unknown |  | D285889 | 3
40480131 | B10554 | B10554 |  |  | BCRS/PCE/J00599/MB | 300431599 | Existing | RYB | MHCR-12 | PE PALM WALK 3 NO 1 | CLOSED | CLOSED | LINK |  | 11 kV | GAS | 18/07/1998 |  |  |  | TAMCO |  | GRI-22-ID-17161 | N/A | PALM WALK NO 4 | SUBSTATION | Unknown | YES | Unknown | DISTRIBUTION | TNB | CHERAS | NO | 75 | Unknown | Unknown | Unknown | NO |  | LINE |  | 28 | 630.000 A | 0.63 | 50 | 20 | B10554 | NO | N/A |  |  | Unknown |  |  | D285889 | 3
40496715 | B09970 | [5 empty] | Existing | Unknown |  |  | CLOSED | CLOSED | LINK |  | 11 kV | GAS |  |  |  |  | MERLIN GERIN |  |  | R0604122SF |  | SUBSTATION | Unknown | NO | NONE | DISTRIBUTION | TNB | CHERAS | NO | Unknown |  |  | Unknown | NO |  | Unknown |  |  | 630.000 A | 20 |  | 20 |  | NO | [7 empty] | 0
40775832 | B11992 | PE AVENUE 6 NO 2 |  |  | BCRS/PCE/J01086/MBB11992 |  | Existing | RYB | BTHO-6 | B11993 PE AVENUE 6 NO 2 | CLOSED | CLOSED | LINK |  | 11 kV | GAS |  |  |  | Unknown | FALCON BETA | TAMCO | B21224591 | NOT APPLICABLE | AVENUE 6 NO 1 | SUBSTATION | Unknown | YES | Unknown | DISTRIBUTION | TNB | CHERAS | Unknown | 75 | Unknown | Unknown | Unknown | NO |  | LINE |  | 28 | 630.000 A | 0.63 | 50 | 20 | B11992 | NO | NOT APPLICABLE |  |  | Unknown | Unknown |  |  | 3
40775844 | B11990 | PE TOWN PARK 1 NO 1 |  |  | BCRS/PCE/J01086/MBB11990 |  | Existing | RYB | BTHO-6 | B10282 PE TOWN PARK 1 NO 1 | CLOSED | CLOSED | LINK |  | 11 kV | GAS |  |  |  | Unknown | FALCON BETA | TAMCO | B21224591 | NOT APPLICABLE | AVENUE 6 NO 1 | SUBSTATION | Unknown | NO | Unknown | DISTRIBUTION | TNB | CHERAS | NO | 75 | Unknown | Unknown | Unknown | YES |  | LINE |  | 28 | 630.000 A | 0.63 | 50 | 20 | B11990 | NO | NOT APLICABLE |  |  | Unknown | Unknown |  |  | 3
40776331 | B11993 | PE AVENUE 6 NO 1 |  |  | BCRS/PCE/J01051/MB1 | 300378170 | Existing | RYB | BTHO-6 | B11992 PE AVENUE 6 NO 1 | CLOSED | CLOSED | LINK |  | 11 kV | GAS | 2012-03-11 |  |  | Unknown | LUCY | Unknown | SSE/TNB 61/2012-5/0015 | NOT APPLICABLE | AVENUE 6 NO 2 | SUBSTATION | Unknown | YES | NONE | DISTRIBUTION | TNB | CHERAS | Unknown | 75 | Unknown | Unknown | Unknown | NO |  | LINE |  | 28 | 630.000 A | 0.63 | 50 | 20 | B11993 | NO | NOT APPLICABLE |  |  | Unknown | Unknown |  |  | 3
40776343 | B11995 | PE TOWN PARK 1 NO.3 |  |  | BCRS/PCE/J01051/MB1 | 300378170 | Existing | RYB | BTHO-6 | B11399 PE TOWN PARK 1 NO.3 | CLOSED | CLOSED | LINK |  | 11 kV | GAS | 2012-03-11 |  |  | Unknown | LUCY | Unknown | SSE/TNB 61/2012-5/0015 | NOT APPLICABLE | AVENUE 6 NO 2 | SUBSTATION | Unknown | YES | Unknown | DISTRIBUTION | TNB | CHERAS | Unknown | 75 | Unknown | Unknown | Unknown | NO |  | LINE |  | 28 | 630.000 A | 0.63 | 50 | 20 | B11995 | NO | NOT APPLICABLE |  |  | Unknown | Unknown |  |  | 3
40823073 | B09247 | B09247 |  |  | BCRS/PCE/J00560/MBB09247 | 300268533 | Existing | RYB | SGLN-3 | PPU BDR SG. LONG FEEDER 3 | CLOSED | CLOSED | LINK | 12.000 kV | 11 kV | GAS | 2003-11-01 |  |  | Unknown | TAMCO | TAMCO | B237310 | Not Applicable | TMN BUKIT SURIA NO 2 | SUBSTATION | Unknown | YES | Unknown | DISTRIBUTION | TNB | CHERAS | Unknown | 75 | Unknown | Unknown | Unknown | NO |  | LINE |  | 28 | 630.000 A | 0.63 | 50 | 20 | B09247 | NO | Not Applicable |  |  | Unknown | Unknown |  |  | 3
40823074 | B09249 | B09249 |  |  | BCRS/PCE/J00560/MBB09247 | 300268533 | Existing | RYB | SGLN-3 | TAMAN BUKIT SURIA NO.3 | CLOSED | CLOSED | LINK | 12.000 kV | 11 kV | GAS | 2003-11-01 |  |  | Unknown | TAMCO | TAMCO | B237310 | Not Applicable | TMN BUKIT SURIA NO 2 | SUBSTATION | Unknown | YES | Unknown | DISTRIBUTION | TNB | CHERAS | Unknown | 75 | Unknown | Unknown | Unknown | NO |  | LINE |  | 28 | 630.000 A | 0.63 | 50 | 20 | B09249 | NO | Not Applicable |  |  | Unknown | Unknown |  |  | 3
40848898 | B11932 | PE COMMERCIAL AREA NO 3 |  |  | BCRS/PCE/J01032/MB1 | 300430848 | Existing | RYB | MHCR2-9 | B08636 PE COMMERCIAL AREA NO 3 | CLOSED | CLOSED | LINK |  | 11 kV | GAS | 18/09/2012 |  |  | Unknown | F_and_G | INDKOM | 1204226753 | 1204226753 | JLN TEMENGGUNG 3/9 | SUBSTATION | Unknown | NO | NONE | DISTRIBUTION | TNB | CHERAS | NO | 75 |  |  | Unknown | NO |  | Unknown |  | 28 | 630.000 A | 0.63 | 50 | 20 | B11932 | NO | [5 empty] | JALAN TEMENGGUNG 3/9 |  | 3
40848902 | B11929 | PE COMMERCIAL AREA NO.6 |  |  | BCRS/PCE/J01032/MB1 | 300430848 | Existing | RYB | MHCR2-9 | B08635 PE COMMERCIAL AREA NO.6 | OPEN | CLOSED | LINK |  | 11 kV | GAS | 18/09/2012 |  |  | Unknown | F_and_G | INDKOM | 1204226753 | 1204226753 | JLN TEMENGGUNG 3/9 | SUBSTATION | Unknown | NO | NONE | DISTRIBUTION | TNB | CHERAS | NO | 75 |  |  | Unknown | NO |  | Unknown |  | 28 | 630.000 A | 0.63 | 50 | 20 | B11929 | NO | [7 empty] | 3
41553597 | B11101 | B11101 |  |  |  |  | Existing | RYB | SGLN-4 | PE TMN JELOK IMPIAN NO 1 | CLOSED | CLOSED | LINK |  | 11 kV | GAS | [5 empty] | VEI | 25361 | Not applicable | PE TAMAN JELOK IMPIAN NO 2 | SUBSTATION | Unknown | YES | Unknown | DISTRIBUTION | TNB | CHERAS | Unknown |  | Unknown | Unknown | Unknown | NO |  | LINE |  |  | 630.000 A |  |  | 20 |  | NO | Not applicable |  |  | Unknown | Unknown |  |  | 3
41556457 | B11014 | B11014 |  |  |  |  | Existing | RYB | SGLN-4 | PE TMN BKT PALMA NO 1 | CLOSED | CLOSED | LINK |  | 11 kV | GAS | [5 empty] | TOPRANK | 102L2T AK 122 | Not applicable | PE TAMAN BUKIT PALMA NO 3 | SUBSTATION | Unknown | YES | Unknown | DISTRIBUTION | TNB | CHERAS | Unknown | Unknown | Unknown | Unknown | Unknown | NO |  | LINE |  |  | 630.000 A | 20 |  | 20 |  | NO | Not applicable |  |  | Unknown | Unknown |  |  | 3
41691318 | N1 | N1 | 6748156 | 6748276 |  |  | Existing | RYB |  |  | CLOSED | CLOSED | NEUTRAL |  | Unknown | Unknown |  | 0 |  |  |  | Unknown |  |  |  | Unknown | Unknown | Unknown | Unknown | DISTRIBUTION | TNB | CHERAS | Unknown | Unknown |  |  |  | Unknown | [17 empty] | 3
41691351 | M1 | SGLN-1 | 6748146 | 6748307 |  |  | Existing | RYB |  | SIAN CHIN AIK | OPEN | OPEN | MAIN |  | 11 kV | Unknown |  | 0 |  |  |  | Unknown |  |  |  | Unknown | Unknown | Unknown | Unknown | DISTRIBUTION | TNB | CHERAS | Unknown | Unknown |  |  |  | Unknown | [17 empty] | 3
41691388 | R | SGLN-32 | 6748119 | 6748250 |  |  | Existing | RYB |  | 11KV BUSBAR | CLOSED | CLOSED | RESERVE |  | 11 kV | Unknown |  | 0 |  |  |  | Unknown |  |  |  | Unknown | Unknown | Unknown | Unknown | DISTRIBUTION | TNB | CHERAS | Unknown | Unknown |  |  |  | Unknown | [17 empty] | 3
41691399 | M1 | SGLN-31 | 6748114 | 6748272 |  |  | Existing | RYB |  | 11KV BUSBAR | CLOSED | CLOSED | MAIN |  | 11 kV | Unknown |  | 0 |  |  |  | Unknown |  |  |  | Unknown | Unknown | Unknown | Unknown | DISTRIBUTION | TNB | CHERAS | Unknown | Unknown |  |  |  | Unknown | [17 empty] | 3
41691429 | M2 | SGLN-8 | 6748066 | 6748201 |  |  | Existing | RYB |  | WETEX | CLOSED | CLOSED | MAIN |  | 11 kV | Unknown |  | 0 |  |  |  | Unknown |  |  |  | Unknown | Unknown | Unknown | Unknown | DISTRIBUTION | TNB | CHERAS | Unknown | Unknown |  |  |  | Unknown | [17 empty] | 3
41691452 | R | SGLN-2 | 6748089 | 6748252 |  |  | Existing | RYB |  | PERSIARAN SG LONG 1 BDR SG LONG | OPEN | OPEN | RESERVE |  | 11 kV | Unknown |  | 0 |  |  |  | Unknown |  |  |  | Unknown | Unknown | Unknown | Unknown | DISTRIBUTION | TNB | CHERAS | Unknown | Unknown |  |  |  | Unknown | [17 empty] | 3
41691457 | R | SGLN-1H0 (R) | 6748121 | 6748257 |  |  | Existing | RYB |  | SGLN-TX1-1H0 | OPEN | OPEN | RESERVE |  | 33 kV | Unknown |  | 0 |  |  |  | Unknown |  |  |  | Unknown | Unknown | Unknown | Unknown | DISTRIBUTION | TNB | CHERAS | Unknown | Unknown |  |  |  | Unknown | [17 empty] | 3
41691469 | R | SGLN-12 | 6748069 | 6748206 |  |  | Existing | RYB |  | BDR SG LONG GOLF CLUB | OPEN | OPEN | RESERVE |  | 11 kV | Unknown |  | 0 |  |  |  | Unknown |  |  |  | Unknown | Unknown | Unknown | Unknown | DISTRIBUTION | TNB | CHERAS | Unknown | Unknown |  |  |  | Unknown | [17 empty] | 3
41691476 | M | SGLN-1H0 (M) | 6748124 | 6748256 |  |  | Existing | RYB |  | SGLN-TX1-1H0 | CLOSED | CLOSED | MAIN |  | 33 kV | Unknown |  | 0 |  |  |  | Unknown |  |  |  | Unknown | Unknown | Unknown | Unknown | DISTRIBUTION | TNB | CHERAS | Unknown | Unknown |  |  |  | Unknown | [17 empty] | 3
41691484 | R | SGLN-4P5 (R) | 6748091 | 6748241 |  |  | Existing | RYB |  | SJIM-J28 | CLOSED | CLOSED | RESERVE |  | Unknown | Unknown |  | 0 |  |  |  | Unknown |  |  |  | Unknown | Unknown | Unknown | Unknown | DISTRIBUTION | TNB | CHERAS | Unknown | Unknown |  |  |  | Unknown | [17 empty] | 3
41691489 | M2 | SGLN-12 | 6748070 | 6748218 |  |  | Existing | RYB |  | BDR SG LONG GOLF CLUB | CLOSED | CLOSED | MAIN |  | 11 kV | Unknown |  | 0 |  |  |  | Unknown |  |  |  | Unknown | Unknown | Unknown | Unknown | DISTRIBUTION | TNB | CHERAS | Unknown | Unknown |  |  |  | Unknown | [17 empty] | 3
41691504 | M2 | SGLN-4 | 6748088 | 6748226 |  |  | Existing | RYB |  | JLN SL 13/4 SG LONG | CLOSED | CLOSED | MAIN |  | 11 kV | Unknown |  | 0 |  |  |  | Unknown |  |  |  | Unknown | Unknown | Unknown | Unknown | DISTRIBUTION | TNB | CHERAS | Unknown | Unknown |  |  |  | Unknown | [17 empty] | 3
41691509 | M | SGLN-F96 (M) | 6748147 | 6748305 |  |  | Existing | RYB |  | CJYA-3L5 | CLOSED | CLOSED | MAIN |  | Unknown | Unknown |  | 0 |  |  |  | Unknown |  |  |  | Unknown | Unknown | Unknown | Unknown | DISTRIBUTION | TNB | CHERAS | Unknown | Unknown |  |  |  | Unknown | [17 empty] | 3
41691526 | SGLN-B/C-34 | SGLN-B/C-34 | 6748120 | 6748260 |  |  | Existing | RYB |  | 11KV BUSBAR | OPEN | OPEN | BUSBAR COUPLER | 12.000 kV | Unknown | VACUMM |  | 0 |  |  | TAMCO | TAMCO | N/A | U/95 0485 |  | Unknown | Unknown | Unknown | Unknown | DISTRIBUTION | TNB | CHERAS | Unknown | Unknown |  |  |  | Unknown | [17 empty] | 3
41691533 | M | SGLN-4P5 (M) | 6748092 | 6748239 |  |  | Existing | RYB |  | SJIM-J28 | OPEN | OPEN | MAIN |  | Unknown | Unknown |  | 0 |  |  |  | Unknown |  |  |  | Unknown | Unknown | Unknown | Unknown | DISTRIBUTION | TNB | CHERAS | Unknown | Unknown |  |  |  | Unknown | [17 empty] | 3
41691549 | R | SGLN-2H0 (R) | 6748122 | 6748224 |  |  | Existing | RYB |  | SGLN-TX2-2H0 | OPEN | OPEN | RESERVE |  | 33 kV | Unknown |  | 0 |  |  |  | Unknown |  |  |  | Unknown | Unknown | Unknown | Unknown | DISTRIBUTION | TNB | CHERAS | Unknown | Unknown |  |  |  | Unknown | [17 empty] | 3
41691558 | R | SGLN-1 | 6748155 | 6748308 |  |  | Existing | RYB |  | SIAN CHIN AIK | CLOSED | CLOSED | RESERVE |  | 11 kV | Unknown |  | 0 |  |  |  | Unknown |  |  |  | Unknown | Unknown | Unknown | Unknown | DISTRIBUTION | TNB | CHERAS | Unknown | Unknown |  |  |  | Unknown | [17 empty] | 3
41691614 | M1 | SGLN-7 | 6748186 | 6748339 |  |  | Existing | RYB |  | GARDEN PARK NO 1 | OPEN | OPEN | MAIN |  | 11 kV | Unknown |  | 0 |  |  |  | Unknown |  |  |  | Unknown | Unknown | Unknown | Unknown | DISTRIBUTION | TNB | CHERAS | Unknown | Unknown |  |  |  | Unknown | [17 empty] | 3
41691633 | N5 | N5 | 6748157 | 6748327 |  |  | Existing | RYB |  |  | CLOSED | CLOSED | NEUTRAL |  | Unknown | Unknown |  | 0 |  |  |  | Unknown |  |  |  | Unknown | Unknown | Unknown | Unknown | DISTRIBUTION | TNB | CHERAS | Unknown | Unknown |  |  |  | Unknown | [17 empty] | 3
41691643 | M1 | SGLN-9 | 6748188 | 6748336 |  |  | Existing | RYB |  | BDR MAHKOTA CHERAS NO 14 | OPEN | OPEN | MAIN |  | 11 kV | Unknown |  | 0 |  |  |  | Unknown |  |  |  | Unknown | Unknown | Unknown | Unknown | DISTRIBUTION | TNB | CHERAS | Unknown | Unknown |  |  |  | Unknown | [17 empty] | 3
41691647 | M2 | SGLN-2 | 6748090 | 6748251 |  |  | Existing | RYB |  | PERSIARAN SG LONG 1 BDR SG LONG | CLOSED | CLOSED | MAIN |  | 11 kV | Unknown |  | 0 |  |  |  | Unknown |  |  |  | Unknown | Unknown | Unknown | Unknown | DISTRIBUTION | TNB | CHERAS | Unknown | Unknown |  |  |  | Unknown | [17 empty] | 3
41691654 | R | SGLN-10 | 6748067 | 6748203 |  |  | Existing | RYB |  | LOCAL TRANSFORMER | OPEN | OPEN | RESERVE |  | 11 kV | Unknown |  | 0 |  |  |  | Unknown |  |  |  | Unknown | Unknown | Unknown | Unknown | DISTRIBUTION | TNB | CHERAS | Unknown | Unknown |  |  |  | Unknown | [17 empty] | 3
41691670 | R | SGLN-F97 (R) | 6748149 | 6748285 |  |  | Existing | RYB |  | MHCR-2P5 | OPEN | OPEN | RESERVE |  | Unknown | Unknown |  | 0 |  |  |  | Unknown |  |  |  | Unknown | Unknown | Unknown | Unknown | DISTRIBUTION | TNB | CHERAS | Unknown | Unknown |  |  |  | Unknown | [17 empty] | 3
41691680 | R | SGLN-5 | 6748183 | 6748314 |  |  | Existing | RYB |  | SG LONG NO 1 | CLOSED | CLOSED | RESERVE |  | 11 kV | Unknown |  | 0 |  |  |  | Unknown |  |  |  | Unknown | Unknown | Unknown | Unknown | DISTRIBUTION | TNB | CHERAS | Unknown | Unknown |  |  |  | Unknown | [17 empty] | 3
41691691 | M1 | SGLN-5 | 6748184 | 6748313 |  |  | Existing | RYB |  | SG LONG NO 1 | OPEN | OPEN | MAIN |  | 11 kV | Unknown |  | 0 |  |  |  | Unknown |  |  |  | Unknown | Unknown | Unknown | Unknown | DISTRIBUTION | TNB | CHERAS | Unknown | Unknown |  |  |  | Unknown | [17 empty] | 3
41691696 | R | SGLN-6 | 6748063 | 6748208 |  |  | Existing | RYB |  | THAM KOK | OPEN | OPEN | RESERVE |  | 11 kV | Unknown |  | 0 |  |  |  | Unknown |  |  |  | Unknown | Unknown | Unknown | Unknown | DISTRIBUTION | TNB | CHERAS | Unknown | Unknown |  |  |  | Unknown | [17 empty] | 3
41691703 | R | SGLN-7 | 6748185 | 6748338 |  |  | Existing | RYB |  | GARDEN PARK NO 1 | CLOSED | CLOSED | RESERVE |  | 11 kV | Unknown |  | 0 |  |  |  | Unknown |  |  |  | Unknown | Unknown | Unknown | Unknown | DISTRIBUTION | TNB | CHERAS | Unknown | Unknown |  |  |  | Unknown | [17 empty] | 3
41691707 | R | SGLN-3 | 6748154 | 6748311 |  |  | Existing | RYB |  | TMN BUKIT SURIA 2 TMN RAKAN | CLOSED | CLOSED | RESERVE |  | 11 kV | Unknown |  | 0 |  |  |  | Unknown |  |  |  | Unknown | Unknown | Unknown | Unknown | DISTRIBUTION | TNB | CHERAS | Unknown | Unknown |  |  |  | Unknown | [17 empty] | 3
41691713 | M2 | SGLN-32 | 6748118 | 6748249 |  |  | Existing | RYB |  | 11KV BUSBAR | OPEN | OPEN | MAIN |  | 11 kV | Unknown |  | 0 |  |  |  | Unknown |  |  |  | Unknown | Unknown | Unknown | Unknown | DISTRIBUTION | TNB | CHERAS | Unknown | Unknown |  |  |  | Unknown | [17 empty] | 3
41691723 | SGLN-B/S-30 | SGLN-B/S-30 | 6748117 | 6748245 |  |  | Existing | RYB |  | 11KV BUSBAR | CLOSED | CLOSED | BUSBAR SECTION | 12.000 kV | Unknown | VACUMM |  | 0 |  |  | TAMCO | TAMCO | N/A | U/95 0479 |  | Unknown | Unknown | Unknown | Unknown | DISTRIBUTION | TNB | CHERAS | Unknown | Unknown |  |  |  | Unknown | [17 empty] | 3
41691728 | M2 | SGLN-6 | 6748064 | 6748207 |  |  | Existing | RYB |  | THAM KOK | CLOSED | CLOSED | MAIN |  | 11 kV | Unknown |  | 0 |  |  |  | Unknown |  |  |  | Unknown | Unknown | Unknown | Unknown | DISTRIBUTION | TNB | CHERAS | Unknown | Unknown |  |  |  | Unknown | [17 empty] | 3
41691749 | R | SGLN-8 | 6748065 | 6748200 |  |  | Existing | RYB |  | WETEX | OPEN | OPEN | RESERVE |  | 11 kV | Unknown |  | 0 |  |  |  | Unknown |  |  |  | Unknown | Unknown | Unknown | Unknown | DISTRIBUTION | TNB | CHERAS | Unknown | Unknown |  |  |  | Unknown | [17 empty] | 3
41691763 | R | SGLN-9 | 6748187 | 6748335 |  |  | Existing | RYB |  | BDR MAHKOTA CHERAS NO 14 | CLOSED | CLOSED | RESERVE |  | 11 kV | Unknown |  | 0 |  |  |  | Unknown |  |  |  | Unknown | Unknown | Unknown | Unknown | DISTRIBUTION | TNB | CHERAS | Unknown | Unknown |  |  |  | Unknown | [17 empty] | 3
41691778 | N4 | N4 | 6748145 | 6748325 |  |  | Existing | RYB |  |  | OPEN | OPEN | NEUTRAL |  | Unknown | Unknown |  | 0 |  |  |  | Unknown |  |  |  | Unknown | Unknown | Unknown | Unknown | DISTRIBUTION | TNB | CHERAS | Unknown | Unknown |  |  |  | Unknown | [17 empty] | 3
41691791 | M | SGLN-F97 (M) | 6748150 | 6748289 |  |  | Existing | RYB |  | MHCR-2P5 | CLOSED | CLOSED | MAIN |  | Unknown | Unknown |  | 0 |  |  |  | Unknown |  |  |  | Unknown | Unknown | Unknown | Unknown | DISTRIBUTION | TNB | CHERAS | Unknown | Unknown |  |  |  | Unknown | [17 empty] | 3
41691803 | M1 | SGLN-3 | 6748153 | 6748310 |  |  | Existing | RYB |  | TMN BUKIT SURIA 2 TMN RAKAN | OPEN | OPEN | MAIN |  | 11 kV | Unknown |  | 0 |  |  |  | Unknown |  |  |  | Unknown | Unknown | Unknown | Unknown | DISTRIBUTION | TNB | CHERAS | Unknown | Unknown |  |  |  | Unknown | [17 empty] | 3
41691807 | M2 | SGLN-10 | 6748068 | 6748204 |  |  | Existing | RYB |  | LOCAL TRANSFORMER | CLOSED | CLOSED | MAIN |  | 11 kV | Unknown |  | 0 |  |  |  | Unknown |  |  |  | Unknown | Unknown | Unknown | Unknown | DISTRIBUTION | TNB | CHERAS | Unknown | Unknown |  |  |  | Unknown | [17 empty] | 3
41691823 | N2 | N2 | 6748144 | 6748278 |  |  | Existing | RYB |  |  | CLOSED | CLOSED | NEUTRAL |  | Unknown | Unknown |  | 0 |  |  |  | Unknown |  |  |  | Unknown | Unknown | Unknown | Unknown | DISTRIBUTION | TNB | CHERAS | Unknown | Unknown |  |  |  | Unknown | [17 empty] | 3
41691844 | R | SGLN-4 | 6748087 | 6748227 |  |  | Existing | RYB |  | JLN SL 13/4 SG LONG | OPEN | OPEN | RESERVE |  | 11 kV | Unknown |  | 0 |  |  |  | Unknown |  |  |  | Unknown | Unknown | Unknown | Unknown | DISTRIBUTION | TNB | CHERAS | Unknown | Unknown |  |  |  | Unknown | [17 empty] | 3
41691851 | M | SGLN-2H0 (M) | 6748123 | 6748223 |  |  | Existing | RYB |  | SGLN-TX2-2H0 | CLOSED | CLOSED | MAIN |  | 33 kV | Unknown |  | 0 |  |  |  | Unknown |  |  |  | Unknown | Unknown | Unknown | Unknown | DISTRIBUTION | TNB | CHERAS | Unknown | Unknown |  |  |  | Unknown | [17 empty] | 3
41691869 | R | SGLN-31 | 6748115 | 6748274 |  |  | Existing | RYB |  | 11KV BUSBAR | OPEN | OPEN | RESERVE |  | 11 kV | Unknown |  | 0 |  |  |  | Unknown |  |  |  | Unknown | Unknown | Unknown | Unknown | DISTRIBUTION | TNB | CHERAS | Unknown | Unknown |  |  |  | Unknown | [17 empty] | 3
41691877 | R | SGLN-F96 (R) | 6748148 | 6748321 |  |  | Existing | RYB |  | CJYA-3L5 | OPEN | OPEN | RESERVE |  | Unknown | Unknown |  | 0 |  |  |  | Unknown |  |  |  | Unknown | Unknown | Unknown | Unknown | DISTRIBUTION | TNB | CHERAS | Unknown | Unknown |  |  |  | Unknown | [17 empty] | 3
41691886 | M1 | CJYA-7L5 | 6728764 | 6728778 |  |  | Existing | RYB |  | SPARE1(CJYA) | CLOSED | CLOSED | MAIN |  | Unknown | Unknown |  | 0 |  |  |  | Unknown |  |  |  | Unknown | Unknown | Unknown | Unknown | DISTRIBUTION | TNB | CHERAS | Unknown | Unknown |  |  |  | Unknown | [17 empty] | 3
41691895 | R | CJYA-7L5 | 6728763 | 6728777 |  |  | Existing | RYB |  | SPARE1(CJYA) | OPEN | OPEN | RESERVE |  | Unknown | Unknown |  | 0 |  |  |  | Unknown |  |  |  | Unknown | Unknown | Unknown | Unknown | DISTRIBUTION | TNB | CHERAS | Unknown | Unknown |  |  |  | Unknown | [17 empty] | 3
41692570 |  | SGLN-31 | 6748114 | 6748272 |  |  | Existing | RYB |  | 11KV BUSBAR | CLOSED | CLOSED | MAIN |  | 11 kV | Unknown |  | 0 |  |  |  | Unknown |  |  | PMU CHERAS JAYA 132/33/11kV | Unknown | Unknown | Unknown | Unknown | DISTRIBUTION | TNB | CHERAS | Unknown | Unknown |  |  |  | Unknown | [17 empty] | 3
41692687 | R2N2 | N5 | 6748157 | 6748327 |  |  | Existing | RYB |  |  | CLOSED | CLOSED | NEUTRAL |  | Unknown | Unknown |  | 0 |  |  |  | Unknown |  |  | PMU CHERAS JAYA 132/33/11kV | Unknown | Unknown | Unknown | Unknown | DISTRIBUTION | TNB | CHERAS | Unknown | Unknown |  |  |  | Unknown | [8 empty] | R2N2 | [8 empty] | 3
41692754 |  | SGLN-7 | 6748186 | 6748339 |  |  | Existing | RYB |  | GARDEN PARK NO 1 | CLOSED | CLOSED | MAIN |  | 11 kV | Unknown |  | 0 |  |  |  | Unknown |  |  | PMU CHERAS JAYA 132/33/11kV | Unknown | Unknown | Unknown | Unknown | DISTRIBUTION | TNB | CHERAS | Unknown | Unknown |  |  |  | Unknown | [17 empty] | 3
41692763 |  | SGLN-5 | 6748184 | 6748313 |  |  | Existing | RYB |  | SG LONG NO 1 | CLOSED | CLOSED | MAIN |  | 11 kV | Unknown |  | 0 |  |  |  | Unknown |  |  | PMU CHERAS JAYA 132/33/11kV | Unknown | Unknown | Unknown | Unknown | DISTRIBUTION | TNB | CHERAS | Unknown | Unknown |  |  |  | Unknown | [17 empty] | 3
41692796 |  | SGLN-7 | 6748185 | 6748338 |  |  | Existing | RYB |  | GARDEN PARK NO 1 | OPEN | OPEN | RESERVE |  | 11 kV | Unknown |  | 0 |  |  |  | Unknown |  |  | PMU CHERAS JAYA 132/33/11kV | Unknown | Unknown | Unknown | Unknown | DISTRIBUTION | TNB | CHERAS | Unknown | Unknown |  |  |  | Unknown | [17 empty] | 3
41692823 | T3N2 | N1 | 6748156 | 6748276 |  |  | Existing | RYB |  |  | CLOSED | CLOSED | NEUTRAL |  | Unknown | Unknown |  | 0 |  |  |  | Unknown |  |  | PMU CHERAS JAYA 132/33/11kV | Unknown | Unknown | Unknown | Unknown | DISTRIBUTION | TNB | CHERAS | Unknown | Unknown |  |  |  | Unknown | [8 empty] | T3N2 | [8 empty] | 3
41692831 | N2 | N4 | 6748145 | 6748325 |  |  | Existing | RYB |  |  | OPEN | OPEN | NEUTRAL |  | Unknown | Unknown |  | 0 |  |  |  | Unknown |  |  | PMU CHERAS JAYA 132/33/11kV | Unknown | Unknown | Unknown | Unknown | DISTRIBUTION | TNB | CHERAS | Unknown | Unknown |  |  |  | Unknown | [8 empty] | N2 | [8 empty] | 3
41692891 |  | SGLN-31 | 6748115 | 6748274 |  |  | Existing | RYB |  | 11KV BUSBAR | OPEN | OPEN | RESERVE |  | 11 kV | Unknown |  | 0 |  |  |  | Unknown |  |  | PMU CHERAS JAYA 132/33/11kV | Unknown | Unknown | Unknown | Unknown | DISTRIBUTION | TNB | CHERAS | Unknown | Unknown |  |  |  | Unknown | [17 empty] | 3
41692931 |  | SGLN-3 | 6748154 | 6748311 |  |  | Existing | RYB |  | TMN BUKIT SURIA 2 TMN RAKAN | OPEN | OPEN | RESERVE |  | 11 kV | Unknown |  | 0 |  |  |  | Unknown |  |  | PMU CHERAS JAYA 132/33/11kV | Unknown | Unknown | Unknown | Unknown | DISTRIBUTION | TNB | CHERAS | Unknown | Unknown |  |  |  | Unknown | [17 empty] | 3
41692935 |  | SGLN-9 | 6748188 | 6748336 |  |  | Existing | RYB |  | BDR MAHKOTA CHERAS NO 14 | OPEN | OPEN | MAIN |  | 11 kV | Unknown |  | 0 |  |  |  | Unknown |  |  | PMU CHERAS JAYA 132/33/11kV | Unknown | Unknown | Unknown | Unknown | DISTRIBUTION | TNB | CHERAS | Unknown | Unknown |  |  |  | Unknown | [17 empty] | 3
41692980 |  | SGLN-3 | 6748153 | 6748310 |  |  | Existing | RYB |  | TMN BUKIT SURIA 2 TMN RAKAN | CLOSED | CLOSED | MAIN |  | 11 kV | Unknown |  | 0 |  |  |  | Unknown |  |  | PMU CHERAS JAYA 132/33/11kV | Unknown | Unknown | Unknown | Unknown | DISTRIBUTION | TNB | CHERAS | Unknown | Unknown |  |  |  | Unknown | [17 empty] | 3
41692985 |  | SGLN-1 | 6748146 | 6748307 |  |  | Existing | RYB |  | SIAN CHIN AIK | CLOSED | CLOSED | MAIN |  | 11 kV | Unknown |  | 0 |  |  |  | Unknown |  |  | PMU CHERAS JAYA 132/33/11kV | Unknown | Unknown | Unknown | Unknown | DISTRIBUTION | TNB | CHERAS | Unknown | Unknown |  |  |  | Unknown | [17 empty] | 3
41693062 |  | SGLN-9 | 6748187 | 6748335 |  |  | Existing | RYB |  | BDR MAHKOTA CHERAS NO 14 | OPEN | OPEN | RESERVE |  | 11 kV | Unknown |  | 0 |  |  |  | Unknown |  |  | PMU CHERAS JAYA 132/33/11kV | Unknown | Unknown | Unknown | Unknown | DISTRIBUTION | TNB | CHERAS | Unknown | Unknown |  |  |  | Unknown | [17 empty] | 3
41693071 |  | SGLN-1 | 6748155 | 6748308 |  |  | Existing | RYB |  | SIAN CHIN AIK | OPEN | OPEN | RESERVE |  | 11 kV | Unknown |  | 0 |  |  |  | Unknown |  |  | PMU CHERAS JAYA 132/33/11kV | Unknown | Unknown | Unknown | Unknown | DISTRIBUTION | TNB | CHERAS | Unknown | Unknown |  |  |  | Unknown | [17 empty] | 3
41693100 |  | SGLN-5 | 6748183 | 6748314 |  |  | Existing | RYB |  | SG LONG NO 1 | OPEN | OPEN | RESERVE |  | 11 kV | Unknown |  | 0 |  |  |  | Unknown |  |  | PMU CHERAS JAYA 132/33/11kV | Unknown | Unknown | Unknown | Unknown | DISTRIBUTION | TNB | CHERAS | Unknown | Unknown |  |  |  | Unknown | [17 empty] | 3
41693109 |  | CJYA-7L5 | 6728763 | 6728777 |  |  | Existing | RYB | CJYA-8L5 | SPARE1(CJYA) | OPEN | OPEN | RESERVE |  | 33 kV | Unknown |  | 0 |  |  |  | Unknown |  |  | PMU CHERAS JAYA 132/33/11kV | Unknown | Unknown | Unknown | Unknown | DISTRIBUTION | TNB | CHERAS | Unknown | Unknown |  |  |  | Unknown | [17 empty] | 3
41693116 |  | CJYA-7L5 | 6728764 | 6728778 |  |  | Existing | RYB | CJYA-8L5 |  | CLOSED | CLOSED | MAIN |  | 33 kV | Unknown |  | 0 |  |  |  | Unknown |  |  | PMU CHERAS JAYA 132/33/11kV | Unknown | Unknown | Unknown | Unknown | DISTRIBUTION | TNB | CHERAS | Unknown | Unknown |  |  |  | Unknown | [17 empty] | 3
41693173 |  | SGLN-9 | 6748187 | 6748335 |  |  | Existing | RYB |  | BDR MAHKOTA CHERAS NO 14 | OPEN | CLOSED | RESERVE |  | 11 kV | Unknown |  | 0 |  |  |  | Unknown |  |  | PMU CHERAS JAYA 132/33/11kV | Unknown | Unknown | Unknown | Unknown | DISTRIBUTION | TNB | CHERAS | Unknown | Unknown |  |  |  | Unknown | [17 empty] | 3
41693178 |  | SGLN-9 | 6748188 | 6748336 |  |  | Existing | RYB |  | BDR MAHKOTA CHERAS NO 14 | OPEN | OPEN | MAIN |  | 11 kV | Unknown |  | 0 |  |  |  | Unknown |  |  | PMU CHERAS JAYA 132/33/11kV | Unknown | Unknown | Unknown | Unknown | DISTRIBUTION | TNB | CHERAS | Unknown | Unknown |  |  |  | Unknown | [17 empty] | 3
41840868 | B11854 | B11854 |  |  |  |  | Existing | Unknown |  | PE CHAN & CHUAN | CLOSED | CLOSED | LINK |  | 11 kV | GAS |  |  |  |  | INDKOM |  |  | NOT APPLICABLE |  | SUBSTATION | Unknown | YES | Unknown | DISTRIBUTION | TNB | CHERAS | Unknown | Unknown | Unknown | Unknown | Unknown | NO |  | LINE |  |  | 630.000 A |  |  | 20 |  | NO | NOT APPLICABLE |  |  | Unknown | Unknown |  |  | 0
41840874 | B11851 | B11851 |  |  |  |  | Existing | Unknown |  | PE YP PRECISION | CLOSED | CLOSED | LINK |  | 11 kV | GAS |  |  |  |  | INDKOM |  |  | NOT APPLICABLE |  | SUBSTATION | Unknown | YES | Unknown | DISTRIBUTION | TNB | CHERAS | Unknown | Unknown | Unknown | Unknown | Unknown | NO |  | LINE |  |  | 630.000 A |  |  | 20 |  | NO | NOT APPLICABLE |  |  | Unknown | Unknown |  |  | 0
41887970 | B08605 | B08605 |  |  | BCRS/PCE/J00454/MBB08603 | 300270049 | Existing | RYB | MHCR-11 | PE JALAN PAHLAWAN 9/3 NO.2 | CLOSED | CLOSED | LINK |  | 11 kV | GAS | 2005-11-01 |  |  |  |  | TAMCO | 1111225383 |  | JLN PAHLAWAN 9/3 | SUBSTATION | Unknown | YES | Unknown | DISTRIBUTION | TNB | CHERAS | Unknown | 75 | Unknown | Unknown |  | NO |  | LINE |  | 28 | 630.000 A | 0.63 | 50 | 20 | B08605 | NO |  |  |  | Unknown | Unknown |  |  | 3
41887974 | B08603 | B08603 |  |  | BCRS/PCE/J00454/MBB08603 | 300270049 | Existing | RYB | MHCR-11 | PPU BMC VCB 11 | CLOSED | CLOSED | LINK |  | 11 kV | GAS | 2005-11-01 |  |  |  |  | TAMCO | 1111225383 |  | JLN PAHLAWAN 9/3 | SUBSTATION | Unknown | YES | Unknown | DISTRIBUTION | TNB | CHERAS | Unknown | 75 | Unknown | Unknown |  | NO |  | LINE |  | 28 | 630.000 A | 0.63 | 50 | 20 | B08603 | NO | N/A |  |  | Unknown | Unknown |  |  | 3
41896558 | B10803 | B10803 |  |  | BCRS/PCE/J00956/MB1 | 300319954 | Existing | RYB | PBEL(P)-2 | B09384 KEN LEE (M) SDN BHD | CLOSED | CLOSED | LINK |  | 11 kV | GAS | 2009-11-11 |  |  | Unknown | VEI | VEI | 25024 |  | GOLDEN STAR CRYSTAL | SUBSTATION | Unknown | NO | NONE | DISTRIBUTION | TNB | CHERAS | NO | 75 |  |  | Unknown | NO |  | LINE |  | 28 | 630.000 A | 0.63 | 50 | 20 | B10803 | NO | [7 empty] | 3
41896559 | B10800 | B10800 |  |  | BCRS/PCE/J00956/MB1 | 300319954 | Existing | RYB | PBEL(P)-2 | B09385 SOON LEE METAL S/B | CLOSED | CLOSED | LINK |  | 11 kV | GAS | 2009-11-11 |  |  | Unknown | VEI | VEI | 25024 |  | GOLDEN STAR CRYSTAL | SUBSTATION | Unknown | NO | NONE | DISTRIBUTION | TNB | CHERAS | NO | 75 |  |  | Unknown | NO |  | LINE |  | 28 | 630.000 A | 0.63 | 50 | 20 | B10800 | NO | [7 empty] | 3
41935223 | B01790 | [5 empty] | Existing | Unknown |  |  | CLOSED | CLOSED | LINK | 12.000 kV | 11 kV | GAS | [5 empty] | TAMCO | E230954 |  |  | SUBSTATION | Unknown | NO | NONE | DISTRIBUTION | TNB | CHERAS | NO | Unknown |  |  |  | NO |  |  |  |  | 630.000 A | 20 |  | 20 |  | NO | [7 empty] | 0
41935225 | N/A | [5 empty] | Existing | Unknown |  |  | CLOSED | CLOSED | LINK |  | 11 kV | GAS |  |  |  |  | TAMCO |  |  | E230954 |  | SUBSTATION | Unknown | NO | NONE | DISTRIBUTION | TNB | CHERAS | NO | Unknown |  |  |  | NO |  |  |  |  | 630.000 A | 20 |  | 20 |  | NO | [7 empty] | 0
41935228 | B01788 | [5 empty] | Existing | Unknown |  |  | CLOSED | CLOSED | LINK |  | 11 kV | GAS | [5 empty] | TAMCO | E230954 |  |  | SUBSTATION | Unknown | NO | NONE | DISTRIBUTION | TNB | CHERAS | NO | Unknown |  |  |  | NO |  |  |  |  | 630.000 A | 20 |  | 20 |  | NO | [7 empty] | 0
42094097 | B10990 | B10990 |  |  | BCRS/PCE/J00975/MB | 300319476 | Existing | RYB | PBEL(P)-9 | PE MEIKA FOOD NO.2 | CLOSED | CLOSED | LINK |  | 11 kV | GAS | 18/07/1998 |  |  |  | LUCY | EPE | SF6594 |  | SEIK LAM COMPONENTS | SUBSTATION | Unknown | YES | Unknown | DISTRIBUTION | TNB | CHERAS | Unknown | 75 | Unknown | Unknown | Unknown | NO |  | LINE |  | 28 | 630.000 A | 0.63 | 50 | 20 | B10990 | NO | Not applicable |  |  | Unknown | Unknown |  |  | 3
42094109 | B10992 | B10992 |  |  | BCRS/PCE/J00975/MB | 300319476 | Existing | RYB | PBEL(P)-9 | PE MASTER SHANGHAI | CLOSED | CLOSED | LINK |  | 11 kV | GAS | 18/07/1998 |  |  |  | LUCY | EPE | SF6594 |  | SEIK LAM COMPONENTS | SUBSTATION | Unknown | YES | Unknown | DISTRIBUTION | TNB | CHERAS | Unknown | 75 | Unknown | Unknown | Unknown | NO |  | LINE |  | 28 | 630.000 A | 0.63 | 50 | 20 | B10992 | NO | Not applicable |  |  | Unknown | Unknown |  |  | 3
42145610 | B09455 | B09455 |  |  | BCRS/PCE/J00779/MBB09455 | 300272323 | Existing | RYB | PMU KJNG-2 | PE TMN DESA BARU COMPACT | CLOSED | CLOSED | LINK |  | 11 kV | GAS | 18/07/1998 | [7 empty] | TMN DESA BARU NO 2 COMPACT | SUBSTATION | Unknown | YES | Unknown | DISTRIBUTION | TNB | CHERAS | Unknown | Unknown | Unknown | Unknown | Unknown | NO |  | LINE |  |  | 630.000 A | 20 |  | 20 | B09455 | NO | Not applicable |  |  | Unknown | Unknown |  |  | 3
42145622 | B09457 | B09457 |  |  | BCRS/PCE/J00779/MBB09455 | 300272323 | Existing | RYB | PMU KJNG-2 | PE TMN CUEPACS NO.1 | CLOSED | CLOSED | LINK |  | 11 kV | GAS | 18/07/1998 | [7 empty] | TMN DESA BARU NO 2 COMPACT | SUBSTATION | Unknown | YES | Unknown | DISTRIBUTION | TNB | CHERAS | Unknown | Unknown | Unknown | Unknown | Unknown | NO |  | LINE |  |  | 630.000 A | 20 |  | 20 | B09457 | NO | Not applicable |  |  | Unknown | Unknown |  |  | 3
42149904 | B11854 | B11854 |  |  | BCRS/PCE/J01034/MB1 | 300430849 | Existing | RYB | CJYA-14 | PE CHAN & CHUA | CLOSED | CLOSED | LINK |  | 11 kV | GAS | 28/07/2012 |  |  |  | INDKOM | INDKOM | 1204226749 |  | PE JALAN PERUSAHAAN 3 | SUBSTATION | Unknown | YES | Unknown | DISTRIBUTION | TNB | CHERAS | Unknown | 75 | Unknown | Unknown | Unknown | NO |  | LINE |  | 28 | 630.000 A | 0.63 | 50 | 20 | B11854 | NO | Not applicable |  |  | Unknown | Unknown |  |  | 3
42149908 | B11851 | B11851 |  |  | BCRS/PCE/J01034/MB1 | 300430849 | Existing | RYB | CJYA-14 | PE YP PRECISION | CLOSED | CLOSED | LINK |  | 11 kV | GAS | 28/07/2012 |  |  |  | INDKOM | INDKOM | 1204226749 |  | PE JALAN PERUSAHAAN 3 | SUBSTATION | Unknown | YES | Unknown | DISTRIBUTION | TNB | CHERAS | Unknown | 75 | Unknown | Unknown | Unknown | NO |  | LINE |  | 28 | 630.000 A | 0.63 | 50 | 20 | B11851 | NO | Not applicable |  |  | Unknown | Unknown |  |  | 3
42251173 | B11647 | B04213 PE FORMAPAC NO 1 |  |  | BCRS/PCE/J01024/MBB11647 | 300318501 | Existing | RYB |  | B04213 PE FORMAPAC NO 1 | CLOSED | CLOSED | LINK |  | 11 kV | GAS | 2012-12-01 |  |  | Unknown | F_and_G | INDKOM | 1111225368 | NOT APPLICABLE | TMN SETIA IMPIAN BKT ANGKAT | SUBSTATION | Unknown | YES | Unknown | DISTRIBUTION | TNB | CHERAS | Unknown | 75 | Unknown | Unknown | Unknown | NO |  | LINE |  | 28 | 630.000 A | 0.63 | 50 | 20 | B11647 | NO | NOT APPLICABLE |  |  | Unknown | Unknown |  |  | 3
42251177 | B11650 | B11714 PE TAMAN SETIA IMPIAN 2 |  |  | BCRS/PCE/J01024/MBB11647 | 300318501 | Existing | RYB |  | B11714 PE TAMAN SETIA IMPIAN 2 | CLOSED | CLOSED | LINK |  | 11 kV | GAS | 2012-12-01 |  |  | Unknown | F_and_G | INDKOM | 1111225368 | NOT APPLICABLE | TMN SETIA IMPIAN BKT ANGKAT | SUBSTATION | Unknown | YES | Unknown | DISTRIBUTION | TNB | CHERAS | Unknown | 75 | Unknown | Unknown | Unknown | NO |  | LINE |  | 28 | 630.000 A | 0.63 | 50 | 20 | B11650 | NO | NOT APPLICABLE |  |  | Unknown | Unknown |  |  | 3
42270136 | B11886 | B11886 |  |  | BCRS/PCE/J01072/MB3 | 300448365 | Existing | RYB | JUBA-2 | BUS SECTION | CLOSED | CLOSED | BUSBAR SECTION |  | 11 kV | VACUMM | 2012-11-11 |  |  |  | TOPRANK | TOPRANK | HV1201E18 | Not applicable | DEPOH RAPID | Unknown | Unknown | YES | Unknown | DISTRIBUTION | TNB | CHERAS | Unknown | 75 | Unknown | Unknown | Unknown | NO |  | LINE |  | 28 | 630.000 A | 0.63 | 50 | 20 | B11886 | NO | Not applicable |  |  | Unknown | Unknown |  |  | 1
42347434 | B12328 | B12328 |  |  |  |  | Existing | Unknown |  | PE ESSO L/JAYA | CLOSED | CLOSED | LINK |  | 11 kV | GAS | [7 empty] | NOT APPLICABLE |  | SUBSTATION | Unknown | YES | Unknown | DISTRIBUTION | TNB | CHERAS | Unknown | Unknown | Unknown | Unknown | Unknown | NO |  | LINE |  |  | 630.000 A | 20 | 12 | 20 |  | NO | NOT APPLICABLE |  |  | Unknown | Unknown |  |  | 0
42347444 | B12327 | B12327 |  |  |  |  | Existing | Unknown |  | PPU TMN MAS VCB 8 | CLOSED | CLOSED | LINK |  | 11 kV | GAS | [7 empty] | NOT APPLICABLE |  | SUBSTATION | Unknown | YES | Unknown | DISTRIBUTION | TNB | CHERAS | Unknown | Unknown | Unknown | Unknown | Unknown | NO |  | LINE |  |  | 630.000 A | 20 | 12 | 20 |  | NO | NOT APPLICABLE |  |  | Unknown | Unknown |  |  | 0
42347445 | B12329 | B12329 |  |  |  |  | Existing | Unknown |  | TMN MAS SEMENTARA A | CLOSED | CLOSED | LINK |  | 11 kV | GAS | [7 empty] | NOT APPLICABLE |  | SUBSTATION | Unknown | YES | Unknown | DISTRIBUTION | TNB | CHERAS | Unknown | Unknown | Unknown | Unknown | Unknown | NO |  | LINE |  |  | 630.000 A | 20 | 12 | 20 |  | NO | NOT APPLICABLE |  |  | Unknown | Unknown |  |  | 0
42347470 | B12173 | B12172 |  |  |  |  | Existing | Unknown |  | PE TMN SERI MAS NO.2 | CLOSED | CLOSED | LINK |  | 11 kV | GAS | [7 empty] | NOT APPLICABLE |  | SUBSTATION | Unknown | YES | Unknown | DISTRIBUTION | TNB | CHERAS | NO | Unknown | Unknown | Unknown | Unknown | NO |  | LINE |  |  | 630.000 A | 20 |  | 20 |  | NO | NOT APPLICABLE |  |  | Unknown | Unknown |  |  | 0
42347480 | B12168 | B12168 |  |  |  |  | Existing | Unknown |  | PE TMN PERKASA INDAH | CLOSED | CLOSED | LINK |  | 11 kV | GAS | [7 empty] | NOT APPLICABLE |  | SUBSTATION | Unknown | YES | Unknown | DISTRIBUTION | TNB | CHERAS | Unknown | Unknown | Unknown | Unknown | Unknown | NO |  | LINE |  |  | 630.000 A | 20 |  | 20 |  | NO | NOT APPLICABLE |  |  | Unknown | Unknown |  |  | 0
42399007 |  | B10889 |  |  |  |  | Existing | RYB | SGLN-6 | BUS SECTION | OPEN | OPEN | BUSBAR SECTION | 12.000 kV | 11 kV | VACUMM | [5 empty] | ITEM | 7207 | Not applicable | SSU JUSCO BMC | Unknown | Unknown | YES | Unknown | DISTRIBUTION | TNB | CHERAS | Unknown | Unknown | Unknown | Unknown | Unknown | NO |  | LINE |  |  | 630.000 A | 20 |  | 20 |  | NO | Not applicable |  |  | Unknown | Unknown |  |  | 3
42454781 | B12275 | B12275 |  |  | BCRS/PCE/J00160/MBB02051 | 300005354 | Existing | RYB | BTHO-5 | B09095 JLN MAS 3 TMN LAGENDA MAS | OPEN | CLOSED | LINK | 16.000 kV | 11 kV | OIL | 2012-11-11 | 1997 | K55/1344 | Unknown | REYROLLE | INDKOM | K55/1344 | N/A | TMN CHERAS MAS NO 1 | SUBSTATION | Unknown | Unknown | Unknown | DISTRIBUTION | TNB | CHERAS | Unknown | 75 |  |  | Unknown | Unknown |  | LINE |  | 28 | 630.000 A | 0.63 | 50 | 21.9 | B12275 | Unknown |  |  |  |  | 0 | TAMAN CHERAS MAS |  | 3
43940505 | B12354 | PENGGUNA HT | 6783894 | 6783893 | BCRS/PCE/J00175/MBB05340 | 300005470 | Existing | RYB | BTHO-6 | PENGGUNA HT | CLOSED | CLOSED | LINK |  | 11 kV | GAS | 2001-11-01 |  |  | Unknown | F_and_G | INDKOM | 1304319890 |  | BTHO NO 19 | CUSTOMER | Unknown | Unknown | Unknown | DISTRIBUTION | TNB | CHERAS | Unknown | 75 |  |  | Unknown | Unknown |  | Unknown |  | 28 |  | 0.63 | 50 | 20 | B12354 | Unknown |  |  |  |  | 0 | BTHO NO 19 |  | 3
44843987 | B12422 | B12422 |  |  | BCRS/PCE/J01097/MB1 | 300447691 | Existing | RYB | SGLN-3 | B10195 PE TMN SURIA NO 2 | CLOSED | CLOSED | LINK |  | 11 kV | GAS | 24/07/2013 |  |  | Unknown | TOSHIBA | INDKOM | ID2L2TBI25 |  | TMN TROPICANA CHERAS | SUBSTATION | Unknown | YES | Unknown | DISTRIBUTION | TNB | CHERAS | Unknown | 75 | Unknown | Unknown | Unknown | NO |  | LINE |  | 28 |  | 0.63 | 50 | 20 | B12422 | Unknown |  |  |  | Unknown | Unknown |  |  | 3
44843993 | B12425 | B12425 |  |  | BCRS/PCE/J01097/MB1 | 300447691 | Existing | RYB | SGLN-3 | B09278 PE TAMAN SURIA | CLOSED | CLOSED | LINK |  | 11 kV | GAS | 24/07/2013 |  |  | Unknown | TOSHIBA | INDKOM | ID2L2TBI25 |  | TMN TROPICANA CHERAS | SUBSTATION | Unknown | NO | NONE | DISTRIBUTION | TNB | CHERAS | NO | 75 | Unknown | Unknown | Unknown | NO |  | LINE |  | 28 |  | 0.63 | 50 | 20 | B12425 | Unknown | N/A | [6 empty] | 3
44862821 | B08453 | B08453 |  |  | BCRS/PCE/J00459/MB | 300431555 | Existing | RYB | SGLN-9 | B12850 PE MAHKOTA HILLS | CLOSED | CLOSED | LINK |  | 11 kV | GAS | 2006-11-01 |  |  | Unknown | VEI | VEI | 3094 | NOT APPLICABLE | TMN PINGGIRAN MAHKOTA - B2332 | SUBSTATION | Unknown | YES | Unknown | DISTRIBUTION | TNB | CHERAS | Unknown | 75 | Unknown | Unknown | Unknown | NO |  | LINE |  | 28 |  | 0.63 | 50 | 20 | B08453 | NO | N/A |  |  | Unknown | Unknown |  |  | 3
44862822 | B08451 | B08451 |  |  | BCRS/PCE/J00459/MB | 300431555 | Existing | RYB | SGLN-9 | B09137 PE TMN. SUNNYSIDE VALE NO.3 | CLOSED | CLOSED | LINK |  | 11 kV | GAS | 2006-11-01 |  |  | Unknown | VEI | VEI | 3094 | NOT APPLICABLE | TMN PINGGIRAN MAHKOTA - B2332 | SUBSTATION | Unknown | NO | NONE | DISTRIBUTION | TNB | CHERAS | Unknown | 75 | Unknown | Unknown | NONE | NO |  | LINE |  | 28 |  | 0.63 | 50 | 20 | B08451 | NO | NOT APPLICABLE |  |  | Unknown | Unknown |  |  | 3
44862861 | B11414 | PE THE I RESIDENCE NO.1 |  |  | BCRS/PCE/J00993/MB1 | 300319365 | Existing | RYB | MHCR2-7 | B13468 PE THE I RESIDENCE NO.1 | CLOSED | CLOSED | LINK |  | 11 kV | GAS | 2010-11-01 |  |  | Unknown | OTHERS | SCHNEIDER | SF-2010-W38-1-008 | NOT APPLICABLE | COMPACT JLN BENDAHARA | SUBSTATION | Unknown | YES | Unknown | DISTRIBUTION | TNB | CHERAS | Unknown | 75 | Unknown | Unknown | Unknown | NO |  | LINE |  | 28 |  | 0.63 | 50 | 20 | B11414 | NO | NOT APPLICABLE |  |  | Unknown | Unknown |  |  | 3
44862873 | B11416 | B11416 |  |  | BCRS/PCE/J00993/MB1 | 300319365 | Existing | RYB | MHCR2-7 | JLN BENDAHARA BMC | CLOSED | CLOSED | LINK |  | 11 kV | GAS | 2010-11-01 |  |  |  | OTHERS | SCHNEIDER | SF-2010-W38-1-008 | NOT APPLICABLE | COMPACT JLN BENDAHARA | SUBSTATION | Unknown | YES | Unknown | DISTRIBUTION | TNB | CHERAS | Unknown | 75 | Unknown | Unknown | Unknown | NO |  | LINE |  | 28 |  | 0.63 | 50 | 20 | B11416 | NO | NOT APPLICABLE |  |  | Unknown | Unknown |  |  | 3
44879951 | B10619 | B10619 |  |  | BCRS/PCE/J00962/MB1 | 300319940 | Existing | RYB | BTHO-4 | B10496 PE TMN SG SERING FASA 4 | CLOSED | CLOSED | LINK |  | 11 kV | GAS | 24/06/2009 |  |  | UNDEFINED | LUCY | EPE | N/A | Not Applicable | PANGSAPURI AKASIA | SUBSTATION | Unknown | YES | NONE | DISTRIBUTION | TNB | CHERAS | Unknown | 75 | Unknown | Unknown | Unknown | NO |  | LINE |  | 28 |  | 0.63 | 50 | 20 | B10619 | NO | Not Applicable |  |  | Unknown | Unknown |  |  | 3
44879963 | B10617 | B10617 |  |  | BCRS/PCE/J00962/MB1 | 300319940 | Existing | RYB | BTHO-4 | B10265 PE PANGSAPURI CAUSARINA | CLOSED | CLOSED | LINK |  | 11 kV | GAS | 24/06/2009 |  |  | Unknown | LUCY | EPE | N/A | Not applicable | PANGSAPURI AKASIA | SUBSTATION | Unknown | YES | NONE | DISTRIBUTION | TNB | CHERAS | Unknown | 75 | Unknown | Unknown | Unknown | NO |  | LINE |  | 28 |  | 0.63 | 50 | 20 | B10617 | NO | Not Applicable |  |  | Unknown | Unknown |  |  | 3
44881099 | B10087 | PE NO 44A JALAN PENGAWA 2/2 |  |  |  |  | Existing | RYB | MHCR-1 | B08849 PE NO 44A JALAN PENGAWA 2/2 | OPEN | CLOSED | LINK |  | 11 kV | GAS |  |  |  | Unknown | FALCON BETA | TAMCO | B2715405 |  | PANGSAPURI ANGSANA | SUBSTATION | Unknown | NO | NONE | DISTRIBUTION | TNB | CHERAS | NO | 75 |  |  | Unknown | NO |  | Unknown |  | 28 |  | 0.63 | 50 | 20 | B10087 | NO | [7 empty] | 3
44881111 | B10085 | PE PANGSAPURI BLOK L9 |  |  |  |  | Existing | RYB | MHCR-1 | B07814 PE PANGSAPURI BLOK L9 | CLOSED | CLOSED | LINK |  | 11 kV | GAS |  |  |  | Unknown | FALCON BETA | TAMCO | B2715405 |  | PANGSAPURI ANGSANA | SUBSTATION | Unknown | NO | NONE | DISTRIBUTION | TNB | CHERAS | NO | 75 |  |  | Unknown | NO |  | Unknown |  | 28 |  | 0.63 | 50 | 20 | B10085 | NO | [7 empty] | 3
44881128 | B11287 | PE COMMERCIAL AREA 1 | 6773494 | 6773493 | BCRS/PCE/J00258/MBB06754 | 300006128 | Existing | RYB | MHCR-1 | B11291 PE COMMERCIAL AREA 1 | CLOSED | CLOSED | LINK | 12.000 kV | 11 kV | GAS | 2002-11-01 | 2002 | D221453 | Unknown | FALCON BETA | TAMCO | I2100178 |  | BDR MAHKOTA CHERAS NO 16 | SUBSTATION | Unknown | Unknown | Unknown | DISTRIBUTION | TNB | CHERAS | Unknown | 75 |  |  | Unknown | Unknown |  | Unknown |  | 28 | 630.000 A | 0.63 | 50 | 20 | B11287 | Unknown |  |  |  |  | 0 | BANDAR MAHKOTA CHERAS NO 16 |  | 3
44881139 | B11291 | PE BANDAR MAHKOTA CHERAS NO.16 | 6933230 | 6933229 |  |  | Existing | RYB | MHCR2-9 | B11287 PE BANDAR MAHKOTA CHERAS NO.16 | OPEN | OPEN | LINK | 12.000 kV | 11 kV | GAS |  | 2005 | D253257 | Unknown | FALCON BETA | TAMCO | D253257 |  | COMMERCIAL AREA NO 1 | SUBSTATION | Unknown | Unknown | Unknown | DISTRIBUTION | TNB | CHERAS | Unknown | 75 |  |  | Unknown | Unknown |  | Unknown |  | 28 | 630.000 A | 0.63 | 50 | 20 | B11291 | Unknown |  |  |  |  | 0 | COMMERCIAL AREA 1 |  | 3
44881260 | B01790 | B01790 |  |  | BCRS/PCE/J00232/MB | 300005869 | Existing | RYB | MHCR-6 | LOT 4161 LKC VENTURES | CLOSED | CLOSED | LINK |  | 11 kV | GAS | 2004-11-01 |  |  |  | Unknown | TAMCO | E230954 |  | LOT 4166 (FONG YAT SIEW) | SUBSTATION | Unknown | YES | NONE | DISTRIBUTION | TNB | CHERAS | NO | 75 | Unknown | Unknown | Unknown | NO |  | LINE |  | 28 |  | 0.63 | 50 | 20 | B01790 | NO | [7 empty] | 3
44881265 | B01788 | TAN SENG HUAT |  |  | BCRS/PCE/J00232/MB | 300005869 | Existing | RYB | MHCR-6 | TAN SENG HUAT | CLOSED | CLOSED | LINK |  | 11 kV | GAS | 2004-11-01 |  |  |  |  | TAMCO | E230954 |  | LOT 4166 (FONG YAT SIEW) | SUBSTATION | Unknown | YES | NONE | DISTRIBUTION | TNB | CHERAS | NO | 75 | Unknown | Unknown | Unknown | NO |  | LINE |  | 28 |  | 0.63 | 50 | 20 | B01788 | NO | [7 empty] | 3
44884419 | B07117 | PE JALAN PERMAISURI 2 BMC |  |  | BCRS/PCE/J00512/MBB07114 | 300267959 | Existing | RYB | MHCR2-9 | B07118 PE JALAN PERMAISURI 2 BMC | CLOSED | CLOSED | LINK |  | 11 kV | GAS | 2002-11-01 |  |  | Unknown | FALCON BETA | TAMCO | D221630 |  | JLN PERMAISURI NO 1 BDR MAHKOTA CHERAS | SUBSTATION | Unknown | NO | NONE | DISTRIBUTION | TNB | CHERAS | NO | 75 |  |  | Unknown | NO |  | Unknown |  | 28 |  | 0.63 | 50 | 20 | B07117 | NO | [5 empty] | JLN PERMAISURI 1 BMC |  | 3
44884425 | B07114 | PE COMMERCIAL AREA NO 3 |  |  | BCRS/PCE/J00512/MBB07114 | 300267959 | Existing | RYB | MHCR2-9 | B08639 PE COMMERCIAL AREA NO 3 | CLOSED | CLOSED | LINK |  | 11 kV | GAS | 2002-11-01 |  |  | Unknown | FALCON BETA | TAMCO | B221630 |  | JLN PERMAISURI NO 1 BDR MAHKOTA CHERAS | SUBSTATION | Unknown | NO | NONE | DISTRIBUTION | TNB | CHERAS | NO | 75 |  |  | Unknown | NO |  | Unknown |  | 28 |  | 0.63 | 50 | 20 | B07114 | NO | [5 empty] | JLN PERMAISURI 1 BMC |  | 3
44893785 | B10647 | PE HASIL KARYA SDN BHD LOT 1839 |  |  | BCRS/PCE/J00442/MB1 | 300269668 | Existing | RYB | PBEL(P)-1 | B10142 PE HASIL KARYA SDN BHD LOT 1839 | CLOSED | CLOSED | LINK |  | 11 kV | GAS | 2009-11-11 |  |  | Unknown | F_and_G | INDKOM | 0904210933 |  | PE EVERSMART | SUBSTATION | Unknown | NO | NONE | DISTRIBUTION | TNB | CHERAS | NO | 75 |  |  | Unknown | NO |  | Unknown |  | 28 |  | 0.63 | 50 | 20 | B10647 | NO | [7 empty] | 3
44893786 | B10649 | PE ALEQCUE SDN BHD |  |  | BCRS/PCE/J00442/MB1 | 300269668 | Existing | RYB | PBEL(P)-1 | B09388 PE ALEQCUE SDN BHD | CLOSED | CLOSED | LINK |  | 11 kV | GAS | 2009-11-11 |  |  | Unknown | F_and_G | INDKOM | 0904210933 |  | PE EVERSMART | SUBSTATION | Unknown | NO | NONE | DISTRIBUTION | TNB | CHERAS | NO | 75 |  |  | Unknown | NO |  | Unknown |  | 28 |  | 0.63 | 50 | 20 | B10649 | NO | [7 empty] | 3
44893806 | B11060 | B11060 |  |  | BCRS/PCE/J00978/MB1 | 300319467 | Existing | RYB | PBEL(P)-14 | B10027 PE FACES MARKETING SDN BHD | CLOSED | CLOSED | LINK |  | 11 kV | GAS | 20/07/2010 |  |  | Unknown | EPE | EPE | SF6 635 |  | COUNTRY WIDE BOOK | SUBSTATION | Unknown | NO | NONE | DISTRIBUTION | TNB | CHERAS | NO | 75 |  |  | Unknown | NO |  | LINE |  | 28 |  | 0.63 | 50 | 20 | B11060 | NO | [7 empty] | 3
44893818 | B11058 | B11058 |  |  | BCRS/PCE/J00978/MB1 | 300319467 | Existing | RYB | PBEL(P)-14 | B05363 PE MEGAPOWER (M) SDN BHD | OPEN | CLOSED | LINK |  | 11 kV | GAS | 20/07/2010 |  |  | Unknown | EPE | EPE | SF6 635 |  | COUNTRY WIDE BOOK | SUBSTATION | Unknown | NO | NONE | DISTRIBUTION | TNB | CHERAS | NO | 75 |  |  | Unknown | NO |  | LINE |  | 28 |  | 0.63 | 50 | 20 | B11058 | NO | [7 empty] | 3
44913946 | B01881 |  | 6833092 | 6833091 | BCRS/PCE/J00589/MB01879 | 310425324 | Existing | RYB | BLKG-3 | B07139 AUTOLIV HIROTAKO | OPEN | OPEN | LINK |  | 11 kV | GAS | 22/05/2014 |  |  | Unknown | TOSHIBA | TOSHIBA | H97051-418H |  | TANMING RAYA NO 1 | SUBSTATION | Unknown | NO | NONE | DISTRIBUTION | TNB | CHERAS | NO | 75 |  |  |  | NO |  | LINE |  | 28 |  | 0.63 | 50 | 20 | B01881 | NO |  |  |  |  | 0 | TAMAN TANMING RAYA NO 1 |  | 3
44913958 | B01879 |  | 6833089 | 6833088 | BCRS/PCE/J00589/MB01879 | 310425324 | Existing | RYB | BLKG-3 | B10838 YEW LUM 2 | CLOSED | CLOSED | LINK |  | 11 kV | OIL | 22/05/2014 |  |  | Unknown | BRUSH | TOSHIBA | N/A |  | TANMING RAYA NO 1 | SUBSTATION | Unknown | NO | NONE | DISTRIBUTION | TNB | CHERAS | Unknown | 75 |  |  |  | NO |  | LINE |  | 28 |  | 0.63 | 21.9 | 21.9 | B01879 | NO |  |  |  |  | 0 | TAMAN TANMING RAYA NO 1 |  | 3
44959985 | B11428 | PMU BALAKONG Fdr 5 |  |  | BCRS/PCE/J01018/MB | 300318576 | Existing | RYB | BLKG-5 | PMU BALAKONG Fdr 5 | CLOSED | CLOSED | LINK |  | 11 kV | GAS | 2011-11-01 |  |  | Unknown | FALCON BETA | TAMCO | B225410 |  | 99 SPEEDMART | SUBSTATION | Unknown | NO | NONE | DISTRIBUTION | TNB | CHERAS | NO | 75 |  |  | Unknown | NO |  | Unknown |  | 28 |  | 0.63 | 50 | 20 | B11428 | NO | [7 empty] | 3
44959997 | B11430 | PE FINE QUALITY |  |  | BCRS/PCE/J01018/MB | 300318576 | Existing | RYB | BLKG-5 | B02825 PE FINE QUALITY | CLOSED | CLOSED | LINK |  | 11 kV | GAS | 2011-11-01 |  |  | Unknown | FALCON BETA | TAMCO | B225410 |  | 99 SPEEDMART | SUBSTATION | Unknown | NO | NONE | DISTRIBUTION | TNB | CHERAS | NO | 75 |  |  | Unknown | NO |  | Unknown |  | 28 |  | 0.63 | 50 | 20 | B11430 | NO | [7 empty] | 3
44960035 | B11544 | B11544 |  |  | BCRS/PCE/J01011/MB | 300319290 | Existing | RYB | BLKG-5 | B11545 PE LOT 5205 BLOK B BALAKONG JAYA | CLOSED | CLOSED | LINK |  | 11 kV | SF6 | 14/07/2011 |  |  | Unknown | VEI | VEI | 26213 | N/A | LOT 5205 BLOK C | SUBSTATION | Unknown | YES | Unknown | DISTRIBUTION | TNB | CHERAS | NO | 75 |  |  | Unknown | NO |  | LINE |  | 28 |  | 0.63 | 50 | 20 | B11544 | NO | N/A |  |  |  | Unknown |  |  | 3
44960036 | B11542 | B11542 |  |  | BCRS/PCE/J01011/MB | 300319290 | Existing | RYB | BLKG-5 | B02831 PE LAI CHEE KONG | CLOSED | CLOSED | LINK |  | 11 kV | GAS | 14/07/2011 |  |  | Unknown | VEI | VEI | 26213 | N/A | LOT 5205 BLOK C | SUBSTATION | Unknown | NO | NONE | DISTRIBUTION | TNB | CHERAS | NO | 75 |  |  | Unknown | NO |  | LINE |  | 28 |  | 0.63 | 50 | 20 | B11542 | NO | N/A | [6 empty] | 3
44960097 | B12387 | B12387 |  |  | BCRS/PCE/J01105/MB1 | 300447754 | Existing | RYB | TSRA-2 | IND. BALAKONG NO.4 | CLOSED | CLOSED | LINK |  | 11 kV | GAS | 16/07/2013 |  |  |  | INDKOM | INDKOM | 13032219766 | N/A | PADAT R/KEDAI SETIA BALAKONG | SUBSTATION | Unknown | NO | NONE | DISTRIBUTION | TNB | CHERAS | NO | 75 |  |  | Unknown | NO |  | LINE |  | 28 |  | 0.63 | 50 | 20 | B12387 | NO | N/A | [6 empty] | 3
44960098 | B12385 | B12385 |  |  | BCRS/PCE/J01105/MB1 | 300447754 | Existing | RYB | TSRA-2 | IMPIAN IHSAN NO.3 | CLOSED | CLOSED | LINK |  | 11 kV | GAS | 16/07/2013 |  |  |  | INDKOM | INDKOM | 1303219766 | N/A | PADAT R/KEDAI SETIA BALAKONG | SUBSTATION | Unknown | NO | NONE | DISTRIBUTION | TNB | CHERAS | NO | 75 |  |  | Unknown | NO |  | LINE |  | 28 |  | 0.63 | 50 | 20 | B12385 | NO | N/A | [6 empty] | 3
44986149 | B12436 | PE JLN IKHLAS BDR SG.LONG |  |  | BCRS/PCE/J01101/MB1 | 300447719 | Existing | RYB | SGLN-7 | B07145 PE JLN IKHLAS BDR SG.LONG | CLOSED | CLOSED | LINK |  | 11 kV | GAS | 29/07/2013 |  |  | Unknown | FALCON BETA | TAMCO | D2137061 | NOT APPLICABLE | TANMING MUTIARA 2 | SUBSTATION | Unknown | YES | Unknown | DISTRIBUTION | TNB | CHERAS | Unknown | 75 | Unknown | Unknown | Unknown | NO |  | LINE |  | 28 |  | 0.63 | 50 | 20 | B12436 | NO | NOT APPLICABLE |  |  | Unknown | Unknown |  |  | 3
44986155 | B12433 | PE TAMING MUTIARA 2 NO1 |  |  | BCRS/PCE/J01101/MB1 | 300447719 | Existing | RYB | SGLN-7 | B12432 PE TAMING MUTIARA 2 NO1 | CLOSED | CLOSED | LINK |  | 11 kV | GAS | 29/07/2013 |  |  | Unknown | FALCON BETA | TAMCO | D2137061 | NOT APPLICABLE | TANMING MUTIARA 2 | SUBSTATION | Unknown | YES | Unknown | DISTRIBUTION | TNB | CHERAS | Unknown | 75 | Unknown | Unknown | Unknown | NO |  | LINE |  | 28 |  | 0.63 | 50 | 20 | B12433 | NO | [7 empty] | 3
45035006 | B12432 | PE TAMING MUTIARA 2 |  |  | BCRS/PCE/J01100/MB1 | 300447710 | Existing | RYB | SGLN-7 | B12433 PE TAMING MUTIARA 2 | CLOSED | CLOSED | LINK |  | 11 kV | GAS | 29/07/2013 |  |  | Unknown | SCHNEIDER | SCHNEIDER | 101525933 | NOT APPLICABLE | TANMING MUTIARA 2 NO 1 | SUBSTATION | Unknown | YES | Unknown | DISTRIBUTION | TNB | CHERAS | Unknown | 75 | Unknown | Unknown | Unknown | NO |  | LINE |  | 28 |  | 0.63 | 50 | 20 | B12432 | NO | NOT APPLICABLE |  |  | Unknown | Unknown |  |  | 3
45035007 | B12430 | PE JALAN DESA BUDIMAN NO 2 |  |  | BCRS/PCE/J01100/MB1 | 300447710 | Existing | RYB | SGLN-7 | B11563 PE JALAN DESA BUDIMAN NO 2 | CLOSED | CLOSED | LINK |  | 11 kV | GAS | 29/07/2013 |  |  | Unknown | SCHNEIDER | SCHNEIDER | 101525933 | NOT APPLICABLE | TANMING MUTIARA 2 NO 1 | SUBSTATION | Unknown | YES | Unknown | DISTRIBUTION | TNB | CHERAS | Unknown | 75 | Unknown | Unknown | Unknown | NO |  | LINE |  | 28 |  | 0.53 | 50 | 21 | B12430 | NO | NOT APPLICABLE |  |  | Unknown |  |  |  | 3
45038919 | B10563 | B10563 RUMAH BIDAN |  |  | BCRS/PCE/J00520/MBB06746 | 300268096 | Existing | RYB | SGLN-8 | B03991 PE RUMAH BIDAN | CLOSED | CLOSED | LINK |  | 11 kV | GAS | 18/07/1998 |  |  | Unknown | FALCON BETA | TAMCO | B2817324 |  | SEMI-D TMN DESA BARU | Unknown | Unknown | Unknown | Unknown | DISTRIBUTION | TNB | CHERAS | NO | 75 |  |  | Unknown | Unknown |  | LINE |  | 28 |  | 0.63 | 50 | 20 | B10563 | Unknown | [7 empty] | 3
45038931 | B10561 | B10561 |  |  | BCRS/PCE/J00520/MBB06746 | 300268096 | Existing | RYB | SGLN-8 | B03997 PE JUTAMATE | CLOSED | CLOSED | LINK |  | 11 kV | GAS | 18/07/1998 |  |  | Unknown | FALCON BETA | TAMCO | B2817324 |  | SEMI-D TMN DESA BARU | SUBSTATION | Unknown | YES | Unknown | DISTRIBUTION | TNB | CHERAS | Unknown | 75 | Unknown | Unknown | Unknown | NO |  | LINE |  | 28 |  | 0.63 | 50 | 20 | B10561 | Unknown | [7 empty] | 3
45047308 | B05801 |  |  |  | BCRS/PCE/J00148/MB1 | 300005289 | Existing | RYB | TSGR-6 |  | CLOSED | CLOSED | LINK |  | 11 kV |  | 2000-11-05 |  |  |  |  | MERLIN GERIN |  |  | PADAT TMN SUNTEX | SUBSTATION | Unknown | NO | NONE | DISTRIBUTION | TNB | CHERAS | Unknown | Unknown | Unknown | Unknown | Unknown | YES |  | LINE | [6 empty] | B05801 | NO | [7 empty] | 3
45047312 | B05799 |  |  |  | BCRS/PCE/J00148/MB1 | 300005289 | Existing | RYB | TSGR-6 |  | CLOSED | CLOSED | LINK |  | 11 kV |  | 2000-11-05 |  |  |  |  | MERLIN GERIN |  |  | PADAT TMN SUNTEX | SUBSTATION | Unknown | NO | NONE | DISTRIBUTION | TNB | CHERAS | Unknown | Unknown | Unknown | Unknown | Unknown | YES |  | LINE | [6 empty] | B05799 | NO | [6 empty] | jjj | 3
45048369 | B10365 | B10365 | 26577360 | 26577359 | BCRS/PCE/J00894/MB1 | 300446033 | Existing | RYB | LMAS-14 | HIJAUAN RESIDENCE 2 | CLOSED | CLOSED | LINK |  | 11 kV | GAS | 18/07/2008 |  |  | Unknown | FALCON BETA | TAMCO | B2815842 | N/A | TMN WANGSA CHERAS NO 1 | SUBSTATION | Unknown | NO | NONE | DISTRIBUTION | TNB | CHERAS | Unknown | 75 |  |  | Unknown | NO |  | LINE |  | 28 |  | 0.63 | 50 | 20 | B10365 | NO | N/A |  |  |  | 0 | TAMAN WANGSA CHERAS NO.1 |  | 3
45048381 | B10363 | B10363 | 26577353 | 26577352 | BCRS/PCE/J00894/MB1 | 300446033 | Existing | RYB | LMAS-14 | B02099 TMN WANGSA CHERAS | CLOSED | CLOSED | LINK |  | 11 kV | GAS | 18/07/2008 |  |  |  | FALCON BETA | TAMCO | B2815842 | N/A | TMN WANGSA CHERAS NO 1 | SUBSTATION | Unknown | NO | NONE | DISTRIBUTION | TNB | CHERAS | Unknown | 75 |  |  | Unknown | NO |  | LINE |  | 28 |  | 0.63 | 50 | 20 | B10363 | NO | N/A |  |  |  |  | TAMAN WANGSA CHERAS NO.1 |  | 3
45051386 | B06916 | PE JLN MAS UTAMA TMN LAGENDA MAS | 6822310 | 6822325 | BCRS/PCE/J00432/MBB06913 | 300013448 | Existing | RYB | LMAS-2 | B09102 PE JLN MAS UTAMA TMN LAGENDA MAS | CLOSED | CLOSED | LINK |  | 11 kV | GAS | 2002-11-01 |  |  | Unknown | SIEMENS | SIEMENS |  | N/A | TMN LAGENDA MAS NO 2 | SUBSTATION | Unknown | NO | NONE | DISTRIBUTION | TNB | CHERAS | Unknown | 75 |  |  | Unknown | NO |  | LINE |  | 28 |  | 0.63 | 50 | 20 | B06916 | NO | N/A |  |  |  |  | TMN LAGENDA MAS NO 2 |  | 3
45051392 | B06913 | PE JLN LEGENDA UTAMA | 6822309 | 6822330 | BCRS/PCE/J00432/MBB06913 | 300013448 | Existing | RYB | LMAS-2 | B09277 PE JLN LEGENDA UTAMA | CLOSED | CLOSED | LINK |  | 11 kV | GAS | 2002-11-01 |  |  | Unknown | SIEMENS | SIEMENS |  | N/A | TMN LAGENDA MAS NO 2 | SUBSTATION | Unknown | NO | NONE | DISTRIBUTION | TNB | CHERAS | Unknown | 75 |  |  | Unknown | NO |  | LINE |  | 28 |  | 0.63 | 50 | 20 | B06913 | NO | N/A |  |  |  |  | TMN LAGENDA MAS NO 2 |  | 3
45051405 | B10681 | B10681 |  |  | BCRS/PCE/J00952/MB1 | 300319969 | Existing | RYB | LMAS-14 | P/E SUNWAY CHERAS NO.2 | CLOSED | CLOSED | LINK |  | 11 kV | GAS | 19/08/2007 |  |  | Unknown | INDKOM | INDKOM | 0906211039 |  | SUNWAY CHERAS LOW COST FLAT | SUBSTATION | Unknown | Unknown | Unknown | DISTRIBUTION | TNB | CHERAS | Unknown | 75 |  |  | Unknown | NO |  | LINE |  | 28 |  | 20 | 50 | 20 | B10681 | NO |  |  |  |  | Unknown |  |  | 1
45051406 | B10683 | B10683 |  |  | BCRS/PCE/J00952/MB1 | 300319969 | Existing | RYB | LMAS-14 | P/E SUNWAY CHERAS NO.1 | CLOSED | CLOSED | LINK |  | 11 kV | GAS | 19/08/2007 |  |  | Unknown | INDKOM | INDKOM | 0906211039 |  | SUNWAY CHERAS LOW COST FLAT | SUBSTATION | Unknown | Unknown | Unknown | DISTRIBUTION | TNB | CHERAS | Unknown | 75 |  |  | Unknown | NO |  | LINE |  | 28 |  | 20 | 50 | 20 | B10683 | NO | [7 empty] | 1
45123445 | B11399 | PE AVENUE 6 NO 2 |  |  | BCRS/PCE/J01016/MB | 300318583 | Existing | RYB | BTHO-6 | B11995 PE AVENUE 6 NO 2 | CLOSED | CLOSED | LINK |  | 11 kV | GAS | 2011-11-01 |  |  | Unknown | F_and_G | INDKOM | 1102213781 | NOT APPLICABLE | TOWN PARK 1 NO 3 | SUBSTATION | Unknown | NO | NONE | DISTRIBUTION | TNB | CHERAS | NO | 75 | Unknown | Unknown | Unknown | NO |  | LINE |  | 28 |  | 0.63 | 50 | 20 | B11399 | NO | NOT APPLICABLE |  |  | Unknown | Unknown |  |  | 3
45123446 | B11397 | PE AVENUE ONE BTHO N0. 2 |  |  | BCRS/PCE/J01016/MB | 300318583 | Existing | RYB | BTHO-6 | B10033 PE AVENUE ONE BTHO N0. 2 | CLOSED | CLOSED | LINK |  | 11 kV | GAS | 2011-11-01 |  |  | Unknown | F_and_G | INDKOM | 1102213781 | NOT APPLICABLE | TOWN PARK 1 NO 3 | SUBSTATION | Unknown | NO | NONE | DISTRIBUTION | TNB | CHERAS | Unknown | 75 | Unknown | Unknown | Unknown | NO |  | LINE |  | 28 |  | 0.63 | 50 | 20 | B11397 | NO | NOT APPLICABLE |  |  | Unknown | Unknown |  |  | 3
45320632 | B06912 | B06912 | 6821873 | 6821894 | BCRS/PCE/J00431/MBB06909 | 300013438 | Existing | RYB | LMAS-2 | B09274 JLN LAGENDA UTAMA | CLOSED | CLOSED | LINK |  | 11 kV | GAS | 2005-11-01 |  |  |  | SIEMENS | SIEMENS | CV721473-1001/024 | N/A | TMN LAGENDA MAS NO 1 | SUBSTATION | Unknown | NO | NONE | DISTRIBUTION | TNB | CHERAS | NO | 75 |  |  | Unknown | NO |  | LINE |  | 28 |  | 0.63 | 50 | 20 | B06912 | NO | N/A |  |  |  |  | TAMAN LAGENDA MAS NO 1 |  | 3
45320636 | B06909 | B06909 | 6821874 | 6821889 | BCRS/PCE/J00431/MBB06909 | 300013438 | Existing | RYB | LMAS-2 | LMAS Fdr2 | CLOSED | CLOSED | LINK |  | 11 kV | GAS | 2005-11-01 |  |  |  | SIEMENS | SIEMENS | CV721473-1001/024 | N/A | TMN LAGENDA MAS NO 1 | SUBSTATION | Unknown | NO | NONE | DISTRIBUTION | TNB | CHERAS | NO | 75 |  |  | Unknown | NO |  | LINE |  | 28 |  | 0.63 | 50 | 20 | B06909 | NO | N/A |  |  |  |  | TAMAN LAGENDA MAS NO 1 |  | 3
45502246 | B01965 |  |  |  | BCRS/PCE/J00719/MBB01965 | 300270917 | Existing | RYB | BLKG-10 | B07590 ASAHI KOSEI | CLOSED | CLOSED | LINK |  | 11 kV | GAS | 1996-11-01 |  |  |  | TAMCO | TAMCO | C960116 |  | SWS LI FONG COPPER | Unknown | Unknown | Unknown | Unknown | DISTRIBUTION | TNB | CHERAS | Unknown | 75 |  |  |  | Unknown |  |  |  | 28 |  | 0.6 | 50 | 20 | B01965 | NO |  |  |  |  | 0 | SS LI FONG COOPER |  | 3
45502258 | B01967 |  |  |  | BCRS/PCE/J00719/MBB01965 | 300270917 | Existing | RYB | BLKG-10 | B01968 INDUSTRONIC | CLOSED | CLOSED | LINK |  | 11 kV | GAS | 1996-11-01 |  |  |  | TAMCO | TAMCO | C960116 |  | SWS LI FONG COPPER | Unknown | Unknown | NO | NONE | DISTRIBUTION | TNB | CHERAS | NO | 75 |  |  |  | NO |  |  |  | 28 |  | 0.6 | 50 | 20 | B01967 | NO | [5 empty] | SS LI FONG COOPER |  | 3
45521450 | B11654 | B11654 |  |  | BCRS/PCE/J01029/MB1 | 300340326 | Existing | RYB | BTHO-1 | JLN KAW PERINDUSTRIAN BUDIMAN | CLOSED | CLOSED | LINK |  | 11 kV | GAS | 2011-11-11 |  |  |  | TOPRANK | TOPRANK | 1D2L2T AK 125 | Not Applicable | RICHWAY | SUBSTATION | Unknown | YES | NONE | DISTRIBUTION | TNB | CHERAS | Unknown | 75 | Unknown | Unknown | Unknown | NO |  | LINE |  | 28 |  | 0.63 | 50 | 20 | B11654 | NO | Not Applicable |  |  | Unknown | Unknown |  |  | 3
45521456 | B11651 | B11651 |  |  | BCRS/PCE/J01029/MB1 | 300340326 | Existing | RYB | BTHO-1 | SG WAY QUARRY | CLOSED | CLOSED | LINK |  | 11 kV | GAS | 2011-11-11 |  |  |  | TOPRANK | TOPRANK | 1D2L2T AK 125 | Not Applicable | RICHWAY | SUBSTATION | Unknown | YES | NONE | DISTRIBUTION | TNB | CHERAS | Unknown | 75 | Unknown | Unknown | Unknown | NO |  | LINE |  | 28 |  | 0.63 | 50 | 20 | B11651 | NO | Not Applicable |  |  | Unknown | Unknown |  |  | 3
45544458 | B08435 | B08435 |  |  | BCRS/PCE/J00327/MB | 300010314 | Existing | RYB | BTHO-3 | PENGGUNA HT | CLOSED | CLOSED | LINK |  | 11 kV | GAS | 2003-11-11 |  |  | Unknown | VEI | VEI | 10944 |  | NEW ELECTRONIC GATE | Unknown | Unknown | NO | NONE | DISTRIBUTION | TNB | CHERAS | NO | 75 | Unknown | Unknown | Unknown | NO |  | LINE |  | 28 |  | 0.63 | 50 | 20 | B08435 | NO | [7 empty] | 3
45544460 | B01616 | B01616 |  |  | BCRS/PCE/J00327/MB | 300010314 | Existing | RYB | BTHO-3 | TMN CHERAS JAYA NO.2 | CLOSED | CLOSED | LINK |  | 11 kV | GAS | 2003-11-11 |  |  | Unknown | VEI | VEI | 10944 |  | NEW ELECTRONIC GATE | SUBSTATION | Unknown | NO | NONE | DISTRIBUTION | TNB | CHERAS | NO | 75 | Unknown | Unknown | Unknown | NO |  | LINE |  | 28 |  | 0.63 | 50 | 20 | B01616 | NO | Unknown | [6 empty] | 3
45544463 | B01614 | B01614 |  |  | BCRS/PCE/J00327/MB | 300010314 | Existing | RYB | BTHO-3 | FUJILITO | CLOSED | CLOSED | LINK |  | 11 kV | GAS | 2003-11-11 |  |  | Unknown | VEI | VEI | 10944 |  | NEW ELECTRONIC GATE | SUBSTATION | Unknown | NO | NONE | DISTRIBUTION | TNB | CHERAS | NO | 75 | Unknown | Unknown | Unknown | NO |  | LINE |  | 28 |  | 0.63 | 50 | 20 | B01614 | NO | Unknown | [6 empty] | 3
45698662 | B10804 |  |  |  | BCRS/PCE/J00959/MB | 300319947 | Existing | RYB | TMASS-10 | SG TEKALI ATAS TIANG | CLOSED | CLOSED | LINK |  | 11 kV | GAS | 18/07/1998 |  |  |  | INDKOM | INDKOM | N/A |  | SUNWAY QUARRY INDUSTRIES | Unknown | Unknown | NO | NONE | DISTRIBUTION | TNB | CHERAS | NO | 75 |  |  |  | NO |  | LINE |  | 28 |  | 0.63 | 50 | 20 | B10804 | NO | [7 empty] | 3
45698668 | B10807 |  |  |  | BCRS/PCE/J00959/MB | 300319947 | Existing | RYB | TMASS-10 | SG LIMBAT | CLOSED | CLOSED | LINK |  | 11 kV | GAS | 18/07/1998 |  |  |  | INDKOM | INDKOM | N/A |  | SUNWAY QUARRY INDUSTRIES | Unknown | Unknown | NO | NONE | DISTRIBUTION | TNB | CHERAS | NO | 75 |  |  |  | NO |  | LINE |  | 28 |  | 0.63 | 50 | 20 | B10807 | NO | [7 empty] | 3
45725950 | B11305 | PE CG MEDICAL INDUSTRIES |  |  | BCRS/PCE/J00003/MB1 | 300251951 | Existing | RYB | TMASS-10 | B14394 PE PDT KAMPUNG SG TEKALI | CLOSED | CLOSED | LINK |  | 11 kV | GAS | 2010-11-01 |  |  | Unknown | LUCY | INDKOM | SF6 575 |  | PUSAT KOKURIKULUM NEGERI SELANGOR | SUBSTATION | Unknown | Unknown | NONE | DISTRIBUTION | TNB | CHERAS | NO | 75 |  |  | Unknown | NO |  | Unknown |  | 28 |  | 0.63 | 50 | 20 | B11305 | NO | [7 empty] | 3
45725962 | B11303 | PE KG SUNGAI KANTAN |  |  | BCRS/PCE/J00003/MB1 | 300251951 | Existing | RYB | TMASS-10 | B11302 PE KG SUNGAI KANTAN | CLOSED | CLOSED | LINK |  | 11 kV | GAS | 2010-11-01 |  |  | Unknown | LUCY | INDKOM | SF6 575 |  | PUSAT KOKURIKULUM NEGERI SELANGOR | SUBSTATION | Unknown | NO | NONE | DISTRIBUTION | TNB | CHERAS | NO | 75 |  |  | Unknown | NO |  | Unknown |  | 28 |  | 0.63 | 50 | 20 | B11303 | NO | [7 empty] | 3
45772922 | B12328 | B12328 |  |  | BCRS/PCE/J01057/MB1 | 300387121 | Existing | RYB | TMASS-8 | B12309 PE ESSO LANGAT JAYA | CLOSED | CLOSED | LINK |  | 11 kV | GAS | 2013-01-01 |  |  | Unknown | SCHNEIDER | SCHNEIDER | 101390479 |  | SWS TMN MAS SEMENTARA C | SUBSTATION | Unknown | NO | NONE | DISTRIBUTION | TNB | CHERAS | NO | 75 |  |  | Unknown | NO |  | LINE |  | 28 |  | 0.63 | 53 | 21 | B12328 | NO | [7 empty] | 3
45772932 | B12327 | B12327 |  |  | BCRS/PCE/J01057/MB1 | 300387121 | Existing | RYB | TMASS-8 | PPU TMN MAS VCB 8 | CLOSED | CLOSED | LINK |  | 11 kV | GAS | 2013-01-01 |  |  | Unknown | SCHNEIDER | SCHNEIDER | 101390479 |  | SWS TMN MAS SEMENTARA C | SUBSTATION | Unknown | NO | NONE | DISTRIBUTION | TNB | CHERAS | NO | 75 |  |  | Unknown | NO |  | LINE |  | 28 |  | 0.63 | 53 | 21 | B12327 | NO | [7 empty] | 3
45772933 | B12329 | B12329 |  |  | BCRS/PCE/J01057/MB1 | 300387121 | Existing | RYB | TMASS-8 | TMN MAS SEMENTARA | CLOSED | CLOSED | LINK |  | 11 kV | GAS | 2013-01-01 |  |  | Unknown | SCHNEIDER | SCHNEIDER | 101390479 |  | SWS TMN MAS SEMENTARA C | SUBSTATION | Unknown | NO | NONE | DISTRIBUTION | TNB | CHERAS | NO | 75 |  |  | Unknown | NO |  | LINE |  | 28 |  | 0.63 | 53 | 21 | B12329 | NO | [7 empty] | 3
45772941 | B12172 | B12172 |  |  | BCRS/PCE/J01058/MB | 300430884 | Existing | RYB | TMASS-8 | PE TAMAN SERI MAS NO.2 | CLOSED | CLOSED | LINK |  | 11 kV | GAS | 2012-11-01 |  |  | Unknown | F_and_G | INDKOM | 1209328000 |  | TMN SRI MAS NO 1 | SUBSTATION | Unknown | NO | NONE | DISTRIBUTION | TNB | CHERAS | NO | 75 |  |  | Unknown | NO |  | LINE |  | 28 |  | 0.63 | 50 | 20 | B12172 | NO | [7 empty] | 3
45772946 | B12171 | B12171 |  |  | BCRS/PCE/J01058/MB | 300430884 | Existing | RYB | TMASS-8 | SPARE | OPEN | OPEN | LINK |  | 11 kV | GAS | 2012-11-01 |  |  | Unknown | F_and_G | INDKOM | 1209328000 |  | TMN SRI MAS NO 1 | Unknown | Unknown | NO | NONE | DISTRIBUTION | TNB | CHERAS | NO | 75 |  |  | Unknown | NO |  | LINE |  | 28 |  | 0.63 | 50 | 20 | B12171 | NO | [7 empty] | 3
45772951 | B12168 | B12168 |  |  | BCRS/PCE/J01058/MB | 300430884 | Existing | RYB | TMASS-8 | PE TAMAN PERKASA INDAH | CLOSED | CLOSED | LINK |  | 11 kV | GAS | 2012-11-01 |  |  | Unknown | F_and_G | INDKOM | 1209328000 |  | TMN SRI MAS NO 1 | SUBSTATION | Unknown | NO | NONE | DISTRIBUTION | TNB | CHERAS | NO | 75 |  |  | Unknown | NO |  | LINE |  | 28 |  | 0.63 | 50 | 20 | B12168 | NO | [7 empty] | 3
45820347 | B07827 | LOOPING |  |  | BCRS/PCE/J00519/MBB07824 | 300268088 | Existing | RYB | TMASS-6 | LOOPING | CLOSED | CLOSED | LINK |  | 11 kV | GAS | 2004-11-01 |  |  | Unknown | FALCON BETA | TAMCO | D242682 |  | KONDOMINIUM VENICE HILL | INTERCONNECT (OTHER UTILITY) | Unknown | NO | NONE | DISTRIBUTION | TNB | CHERAS | NO | 75 |  |  | Unknown | NO |  | LINE |  | 28 |  | 0.63 | 50 | 20 | B07827 | NO | [7 empty] | 3
45820353 | B07824 | PE RMH BANDAR TAMAN PUTERI |  |  | BCRS/PCE/J00519/MBB07824 | 300268088 | Existing | RYB | TMASS-6 | B10378 PE RUMAH BANDAR TAMAN PUTERI | CLOSED | CLOSED | LINK |  | 11 kV | GAS | 2004-11-01 |  |  | Unknown | FALCON BETA | TAMCO | D242682 |  | KONDOMINIUM VENICE HILL | SUBSTATION | Unknown | NO | NONE | DISTRIBUTION | TNB | CHERAS | NO | 75 |  |  | Unknown | NO |  | LINE |  | 28 |  | 0.63 | 50 | 20 | B07824 | NO | [7 empty] | 3
45820371 | B07831 | PE TAMAN SURIA RESIDENCE |  |  | BCRS/PCE/J00519/MBB07831 | 300268095 | Existing | RYB | TMASS-6 | B10558 PE TAMAN SURIA RESIDENCE | CLOSED | CLOSED | LINK |  | 11 kV | GAS | 2004-11-01 |  |  | Unknown | FALCON BETA | TAMCO | D242672 |  | KONDOMINIUM VENICE HILL | SUBSTATION | Unknown | NO | NONE | DISTRIBUTION | TNB | CHERAS | NO | 75 |  |  | Unknown | NO |  | LINE |  | 28 |  | 0.63 | 50 | 20 | B07831 | NO | [7 empty] | 3
45820372 | B07828 | LOOPING |  |  | BCRS/PCE/J00519/MBB07831 | 300268095 | Existing | RYB | TMASS-6 | LOOPING | CLOSED | CLOSED | LINK |  | 11 kV | GAS | 2004-11-01 |  |  | Unknown | FALCON BETA | TAMCO | D242672 |  | KONDOMINIUM VENICE HILL | INTERCONNECT (OTHER UTILITY) | Unknown | NO | NONE | DISTRIBUTION | TNB | CHERAS | NO | 75 |  |  | Unknown | NO |  | LINE |  | 28 |  | 0.63 | 50 | 20 | B07828 | NO | [7 empty] | 3
45849157 | B12311 | B12311 |  |  | BCRS/PCE/J01033/MB3 | 300442754 | Existing | RYB | TMASS-8 | LOOPING | OPEN | OPEN | LINK |  | 11 kV | GAS | 2013-11-01 |  |  |  | F_and_G | INDKOM | 1201215332 |  | ESSO LANGAT JAYA | SUBSTATION | Unknown | NO | NONE | DISTRIBUTION | TNB | CHERAS | NO | 75 | Unknown | Unknown | Unknown | NO |  | LINE |  | 28 |  | 0.63 | 50 | 20 | B12311 | NO | [7 empty] | 3
45849170 | B12309 | B12309 |  |  | BCRS/PCE/J01033/MB1 | 300344176 | Existing | RYB | TMASS-8 | TMN MAS SEMENTARA C | CLOSED | CLOSED | LINK |  | 11 kV | GAS | 2012-08-07 |  |  | Unknown | F_and_G | INDKOM | 1212308786 |  | ESSO LANGAT JAYA | SUBSTATION | Unknown | NO | NONE | DISTRIBUTION | TNB | CHERAS | NO | 75 | Unknown | Unknown | Unknown | NO |  | LINE |  | 28 |  | 0.63 | 50 | 20 | B12309 | NO | [7 empty] | 3
45849177 | B11709 | B11709 |  |  | BCRS/PCE/J01033/MB3 | 300442754 | Existing | RYB | MHCR-9 | EXPRESS AUDIO | CLOSED | CLOSED | LINK |  | 11 kV | GAS | 2013-11-01 |  |  | Unknown | F_and_G | INDKOM | 1201215332 |  | ESSO LANGAT JAYA | SUBSTATION | Unknown | NO | NONE | DISTRIBUTION | TNB | CHERAS | NO | 75 | Unknown | Unknown | Unknown | NO |  | LINE |  | 28 |  | 0.63 | 50 | 20 | B11709 | NO | [7 empty] | 3
45849179 | B12310 | B12310 |  |  | BCRS/PCE/J01033/MB1 | 300344176 | Existing | RYB | TMASS-8 | LOOPING | CLOSED | CLOSED | LINK |  | 11 kV | GAS | 2012-08-07 |  |  | Unknown | F_and_G | INDKOM | 1212308786 |  | ESSO LANGAT JAYA | Unknown | Unknown | NO | NONE | DISTRIBUTION | TNB | CHERAS | NO | 75 | Unknown | Unknown | Unknown | NO |  | LINE |  | 28 |  | 0.63 | 50 | 20 | B12310 | NO | [7 empty] | 3
45849184 | B11711 | B11711 |  |  | BCRS/PCE/J01033/MB1 | 300344176 | Existing | RYB | TMASS-8 | TMN PERKASA INDAH | CLOSED | CLOSED | LINK |  | 11 kV | GAS | 2012-08-07 |  |  | Unknown |  | INDKOM | 1212308786 |  | ESSO LANGAT JAYA | SUBSTATION | Unknown | NO | NONE | DISTRIBUTION | TNB | CHERAS | NO | 75 | Unknown | Unknown | Unknown | NO |  | LINE |  | 28 |  | 0.63 | 50 | 20 | B11711 | NO | [7 empty] | 3
45849250 | B02344 | B02344 |  |  | BCRS/PCE/J00103/MB1 | 300431085 | Existing | RYB | TMASS-8 | B02345 KENNEISON BROTHER NO. 2 | CLOSED | CLOSED | LINK |  | 11 kV | GAS | 2000-11-01 |  |  | Unknown | VEI | INDKOM | 25115 |  | KENEISON BROTHERS NO 1 | SUBSTATION | Unknown | NO | NONE | DISTRIBUTION | TNB | CHERAS | NO | 75 |  |  | Unknown | NO |  | LINE |  | 28 |  | 0.63 | 50 | 20 | B02344 | NO | [7 empty] | 3
45849258 | N/A | B02342 |  |  | BCRS/PCE/J00103/MB1 | 300431085 | Existing | RYB | TMASS-8 | SPARE | OPEN | OPEN | LINK |  | 11 kV | GAS | 2000-11-01 |  |  | Unknown | VEI | INDKOM | 25115 |  | KENEISON BROTHERS NO 1 | SUBSTATION | Unknown | NO | NONE | DISTRIBUTION | TNB | CHERAS | NO | 75 |  |  | Unknown | NO |  | LINE |  | 28 |  | 0.63 | 50 | 20 | N/A | NO | [7 empty] | 3
46050843 | B07005 | PE TMN SEGAR PERDANA NO 3 | 6825735 | 6825734 | BCRS/PCE/J00428/MB | 300431447 | Existing | RYB | LMAS-10 | B07004 PE TMN SEGAR PERDANA NO 3 | CLOSED | CLOSED | LINK |  | 11 kV | GAS | 2003-11-01 |  |  | Unknown | FALCON BETA | TAMCO | D231781 |  | TMN SEGAR PERDANA NO 4 | SUBSTATION | Unknown | Unknown | Unknown | DISTRIBUTION | TNB | CHERAS | Unknown | 75 |  |  | Unknown | Unknown |  | Unknown |  | 28 |  | 0.63 | 50 | 20 | B07005 | NO |  |  |  |  | 0 | TMN SEGAR PERDANA NO 4 |  | 3
46050849 | B07008 | PE SEGAR PERDANA COURT PHASE 7B | 6825717 | 6825716 | BCRS/PCE/J00428/MB | 300431447 | Existing | RYB | LMAS-10 | B09166 PE SEGAR PERDANA COURT PHASE 7B | CLOSED | CLOSED | LINK |  | 11 kV | GAS | 2003-11-01 |  |  | Unknown | FALCON BETA | TAMCO | D231781 |  | TMN SEGAR PERDANA NO 4 | SUBSTATION | Unknown | NO | NONE | DISTRIBUTION | TNB | CHERAS | Unknown | 75 |  |  | Unknown | NO |  | Unknown |  | 28 |  | 0.63 | 50 | 20 | B07008 | NO |  |  |  |  | 0 | TMN SEGAR PERDANA NO 4 |  | 3
46056656 | B02090 | B02091 TMN PUTERI NO.3 |  |  | BCRS/PCE/J00152/MBB02088 | 300005312 | Existing | RYB | LMAS-14 | TMN PUTERI NO3 | CLOSED | CLOSED | LINK |  | 11 kV | GAS | 2000-11-01 |  |  |  | LIG A MURNI | OMAZABAL | LM 187210 | N/A | TMN PUTRI NO 6 | SUBSTATION | Unknown | NO | NONE | DISTRIBUTION | TNB | CHERAS | NO | 75 |  |  | Unknown | NO |  | LINE |  | 28 |  | 0.63 | 50 | 20 | B02090 | NO | N/A | [6 empty] | 3
46056660 | B02088 | B02087 TMN PUTERI NO2 |  |  | BCRS/PCE/J00152/MBB02088 | 300005312 | Existing | RYB | LMAS-14 | TMN PUTERI NO2 | CLOSED | CLOSED | LINK |  | 11 kV | GAS | 2000-11-01 |  |  |  | LIG A MURNI | OMAZABAL | LM 187210 | N/A | TMN PUTRI NO 6 | SUBSTATION | Unknown | NO | NONE | DISTRIBUTION | TNB | CHERAS | NO | 75 |  |  | Unknown | NO |  | LINE |  | 28 |  | 0.63 | 50 | 20 | B02088 | NO | N/A | [6 empty] | 3
47823156 | B11870 |  |  |  | BCRS/PCE/J01031/MB3 | 300430842 | Existing | RYB | LMAS-12 |  | OPEN | OPEN | BUSBAR SECTION |  | 11 kV | VACUMM | 2012-11-11 |  |  |  | ITEM | ITEM | 8365 |  | MAKTAB PDRM NO 2 | Unknown | Unknown | NO | NONE | DISTRIBUTION | TNB | CHERAS | NO | 75 |  |  | Unknown | NO |  | LINE |  | 28 |  | 0.63 | 50 | 50 | B11870 | Unknown | [7 empty] | 3
47857545 | B10680 | B10680 |  |  | BCRS/PCE/J00955/MB | 300319956 | Existing | RYB |  | PE TAMAN PERKASA NO.3 | CLOSED | CLOSED | LINK |  | 11 kV | GAS | 17/08/2009 |  |  | Unknown | TAMCO | TAMCO | B2611064/GRI-21-1B-0111 |  | TMN PERKASA NO 4 | SUBSTATION | Unknown | NO | NONE | DISTRIBUTION | TNB | CHERAS | NO | 75 | Unknown | Unknown | Unknown | NO |  | LINE |  | 28 |  | 20 | 50 | 20 | B10680 | NO | Unknown | [6 empty] | 3
47857557 | B10678 | B10678 |  |  | BCRS/PCE/J00955/MB | 300319956 | Existing | RYB |  | PE TAMAN PERKASA NO.2 | CLOSED | CLOSED | LINK |  | 11 kV | GAS | 17/08/2009 |  |  |  | TAMCO | TAMCO |  |  | TMN PERKASA NO 4 | SUBSTATION | Unknown | NO | NONE | DISTRIBUTION | TNB | CHERAS | NO | 75 | Unknown | Unknown | Unknown | NO |  | LINE |  | 28 |  | 20 | 50 | 20 | B10678 | NO | Unknown | [6 empty] | 3
47879476 | B10375 | B10375 |  |  | BCRS/PCE/J00896/MBB10375 |  | Existing | RYB | TMASS-4 | PE TAMAN CHERAS AWANA NO. 4 | CLOSED | CLOSED | LINK |  | 11 kV | GAS |  |  |  | Unknown | TAMCO |  | B2815626 | N/A | RUMAH KEDAI TMN AWANA | SUBSTATION | Unknown | NO | NONE | DISTRIBUTION | TNB | CHERAS | NO | 75 |  |  | Unknown | NO |  | LINE |  | 28 |  | 0.63 | 50 | 20 | B10375 | NO | N/A | [6 empty] | 3
47879488 | B10373 | B10373 |  |  | BCRS/PCE/J00896/MBB10373 |  | Existing | RYB | TMASS-4 | PE TAMAN CHERAS AWANA NO. 2 | CLOSED | CLOSED | LINK |  | 11 kV | GAS |  |  |  | Unknown | FALCON BETA | TAMCO | B2815626 | N/A | RUMAH KEDAI TMN AWANA | SUBSTATION | Unknown | NO | NONE | DISTRIBUTION | TNB | CHERAS | NO | 75 |  |  | Unknown | NO |  | LINE |  | 28 |  | 0.63 | 50 | 20 | B10373 | NO | N/A | [6 empty] | 3
47936347 | B04774 | PE ENGTEX METAL SDN BHD |  |  | BCRS/PCE/J00290/MBB04772 | 300010064 | Existing | RYB | TAMI-7 | B01287 PE ENGTEX METAL SDN BHD | CLOSED | CLOSED | LINK |  | 11 kV | GAS | 15/06/2011 |  |  | Unknown | TOPRANK | TOPRANK | ID2L2T AK31 |  | LIN LIN CREAMERIES S/B | SUBSTATION | Unknown | NO | NONE | DISTRIBUTION | TNB | CHERAS | NO | 75 |  |  | Unknown | NO |  | Unknown |  | 28 |  | 0.63 | 50 | 20 | B04774 | NO | [7 empty] | 3
47936353 | B04772 | PE IVORY ASCENT |  |  | BCRS/PCE/J00290/MBB04772 | 300010064 | Existing | RYB | TAMI-7 | B06382 PE IVORY ASCENT | CLOSED | CLOSED | LINK |  | 11 kV | GAS | 15/06/2011 |  |  | Unknown | TOPRANK | TOPRANK | ID2L2T AK31 |  | LIN LIN CREAMERIES S/B | SUBSTATION | Unknown | NO | NONE | DISTRIBUTION | TNB | CHERAS | NO | 75 |  |  | Unknown | NO |  | Unknown |  | 28 |  | 0.63 | 50 | 20 | B04772 | NO | [7 empty] | 3
47941991 | B02124 | B02124 |  |  | BCRS/PCE/J00558/MBB02123 | 300268530 | Existing | RYB | TMASS-4 | CHERAS PERMATA NO. 1 | CLOSED | CLOSED | LINK |  | 11 kV | GAS | 1994-11-01 |  |  | Unknown | SCHNEIDER | MERLIN GERIN | 101389797 |  | TMN RASA SELAMAT ( HVD ) | SUBSTATION | Unknown | NO | NONE | DISTRIBUTION | TNB | CHERAS | NO | 75 |  |  | Unknown | NO |  | LINE |  | 28 |  | 0.63 | 50 | 21 | B02124 | NO | [7 empty] | 3
47942003 | B02123 | B02123 |  |  | BCRS/PCE/J00558/MBB02123 | 300268530 | Existing | RYB | TMASS-4 | CUEPAC NO. 2 | CLOSED | CLOSED | LINK |  | 11 kV | GAS | 1994-11-01 |  |  | Unknown | SCHNEIDER | MERLIN GERIN | 101389797 |  | TMN RASA SELAMAT ( HVD ) | SUBSTATION | Unknown | NO | NONE | DISTRIBUTION | TNB | CHERAS | NO | 75 |  |  | Unknown | NO |  | LINE |  | 28 |  | 0.63 | 50 | 21 | B02123 | NO | [7 empty] | 3
48106970 | B12344 | PE GOOD VIEW 2 |  |  |  |  | Existing | RYB | MHCR-5 | B13498 PE GOOD VIEW 2 | CLOSED | CLOSED | LINK |  | 11 kV | GAS |  |  |  | Unknown | FALCON BETA | TAMCO | D2137119 | Not applicable | TMN GOOD VIEW | SUBSTATION | Unknown | YES | NONE | DISTRIBUTION | TNB | CHERAS | Unknown | 75 | Unknown | Unknown | Unknown | NO |  | LINE |  | 28 |  | 0.63 | 50 | 20 | B12344 | NO | Not applicable |  |  |  | Unknown |  |  | 3
48106976 | B12341 | PE TMN SG LONG MAKM |  |  |  |  | Existing | RYB | MHCR-5 | B07061 PE TMN SG LONG MAKM | CLOSED | CLOSED | LINK |  | 11 kV | GAS |  |  |  | Unknown | FALCON BETA | TAMCO | D2137119 | Not applicable | TMN GOOD VIEW | SUBSTATION | Unknown | YES | Unknown | DISTRIBUTION | TNB | CHERAS | Unknown | 75 | Unknown | Unknown | Unknown | NO |  | LINE |  | 28 |  | 0.63 | 50 | 20 | B12341 | NO | Not applicable |  |  | Unknown | Unknown |  |  | 3
48117152 | SPARE | TIADA LABEL |  |  | BCRS/PCE/J00232/MB | 300005869 | Existing | RYB | MHCR-6 | SPARE | OPEN | OPEN | LINK |  | 11 kV | GAS | 2004-11-01 |  |  |  |  | TAMCO | E230954 |  | LOT 4166 (FONG YAT SIEW) | Unknown | Unknown | YES | Unknown | DISTRIBUTION | TNB | CHERAS | Unknown | Unknown | Unknown | Unknown | Unknown | NO |  | LINE | [5 empty] | 20 | SPARE | NO | Not applicable |  |  | Unknown | Unknown |  |  | 3
48117391 | B02179 | B02179 |  |  | BCRS/PCE/J00049/MBB02177 | 300004271 | Existing | RYB |  | P/E KG SG SERAI | CLOSED | CLOSED | LINK |  | 11 kV | GAS | 2005-11-01 |  |  |  | MERLIN GERIN | SCHNEIDER | R0610123SF | Not applicable | TMN DESA PELANGI SG SERAI | Unknown | Unknown | YES | Unknown | DISTRIBUTION | TNB | CHERAS | Unknown | 75 | Unknown | Unknown | Unknown | NO |  | LINE |  | 28 |  | 0.63 |  | 20 | B02179 | NO | Not applicable |  |  | Unknown | Unknown |  |  | 3
48117395 | B02177 | B02177 |  |  | BCRS/PCE/J00049/MBB02177 | 300004271 | Existing | RYB | TMASS-12 | P/E SMK DUSUN NANDING | OPEN | OPEN | LINK |  | 11 kV | GAS | 2005-11-01 |  |  |  | MERLIN GERIN | SCHNEIDER | R0610123SF | Not applicable | TMN DESA PELANGI SG SERAI | Unknown | Unknown | YES | Unknown | DISTRIBUTION | TNB | CHERAS | Unknown | 75 | Unknown | Unknown | Unknown | NO |  | LINE |  | 28 |  | 0.63 | 50 | 20 | B02177 | NO | Not applicable |  |  | Unknown | Unknown |  |  | 3
50733622 | B12658 | B12657 EXITWAY NO. 2 |  |  |  |  | Existing | RYB | MHCR-3 | B12657 EXITWAY NO 2 | CLOSED | CLOSED | LINK |  | 12 kV | GAS |  |  |  |  | TOSHIBA | TOSHIBA | 1D2L2TB148 |  | EXITWAY NO 1 | SUBSTATION | Unknown | NO | NONE | DISTRIBUTION | TNB | CHERAS | Unknown | 75 |  |  |  | NO |  | LINE |  | 28 |  | 0.63 | 50 | 20 | B12658 | [8 empty] | 3
50733628 | B12661 | B12013 JLN MAHKOTA RESIDENCE 2 |  |  |  |  | Existing | RYB | MHCR-3 | B12013 JLN MAHKOTA RESIDENCE 2 | CLOSED | CLOSED | LINK |  | 12 kV | GAS |  |  |  |  | TOSHIBA | TOSHIBA | 1D2L2TB148 |  | EXITWAY NO 1 | SUBSTATION | Unknown | NO | NONE | DISTRIBUTION | TNB | CHERAS | Unknown | 75 |  |  |  | NO |  | LINE |  | 28 |  | 0.63 | 50 | 20 | B12661 | NO | [7 empty] | 3
50735162 | B12654 | B12653 EXITWAY NO. 3 |  |  |  |  | Existing | RYB | MHCR-3 | B12653 EXITWAY NO 3 | CLOSED | CLOSED | LINK |  | 11 kV | GAS |  |  |  |  | TOSHIBA | TOSHIBA | 1D2L2T B1 116 |  | EXITWAY NO 2 | SUBSTATION | Unknown | Unknown | Unknown | DISTRIBUTION | TNB | CHERAS | Unknown | 75 |  |  |  | NO |  | LINE |  | 28 |  | 0.63 | 50 | 20 | B12654 | Unknown | [7 empty] | 3
50735168 | B12657 | [5 empty] | Existing | RYB | MHCR-3 | B12658 EXITWAY NO 1 | CLOSED | CLOSED | LINK |  | 11 kV | GAS |  |  |  |  | TOSHIBA |  | 1D2L2T B1 116 |  | EXITWAY NO 2 | SUBSTATION | Unknown | NO | NONE | DISTRIBUTION | TNB | CHERAS | Unknown | 75 |  |  |  | NO |  | LINE |  | 28 |  | 0.63 | 50 | 20 | B12657 | Unknown | [7 empty] | 3
50736341 | B12650 | B12146 MAHKOTA RESIDENCE |  |  |  |  | Existing | RYB | MHCR-3 | B12146 PE MAHKOTA RESIDENCE | CLOSED | CLOSED | LINK |  | 11 kV | GAS |  |  |  |  | TOSHIBA | TOSHIBA | 1D2L+2T B1 117 |  | EXITWAY NO 3 | SUBSTATION | Unknown | Unknown | Unknown | DISTRIBUTION | TNB | CHERAS | Unknown | 75 |  |  |  | Unknown |  | LINE |  | 28 |  | 0.63 | 50 | 20 | B12650 | Unknown | [7 empty] | 3
50736347 | B12653 | B12654 EXITWAY NO. 2 |  |  |  |  | Existing | RYB | MHCR-3 | B12654 PE EXITWAY NO 2 | CLOSED | CLOSED | LINK |  | 11 kV | GAS |  |  |  |  | TOSHIBA | TOSHIBA | 1D2L+2T B1 117 |  | EXITWAY NO 3 | SUBSTATION | Unknown | Unknown | NONE | DISTRIBUTION | TNB | CHERAS | Unknown | 75 |  |  |  | Unknown |  | LINE |  | 28 |  | 0.63 | 50 | 20 | B12653 | Unknown | [7 empty] | 3
50746554 | B12584 | [5 empty] | Existing | RYB | MHCR-10 | B07105 PE JLN INANG BMC | CLOSED | CLOSED | LINK |  | 11 kV | GAS |  |  |  | Unknown | INDKOM | F_AND_G | 13102111144 |  | PE PADAT JALAN INANG | SUBSTATION | Unknown | NO | NONE | DISTRIBUTION | TNB | CHERAS | NO | 75 |  |  | Unknown | NO |  | Unknown |  | 28 |  | 0.63 | 20 | 20 | B12584 | NO | [7 empty] | 3
50746555 | B12582 | [5 empty] | Existing | RYB | MHCR-10 | B06766 PE BMC NO 19 | CLOSED | CLOSED | LINK |  | 11 kV | GAS |  |  |  | Unknown | INDKOM | F_AND_G | 13102111144 |  | PE PADAT JALAN INANG | SUBSTATION | Unknown | NO | NONE | DISTRIBUTION | TNB | CHERAS | NO | 75 |  |  | Unknown | NO |  | Unknown |  | 28 |  | 0.63 | 20 | 20 | B12582 | NO | [7 empty] | 3
51356668 | [6 empty] | Existing | RYB |  |  | CLOSED | CLOSED | MAIN |  | 33 kV | [9 empty] | PPU BKT BELIMBING | Unknown | Unknown | NO | NONE | DISTRIBUTION | TNB | CHERAS | NO | Unknown |  |  |  | NO | [17 empty] | 6
51356675 | [6 empty] | Existing | RYB |  |  | CLOSED | CLOSED | MAIN |  | 33 kV | [5 empty] | SIEMENS | SIEMENS |  |  | PPU BKT BELIMBING | Unknown | Unknown | NO | NONE | DISTRIBUTION | TNB | CHERAS | NO | Unknown |  |  |  | NO | [17 empty] | 6
51356682 | [6 empty] | Existing | RYB |  |  | CLOSED | CLOSED | MAIN |  | 33 kV | [9 empty] | PPU BKT BELIMBING | Unknown | Unknown | NO | NONE | DISTRIBUTION | TNB | CHERAS | NO | Unknown |  |  |  | NO | [17 empty] | 6
51356742 | [6 empty] | Existing | RYB |  |  | CLOSED | CLOSED | MAIN |  | 33 kV | [9 empty] | PPU BKT BELIMBING | Unknown | Unknown | NO | NONE | DISTRIBUTION | TNB | CHERAS | NO | Unknown |  |  |  | NO | [17 empty] | 6
51356760 | [6 empty] | Existing | RYB |  |  | CLOSED | CLOSED | MAIN |  | 33 kV | [9 empty] | PPU BKT BELIMBING | Unknown | Unknown | NO | NONE | DISTRIBUTION | TNB | CHERAS | NO | Unknown |  |  |  | NO | [17 empty] | 6
51356767 | [6 empty] | Existing | RYB |  |  | CLOSED | CLOSED | MAIN |  | 33 kV | [9 empty] | PPU BKT BELIMBING | Unknown | Unknown | NO | NONE | DISTRIBUTION | TNB | CHERAS | NO | Unknown |  |  |  | NO | [17 empty] | 6
51356827 | [6 empty] | Existing | RYB |  |  | CLOSED | CLOSED | MAIN |  | 33 kV | [9 empty] | PPU BKT BELIMBING | Unknown | Unknown | NO | NONE | DISTRIBUTION | TNB | CHERAS | NO | Unknown |  |  |  | NO | [17 empty] | 6
51356891 | [6 empty] | Existing | RYB |  |  | CLOSED | CLOSED | MAIN |  | 33 kV | [9 empty] | PPU BKT BELIMBING | Unknown | Unknown | NO | NONE | DISTRIBUTION | TNB | CHERAS | NO | Unknown |  |  |  | NO | [17 empty] | 6
51356998 | [6 empty] | Existing | RYB |  |  | CLOSED | CLOSED | MAIN |  | 33 kV | [9 empty] | PPU BKT BELIMBING | Unknown | Unknown | NO | NONE | DISTRIBUTION | TNB | CHERAS | NO | Unknown |  |  |  | NO | [17 empty] | 6
51357010 | [6 empty] | Existing | RYB |  |  | CLOSED | CLOSED | MAIN |  | 33 kV | [9 empty] | PPU BKT BELIMBING | Unknown | Unknown | NO | NONE | DISTRIBUTION | TNB | CHERAS | NO | Unknown |  |  |  | NO | [17 empty] | 6
51357057 | [6 empty] | Existing | RYB |  |  | CLOSED | CLOSED | MAIN |  | 33 kV | [9 empty] | PPU BKT BELIMBING | Unknown | Unknown | NO | NONE | DISTRIBUTION | TNB | CHERAS | NO | Unknown |  |  |  | NO | [17 empty] | 6
51357112 | [6 empty] | Existing | RYB |  |  | CLOSED | CLOSED | MAIN |  | 33 kV | [9 empty] | PPU BKT BELIMBING | Unknown | Unknown | NO | NONE | DISTRIBUTION | TNB | CHERAS | NO | Unknown |  |  |  | NO | [17 empty] | 6
51357135 | [6 empty] | Existing | RYB |  |  | CLOSED | CLOSED | MAIN |  | 33 kV | [9 empty] | PPU BKT BELIMBING | Unknown | Unknown | NO | NONE | DISTRIBUTION | TNB | CHERAS | NO | Unknown |  |  |  | NO | [17 empty] | 6
51357165 | [6 empty] | Existing | RYB |  |  | OPEN | CLOSED | MAIN |  | 33 kV | [9 empty] | PPU BKT BELIMBING | Unknown | Unknown | NO | NONE | DISTRIBUTION | TNB | CHERAS | NO | Unknown |  |  |  | NO | [17 empty] | 6
51357211 | [6 empty] | Existing | RYB |  |  | CLOSED | CLOSED | MAIN |  | 33 kV | [9 empty] | PPU BKT BELIMBING | Unknown | Unknown | NO | NONE | DISTRIBUTION | TNB | CHERAS | NO | Unknown |  |  |  | NO | [17 empty] | 6
51357218 | [6 empty] | Existing | RYB |  |  | CLOSED | CLOSED | MAIN |  | 33 kV | [9 empty] | PPU BKT BELIMBING | Unknown | Unknown | NO | NONE | DISTRIBUTION | TNB | CHERAS | NO | Unknown |  |  |  | NO | [17 empty] | 6
51357287 | [6 empty] | Existing | RYB |  |  | OPEN | CLOSED | MAIN |  | 33 kV | [9 empty] | PPU BKT BELIMBING | Unknown | Unknown | NO | NONE | DISTRIBUTION | TNB | CHERAS | NO | Unknown |  |  |  | NO | [17 empty] | 6
51357336 | [6 empty] | Existing | RYB |  |  | CLOSED | CLOSED | MAIN |  | 33 kV | [9 empty] | PPU BKT BELIMBING | Unknown | Unknown | NO | NONE | DISTRIBUTION | TNB | CHERAS | NO | Unknown |  |  |  | NO | [17 empty] | 6
51357344 | [6 empty] | Existing | RYB |  |  | OPEN | CLOSED | MAIN |  | 33 kV | [9 empty] | PPU BKT BELIMBING | Unknown | Unknown | NO | NONE | DISTRIBUTION | TNB | CHERAS | NO | Unknown |  |  |  | NO | [17 empty] | 6
51357374 | [6 empty] | Existing | RYB |  |  | CLOSED | CLOSED | MAIN |  | 33 kV | [9 empty] | PPU BKT BELIMBING | Unknown | Unknown | NO | NONE | DISTRIBUTION | TNB | CHERAS | NO | Unknown |  |  |  | NO | [17 empty] | 6
51357382 | [6 empty] | Existing | RYB |  |  | CLOSED | CLOSED | MAIN |  | 11 kV | [5 empty] | SIEMENS |  |  |  | PPU BKT BELIMBING | Unknown | Unknown | NO | NONE | DISTRIBUTION | TNB | CHERAS | NO | Unknown |  |  |  | NO | [17 empty] | 6
51357412 | [6 empty] | Existing | RYB |  |  | CLOSED | CLOSED | MAIN |  | 33 kV | [9 empty] | PPU BKT BELIMBING | Unknown | Unknown | NO | NONE | DISTRIBUTION | TNB | CHERAS | NO | Unknown |  |  |  | NO | [17 empty] | 6
51357479 | [6 empty] | Existing | RYB |  |  | CLOSED | CLOSED | MAIN |  | 33 kV | Unknown |  |  |  | HORIZONTAL | SIEMENS |  |  |  | PPU BKT BELIMBING | Unknown | Unknown | NO | NONE | DISTRIBUTION | TNB | CHERAS | NO | Unknown |  |  |  | NO | [17 empty] | 6
51357590 | [6 empty] | Existing | RYB |  |  | OPEN | CLOSED | MAIN |  | 33 kV | [9 empty] | PPU BKT BELIMBING | Unknown | Unknown | NO | NONE | DISTRIBUTION | TNB | CHERAS | NO | Unknown |  |  |  | NO | [17 empty] | 6
51357631 | [6 empty] | Existing | RYB |  |  | OPEN | CLOSED | MAIN |  | 33 kV | [9 empty] | PPU BKT BELIMBING | Unknown | Unknown | NO | NONE | DISTRIBUTION | TNB | CHERAS | NO | Unknown |  |  |  | NO | [17 empty] | 6
51357663 | [6 empty] | Existing | RYB |  |  | CLOSED | CLOSED | MAIN |  | 33 kV | [9 empty] | PPU BKT BELIMBING | Unknown | Unknown | NO | NONE | DISTRIBUTION | TNB | CHERAS | NO | Unknown |  |  |  | NO | [17 empty] | 6
51357671 | [6 empty] | Existing | RYB |  |  | CLOSED | CLOSED | MAIN |  | 33 kV | [9 empty] | PPU BKT BELIMBING | Unknown | Unknown | NO | NONE | DISTRIBUTION | TNB | CHERAS | NO | Unknown |  |  |  | NO | [17 empty] | 6
51357685 | [6 empty] | Existing | RYB |  |  | CLOSED | CLOSED | MAIN |  | 33 kV | Unknown |  |  |  |  | SIEMENS |  |  |  | PPU BKT BELIMBING | Unknown | Unknown | NO | NONE | DISTRIBUTION | TNB | CHERAS | NO | Unknown |  |  |  | NO | [17 empty] | 6
51357725 | [6 empty] | Existing | RYB |  |  | CLOSED | CLOSED | MAIN |  | 33 kV | [9 empty] | PPU BKT BELIMBING | Unknown | Unknown | NO | NONE | DISTRIBUTION | TNB | CHERAS | NO | Unknown |  |  |  | NO | [17 empty] | 6
51357741 | [6 empty] | Existing | RYB |  |  | OPEN | CLOSED | MAIN |  | 33 kV | [9 empty] | PPU BKT BELIMBING | Unknown | Unknown | NO | NONE | DISTRIBUTION | TNB | CHERAS | NO | Unknown |  |  |  | NO | [17 empty] | 6
51357759 | [6 empty] | Existing | RYB |  |  | CLOSED | CLOSED | MAIN |  | 33 kV | [9 empty] | PPU BKT BELIMBING | Unknown | Unknown | NO | NONE | DISTRIBUTION | TNB | CHERAS | NO | Unknown |  |  |  | NO | [17 empty] | 6
51357771 |  | TSGR2-31 | 16836274 | 16836501 |  |  | Existing | RYB |  | 11KV BUSBAR | CLOSED | CLOSED | MAIN |  | Unknown | Unknown | [5 empty] | Unknown |  |  | PPU BKT BELIMBING | Unknown | Unknown | Unknown | Unknown | DISTRIBUTION | TNB | CHERAS | Unknown | Unknown |  |  |  | Unknown | [17 empty] | 3
51357779 | [6 empty] | Existing | RYB |  |  | CLOSED | CLOSED | MAIN |  | 33 kV | [9 empty] | PPU BKT BELIMBING | Unknown | Unknown | NO | NONE | DISTRIBUTION | TNB | CHERAS | NO | Unknown |  |  |  | NO | [17 empty] | 3
52094820 | B10105 | PE TAMAN SERI SG. LONG |  |  | BCRS/PCE/J00564/MBB01499 | 300268940 | Existing | RYB | SGLN-9 | B09998 PE PE TAMAN SERI SG. LONG | CLOSED | CLOSED | LINK |  | 11 kV | GAS | 18/07/1998 |  |  | Unknown | F_and_G | TAMCO | 1D2L2T A132 |  | TMN SRI SG LONG NO 2 | SUBSTATION | Unknown | NO | NONE | DISTRIBUTION | TNB | CHERAS | NO | 75 |  |  | Unknown | NO |  | Unknown |  | 28 |  | 0.63 | 50 | 20 | B10105 | NO | [7 empty] | 3
52094826 | B10107 | PE RUMAH PAM CHERAS PARAS |  |  | BCRS/PCE/J00564/MBB01499 | 300268940 | Existing | RYB | SGLN-9 | B08739 PE RUMAH PAM CHERAS PARAS | CLOSED | CLOSED | LINK |  | 11 kV | GAS | 18/07/1998 |  |  | Unknown | F_and_G | TAMCO | 1D2L2T A132 |  | TMN SRI SG LONG NO 2 | SUBSTATION | Unknown | NO | NONE | DISTRIBUTION | TNB | CHERAS | NO | 75 |  |  | Unknown | NO |  | Unknown |  | 28 |  | 0.63 | 50 | 20 | B10107 | NO | [7 empty] | 3
52172230 | B01436 | B01435 | 6758859 | 6758858 | BCRS/PCE/J00653/MBB01435 | 300270645 | Existing | RYB | TAMI-3 | PENGGUNA HT (11KV) | CLOSED | CLOSED | LINK |  | 11 kV | GAS | 1991-11-01 |  |  |  | FALCON BETA | VEI | G290473 |  | LIEW YIEK HARDWARE | INTERCONNECT (OTHER UTILITY) | Unknown | Unknown | Unknown | DISTRIBUTION | TNB | CHERAS | Unknown | 75 |  |  | Unknown | Unknown |  | LINE |  | 28 |  | 0.63 | 50 | 20 | B01436 | Unknown |  |  |  |  | 0 | LIEN YAIK HARDWARE SDN BHD |  | 3
52182262 | B02615 | PE SS MINES WATERFRONT PARK |  |  | BCRS/PCE/J00805/MB1 | 300448350 | Existing | RYB |  | B02643 PE STN SUIS MINES WATERFRONT PARK | CLOSED | CLOSED | LINK |  | 11 kV | GAS | 2010-11-11 |  |  | Unknown | F_and_G | INDKOM | 1212308795 |  | MINES RESORT NO 1 | SUBSTATION | Unknown | NO | NONE | DISTRIBUTION | TNB | CHERAS | NO | 75 |  |  | Unknown | NO |  | Unknown |  | 28 |  | 0.63 | 50 | 20 | B02615 | NO | [5 empty] | MINES RESORT NO.1 |  | 3
52182263 | B12192 | LOOPING |  |  | BCRS/PCE/J00805/MB1 | 300448350 | Existing | RYB |  | LOOPING | CLOSED | CLOSED | LINK |  | 11 kV | GAS | 2010-11-11 |  |  | Unknown | F_and_G | INDKOM | 1212308795 |  | MINES RESORT NO 1 | INTERCONNECT (OTHER UTILITY) | Unknown | NO | NONE | DISTRIBUTION | TNB | CHERAS | NO | 75 |  |  | Unknown | NO |  | Unknown |  | 28 |  | 0.63 | 50 | 20 | B12192 | NO | [5 empty] | MINES RESORT NO.1 |  | 3
52182265 | B02613 | PE MINES RESORT NO.2 |  |  | BCRS/PCE/J00805/MB3 | 300448351 | Existing | RYB |  | B02617 PE MINES RESORT NO.2 | CLOSED | CLOSED | LINK |  | 11 kV | GAS | 2012-11-11 |  |  | Unknown | FALCON BETA | TAMCO | E2122098 |  | MINES RESORT NO 1 | SUBSTATION | Unknown | NO | NONE | DISTRIBUTION | TNB | CHERAS | NO | 75 |  |  | Unknown | NO |  | Unknown |  | 28 |  | 0.63 | 50 | 20 | B02613 | NO | [5 empty] | MINES RESORT NO.1 |  | 3
52182273 | B12191 | LOOPING |  |  | BCRS/PCE/J00805/MB3 | 300448351 | Existing | RYB |  | LOOPING | CLOSED | CLOSED | LINK |  | 11 kV | GAS | 2012-11-11 |  |  | Unknown | FALCON BETA | TAMCO | E2122098 |  | MINES RESORT NO 1 | INTERCONNECT (OTHER UTILITY) | Unknown | NO | NONE | DISTRIBUTION | TNB | CHERAS | NO | 75 |  |  | Unknown | NO |  | Unknown |  | 28 |  | 0.63 | 50 | 20 | B12191 | NO | [5 empty] | MINES RESORT NO.1 |  | 3
52182298 | B02612 | PPU MINES CB NO.10 |  |  | BCRS/PCE/J00805/MB3 | 300448351 | Existing | RYB |  | PPU MINES CB NO.10 | CLOSED | CLOSED | LINK |  | 11 kV | GAS | 2012-11-11 |  |  | Unknown | FALCON BETA | TAMCO | E2122098 |  | MINES RESORT NO 1 | SUBSTATION | Unknown | NO | NONE | DISTRIBUTION | TNB | CHERAS | NO | 75 |  |  | Unknown | NO |  | Unknown |  | 28 |  | 0.63 | 50 | 20 | B02612 | NO | [5 empty] | MINES RESORT NO.1 |  | 3
52182301 | B02614 | PE COUNTRY HEIGHT PARADE NO.3 |  |  | BCRS/PCE/J00805/MB1 | 300448350 | Existing | RYB |  | B02624 PE COUNTRY HEIGHT PARADE NO.3 | CLOSED | CLOSED | LINK |  | 11 kV | GAS | 2010-11-11 |  |  | Unknown | F_and_G | INDKOM | 1212308795 |  | MINES RESORT NO 1 | SUBSTATION | Unknown | NO | NONE | DISTRIBUTION | TNB | CHERAS | NO | 75 |  |  | Unknown | NO |  | Unknown |  | 28 |  | 0.63 | 50 | 20 | B02614 | NO | [5 empty] | MINES RESORT NO.1 |  | 3
52184997 | B01414 | PE BINTANG PELANTAR (M) S\B |  |  | BCRS/PCE/J00338/MB | 300010375 | Existing | RYB | CJYA-9 | B01413 PE BINTANG PELANTAR (M) S\B | CLOSED | CLOSED | LINK |  | 11 kV | GAS | 2006-11-01 |  |  | Unknown | FALCON BETA | TAMCO | B259038 |  | GRANITE TILES (M) SB | SUBSTATION | Unknown | NO | NONE | DISTRIBUTION | TNB | CHERAS | NO | 75 |  |  | Unknown | NO |  | Unknown |  | 28 |  | 0.63 | 50 | 20 | B01414 | NO | [7 empty] | 3
52185009 | B01416 | PMU CJYA 9 |  |  | BCRS/PCE/J00338/MB | 300010375 | Existing | RYB | CJYA-9 | PMU CJYA 9 | CLOSED | CLOSED | LINK |  | 11 kV | GAS | 2006-11-01 |  |  | Unknown | FALCON BETA | TAMCO | B259038 |  | GRANITE TILES (M) SB | SUBSTATION | Unknown | NO | NONE | DISTRIBUTION | TNB | CHERAS | NO | 75 |  |  | Unknown | NO |  | Unknown |  | 28 |  | 0.63 | 50 | 20 | B01416 | NO | [7 empty] | 3
53610602 | B01737 | B01736 PE FLAT DAMAI JAYA CHERAS |  |  | BCRS/PCE/J00242/MB | 300005931 | Existing | RYB | LMAS-4 | B01736 PE FLAT DAMAI JAYA CHERAS | CLOSED | CLOSED | LINK |  | 11 kV | GAS | 1996-11-11 |  |  | Unknown | FALCON BETA | TAMCO | B2106189 |  | TMN PUTERI JAYA NO 1 | SUBSTATION | Unknown | NO | NONE | DISTRIBUTION | TNB | CHERAS | NO | 75 |  |  | Unknown | NO |  | Unknown |  | 28 |  | 0.63 | 50 | 20 | B01737 | NO | [5 empty] | TAMAN PUTERI JAYA NO 1 |  | 3
53610608 | B01739 | PPU LAGENDA MAS CB 4 |  |  | BCRS/PCE/J00242/MB | 300005931 | Existing | RYB | LMAS-4 | PPU LAGENDA MAS CB 4 | CLOSED | CLOSED | LINK |  | 11 kV | GAS | 1996-11-11 |  |  | Unknown | FALCON BETA | TAMCO | B2106189 |  | TMN PUTERI JAYA NO 1 | SUBSTATION | Unknown | NO | NONE | DISTRIBUTION | TNB | CHERAS | NO | 75 |  |  | Unknown | NO |  | Unknown |  | 28 |  | 0.63 | 50 | 20 | B01739 | NO | [5 empty] | TAMAN PUTERI JAYA NO 1 |  | 3
53988465 | B11745 | PE DATARAN C180 NO 2 |  |  | BCRS/PCE/J01056/MB | 300380932 | Existing | RYB | JUBA-9 | B11738 PE DATARAN C180 NO 2 | CLOSED | CLOSED | LINK |  | 11 kV | GAS | 16/12/2011 |  |  | Unknown | F_and_G | INDKOM | 1205327204 |  | DATARAN C180 NO 3 | SUBSTATION | Unknown | NO | NONE | DISTRIBUTION | TNB | CHERAS | NO | 75 |  |  | Unknown | NO |  | Unknown |  | 28 |  | 0.63 | 50 | 20 | B11745 | NO | [5 empty] | DATARAN C180 |  | 3
53988470 | B11742 | PPU JUBA CB9 |  |  | BCRS/PCE/J01056/MB | 300380932 | Existing | RYB | JUBA-9 | PPU JUBA CB9 | CLOSED | CLOSED | LINK |  | 11 kV | GAS | 16/12/2011 |  |  | Unknown | F_and_G | INDKOM | 1205327204 |  | DATARAN C180 NO 3 | SUBSTATION | Unknown | NO | NONE | DISTRIBUTION | TNB | CHERAS | NO | 75 |  |  | Unknown | NO |  | Unknown |  | 28 |  | 0.63 | 50 | 20 | B11742 | NO | [7 empty] | 3
53988475 | B12751 | SPARE |  |  | BCRS/PCE/J01056/MB | 300380932 | Existing | RYB | JUBA-9 | SPARE | CLOSED | CLOSED | LINK |  | 11 kV | GAS | 16/12/2011 |  |  | Unknown | F_and_G | INDKOM | 1205327204 |  | DATARAN C180 NO 3 | SUBSTATION | Unknown | NO | NONE | DISTRIBUTION | TNB | CHERAS | NO | 75 |  |  | Unknown | NO |  | Unknown |  | 28 |  | 0.63 | 50 | 20 | B12751 | NO | [7 empty] | 3
53988510 | B11738 | PE DATARAN C180 NO 3 |  |  | BCRS/PCE/J01061/MB | 300387130 | Existing | RYB | JUBA-9 | B11745 PE DATARAN C180 NO 3 | OPEN | OPEN | LINK |  | 11 kV | GAS | 16/12/2011 |  |  | Unknown | F_and_G | INDKOM | 1207327475 |  | DATARAN C180 NO 2 | SUBSTATION | Unknown | NO | NONE | DISTRIBUTION | TNB | CHERAS | NO | 75 |  |  | Unknown | NO |  | Unknown |  | 28 |  | 0.63 | 50 | 20 | B11738 | NO | [7 empty] | 3
53988515 | B11741 | PE DATARAN C180 NO 1 |  |  | BCRS/PCE/J01061/MB | 300387130 | Existing | RYB | JUBA-4 | B11705 PE DATARAN C180 NO 1 | CLOSED | CLOSED | LINK |  | 11 kV | GAS | 16/12/2011 |  |  | Unknown | F_and_G | INDKOM | 1207327475 |  | DATARAN C180 NO 2 | SUBSTATION | Unknown | NO | NONE | DISTRIBUTION | TNB | CHERAS | NO | 75 |  |  | Unknown | NO |  | Unknown |  | 28 |  | 0.63 | 50 | 20 | B11741 | NO | [7 empty] | 3
53988520 | B12750 | SPARE |  |  | BCRS/PCE/J01061/MB | 300387130 | Existing | RYB | JUBA-4 | B01647 PE CHERAS PERDANA NO3 | CLOSED | CLOSED | LINK |  | 11 kV | GAS | 16/12/2011 |  |  | Unknown | F_and_G | INDKOM | 1207327475 |  | DATARAN C180 NO 2 | SUBSTATION | Unknown | NO | NONE | DISTRIBUTION | TNB | CHERAS | NO | 75 |  |  | Unknown | NO |  | Unknown |  | 28 |  | 0.63 | 50 | 20 | B12750 | NO | [7 empty] | 3
54284750 | B05520 | B01776 | 6824968 | 6824967 | BCRS/PCE/J00236/MBB01776 | 300005889 | Existing | RYB | BTHO-1 | B01775 SHAH JAYA | CLOSED | CLOSED | LINK |  | 11 kV | OIL | 1990-11-01 |  |  | Unknown | TOPRANK | TOPRANK | OD3L1T AK26 | Not applicable | SG WAY QUARRY IND SB | CUSTOMER | Unknown | YES | Unknown | DISTRIBUTION | TNB | CHERAS | Unknown | 75 | Unknown | Unknown | Unknown | NO |  | LINE |  | 28 |  | 0.63 | 50 | 20 | B05520 | NO | Not applicable |  |  | Unknown | Unknown | SG WAY QUARRY KAJANG |  | 3
54589622 | B06820 | B06820 | 6789712 | 6789711 | BCRS/PCE/J00180/MBB06818 | 300005505 | Existing | RYB | BTHO-9 | B01713 BTHO NO.6 | OPEN | OPEN | LINK |  | 11 kV | GAS | 2002-11-01 |  |  |  | FALCON BETA | TAMCO | E220497 | N/A | DESA WANGSA BTHO | SUBSTATION | Unknown | Unknown | Unknown | DISTRIBUTION | TNB | CHERAS | Unknown | 75 |  |  | Unknown | Unknown |  | LINE |  | 28 |  | 0.63 | 50 | 20 | B06820 | NO | N/A |  |  |  | 0 | DESA WANGSA |  | 3
55087735 | B13924 | [5 empty] | Existing | RYB |  |  | CLOSED | CLOSED | LINK |  | 11 kV | GAS |  |  |  |  | INDKOM | INDKOM | 15022114409DE |  | PE PDT SENJA NO 1 | Unknown | Unknown | Unknown | NONE | DISTRIBUTION | TNB | CHERAS | NO | 75 |  |  |  | Unknown |  | LINE |  | 28 |  | 0.63 | 50 | 20 | B13924 | NO | [7 empty] | 3
55087736 | B13922 | [5 empty] | Existing | RYB |  |  | CLOSED | CLOSED | LINK |  | 11 kV | GAS |  |  |  |  | INDKOM |  | 15022114409DE |  | PE PDT SENJA NO 1 | Unknown | Unknown | Unknown | NONE | DISTRIBUTION | TNB | CHERAS | NO | 75 |  |  |  | Unknown |  | LINE |  | 28 |  | 0.63 | 50 | 20 | B13922 | NO | [7 empty] | 3
55221453 | B01302 | PE VALIAND RUBBER | 6841029 | 6841028 | BCRS/PCE/J00207/MBB01299 | 300005700 | Existing | RYB | PBEL(P)-6 | B01303 PE VALIAND RUBBER | OPEN | OPEN | LINK |  | 11 kV | GAS | 1990-11-01 |  |  | Unknown | MERLIN GERIN | MERLIN GERIN | N/A |  | FURNIWEB | SUBSTATION | Unknown | Unknown | Unknown | DISTRIBUTION | TNB | CHERAS | Unknown | 75 |  |  | Unknown | Unknown |  | Unknown |  | 28 |  | 0.63 | 50 | 20 | B01302 | Unknown |  |  |  |  | 0 | FURNIWEB |  | 3
55221455 | B01299 | SPARE | 6841034 | 6841033 | BCRS/PCE/J00207/MBB01299 | 300005700 | Existing | RYB |  | B01298 RSD | OPEN | OPEN | LINK |  | 11 kV | GAS | 1990-11-01 |  |  | Unknown | MERLIN GERIN | MERLIN GERIN | N/A |  | FURNIWEB | SUBSTATION | Unknown | Unknown | Unknown | DISTRIBUTION | TNB | CHERAS | Unknown | 75 |  |  | Unknown | Unknown |  | Unknown |  | 28 |  | 0.63 | 50 | 20 | B01299 | Unknown |  |  |  |  | 0 | FURNIWEB |  | 3
55221458 | B01301 | PE MAURI FERMENTATION |  | 6841038 | BCRS/PCE/J00207/MBB01299 | 300005700 | Existing | RYB |  | B01309 PE MAURI FERMENTATION | CLOSED | CLOSED | LINK |  | 11 kV | GAS | 1990-11-01 |  |  | Unknown | MERLIN GERIN | MERLIN GERIN | N/A |  | FURNIWEB | SUBSTATION | Unknown | Unknown | Unknown | DISTRIBUTION | TNB | CHERAS | Unknown | 75 |  |  | Unknown | Unknown |  |  |  | 28 |  | 0.63 | 50 | 20 | B01301 | Unknown |  |  |  |  | 0 | FURNIWEB |  | 3
55590130 | B10707 | B10707 |  |  | BCRS/PCE/J00932/MB | 300430837 | Existing | RYB | BTHO-11 | B13919 PE TOWN PARK 5 NO.1 | OPEN | OPEN | LINK |  | 11 kV | GAS | 2010-11-01 |  |  | Unknown | FALCON BETA | TAMCO | G280272 | N/A | CAREFOUR BTHO | SUBSTATION | Unknown | NO | NONE | DISTRIBUTION | TNB | CHERAS | NO | 75 |  |  | Unknown | NO |  | LINE |  | 28 |  | 0.63 | 50 | 20 | B10707 | NO | N/A | [6 empty] | 3
55590140 | B10705 | B10705 |  |  | BCRS/PCE/J00932/MB | 300430837 | Existing | RYB | BTHO-11 | PPU BTHO FDR 11 | CLOSED | CLOSED | LINK |  | 11 kV | GAS | 2010-11-01 |  |  | Unknown | FALCON BETA | TAMCO | G280272 | N/A | CAREFOUR BTHO | SUBSTATION | Unknown | NO | NONE | DISTRIBUTION | TNB | CHERAS | NO | 75 |  |  | Unknown | NO |  | LINE |  | 28 |  | 0.63 | 50 | 20 | B10705 | NO | N/A | [6 empty] | 3
55590141 | B10706 | B10706 |  |  | BCRS/PCE/J00932/MB | 300430837 | Existing | RYB | BTHO-11 | PENGGUNA HT | CLOSED | CLOSED | LINK |  | 11 kV | GAS | 2010-11-01 |  |  | Unknown | FALCON BETA | TAMCO | G280272 | N/A | CAREFOUR BTHO | SUBSTATION | Unknown | NO | NONE | DISTRIBUTION | TNB | CHERAS | NO | 75 |  |  | Unknown | NO |  | LINE |  | 28 |  | 0.63 | 50 | 20 | B10706 | NO | N/A | [6 empty] | 3
55624480 | B02072 | B02072 |  |  | BCRS/PCE/J00145/MB1 | 300005268 | Existing | RYB |  |  | CLOSED | CLOSED | LINK |  | 11 kV | GAS | 1991-11-01 |  |  | HORIZONTAL | F_and_G | INDKOM | 10145765 |  | TMN CHERAS PERMAI | Unknown | Unknown | NO | NONE | DISTRIBUTION | TNB | CHERAS | NO | 75 |  |  |  | NO |  | LINE |  | 28 |  | 0.63 | 50 | 20 | B02072 | NO | [7 empty] | 3
55624484 | B02070 | B02072 |  |  | BCRS/PCE/J00145/MB1 | 300005268 | Existing | RYB |  | TMN CHERAS INTAN | CLOSED | CLOSED | LINK |  | 11 kV | GAS | 1991-11-01 |  |  |  | F_and_G | INDKOM | 10145765 |  | TMN CHERAS PERMAI | Unknown | Unknown | NO | NONE | DISTRIBUTION | TNB | CHERAS | NO | 75 |  |  |  | NO |  | LINE |  | 28 |  | 0.63 | 50 | 20 | B02070 | NO | [7 empty] | 3
55809133 | B12585 | PE JALAN DESA BUDIMAN NO 2 |  |  |  |  | Existing | RYB | SGLN-7 | B11560 PE JALAN DESA BUDIMAN NO 2 | CLOSED | CLOSED | LINK |  | 11 kV | GAS |  |  |  | Unknown | ABB | ABB | 500711386/16001-01 |  | JLN DB 6/4 | SUBSTATION | Unknown | NO | NONE | DISTRIBUTION | TNB | CHERAS | NO | 75 |  |  | Unknown | NO |  | Unknown |  | 28 |  | 0.63 | 50 | 20 | B12585 | NO | [7 empty] | 3
55809137 | B12586 | PE JLN DB 5/1 |  |  |  |  | Existing | RYB | SGLN-7 | B12135 PE JLN DB 5/1 | CLOSED | CLOSED | LINK |  | 11 kV | GAS |  |  |  | Unknown | ABB | ABB | 500711386/16001-01 |  | JLN DB 6/4 | SUBSTATION | Unknown | NO | NONE | DISTRIBUTION | TNB | CHERAS | NO | 75 |  |  | Unknown | NO |  | Unknown |  | 28 |  | 0.63 | 50 | 20 | B12586 | NO | [7 empty] | 3
55852058 | B01736 | PE TAMAN PUTERI JAYA NO 1 |  |  | BCRS/PCE/J00243/MB | 300005940 | Existing | RYB | LMAS-4 | B01737 PE TAMAN PUTERI JAYA NO 1 | CLOSED | CLOSED | LINK |  | 11 kV | GAS | 2012-11-11 |  |  | Unknown | F_and_G | INDKOM | 1203216478 |  | FLAT DAMAI JAYA | SUBSTATION | Unknown | NO | NONE | DISTRIBUTION | TNB | CHERAS | NO | 75 |  |  | Unknown | NO |  | Unknown |  | 28 |  | 0.63 | 50 | 20 | B01736 | NO | [7 empty] | 3
55852059 | B01734 | PE PUSAT KEBUDAYAAN |  |  | BCRS/PCE/J00243/MB | 300005940 | Existing | RYB | LMAS-4 | B01733 PE PUSAT KEBUDAYAAN | CLOSED | CLOSED | LINK |  | 11 kV | GAS | 2012-11-11 |  |  | Unknown | F_and_G | INDKOM | 1203216478 |  | FLAT DAMAI JAYA | SUBSTATION | Unknown | NO | NONE | DISTRIBUTION | TNB | CHERAS | NO | 75 |  |  | Unknown | NO |  | Unknown |  | 28 |  | 0.63 | 50 | 20 | B01734 | NO | [7 empty] | 3
55869323 | B02129 | PE TMN CUEPACS NO 2 |  |  | BCRS/PCE/J00019/MBB02129 | 300004129 | Existing | RYB | TMASS-4 | B02121 PE TMN CUEPACS NO 2 | CLOSED | CLOSED | LINK |  | 11 kV | GAS | 1982-11-01 |  |  | Unknown | FALCON BETA | INDKOM | B21224359 |  | TMN CHERAS PERMATA NO 2 | SUBSTATION | Unknown | NO | NONE | DISTRIBUTION | TNB | CHERAS | NO | 75 |  |  | Unknown | NO |  | Unknown |  | 28 |  | 0.63 | 50 | 20 | B02129 | NO | [7 empty] | 3
55869335 | B02132 | PE PANGSAPURI PERMATA |  |  | BCRS/PCE/J00019/MBB02129 | 300004129 | Existing | RYB | TMASS-4 | B00630 PE PANGSAPURI PERMATA | CLOSED | CLOSED | LINK |  | 11 kV | GAS | 1982-11-01 |  |  | Unknown | FALCON BETA | INDKOM | B21224359 |  | TMN CHERAS PERMATA NO 2 | SUBSTATION | Unknown | NO | NONE | DISTRIBUTION | TNB | CHERAS | NO | 75 |  |  | Unknown | NO |  | Unknown |  | 28 |  | 0.63 | 50 | 20 | B02132 | NO | [7 empty] | 3
56303010 | B13913 | [5 empty] | Existing | RYB |  | B01505 PE SIA CHIN AIK | CLOSED | CLOSED | LINK |  | 11 kV | GAS |  |  |  |  | TOSHIBA | TOSHIBA | ID2L1TBH48 |  | PE PDT LUTHERN CHURCH | SUBSTATION | Unknown | NO | NONE | DISTRIBUTION | TNB | CHERAS | NO | 75 |  |  | Unknown | NO |  |  |  | 28 |  |  | 50 | 20000 | B13913 | NO | [7 empty] | 3
56303011 | B13914 | [5 empty] | Existing | RYB |  | B01504 PE TAMAN INDAH NO. 2 | CLOSED | CLOSED | LINK |  | 11 kV | GAS |  |  |  |  | TOSHIBA | TOSHIBA | ID2L1TBH48 |  | PE PDT LUTHERN CHURCH | SUBSTATION | Unknown | NO | NONE | DISTRIBUTION | TNB | CHERAS | NO | 75 |  |  | Unknown | NO |  |  |  | 28 |  | 20 | 50 | 20 | B13914 | NO | [7 empty] | 3
56556274 | B13117 | B13117 |  |  | BCRS/PCE/J01159/MB1 | 310523199 | Existing | RYB |  | B02837 TS MFKS | CLOSED | CLOSED | LINK |  | 11 kV | GAS |  |  |  |  | LUCY | W. LUCY LTD & CO. LTD | SFA0006429 | N/A | LOT 72887 TS WONG | SUBSTATION | Unknown | NO | NONE | DISTRIBUTION | TNB | CHERAS | NO | 75 |  |  | Unknown | NO |  | LINE |  | 28 |  | 0.63 | 50 | 20 | B13117 | NO | N/A | [6 empty] | 3
56556286 | B13116 | B13116 |  |  | BCRS/PCE/J01159/MB1 | 310523199 | Existing | RYB |  | B02836 PE WING LOONG | CLOSED | CLOSED | LINK |  | 11 kV | GAS |  |  |  |  | LUCY | W. LUCY LTD & CO. LTD | SFA0006429 | N/A | LOT 72887 TS WONG | SUBSTATION | Unknown | NO | NONE | DISTRIBUTION | TNB | CHERAS | NO | 75 |  |  | Unknown | NO |  | LINE |  | 28 |  | 0.63 | 50 | 20 | B13116 | NO | N/A | [6 empty] | 3
56560598 | B13464 | B13464 |  |  |  |  | Existing | RYB | MHCR-1 | B11687 TMN SINAR MAHKOTA | CLOSED | CLOSED | LINK |  | 11 kV | GAS |  |  |  | Unknown | INDKOM | INDKOM | 14052112570 | N/A | PE PADAT SUNSTONE NO 1 | SUBSTATION | Unknown | NO | NONE | DISTRIBUTION | TNB | CHERAS | NO | 75 |  |  | Unknown | NO |  | LINE |  | 28 |  | 0.63 | 50 | 20 | B13464 | NO | N/A | [6 empty] | 3
56560599 | B13462 | B13462 |  |  |  |  | Existing | RYB | MHCR-1 | B13461 PDT SUNSTONE NO 2 | CLOSED | CLOSED | LINK |  | 11 kV | GAS |  |  |  | Unknown | INDKOM | INDKOM | 14052112570 | N/A | PE PADAT SUNSTONE NO 1 | SUBSTATION | Unknown | NO | NONE | DISTRIBUTION | TNB | CHERAS | NO | 75 |  |  | Unknown | NO |  | LINE |  | 28 |  | 0.63 | 50 | 20 | B13462 | NO | [7 empty] | 3
56719473 | B13123 | PPU JUSCO BALAKONG CB 13 |  |  |  |  | Existing | RYB | JUBA-13 | PPU TAMAN SUTERA CB 9 | CLOSED | CLOSED | LINK |  | 11 kV | GAS |  |  |  | Unknown | TOSHIBA | TOSHIBA | 1D2L2T B1 183 |  | GIANT VOICE SEMI-D | SUBSTATION | Unknown | NO | NONE | DISTRIBUTION | TNB | CHERAS | NO | 75 |  |  | Unknown | NO |  | Unknown |  | 28 |  | 0.63 | 50 | 20 | B13123 | NO | [7 empty] | 3
56719479 | B13126 | PE DENSHI MARUWA |  |  |  |  | Existing | RYB | JUBA-13 | B04210 PE DENSHI MARUWA | CLOSED | CLOSED | LINK |  | 11 kV | GAS |  |  |  | Unknown | TOSHIBA | TOSHIBA | 1D2L2T B1 183 |  | GIANT VOICE SEMI-D | SUBSTATION | Unknown | NO | NONE | DISTRIBUTION | TNB | CHERAS | NO | 75 |  |  | Unknown | NO |  | Unknown |  | 28 |  | 0.63 | 50 | 20 | B13126 | NO | [7 empty] | 3
56728066 | B13297 | B13297 |  |  |  |  | Existing | RYB | JUBA-3 | B08321 PE JLN SUTERA 2/5 TMN SUTERA | CLOSED | CLOSED | LINK |  | 11 kV | GAS |  |  |  | Unknown | F_and_G | INDKOM | 13122211421 |  | JLN SR 3/4 | SUBSTATION | Unknown | NO | NONE | DISTRIBUTION | TNB | CHERAS | NO | 75 |  |  | Unknown | NO |  | LINE |  | 28 |  | 0.63 | 50 | 20 | B13297 | NO | [7 empty] | 3
56728070 | B13296 | B13296 |  |  |  |  | Existing | RYB | JUBA-3 | B10769 PE RUMAH 2 TINGKAT PHASE 4 | CLOSED | CLOSED | LINK |  | 11 kV | GAS |  |  |  | Unknown | F_and_G | INDKOM | 13122211421 |  | JLN SR 3/4 | SUBSTATION | Unknown | NO | NONE | DISTRIBUTION | TNB | CHERAS | NO | 75 |  |  | Unknown | NO |  | LINE |  | 28 |  | 0.63 | 50 | 20 | B13296 | NO | [7 empty] | 3
56732343 | B13292 | PE DAIREN DEVE SDN BHD NO.2 |  |  |  |  | Existing | RYB | PBEL(P)-5 | B13524 PE AMAZON KPB 3 NO.2 | CLOSED | CLOSED | LINK |  | 11 kV | GAS |  |  |  | Unknown | INDKOM | INDKOM | 14062212736DE |  | PE AMAZON KPB 3 NO 1 | SUBSTATION | Unknown | NO | NONE | DISTRIBUTION | TNB | CHERAS | NO | 75 |  |  | Unknown | NO |  | Unknown |  | 28 |  | 20 | 50 | 20 | B13292 | NO | [7 empty] | 3
56732347 | B13289 | PE WAISUN CONFECTIONERY SDN BHD |  |  |  |  | Existing | RYB | PBEL(P)-5 | B09079 PE WAISUN CONFECTIONERY SDN BHD | CLOSED | CLOSED | LINK |  | 11 kV | GAS |  |  |  | Unknown | INDKOM | INDKOM | 14062212736DE |  | PE AMAZON KPB 3 NO 1 | SUBSTATION | Unknown | NO | NONE | DISTRIBUTION | TNB | CHERAS | NO | 75 |  |  | Unknown | NO |  | Unknown |  | 28 |  | 20 |  | 20 | B13289 | NO | [7 empty] | 3
56745212 | B08323 | PE PADAT (COMPACT) SERDANG |  |  | BCRS/PCE/J00968/MB | 300319927 | Existing | RYB | BLKG-2 | B00858 PE PADAT (COMPACT) SERDANG | CLOSED | CLOSED | LINK |  | 11 kV | GAS | 2005-11-11 |  |  | Unknown | F_and_G | TOPRANK | 14062212741DE |  | RAKR TMN SURIA DESA SERDANG | SUBSTATION | Unknown | NO | NONE | DISTRIBUTION | TNB | CHERAS | NO | 75 |  |  | Unknown | NO |  | Unknown |  | 28 |  | 0.63 | 50 | 20 | B08323 | NO | [7 empty] | 3
56745216 | B08325 | PE COMPACT KG SETIA SERDANG LAMA |  |  | BCRS/PCE/J00968/MB | 300319927 | Existing | RYB | BLKG-2 | B00857 PE COMPACT KG SETIA SERDANG LAMA | CLOSED | CLOSED | LINK |  | 11 kV | GAS | 2005-11-11 |  |  | Unknown | INDKOM | TOPRANK | 14062212741DE |  | RAKR TMN SURIA DESA SERDANG | SUBSTATION | Unknown | NO | NONE | DISTRIBUTION | TNB | CHERAS | NO | 75 |  |  | Unknown | NO |  | Unknown |  | 28 |  | 0.63 | 50 | 20 | B08325 | NO | [7 empty] | 3
56818208 | B13133 | B13133 |  |  | BCRS/PCE/J01181/MB1 | 310523202 | Existing | RYB |  | B02220 CG MEDICAL | CLOSED | CLOSED | LINK |  | 11 kV | GAS |  |  |  |  | INDKOM | INDKOM | 14062212723DE | N/A | PE GRAND INCOME SDN BHD | SUBSTATION | Unknown | NO | NONE | DISTRIBUTION | TNB | CHERAS | NO | 75 |  |  | Unknown | NO |  | LINE |  | 28 |  | 0.63 | 50 | 20 | B13133 | NO | N/A | [6 empty] | 3
56818212 | B13130 | B13130 |  |  | BCRS/PCE/J01181/MB1 | 310523202 | Existing | RYB |  | B14395 PE PDT KAMPUNG SG TEKALI | CLOSED | CLOSED | LINK |  | 11 kV | GAS |  |  |  |  | INDKOM | INDKOM | 14062212723DE | N/A | PE GRAND INCOME SDN BHD | SUBSTATION | Unknown | NO | NONE | DISTRIBUTION | TNB | CHERAS | NO | 75 |  |  | Unknown | NO |  | LINE |  | 28 |  | 0.63 | 50 | 20 | B13130 | NO | N/A | [6 empty] | 3
56826826 | B13154 | PE ONE INDUSTRIAL PARK NO.2 |  |  |  |  | Existing | RYB | TAMI-3 | B13155 PE ONE INDUSTRIAL PARK NO.2 | CLOSED | CLOSED | LINK |  | 11 kV | GAS |  |  |  | Unknown | LUCY | Unknown | SF00090846 |  | ONE INDUSTRIAL PARK NO 1 | SUBSTATION | Unknown | NO | NONE | DISTRIBUTION | TNB | CHERAS | NO | 75 |  |  | Unknown | NO |  | Unknown |  | 28 |  | 0.63 | 50 | 20 | B13154 | NO | [7 empty] | 3
56826838 | B13152 | PE GUPPY PLASTIC KARUNMAS |  |  |  |  | Existing | RYB | TAMI-3 | B12361 PE GUPPY PLASTIC KARUNMAS | CLOSED | CLOSED | LINK |  | 11 kV | GAS |  |  |  | Unknown | LUCY | Unknown | SF00090846 |  | ONE INDUSTRIAL PARK NO 1 | SUBSTATION | Unknown | NO | NONE | DISTRIBUTION | TNB | CHERAS | NO | 75 |  |  | Unknown | NO |  | Unknown |  | 28 |  | 0.63 | 50 | 20 | B13152 | NO | [7 empty] | 3
56827512 | B13155 | PE ONE INDUSTRIAL PARK, BALAKONG |  |  |  |  | Existing | RYB | TAMI-3 | B13154 PE ONE INDUSTRIAL PARK, BALAKONG | CLOSED | CLOSED | LINK |  | 11 kV | GAS |  |  |  | Unknown | LUCY | Unknown | SF00089684 |  | ONE INDUSTRIAL PARK NO 2 | SUBSTATION | Unknown | NO | NONE | DISTRIBUTION | TNB | CHERAS | NO | 75 |  |  | Unknown | NO |  | Unknown |  | 28 |  | 0.63 | 50 | 20 | B13155 | NO | [7 empty] | 3
56827524 | B13157 | PE EKSPEDISI EMAS SDN BHD |  |  |  |  | Existing | RYB | TAMI-3 | B06540 PE EKSPEDISI EMAS SDN BHD | CLOSED | CLOSED | LINK |  | 11 kV | GAS |  |  |  | Unknown | LUCY | Unknown | SF00089684 | SF00089684 | ONE INDUSTRIAL PARK NO 2 | SUBSTATION | Unknown | NO | NONE | DISTRIBUTION | TNB | CHERAS | NO | 75 |  |  | Unknown | NO |  | Unknown |  | 28 |  | 0.63 | 50 | 20 | B13157 | NO | [7 empty] | 3
56839708 | B13161 | B13161 |  |  |  |  | Existing | RYB |  | B13160 PDT BRILLIANT MERITS 1 | CLOSED | CLOSED | LINK |  | 11 kV | GAS |  |  |  | Unknown | F_and_G | INDKOM | 14042112522 |  | PDT BRILIANT MERIT 2 | SUBSTATION | Unknown | NO | NONE | DISTRIBUTION | TNB | CHERAS | NO | 75 |  |  | Unknown | NO |  | LINE |  | 28 |  | 0.63 | 50 | 20 | B13161 | NO | [7 empty] | 3
56839709 | B13163 | B13163 |  |  |  |  | Existing | RYB |  | B10013 TMN IND BJ 2 | CLOSED | CLOSED | LINK |  | 11 kV | GAS |  |  |  | Unknown | F_and_G | INDKOM | 14042112522 |  | PDT BRILIANT MERIT 2 | SUBSTATION | Unknown | NO | NONE | DISTRIBUTION | TNB | CHERAS | NO | 75 |  |  | Unknown | NO |  | LINE |  | 28 |  | 0.63 | 50 | 20 | B13163 | NO | [7 empty] | 3
56840402 | B13158 | B13158 |  |  |  |  | Existing | RYB |  | B11618 LOT 3396 BJ 2 | CLOSED | CLOSED | LINK |  | 11 kV | GAS |  |  |  | Unknown | F_and_G | INDKOM | 14052112566 |  | PDT BRILIANT MERIT 1 | SUBSTATION | Unknown | NO | NONE | DISTRIBUTION | TNB | CHERAS | NO | 75 |  |  | Unknown | NO |  | LINE |  | 28 |  | 0.63 | 50 | 20 | B13158 | NO | [7 empty] | 3
56840403 | B13160 | B13160 |  |  |  |  | Existing | RYB |  | B13161 PDT BRILLIANT MERITS 2 | CLOSED | CLOSED | LINK |  | 11 kV | GAS |  |  |  | Unknown | F_and_G | INDKOM | 14052112566 |  | PDT BRILIANT MERIT 1 | SUBSTATION | Unknown | NO | NONE | DISTRIBUTION | TNB | CHERAS | NO | 75 |  |  | Unknown | NO |  | LINE |  | 28 |  | 0.63 | 50 | 20 | B13160 | NO | [7 empty] | 3
56843972 | B13141 | B13141 |  |  |  |  | Existing | RYB |  | B08164 R/P BUKIT KUNDANG | CLOSED | CLOSED | LINK |  | 11 kV | GAS |  |  |  |  | MERLIN GERIN | MERLIN GERIN | SF2013-W23-3-0082 | N/A | PADAT MENARA CELCOM H/LANGAT | SUBSTATION | Unknown | NO | NONE | DISTRIBUTION | TNB | CHERAS | NO | 75 |  |  | Unknown | NO |  | LINE |  | 28 |  | 0.63 | 50 | 20 | B13141 | NO | N/A | [6 empty] | 3
56843984 | B13140 | B13140 |  |  |  |  | Existing | RYB |  | B02251 FAIRVIEW | CLOSED | CLOSED | LINK |  | 11 kV | GAS |  |  |  |  | MERLIN GERIN | MERLIN GERIN | SF2013-W23-3-0082 | N/A | PADAT MENARA CELCOM H/LANGAT | SUBSTATION | Unknown | NO | NONE | DISTRIBUTION | TNB | CHERAS | NO | 75 |  |  | Unknown | NO |  | LINE |  | 28 |  | 0.63 | 50 | 20 | B13140 | NO | N/A | [6 empty] | 3
56861168 | B13137 | PE BANDAR SG LONG NO 9 |  |  |  |  | Existing | RYB | CJYA-5 | B13545 PE PDT TAMAN INDAH 2 | CLOSED | CLOSED | LINK |  | 11 kV | GAS |  |  |  | Unknown | MERLIN GERIN | MERLIN GERIN | R0648049SF |  | PE TAMAN INDAH 2 ,SG LONG | SUBSTATION | Unknown | NO | NONE | DISTRIBUTION | TNB | CHERAS | NO | 75 |  |  | Unknown | NO |  | Unknown |  | 28 |  | 0.63 | 50 | 20 | B13137 | NO | [7 empty] | 3
56861172 | B13134 | PE THAM KOK |  |  |  |  | Existing | RYB | CJYA-5 | B01363 PE THAM KOK | CLOSED | CLOSED | LINK |  | 11 kV | GAS |  |  |  | Unknown | MERLIN GERIN | MERLIN GERIN | R0648049SF |  | PE TAMAN INDAH 2 ,SG LONG | SUBSTATION | Unknown | NO | NONE | DISTRIBUTION | TNB | CHERAS | NO | 75 |  |  | Unknown | NO |  | Unknown |  | 28 |  | 0.63 | 50 | 20 | B13134 | NO | [7 empty] | 3
56862518 | B02378 | PE SG LONG NO5 COMPACT |  |  | BCRS/PCE/J00192/MBB02378 | 300005597 | Existing | RYB | SGLN-12 | B08224 PE SG LONG NO5 COMPACT | CLOSED | CLOSED | LINK |  | 11 kV | GAS | 1996-11-01 |  |  | Unknown | TOSHIBA | INDKOM | OD3L2TAY14 |  | SG LONG NO 9 | SUBSTATION | Unknown | NO | NONE | DISTRIBUTION | TNB | CHERAS | NO | 75 |  |  | Unknown | NO |  | Unknown |  | 28 |  | 0.63 | 50 | 20 | B02378 | NO | [7 empty] | 3
56862523 | B12868 | PE TAMAN INDAH 2, SG. LONG |  |  | BCRS/PCE/J00192/MBB02378 | 300005597 | Existing | RYB | CJYA-5 | B13137 PE TAMAN INDAH 2, SG. LONG | OPEN | OPEN | LINK |  | 11 kV | GAS | 1996-11-01 |  |  | Unknown | TOSHIBA | INDKOM | OD3L2TAY14 |  | SG LONG NO 9 | SUBSTATION | Unknown | NO | NONE | DISTRIBUTION | TNB | CHERAS | NO | 75 |  |  | Unknown | NO |  | Unknown |  | 28 |  | 0.63 | 50 | 20 | B12868 | NO | [7 empty] | 3
56862528 | B02381 | PE ADMIRAL PARK NO 2 |  |  | BCRS/PCE/J00192/MBB02378 | 300005597 | Existing | RYB | SGLN-12 | B10728 PE ADMIRAL PARK NO 2 | CLOSED | CLOSED | LINK |  | 11 kV | GAS | 1996-11-01 |  |  | Unknown | TOSHIBA | INDKOM | OD3L2TAY14 |  | SG LONG NO 9 | SUBSTATION | Unknown | NO | NONE | DISTRIBUTION | TNB | CHERAS | NO | 75 |  |  | Unknown | NO |  | Unknown |  | 28 |  | 0.63 | 50 | 20 | B02381 | NO | [7 empty] | 3
56862572 | B02663 | PE BANDAR SG LONG NO 14 |  |  | BCRS/PCE/J00193/MBB06001 | 300005607 | Existing | RYB | SGLN-6 | B02663 PE BANDAR SG LONG NO 14 | CLOSED | CLOSED | LINK |  | 11 kV | GAS | 1999-11-01 |  |  | Unknown | TOSHIBA | INDKOM | OD3L2TAY16 |  | FLORA GREEN CONDO | SUBSTATION | Unknown | NO | NONE | DISTRIBUTION | TNB | CHERAS | NO | 75 |  |  | Unknown | NO |  | Unknown |  | 28 |  | 0.63 | 50 | 20 | B02663 | NO | [7 empty] | 3
56862577 | B12857 | S\S JUSCO BMC |  |  | BCRS/PCE/J00193/MBB06001 | 300005607 | Existing | RYB | SGLN-6 | B10887 S\S JUSCO BMC | CLOSED | CLOSED | LINK |  | 11 kV | GAS | 1999-11-01 |  |  | Unknown | TOSHIBA | INDKOM | OD3L2TAY16 |  | FLORA GREEN CONDO | SUBSTATION | Unknown | NO | NONE | DISTRIBUTION | TNB | CHERAS | NO | 75 |  |  | Unknown | NO |  | Unknown |  | 28 |  | 0.63 | 50 | 20 | B12857 | NO | [7 empty] | 3
56862582 | B02661 | PE EMERALD POINT A |  |  | BCRS/PCE/J00193/MBB06001 | 300005607 | Existing | RYB | SGLN-6 | B08695 PE EMERALD POINT A | CLOSED | CLOSED | LINK |  | 11 kV | GAS | 1999-11-01 |  |  | Unknown | TOSHIBA | INDKOM | OD3L2TAY16 |  | FLORA GREEN CONDO | SUBSTATION | Unknown | NO | NONE | DISTRIBUTION | TNB | CHERAS | NO | 75 |  |  | Unknown | NO |  | Unknown |  | 28 |  | 0.63 | 50 | 20 | B02661 | NO | [7 empty] | 3
56865445 | B13009 |  | 6833092 | 6833091 | BCRS/PCE/J00589/MB01879 | 310425324 | Existing | RYB | TAMI-10 | PPU TAMI CB 10 | CLOSED | CLOSED | LINK |  | 11 kV | GAS | 22/05/2014 |  |  | Unknown | TOSHIBA | TOSHIBA | H97051-418H |  | TANMING RAYA NO 1 | SUBSTATION | Unknown | NO | NONE | DISTRIBUTION | TNB | CHERAS | NO | 75 |  |  |  | NO |  | LINE |  | 28 |  | 0.63 | 50 | 20 | B13009 | NO |  |  |  |  | 0 | TAMAN TANMING RAYA NO 1 |  | 3
56874069 | B13461 | B13461 |  |  |  |  | Existing | RYB | MHCR-1 | B13462 PDT SUNSTONE NO 1 | CLOSED | CLOSED | LINK |  | 11 kV | GAS |  |  |  |  | INDKOM | INDKOM | 14042112530 | N/A | PE PADAT SUNSTONE NO 2 | SUBSTATION | Unknown | NO | NONE | DISTRIBUTION | TNB | CHERAS | NO | 75 |  |  | Unknown | NO |  | LINE |  | 28 |  | 0.63 | 50 | 20 | B13461 | NO | N/A | [6 empty] | 3
56874070 | B13459 | B13459 |  |  |  |  | Existing | RYB | MHCR-1 | PPU MHCR Fdr1 | CLOSED | CLOSED | LINK |  | 11 kV | GAS |  |  |  |  | INDKOM | INDKOM | 14042112530 | N/A | PE PADAT SUNSTONE NO 2 | SUBSTATION | Unknown | NO | NONE | DISTRIBUTION | TNB | CHERAS | NO | 75 |  |  | Unknown | NO |  | LINE |  | 28 |  | 0.63 | 50 | 20 | B13459 | NO | N/A | [6 empty] | 3
56891206 | B11378 | B11378 |  |  | BCRS/PCE/J00578/MB1 | 300431595 | Existing | RYB | SGLN-8 | B03998 PE KIAN ANN KEE | CLOSED | CLOSED | LINK |  | 11 kV | GAS | 2012-11-01 |  |  |  | SCHNEIDER | INDKOM | MA-2010-W30-3-0098 | N/A | PADAT BUKIT DUKONG | SUBSTATION | Unknown | NO | NONE | DISTRIBUTION | TNB | CHERAS | NO | 75 |  |  | Unknown | NO |  | LINE |  | 28 |  | 0.63 | 50 | 20 | B11378 | NO | [7 empty] | 3
56891218 | B11380 | B11380 |  |  | BCRS/PCE/J00578/MB1 | 300431595 | Existing | RYB | SGLN-8 | B03992 PE R/R BUKIT DUKUNG | CLOSED | CLOSED | LINK |  | 11 kV | GAS | 2012-11-01 |  |  |  | SCHNEIDER | INDKOM | MA-2010-W30-3-0098 | N/A | PADAT BUKIT DUKONG | SUBSTATION | Unknown | NO | NONE | DISTRIBUTION | TNB | CHERAS | NO | 75 |  |  | Unknown | NO |  | LINE |  | 28 |  | 0.63 | 50 | 20 | B11380 | NO | N/A | [6 empty] | 3
56938506 | B13948 | PE STP JADE HILLS |  |  | BCRS/PCE/J01260/MB1 | 300497588 | Existing | RYB |  | STP JADE HILLS | CLOSED | CLOSED | LINK |  | 11 kV | GAS |  |  |  |  | INDKOM | SIEMENS | 15052214984DE |  | PE JADITE SUITE | SUBSTATION | Unknown | NO | NONE | DISTRIBUTION | TNB | CHERAS | NO | 75 |  |  | NONE | NO |  | Unknown |  | 28 |  | 20 | 50 | 20 | B13948 | NO | [7 empty] | 1
56938510 | B13951 | PE KAJANG HEIGHT NO 4 |  |  | BCRS/PCE/J01260/MB1 | 300497588 | Existing | RYB |  | PE KAJANG HEIGHT NO4 | OPEN | CLOSED | LINK |  | 11 kV | GAS |  |  |  |  | INDKOM | SIEMENS | 15052214984DE |  | PE JADITE SUITE | SUBSTATION | Unknown | NO | NONE | DISTRIBUTION | TNB | CHERAS | NO | 75 |  |  | Unknown | NO |  | Unknown |  | 28 |  | 20 | 50 | 20 | B13951 | NO | [7 empty] | 1
57256211 | B13151 | B13149 |  |  |  |  | Existing | RYB | BLKG-13 | B06653 DESA SERDANG NO7 | CLOSED | CLOSED | LINK |  | 11 kV | GAS |  |  |  |  | INDKOM | INDKOM | 14032112153 | N/A | PE PDT BAYU HEIGHT | SUBSTATION | Unknown | NO | NONE | DISTRIBUTION | TNB | CHERAS | NO | 75 |  |  | Unknown | NO |  | LINE |  | 28 |  | 0.63 | 50 | 20 | B13151 | NO | N/A | [6 empty] | 3
57256212 | B13149 | B13151 |  |  |  |  | Existing | RYB | BLKG-13 | PMU BLKG Fdr13 | CLOSED | CLOSED | LINK |  | 11 kV | GAS |  |  |  |  | INDKOM | INDKOM | 14032112153 | N/A | PE PDT BAYU HEIGHT | SUBSTATION | Unknown | NO | NONE | DISTRIBUTION | TNB | CHERAS | NO | 75 |  |  | Unknown | NO |  | LINE |  | 28 |  | 0.63 | 50 | 20 | B13149 | NO | N/A | [6 empty] | 3
57303430 | B13167 | B13167 |  |  |  |  | Existing | RYB | BLKG-7 | B11823 COLOUR IMAGE | CLOSED | CLOSED | LINK |  | 11 kV | GAS |  |  |  |  | INDKOM | INDKOM | 14072212893DE | Not Available | PE SWEET WEALTH | SUBSTATION | Unknown | NO | NONE | DISTRIBUTION | TNB | CHERAS | NO | 75 |  |  | Unknown | NO |  | LINE |  | 28 |  | 20 | 50 | 20 | B13167 | NO | Not Available | [6 empty] | 1
57303434 | B13164 | PE NOUVELLE BALAKONG NO.1 |  |  |  |  | Existing | RYB | BLKG-7 | B13566 PE NOUVELLE BALAKONG NO.1 | CLOSED | CLOSED | LINK |  | 11 kV | GAS |  |  |  |  | INDKOM | INDKOM | 14072212893DE | Not Available | PE SWEET WEALTH | SUBSTATION | Unknown | NO | NONE | DISTRIBUTION | TNB | CHERAS | NO | 75 |  |  | Unknown | NO |  | LINE |  | 28 |  | 20 | 50 | 20 | B13164 | NO | Not Available | [6 empty] | 1
57307724 | B13122 | B13122 |  |  |  |  | Existing | RYB |  | B02395 PE BANDAR SG LONG NO 2 | CLOSED | CLOSED | LINK |  | 11 kV | GAS |  |  |  | Unknown | INDKOM | INDKOM | 14022212011 |  | JLN MUTIARA 3/4 | SUBSTATION | Unknown | NO | NONE | DISTRIBUTION | TNB | CHERAS | NO | 75 |  |  | Unknown | NO |  | LINE |  | 28 |  | 0.63 | 50 | 20 | B13122 | NO | [7 empty] | 3
57307728 | B13119 | B13119 |  |  |  |  | Existing | RYB |  | B02396 PE OAKHILL HOLDING SDN BHD | CLOSED | CLOSED | LINK |  | 11 kV | GAS |  |  |  | Unknown | INDKOM | INDKOM | 14022212011 |  | JLN MUTIARA 3/4 | SUBSTATION | Unknown | NO | NONE | DISTRIBUTION | TNB | CHERAS | NO | 75 |  |  | Unknown | NO |  | LINE |  | 28 |  | 0.63 | 50 | 20 | B13119 | NO | [7 empty] | 3
57324909 | B00850 | PE PETRONAS GREEN STATION | 16309863 | 16309862 | BCRS/PCE/J00660/MB2 | 310282212 | Existing | RYB | BLKG-2 | B11917 PE PETRONAS GREEN STATION | CLOSED | CLOSED | LINK |  | 11 kV | GAS |  |  |  | Unknown | LUCY | Unknown | SF00090303 |  | DESA SERDANG NO 1 | SUBSTATION | Unknown | Unknown | Unknown | DISTRIBUTION | TNB | CHERAS | Unknown | 75 |  |  | Unknown | Unknown |  | LINE |  | 28 |  | 0.63 | 50 | 20 | B00850 | Unknown |  |  |  |  | 0 | TMN. DESA SERDANG NO 1 |  | 3
57324917 | B13139 | LOOPING | 16309863 | 16309862 | BCRS/PCE/J00660/MB2 | 310282212 | Existing | RYB | BLKG-2 | LOOPING | CLOSED | CLOSED | LINK |  | 11 kV | GAS |  |  |  | Unknown | LUCY | TOSHIBA | SF00090303 |  | DESA SERDANG NO 1 | SUBSTATION | Unknown | Unknown | Unknown | DISTRIBUTION | TNB | CHERAS | Unknown | 75 |  |  | Unknown | Unknown |  | LINE |  | 28 |  | 0.63 | 50 | 20 | B13139 | Unknown |  |  |  |  | 0 | TMN. DESA SERDANG NO 1 |  | 3
57333488 | B13465 | B13465 |  |  |  |  | Existing | RYB |  | B10518 WISMA PAUSON | CLOSED | CLOSED | LINK |  | 11 kV | SF6 |  |  |  | Unknown | TOSHIBA | TOSHIBA | ID2L1T BI 1 |  | PE HEE LEE | SUBSTATION | Unknown | NO | NONE | DISTRIBUTION | TNB | CHERAS | NO | 75 |  |  | Unknown | NO |  | LINE |  | 28 |  | 630 | 50 | 20 | B13465 | NO | [7 empty] | 1
57333489 | B13467 | B13467 |  |  |  |  | Existing | RYB |  | B10434 LOT 2374 FURNIWEB | CLOSED | CLOSED | LINK |  | 11 kV | SF6 |  |  |  |  | TOSHIBA | TOSHIBA | ID2L1T BI 1 |  | PE HEE LEE | SUBSTATION | Unknown | NO | NONE | DISTRIBUTION | TNB | CHERAS | NO | 75 |  |  | Unknown | NO |  | LINE |  | 28 |  | 0.63 | 50 | 20 | B13467 | NO | [7 empty] | 1
57377606 | B13300 | PE IKBN DUSUN TUA(3) |  |  | BCRS/PCE/J01187/MB1 | 310523224 | Existing | RYB |  | B08716 PE IKBN DUSUN TUA(3) | CLOSED | CLOSED | LINK |  | 11 kV | GAS |  |  |  | Unknown | TOSHIBA | TOSHIBA | 1D2L1T B1 5 |  | PE BELIA IKBN NO 6 | SUBSTATION | Unknown | NO | NONE | DISTRIBUTION | TNB | CHERAS | NO | 75 |  |  | Unknown | NO |  | LINE |  | 28 |  | 630 | 50 | 20 | B13300 | NO | [7 empty] | 3
57377607 | B13301 | PE IKBN DUSUN TUA(4) |  |  | BCRS/PCE/J01187/MB1 | 310523224 | Existing | RYB |  | B08182 PE IKBN DUSUN TUA(4) | CLOSED | CLOSED | LINK |  | 11 kV | GAS |  |  |  | Unknown | TOSHIBA | TOSHIBA | 1D2L1T B1 5 |  | PE BELIA IKBN NO 6 | Unknown | Unknown | NO | NONE | DISTRIBUTION | TNB | CHERAS | NO | 75 |  |  | Unknown | NO |  | LINE |  | 28 |  | 630 | 50 | 20 | B13301 | NO | [7 empty] | 3
57385016 | B01889 | PE ZINCALU |  |  | BCRS/PCE/J00409/MBB01886 | 300011166 | Existing | RYB | BLKG-3 | B01890 PE ZINCALU | CLOSED | CLOSED | LINK |  | 11 kV | GAS | 2011-11-01 |  |  | Unknown | F_and_G | INDKOM | 1111225426 |  | BERKAT HASIL NO 3 | SUBSTATION | Unknown | NO | NONE | DISTRIBUTION | TNB | CHERAS | NO | 75 |  |  | Unknown | NO |  | Unknown |  | 28 |  | 50 | 50 | 20 | B01889 | NO | [7 empty] | 3
57385020 | B01886 | PE BERKAT HASIL NO 4 |  |  | BCRS/PCE/J00409/MBB01886 | 300011166 | Existing | RYB | BLKG-3 | B01886 PE BERKAT HASIL NO 4 | CLOSED | CLOSED | LINK |  | 11 kV | GAS | 2011-11-01 |  |  | Unknown | F_and_G | INDKOM | 1111225426 |  | BERKAT HASIL NO 3 | SUBSTATION | Unknown | NO | NONE | DISTRIBUTION | TNB | CHERAS | NO | 75 |  |  | Unknown | NO |  | Unknown |  | 28 |  | 50 | 50 | 20 | B01886 | NO | [7 empty] | 3
57702772 | B13304 | B13304 |  |  | NOT AVAILABLE |  | Existing | RYB | LMAS-13 | B14915 SSU GREEN RESIDENCE | CLOSED | CLOSED | LINK |  | 11 kV | GAS |  |  |  |  | INDKOM | INDKOM | 14072212804DE | NOT AVAILABLE | IMPERIAL RESIDENCE | SUBSTATION | Unknown | NO | NONE | DISTRIBUTION | TNB | CHERAS | NO | 75 |  |  |  | NO |  | LINE |  | 28 |  | 0.63 | 50 | 20 | B13304 | NO | NOT AVAILABLE | [6 empty] | 1
57702776 | B13305 | B13305 |  |  | NOT AVAILABLE |  | Existing | RYB | LMAS-13 | B11868 MAKTAB PDRM NO2 | CLOSED | CLOSED | LINK |  | 11 kV | GAS |  |  |  |  | INDKOM | INDKOM | 14072212804DE | NOT AVAILABLE | IMPERIAL RESIDENCE | SUBSTATION | Unknown | NO | NONE | DISTRIBUTION | TNB | CHERAS | NO | 75 |  |  |  | NO |  | LINE |  | 28 |  | 0.63 | 50 | 20 | B13305 | NO | NOT AVAILABLE | [6 empty] | 1
57715669 |  | B13285 |  |  |  |  | Existing | RYB |  |  | CLOSED | CLOSED | BUSBAR SECTION |  | 11 kV | VACUMM |  |  |  | Unknown | ITEM | ITEM | 9700 | N8 26528 | SSU ATLAS AIS CHERAS JAYA | INTERCONNECT (OTHER UTILITY) | Unknown | NO | NONE | DISTRIBUTION | TNB | CHERAS | NO | 75 |  |  | Unknown | NO |  | LINE |  | 28 |  | 0.63 | 50 | 20 |  | Unknown | [7 empty] | 3
57841384 | B13453 | PPU PBEL(P) CB 4 |  |  |  |  | Existing | RYB | PBEL(P)-4 | PPU BUKIT BELIMBING (P) VCB 4 | CLOSED | CLOSED | LINK |  | 11 kV | GAS |  |  |  | Unknown | SCHNEIDER | SCHNEIDER | SF-2013-W46-2-0037 |  | PE PDT CENDANA LAND NO 1 | SUBSTATION | Unknown | NO | NONE | DISTRIBUTION | TNB | CHERAS | NO | 75 |  |  | Unknown | NO |  | Unknown |  | 28 |  | 0.63 | 50 | 20 | B13453 | NO | [5 empty] | KAWASAN PERINDUSTRIAN KAMPUNG BARU BALAKONG |  | 3
57841396 | B13455 | PE PADAT CENDANALAND NO.2 |  |  |  |  | Existing | RYB | PBEL(P)-4 | B13456 PE PADAT CENDANALAND NO.2 | CLOSED | CLOSED | LINK |  | 11 kV | GAS |  |  |  | Unknown | SCHNEIDER | SCHNEIDER | SF-2013-W46-2-0037 |  | PE PDT CENDANA LAND NO 1 | SUBSTATION | Unknown | NO | NONE | DISTRIBUTION | TNB | CHERAS | NO | 75 |  |  | Unknown | NO |  | Unknown |  | 28 |  | 0.63 | 50 | 20 | B13455 | NO | [5 empty] | KAWASAN PERINDUSTRIAN KAMPUNG BARU BALAKONG |  | 3
57842191 | B13456 | PE PADAT CENDANALAND NO.1 |  |  |  |  | Existing | RYB | PBEL(P)-4 | B13455 PE PADAT CENDANALAND NO.1 | CLOSED | CLOSED | LINK |  | 11 kV | GAS |  |  |  | Unknown | F_and_G | INDKOM | 13112111186 |  | PE PDT CENDANA LAND NO 2 | SUBSTATION | Unknown | NO | NONE | DISTRIBUTION | TNB | CHERAS | NO | 75 |  |  | Unknown | NO |  | Unknown |  | 28 |  | 0.63 | 50 | 20 | B13456 | NO | [5 empty] | KAWASAN PERINDUSTRIAN KAMPUNG BARU BALAKONG |  | 3
57842192 | B13458 | PE BINA PLASTIC INDUSTRIES |  |  |  |  | Existing | RYB | PBEL(P)-4 | B11881 PE BINA PLASTIC INDUSTRIES | CLOSED | CLOSED | LINK |  | 11 kV | GAS |  |  |  | Unknown | F_and_G | INDKOM | 13112111186 |  | PE PDT CENDANA LAND NO 2 | SUBSTATION | Unknown | NO | NONE | DISTRIBUTION | TNB | CHERAS | NO | 75 |  |  | Unknown | NO |  | Unknown |  | 28 |  | 0.63 | 50 | 20 | B13458 | NO | [5 empty] | KAWASAN PERINDUSTRIAN KAMPUNG BARU BALAKONG |  | 3
58163764 | B11162 | B11162 |  |  | BCRS/PCE/J01005/MB1 | 300516273 | Existing | RYB | JUBA-5 | B11161 PE TMN INDUSTRI ANGKAT PERDANA 1 | CLOSED | CLOSED | LINK |  | 11 kV | GAS | 23/10/2012 |  |  |  | FALCON BETA | TAMCO | D285843 |  | TMN INDUSTRI ANGKAT PERDANA NO 2 | SUBSTATION | Unknown | NO | NONE | DISTRIBUTION | TNB | CHERAS | NO | 75 |  |  | Unknown | NO |  | LINE |  | 28 |  | 20 | 50 | 20 | B11162 | NO | [7 empty] | 1
58163770 | B11164 | B11164 |  |  | BCRS/PCE/J01005/MB1 | 300516273 | Existing | RYB | JUBA-5 | B04880 PE THREE V HOLDINGS SDN BHD | CLOSED | CLOSED | LINK |  | 11 kV | GAS | 23/10/2012 |  |  |  | FALCON BETA | TAMCO | D285843 | NA | TMN INDUSTRI ANGKAT PERDANA NO 2 | SUBSTATION | Unknown | NO | NONE | DISTRIBUTION | TNB | CHERAS | NO | 75 |  |  | Unknown | NO |  | LINE |  | 28 |  | 20 | 50 | 20 | B11164 | NO | [7 empty] | 1
58243818 | B13475 | B13475 |  |  |  |  | Existing | RYB |  | B11888 PE DEPOH RAPID | CLOSED | CLOSED | LINK |  | 11 kV | GAS |  |  |  | Unknown | F_and_G | INDKOM | 14082213163DE |  | PE INDUSTRIES COMM NO 1 | SUBSTATION | Unknown | NO | NONE | DISTRIBUTION | TNB | CHERAS | NO | 75 |  |  | Unknown | NO |  | LINE |  | 28 |  | 20 | 50 | 20 | B13475 | NO | [7 empty] | 3
58243822 | B13478 | B13478 |  |  |  |  | Existing | RYB |  | B01472 PE BRONLEY HILL NO.2 | CLOSED | CLOSED | LINK |  | 11 kV | GAS |  |  |  | Unknown | F_and_G | INDKOM | 14082213163DE |  | PE INDUSTRIES COMM NO 1 | SUBSTATION | Unknown | NO | NONE | DISTRIBUTION | TNB | CHERAS | NO | 75 |  |  | Unknown | NO |  | LINE |  | 28 |  | 20 | 50 | 20 | B13478 | Unknown | [7 empty] | 3
58398402 | B13522 | B13522 |  |  |  |  | Existing | RYB | PBEL(P)-5 | B10186 PE DAIREN DEVELOPMENT S/B NO.2 | CLOSED | CLOSED | LINK |  | 11 kV | GAS |  |  |  | Unknown | F_and_G | INDKOM | 14072112957DE |  | PE AMAZON KBP 3 | SUBSTATION | Unknown | NO | NONE | DISTRIBUTION | TNB | CHERAS | NO | 75 |  |  | Unknown | NO |  | LINE |  | 28 |  | 20 | 50 | 20 | B13522 | NO | [7 empty] | 1
58398403 | B13524 | B13524 |  |  |  |  | Existing | RYB | PBEL(P)-5 | B13292 PE AMAZON KPB 3 | CLOSED | CLOSED | LINK |  | 11 kV | GAS |  |  |  |  | F_and_G | INDKOM | 14072112957DE |  | PE AMAZON KBP 3 | SUBSTATION | Unknown | NO | NONE | DISTRIBUTION | TNB | CHERAS | NO | 75 |  |  | Unknown | NO |  | LINE |  | 28 |  | 20 | 50 | 20 | B13524 | NO | [7 empty] | 1
58527220 | B13530 | [5 empty] | Existing | RYB | BTHO-1 | B12529 MPSB LOT 62034 | CLOSED | CLOSED | LINK |  | 11 kV | SF6 |  |  |  | Unknown | TOSHIBA | TOSHIBA | ID2L1T BH22 |  | PE BIG APPLE | SUBSTATION | Unknown | NO | NONE | DISTRIBUTION | TNB | CHERAS | NO | 75 |  |  | Unknown | NO |  | LINE |  | 28 |  | 20 | 50 | 20 | B13530 | NO | [7 empty] | 1
58527221 | B13528 | B13528 |  |  |  |  | Existing | RYB | BTHO-1 | B11654 RICHWAY | CLOSED | CLOSED | LINK |  | 11 kV | SF6 |  |  |  | Unknown | TOSHIBA | TOSHIBA | ID2L1T BH22 |  | PE BIG APPLE | SUBSTATION | Unknown | NO | NONE | DISTRIBUTION | TNB | CHERAS | NO | 75 |  |  | Unknown | NO |  | LINE |  | 28 |  | 20 | 50 | 20 | B13528 | NO | [7 empty] | 1
58531529 | B13483 |  |  |  | BCRS/PCE/J01193/MB1 | 310525496 | Existing | RYB |  | B01856 PKNS 3 C.JAYA | CLOSED | CLOSED | LINK |  | 11 kV | GAS |  |  |  | Unknown | OTHERS | OTHERS | SF00093452 |  | PE KEB VENTURES | Unknown | Unknown | NO | NONE | DISTRIBUTION | TNB | CHERAS | NO | 75 |  |  | Unknown | NO |  | LINE |  | 28 |  | 20 | 50 | 20 | B13483 | NO | [7 empty] | 3
58531541 | B13482 |  |  |  | BCRS/PCE/J01193/MB1 | 310525496 | Existing | RYB |  | B09111 BOGO OPTICAL | CLOSED | CLOSED | LINK |  | 11 kV | GAS |  |  |  | Unknown | OTHERS | OTHERS | SF00093452 |  | PE KEB VENTURES | Unknown | Unknown | NO | NONE | DISTRIBUTION | TNB | CHERAS | NO | 75 |  |  | Unknown | NO |  | LINE |  | 28 |  | 20 | 50 | 20 | B13482 | NO | [7 empty] | 3
58565866 | B13505 | B13505 |  |  |  |  | Existing | RYB | SGLN-3 | B09247 PE TAMAN BUKIT SURIA 2 | CLOSED | CLOSED | LINK |  | 11 kV | GAS |  |  |  | Unknown | F_and_G | INDKOM | 14092213434DE |  | SURIA VILLA | SUBSTATION | Unknown | NO | NONE | DISTRIBUTION | TNB | CHERAS | NO | 75 |  |  | Unknown | NO |  | LINE |  | 28 |  | 20 | 50 | 20 | B13505 | NO | [7 empty] | 1
58565870 | B13502 | B13502 |  |  |  |  | Existing | RYB | SGLN-3 | PPU SGLN VCB 3 | CLOSED | CLOSED | LINK |  | 11 kV | GAS |  |  |  | Unknown | F_and_G | INDKOM | 14092213434DE |  | SURIA VILLA | SUBSTATION | Unknown | NO | NONE | DISTRIBUTION | TNB | CHERAS | NO | 75 |  |  | Unknown | NO |  | LINE |  | 28 |  | 20 | 50 | 20 | B13502 | NO | [7 empty] | 1
58574454 | B13515 | PE LSF TECH |  |  |  |  | Existing | RYB | JUBA-13 | B11230 PE LSF TECHNOLOGY SDN BHD | CLOSED | CLOSED | LINK |  | 11 kV | GAS |  |  |  | Unknown | F_and_G | INDKOM | 14092213394DE |  | PE KIDAMAI INDUSTRIAL PARK | Unknown | Unknown | NO | NONE | DISTRIBUTION | TNB | CHERAS | NO | 75 |  |  | Unknown | NO |  | LINE |  | 28 |  | 20 | 50 | 20 | B13515 | NO | [7 empty] | 1
58574458 | B13512 | PE CENTRAL MALAYA |  |  |  |  | Existing | RYB | JUBA-13 | B12010 PE CENTRAL MALAYA PAPER SDN BHD | CLOSED | CLOSED | LINK |  | 11 kV | GAS |  |  |  |  | F_and_G | INDKOM | 14092213394DE |  | PE KIDAMAI INDUSTRIAL PARK | Unknown | Unknown | NO | NONE | DISTRIBUTION | TNB | CHERAS | NO | 75 |  |  | Unknown | NO |  | LINE |  | 28 |  | 20 | 50 | 20 | B13512 | NO | [7 empty] | 1
58578765 | B13481 | PE TMN. SUNNYSIDE VALE NO 4 |  |  |  |  | Existing | RYB | SGLN-9 | B09147 PE TMN. SUNNYSIDE VALE NO 4 | CLOSED | CLOSED | LINK |  | 11 kV | GAS |  |  |  | Unknown | F_and_G | INDKOM | 14032112110 |  | PE PDT CHUNDI BUSINESS | SUBSTATION | Unknown | NO | NONE | DISTRIBUTION | TNB | CHERAS | NO | 75 |  |  | Unknown | NO |  | Unknown |  | 28 |  | 20 | 50 | 20 | B13481 | NO | [7 empty] | 3
58578766 | B13479 | PE BDR MAHKOTA CHERAS NO 14 |  |  |  |  | Existing | RYB | SGLN-9 | B06696 PE BDR MAHKOTA CHERAS NO 14 | CLOSED | CLOSED | LINK |  | 11 kV | GAS |  |  |  | Unknown | F_and_G | INDKOM | 14032112110 |  | PE PDT CHUNDI BUSINESS | SUBSTATION | Unknown | NO | NONE | DISTRIBUTION | TNB | CHERAS | NO | 75 |  |  | Unknown | NO |  | Unknown |  | 28 |  | 20 | 50 | 20 | B13479 | NO | [7 empty] | 3
58583042 | B13501 | PE SEK MEN KEB SG LONG |  |  |  |  | Existing | RYB | MHCR-5 | B05109 PE SEK MEN KEB SG LONG | CLOSED | CLOSED | LINK |  | 11 kV | GAS |  |  |  | Unknown | F_and_G | INDKOM | 14092213426DE |  | PE GOOD VIEW NO 2 | SUBSTATION | Unknown | NO | NONE | DISTRIBUTION | TNB | CHERAS | NO | 75 |  |  | Unknown | NO |  | Unknown |  | 28 |  | 20 | 50 | 20 | B13501 | NO | [7 empty] | 3
58583046 | B13498 | PE TAMAN GOOD VIEW |  |  |  |  | Existing | RYB | MHCR-5 | B12344 PE TAMAN GOOD VIEW | CLOSED | CLOSED | LINK |  | 11 kV | GAS |  |  |  | Unknown | F_and_G | INDKOM | 14092213426DE |  | PE GOOD VIEW NO 2 | SUBSTATION | Unknown | NO | NONE | DISTRIBUTION | TNB | CHERAS | NO | 75 |  |  | Unknown | NO |  | Unknown |  | 28 |  | 20 | 50 | 20 | B13498 | NO | [7 empty] | 3
58591635 | B02345 | B02345 |  |  | BCRS/PCE/J00102/MB1 | 300431084 | Existing | RYB | TMASS-8 | KENNESON BROTER NO.1 | CLOSED | CLOSED | LINK |  | 11 kV | SF6 | 2000-11-01 |  |  | Unknown | EPE | INDKOM | 14J1363(39) |  | KENEISON BROTHERS NO 2 | SUBSTATION | Unknown | NO | NONE | DISTRIBUTION | TNB | CHERAS | NO | 75 |  |  | Unknown | NO |  | LINE |  | 28 |  | 20 | 50 | 20 | B02345 | NO | [7 empty] | 3
58591639 | B05457 | B05457 |  |  | BCRS/PCE/J00102/MB1 | 300431084 | Existing | RYB | TMASS-8 | B02341 S/S SG LONG QUARRY | CLOSED | CLOSED | LINK |  | 11 kV | SF6 | 2000-11-01 |  |  | Unknown | EPE | INDKOM | 14J1363(39) |  | KENEISON BROTHERS NO 2 | SUBSTATION | Unknown | NO | NONE | DISTRIBUTION | TNB | CHERAS | NO | 75 |  |  | Unknown | NO |  | LINE |  | 28 |  | 20 | 50 | 20 | B05457 | NO | [7 empty] | 3
58592832 | B00000 | B13531 |  |  | BCRS/PCE/J00101/MB1 | 300430759 | Existing | RYB | TMASS-8 | FEEDER | CLOSED | CLOSED | LINK |  | 11 kV | GAS | 1990-11-01 |  |  | Unknown | INDKOM | TAMCO | 14053012598 |  | SWS SG LONG QUARRY | INTERCONNECT (OTHER UTILITY) | Unknown | NO | NONE | DISTRIBUTION | TNB | CHERAS | NO | 75 |  |  | Unknown | NO |  | LINE |  | 28 |  | 20 | 50 | 20 | B00000 | NO | [7 empty] | 1
58592842 | B00000 | B02338 |  |  | BCRS/PCE/J00101/MB1 | 300430759 | Existing | RYB | TMASS-8 | FEEDER | CLOSED | CLOSED | LINK |  | 11 kV | GAS | 1990-11-01 |  |  | Unknown | INDKOM | TAMCO | 14053012598 |  | SWS SG LONG QUARRY | SUBSTATION | Unknown | NO | NONE | DISTRIBUTION | TNB | CHERAS | NO | 75 |  |  | Unknown | NO |  | LINE |  | 28 |  | 20 | 50 | 20 | B00000 | NO | [7 empty] | 1
58592843 | B00000 | B02339 |  |  | BCRS/PCE/J00101/MB1 | 300430759 | Existing | RYB | TMASS-8 | FEEDER | CLOSED | CLOSED | LINK |  | 11 kV | GAS | 1990-11-01 |  |  | Unknown | INDKOM | TAMCO | 14053012598 |  | SWS SG LONG QUARRY | SUBSTATION | Unknown | NO | NONE | DISTRIBUTION | TNB | CHERAS | NO | 75 |  |  | Unknown | NO |  | LINE |  | 28 |  | 20 | 50 | 20 | B00000 | NO | [7 empty] | 1
58592852 | B00000 | B13532 |  |  | BCRS/PCE/J00101/MB2 | 300430763 | Existing | RYB | TMASS-8 | FEEDER | OPEN | CLOSED | LINK |  | 11 kV | GAS | 1990-11-01 |  |  | Unknown | INDKOM | TAMCO | 14053012596 |  | SWS SG LONG QUARRY | SUBSTATION | Unknown | NO | NONE | DISTRIBUTION | TNB | CHERAS | NO | 75 |  |  | Unknown | NO |  | LINE |  | 28 |  | 20 | 50 | 20 | B00000 | NO | [7 empty] | 1
58592865 | B00000 | B02337 |  |  | BCRS/PCE/J00101/MB2 | 300430763 | Existing | RYB | TMASS-8 | FEEDER | CLOSED | CLOSED | LINK |  | 11 kV | GAS | 1990-11-01 |  |  | Unknown | INDKOM | TAMCO | 14053012596 |  | SWS SG LONG QUARRY | SUBSTATION | Unknown | NO | NONE | DISTRIBUTION | TNB | CHERAS | NO | 75 |  |  |  | NO |  | LINE |  | 28 |  | 20 | 50 | 20 | B00000 | NO | [7 empty] | 1
58592866 | B00000 | B13533 |  |  | BCRS/PCE/J00101/MB2 | 300430763 | Existing | RYB | TMASS-8 | FEEDER | CLOSED | CLOSED | LINK |  | 11 kV | GAS | 1990-11-01 |  |  | Unknown | INDKOM | TAMCO | 14053012596 |  | SWS SG LONG QUARRY | SUBSTATION | Unknown | NO | NONE | DISTRIBUTION | TNB | CHERAS | NO | 75 |  |  | Unknown | NO |  | LINE |  | 28 |  | 20 | 50 | 20 | B00000 | NO | [7 empty] | 1
58592867 | B00000 | B02340 |  |  | BCRS/PCE/J00101/MB3 | 300430764 | Existing | RYB | TMASS-8 | FEEDER | CLOSED | CLOSED | LINK |  | 11 kV | GAS | 1990-11-01 |  |  | Unknown | INDKOM | TAMCO | 14053012599 |  | SWS SG LONG QUARRY | SUBSTATION | Unknown | NO | NONE | DISTRIBUTION | TNB | CHERAS | NO | 75 |  |  | Unknown | NO |  | LINE |  | 28 |  | 20 | 50 | 20 | B00000 | NO | [7 empty] | 1
58592868 | B00000 | B02340 |  |  | BCRS/PCE/J00101/MB3 | 300430764 | Existing | RYB | TMASS-8 | FEEDER | CLOSED | CLOSED | LINK |  | 11 kV | GAS | 1990-11-01 |  |  | Unknown | INDKOM | TAMCO | 14053012599 |  | SWS SG LONG QUARRY | SUBSTATION | Unknown | NO | NONE | DISTRIBUTION | TNB | CHERAS | NO | 75 |  |  | Unknown | NO |  | LINE |  | 28 |  | 20 | 50 | 20 | B00000 | NO | [7 empty] | 1
58592869 | B00000 | B13534 |  |  | BCRS/PCE/J00101/MB3 | 300430764 | Existing | RYB | TMASS-8 | FEEDER | CLOSED | CLOSED | LINK |  | 11 kV | GAS | 1990-11-01 |  |  | Unknown | INDKOM | TAMCO | 14053012599 |  | SWS SG LONG QUARRY | SUBSTATION | Unknown | NO | NONE | DISTRIBUTION | TNB | CHERAS | NO | 75 |  |  | Unknown | NO |  | LINE |  | 28 |  | 20 | 50 | 20 | B00000 | NO | [7 empty] | 1
58621700 | B01688 | PE BTHO NO9 |  |  | BCRS/PCE/J00172/MBB01688 | 300005443 | Existing | RYB | LMAS-9 | B01687 PE BTHO NO9 | CLOSED | CLOSED | LINK |  | 11 kV | GAS | 1997-11-01 |  |  |  | FALCON BETA | TAMCO | D970103 | Not Available | BTHO NO 10 | SUBSTATION | Unknown | NO | NONE | DISTRIBUTION | TNB | CHERAS | NO | 75 |  |  | Unknown | NO |  | LINE |  | 28 |  | 0.63 | 50 | 20 | B01688 | NO | Not Available | [6 empty] | 1
58621710 | B01690 | PE BTHO NO9 |  |  | BCRS/PCE/J00172/MBB01688 | 300005443 | Existing | RYB | LMAS-9 | B07070 PE SEK KEB BTHO NO2 | CLOSED | CLOSED | LINK |  | 11 kV | GAS | 1997-11-01 |  |  |  | FALCON BETA | TAMCO | D970103 | Not Available | BTHO NO 10 | SUBSTATION | Unknown | NO | NONE | DISTRIBUTION | TNB | CHERAS | NO | 75 |  |  | Unknown | NO |  | LINE |  | 28 |  | 0.63 | 50 | 20 | B01690 | NO | Not Available | [6 empty] | 1
58625982 | B13158 | PE PALM WALK NO.2 |  |  |  |  | Existing | RYB | MHCR-12 | B10470 PE PALM WALK NO.2 | CLOSED | CLOSED | LINK |  | 11 kV | GAS |  |  |  | Unknown | SCHNEIDER | SCHNEIDER | SF-2013-W46 |  | PDT Banglo Latifah | SUBSTATION | Unknown | NO | NONE | DISTRIBUTION | TNB | CHERAS | NO | 75 |  |  | Unknown | NO |  | Unknown |  | 28 |  | 20 | 50 | 20 | B13158 | NO | [7 empty] | 3
58625994 | B13156 | PE GREEN ACRE PARK NO2 |  |  |  |  | Existing | RYB | MHCR-12 | B06616 PE GREEN ACRE PARK NO2 | CLOSED | CLOSED | LINK |  | 11 kV | GAS |  |  |  | Unknown | SCHNEIDER | SCHNEIDER | SF-2013-W46 |  | PDT Banglo Latifah | SUBSTATION | Unknown | NO | NONE | DISTRIBUTION | TNB | CHERAS | NO | 75 |  |  | Unknown | NO |  | Unknown |  | 28 |  | 20 | 50 | 20 | B13156 | NO | [7 empty] | 3
58630276 | B13527 | B13527 |  |  |  |  | Existing | RYB | LMAS-9 | SUTERA RESIDENT NO.2 | CLOSED | CLOSED | LINK |  | 11 kV | GAS |  |  |  | Unknown | TOSHIBA | TOSHIBA | ID2L1TA BH13 |  | PE PDT TAMAN BERINGIN | SUBSTATION | Unknown | NO | NONE | DISTRIBUTION | TNB | CHERAS | NO | 75 |  |  | Unknown | NO |  | LINE |  | 28 |  | 20 | 50 | 20 | B13527 | NO | [7 empty] | 1
58630288 | B13525 | B13525 |  |  |  |  | Existing | RYB | LMAS-9 | SUTERA RESIDENT NO.1 | CLOSED | CLOSED | LINK |  | 11 kV | GAS |  |  |  | Unknown | TOSHIBA | TOSHIBA | ID2L1TA BH13 |  | PE PDT TAMAN BERINGIN | SUBSTATION | Unknown | NO | NONE | DISTRIBUTION | TNB | CHERAS | NO | 75 |  |  | Unknown | NO |  | LINE |  | 28 |  | 20 | 50 | 20 | B13525 | NO | [7 empty] | 1
58634570 | B13471 | PE THE I RESIDENCE NO.2 |  |  | BCRS/PCE/J01184/MB1 | 310523221 | Existing | RYB | MHCR2-7 | B13472 PE THE I RESIDENCE NO.2 | CLOSED | CLOSED | LINK |  | 12 kV | GAS |  |  |  | Unknown | F_and_G | VEI | 14072212829DE |  | PE THE I-RESIDENCE NO 1 | SUBSTATION | Unknown | NO | NONE | DISTRIBUTION | TNB | CHERAS | NO | 75 |  |  | Unknown | NO |  | Unknown |  | 28 |  | 20 | 50 | 20 | B13471 | NO | [7 empty] | 3
58634574 | B13468 | PE PADAT JALAN BENDAHARA |  |  | BCRS/PCE/J01184/MB1 | 310523221 | Existing | RYB | MHCR2-7 | B11414 PE PADAT JALAN BENDAHARA | CLOSED | CLOSED | LINK |  | 12 kV | GAS |  |  |  | Unknown | F_and_G | VEI | 14072212829DE |  | PE THE I-RESIDENCE NO 1 | SUBSTATION | Unknown | NO | NONE | DISTRIBUTION | TNB | CHERAS | NO | 75 |  |  | Unknown | NO |  | Unknown |  | 28 |  | 20 | 50 | 20 | B13468 | NO | [7 empty] | 3
58643170 | B01466 | B01466 |  |  | BCRS/PCE/J00381/MBB01466 | 300010666 | Existing | RYB |  | P/E STRATEGIK PRODUCT | CLOSED | CLOSED | LINK |  | 11 kV | GAS | 18/07/1998 |  |  | Unknown | TAMCO | TAMCO | D285587 | NOT AVAILABLE | BRONLEY HILL NO 1 | SUBSTATION | Unknown | NO | NONE | DISTRIBUTION | TNB | CHERAS | NO | 75 |  |  | Unknown | NO |  | LINE |  | 28 |  | 20 | 50 | 20 | B01466 | NO | NOT AVAILABLE | [6 empty] | 1
58643179 | B01468 | B13147 |  |  | BCRS/PCE/J00381/MBB01466 | 300010666 | Existing | RYB |  | PENGGUNA HT | OPEN | CLOSED | LINK |  | 11 kV | GAS | 18/07/1998 |  |  | Unknown | FALCON BETA | TAMCO | D285587 | NOT AVAILABLE | BRONLEY HILL NO 1 | CUSTOMER | Unknown | NO | NONE | DISTRIBUTION | TNB | CHERAS | NO | 75 |  |  | Unknown | NO |  | LINE |  | 28 |  | 20 | 50 | 20 | B01468 | NO | NOT AVAILABLE | [6 empty] | 1
58660337 | B13535 | B13535 |  |  | BCRS/PCE/J00267/MBB06335 | 300006208 | Existing | RYB | MHCR2-11 | PPU BMC2 VCB12 | CLOSED | CLOSED | LINK |  | 11 kV | GAS | 2002-11-01 |  |  | Unknown | F_and_G | TAMCO | 14103213780DE |  | BDR MAHKOTA CHERAS NO. 7 | SUBSTATION | Unknown | NO | NONE | DISTRIBUTION | TNB | CHERAS | NO | 75 |  |  | Unknown | NO |  | LINE |  | 28 |  | 0.63 | 50 | 20 | B13535 | NO | [7 empty] | 1
58660342 | B06338 | B06338 |  |  | BCRS/PCE/J00267/MBB06335 | 300006208 | Existing | RYB | MHCR2-11 | BDR MAHKOTA NO.8 | CLOSED | CLOSED | LINK |  | 11 kV | GAS | 2002-11-01 |  |  | Unknown | F_and_G | TAMCO | 14103213780DE |  | BDR MAHKOTA CHERAS NO. 7 | SUBSTATION | Unknown | NO | NONE | DISTRIBUTION | TNB | CHERAS | NO | 75 |  |  | Unknown | NO |  | LINE |  | 28 |  | 0.63 | 50 | 20 | B06338 | NO | [7 empty] | 1
58660347 | B06335 | B06335 |  |  | BCRS/PCE/J00267/MBB06335 | 300006208 | Existing | RYB | MHCR-14 | BDR MAHKOTA NO.6 | OPEN | OPEN | LINK |  | 11 kV | GAS | 2002-11-01 |  |  | Unknown | F_and_G | TAMCO | 14103213780DE |  | BDR MAHKOTA CHERAS NO. 7 | SUBSTATION | Unknown | NO | NONE | DISTRIBUTION | TNB | CHERAS | NO | 75 |  |  | Unknown | NO |  | LINE |  | 28 |  | 0.63 | 50 | 20 | B06335 | NO | [7 empty] | 1
59038213 | [6 empty] | Existing | RYB |  |  | OPEN | OPEN | MAIN |  | 33 kV | [9 empty] | PPU MOBILE MAHKOTA CRS NO 2 ( SEMENTARA) | Unknown | Unknown | NO | NONE | DISTRIBUTION | TNB | CHERAS | NO | Unknown |  |  |  | NO | [17 empty] | 6
59038220 | [6 empty] | Existing | RYB |  |  | CLOSED | CLOSED | MAIN |  | 33 kV |  |  |  |  | Unknown | Unknown |  |  |  | PPU MOBILE MAHKOTA CRS NO 2 ( SEMENTARA) | Unknown | Unknown | NO | NONE | DISTRIBUTION | TNB | CHERAS | NO | Unknown |  |  |  | NO |  | LINE |  | 70 | [5 empty] | NO | [7 empty] | 6
59038287 | [6 empty] | Existing | RYB |  |  | CLOSED | CLOSED | MAIN |  | 33 kV | [9 empty] | PPU MOBILE MAHKOTA CRS NO 2 ( SEMENTARA) | Unknown | Unknown | NO | NONE | DISTRIBUTION | TNB | CHERAS | NO | Unknown |  |  |  | NO | [17 empty] | 6
59038436 | [6 empty] | Existing | RYB |  |  | CLOSED | CLOSED | MAIN |  | 33 kV | [9 empty] | PPU MOBILE MAHKOTA CRS NO 2 ( SEMENTARA) | Unknown | Unknown | NO | NONE | DISTRIBUTION | TNB | CHERAS | NO | Unknown |  |  |  | NO | [17 empty] | 6
59038680 | [6 empty] | Existing | RYB |  |  | CLOSED | CLOSED | MAIN |  | 33 kV | [9 empty] | PPU MOBILE MAHKOTA CRS NO 2 ( SEMENTARA) | Unknown | Unknown | NO | NONE | DISTRIBUTION | TNB | CHERAS | NO | Unknown |  |  |  | NO | [17 empty] | 6
59038832 | [6 empty] | Existing | RYB |  |  | CLOSED | CLOSED | MAIN |  | 33 kV | [9 empty] | PPU MOBILE MAHKOTA CRS NO 2 ( SEMENTARA) | Unknown | Unknown | NO | NONE | DISTRIBUTION | TNB | CHERAS | NO | Unknown |  |  |  | NO | [17 empty] | 6
59038889 | [6 empty] | Existing | RYB |  |  | OPEN | CLOSED | MAIN |  | 33 kV | [9 empty] | PPU MOBILE MAHKOTA CRS NO 2 ( SEMENTARA) | Unknown | Unknown | NO | NONE | DISTRIBUTION | TNB | CHERAS | NO | Unknown |  |  |  | NO | [17 empty] | 6
59038927 | [6 empty] | Existing | RYB |  |  | CLOSED | CLOSED | MAIN |  | 33 kV | [9 empty] | PPU MOBILE MAHKOTA CRS NO 2 ( SEMENTARA) | Unknown | Unknown | NO | NONE | DISTRIBUTION | TNB | CHERAS | NO | Unknown |  |  |  | NO | [17 empty] | 6
59039024 | [6 empty] | Existing | RYB |  |  | OPEN | OPEN | MAIN |  | 33 kV | Unknown | [8 empty] | PPU MOBILE MAHKOTA CRS NO 2 ( SEMENTARA) | Unknown | Unknown | NO | NONE | DISTRIBUTION | TNB | CHERAS | NO | Unknown |  |  |  | NO | [17 empty] | 6
59039135 | [6 empty] | Existing | RYB |  |  | OPEN | CLOSED | MAIN |  | 33 kV | [9 empty] | PPU MOBILE MAHKOTA CRS NO 2 ( SEMENTARA) | Unknown | Unknown | NO | NONE | DISTRIBUTION | TNB | CHERAS | NO | Unknown |  |  |  | NO | [17 empty] | 6
59039176 | [6 empty] | Existing | RYB |  |  | OPEN | CLOSED | MAIN |  | 33 kV | [9 empty] | PPU MOBILE MAHKOTA CRS NO 2 ( SEMENTARA) | Unknown | Unknown | NO | NONE | DISTRIBUTION | TNB | CHERAS | NO | Unknown |  |  |  | NO | [17 empty] | 6
59039230 | [6 empty] | Existing | RYB |  |  | OPEN | OPEN | MAIN |  | 33 kV | [9 empty] | PPU MOBILE MAHKOTA CRS NO 2 ( SEMENTARA) | Unknown | Unknown | NO | NONE | DISTRIBUTION | TNB | CHERAS | NO | Unknown |  |  |  | NO | [17 empty] | 6
59321614 |  | TAMI-5 | 6732257 | 6732401 |  |  | Existing | RYB |  | PE TMN BALAKONG JAYA 1 | CLOSED | CLOSED | MAIN |  | 11 kV | Unknown | [5 empty] | Unknown |  |  | PPU TAMING JAYA | Unknown | Unknown | Unknown | Unknown | DISTRIBUTION | TNB | CHERAS | Unknown | Unknown |  |  |  | Unknown | [17 empty] | 3
59334651 | B13795 | B13795 |  |  | BCRS/PCE/J01217/MBB13795 |  | Existing | RYB |  | B07140 PE JLN IKHLAS | CLOSED | CLOSED | LINK |  | 11 kV | GAS |  |  |  |  | INDKOM | INDKOM | 15012214024DE | NOT AVAILABLE | PE WIRA MUTIARA | SUBSTATION | Unknown | NO | NONE | DISTRIBUTION | TNB | CHERAS | NO | 75 |  |  | Unknown | NO |  | LINE |  | 28 |  | 20 | 50 | 20 | B13795 | NO | NOT AVAILABLE | [6 empty] | 1
59334655 | B13792 | B13792 |  |  | BCRS/PCE/J01217/MBB13792 |  | Existing | RYB |  | B10480 PE TMN TAMING MUTIARA | CLOSED | CLOSED | LINK |  | 11 kV | GAS |  |  |  |  | INDKOM | INDKOM | 15012214024DE | NOT AVAILABLE | PE WIRA MUTIARA | SUBSTATION | Unknown | NO | NONE | DISTRIBUTION | TNB | CHERAS | NO | 75 |  |  |  | NO |  | LINE |  | 28 |  | 20 | 50 | 20 | B13792 | NO | NOT AVAILABLE | [6 empty] | 1
61637894 | B13799 | PE TOWN PARK 5 NO.1 |  |  |  |  | Existing | RYB |  | B13921 PE TOWN PARK 5 NO.1 | CLOSED | CLOSED | LINK |  | 11 kV | GAS |  |  |  | Unknown | SIEMENS | SIEMENS | TBW3002941738-028000/002 | NOT APPLICABLE | PE AVENUE 4 NO 1 | SUBSTATION | Unknown | NO | NONE | DISTRIBUTION | TNB | CHERAS | NO | 75 |  |  |  | NO |  | LINE |  | 28 |  | 0.63 | 50 | 20 | B13799 | NO | [7 empty] | 3
61637900 | B13796 | AVENUE 4 NO.1 |  |  |  |  | Existing | RYB |  | B13805 PE AVENUE 4 NO.2 | CLOSED | CLOSED | LINK |  | 11 kV | GAS |  |  |  | Unknown | SIEMENS | SIEMENS | TBW3002941738-028000/002 |  | PE AVENUE 4 NO 1 | SUBSTATION | Unknown | NO | NONE | DISTRIBUTION | TNB | CHERAS | NO | 75 |  |  |  | YES |  | LINE |  | 28 |  | 0.63 | 50 | 20 | B13796 | NO | [7 empty] | 3
61638221 | B13805 | AVENUE 4 NO.1 |  |  | BCRS/PCE/J01228/MB1 | 300498534 | Existing | RYB |  | B13796 PE AVENUE 4 NO.1 | CLOSED | CLOSED | LINK |  | 11 kV | GAS |  |  |  | Unknown | INDKOM | INDKOM | 15033214636DE |  | PE AVENUE 4 NO 2 | SUBSTATION | Unknown | NO | Unknown | DISTRIBUTION | TNB | CHERAS | NO | 75 |  |  |  | NO |  | LINE |  | 28 |  | 0.63 | 50 | 20 | B13805 | NO | NOT APLICABLE | [6 empty] | 3
61638225 | B13808 | PE JALAN DUTAMAS 9 |  |  | BCRS/PCE/J01228/MB1 | 300498534 | Existing | RYB |  | B11808 PE JALAN DUTAMAS 9 | CLOSED | CLOSED | LINK |  | 11 kV | GAS |  |  |  | Unknown | INDKOM | INDKOM | 15033214636DE |  | PE AVENUE 4 NO 2 | SUBSTATION | Unknown | NO | Unknown | DISTRIBUTION | TNB | CHERAS | NO | 75 |  |  | Unknown | YES |  | LINE |  | 28 |  | 0.63 | 50 | 20 | B13808 | NO | [7 empty] | 3
61876540 | B01633 |  |  |  | BCRS/PCE/J00130/MBB01633 | 300005165 | Existing | RYB |  | B01632 PE TAPAK CHERAS PERDANA | CLOSED | CLOSED | LINK |  | 11 kV |  | 1994-11-11 |  |  |  |  | SCHNEIDER |  |  | CHERAS PERDANA NO 7 | Unknown | Unknown | NO | NONE | DISTRIBUTION | TNB | CHERAS | NO | Unknown |  |  |  | NO | [8 empty] | B01633 | NO | [7 empty] | 3
61876551 | B01635 |  |  |  | BCRS/PCE/J00130/MBB01633 | 300005165 | Existing | RYB |  | B01636 PE BTHO NO 1 | OPEN | OPEN | LINK |  | 11 kV |  | 1994-11-11 |  |  |  |  | SCHNEIDER |  |  | CHERAS PERDANA NO 7 | Unknown | Unknown | NO | NONE | DISTRIBUTION | TNB | CHERAS | NO | Unknown |  |  |  | NO | [8 empty] | B01635 | NO | [7 empty] | 3
61876607 | B01667 | B01667 TAMAN CHERAS PERDANA RIA |  |  | BCRS/PCE/J00137/MB1 | 300431096 | Existing | RYB | BTHO-2 | B01666 TAMAN CHERAS PERDANA NO 1 | CLOSED | CLOSED | LINK |  | 11 kV | GAS | 1998-11-01 |  |  | Unknown | INDKOM | INDKOM | 9914S016 |  | TMN CHERAS PERDANA RIA | SUBSTATION | Unknown | NO | NONE | DISTRIBUTION | TNB | CHERAS | NO | 75 |  |  | Unknown | NO |  | LINE |  | 28 |  | 0.63 | 50 | 20 | B01667 | NO | [7 empty] | 3
61876611 | B01669 | B01669 TAMAN CHERAS PERDANA RIA |  |  | BCRS/PCE/J00137/MB1 | 300431096 | Existing | RYB | BTHO-2 | GRAMMEX B01670 | CLOSED | CLOSED | LINK |  | 11 kV | GAS | 1998-11-01 |  |  | Unknown | INDKOM | INDKOM | 9914S016 |  | TMN CHERAS PERDANA RIA | SUBSTATION | Unknown | NO | NONE | DISTRIBUTION | TNB | CHERAS | NO | 75 |  |  | Unknown | NO |  | LINE |  | 28 |  | 0.63 | 50 | 20 | B01669 | NO | [7 empty] | 3
61893756 | B13563 | PE NOUVELLE BALAKONG NO.2 |  |  | BCRS/PCE/J01201/MBB13563 |  | Existing | RYB | BLKG-7 | B13771 PE NOUVELLE BALAKONG NO.2 | CLOSED | CLOSED | LINK |  | 11 kV | GAS |  |  |  | NO | INDKOM | INDKOM | 14092213486DE |  | PE NOUVELLE BALAKONG NO 1 | SUBSTATION | Unknown | NO | NONE | DISTRIBUTION | TNB | CHERAS | NO | 75 |  |  | NONE | NO |  | Unknown |  | 28 |  | 20 | 50 | 20 | B13563 | NO | [7 empty] | 3
61893760 | B13566 | PE SWEET WEALTH |  |  | BCRS/PCE/J01201/MBB13566 |  | Existing | RYB | BLKG-7 | B13164 PE SWEET WEALTH | CLOSED | CLOSED | LINK |  | 11 kV | GAS |  |  |  | NO | INDKOM | INDKOM | 14092213486DE |  | PE NOUVELLE BALAKONG NO 1 | SUBSTATION | Unknown | NO | NONE | DISTRIBUTION | TNB | CHERAS | NO | 75 |  |  | NONE | NO |  | Unknown |  | 28 |  | 20 | 50 | 20 | B13566 | NO | [7 empty] | 3
61893776 | B13768 | PMU BALAKONG CB 7 |  |  | BCRS/PCE/J01202/MBB13768 |  | Existing | RYB | BLKG-7 | PMU BALAKONG CB 7 | CLOSED | CLOSED | LINK |  | 11 kV | GAS |  |  |  | Unknown | INDKOM | INDKOM | 14082213072DE |  | PE NOUVELLE BALAKONG NO 2 | SUBSTATION | Unknown | NO | NONE | DISTRIBUTION | TNB | CHERAS | NO | 75 |  |  | NONE | NO |  | Unknown |  | 28 |  | 20 | 50 | 20 | B13768 | NO | [7 empty] | 3
61893780 | B13771 | PE NOUVELLE BALAKONG NO.1 |  |  | BCRS/PCE/J01202/MBB13771 |  | Existing | RYB | BLKG-7 | B13563 PE NOUVELLE BALAKONG NO.1 | CLOSED | CLOSED | LINK |  | 11 kV | GAS |  |  |  | Unknown | INDKOM | INDKOM | 14082213072DE |  | PE NOUVELLE BALAKONG NO 2 | SUBSTATION | Unknown | NO | NONE | DISTRIBUTION | TNB | CHERAS | NO | 75 |  |  | Unknown | NO |  | Unknown |  | 28 |  | 20 | 50 | 20 | B13771 | NO | [7 empty] | 3
61898010 | B13542 | PDT SEK SG SERAI |  |  | BCRS/PCE/J01204/MB | 300553374 | Existing | Unknown |  |  | CLOSED | CLOSED | LINK |  | 11 kV | GAS |  |  |  |  | INDKOM | INDKOM | 14092113551DE |  | MIFTAHALUL ULUM | Unknown | Unknown | Unknown | Unknown | DISTRIBUTION | TNB | CHERAS | NO | 75 |  |  |  | Unknown |  | LINE |  | 28 |  | 50 |  | 20 | B13542 | NO | [7 empty] | 3
61898011 | B13544 | BT 3 QUARRY |  |  | BCRS/PCE/J01204/MB | 300553374 | Existing | RYB | TMASS-8 |  | CLOSED | CLOSED | LINK |  | 11 kV | GAS |  |  |  |  | INDKOM | INDKOM | 14092113551DE |  | MIFTAHALUL ULUM | SUBSTATION | Unknown | Unknown | Unknown | DISTRIBUTION | TNB | CHERAS | NO | 75 |  |  |  | Unknown |  | LINE |  | 28 |  | 50 |  | 20 | B13544 | NO | [7 empty] | 3
61902334 | B13509 | B13509 |  |  | BCRS/PCE/J01207/MB1 | 300530247 | Existing | RYB | BLKG-1 | PMU BALAKONG VCB 1 | CLOSED | CLOSED | LINK |  | 11 kV | GAS | 29/01/2015 |  |  |  | SCHNEIDER | SCHNEIDER | SF-2013-W46-2-0031 | NOT AVAILABLE | PDT TK TENT | Unknown | Unknown | NO | NONE | DISTRIBUTION | TNB | CHERAS | NO | 75 |  |  |  | NO |  | LINE |  | 28 |  | 0.63 | 50 | 20 | B13509 | NO | NOT AVAILABLE | [6 empty] | 3
61902345 | B13511 | B13511 |  |  | BCRS/PCE/J01207/MB1 | 300530247 | Existing | RYB | BLKG-1 | B01893 GENERAL LABEL | CLOSED | CLOSED | LINK |  | 11 kV | GAS | 29/01/2015 |  |  |  | SCHNEIDER | SCHNEIDER | SF-2013-W46-2-0031 | NOT AVAILABLE | PDT TK TENT | Unknown | Unknown | NO | NONE | DISTRIBUTION | TNB | CHERAS | NO | 75 |  |  |  | NO |  | LINE |  | 28 |  | 0.63 | 50 | 20 | B13511 | NO | NOT AVAILABLE | [6 empty] | 3
61911055 | B13562 | B13562 |  |  |  |  | Existing | RYB | SGLN-9 | B12851 PE MAHKOTA HILLS | CLOSED | CLOSED | LINK |  | 11 kV | GAS |  |  |  | Unknown | TOSHIBA | TOSHIBA | ID2L1T BH 37 |  | PE PDT VISTA HILL NO 2 | SUBSTATION | Unknown | NO | NONE | DISTRIBUTION | TNB | CHERAS | NO | 75 |  |  | Unknown | NO |  | LINE |  | Unknown |  | 20 | 50 | 20 | B13562 | NO | [7 empty] | 1
61911066 | B13560 | B13560 |  |  |  |  | Existing | RYB | SGLN-9 | B13559 PE PDT VISTA HILL NO.1 | CLOSED | CLOSED | LINK |  | 11 kV | GAS |  |  |  |  | TOSHIBA | TOSHIBA | ID2L1T BH 37 |  | PE PDT VISTA HILL NO 2 | SUBSTATION | Unknown | NO | NONE | DISTRIBUTION | TNB | CHERAS | NO | 75 |  |  | Unknown | NO |  | LINE |  | 50 |  | 20 | 50 | 20 | B13560 | NO | [7 empty] | 1
61911125 | B13559 | B13559 |  |  |  |  | Existing | RYB | SGLN-9 | B13560 PE PDT VISTA HILL NO.2 | CLOSED | CLOSED | LINK |  | 11 kV | GAS |  |  |  |  | SCHNEIDER | SCHNEIDER | SF-2014-W18-2-0038 |  | PE PDT VISTA HILL NO 1 | SUBSTATION | Unknown | NO | NONE | DISTRIBUTION | TNB | CHERAS | NO | 75 |  |  |  | NO |  | LINE |  | 28 |  | 20 | 50 | 20 | B13559 | NO | [7 empty] | 1
61911136 | B11594 | B13557 |  |  |  |  | Existing | RYB | SGLN-9 | B11594 PE JLN MAHKOTA 5 | CLOSED | CLOSED | LINK |  | 11 kV | GAS |  |  |  |  | SCHNEIDER | SCHNEIDER | SF-2014-W18-2-0038 |  | PE PDT VISTA HILL NO 1 | SUBSTATION | Unknown | NO | NONE | DISTRIBUTION | TNB | CHERAS | NO | 75 |  |  |  | NO |  | LINE |  | 28 |  | 20 | 50 | 20 | B11594 | NO | [7 empty] | 1
61928068 | B13495 | B13495 |  |  |  |  | Existing | RYB |  | B13163 PADAT BRILIANT MERIT 2 | CLOSED | CLOSED | LINK |  | 11 kV | GAS |  |  |  |  | INDKOM | INDKOM | 14032112227 | NOT AVAILABLE | AREENA DEVP | SUBSTATION | Unknown | NO | NONE | DISTRIBUTION | TNB | CHERAS | NO | 75 |  |  |  | NO |  | LINE |  | 28 |  | 0.63 | 50 | 20 | B13495 | NO | NOT AVAILABLE | [6 empty] | 3
61928069 | B13497 | B13497 |  |  |  |  | Existing | RYB |  | B13554 PE KUOK MENG NAI | CLOSED | CLOSED | LINK |  | 11 kV | GAS |  |  |  |  | INDKOM | INDKOM | 14032112227 | NOT AVAILABLE | AREENA DEVP | SUBSTATION | Unknown | NO | NONE | DISTRIBUTION | TNB | CHERAS | NO | 75 |  |  |  | NO |  | LINE |  | 28 |  | 0.63 | 50 | 20 | B13497 | NO | NOT AVAILABLE | [6 empty] | 3
61928210 | B13556 | B13556 |  |  | BCRS/PCE/J01214/MBB13556 |  | Existing | RYB |  |  | CLOSED | CLOSED | LINK |  | 11 kV | GAS |  |  |  |  | ITEM | SIEMENS | TBW 3002579387-012000/003 | NOT AVAILABLE | PE KUOK MENG NAI | SUBSTATION | Unknown | NO | NONE | DISTRIBUTION | TNB | CHERAS | NO | 75 |  |  |  | NO |  | LINE |  | 28 |  | 0.63 | 50 | 20 | B13556 | NO | NOT AVAILABLE | [6 empty] | 1
61928211 | B13554 | B13554 |  |  | BCRS/PCE/J01214/MBB13554 |  | Existing | RYB |  |  | CLOSED | CLOSED | LINK |  | 11 kV | GAS |  |  |  |  | ITEM | SIEMENS | TBW 3002579387-012000/003 | NOT AVAILABLE | PE KUOK MENG NAI | SUBSTATION | Unknown | NO | NONE | DISTRIBUTION | TNB | CHERAS | NO | 75 |  |  |  | NO |  | LINE |  | 28 |  | 0.63 | 50 | 20 | B13554 | NO | NOT AVAILABLE | [6 empty] | 1
61932362 | B13548 | B13548 |  |  |  |  | Existing | RYB | LMAS-9 | B13937 PE GREEN SURIA NO.2 | CLOSED | CLOSED | LINK |  | 11 kV | GAS |  |  |  | Unknown | TOSHIBA | TOSHIBA | ID2L1TA BH15 |  | PE PDT SUTERA RESIDENCE | SUBSTATION | Unknown | NO | NONE | DISTRIBUTION | TNB | CHERAS | NO | 75 |  |  | Unknown | NO |  | LINE |  | 28 |  | 20 | 50 | 20 | B13548 | NO | [7 empty] | 1
61932373 | B13550 | B13550 |  |  |  |  | Existing | RYB | LMAS-9 | B11840 SUTERA RESIDENCE NO.3 | CLOSED | CLOSED | LINK |  | 11 kV | GAS |  |  |  | Unknown | TOSHIBA | TOSHIBA | ID2L1TA BH15 |  | PE PDT SUTERA RESIDENCE | SUBSTATION | Unknown | NO | NONE | DISTRIBUTION | TNB | CHERAS | NO | 75 |  |  |  | NO |  | LINE |  | 28 |  | 20 | 50 | 20 | B13550 | NO | [7 empty] | 1
61936656 | B13545 | [5 empty] | Existing | RYB | CJYA-5 | B13137 PE TAMAN INDAH 2, SG. LONG | CLOSED | CLOSED | LINK |  | 11 kV | GAS |  |  |  |  | SCHNEIDER | SCHNEIDER | SF-2014-W18-0088 |  | PE PADAT TAMAN INDAH 2 | Unknown | Unknown | NO | NONE | DISTRIBUTION | TNB | CHERAS | NO | 75 |  |  |  | NO |  | LINE |  | 28 |  | 50 | 0.63 | 20 | B13545 | NO | [7 empty] | 3
61936657 | B13547 | [5 empty] | Existing | RYB | CJYA-5 | B01616 PE BANDAR SG LONG NO 9 | CLOSED | CLOSED | LINK |  | 11 kV | GAS |  |  |  |  | SCHNEIDER | SCHNEIDER | SF-2014-W18-0088 |  | PE PADAT TAMAN INDAH 2 | Unknown | Unknown | NO | NONE | DISTRIBUTION | TNB | CHERAS | NO | 75 |  |  |  | NO |  | LINE |  | 28 |  | 50 | 0.63 | 20 | B13547 | NO | [7 empty] | 3
61940980 | B13553 | PE LOT 1809, JALAN KPB 3, BLKG |  |  | BCRS/PCE/J01230/MBB13553 |  | Existing | RYB | MINE-9 | B11566 PE LOT 1809, JALAN KPB 3, BLKG | CLOSED | CLOSED | LINK |  | 11 kV | GAS |  |  |  | Unknown | INDKOM | INDKOM | 14092113498 | N/A | PE JEMCO VENTURE | SUBSTATION | Unknown | NO | NONE | DISTRIBUTION | TNB | CHERAS | NO | 75 |  |  | Unknown | NO |  | Unknown |  | 28 |  | 20 | 50 | 20 | B13553 | NO | [7 empty] | 3
61940981 | B13551 | PE GOLDFOX IND |  |  | BCRS/PCE/J01230/MBB13551 |  | Existing | RYB | MINE-9 | B06444 PE GOLDFOX IND | CLOSED | CLOSED | LINK |  | 11 kV | GAS |  |  |  | Unknown | INDKOM | INDKOM | 14092113498 | N/A | PE JEMCO VENTURE | SUBSTATION | Unknown | NO | NONE | DISTRIBUTION | TNB | CHERAS | NO | 75 |  |  | Unknown | NO |  | Unknown |  | 28 |  | 20 | 50 | 20 | B13551 | NO | [7 empty] | 3
61949553 | B13492 | B13494 |  |  | BCRS/PCE/J01237/MBB13494 |  | Existing | RYB |  | B01855 PKNS CHERAS JAYA NO 2 | CLOSED | CLOSED | LINK |  | 11 kV | GAS |  |  |  |  | SCHNEIDER | SCHNEIDER | SF-2013-W46-4-0045 |  | PE PADAT LEW KOK HOONG | SUBSTATION | Unknown | NO | NONE | DISTRIBUTION | TNB | CHERAS | NO | 75 |  |  |  | NO |  | LINE |  | 28 |  | 0.63 | 50 | 20 | B13492 | NO | NOT AVAILABLE | [6 empty] | 1
61949564 | B13494 | B13492 |  |  | BCRS/PCE/J01237/MBB13492 |  | Existing | RYB |  | B09109 BOGO OPTICAL | CLOSED | CLOSED | LINK |  | 11 kV | GAS |  |  |  |  | SCHNEIDER | SCHNEIDER | SF-2013-W46-4-0045 |  | PE PADAT LEW KOK HOONG | SUBSTATION | Unknown | NO | NONE | DISTRIBUTION | TNB | CHERAS | NO | 75 |  |  |  | NO |  | LINE |  | 28 |  | 0.63 | 50 | 20 | B13494 | NO | NOT AVAILABLE | [6 empty] | 1
61958126 | B13776 | B13776 |  |  | BCRS/PCE/J01197/MB1 | 310525514 | Existing | RYB | LMAS-6 | YOU RESIDENCE NO.2 | CLOSED | CLOSED | LINK |  | 11 kV | GAS |  |  |  |  | INDKOM | INDKOM | 1403221213306 |  | PE YOU RESIDENCE NO 1 | SUBSTATION | Unknown | NO | NONE | DISTRIBUTION | TNB | CHERAS | NO | 75 |  |  |  | NO |  | LINE |  | 28 |  | 20 | 50 | 20 | B13776 | NO | [7 empty] | 3
61958130 | B13779 | B13779 |  |  | BCRS/PCE/J01197/MB1 | 310525514 | Existing | RYB | LMAS-6 | S/S GIANT | CLOSED | CLOSED | LINK |  | 11 kV | GAS |  |  |  |  | INDKOM | INDKOM | 1403221213306 |  | PE YOU RESIDENCE NO 1 | SUBSTATION | Unknown | NO | NONE | DISTRIBUTION | TNB | CHERAS | NO | 75 |  |  |  | NO |  | LINE |  | 28 |  | 20 | 50 | 20 | B13779 | NO | [7 empty] | 3
61958148 | B13772 | B13772 |  |  | BCRS/PCE/J01198/MB1 | 310525520 | Existing | RYB | LMAS-6 | PPU LMAS VCB6 | CLOSED | CLOSED | LINK |  | 11 kV | GAS |  |  |  |  | INDKOM | TAMCO | 14032212116DE |  | PE YOU RESIDENCE NO 2 | SUBSTATION | Unknown | NO | NONE | DISTRIBUTION | TNB | CHERAS | NO | 75 |  |  |  | NO |  | LINE |  | 28 |  | 20 | 50 | 20 | B13772 | NO | [7 empty] | 1
61958152 | B13775 | B13775 |  |  | BCRS/PCE/J01198/MB1 | 310525520 | Existing | RYB | LMAS-6 | YOU RESIDENCE NO.1 | CLOSED | CLOSED | LINK |  | 11 kV | GAS |  |  |  |  | INDKOM | TAMCO | 14032212116DE |  | PE YOU RESIDENCE NO 2 | SUBSTATION | Unknown | NO | NONE | DISTRIBUTION | TNB | CHERAS | NO | 75 |  |  |  | NO |  | LINE |  | 28 |  | 20 | 50 | 20 | B13775 | NO | [7 empty] | 1
61963034 | B13146 | [5 empty] | Existing | RYB |  |  | CLOSED | CLOSED | LINK |  | 11 kV | GAS |  |  |  | VERTICAL | INDKOM | INDKOM | 14042212331DE |  | DESA SAUJANA LANGAT | SUBSTATION | Unknown | Unknown | Unknown | DISTRIBUTION | TNB | CHERAS | NO | 75 |  |  | Unknown | Unknown |  | LINE |  | 28 |  | 0.63 | 50 | 20 | B13146 | NO | [7 empty] | 1
61963038 | B13143 | [5 empty] | Existing | RYB |  |  | CLOSED | CLOSED | LINK |  | 11 kV | GAS |  |  |  |  | INDKOM | INDKOM | 14042212331DE |  | DESA SAUJANA LANGAT | SUBSTATION | Unknown | Unknown | NONE | DISTRIBUTION | TNB | CHERAS | NO | 75 |  |  |  | Unknown |  | LINE |  | 28 |  | 0.63 | 50 | 20 | B13143 | NO | [7 empty] | 1
62027223 | B13809 | B13809 |  |  |  |  | Existing | RYB |  | GIANT VOICE SEMI D | CLOSED | CLOSED | LINK |  | 11 kV | GAS |  |  |  |  | INDKOM | INDKOM | 15022214496DE |  | PE LOT 1030 BUKIT ANGKAT | SUBSTATION | Unknown | NO | NONE | DISTRIBUTION | TNB | CHERAS | NO | 75 |  |  |  | NO |  |  |  | 28 |  | 20 | 50 | 20 | B13809 | NO | [7 empty] | 1
62027227 | B13812 | B13812 |  |  |  |  | Existing | RYB |  | DENSI MARUA | CLOSED | CLOSED | LINK |  | 11 kV | GAS |  |  |  |  | INDKOM | INDKOM | 15022214496DE |  | PE LOT 1030 BUKIT ANGKAT | SUBSTATION | Unknown | NO | NONE | DISTRIBUTION | TNB | CHERAS | NO | 75 |  |  |  | NO |  |  |  | 28 |  | 20 | 50 | 20 | B13812 | NO | [7 empty] | 1
62095564 | B13933 | B13933 |  |  |  |  | Existing | RYB |  | GREEN SURIA 2 | CLOSED | CLOSED | LINK |  | 11 kV | GAS |  |  |  |  | INDKOM | INDKOM | 153032214599DE |  | PE GREEN SURIA NO 1 | SUBSTATION | Unknown | NO | NONE | DISTRIBUTION | TNB | CHERAS | NO | 75 |  |  |  | NO |  | LINE |  | 28 |  | 20 | 50 | 20 | B13933 | NO | [7 empty] | 1
62095568 | B13930 | B13930 |  |  |  |  | Existing | RYB |  | SUTERA RESIDENCE NO.2 | CLOSED | CLOSED | LINK |  | 11 kV | GAS |  |  |  |  | INDKOM | INDKOM | 153032214599DE |  | PE GREEN SURIA NO 1 | SUBSTATION | Unknown | NO | NONE | DISTRIBUTION | TNB | CHERAS | NO | 75 |  |  |  | NO |  | LINE |  | 28 |  | 20 | 50 | 20 | B13930 | NO | [7 empty] | 1
62095730 | B13934 | B13934 |  |  |  |  | Existing | RYB |  | GREEN SURIA NO.1 | CLOSED | CLOSED | LINK |  | 11 kV | GAS |  |  |  |  | INDKOM | INDKOM | 153032214699DE |  | PE GREEN SURIA NO 2 | SUBSTATION | Unknown | NO | NONE | DISTRIBUTION | TNB | CHERAS | NO | 75 |  |  |  | NO |  | LINE |  | 28 |  | 20 | 50 | 20 | B13934 | NO | [7 empty] | 1
62095734 | B13937 | B13937 |  |  |  |  | Existing | RYB |  | PDT SUTERA RESIDENCE | CLOSED | CLOSED | LINK |  | 11 kV | GAS |  |  |  |  | INDKOM | INDKOM | 153032214699DE |  | PE GREEN SURIA NO 2 | SUBSTATION | Unknown | NO | NONE | DISTRIBUTION | TNB | CHERAS | NO | 75 |  |  |  | NO |  | LINE |  | 28 |  | 20 | 50 | 20 | B13937 | NO | [7 empty] | 1
62099828 | B13783 | B13783 |  |  |  |  | Existing | RYB |  | PE KENG SENG CORP | CLOSED | CLOSED | LINK |  | 11 kV | GAS |  |  |  |  | INDKOM | INDKOM | 15022214410DE |  | PE SURIALAND INDUSTRI | SUBSTATION | Unknown | NO | NONE | DISTRIBUTION | TNB | CHERAS | NO | 75 |  |  |  | NO |  | LINE |  | 28 |  | 20 | 50 | 20 | B13783 | NO | [7 empty] | 1
62099832 | B13780 | B13780 |  |  |  |  | Existing | RYB |  |  | CLOSED | CLOSED | LINK |  | 11 kV | GAS |  |  |  |  | INDKOM |  | 15022214410DE | 50 | PE SURIALAND INDUSTRI | Unknown | Unknown | NO | NONE | DISTRIBUTION | TNB | CHERAS | NO | 75 |  |  |  | NO |  | LINE |  | 28 |  | 20 | 20 | 2000 | B13780 | NO | [7 empty] | 1
62170489 | B13788 | PE TMN SURIA NO 2 |  |  | BCRS/PCE/J01205/MB | 300553437 | Existing | RYB |  | B10197 PE TMN SURIA NO 2 | CLOSED | CLOSED | LINK |  | 11 kV | GAS |  |  |  | Unknown | INDKOM | INDKOM | 14102213714DE |  | TMN TROPICANA NO 2 | SUBSTATION | Unknown | NO | NONE | DISTRIBUTION | TNB | CHERAS | NO | 75 |  |  | Unknown | NO |  | Unknown |  | 28 |  | 20 | 50 | 20 | B13788 | NO | [7 empty] | 3
62170493 | B13789 | PE VIRIDIAN |  |  | BCRS/PCE/J01205/MB | 300553437 | Existing | RYB |  | B12239 PE VIRIDIAN | CLOSED | CLOSED | LINK |  | 11 kV | GAS |  |  |  | Unknown | INDKOM | INDKOM | 14102213714DE |  | TMN TROPICANA NO 2 | SUBSTATION | Unknown | NO | NONE | DISTRIBUTION | TNB | CHERAS | NO | 75 |  |  | Unknown | NO |  | Unknown |  | 28 |  | 20 | 50 | 20 | B13789 | NO | [7 empty] | 3
62172827 | B13943 | B13943 |  |  | BCRS/PCE/J01269/MB1 | 300504883 | Existing | RYB |  | B02392 PE BANDAR SG LONG NO 2 | CLOSED | CLOSED | LINK |  | 11 kV | GAS |  |  |  |  | LUCY | W. LUCY LTD & CO. LTD | SFS0000298 |  | PE SJK (C) BDR SG LONG | SUBSTATION | Unknown | NO | NONE | DISTRIBUTION | TNB | CHERAS | NO | 75 |  |  |  | NO |  | LINE |  | 28 |  | 20 | 50 | 20 | B13943 | NO | [7 empty] | 1
62172828 | B13945 | B13945 |  |  | BCRS/PCE/J01269/MB1 | 300504883 | Existing | RYB |  | B04479 PE BUKIT PERMAI SG LONG | CLOSED | CLOSED | LINK |  | 11 kV | GAS |  |  |  |  | LUCY | W. LUCY LTD & CO. LTD | SFS 0000298 |  | PE SJK (C) BDR SG LONG | SUBSTATION | Unknown | NO | NONE | DISTRIBUTION | TNB | CHERAS | NO | 75 |  |  |  | NO |  | LINE |  | 28 |  | 20 | 50 | 20 | B13945 | NO | [7 empty] | 1
62202890 | B13939 | B13939 |  |  | BCRS/PCE/J00875/MB1 | 300444626 | Existing | RYB | SJIM-11 | PENGGUNA HT | OPEN | CLOSED | LINK |  | 11 kV | GAS | 2010-11-01 |  |  |  | TAMCO | TAMCO | D274879 | N/A | SIMPANG BALAK A/T (OUDOOR) | SUBSTATION | Unknown | NO | NONE | DISTRIBUTION | TNB | CHERAS | NO | 75 |  |  | Unknown | NO |  | LINE |  | 28 |  | 0.63 | 50 | 20 | B13939 | NO | N/A |  |  |  | 0 | SIMPANG BALAK ATAS TIANG |  | 3
62220091 | B13785 | B13785 |  |  | BCRS/PCE/J01223/MB1 | 310525553 | Existing | RYB |  | B08995 PE IND RINGAN BKT ANGKAT NO. 1 | CLOSED | CLOSED | LINK |  | 11 kV | GAS |  |  |  |  | LUCY | INDKOM | SF00100510 |  | PE 3V ASIA FURNITURE | SUBSTATION | Unknown | NO | NONE | DISTRIBUTION | TNB | CHERAS | NO | 75 |  |  |  | NO |  | LINE |  | 28 |  | 20 | 50 | 20 | B13785 | NO | [7 empty] | 3
62220102 | B13787 |  |  |  | BCRS/PCE/J01223/MB1 | 310525553 | Existing | RYB |  | B08998 PE 3V | CLOSED | CLOSED | LINK |  | 11 kV | GAS |  |  |  |  | LUCY | INDKOM | SF00100510 |  | PE 3V ASIA FURNITURE | SUBSTATION | Unknown | NO | NONE | DISTRIBUTION | TNB | CHERAS | NO | 75 |  |  |  | NO |  | LINE |  | 28 |  | 20 | 50 | 20 | B13787 | NO | [7 empty] | 3
62245826 | B13804 | PENGGUNA HT | 6830743 | 6830742 | BCRS/PCE/J00299/MB | 300010185 | Existing | RYB | CJYA-4 | PENGGUNA HT | CLOSED | CLOSED | LINK |  | 11 kV | GAS | 1994-11-11 |  |  | Unknown | INDKOM | EPE | 153013114070DE | N/A | GELOMBANG CEKAL (GAY KIM) | SUBSTATION | Unknown | Unknown | Unknown | DISTRIBUTION | TNB | CHERAS | Unknown | 75 |  |  | Unknown | Unknown |  | LINE |  | 28 |  | 20 | 50 | 20 | B13804 | NO | N/A |  |  |  | 0 | GELOMBANG CEKAL SDN BHD |  | 1
62250120 |  | B13539 |  |  |  |  | Existing | RYB |  |  | OPEN | OPEN | BUSBAR SECTION |  | 11 kV | VACUMM |  |  |  |  | ITEM | ITEM | 11759 |  | PE UTAR SG LONG | INTERCONNECT (OTHER UTILITY) | Unknown | NO | NONE | DISTRIBUTION | TNB | CHERAS | NO | 75 |  |  |  | NO |  | LINE |  | 28 |  | 20 | 50 | 20 |  | NO | [7 empty] | 1
62280188 | B10928 | B10928 |  |  | BCRS/PCE/J00987/MB | 310425330 | Existing | RYB |  | B08069 JLN BENTARA 1/5 | CLOSED | CLOSED | LINK |  | 11 kV | GAS | 20/08/2015 |  |  |  | TAMCO | TAMCO | D274532 | N/A | JLN HULUBALANG 2/4 | SUBSTATION | Unknown | NO | NONE | DISTRIBUTION | TNB | CHERAS | NO | Unknown |  |  |  | NO | [5 empty] | 20 | 50 | 20 | B10928 | NO | [7 empty] | 3
62280194 | B10930 | B10930 |  |  | BCRS/PCE/J00987/MB | 310425330 | Existing | RYB |  | B11054 JALAN HULUBALANG | CLOSED | CLOSED | LINK |  | 11 kV | GAS | 20/08/2015 |  |  |  | TAMCO | TAMCO | D274532 | N/A | JLN HULUBALANG 2/4 | SUBSTATION | Unknown | NO | NONE | DISTRIBUTION | TNB | CHERAS | NO | Unknown |  |  |  | NO | [5 empty] | 20 | 50 | 20 | B10930 | NO | [7 empty] | 3
62288779 | B13919 | S/S CARREFOUR |  |  | BCRS/PCE/J01239/MBB13919 |  | Existing | RYB |  | B10707 S/S CARREFOUR | CLOSED | CLOSED | LINK |  | 11 kV | GAS |  |  |  | Unknown | LUCY | W. LUCY LTD & CO. LTD | SFS0000050 |  | PE TOWN PARK 5 NO 1 | SUBSTATION | Unknown | NO | NONE | DISTRIBUTION | TNB | CHERAS | NO | 75 |  |  | Unknown | NO |  | Unknown |  | 28 |  | 20 | 50 | 20 | B13919 | NO | [7 empty] | 3
62288790 | B13921 | PE AVENUE 4 NO.1 |  |  | BCRS/PCE/J01239/MBB13921 |  | Existing | RYB |  | B13799 PE AVENUE 4 NO.1 | CLOSED | CLOSED | LINK |  | 11 kV | GAS |  |  |  | Unknown | LUCY | W. LUCY LTD & CO. LTD | SFS0000050 |  | PE TOWN PARK 5 NO 1 | SUBSTATION | Unknown | NO | NONE | DISTRIBUTION | TNB | CHERAS | NO | 75 |  |  | Unknown | NO |  | Unknown |  | 28 |  | 20 | 50 | 20 | B13921 | NO | [7 empty] | 3
63649963 | E2N2 | [5 empty] | Existing | RYB |  |  | CLOSED |  | NEUTRAL |  | Unknown | [6 empty] | Unknown |  |  | PMU CHERAS JAYA 132/33/11kV | Unknown | Unknown | Unknown | Unknown | DISTRIBUTION | TNB | CHERAS | Unknown |  |  |  |  | Unknown | [8 empty] | E2N2 | [8 empty] | 3
256903365 | B00849 |  | 16317904 | 16317903 | BCRS/PCE/J00531/MB | 300268141 | Existing | RYB | BLKG-2 | HUA ZONG | CLOSED | CLOSED | LINK | 12.000 kV | 11 kV | GAS | 2012-11-11 | 1984 | 840619 |  | TAMCO | INDKOM | GRI-22-D-10-211 |  | KILANG PAPAN (HEN KEE SAWMILL) | SUBSTATION | Unknown | Unknown | Unknown | DISTRIBUTION | TNB | CHERAS | Unknown | 75 |  |  |  | Unknown |  | LINE |  | 28 | 630.000 A | 0.63 | 50 | 20 | B00849 | Unknown |  |  |  |  | 0 | SAWMILL |  | 3
256903369 | B00847 |  | 16317907 | 16317906 | BCRS/PCE/J00531/MB | 300268141 | Existing | RYB | BLKG-2 | B00846 PLAZA TOL UPM | CLOSED | CLOSED | LINK | 12.000 kV | 11 kV | GAS | 2012-11-11 | 1984 | 840619 |  | TAMCO | INDKOM | GRI-22-D-10-211 |  | KILANG PAPAN (HEN KEE SAWMILL) | SUBSTATION | Unknown | Unknown | Unknown | DISTRIBUTION | TNB | CHERAS | Unknown | 75 |  |  |  | Unknown |  | LINE |  | 28 | 630.000 A | 0.63 | 50 | 20 | B00847 | Unknown |  |  |  |  | 0 | SAWMILL |  | 3
256914282 | B10288 | PE APT.SUAKASIH B.T.H.O. | 26131408 | 26131407 | BCRS/PCE/J00908/MBB10288 |  | Existing | RYB | BTHO-6 | B07255 PE APT.SUAKASIH B.T.H.O. | CLOSED | CLOSED | LINK | 12.000 kV | 11 kV | GAS |  | 2007 | D275087 | Unknown | FALCON BETA | TAMCO | D275087 |  | TOWN PARK 1 NO 2 | SUBSTATION | Unknown | Unknown | Unknown | DISTRIBUTION | TNB | CHERAS | Unknown | 75 |  |  | Unknown | Unknown |  | Unknown |  | 28 | 630.000 A | 0.63 | 50 | 20 | B10288 | Unknown |  |  |  |  | 0 | TOWN PARK 1 NO.2 |  | 3
256914287 | B10285 | PE TOWN PARK 1 NO 1 | 26131422 | 26131421 | BCRS/PCE/J00908/MBB10285 |  | Existing | RYB | BTHO-6 | B10284 PE TOWN PARK 1 NO 1 | CLOSED | CLOSED | LINK | 12.000 kV | 11 kV | GAS |  | 2007 | D275087 | Unknown | FALCON BETA | TAMCO | D275087 |  | TOWN PARK 1 NO 2 | SUBSTATION | Unknown | Unknown | Unknown | DISTRIBUTION | TNB | CHERAS | Unknown | 75 |  |  | Unknown | Unknown |  | Unknown |  | 28 | 630.000 A | 0.63 | 50 | 20 | B10285 | Unknown |  |  |  |  | 0 | TOWN PARK 1 NO.2 |  | 3
256916398 | B02225 |  | 26061866 | 26061868 | BCRS/PCE/J00108/MB1 | 300431086 | Existing | RYB | TMASS-10 | B11015 ALLIANCE INDUSTRIES(M) SDN BH | CLOSED | CLOSED | LINK | 12.000 kV | 11 kV | GAS | 2000-11-01 | 2008 | I280083 |  | FALCON BETA | TAMCO | I280083 |  | MADAH PERKAYUAN | Unknown | Unknown | Unknown | Unknown | DISTRIBUTION | TNB | CHERAS | Unknown | 75 |  |  |  | Unknown |  | LINE |  | 28 | 630.000 A | 0.63 | 50 | 20 | B02225 | [5 empty] | 0 | MADAH PERKAYUAN |  | 3
256918037 | B09957 | B09957 | 26106690 | 26106689 | BCRS/PCE/J00842/MB1 | 300448855 | Existing | RYB | SGLN-2 | B10131 JLN BKT SG.LONG 3/1 | CLOSED | CLOSED | LINK | 12.000 kV | 11 kV | GAS | 2010-11-11 | 2007 | D275056 | Unknown | FALCON BETA | TAMCO | D275056 |  | PERSIARAN BKT SG LONG NO 2 | SUBSTATION | Unknown | Unknown | Unknown | DISTRIBUTION | TNB | CHERAS | Unknown | 75 |  |  | Unknown | Unknown |  | LINE |  | 28 | 630.000 A | 0.63 | 50 | 20 | B09957 | Unknown |  |  |  |  | 0 | PERSIARAN BUKIT SUNGAI LONG 2 |  | 3
256918043 | B09954 | B09954 | 26106713 | 26106712 | BCRS/PCE/J00842/MB1 | 300448855 | Existing | RYB | SGLN-2 | B09953 PERSIARAN BKT SG.LONG 1 | CLOSED | CLOSED | LINK | 12.000 kV | 11 kV | GAS | 2010-11-11 | 2007 | D275056 |  | FALCON BETA | TAMCO | D275056 |  | PERSIARAN BKT SG LONG NO 2 | SUBSTATION | Unknown | Unknown | Unknown | DISTRIBUTION | TNB | CHERAS | Unknown | 75 |  |  | Unknown | Unknown |  | LINE |  | 28 | 630.000 A | 0.63 | 50 | 20 | B09954 | Unknown |  |  |  |  | 0 | PERSIARAN BUKIT SUNGAI LONG 2 |  | 3
256924995 | B10183 | B10183 | 26026188 | 26026187 |  |  | Existing | RYB | BTHO-4 | B02079 TMN EMAS CHERAS | OPEN | OPEN | LINK | 12.000 kV | 11 kV | GAS |  | 2007 | D275286 |  | FALCON BETA | TAMCO | D275286 | N/A | TMN ORKID JLN ORKID 5/2 | SUBSTATION | Unknown | Unknown | Unknown | DISTRIBUTION | TNB | CHERAS | Unknown | 75 |  |  | Unknown | Unknown |  | LINE |  | 28 | 630.000 A | 0.63 | 50 | 20 | B10183 | NO | N/A |  |  |  | 0 | TMN ORKID, JLN ORKID 5/2 |  | 3
256924999 | B10180 | B10180 | 26026193 | 26026192 |  |  | Existing | RYB | BTHO-4 | B09932 TMN ORKID 5/1 | CLOSED | CLOSED | LINK | 12.000 kV | 11 kV | GAS |  | 2007 | D275286 |  | FALCON BETA | TAMCO | D275286 | N/A | TMN ORKID JLN ORKID 5/2 | SUBSTATION | Unknown | Unknown | Unknown | DISTRIBUTION | TNB | CHERAS | Unknown | 75 |  |  | Unknown | Unknown |  | LINE |  | 28 | 630.000 A | 0.63 | 50 | 20 | B10180 | NO | N/A |  |  |  | 0 | TMN ORKID, JLN ORKID 5/2 |  | 3
256925025 | B10197 | PE TAMAN TROPICANA NO.2 | 26025358 | 26025357 | BCRS/PCE/J00735/MBB10195 | 300271003 | Existing | RYB | SGLN-3 | B13788 PE TAMAN TROPICANA NO.2 | CLOSED | CLOSED | LINK | 12.000 kV | 11 kV | GAS | 18/07/1998 | 2008 | B2815724 |  | FALCON BETA | TAMCO | B2815724 |  | TMN SURIA NO 2 | SUBSTATION | Unknown | Unknown | Unknown | DISTRIBUTION | TNB | CHERAS | Unknown | 75 |  |  | Unknown | Unknown |  | LINE |  | 28 | 630.000 A | 0.63 | 50 | 20 | B10197 | Unknown |  |  |  |  | 0 | TMN SURIA NO 2 |  | 3
256925030 | B10195 | PE TAMAN TROPICANA CHERAS | 26025371 | 26025370 | BCRS/PCE/J00735/MBB10195 | 300271003 | Existing | RYB | SGLN-3 | B12422 PE TAMAN TROPICANA CHERAS | CLOSED | CLOSED | LINK | 12.000 kV | 11 kV | GAS | 18/07/1998 | 2008 | B2815724 | Unknown | FALCON BETA | TAMCO | B2815724 |  | TMN SURIA NO 2 | SUBSTATION | Unknown | Unknown | Unknown | DISTRIBUTION | TNB | CHERAS | Unknown | 75 |  |  | Unknown | Unknown |  | LINE |  | 28 | 630.000 A | 0.63 | 50 | 20 | B10195 | Unknown |  |  |  |  | 0 | TMN SURIA NO 2 |  | 3
256925348 | B10184 | PE KBP 3 JORDONE NO.3 | 26016941 | 26016940 | BCRS/PCE/J00791/MB | 300443556 | Existing | RYB | MINE-9 | B11351 PE KBP 3 JORDONE NO.3 | CLOSED | CLOSED | LINK | 12.000 kV | 11 kV | GAS | 2008-11-11 | 2007 | B 2714892 |  | FALCON BETA | TAMCO | B2714892 |  | DAIREN DEVELOPMENT NO 2 | SUBSTATION | Unknown | Unknown | Unknown | DISTRIBUTION | TNB | CHERAS | Unknown | 75 |  |  |  | Unknown |  | LINE |  | 28 | 630.000 A | 0.63 | 50 | 20 | B10184 | Unknown |  |  |  |  | 0 | DAIREN DEVELOPMENT SDN BHD NO.2 |  | 3
256925353 | B10186 | PE AMAZON KPB 3 | 26016954 | 26016953 | BCRS/PCE/J00791/MB | 300443556 | Existing | RYB | MINE-9 | B13292 PE AMAZON KPB 3 | OPEN | CLOSED | LINK | 12.000 kV | 11 kV | GAS | 2008-11-11 | 2007 | B 2714892 |  | FALCON BETA | TAMCO | B2714892 |  | DAIREN DEVELOPMENT NO 2 | SUBSTATION | Unknown | Unknown | Unknown | DISTRIBUTION | TNB | CHERAS | Unknown | 75 |  |  |  | Unknown |  | LINE |  | 28 | 630.000 A | 0.63 | 50 | 20 | B10186 | Unknown |  |  |  |  | 0 | DAIREN DEVELOPMENT SDN BHD NO.2 |  | 3
256925375 | B10069 | PE BRISTOL TRADING SB NO 2 | 26019019 | 26019018 | BCRS/PCE/J00620/MBB10070 | 300270107 | Existing | RYB | BLKG-5 | B07922 PE BRISTOL TRADING SB NO 2 | CLOSED | CLOSED | LINK | 12.000 kV | 11 kV | GAS | 2008-11-01 | 2007 | B2715402 | Unknown | FALCON BETA | TAMCO | B2715402 |  | INTRA DESIGN | SUBSTATION | Unknown | Unknown | Unknown | DISTRIBUTION | TNB | CHERAS | Unknown | 75 |  |  | Unknown | Unknown |  | Unknown |  | 28 | 630.000 A | 0.63 | 50 | 20 | B10069 | Unknown |  |  |  |  | 0 | PE INTRA DESIGN |  | 3
256925380 | B10071 | PE TS MERG | 26019034 | 26019033 | BCRS/PCE/J00620/MBB10070 | 300270107 | Existing | RYB | BLKG-5 | B02839 PE TS MERG | CLOSED | CLOSED | LINK | 12.000 kV | 11 kV | GAS | 2008-11-01 | 2007 | B2715402 | Unknown | FALCON BETA | TAMCO | B2715402 |  | INTRA DESIGN | SUBSTATION | Unknown | Unknown | Unknown | DISTRIBUTION | TNB | CHERAS | Unknown | 75 |  |  | Unknown | Unknown |  | Unknown |  | 28 | 630.000 A | 0.63 | 50 | 20 | B10071 | Unknown |  |  |  |  | 0 | PE INTRA DESIGN |  | 3
256926220 | B00905 | B00906 | 16310817 | 16310816 | BCRS/PCE/J00658/MB | 300270662 | Existing | RYB | BLKG-2 | B00906 DESA SERDANG NO 4 | CLOSED | CLOSED | LINK | 16.000 kV | 11 kV | OIL | 2012-11-11 | 0 | KSS/1161 |  | EPE | INDKOM |  |  | DESA SERDANG NO 3 | SUBSTATION | Unknown | Unknown | Unknown | DISTRIBUTION | TNB | CHERAS | Unknown | 75 |  |  |  | Unknown |  | LINE |  | 28 | 630.000 A | 0.63 | 50 | 21.9 | B00905 | Unknown |  |  |  |  | 0 | DESA SERDANG NO 3 |  | 3
256926522 | B00902 | B00901 DESA SERDANG NO. 2 | 16310838 | 16310837 | BCRS/PCE/J00658/MB | 300270662 | Existing | RYB | BLKG-2 | B00901 DESA SERDANG NO 2 | CLOSED | CLOSED | LINK | 16.000 kV | 11 kV | OIL | 2012-11-11 | 0 | KSS/1161 |  | EPE | INDKOM |  |  | DESA SERDANG NO 3 | SUBSTATION | Unknown | Unknown | Unknown | DISTRIBUTION | TNB | CHERAS | Unknown | 75 |  |  |  | Unknown |  | LINE |  | 28 | 630.000 A | 0.63 | 50 | 21.9 | B00902 | Unknown |  |  |  |  | 0 | DESA SERDANG NO 3 |  | 3
256926551 | B00906 | B00905 | 16310897 | 16310896 | BCRS/PCE/J00657/MB | 300516492 | Existing | RYB | BLKG-2 | B00905 DESA SERDANG NO 3 | CLOSED | CLOSED | LINK | 16.000 kV | 11 kV | GAS | 18/12/2015 | 0 | KSS/1735 |  | INDKOM | INDKOM | 15032214671DE |  | DESA SERDANG NO 4 | SUBSTATION | Unknown | Unknown | Unknown | DISTRIBUTION | TNB | CHERAS | Unknown | 75 |  |  |  | Unknown |  | LINE |  | 28 | 630.000 A | 20 | 50 | 20 | B00906 | Unknown |  |  |  |  | 0 | DESA SERDANG NO 4 |  | 1
256926557 | B00909 | B11393 SMK DESA SERDANG | 16310918 | 16310917 | BCRS/PCE/J00657/MB | 300516492 | Existing | RYB | BLKG-2 | B00907 SMK DESA SERDANG | CLOSED | CLOSED | LINK | 16.000 kV | 11 kV | GAS | 18/12/2015 | 0 | KSS/1735 |  | INDKOM | INDKOM | 15032214671DE |  | DESA SERDANG NO 4 | SUBSTATION | Unknown | Unknown | Unknown | DISTRIBUTION | TNB | CHERAS | Unknown | 75 |  |  |  | Unknown |  | LINE |  | 28 | 630.000 A | 20 | 50 | 20 | B00909 | Unknown |  |  |  |  | 0 | DESA SERDANG NO 4 |  | 1
256926740 | B00860 | B00864 USAHA MENANG NO 1 | 16311792 | 16311791 | BCRS/PCE/J00969/MB1 | 300319925 | Existing | RYB | BLKG-2 | B00864 USAHA MENANG NO 1 | CLOSED | CLOSED | LINK | 12.000 kV | 11 kV | GAS | 1988-11-11 | 1987 | 870799 |  | LONG CRAWFORD | LONG CRAWFORD | N/A |  | SERDANG LAMA COMPACT | SUBSTATION | Unknown | Unknown | Unknown | DISTRIBUTION | TNB | CHERAS | Unknown | 75 |  |  |  | Unknown |  | LINE |  | 28 | 630.000 A | 0.63 | 50 | 20 | B00860 | Unknown |  |  |  |  | 0 | PADAT(COMPACT) SERDANG LAMA |  | 3
256926744 | B00858 | B08323 R/P MURAH TMN. SURIA | 16311795 | 16311794 | BCRS/PCE/J00969/MB1 | 300319925 | Existing | RYB | BLKG-2 | B08323 R/P MURAH TMN. SURIA | CLOSED | CLOSED | LINK | 12.000 kV | 11 kV | GAS | 1988-11-11 | 1987 | 870799 |  | LONG CRAWFORD | LONG CRAWFORD | N/A |  | SERDANG LAMA COMPACT | SUBSTATION | Unknown | Unknown | Unknown | DISTRIBUTION | TNB | CHERAS | Unknown | 75 |  |  |  | Unknown |  | LINE |  | 28 | 630.000 A | 0.63 | 50 | 20 | B00858 | Unknown |  |  |  |  | 0 | PADAT(COMPACT) SERDANG LAMA |  | 3
256928068 | B06758 | PE JLN PENGGAWA 2/2 | 6773547 | 6773546 | BCRS/PCE/J00259/MBB06758 | 300006138 | Existing | RYB | MHCR-1 | B09970 PE JLN PENGGAWA 2/2 | CLOSED | CLOSED | LINK | 12.000 kV | 11 kV | GAS | 2002-11-01 | 2002 | D221458 | Unknown | FALCON BETA | TAMCO | D2221458 |  | BDR MAHKOTA CHERAS NO 17 | SUBSTATION | Unknown | Unknown | Unknown | DISTRIBUTION | TNB | CHERAS | Unknown | 75 |  |  | Unknown | Unknown |  | Unknown |  | 28 | 630.000 A | 0.63 | 50 | 20 | B06758 | Unknown |  |  |  |  | 0 | BANDAR MAHKOTA CHERAS NO 17 |  | 3
256928072 | B06761 | PE BANDAR MAHKOTA CHERAS NO:18 | 6773549 | 6773548 | BCRS/PCE/J00259/MBB06758 | 300006138 | Existing | RYB | MHCR-10 | B06762 PE BANDAR MAHKOTA CHERAS NO:18 | CLOSED | OPEN | LINK | 12.000 kV | 11 kV | GAS | 2002-11-01 | 2002 | D221458 | Unknown | FALCON BETA | TAMCO | D2221458 |  | BDR MAHKOTA CHERAS NO 17 | SUBSTATION | Unknown | Unknown | Unknown | DISTRIBUTION | TNB | CHERAS | Unknown | 75 |  |  | Unknown | Unknown |  | Unknown |  | 28 | 630.000 A | 0.63 | 50 | 20 | B06761 | Unknown |  |  |  |  | 0 | BANDAR MAHKOTA CHERAS NO 17 |  | 3
256928104 | B02115 | B02115 | 6781409 | 6781408 | BCRS/PCE/J00025/MB1 | 300266940 | Existing | RYB |  | B02113 ALAM JAYA NO 2 | CLOSED | CLOSED | LINK | 11.000 kV | 11 kV | OIL | 2011-11-01 | 0 | L97077-559L | Unknown | TAMCO | VEI | H16-1-174 |  | GOOD EARTH | SUBSTATION | Unknown | Unknown | Unknown | DISTRIBUTION | TNB | CHERAS | Unknown | 75 |  |  | Unknown | Unknown |  | LINE |  | 28 | 400.000 A | 0.4 | 50 | 21.9 | B02115 | Unknown |  |  |  |  | 0 | GOO EARTH |  | 3
256928110 | B02117 | B02117 | 6781441 | 6781440 | BCRS/PCE/J00025/MB1 | 300266940 | Existing | RYB |  | PPU TMN SEGAR 2 VCB 12 | OPEN | CLOSED | LINK | 11.000 kV | 11 kV | OIL | 2011-11-01 | 0 | L19/1/474R | Unknown | TAMCO | VEI | H16-1-174 |  | GOOD EARTH | Unknown | Unknown | Unknown | Unknown | DISTRIBUTION | TNB | CHERAS | Unknown | 75 |  |  | Unknown | Unknown |  | LINE |  | 28 | 400.000 A | 0.4 | 21.9 | 21.9 | B02117 | Unknown |  |  |  |  | 0 | GOO EARTH |  | 3
256928114 | B02118 | B02118 | 6781443 | 6781447 | BCRS/PCE/J00025/MB1 | 300266940 | Existing | RYB |  | B10039 PERDANA AVENUE | CLOSED | CLOSED | LINK | 11.000 kV | 11 kV | OIL | 2011-11-01 | 0 | L19/1/481R | Unknown | TAMCO | VEI | H16-1-174 |  | GOOD EARTH | SUBSTATION | Unknown | Unknown | Unknown | DISTRIBUTION | TNB | CHERAS | Unknown | 75 |  |  | Unknown | Unknown |  | LINE |  | 28 | 400.000 A | 0.4 | 50 | 21.9 | B02118 | Unknown |  |  |  |  | 0 | GOO EARTH |  | 3
256928195 | B02388 | PE BDR SG LONG NO 10 | 6834190 | 6834189 | BCRS/PCE/J00215/MBB02388 | 300005754 | Existing | RYB | SGLN-7 | B02387 PE BDR SG LONG NO 10 | CLOSED | CLOSED | LINK | 16.000 kV | 11 kV | GAS | 2012-11-01 | 0 | KSS/1957 | Unknown | F_and_G | INDKOM | 1111225463 |  | SG LONG NO 8 | SUBSTATION | Unknown | Unknown | Unknown | DISTRIBUTION | TNB | CHERAS | Unknown | 75 |  |  | Unknown | Unknown |  | Unknown |  | 28 | 630.000 A | 0.63 | 50 | 21.9 | B02388 | Unknown |  |  |  |  | 0 | BANDAR SG LONG NO 8 |  | 3
256928201 | B02391 | PE BDR SG LONG NO.11 | 6834208 | 6834207 | BCRS/PCE/J00215/MBB02388 | 300005754 | Existing | RYB | SGLN-7 | B06027 PE BDR SG LONG NO.11 | CLOSED | CLOSED | LINK | 16.000 kV | 11 kV | GAS | 2012-11-01 | 0 | KSS/1957 | Unknown | F_and_G | INDKOM | 1111225463 |  | SG LONG NO 8 | SUBSTATION | Unknown | Unknown | Unknown | DISTRIBUTION | TNB | CHERAS | Unknown | 75 |  |  | Unknown | Unknown |  | Unknown |  | 28 | 630.000 A | 0.63 | 50 | 21.9 | B02391 | Unknown |  |  |  |  | 0 | BANDAR SG LONG NO 8 |  | 3
256928259 | B05109 | PE GOOD VIEW 2 | 6834907 | 6834906 | BCRS/PCE/J00226/MB | 300431421 | Existing | RYB | MHCR-5 | B13501 PE GOOD VIEW 2 | CLOSED | CLOSED | LINK | 11.000 kV | 11 kV | GAS | 2001-11-01 | 2001 | 0114S081 | Unknown | F_and_G | INDKOM | 0114S081 |  | SEK MEN KEB SG LONG | SUBSTATION | Unknown | Unknown | Unknown | DISTRIBUTION | TNB | CHERAS | Unknown | 75 |  |  | Unknown | Unknown |  | Unknown |  | 28 | 630.000 A | 0.63 | 50 | 22 | B05109 | Unknown |  |  |  |  | 0 | SEK MEB KEB SG LONG |  | 3
256928263 | B05107 | PE MITRALAND | 6834910 | 6834909 | BCRS/PCE/J00226/MB | 300431421 | Existing | RYB | MHCR-5 | B05032 PE MITRALAND | CLOSED | CLOSED | LINK | 11.000 kV | 11 kV | GAS | 2001-11-01 | 2001 | 0114S081 | Unknown | F_and_G | INDKOM | 0114S081 |  | SEK MEN KEB SG LONG | SUBSTATION | Unknown | Unknown | Unknown | DISTRIBUTION | TNB | CHERAS | Unknown | 75 |  |  | Unknown | Unknown |  | Unknown |  | 28 | 630.000 A | 0.63 | 50 | 22 | B05107 | Unknown |  |  |  |  | 0 | SEK MEB KEB SG LONG |  | 3
256928632 | B01253 | PE AZR VTEC JLN SURIA 1 | 6835223 | 6835222 | BCRS/PCE/J00278/MBB01251 | 300010011 | Existing | RYB | PBEL(P)-11 | B12102 PE AZR VTEC JLN SURIA 1 | CLOSED | CLOSED | LINK | 12.000 kV | 11 kV | GAS | 2005-11-01 | 2005 | 2285 | Unknown | VEI | EPE | 2285 |  | TUCK HUA NO 1 METAL | SUBSTATION | Unknown | Unknown | Unknown | DISTRIBUTION | TNB | CHERAS | Unknown | 75 |  |  | Unknown | Unknown |  | Unknown |  | 28 | 630.000 A | 0.63 | 50 | 20 | B01253 | Unknown |  |  |  |  | 0 | TUCK HUA NO 1 |  | 3
256928636 | B01251 | PE TUCK HUA NO 2 | 6835226 | 6835225 | BCRS/PCE/J00278/MBB01251 | 300010011 | Existing | RYB | PBEL(P)-11 | B01247 PE TUCK HUA NO 2 | CLOSED | CLOSED | LINK | 12.000 kV | 11 kV | GAS | 2005-11-01 | 2005 | 2285 | Unknown | VEI | EPE | 2285 |  | TUCK HUA NO 1 METAL | SUBSTATION | Unknown | Unknown | Unknown | DISTRIBUTION | TNB | CHERAS | Unknown | 75 |  |  | Unknown | Unknown |  | Unknown |  | 28 | 630.000 A | 0.63 | 50 | 20 | B01251 | Unknown |  |  |  |  | 0 | TUCK HUA NO 1 |  | 3
256928659 | B09421 | PE SURIA INDUSTRIAL PARK | 6835291 | 6835290 | BCRS/PCE/J00627/MBB09421 | 300270139 | Existing | RYB | PBEL(P)-11 | B11488 PE SURIA INDUSTRIAL PARK | CLOSED | CLOSED | LINK | 11.000 kV | 11 kV | GAS | 1999-11-01 | 1999 | 9912S142 | Unknown | F_and_G | INDKOM | 14032212247DE |  | TUCK HUA NO 3 | SUBSTATION | Unknown | Unknown | Unknown | DISTRIBUTION | TNB | CHERAS | Unknown | 75 |  |  | Unknown | Unknown |  | LINE |  | 28 | 630.000 A | 0.63 | 50 | 20 | B09421 | Unknown |  |  |  |  | 0 | TUCK HUA NO 3 |  | 3
256928663 | B09423 | PE AZR VTEC JLN SURIA 1 | 6835294 | 6835293 | BCRS/PCE/J00627/MBB09421 | 300270139 | Existing | RYB | PBEL(P)-11 | B12104 PE AZR VTEC JLN SURIA 1 | CLOSED | CLOSED | LINK | 11.000 kV | 11 kV | GAS | 1999-11-01 | 1999 | 9912S142 | Unknown | F_and_G | INDKOM | 14032212247DE |  | TUCK HUA NO 3 | SUBSTATION | Unknown | Unknown | Unknown | DISTRIBUTION | TNB | CHERAS | Unknown | 75 |  |  | Unknown | Unknown |  | LINE |  | 28 | 630.000 A | 0.63 | 50 | 20 | B09423 | Unknown |  |  |  |  | 0 | TUCK HUA NO 3 |  | 3
256928685 | B07476 | S/S BINA PLASTIC | 6835325 | 6835324 | BCRS/PCE/J00496/MBB07474 | 300431589 | Existing | RYB | PBEL(P)-6 | B01244 S/S BINA PLASTIC | CLOSED | CLOSED | LINK | 12.000 kV | 11 kV | GAS | 2005-11-05 | 0 | R0328010SF | Unknown | MERLIN GERIN | MERLIN GERIN | R0328010SF |  | DATARAN HASIL | SUBSTATION | Unknown | Unknown | Unknown | DISTRIBUTION | TNB | CHERAS | Unknown | 75 |  |  | Unknown | Unknown |  | Unknown |  | 28 | 630.000 A | 0.63 | 50 | 18.5 | B07476 | Unknown |  |  |  |  | 0 | COMPACT DATARAN HASIL |  | 3
256928690 | B07474 | PE PADAT OVERSEA | 6835844 | 6835843 | BCRS/PCE/J00496/MBB07474 | 300431589 | Existing | RYB | PBEL(P)-6 | B11451 PE PADAT OVERSEA | CLOSED | CLOSED | LINK | 12.000 kV | 11 kV | GAS | 2005-11-05 | 0 | R0328010SF | Unknown | MERLIN GERIN | MERLIN GERIN | R0328010SF |  | DATARAN HASIL | SUBSTATION | Unknown | Unknown | Unknown | DISTRIBUTION | TNB | CHERAS | Unknown | 75 |  |  | Unknown | Unknown |  | Unknown |  | 28 | 630.000 A | 0.63 | 50 | 18.5 | B07474 | Unknown |  |  |  |  | 0 | COMPACT DATARAN HASIL |  | 3
256928710 | B01244 | PE PADAT DATARAN HASIL | 6835980 | 6835979 | BCRS/PCE/J00275/MBB01242 | 300009995 | Existing | RYB | PBEL(P)-6 | B07476 PE PADAT DATARAN HASIL | CLOSED | CLOSED | LINK | 12.000 kV | 11 kV | GAS | 1996-11-11 | 1996 | C960081 | Unknown | FALCON BETA | TAMCO | C/A960081 |  | SWS BINA PLASTIC | SUBSTATION | Unknown | Unknown | Unknown | DISTRIBUTION | TNB | CHERAS | Unknown | 75 |  |  | Unknown | Unknown |  | Unknown |  | 28 | 630.000 A | 0.63 | 50 | 20 | B01244 | Unknown |  |  |  |  | 0 | S/S BINA PLASTIC |  | 3
256928714 | B01243 | MSB 11KV PENGGUNA | 6835985 | 6835984 | BCRS/PCE/J00275/MBB01242 | 300009995 | Existing | RYB | PBEL(P)-6 | MSB 11KV PENGGUNA | CLOSED | CLOSED | LINK | 12.000 kV | 11 kV | GAS | 1996-11-11 | 1996 | C960081 | Unknown | FALCON BETA | TAMCO | C/A960081 |  | SWS BINA PLASTIC | CUSTOMER | Unknown | Unknown | Unknown | DISTRIBUTION | TNB | CHERAS | Unknown | 75 |  |  | Unknown | Unknown |  | Unknown |  | 28 | 630.000 A | 0.63 | 50 | 20 | B01243 | Unknown |  |  |  |  | 0 | S/S BINA PLASTIC |  | 3
256928718 | B01242 | PE CONTROL INSTRUMENT | 6835990 | 6835989 | BCRS/PCE/J00275/MBB01242 | 300009995 | Existing | RYB | PBEL(P)-6 | B01241 PE CONTROL INSTRUMENT | CLOSED | CLOSED | LINK | 12.000 kV | 11 kV | GAS | 1996-11-11 | 1996 | C960081 | Unknown | FALCON BETA | TAMCO | C/A960081 |  | SWS BINA PLASTIC | SUBSTATION | Unknown | Unknown | Unknown | DISTRIBUTION | TNB | CHERAS | Unknown | 75 |  |  | Unknown | Unknown |  | Unknown |  | 28 | 630.000 A | 0.63 | 50 | 20 | B01242 | Unknown |  |  |  |  | 0 | S/S BINA PLASTIC |  | 3
256928747 | B01241 | S/S BINA PLASTIC | 6836022 | 6836021 | BCRS/PCE/J00273/MBB01238 | 300009982 | Existing | RYB | PBEL(P)-6 | B01242 S/S BINA PLASTIC | CLOSED | CLOSED | LINK | 12.000 kV | 11 kV | GAS | 2001-11-11 | 2006 | 2853 | Unknown | VEI | VEI | 2853 |  | CONTROL INSTRUMENT | SUBSTATION | Unknown | Unknown | Unknown | DISTRIBUTION | TNB | CHERAS | Unknown | 75 |  |  | Unknown | Unknown |  | Unknown |  | 28 | 630.000 A | 0.63 | 50 | 20 | B01241 | Unknown |  |  |  |  | 0 | B01242 S/S BINA PLASTIK |  | 3
256928751 | B01238 | PE MECOMB | 6836027 | 6836026 | BCRS/PCE/J00273/MBB01238 | 300009982 | Existing | RYB | PBEL(P)-6 | B01237 PE MECOMB | CLOSED | CLOSED | LINK | 12.000 kV | 11 kV | GAS | 2001-11-11 | 2006 | 2853 | Unknown | VEI | VEI | 2853 |  | CONTROL INSTRUMENT | SUBSTATION | Unknown | Unknown | Unknown | DISTRIBUTION | TNB | CHERAS | Unknown | 75 |  |  | Unknown | Unknown |  | Unknown |  | 28 | 630.000 A | 0.63 | 50 | 20 | B01238 | Unknown |  |  |  |  | 0 | CONTROL INSTRUMENT |  | 3
256928755 | B01240 | PE PANTAI UTAMA S/B | 6836032 | 6836031 | BCRS/PCE/J00273/MBB01238 | 300009982 | Existing | RYB | PBEL(P)-6 | B01308 PE PANTAI UTAMA S/B | CLOSED | CLOSED | LINK | 12.000 kV | 11 kV | GAS | 2001-11-11 | 2006 | 2853 | Unknown | VEI | VEI | 2853 |  | CONTROL INSTRUMENT | SUBSTATION | Unknown | Unknown | Unknown | DISTRIBUTION | TNB | CHERAS | Unknown | 75 |  |  | Unknown | Unknown |  | Unknown |  | 28 | 630.000 A | 0.63 | 50 | 20 | B01240 | Unknown |  |  |  |  | 0 | CONTROL INSTRUMENT |  | 3
256928820 | B01309 | PE FURNIWEB | 6840977 | 6840976 | BCRS/PCE/J00206/MBB01309 | 300005693 | Existing | RYB | TAMI-7 | B01301 PE FURNIWEB | CLOSED | CLOSED | LINK | 12.000 kV | 11 kV | GAS | 1995-11-01 | 1995 | N/A | Unknown | F_and_G | MERLIN GERIN | N/A |  | MAURI FERMENTATION | SUBSTATION | Unknown | Unknown | Unknown | DISTRIBUTION | TNB | CHERAS | Unknown | 75 |  |  | Unknown | Unknown |  | Unknown |  | 28 | 630.000 A | 0.63 | 50 | 22 | B01309 | Unknown |  |  |  |  | 0 | MAURI FERMANTATION |  | 3
256928824 | B05506 |  | 6840982 | 6840981 | BCRS/PCE/J00206/MBB01309 | 300005693 | Existing | RYB | TAMI-7 | MSB 11KV MAURI FRMANTATION | CLOSED | CLOSED | LINK | 12.000 kV | 11 kV | GAS | 1995-11-01 | 1995 | N/A | Unknown | F_and_G | MERLIN GERIN | N/A |  | MAURI FERMENTATION | SUBSTATION | Unknown | Unknown | Unknown | DISTRIBUTION | TNB | CHERAS | Unknown | 75 |  |  | Unknown | Unknown |  | Unknown |  | 28 | 630.000 A | 0.63 | 50 | 22 | B05506 | Unknown |  |  |  |  | 0 | MAURI FERMANTATION |  | 3
256928828 | B01311 | PE SANYIN | 6840987 | 6840986 | BCRS/PCE/J00206/MBB01309 | 300005693 | Existing | RYB | TAMI-7 | B08154 PE SANYIN | CLOSED | CLOSED | LINK | 12.000 kV | 11 kV | GAS | 1995-11-01 | 1995 | N/A | Unknown | F_and_G | MERLIN GERIN | N/A |  | MAURI FERMENTATION | SUBSTATION | Unknown | Unknown | Unknown | DISTRIBUTION | TNB | CHERAS | Unknown | 75 |  |  | Unknown | Unknown |  | Unknown |  | 28 | 630.000 A | 0.63 | 50 | 22 | B01311 | Unknown |  |  |  |  | 0 | MAURI FERMANTATION |  | 3
256929315 | B06748 | B06748 | 6909012 | 6909011 | BCRS/PCE/J00271/MBB06746 | 300009474 | Existing | RYB | PMU SMYH-8 | B02303 KG SG LUI | CLOSED | CLOSED | LINK | 12.000 kV | 11 kV | GAS | 1990-11-01 | 0 | N/A | Unknown | MERLIN GERIN | MERLIN GERIN | R630151347 SF |  | PADAT LAMAN KENCANA BT 19 H/L | SUBSTATION | Unknown | Unknown | Unknown | DISTRIBUTION | TNB | CHERAS | Unknown | 75 |  |  | Unknown | Unknown |  | LINE |  | 28 | 630.000 A | 0.63 | 50 | 20 | B06748 | Unknown |  |  |  |  | 0 | PADAT LAMAN KENCANA BT 19 ULU L |  | 3
256929319 | B06746 | B06746 | 6909021 | 6909020 | BCRS/PCE/J00271/MBB06746 | 300009474 | Existing | RYB | PMU SMYH-8 | B02302 KG JAWA | CLOSED | CLOSED | LINK | 12.000 kV | 11 kV | GAS | 1990-11-01 | 0 | N/A | Unknown | MERLIN GERIN | MERLIN GERIN | R630151347 SF |  | PADAT LAMAN KENCANA BT 19 H/L | SUBSTATION | Unknown | Unknown | Unknown | DISTRIBUTION | TNB | CHERAS | Unknown | 75 |  |  | Unknown | Unknown |  | LINE |  | 28 | 630.000 A | 0.63 | 50 | 20 | B06746 | Unknown |  |  |  |  | 0 | PADAT LAMAN KENCANA BT 19 ULU L |  | 3
256929383 | B02318 | B02318 | 6908857 | 6908856 | BCRS/PCE/J00086/MBB02316 | 300004409 | Existing | RYB | PMU SMYH-8 | B02319 KG DONG LAI | CLOSED | CLOSED | LINK | 11.000 kV | 11 kV | OIL | 1990-11-01 | 0 | L17172-65L | Unknown | BRUSH | VEI | H97051-150H |  | SG LUI NO 3 BT 23 A/T | SUBSTATION | Unknown | Unknown | Unknown | DISTRIBUTION | TNB | CHERAS | Unknown | 75 |  |  | Unknown | Unknown |  | LINE |  | 28 | 400.000 A | 0.4 | 50 | 21.9 | B02318 | Unknown |  |  |  |  | 0 | SG LUI NO 3 |  | 3
256929387 | B02316 | B02316 | 6908866 | 6908865 | BCRS/PCE/J00086/MBB02316 | 300004409 | Existing | RYB | PMU SMYH-8 | B08314 PAYA LEBAR | CLOSED | CLOSED | LINK | 11.000 kV | 11 kV | OIL | 1990-11-01 | 0 | L20/1/509R | Unknown | BRUSH | VEI | H97051-150H |  | SG LUI NO 3 BT 23 A/T | SUBSTATION | Unknown | Unknown | Unknown | DISTRIBUTION | TNB | CHERAS | Unknown | 75 |  |  | Unknown | Unknown |  | LINE |  | 28 | 400.000 A | 0.4 | 50 | 21.9 | B02316 | Unknown |  |  |  |  | 0 | SG LUI NO 3 |  | 3
256930129 | B10204 | B10204 | 26054546 | 26054545 | BCRS/PCE/J00994/MB | 300319362 | Existing | RYB | MHCR2-7 | B07901 JLN BENDAHARA 4/7 | CLOSED | CLOSED | LINK | 12.000 kV | 11 kV | GAS | 2008-07-06 | 2008 | B2815711 |  | TAMCO | TAMCO | B2815711 | N/A | JLN BENDAHARA 12 | SUBSTATION | Unknown | Unknown | Unknown | DISTRIBUTION | TNB | CHERAS | Unknown | 75 |  |  | Unknown | Unknown |  | LINE |  | 28 | 630.000 A | 0.63 | 50 | 20 | B10204 | NO | N/A |  |  |  | 0 | JALAN BENDAHARA 12 |  | 3
256930140 | B10206 | PE THE I RESIDENCE NO.2 | 26055037 | 26055036 | BCRS/PCE/J00994/MB | 300319362 | Existing | RYB | MHCR2-7 | B13474 PE THE I RESIDENCE NO.2 | CLOSED | CLOSED | LINK | 12.000 kV | 11 kV | GAS | 2008-07-06 | 2008 | B2815711 |  | TAMCO | TAMCO | B2815711 | N/A | JLN BENDAHARA 12 | SUBSTATION | Unknown | Unknown | Unknown | DISTRIBUTION | TNB | CHERAS | Unknown | 75 |  |  | Unknown | Unknown |  | LINE |  | 28 | 630.000 A | 0.63 | 50 | 20 | B10206 | NO | N/A |  |  |  | 0 | JALAN BENDAHARA 12 |  | 3
256931917 | B01849 |  | 6843826 | 6843825 |  |  | Existing | RYB | BLKG-8 | B01850 KAW PERSAHAN CRS JY NO 1 | CLOSED | CLOSED | LINK | 12.000 kV | 11 kV | GAS |  | 1995 | 2981/405 |  | F_and_G | INDKOM | 700069/12 |  | LUBS TECHNOLOGY SB | Unknown | Unknown | Unknown | Unknown | DISTRIBUTION | TNB | CHERAS | Unknown | 75 |  |  |  | Unknown |  |  |  | 28 | 630.000 A | 0.63 | 50 | 20 | B01849 | [5 empty] | 0 | LUBS TECHNOLOGY S/B |  | 3
256931921 | B07689 |  | 6843833 | 6843832 | BCRS/PCE/J00359/MBB01847 | 300010494 | Existing | RYB | BLKG-8 | B07690 LOOPING | CLOSED | CLOSED | LINK | 11.000 kV | 11 kV | GAS | 1995-11-01 | 1997 | 700069/12 |  | F_and_G | INDKOM | 700069/12 |  | LUBS TECHNOLOGY SB | Unknown | Unknown | Unknown | Unknown | DISTRIBUTION | TNB | CHERAS | Unknown | 75 |  |  |  | Unknown |  |  |  | 28 | 630.000 A | 0.63 | 50 | 20 | B07689 | [5 empty] | 0 | LUBS TECHNOLOGY S/B |  | 3
256931926 | B07691 |  | 6843847 | 6843846 |  |  | Existing | RYB | BLKG-8 | B14971 PE SILK I PARK | CLOSED | CLOSED | LINK | 12.000 kV | 11 kV | GAS |  | 1995 | 2981/405 |  | F_and_G | INDKOM | 700069/12 |  | LUBS TECHNOLOGY SB | Unknown | Unknown | Unknown | Unknown | DISTRIBUTION | TNB | CHERAS | Unknown | 75 |  |  |  | Unknown |  |  |  | 28 | 630.000 A | 0.63 | 50 | 20 | B07691 | [5 empty] | 0 | LUBS TECHNOLOGY S/B |  | 3
256931930 | B01847 |  | 6843861 | 6843860 | BCRS/PCE/J00359/MBB01847 | 300010494 | Existing | RYB | BLKG-8 | B01846 LIEW KON THAM | CLOSED | CLOSED | LINK | 11.000 kV | 11 kV | GAS | 1995-11-01 | 1997 | 700069/12 |  | F_and_G | INDKOM | 700069/12 |  | LUBS TECHNOLOGY SB | Unknown | Unknown | Unknown | Unknown | DISTRIBUTION | TNB | CHERAS | Unknown | 75 |  |  |  | Unknown |  |  |  | 28 | 630.000 A | 0.63 | 50 | 20 | B01847 | [5 empty] | 0 | LUBS TECHNOLOGY S/B |  | 3
256931937 | B07690 |  | 6843873 | 6843875 |  |  | Existing | RYB | BLKG-8 | B08689 LOOPING | CLOSED | CLOSED | LINK | 12.000 kV | 11 kV | GAS |  | 1995 | 2981/405 |  | F_and_G | INDKOM | 700069/12 |  | LUBS TECHNOLOGY SB | Unknown | Unknown | Unknown | Unknown | DISTRIBUTION | TNB | CHERAS | Unknown | 75 |  |  |  | Unknown |  |  |  | 28 | 630.000 A | 0.63 | 50 | 20 | B07690 | [5 empty] | 0 | LUBS TECHNOLOGY S/B |  | 3
256932019 | B05470 |  | 6837023 | 6835803 | BCRS/PCE/J00166/MB4 | 300430775 | Existing | RYB | LMAS-3 | BUS SECTION | OPEN | OPEN | BUSBAR SECTION | 12.000 kV | 11 kV | VACUMM | 1998-11-11 | 1998 |  | Unknown | SIEMENS | ITEM | 1514 | N/A | SWS MAKTAB PDRM | INTERCONNECT (OTHER UTILITY) | Unknown | Unknown | Unknown | DISTRIBUTION | TNB | CHERAS | Unknown | 75 |  |  | Unknown | Unknown |  | LINE |  | 28 | 630.000 A | 0.63 | 50 | 20 | B05470 | Unknown |  |  |  |  | 0 | STN SUIS MAKTAB PDRM |  | 3
256932048 | B01237 | PE CONTROL INSTRUMENT | 6836072 | 6836071 | BCRS/PCE/J00272/MBB01234 | 300009975 | Existing | RYB | PBEL(P)-6 | B01238 PE CONTROL INSTRUMENT | CLOSED | CLOSED | LINK | 12.000 kV | 11 kV | GAS | 1997-11-11 | 2004 | F961907 | Unknown | MERLIN GERIN | MERLIN GERIN | B961907 |  | MECOMB | SUBSTATION | Unknown | Unknown | Unknown | DISTRIBUTION | TNB | CHERAS | Unknown | 75 |  |  | Unknown | Unknown |  | Unknown |  | 28 | 630.000 A | 0.63 | 50 | 18.4 | B01237 | Unknown |  |  |  |  | 0 | MECOMB |  | 3
256932053 | B01234 | PE COMPACT KG BARU BALAKONG | 6836089 | 6836088 | BCRS/PCE/J00272/MBB01234 | 300009975 | Existing | RYB | PBEL(P)-6 | B01233 PE COMPACT KG BARU BALAKONG | CLOSED | CLOSED | LINK | 12.000 kV | 11 kV | GAS | 1997-11-11 | 2004 | F961907 | Unknown | MERLIN GERIN | MERLIN GERIN | B961907 |  | MECOMB | SUBSTATION | Unknown | Unknown | Unknown | DISTRIBUTION | TNB | CHERAS | Unknown | 75 |  |  | Unknown | Unknown |  | Unknown |  | 28 | 630.000 A | 0.63 | 50 | 18.4 | B01234 | Unknown |  |  |  |  | 0 | MECOMB |  | 3
256932450 | B01296 | PE CCP | 6838356 | 6838355 | BCRS/PCE/J00208/MBB01296 | 300005705 | Existing | RYB | TAMI-7 | B01295 PE CCP | CLOSED | CLOSED | LINK | 16.000 kV | 11 kV | SF6 | 1994-11-11 | 1993 | KSS/1961 | Unknown | LUCY | EPE | SF00087555 |  | RSD SB | SUBSTATION | Unknown | Unknown | Unknown | DISTRIBUTION | TNB | CHERAS | Unknown | 75 |  |  | Unknown | Unknown |  | Unknown |  | 28 | 630.000 A | 0.63 | 50 | 20 | B01296 | Unknown |  |  |  |  | 0 | R.S DEVELOPMENT SDN BHD |  | 1
256932454 | B01298 | PE SANYIN | 6838359 | 6838358 | BCRS/PCE/J00208/MBB01296 | 300005705 | Existing | RYB | TAMI-7 | B08152 PE SANYIN | CLOSED | CLOSED | LINK | 16.000 kV | 11 kV | SF6 | 1994-11-11 | 1993 | KSS/1961 | Unknown | LUCY | EPE | SF00087555 |  | RSD SB | SUBSTATION | Unknown | Unknown | Unknown | DISTRIBUTION | TNB | CHERAS | Unknown | 75 |  |  | Unknown | Unknown |  | Unknown |  | 28 | 630.000 A | 0.63 | 50 | 20 | B01298 | Unknown |  |  |  |  | 0 | R.S DEVELOPMENT SDN BHD |  | 1
256932483 | B09331 | PE COMMERCIAL AREA | 6931576 | 6931575 | BCRS/PCE/J00491/MB | 300431584 | Existing | RYB | MHCR-2 | B11670 PE COMMERCIAL AREA | CLOSED | CLOSED | LINK | 12.000 kV | 11 kV | GAS | 2006-11-01 | 2006 | 23175 | Unknown | VEI | VEI | 23175 |  | COMMERCIAL AREA NO 10 JLN TEMENGGONG 21/ | SUBSTATION | Unknown | Unknown | Unknown | DISTRIBUTION | TNB | CHERAS | Unknown | 75 |  |  | Unknown | Unknown |  | Unknown |  | 28 | 630.000 A | 0.63 | 50 | 20 | B09331 | Unknown |  |  |  |  | 0 | COMMERCIAL AREA NO 10 |  | 3
256932489 | B09328 | PE COMMERCIAL AREA NO 12 | 6931614 | 6931613 | BCRS/PCE/J00491/MB | 300431584 | Existing | RYB | MHCR-2 | B09327 PE COMMERCIAL AREA NO 12 | CLOSED | CLOSED | LINK | 12.000 kV | 11 kV | GAS | 2006-11-01 | 2006 | 23175 | Unknown | VEI | VEI | 23175 |  | COMMERCIAL AREA NO 10 JLN TEMENGGONG 21/ | SUBSTATION | Unknown | Unknown | Unknown | DISTRIBUTION | TNB | CHERAS | Unknown | 75 |  |  | Unknown | Unknown |  | Unknown |  | 28 | 630.000 A | 0.63 | 50 | 20 | B09328 | Unknown |  |  |  |  | 0 | COMMERCIAL AREA NO 10 |  | 3
256932518 | B09335 | PE COMMERCIAL AREA 8 | 6932580 | 6932579 | BCRS/PCE/J00492/MB | 300431585 | Existing | RYB | MHCR-2 | B08612 PE COMMERCIAL AREA 8 | CLOSED | CLOSED | LINK | 12.000 kV | 11 kV | GAS | 2006-11-01 | 2006 | 23165 | Unknown | VEI | VEI | 23165 |  | COMMERCIAL AREA NO 11 JLN TEMENGGONG 19/ | SUBSTATION | Unknown | Unknown | Unknown | DISTRIBUTION | TNB | CHERAS | Unknown | 75 |  |  | Unknown | Unknown |  | Unknown |  | 28 | 630.000 A | 0.63 | 50 | 20 | B09335 | Unknown |  |  |  |  | 0 | COMERCIAL AREA NO 11 |  | 3
256932524 | B09332 | PE COMMERCIAL AREA | 6932598 | 6932597 | BCRS/PCE/J00492/MB | 300431585 | Existing | RYB | MHCR-2 | B11673 PE COMMERCIAL AREA | CLOSED | CLOSED | LINK | 12.000 kV | 11 kV | GAS | 2006-11-01 | 2006 | 23165 | Unknown | VEI | VEI | 23165 |  | COMMERCIAL AREA NO 11 JLN TEMENGGONG 19/ | SUBSTATION | Unknown | Unknown | Unknown | DISTRIBUTION | TNB | CHERAS | Unknown | 75 |  |  | Unknown | Unknown |  | Unknown |  | 28 | 630.000 A | 0.63 | 50 | 20 | B09332 | Unknown |  |  |  |  | 0 | COMERCIAL AREA NO 11 |  | 3
256932551 | B07102 |  | 6936429 | 6936428 | BCRS/PCE/J00470/MB | 300431566 | Existing | RYB | MHCR-10 | B06765 BDR MAHKOTA CHERAS NO 18 | CLOSED | CLOSED | LINK | 12.000 kV | 11 kV | GAS | 2003-11-01 | 2003 | D231700 |  | TAMCO | TAMCO | D 231700 |  | JLN INANG BDR MAHKOTA CHERAS | Unknown | Unknown | Unknown | Unknown | DISTRIBUTION | TNB | CHERAS | Unknown | 75 |  |  |  | Unknown |  |  |  | 28 | 630.000 A | 0.63 | 50 | 20 | B07102 | [5 empty] | 0 | JLN INANG BDR MAHKOTA CHERAS |  | 3
256932556 | B07105 |  | 6936439 | 6936438 | BCRS/PCE/J00470/MB | 300431566 | Existing | RYB | MHCR-10 | B06766 BDR MAHKOTA CHERAS NO 19 | CLOSED | CLOSED | LINK | 12.000 kV | 11 kV | GAS | 2003-11-01 | 2003 | D231700 |  | TAMCO | TAMCO | D 231700 |  | JLN INANG BDR MAHKOTA CHERAS | Unknown | Unknown | Unknown | Unknown | DISTRIBUTION | TNB | CHERAS | Unknown | 75 |  |  |  | Unknown |  |  |  | 28 | 630.000 A | 0.63 | 50 | 20 | B07105 | [5 empty] | 0 | JLN INANG BDR MAHKOTA CHERAS |  | 3
256932586 | B06323 | B06323 | 6932253 | 6932252 | BCRS/PCE/J00264/MBB06323 | 300006178 | Existing | RYB | MHCR-14 | B06327 BDR MAHKOTA CHERAS NO 5 | CLOSED | CLOSED | LINK | 12.000 kV | 11 kV | GAS | 2002-11-01 | 2002 | D221461 |  | FALCON BETA | TAMCO | D221461 | N/A | BDR MAHKOTA CHERAS NO. 4 | SUBSTATION | Unknown | Unknown | Unknown | DISTRIBUTION | TNB | CHERAS | Unknown | 75 |  |  | Unknown | Unknown |  | LINE |  | 28 | 630.000 A | 0.63 | 50 | 20 | B06323 | NO | N/A |  |  |  | 0 | BANDAR MAHKOTA CHERAS NO 4 |  | 3
256932592 | B06326 | B06326 | 6932271 | 6932270 | BCRS/PCE/J00264/MBB06323 | 300006178 | Existing | RYB | MHCR-14 | B06322 BANDAR MAHKOTA CHERAS NO 3 | CLOSED | CLOSED | LINK | 12.000 kV | 11 kV | GAS | 2002-11-01 | 2002 | D221461 |  | FALCON BETA | TAMCO | D221461 | N/A | BDR MAHKOTA CHERAS NO. 4 | SUBSTATION | Unknown | Unknown | Unknown | DISTRIBUTION | TNB | CHERAS | Unknown | 75 |  |  | Unknown | Unknown |  | LINE |  | 28 | 630.000 A | 0.63 | 50 | 20 | B06326 | NO | N/A |  |  |  | 0 | BANDAR MAHKOTA CHERAS NO 4 |  | 3
256932684 | B06762 |  | 6931086 | 6931085 | BCRS/PCE/J00260/MBB06762 | 300006148 | Existing | RYB | MHCR-10 | B06761 BDR MAHKOTA CHERAS NO 17 | CLOSED | CLOSED | LINK | 12.000 kV | 11 kV | GAS | 2002-11-01 | 2002 | D221467 |  | FALCON BETA | TAMCO |  |  | BDR MAHKOTA CHERAS NO 18 | Unknown | Unknown | Unknown | Unknown | DISTRIBUTION | TNB | CHERAS | Unknown | 75 |  |  |  | Unknown |  |  |  | 28 | 630.000 A | 20 | 50 | 20 | B06762 | [5 empty] | 0 | BANDAR MAHKOTA CHERAS NO 18 |  | 3
256932690 | B06765 |  | 6931104 | 6931103 | BCRS/PCE/J00260/MBB06762 | 300006148 | Existing | RYB | MHCR-10 | B07102 JLN INANG BDR MAHKOTA CHERAS | CLOSED | CLOSED | LINK | 12.000 kV | 11 kV | GAS | 2002-11-01 | 2002 | D221467 |  | FALCON BETA | TAMCO |  |  | BDR MAHKOTA CHERAS NO 18 | Unknown | Unknown | Unknown | Unknown | DISTRIBUTION | TNB | CHERAS | Unknown | 75 |  |  |  | Unknown |  |  |  | 28 | 630.000 A | 0.63 | 50 | 20 | B06765 | [5 empty] | 0 | BANDAR MAHKOTA CHERAS NO 18 |  | 3
256933035 | B08281 |  | 6937012 | 6937011 | BCRS/PCE/J00466/MB | 300431562 | Existing | RYB | MHCR-10 | B06288 BDR MAHKOTA CHERAS NO 1 | CLOSED | CLOSED | LINK | 12.000 kV | 11 kV | GAS | 2005-11-01 | 2005 | 1149 |  | VEI | VEI |  |  | PANGSAPURI MAHKOTA NO 1 | Unknown | Unknown | Unknown | Unknown | DISTRIBUTION | TNB | CHERAS | Unknown | 75 |  |  |  | Unknown |  |  |  | 28 | 630.000 A | 0.63 | 50 | 20 | B08281 | [5 empty] | 0 | APARTMENT MAHKOTA NO 1 |  | 3
256933039 | B08279 |  | 6937021 | 6937020 | BCRS/PCE/J00466/MB | 300431562 | Existing | RYB | MHCR-10 | B06361 BDR MAHKOTA CHERAS NO 13 | CLOSED | CLOSED | LINK | 12.000 kV | 11 kV | GAS | 2005-11-01 | 2005 | 1149 |  | VEI | VEI |  |  | PANGSAPURI MAHKOTA NO 1 | Unknown | Unknown | Unknown | Unknown | DISTRIBUTION | TNB | CHERAS | Unknown | 75 |  |  |  | Unknown |  |  |  | 28 | 630.000 A | 0.63 | 50 | 20 | B08279 | [5 empty] | 0 | APARTMENT MAHKOTA NO 1 |  | 3
256933062 | B09398 |  | 6946433 | 6946432 | BCRS/PCE/J00510/MBB09398 | 300267386 | Existing | RYB | MHCR-10 | B06358 BDR MAHKOTA CHERAS NO 12 | CLOSED | CLOSED | LINK | 12.000 kV | 11 kV | GAS | 2006-11-01 | 2006 | 23682 |  | VEI | VEI |  |  | JLN PAHLAWAN 2A/3 BDR MAHKOTA CHERAS | Unknown | Unknown | Unknown | Unknown | DISTRIBUTION | TNB | CHERAS | Unknown | 75 |  |  |  | Unknown |  |  |  | 28 | 630.000 A | 0.63 | 50 | 20 | B09398 | [5 empty] | 0 | JLN PAHLAWAN 2A/3, BMC |  | 3
256933067 | B09400 |  | 6946439 | 6946438 | BCRS/PCE/J00510/MBB09398 | 300267386 | Existing | RYB | MHCR-10 | B06359 BDR MAHKOTA CHERAS NO 13 | CLOSED | CLOSED | LINK | 12.000 kV | 11 kV | GAS | 2006-11-01 | 2006 | 23682 |  | VEI | VEI |  |  | JLN PAHLAWAN 2A/3 BDR MAHKOTA CHERAS | Unknown | Unknown | Unknown | Unknown | DISTRIBUTION | TNB | CHERAS | Unknown | 75 |  |  |  | Unknown |  |  |  | 28 | 630.000 A | 0.63 | 50 | 20 | B09400 | [5 empty] | 0 | JLN PAHLAWAN 2A/3, BMC |  | 3
256933124 | B01565 | PE CHERAS JAYA NO 1 | 6757469 | 6757468 | BCRS/PCE/J00351/MB | 300010437 | Existing | RYB | CJYA-10 | B01566 PE CHERAS JAYA NO 1 | CLOSED | CLOSED | LINK | 12.000 kV | 11 kV | GAS | 1993-11-11 | 1991 | 2985/142 | Unknown | F_and_G | INDKOM | 2985/142 |  | MIEL NO 1 CHERAS JAYA | SUBSTATION | Unknown | Unknown | Unknown | DISTRIBUTION | TNB | CHERAS | Unknown | 75 |  |  | Unknown | Unknown |  | Unknown |  | 28 | 630.000 A | 0.63 | 50 | 22 | B01565 | Unknown |  |  |  |  | 0 | MIEL NO 1 |  | 3
256933130 | B01562 | PE TAI TAT | 6757487 | 6757486 | BCRS/PCE/J00351/MB | 300010437 | Existing | RYB | CJYA-10 | B01557 PE TAI TAT | CLOSED | CLOSED | LINK | 12.000 kV | 11 kV | GAS | 1993-11-11 | 1991 | 2985/142 | Unknown | F_and_G | INDKOM | 2985/142 |  | MIEL NO 1 CHERAS JAYA | SUBSTATION | Unknown | Unknown | Unknown | DISTRIBUTION | TNB | CHERAS | Unknown | 75 |  |  | Unknown | Unknown |  | Unknown |  | 28 | 630.000 A | 0.63 | 50 | 22 | B01562 | Unknown |  |  |  |  | 0 | MIEL NO 1 |  | 3
256933156 | MBB01807 | B01810 | 6758077 | 6758076 | BCRS/PCE/J00784/MBB01807 | 300510417 | Existing | RYB | CJYA-10 | KRIS COMPONENT | OPEN | OPEN | LINK | 11.000 kV | 11 kV | OIL |  | 0 | J3128/1/28/88 | Unknown | SIEMENS | SIEMENS | TBW3002941797-028000/002 | NOT APPLICABLE | MIEL NO 2 CHERAS JAYA | SUBSTATION | Unknown | YES | Unknown | DISTRIBUTION | TNB | CHERAS | Unknown | 75 | Unknown | Unknown | Unknown | NO |  | LINE |  | 28 | 6300.000 A | 0.18 | 50 | 18 | MBB01807 | NO | NOT APPLICABLE |  |  | Unknown | 0 | MIEL NO 2 |  | 3
256933161 | MBB01807 | PE D.R. ENGINEERING S/B | 6758095 | 6758094 | BCRS/PCE/J00784/MBB01807 | 300510417 | Existing | RYB | CJYA-10 | KRIS COMPONENT | CLOSED | CLOSED | LINK | 11.000 kV | 11 kV | OIL |  | 0 | J3909/1B/955 | Unknown | SIEMENS | SIEMENS | TBW3002941797-028000/002 | Unknown | MIEL NO 2 CHERAS JAYA | SUBSTATION | Unknown | YES | Unknown | DISTRIBUTION | TNB | CHERAS | Unknown | 75 | Unknown | Unknown | Unknown | NO |  | LINE |  | 28 | 400.000 A | 18 | 50 | 18 | MBB01807 | NO | NOT APPLICABLE |  |  | Unknown | 0 | MIEL NO 2 |  | 3
256933165 | MBB01807 | PE KRISS COMPONENT | 6758103 | 6758106 | BCRS/PCE/J00784/MBB01807 | 300510417 | Existing | RYB | CJYA-10 | KRIS COMPONENT | CLOSED | CLOSED | LINK | 11.000 kV | 11 kV | OIL |  | 0 | J3909/1/L21 | Unknown | TAMCO | SIEMENS | TBW3002941797-028000/002 | NOT APPLICABLE | MIEL NO 2 CHERAS JAYA | SUBSTATION | Unknown | YES | Unknown | DISTRIBUTION | TNB | CHERAS | Unknown | 75 | Unknown | Unknown | Unknown | NO |  | LINE |  | 28 | 630.000 A | 0.18 | 50 | 18 | MBB01807 | NO | NOT APPLICABLE |  |  | Unknown | 0 | MIEL NO 2 |  | 3
256933190 | B01811 | B01811 | 6767025 | 6767024 | BCRS/PCE/J00347/MB | 300010413 | Existing | RYB | MHCR-13 | B01315 SEC.2 BT.11(MAN FATT) | CLOSED | CLOSED | LINK | 12.000 kV | 11 kV | GAS | 2010-11-11 | 1984 | 840202 | Unknown | FALCON BETA | TAMCO | B21020271 | N/A | LIAN NGOI | SUBSTATION | Unknown | Unknown | Unknown | DISTRIBUTION | TNB | CHERAS | Unknown | 75 | Unknown | Unknown | Unknown | Unknown |  | LINE |  | 28 | 630.000 A | 0.63 | 50 | 20 | B01811 | NO | N/A |  |  |  | 0 | LIANG NGOI |  | 3
256933194 | B01813 | B01813 | 6767029 | 6767028 | BCRS/PCE/J00347/MB | 300010413 | Existing | RYB | MHCR-13 | B01814 S/S ORIENT BATTERY | CLOSED | CLOSED | LINK | 12.000 kV | 11 kV | GAS | 2010-11-11 | 1984 | 840202 | Unknown | FALCON BETA | TAMCO | B21020271 | N/A | LIAN NGOI | SUBSTATION | Unknown | Unknown | Unknown | DISTRIBUTION | TNB | CHERAS | Unknown | 75 | Unknown | Unknown | Unknown | Unknown |  | LINE |  | 28 | 630.000 A | 0.63 | 50 | 20 | B01813 | NO | N/A |  |  |  | 0 | LIANG NGOI |  | 3
256933263 | B01820 | B1820 | 6760166 | 6760165 | BCRS/PCE/J00368/MBB01820 | 300010544 | Existing | RYB | MHCR-13 | B01819 WATTA BATTERY NO 1 | CLOSED | CLOSED | LINK | 11.000 kV | 11 kV | GAS | 2012-11-11 | 0 | L17170-58L |  | INDKOM | INDKOM | 1210218370 | N/A | TERAZZO | SUBSTATION | Unknown | Unknown | Unknown | DISTRIBUTION | TNB | CHERAS | Unknown | 75 |  |  | Unknown | Unknown |  | LINE |  | 28 | 400.000 A | 0.63 | 50 | 20 | B01820 | NO | N/A |  |  |  | 0 | TERRAZZO |  | 3
256933267 | B01822 | B01822 | 6760169 | 6760168 | BCRS/PCE/J00368/MBB01820 | 300010544 | Existing | RYB | MHCR-13 | B01823 WATTA BATTERY NO 2 | CLOSED | CLOSED | LINK | 11.000 kV | 11 kV | GAS | 2012-11-11 | 0 | R17153-15H |  | INDKOM | INDKOM | 1210218370 | N/A | TERAZZO | SUBSTATION | Unknown | Unknown | Unknown | DISTRIBUTION | TNB | CHERAS | Unknown | 75 |  |  | Unknown | Unknown |  | LINE |  | 28 | 400.000 A | 0.63 | 50 | 20 | B01822 | NO | N/A |  |  |  | 0 | TERRAZZO |  | 3
256933290 | B01561 | PE MIEL NO 2 | 6755782 | 6755781 | BCRS/PCE/J00349/MB | 300010423 | Existing | RYB | CJYA-10 | B01809 PE MIEL NO 2 | CLOSED | CLOSED | LINK | 12.000 kV | 11 kV | GAS | 1993-11-01 | 0 | N/A | Unknown | MERLIN GERIN | SCHNEIDER | N/A |  | DR ENGINEERING SB | SUBSTATION | Unknown | Unknown | Unknown | DISTRIBUTION | TNB | CHERAS | Unknown | 75 |  |  | Unknown | Unknown |  | Unknown |  | 28 | 630.000 A | 0.63 | 50 | 18.4 | B01561 | Unknown |  |  |  |  | 0 | D.R ENGINEERING S/B |  | 3
256933294 | B01559 | PE TAI TAT | 6755785 | 6755784 | BCRS/PCE/J00349/MB | 300010423 | Existing | RYB | CJYA-10 | B01558 PE TAI TAT | CLOSED | CLOSED | LINK | 12.000 kV | 11 kV | GAS | 1993-11-01 | 0 | N/A | Unknown | MERLIN GERIN | SCHNEIDER | N/A |  | DR ENGINEERING SB | SUBSTATION | Unknown | Unknown | Unknown | DISTRIBUTION | TNB | CHERAS | Unknown | 75 |  |  | Unknown | Unknown |  | Unknown |  | 28 | 630.000 A | 0.63 | 50 | 18.4 | B01559 | Unknown |  |  |  |  | 0 | D.R ENGINEERING S/B |  | 3
256933314 | B05712 | MSB 11KV PENGGUNA | 6756661 | 6756660 | BCRS/PCE/J00306/MBB05711 | 300010224 | Existing | RYB | BLKG-4 | MSB 11KV PENGGUNA | CLOSED | CLOSED | LINK | 12.000 kV | 11 kV | GAS | 1985-11-01 | 0 | N/A |  | MERLIN GERIN | MERLIN GERIN | N/A |  | GUPPY PLASTIC NO 2 | CUSTOMER | Unknown | Unknown | Unknown | DISTRIBUTION | TNB | CHERAS | Unknown | 75 |  |  | Unknown | Unknown |  | LINE |  | 28 | 630.000 A | 0.63 | 20 | 20 | B05712 | Unknown |  |  |  |  | 0 | GUPPY PLASTIC NO. 2 |  | 3
256933318 | B05711 | B01552 SS GUPPY NO 1 | 6756665 | 6756664 | BCRS/PCE/J00306/MBB05711 | 300010224 | Existing | RYB | BLKG-4 | B01552 SS GUPPY NO 1 | CLOSED | CLOSED | LINK | 12.000 kV | 11 kV | GAS | 1985-11-01 | 0 | N/A |  | MERLIN GERIN | MERLIN GERIN | N/A |  | GUPPY PLASTIC NO 2 | SUBSTATION | Unknown | Unknown | Unknown | DISTRIBUTION | TNB | CHERAS | Unknown | 75 |  |  | Unknown | Unknown |  | LINE |  | 28 | 630.000 A | 0.63 | 50 | 20 | B05711 | Unknown |  |  |  |  | 0 | GUPPY PLASTIC NO. 2 |  | 3
256933322 | B05713 | B01550 SUN HUP HING LOONG | 6756669 | 6756668 | BCRS/PCE/J00306/MBB05711 | 300010224 | Existing | RYB | BLKG-4 | B01550 SUN HUP HING LOONG | CLOSED | CLOSED | LINK | 12.000 kV | 11 kV | GAS | 1985-11-01 | 0 | N/A |  | MERLIN GERIN | MERLIN GERIN | N/A |  | GUPPY PLASTIC NO 2 | SUBSTATION | Unknown | Unknown | Unknown | DISTRIBUTION | TNB | CHERAS | Unknown | 75 |  |  | Unknown | Unknown |  | LINE |  | 28 | 630.000 A | 0.63 | 50 | 20 | B05713 | Unknown |  |  |  |  | 0 | GUPPY PLASTIC NO. 2 |  | 3
256933641 | B01837 | B06274 SENG YIP CJ | 6757931 | 6757930 | BCRS/PCE/J00363/MB | 300010518 | Existing | RYB | MHCR-13 | B06274 SENG YIP CHEAS JAYA | CLOSED | CLOSED | LINK | 12.000 kV | 11 kV | GAS | 2005-11-11 | 2005 | 26+6 |  | VEI | VEI | 26+6 | N/A | POLYGRAFIK | SUBSTATION | Unknown | Unknown | Unknown | DISTRIBUTION | TNB | CHERAS | Unknown | 75 |  |  | Unknown | Unknown |  | LINE |  | 28 | 630.000 A | 0.63 | 50 | 20 | B01837 | NO | N/A |  |  |  | 0 | POLYGRAFIK |  | 3
256933645 | B01835 | B01834 UNION CAR CARPET | 6757934 | 6757933 | BCRS/PCE/J00363/MB | 300010518 | Existing | RYB | MHCR-13 | B01834 UNION CAR CARPET | CLOSED | OPEN | LINK | 12.000 kV | 11 kV | GAS | 2005-11-11 | 2005 | 26+6 |  | VEI | VEI | 26+6 | N/A | POLYGRAFIK | SUBSTATION | Unknown | Unknown | Unknown | DISTRIBUTION | TNB | CHERAS | Unknown | 75 |  |  | Unknown | Unknown |  | LINE |  | 28 | 630.000 A | 0.63 | 50 | 20 | B01835 | NO | N/A |  |  |  | 0 | POLYGRAFIK |  | 3
256933702 | B01832 | B01832 | 6767669 | 6767668 | BCRS/PCE/J00364/MB | 300010524 | Existing | RYB | MHCR-13 | B01829 REALCO | CLOSED | CLOSED | LINK | 16.000 kV | 11 kV | OIL | 2010-11-11 | 0 | KSS/1718 |  | REYROLLE | INDKOM | KSS/1718 | N/A | UNION CARPET MAKER | SUBSTATION | Unknown | Unknown | Unknown | DISTRIBUTION | TNB | CHERAS | Unknown | 75 |  |  | Unknown | Unknown |  | LINE |  | 28 | 630.000 A | 0.63 | 50 | 20 | B01832 | NO | N/A |  |  |  | 0 | UNION CAR CARPET |  | 3
256933706 | B01834 | B01834 | 6767672 | 6767671 | BCRS/PCE/J00364/MB | 300010524 | Existing | RYB | MHCR-13 | B01835 POLYGRAFIK | OPEN | CLOSED | LINK | 16.000 kV | 11 kV | OIL | 2010-11-11 | 0 | KSS/1718 |  | REYROLLE | INDKOM | KSS/1718 | N/A | UNION CARPET MAKER | SUBSTATION | Unknown | Unknown | Unknown | DISTRIBUTION | TNB | CHERAS | Unknown | 75 |  |  | Unknown | Unknown |  | LINE |  | 28 | 630.000 A | 0.63 | 50 | 20 | B01834 | NO | N/A |  |  |  | 0 | UNION CAR CARPET |  | 3
256933826 | B06594 |  | 6954528 | 6954527 | BCRS/PCE/J00255/MBB06591 | 300006110 | Existing | RYB | MHCR-11 | B07815 JLN PAHLAWAN 24/3 BMC | CLOSED | CLOSED | LINK | 12.000 kV | 11 kV | GAS | 2002-11-01 | 0 | D221454 |  | FALCON BETA | TAMCO | D221454 |  | LOJI RAT. SISA NO 1 BDR MAHKOTA CHERAS | Unknown | Unknown | Unknown | Unknown | DISTRIBUTION | TNB | CHERAS | Unknown | 75 |  |  |  | Unknown |  |  |  | 28 | 630.000 A | 0.63 | 50 | 20 | B06594 | [5 empty] | 0 | LOJI SISA RAWATAN BDR MAHKOTA |  | 3
256933831 | B06591 |  | 6954538 | 6954537 | BCRS/PCE/J00255/MBB06591 | 300006110 | Existing | RYB | MHCR-11 | B08611 JLN PAHLAWAN 1/3 BMC | CLOSED | CLOSED | LINK | 12.000 kV | 11 kV | GAS | 2002-11-01 | 0 | D221454 |  | TAMCO | TAMCO | D221454 |  | LOJI RAT. SISA NO 1 BDR MAHKOTA CHERAS | Unknown | Unknown | Unknown | Unknown | DISTRIBUTION | TNB | CHERAS | Unknown | 75 |  |  |  | Unknown |  |  |  | 28 | 630.000 A | 0.63 | 50 | 20 | B06591 | [5 empty] | 0 | LOJI SISA RAWATAN BDR MAHKOTA |  | 3
256933862 | B07110 | B07110 | 6929810 | 6929809 | BCRS/PCE/J00517/MBB07110 | 300267980 | Existing | RYB | MHCR2-9 | B06753 BDR MAHKOTA CHERAS NO 15 | CLOSED | CLOSED | LINK | 12.000 kV | 11 kV | GAS | 2002-11-01 | 2002 |  |  | FALCON BETA | TAMCO | D221626 | N/A | JLN TEMENGGUNG 10/7 BDR MAHKOTA CHERAS | SUBSTATION | Unknown | Unknown | Unknown | DISTRIBUTION | TNB | CHERAS | Unknown | 75 |  |  | Unknown | Unknown |  | LINE |  | 28 | 630.000 A | 0.63 | 50 | 20 | B07110 | NO | N/A |  |  |  | 0 | JALAN TEMENGGUNG 10/7 BMC |  | 3
256933867 | B07113 | B07113 | 6929820 | 6929819 | BCRS/PCE/J00517/MBB07110 | 300267980 | Existing | RYB | MHCR2-9 | B08620 COMMERCIAL ARIA NO 2 BMC | CLOSED | CLOSED | LINK | 12.000 kV | 11 kV | GAS | 2002-11-01 | 2002 |  |  | FALCON BETA | TAMCO | D221626 | N/A | JLN TEMENGGUNG 10/7 BDR MAHKOTA CHERAS | SUBSTATION | Unknown | Unknown | Unknown | DISTRIBUTION | TNB | CHERAS | Unknown | 75 |  |  | Unknown | Unknown |  | LINE |  | 28 | 630.000 A | 0.63 | 50 | 20 | B07113 | NO | N/A |  |  |  | 0 | JALAN TEMENGGUNG 10/7 BMC |  | 3
256934221 | B04202 |  | 6930207 | 6930206 | BCRS/PCE/J00765/MBB04200 | 300271244 | Existing | RYB | JUBA-13 | B04203 PE LOT 5755 (KIDAMAI) | CLOSED | CLOSED | LINK | 11.000 kV | 11 kV | GAS | 18/07/1998 | 1998 | LM2021715 |  | OMAZABAL | LIG A MURNI | LM2021715 |  | PERCETAKAN SAKTI | SUBSTATION | Unknown | Unknown | Unknown | DISTRIBUTION | TNB | CHERAS | Unknown | 75 |  |  | Unknown | Unknown |  | Unknown |  | 28 | 630.000 A | 0.63 | 50 | 20 | B04202 | Unknown |  |  |  |  | 0 | PERCETAKAN SAKTI |  | 3
256934225 | B04200 |  | 6930210 | 6930209 | BCRS/PCE/J00765/MBB04200 | 300271244 | Existing | RYB | JUBA-13 | B11232 PE LSF TECHNOLOGY SDN BHD | CLOSED | CLOSED | LINK | 11.000 kV | 11 kV | GAS | 18/07/1998 | 1998 | LM2021715 |  | OMAZABAL | LIG A MURNI | LM2021715 |  | PERCETAKAN SAKTI | SUBSTATION | Unknown | Unknown | Unknown | DISTRIBUTION | TNB | CHERAS | Unknown | 75 |  |  | Unknown | Unknown |  | Unknown |  | 28 | 630.000 A | 0.63 | 50 | 20 | B04200 | Unknown |  |  |  |  | 0 | PERCETAKAN SAKTI |  | 3
256934245 | B04198 | B04198 | 6930263 | 6930262 | BCRS/PCE/J00764/MBB04197 | 300271241 | Existing | RYB | PMU KJNG-5 | MSB S/S DUNHAM BUSH | CLOSED | CLOSED | LINK | 12.000 kV | 11 kV | GAS | 18/07/1998 | 1991 | N/A |  | INDKOM | INDKOM | 1212308779 | N/A | DUNHAM BUSH | CUSTOMER | Unknown | Unknown | Unknown | DISTRIBUTION | TNB | CHERAS | Unknown | 75 |  |  | Unknown | Unknown |  | LINE |  | 28 | 630.000 A | 0.63 | 50 | 20 | B04198 | NO | N/A |  |  |  | 0 | S/S DUNHAM BUSH |  | 3
256934249 | B04197 | B04197 | 6930268 | 6930267 | BCRS/PCE/J00764/MBB04197 | 300271241 | Existing | RYB | PMU KJNG-5 | B04196 LAJU JAYA | CLOSED | CLOSED | LINK | 12.000 kV | 11 kV | GAS | 18/07/1998 | 1991 | N/A |  | INDKOM | INDKOM | 1212308779 | N/A | DUNHAM BUSH | SUBSTATION | Unknown | Unknown | Unknown | DISTRIBUTION | TNB | CHERAS | Unknown | 75 |  |  | Unknown | Unknown |  | LINE |  | 28 | 630.000 A | 0.63 | 50 | 20 | B04197 | NO | N/A |  |  |  | 0 | S/S DUNHAM BUSH |  | 3
256934253 | B04199 | B04199 | 6930273 | 6930272 | BCRS/PCE/J00764/MBB04197 | 300271241 | Existing | RYB | PMU KJNG-5 | B04200 PERCETAKAN SAKTI | CLOSED | CLOSED | LINK | 12.000 kV | 11 kV | GAS | 18/07/1998 | 1991 | N/A |  | INDKOM | INDKOM | 1212308779 | N/A | DUNHAM BUSH | SUBSTATION | Unknown | Unknown | Unknown | DISTRIBUTION | TNB | CHERAS | Unknown | 75 |  |  | Unknown | Unknown |  | LINE |  | 28 | 630.000 A | 0.63 | 50 | 20 | B04199 | NO | N/A |  |  |  | 0 | S/S DUNHAM BUSH |  | 3
256935050 | B06919 | B06919 | 6782449 | 6782448 | BCRS/PCE/J00433/MBB06917 | 300013463 | Existing | RYB | BTHO-4 | B07672 TMN ORKID NO 2 | CLOSED | CLOSED | LINK | 12.000 kV | 11 kV | GAS | 2003-11-01 | 2003 | B236484 |  | FALCON BETA | TAMCO | B236484 | N/A | KOMPLEKS PENGHULU CHERAS | SUBSTATION | Unknown | Unknown | Unknown | DISTRIBUTION | TNB | CHERAS | Unknown | 75 |  |  | Unknown | Unknown |  | LINE |  | 28 | 630.000 A | 0.63 | 50 | 20 | B06919 | NO | N/A |  |  |  | 0 | KOMPLEKS PENGHULU BT 10 |  | 3
256935055 | B06917 | B06917 | 6782460 | 6782459 | BCRS/PCE/J00433/MBB06917 | 300013463 | Existing | RYB | BTHO-4 | BTHO-4 | CLOSED | CLOSED | LINK | 12.000 kV | 11 kV | GAS | 2003-11-01 | 2003 | B236484 |  | FALCON BETA | TAMCO | B236484 | N/A | KOMPLEKS PENGHULU CHERAS | SUBSTATION | Unknown | Unknown | Unknown | DISTRIBUTION | TNB | CHERAS | Unknown | 75 |  |  | Unknown | Unknown |  | LINE |  | 28 | 630.000 A | 0.63 | 50 | 20 | B06917 | NO | N/A |  |  |  | 0 | KOMPLEKS PENGHULU BT 10 |  | 3
256935084 | B07336 | PPU TMASS 6 | 6782498 | 6782497 | BCRS/PCE/J00521/MBB07336 | 300268099 | Existing | RYB | TMASS-6 | TMASS-6 | CLOSED | CLOSED | LINK | 12.000 kV | 11 kV | GAS | 18/07/1998 | 0 | D274853 | Unknown | FALCON BETA | TAMCO | D274853 |  | LOT BANGLO KG BARU TMN MAS | SUBSTATION | Unknown | Unknown | Unknown | DISTRIBUTION | TNB | CHERAS | Unknown | 75 |  |  | Unknown | Unknown |  | Unknown |  | 28 | 630.000 A | 0.63 | 50 | 20 | B07336 | Unknown |  |  |  |  | 0 | LOT BANGLO KG BARU TMN MAS |  | 3
256935090 | B07338 | PE RUMAH BANDAR TAMAN PUTERI | 6782515 | 6782514 | BCRS/PCE/J00521/MBB07336 | 300268099 | Existing | RYB | TMASS-6 | B10376 PE RUMAH BANDAR TAMAN PUTERI | CLOSED | CLOSED | LINK | 12.000 kV | 11 kV | GAS | 18/07/1998 | 0 | D274853 | Unknown | FALCON BETA | TAMCO | D274853 |  | LOT BANGLO KG BARU TMN MAS | SUBSTATION | Unknown | Unknown | Unknown | DISTRIBUTION | TNB | CHERAS | Unknown | 75 |  |  | Unknown | Unknown |  | Unknown |  | 28 | 630.000 A | 0.63 | 50 | 20 | B07338 | Unknown |  |  |  |  | 0 | LOT BANGLO KG BARU TMN MAS |  | 3
256935415 | B09408 |  | 6782608 | 6782607 | BCRS/PCE/J00893/MB1 | 300447744 | Existing | RYB | LMAS-14 | B02102 WANGSA CHERAS | CLOSED | CLOSED | LINK | 12.000 kV | 11 kV | GAS | 18/07/2007 | 2006 | 23734 |  | VEI | VEI | 23734 |  | SUNWAY CHERAS 1 | Unknown | Unknown | Unknown | Unknown | DISTRIBUTION | TNB | CHERAS | Unknown | 75 |  |  |  | Unknown |  |  |  | 28 | 630.000 A | 0.63 | 50 | 20 | B09408 | [5 empty] | 0 | SUNWAY CHERAS NO 1 |  | 3
256935421 | B09405 |  | 6782626 | 6782625 | BCRS/PCE/J00893/MB1 | 300447744 | Existing | RYB | LMAS-14 | SUNWAY CHERAS LOW COST FLAT | CLOSED | CLOSED | LINK | 12.000 kV | 11 kV | GAS | 18/07/2007 | 2006 | 23734 |  | VEI | VEI | 23734 |  | SUNWAY CHERAS 1 | Unknown | Unknown | Unknown | Unknown | DISTRIBUTION | TNB | CHERAS | Unknown | 75 |  |  |  | Unknown |  |  |  | 28 | 630.000 A | 0.63 | 50 | 20 | B09405 | [5 empty] | 0 | SUNWAY CHERAS NO 1 |  | 3
256935450 | B09401 |  | 6782699 | 6782698 | BCRS/PCE/J00892/MB1 | 300443740 | Existing | RYB | LMAS-14 | B02103 ALAM JAYA NO 3 | CLOSED | CLOSED | LINK | 12.000 kV | 11 kV | GAS | 18/07/2006 | 2006 | 23732 |  | VEI | VEI | 23732 |  | SUNWAY CHERAS 2 | Unknown | Unknown | Unknown | Unknown | DISTRIBUTION | TNB | CHERAS | Unknown | 75 |  |  |  | Unknown |  |  |  | 28 | 630.000 A | 0.63 | 50 | 20 | B09401 | [5 empty] | 0 | SUNWAY CHERAS NO 2 |  | 3
256935456 | B09404 |  | 6782717 | 6782716 | BCRS/PCE/J00892/MB1 | 300443740 | Existing | RYB | LMAS-14 | B09405 SUNWAY CHERAS NO 1 | CLOSED | CLOSED | LINK | 12.000 kV | 11 kV | GAS | 18/07/2006 | 2006 | 23732 |  | VEI | VEI | 23732 |  | SUNWAY CHERAS 2 | Unknown | Unknown | Unknown | Unknown | DISTRIBUTION | TNB | CHERAS | Unknown | 75 |  |  |  | Unknown |  |  |  | 28 | 630.000 A | 0.63 | 50 | 20 | B09404 | [5 empty] | 0 | SUNWAY CHERAS NO 2 |  | 3
256935479 | B08849 | PE APARTMENT ANGSANA 2/2 | 6783048 | 6783047 | BCRS/PCE/J00482/MBB08849 | 300251186 | Existing | RYB | MHCR-1 | B10087 PE APARTMENT ANGSANA 2/2 | CLOSED | CLOSED | LINK | 12.000 kV | 11 kV | GAS | 2008-11-01 | 2005 | B2510392 | Unknown | FALCON BETA | TAMCO | B2510392 |  | 4A JLN PENGGAWA 2/2 | SUBSTATION | Unknown | Unknown | Unknown | DISTRIBUTION | TNB | CHERAS | Unknown | 75 |  |  | Unknown | Unknown |  | Unknown |  | 28 | 630.000 A | 0.63 | 50 | 20 | B08849 | Unknown |  |  |  |  | 0 | NO 44A JALAN PENGGAWA 2/2 |  | 3
256935483 | B08851 | PE JLN PENGGAWA 2/2 | 6783045 | 6783044 | BCRS/PCE/J00482/MBB08849 | 300251186 | Existing | RYB | MHCR-1 | B09972 PE JLN PENGGAWA 2/2 | CLOSED | CLOSED | LINK | 12.000 kV | 11 kV | GAS | 2008-11-01 | 2005 | B2510392 | Unknown | FALCON BETA | TAMCO | B2510392 |  | 4A JLN PENGGAWA 2/2 | SUBSTATION | Unknown | Unknown | Unknown | DISTRIBUTION | TNB | CHERAS | Unknown | 75 |  |  | Unknown | Unknown |  | Unknown |  | 28 | 630.000 A | 0.63 | 50 | 20 | B08851 | Unknown |  |  |  |  | 0 | NO 44A JALAN PENGGAWA 2/2 |  | 3
256935512 | B02138 | B02138 | 6783621 | 6783620 | BCRS/PCE/J00163/MBB02136 | 300005382 | Existing | RYB | TMASS-4 | B10375 RUMAH KEDAI TMN AWANA | CLOSED | CLOSED | LINK | 11.000 kV | 11 kV | GAS | 1997-11-01 | 1997 | 9729S082 | Unknown | F_and_G | INDKOM | 9729S082 |  | TMN CHERAS AWANA NO 4 | SUBSTATION | Unknown | Unknown | Unknown | DISTRIBUTION | TNB | CHERAS | Unknown | 75 |  |  | Unknown | Unknown |  | LINE |  | 28 | 630.000 A | 0.63 | 50 | 22 | B02138 | Unknown |  |  |  |  | 0 | TAMAN CHERAS AWANA NO 4 |  | 3
256935518 | B02136 | B02136 | 6783639 | 6783638 | BCRS/PCE/J00163/MBB02136 | 300005382 | Existing | RYB | TMASS-4 | B08743 TMN SEGAR PERDANA NO 10 | CLOSED | CLOSED | LINK | 11.000 kV | 11 kV | GAS | 1997-11-01 | 1997 | 9729S082 | Unknown | F_and_G | INDKOM | 9729S082 |  | TMN CHERAS AWANA NO 4 | SUBSTATION | Unknown | Unknown | Unknown | DISTRIBUTION | TNB | CHERAS | Unknown | 75 |  |  | Unknown | Unknown |  | LINE |  | 28 | 630.000 A | 0.63 | 50 | 22 | B02136 | Unknown |  |  |  |  | 0 | TAMAN CHERAS AWANA NO 4 |  | 3
256935541 | B02111 | B02111 | 6783862 | 6783861 | BCRS/PCE/J00026/MB1 | 300510606 | Existing | RYB |  | B02109 TMN ALAM JAYA NO 1 | CLOSED | CLOSED | LINK | 12.000 kV | 11 kV | GAS | 28/10/2015 | 0 | N/A | Unknown | MERLIN GERIN | INDKOM | N/A |  | TMN ALAM JAYA NO 2 | SUBSTATION | Unknown | Unknown | Unknown | DISTRIBUTION | TNB | CHERAS | Unknown | 75 |  |  | Unknown | Unknown |  | LINE |  | 28 | 630.000 A | 18.4 | 50 | 18.4 | B02111 | Unknown |  |  |  |  | 0 | TAMAN ALAM JAYA NO 2 |  | 3
256935545 | B02113 | B02113 | 6783865 | 6783864 | BCRS/PCE/J00026/MB1 | 300510606 | Existing | RYB |  | B02115 GOOD EARTH | CLOSED | CLOSED | LINK | 12.000 kV | 11 kV | GAS | 28/10/2015 | 0 | N/A | Unknown | MERLIN GERIN | INDKOM | N/A |  | TMN ALAM JAYA NO 2 | SUBSTATION | Unknown | Unknown | Unknown | DISTRIBUTION | TNB | CHERAS | Unknown | 75 |  |  | Unknown | Unknown |  | LINE |  | 28 | 630.000 A | 18.4 | 50 | 18.4 | B02113 | Unknown |  |  |  |  | 0 | TAMAN ALAM JAYA NO 2 |  | 3
256935574 | B02735 | PE BERKAT HASIL 10 | 6786168 | 6786167 | BCRS/PCE/J00418/MB | 300011272 | Existing | RYB | TAMI-9 | B02734 PE BERKAT HASIL 10 | CLOSED | CLOSED | LINK | 12.000 kV | 11 kV | GAS | 1995-11-11 | 1999 | CV065193004 | Unknown | SIEMENS | SIEMENS | CV065193004 |  | BERKAT HASIL NO 11 | SUBSTATION | Unknown | Unknown | Unknown | DISTRIBUTION | TNB | CHERAS | Unknown | 75 |  |  | Unknown | Unknown |  | Unknown |  | 28 | 630.000 A | 0.63 | 50 | 20 | B02735 | Unknown |  |  |  |  | 0 | BERKAT HASIL 11 |  | 3
256935580 | B02738 | PE BERKAT HASIL NO 8 | 6790026 | 6790025 | BCRS/PCE/J00418/MB | 300011272 | Existing | RYB | TAMI-9 | B02739 PE BERKAT HASIL NO 8 | CLOSED | CLOSED | LINK | 12.000 kV | 11 kV | GAS | 1995-11-11 | 1999 | CV065193004 | Unknown | SIEMENS | SIEMENS | CV065193004 |  | BERKAT HASIL NO 11 | SUBSTATION | Unknown | Unknown | Unknown | DISTRIBUTION | TNB | CHERAS | Unknown | 75 |  |  | Unknown | Unknown |  | Unknown |  | 28 | 630.000 A | 0.63 | 50 | 20 | B02738 | Unknown |  |  |  |  | 0 | BERKAT HASIL 11 |  | 3
256935608 | B02749 | B05449 | 6786736 | 6786735 | BCRS/PCE/J00415/MBB02747 | 300011244 | Existing | RYB | MINE-8 | B02750 BERKAT HASIL NO 16 | CLOSED | CLOSED | LINK | 11.000 kV | 11 kV | OIL | 18/07/1998 | 0 |  |  | TAMCO CUTLER HAMMER | TAMCO | H17014-60H |  | BERKAT HASIL NO 12 | SUBSTATION | Unknown | Unknown | Unknown | DISTRIBUTION | TNB | CHERAS | Unknown | 75 |  |  |  | Unknown |  | LINE |  | 28 | 400.000 A | 0.63 | 50 | 13.1 | B02749 | Unknown |  |  |  |  | 0 | BERKAT HASIL NO 12 |  | 3
256935612 | B05449 | B02749 | 6786742 | 6786741 | BCRS/PCE/J00415/MBB02747 | 300011244 | Existing | RYB | MINE-8 | B05496 TERAS OAK NO 1 | CLOSED | CLOSED | LINK | 11.000 kV | 11 kV | OIL | 18/07/1998 | 0 |  |  | TAMCO CUTLER HAMMER | TAMCO | H17014-60H |  | BERKAT HASIL NO 12 | SUBSTATION | Unknown | Unknown | Unknown | DISTRIBUTION | TNB | CHERAS | Unknown | 75 |  |  |  | Unknown |  | LINE |  | 28 | 400.000 A | 0.63 | 50 | 13.1 | B05449 | Unknown |  |  |  |  | 0 | BERKAT HASIL NO 12 |  | 3
256935616 | B02747 | B02747 | 6786744 | 6786743 | BCRS/PCE/J00415/MBB02747 | 300011244 | Existing | RYB | MINE-8 | CABLE ABANDON | CLOSED | CLOSED | LINK | 11.000 kV | 11 kV | OIL | 18/07/1998 | 0 |  |  | TAMCO CUTLER HAMMER | TAMCO | H17014-60H |  | BERKAT HASIL NO 12 | SUBSTATION | Unknown | Unknown | Unknown | DISTRIBUTION | TNB | CHERAS | Unknown | 75 |  |  |  | Unknown |  | LINE |  | 28 | 400.000 A | 0.63 | 50 | 13.1 | B02747 | Unknown |  |  |  |  | 0 | BERKAT HASIL NO 12 |  | 1
256935712 | B04717 |  | 6784937 | 6784949 | BCRS/PCE/J00005/MBB04715 | 300266037 | Existing | RYB | PBEL(P)-9 | B01939 VESSEL TECH ENG | CLOSED | CLOSED | LINK | 11.000 kV | 11 kV | GAS | 2000-07-11 | 2000 | 0026S057 |  | F_and_G | INDKOM | 0026S057 |  | ASAS EKUITI S/B | Unknown | Unknown | Unknown | Unknown | DISTRIBUTION | TNB | CHERAS | Unknown | 75 |  |  |  | Unknown |  | LINE |  | 28 | 630.000 A | 0.63 | 50 | 20 | B04717 | [5 empty] | 0 | ASAS EKUITI S/B |  | 3
256935716 | B04715 |  | 6784938 | 6784951 | BCRS/PCE/J00005/MBB04715 | 300266037 | Existing | RYB | PBEL(P)-9 | B05081 MIRACON | CLOSED | CLOSED | LINK | 11.000 kV | 11 kV | GAS | 2000-07-11 | 2000 | 0026S057 |  | F_and_G | INDKOM | 0026S057 |  | ASAS EKUITI S/B | Unknown | Unknown | Unknown | Unknown | DISTRIBUTION | TNB | CHERAS | Unknown | 75 |  |  |  | Unknown |  | LINE |  | 28 | 630.000 A | 0.63 | 50 | 20 | B04715 | [5 empty] | 0 | ASAS EKUITI S/B |  | 3
256935770 | B07811 | PE PANGSAPURI BLOK L9 | 6784776 | 6784775 | BCRS/PCE/J00524/MBB07809 | 300268108 | Existing | RYB | MHCR-1 | B07812 PE PANGSAPURI BLOK L9 | CLOSED | CLOSED | LINK | 11.000 kV | 11 kV | GAS | 2004-11-01 | 2004 | 0347S044 | Unknown | F_and_G | INDKOM | 0347S044 |  | PANGSAPURI BLOK L8, JLN PENGGAWA, BMC | SUBSTATION | Unknown | Unknown | Unknown | DISTRIBUTION | TNB | CHERAS | Unknown | 75 |  |  | Unknown | Unknown |  | Unknown |  | 28 | 630.000 A | 0.63 | 50 | 22 | B07811 | Unknown |  |  |  |  | 0 | PANGSAPURI BLOK L8 |  | 3
256935774 | B07809 | PE PANGSAPURI BLOK L7 | 6784779 | 6784778 | BCRS/PCE/J00524/MBB07809 | 300268108 | Existing | RYB | MHCR-1 | B07808 PE PANGSAPURI BLOK L7 | CLOSED | CLOSED | LINK | 11.000 kV | 11 kV | GAS | 2004-11-01 | 2004 | 0347S044 | Unknown | F_and_G | INDKOM | 0347S044 |  | PANGSAPURI BLOK L8, JLN PENGGAWA, BMC | SUBSTATION | Unknown | Unknown | Unknown | DISTRIBUTION | TNB | CHERAS | Unknown | 75 |  |  | Unknown | Unknown |  | Unknown |  | 28 | 630.000 A | 0.63 | 50 | 22 | B07809 | Unknown |  |  |  |  | 0 | PANGSAPURI BLOK L8 |  | 3
256935795 | B02156 | PPU TMN MAS CB 12 | 6784825 | 6784824 | BCRS/PCE/J00045/MBB02156 | 300004247 | Existing | RYB | TMASS-12 | PPU TMN MAS CB 12 | CLOSED | CLOSED | LINK | 11.000 kV | 11 kV | GAS | 1991-11-01 | 0 | L17/2/1/85L | Unknown | FALCON BETA | TAMCO | B2815839 |  | PKNS KG MELAKA | SUBSTATION | Unknown | YES | Unknown | DISTRIBUTION | TNB | CHERAS | Unknown | 75 | Unknown | Unknown | Unknown | NO |  | LINE |  | 28 | 400.000 A | 0.63 | 50 | 20 | B02156 | NO | Not applicable |  |  | Unknown | Unknown | PKNS KAMPONG MELAKA |  | 3
256935800 | B02158 | PE TMN MAS 3 | 6784837 | 6784836 | BCRS/PCE/J00045/MBB02156 | 300004247 | Existing | RYB | TMASS-12 | B02159 PE TMN MAS 3 | CLOSED | CLOSED | LINK | 11.000 kV | 11 kV | GAS | 1991-11-01 | 0 | L17/1/145R | Unknown | FALCON BETA | TAMCO | B2815839 | Not applicable | PKNS KG MELAKA | SUBSTATION | Unknown | YES | Unknown | DISTRIBUTION | TNB | CHERAS | Unknown | 75 | Unknown | Unknown | Unknown | NO |  | LINE |  | 28 | 400.000 A | 0.63 | 50 | 20 | B02158 | NO | Not applicable |  |  | Unknown | Unknown | PKNS KAMPONG MELAKA |  | 3
256935821 | B07622 | PE BOULEVARD BELIMBING HILL | 6785052 | 6785065 | BCRS/PCE/J00608/MBB07619 | 300269883 | Existing | RYB | PBEL(P)-1 | B10614 PE BOULEVARD BELIMBING HILL | CLOSED | CLOSED | LINK | 12.000 kV | 11 kV | GAS | 2004-11-01 | 2004 | D242313 | Unknown | FALCON BETA | TAMCO | D242313 |  | BELIMBING HEIGHTS NO 2 | SUBSTATION | Unknown | Unknown | Unknown | DISTRIBUTION | TNB | CHERAS | Unknown | 75 |  |  | Unknown | Unknown |  | Unknown |  | 28 | 630.000 A | 0.63 | 50 | 20 | B07622 | Unknown |  |  |  |  | 0 | BELIMBING HEIGHT NO 2 |  | 3
256935835 | B07619 | PE BELIMBING HEIGHTS NO1 | 6785063 | 6785079 | BCRS/PCE/J00608/MBB07619 | 300269883 | Existing | RYB | PBEL(P)-1 | B07618 PE BELIMBING HEIGHTS NO1 | CLOSED | CLOSED | LINK | 12.000 kV | 11 kV | GAS | 2004-11-01 | 2004 | D242313 | Unknown | FALCON BETA | TAMCO | D242313 |  | BELIMBING HEIGHTS NO 2 | SUBSTATION | Unknown | Unknown | Unknown | DISTRIBUTION | TNB | CHERAS | Unknown | 75 |  |  | Unknown | Unknown |  | Unknown |  | 28 | 630.000 A | 0.63 | 50 | 20 | B07619 | Unknown |  |  |  |  | 0 | BELIMBING HEIGHT NO 2 |  | 3
256935851 | B02878 | PE BUKIT BELIMBING NO 3 | 6785121 | 6785132 | BCRS/PCE/J00394/MBB02876 | 300011083 | Existing | RYB | PBEL(P)-2 | B02879 PE BUKIT BELIMBING NO 3 | CLOSED | CLOSED | LINK | 11.000 kV | 11 kV | GAS | 2012-11-11 | 0 | LD7199-8IL | Unknown | VEI | VEI | 26180 |  | BKT BELIMBING NO 4 | SUBSTATION | Unknown | Unknown | Unknown | DISTRIBUTION | TNB | CHERAS | Unknown | 75 |  |  | Unknown | Unknown |  | LINE |  | 28 | 400.000 A | 0.63 | 50 | 20 | B02878 | Unknown |  |  |  |  | 0 | BUKIT BELIMBING NO 4 |  | 3
256935860 | B02876 | PE TMN SERI BELIMBING | 6785127 | 6785141 | BCRS/PCE/J00394/MBB02876 | 300011083 | Existing | RYB | PBEL(P)-2 | B08934 PE TMN SERI BELIMBING | CLOSED | CLOSED | LINK | 11.000 kV | 11 kV | GAS | 2012-11-11 | 0 | R17162-107R | Unknown | VEI | VEI | 26180 |  | BKT BELIMBING NO 4 | SUBSTATION | Unknown | Unknown | Unknown | DISTRIBUTION | TNB | CHERAS | Unknown | 75 |  |  | Unknown | Unknown |  | LINE |  | 28 | 400.000 A | 0.63 | 50 | 20 | B02876 | Unknown |  |  |  |  | 0 | BUKIT BELIMBING NO 4 |  | 3
256935891 | B02743 | PE BERKAT HASIL NO 8 | 6785256 | 6785255 | BCRS/PCE/J00416/MB | 300011252 | Existing | RYB | TAMI-9 | B02742 PE BERKAT HASIL NO 8 | CLOSED | CLOSED | LINK | 11.000 kV | 11 kV | OIL | 2012-11-01 | 0 |  | Unknown | BRUSH | INDKOM | N/A |  | BERKAT HASIL NO 9 | SUBSTATION | Unknown | Unknown | Unknown | DISTRIBUTION | TNB | CHERAS | Unknown | 75 |  |  | Unknown | Unknown |  | Unknown |  | 28 | 400.000 A | 0.4 | 50 | 21.9 | B02743 | Unknown |  |  |  |  | 0 | BERKAT HASIL NO 9 |  | 3
256935897 | B02746 | PPU TAMING JAYA CB 9 | 6785274 | 6785273 | BCRS/PCE/J00416/MB | 300011252 | Existing | RYB | TAMI-9 | PPU TAMING JAYA CB 9 | CLOSED | CLOSED | LINK | 11.000 kV | 11 kV | OIL | 2012-11-01 | 0 |  | Unknown | BRUSH | INDKOM | N/A |  | BERKAT HASIL NO 9 | SUBSTATION | Unknown | Unknown | Unknown | DISTRIBUTION | TNB | CHERAS | Unknown | 75 |  |  | Unknown | Unknown |  | Unknown |  | 28 | 400.000 A | 0.4 | 50 | 21.9 | B02746 | Unknown |  |  |  |  | 0 | BERKAT HASIL NO 9 |  | 3
256935926 | B02753 | B02753 | 6786774 | 6786773 | BCRS/PCE/J00414/MBB02750 | 300011235 | Existing | RYB | MINE-8 | B02754 SG BESI INDAH NO 7 | CLOSED | CLOSED | LINK | 11.000 kV | 11 kV | GAS | 1997-11-01 | 1997 | 9722S162 |  | F_and_G | INDKOM | 9722S162 |  | BERKAT HASIL NO 16 | SUBSTATION | Unknown | Unknown | Unknown | DISTRIBUTION | TNB | CHERAS | Unknown | 75 |  |  |  | Unknown |  | LINE |  | 28 | 630.000 A | 0.63 | 50 | 22 | B02753 | Unknown |  |  |  |  | 0 | BERKAT HASIL NO 16 |  | 3
256935932 | B02750 | B02750 | 6786792 | 6786791 | BCRS/PCE/J00414/MBB02750 | 300011235 | Existing | RYB | MINE-8 | B02749 BERKAT HASIL NO 12 | CLOSED | CLOSED | LINK | 11.000 kV | 11 kV | GAS | 1997-11-01 | 1997 | 9722S162 |  | F_and_G | INDKOM | 9722S162 |  | BERKAT HASIL NO 16 | SUBSTATION | Unknown | Unknown | Unknown | DISTRIBUTION | TNB | CHERAS | Unknown | 75 |  |  |  | Unknown |  | LINE |  | 28 | 630.000 A | 0.63 | 50 | 22 | B02750 | Unknown |  |  |  |  | 0 | BERKAT HASIL NO 16 |  | 3
256936315 | B08152 | PE R.S DEVELOPMENT | 6841171 | 6841170 | BCRS/PCE/J00476/MB | 300431571 | Existing | RYB | TAMI-7 | B01298 PE R.S DEVELOPMENT | CLOSED | CLOSED | LINK | 12.000 kV | 11 kV | GAS | 2004-11-01 | 2004 | B248915 | Unknown | FALCON BETA | TAMCO | B248915 |  | SANYIN | SUBSTATION | Unknown | Unknown | Unknown | DISTRIBUTION | TNB | CHERAS | Unknown | 75 |  |  | Unknown | Unknown |  | Unknown |  | 28 | 630.000 A | 0.63 | 50 | 20 | B08152 | Unknown |  |  |  |  | 0 | SANYIN |  | 3
256936320 | B08154 | PE MAURI FERMENTATION | 6841178 | 6841177 | BCRS/PCE/J00476/MB | 300431571 | Existing | RYB | TAMI-7 | B01311 PE MAURI FERMENTATION | CLOSED | CLOSED | LINK | 12.000 kV | 11 kV | GAS | 2004-11-01 | 2004 | B248915 | Unknown | FALCON BETA | TAMCO | B248915 |  | SANYIN | SUBSTATION | Unknown | Unknown | Unknown | DISTRIBUTION | TNB | CHERAS | Unknown | 75 |  |  | Unknown | Unknown |  | Unknown |  | 28 | 630.000 A | 0.63 | 50 | 20 | B08154 | Unknown |  |  |  |  | 0 | SANYIN |  | 3
256936349 | B09147 | PE PADAT CHUNDI BUSINESS | 26356375 | 26356374 | BCRS/PCE/J00552/MBB09145 | 300268510 | Existing | RYB | SGLN-9 | B13481 PE PADAT CHUNDI BUSINESS | CLOSED | CLOSED | LINK | 11.000 kV | 11 kV | GAS | 18/07/1998 | 2007 | 0735S073 |  | OMAZABAL | LIG A MURNI | 0735S073 | N/A | TAMAN SUNNYSIDE NO 4 | SUBSTATION | Unknown | Unknown | Unknown | DISTRIBUTION | TNB | CHERAS | Unknown | 75 |  |  | Unknown | Unknown |  | LINE |  | 28 | 630.000 A | 0.63 | 50 | 20 | B09147 | NO | N/A |  |  |  | 0 | TAMAN SUNNYSIDE VALE NO 4 |  | 3
256936355 | B09145 | PE RMH PAM PARAS RENDAH BMC | 26356397 | 26356396 | BCRS/PCE/J00552/MBB09145 | 300268510 | Existing | RYB | SGLN-9 | B08737 RMH PAM PARAS RENDAH BMC | CLOSED | CLOSED | LINK | 11.000 kV | 11 kV | GAS | 18/07/1998 | 2007 | 0735S073 |  | OMAZABAL | F_AND_G | 0735S073 | N/A | TAMAN SUNNYSIDE NO 4 | SUBSTATION | Unknown | Unknown | Unknown | DISTRIBUTION | TNB | CHERAS | Unknown | 75 |  |  | Unknown | Unknown |  | LINE |  | 28 | 630.000 A | 0.63 | 50 | 20 | B09145 | NO | N/A |  |  |  | 0 | TAMAN SUNNYSIDE VALE NO 4 |  | 3
256936384 | B01472 | B01472 | 6844203 | 6844202 | BCRS/PCE/J00382/MBB01469 | 300010673 | Existing | RYB | JUBA-2 | B11188 DEPOH RAPID | CLOSED | CLOSED | LINK | 16.000 kV | 11 kV | GAS | 18/07/1998 | 0 | KSS/1749 |  | INDKOM | INDKOM | 1111225455 | N/A | BRONLEY HILL NO 2 | SUBSTATION | Unknown | Unknown | Unknown | DISTRIBUTION | TNB | CHERAS | Unknown | 75 |  |  | Unknown | Unknown |  | LINE |  | 28 | 630.000 A | 0.63 | 50 | 20 | B01472 | NO | N/A |  |  |  | 0 | BRONLEY HILL NO 2 |  | 3
256936389 | B01469 | B01469 | 6844220 | 6844219 | BCRS/PCE/J00382/MBB01469 | 300010673 | Existing | RYB | JUBA-2 | B01468 BRONLEY HILL NO 1 | CLOSED | CLOSED | LINK | 16.000 kV | 11 kV | GAS | 18/07/1998 | 0 | KSS/1749 |  | INDKOM | INDKOM | 1111225455 | N/A | BRONLEY HILL NO 2 | SUBSTATION | Unknown | Unknown | Unknown | DISTRIBUTION | TNB | CHERAS | Unknown | 75 |  |  | Unknown | Unknown |  | LINE |  | 28 | 630.000 A | 0.63 | 50 | 20 | B01469 | NO | N/A |  |  |  | 0 | BRONLEY HILL NO 2 |  | 3
256936596 | B10608 | B10608 | 6845237 | 6845236 | BCRS/PCE/J00726/MB | 300430803 | Existing | RYB | CJYA-3 | REYLON | CLOSED | CLOSED | LINK | 12.000 kV | 11 kV | GAS | 2009-11-01 | 1995 | B950062 |  | LUCY | EPE | SF6 158 | N/A | LOT 1906 JLN KPB 9 | SUBSTATION | Unknown | Unknown | Unknown | DISTRIBUTION | TNB | CHERAS | Unknown | 75 |  |  | Unknown | Unknown |  | LINE |  | 28 | 630.000 A | 0.63 | 50 | 20 | B10608 | NO | N/A |  |  |  | 0 | CHNG SAN PRWN C N CONFESTIONERY |  | 3
256936601 | B10610 | B10610 | 6845244 | 6845243 | BCRS/PCE/J00726/MB | 300430803 | Existing | RYB | CJYA-3 | BOON FUEN KLG | CLOSED | CLOSED | LINK | 12.000 kV | 11 kV | GAS | 2009-11-01 | 1995 | B950062 |  | LUCY | EPE | SF6 158 | N/A | LOT 1906 JLN KPB 9 | SUBSTATION | Unknown | Unknown | Unknown | DISTRIBUTION | TNB | CHERAS | Unknown | 75 |  |  | Unknown | Unknown |  | LINE |  | 28 | 630.000 A | 0.63 | 50 | 20 | B10610 | NO | N/A |  |  |  | 0 | CHNG SAN PRWN C N CONFESTIONERY |  | 3
256936624 | B09186 |  | 6845177 | 6845176 | BCRS/PCE/J00495/MB | 300431588 | Existing | RYB | BLKG-14 | B06464 STRATEGIK PRODUCT | CLOSED | CLOSED | LINK | 12.000 kV | 11 kV | GAS | 2006-11-01 | 2006 | 2929 |  | VEI | VEI |  |  | COPPERTECH KG BARU BALAKONG | SUBSTATION | Unknown | Unknown | Unknown | DISTRIBUTION | TNB | CHERAS | Unknown | Unknown |  |  |  | Unknown |  |  |  |  | 630.000 A | 20 | 20 | 20 | B09186 | [5 empty] | 0 | COPPERTEC KAMPUNG BARU BALAKONG |  | 3
256936628 | B09184 |  | 6845180 | 6845179 | BCRS/PCE/J00495/MB | 300431588 | Existing | RYB | BLKG-14 | B01465 YONG SENG | CLOSED | CLOSED | LINK | 12.000 kV | 11 kV | GAS | 2006-11-01 | 2006 | 2929 |  | VEI | VEI |  |  | COPPERTECH KG BARU BALAKONG | SUBSTATION | Unknown | Unknown | Unknown | DISTRIBUTION | TNB | CHERAS | Unknown | Unknown |  |  |  | Unknown |  |  |  |  | 630.000 A | 20 | 20 | 20 | B09184 | [5 empty] | 0 | COPPERTEC KAMPUNG BARU BALAKONG |  | 3
256936706 | B01231 | PPU PBELP CB 6 | 6847131 | 6847130 | BCRS/PCE/J00286/MBB01231 | 300010045 | Existing | RYB | PBEL(P)-6 | PBEL-6 | CLOSED | CLOSED | LINK | 12.000 kV | 11 kV | GAS | 2000-11-11 | 1996 | B961314 | Unknown | FALCON BETA | TAMCO | B961314 |  | KG BARU BALAKONG COMPACT | SUBSTATION | Unknown | Unknown | Unknown | DISTRIBUTION | TNB | CHERAS | Unknown | 75 |  |  | Unknown | Unknown |  | Unknown |  | 28 | 630.000 A | 0.63 | 50 | 20 | B01231 | Unknown |  |  |  |  | 0 | COMPACT KG BARU BALAKONG |  | 3
256936711 | B01233 | PE MECOMB | 6847138 | 6847137 | BCRS/PCE/J00286/MBB01231 | 300010045 | Existing | RYB | PBEL(P)-6 | B01234 PE MECOMB | CLOSED | CLOSED | LINK | 12.000 kV | 11 kV | GAS | 2000-11-11 | 1996 | B961314 | Unknown | FALCON BETA | TAMCO | B961314 |  | KG BARU BALAKONG COMPACT | SUBSTATION | Unknown | Unknown | Unknown | DISTRIBUTION | TNB | CHERAS | Unknown | 75 |  |  | Unknown | Unknown |  | Unknown |  | 28 | 630.000 A | 0.63 | 50 | 20 | B01233 | Unknown |  |  |  |  | 0 | COMPACT KG BARU BALAKONG |  | 3
256936733 | B01329 | B01329 | 6845284 | 6845283 | BCRS/PCE/J00294/MB | 300010088 | Existing | RYB | CJYA-3 | B01330 BOOH FUEN GALLANT | CLOSED | CLOSED | LINK | 12.000 kV | 11 kV | GAS | 2006-11-01 | 2006 | B250664 |  | FALCON BETA | TAMCO | B2510664 | N/A | DAPAT | SUBSTATION | Unknown | Unknown | Unknown | DISTRIBUTION | TNB | CHERAS | Unknown | 75 |  |  | Unknown | Unknown |  | LINE |  | 28 | 630.000 A | 0.63 | 50 | 20 | B01329 | NO | N/A |  |  |  | 0 | DAPAT |  | 3
256936738 | B01327 | B01327 | 6845291 | 6845290 | BCRS/PCE/J00294/MB | 300010088 | Existing | RYB | CJYA-3 | B01326 KG BARU BALAKONG | CLOSED | CLOSED | LINK | 12.000 kV | 11 kV | GAS | 2006-11-01 | 2006 | B250664 |  | FALCON BETA | TAMCO | B2510664 | N/A | DAPAT | SUBSTATION | Unknown | Unknown | Unknown | DISTRIBUTION | TNB | CHERAS | Unknown | 75 |  |  | Unknown | Unknown |  | LINE |  | 28 | 630.000 A | 0.63 | 50 | 20 | B01327 | NO | N/A |  |  |  | 0 | DAPAT |  | 3
256936832 | B08425 |  | 6846905 | 6846904 | BCRS/PCE/J00879 ;; /MBB08425 |  | Existing | RYB | MHCR-4 | B08954 PANGSAPURI INDAH | CLOSED | CLOSED | LINK | 11.000 kV | 11 kV | GAS |  | 2000 | 9938S101 |  | INDKOM | F_AND_G | 9938S101 |  | TMN TANMING INDAH NO 1 | SUBSTATION | Unknown | Unknown | Unknown | DISTRIBUTION | TNB | CHERAS | Unknown | 75 |  |  |  | Unknown |  | LINE |  | 28 | 630.000 A | 0.63 | 50 | 22 | B08425 | Unknown |  |  |  |  | 0 | TAMAN TAMING INDAH P/E 1 |  | 3
256936838 | B08422 |  | 6846923 | 6846922 | BCRS/PCE/J00879 ;; /MBB08422 |  | Existing | RYB | MHCR-4 | B10040 TANMING INDAH NO 3 | CLOSED | CLOSED | LINK | 11.000 kV | 11 kV | GAS |  | 2000 | 9938S101 |  | INDKOM | F_AND_G | 9938S101 |  | TMN TANMING INDAH NO 1 | SUBSTATION | Unknown | Unknown | Unknown | DISTRIBUTION | TNB | CHERAS | Unknown | 75 |  |  |  | Unknown |  | LINE |  | 28 | 630.000 A | 0.63 | 50 | 22 | B08422 | Unknown |  |  |  |  | 0 | TAMAN TAMING INDAH P/E 1 |  | 3
256936861 | B04404 |  | 6848665 | 6848664 | BCRS/PCE/J00666/MBB04403 | 300270682 | Existing | RYB | BLKG-13 | B00919 WISMA MINLON | OPEN | OPEN | LINK | 12.000 kV | 11 kV | GAS | 1999-11-01 | 1999 | B993169 |  | FALCON BETA | TAMCO |  |  | BUKIT BAYU NO 6 | Unknown | Unknown | Unknown | Unknown | DISTRIBUTION | TNB | CHERAS | Unknown | 75 |  |  |  | Unknown |  |  |  | 28 | 630.000 A | 0.63 | 50 | 20 | B04404 | [5 empty] | 0 | BUKIT BAYU NO 6 |  | 3
256936865 | B04403 |  | 6848668 | 6848667 | BCRS/PCE/J00666/MBB04403 | 300270682 | Existing | RYB | BLKG-13 | B04401 BUKIT BAYU NO 5 | CLOSED | CLOSED | LINK | 12.000 kV | 11 kV | GAS | 1999-11-01 | 1999 | B993169 |  | FALCON BETA | TAMCO |  |  | BUKIT BAYU NO 6 | Unknown | Unknown | Unknown | Unknown | DISTRIBUTION | TNB | CHERAS | Unknown | 75 |  |  |  | Unknown |  |  |  | 28 | 630.000 A | 0.63 | 50 | 20 | B04403 | [5 empty] | 0 | BUKIT BAYU NO 6 |  | 3
256937184 | B04397 |  | 6848803 | 6848802 | BCRS/PCE/J00664/MBB04397 | 300270676 | Existing | RYB | BLKG-13 | B04400 BUKIT BAYU NO 5 | CLOSED | CLOSED | LINK | 12.000 kV | 11 kV | GAS | 1999-11-01 | 1999 | B993063 |  | FALCON BETA | TAMCO |  |  | BUKIT BAYU NO 4 | Unknown | Unknown | Unknown | Unknown | DISTRIBUTION | TNB | CHERAS | Unknown | Unknown |  |  |  | Unknown |  |  |  |  | 630.000 A | 20 | 20 | 20 | B04397 | [5 empty] | 0 | BUKIT BAYU NO 4 |  | 3
256937188 | B04399 |  | 6848806 | 6848805 | BCRS/PCE/J00664/MBB04397 | 300270676 | Existing | RYB | BLKG-13 | B04394 BUKIT BAYU NO 3 | CLOSED | CLOSED | LINK | 12.000 kV | 11 kV | GAS | 1999-11-01 | 1999 | B993063 |  | FALCON BETA | TAMCO |  |  | BUKIT BAYU NO 4 | Unknown | Unknown | Unknown | Unknown | DISTRIBUTION | TNB | CHERAS | Unknown | 75 |  |  |  | Unknown |  |  |  | 28 | 630.000 A | 0.63 | 50 | 20 | B04399 | [5 empty] | 0 | BUKIT BAYU NO 4 |  | 3
256937349 | B02816 |  | 6857214 | 6857213 | BCRS/PCE/J00721/MBB02816 | 300270923 | Existing | RYB | TAMI-5 | B02815 MALAYSIAN MEGA GALVANISE | CLOSED | CLOSED | LINK | 12.000 kV | 11 kV | GAS | 1997-11-01 | 2008 | B 2816798 |  | FALCON BETA | TAMCO |  |  | KHOO MOK CHIN | Unknown | Unknown | Unknown | Unknown | DISTRIBUTION | TNB | CHERAS | Unknown | 75 |  |  |  | Unknown |  |  |  | 28 | 630.000 A | 0.63 | 50 | 20 | B02816 | [5 empty] | 0 | KHOO MOK CHIN |  | 3
256937353 | B02818 |  | 6857217 | 6857216 | BCRS/PCE/J00721/MBB02816 | 300270923 | Existing | RYB | TAMI-5 | B02819 UNITED COACHBUILDER | CLOSED | CLOSED | LINK | 12.000 kV | 11 kV | GAS | 1997-11-01 | 2008 | B 2816798 |  | FALCON BETA | TAMCO |  |  | KHOO MOK CHIN | Unknown | Unknown | Unknown | Unknown | DISTRIBUTION | TNB | CHERAS | Unknown | 75 |  |  |  | Unknown |  |  |  | 28 | 630.000 A | 0.63 | 50 | 20 | B02818 | [5 empty] | 0 | KHOO MOK CHIN |  | 3
256937772 | B07898 | B07898 | 6934899 | 6934898 | BCRS/PCE/J00502/MBB07898 | 300267311 | Existing | RYB | SGLN-9 | B11597 PE JLN MAHKOTA 5 | CLOSED | CLOSED | LINK | 12.000 kV | 11 kV | GAS | 18/07/1998 | 2004 | D242534 |  | FALCON BETA | TAMCO | D242534 | N/A | JLN BENDAHARA 4/7 BDR MAHKOTA CHERAS | SUBSTATION | Unknown | Unknown | Unknown | DISTRIBUTION | TNB | CHERAS | Unknown | 75 |  |  | Unknown | Unknown |  | LINE |  | 28 | 630.000 A | 0.63 | 50 | 20 | B07898 | NO | N/A |  |  |  | 0 | BDR MAHKOTA CHERAS |  | 3
256937777 | B07901 | B07901 | 6934909 | 6934908 | BCRS/PCE/J00502/MBB07898 | 300267311 | Existing | RYB | SGLN-9 | B10204 PE JALAN BENDAHARA 12 | OPEN | OPEN | LINK | 12.000 kV | 11 kV | GAS | 18/07/1998 | 2004 | D242534 |  | FALCON BETA | TAMCO | D242534 | N/A | JLN BENDAHARA 4/7 BDR MAHKOTA CHERAS | SUBSTATION | Unknown | Unknown | Unknown | DISTRIBUTION | TNB | CHERAS | Unknown | 75 |  |  | Unknown | Unknown |  | LINE |  | 28 | 630.000 A | 0.63 | 50 | 20 | B07901 | NO | N/A |  |  |  | 0 | BDR MAHKOTA CHERAS |  | 3
256937799 | B03948 | B03948 | 6935790 | 6935789 | BCRS/PCE/J00484/MB | 300431578 | Existing | RYB | SJIM-11 | PPU SJIM Fdr11 | CLOSED | CLOSED | LINK | 12.000 kV | 11 kV | GAS | 2006-11-01 | 2006 | B2611192 |  | FALCON BETA | TAMCO | B2611192 | N/A | TMN MESRA | SUBSTATION | Unknown | Unknown | Unknown | DISTRIBUTION | TNB | CHERAS | Unknown | 75 |  |  | Unknown | Unknown |  | LINE |  | 28 | 630.000 A | 0.63 | 50 | 20 | B03948 | NO | N/A |  |  |  | 0 | TMN MESRA JLN LEMAR |  | 3
256937804 | B03950 | B03950 | 6935797 | 6935796 | BCRS/PCE/J00484/MB | 300431578 | Existing | RYB | SJIM-11 | B03951 SUMBER MAJU | CLOSED | CLOSED | LINK | 12.000 kV | 11 kV | GAS | 2006-11-01 | 2006 | B2611192 |  | FALCON BETA | TAMCO | B2611192 | N/A | TMN MESRA | SUBSTATION | Unknown | Unknown | Unknown | DISTRIBUTION | TNB | CHERAS | Unknown | 75 |  |  | Unknown | Unknown |  | LINE |  | 28 | 630.000 A | 0.63 | 50 | 20 | B03950 | NO | N/A |  |  |  | 0 | TMN MESRA JLN LEMAR |  | 3
256937826 | B03985 | PE SEK MEN AGAMA PERSEKUTUAN | 6935855 | 6935854 | BCRS/PCE/J00855/MBB03985 |  | Existing | RYB | SJIM-6 | B03982 PE SEK MEN AGAMA PERSEKUTUAN | CLOSED | CLOSED | LINK | 12.000 kV | 11 kV | GAS |  | 2001 | B214967 | Unknown | FALCON BETA | TAMCO | B214967 |  | TMN DELIMA NO 1 | SUBSTATION | Unknown | Unknown | Unknown | DISTRIBUTION | TNB | CHERAS | Unknown | 75 |  |  | Unknown | Unknown |  | Unknown |  | 28 | 630.000 A | 0.63 | 50 | 20 | B03985 | Unknown |  |  |  |  | 0 | TMN DELIMA NO 1 |  | 3
256937831 | B03983 | PE RMH MURAH SIMPANG BALAK | 6935862 | 6935861 | BCRS/PCE/J00855/MBB03983 |  | Existing | RYB | SJIM-6 | B03977 PE RMH MURAH SIMPANG BALAK | CLOSED | CLOSED | LINK | 12.000 kV | 11 kV | GAS |  | 2001 | B214967 | Unknown | FALCON BETA | TAMCO | B214967 |  | TMN DELIMA NO 1 | SUBSTATION | Unknown | Unknown | Unknown | DISTRIBUTION | TNB | CHERAS | Unknown | 75 |  |  | Unknown | Unknown |  | Unknown |  | 28 | 630.000 A | 0.63 | 50 | 20 | B03983 | Unknown |  |  |  |  | 0 | TMN DELIMA NO 1 |  | 3
256937853 | B03959 | B03959 | 6935930 | 6935929 | BCRS/PCE/J00877/MB1 | 300444874 | Existing | RYB | SJIM-11 | B08315 ESSO GRAND SAGA COMPACT | CLOSED | CLOSED | LINK | 12.000 kV | 11 kV | GAS | 2012-11-01 | 0 | N/A |  | MERLIN GERIN | MERLIN GERIN | N/A | N/A | COMPACT LAMPU JLN GRAND SAGA | SUBSTATION | Unknown | Unknown | Unknown | DISTRIBUTION | TNB | CHERAS | Unknown | 75 |  |  | Unknown | Unknown |  | LINE |  | 28 | 630.000 A | 0.63 | 50 | 20 | B03959 | NO | N/A |  |  |  | 0 | COMPACT LAMPU JLN LEBUHRAYA |  | 3
256937858 | B03957 | B03957 | 6936705 | 6936704 | BCRS/PCE/J00877/MB1 | 300444874 | Existing | RYB | SJIM-11 | B03956 L/RAYA COMPACT NO 1 | CLOSED | CLOSED | LINK | 12.000 kV | 11 kV | GAS | 2012-11-01 | 0 | N/A |  | MERLIN GERIN | MERLIN GERIN | N/A | N/A | COMPACT LAMPU JLN GRAND SAGA | SUBSTATION | Unknown | Unknown | Unknown | DISTRIBUTION | TNB | CHERAS | Unknown | 75 |  |  | Unknown | Unknown |  | LINE |  | 28 | 630.000 A | 0.63 | 50 | 20 | B03957 | NO | N/A |  |  |  | 0 | COMPACT LAMPU JLN LEBUHRAYA |  | 3
256937880 | B03982 | PE TMN DELIMA NO 1 | 6936088 | 6936087 | BCRS/PCE/J00923/MBB03982 |  | Existing | RYB | SJIM-6 | B03985 PE TMN DELIMA NO 1 | CLOSED | CLOSED | LINK | 12.000 kV | 11 kV | GAS |  | 2001 | B214960 | Unknown | FALCON BETA | TAMCO | B214960 |  | SMKU (SEK UGAMA PERSEKUTUAN) | SUBSTATION | Unknown | Unknown | Unknown | DISTRIBUTION | TNB | CHERAS | Unknown | 75 |  |  | Unknown | Unknown |  | Unknown |  | 28 | 630.000 A | 0.63 | 50 | 20 | B03982 | Unknown |  |  |  |  | 0 | SEK MEN AGAMA PERSEKUTUAN |  | 3
256937885 | B03980 | PPU SJIM CB 6 | 6936095 | 6936094 | BCRS/PCE/J00923/MB03980 |  | Existing | RYB | SJIM-6 | PPU SAUJANA IMPIAN VCB 6 | CLOSED | CLOSED | LINK | 12.000 kV | 11 kV | GAS |  | 2001 | B214960 | Unknown | FALCON BETA | TAMCO | B214960 |  | SMKU (SEK UGAMA PERSEKUTUAN) | Unknown | Unknown | Unknown | Unknown | DISTRIBUTION | TNB | CHERAS | Unknown | 75 |  |  | Unknown | Unknown |  | Unknown |  | 28 | 630.000 A | 0.63 | 50 | 20 | B03980 | Unknown |  |  |  |  | 0 | SEK MEN AGAMA PERSEKUTUAN |  | 3
256937914 | B07909 | PE JALAN PERMAISURI 2 BMC | 6936336 | 6936335 |  |  | Existing | RYB | MHCR-2 | B07120 PE JALAN PERMAISURI 2 BMC | CLOSED | OPEN | LINK | 12.000 kV | 11 kV | GAS |  | 2004 | 0419S062 | Unknown | F_and_G | INDKOM | 0419S062 |  | JALAN DAYANG 17/8 | SUBSTATION | Unknown | Unknown | Unknown | DISTRIBUTION | TNB | CHERAS | Unknown | 75 |  |  | Unknown | Unknown |  | Unknown |  | 28 | 630.000 A | 0.63 | 50 | 22 | B07909 | Unknown |  |  |  |  | 0 | JLN DAYANG 17/8 BDR MAHKOTA |  | 3
256937919 | B07912 | PE VISTA GREEN CONDOMINIUM | 6936346 | 6936345 |  |  | Existing | RYB | MHCR-2 | B07121 PE VISTA GREEN CONDOMINIUM | CLOSED | CLOSED | LINK | 12.000 kV | 11 kV | GAS |  | 2004 | 0419S062 | Unknown | F_and_G | INDKOM | 0419S062 |  | JALAN DAYANG 17/8 | SUBSTATION | Unknown | Unknown | Unknown | DISTRIBUTION | TNB | CHERAS | Unknown | 75 |  |  | Unknown | Unknown |  | Unknown |  | 28 | 630.000 A | 0.63 | 50 | 22 | B07912 | Unknown |  |  |  |  | 0 | JLN DAYANG 17/8 BDR MAHKOTA |  | 3
256937942 | B09481 | SENADAYA | 6936755 | 6936754 |  |  | Existing | RYB |  | B03972 PE SENADAYA SDN. BHD | CLOSED | CLOSED | LINK | 12.000 kV | 11 kV | GAS |  | 2006 | B2611069 |  | FALCON BETA | TAMCO | B2611069 |  | AISTANA INDUSTRI | Unknown | Unknown | Unknown | Unknown | DISTRIBUTION | TNB | CHERAS | Unknown | 75 |  |  |  | Unknown |  |  |  | 28 | 630.000 A | 0.63 | 50 | 20 | B09481 | [5 empty] | 0 | AISTANA INDUSTRIES S/B |  | 3
256937947 | B09479 | ABD KARIM B MANAN | 6936762 | 6936761 |  |  | Existing | RYB |  | B03971 PE ABDUL KARIM B MANAN | CLOSED | CLOSED | LINK | 12.000 kV | 11 kV | GAS |  | 2006 | B2611069 |  | FALCON BETA | TAMCO | B2611069 |  | AISTANA INDUSTRI | Unknown | Unknown | Unknown | Unknown | DISTRIBUTION | TNB | CHERAS | Unknown | 75 |  |  |  | Unknown |  |  |  | 28 | 630.000 A | 0.63 | 50 | 20 | B09479 | [5 empty] | 0 | AISTANA INDUSTRIES S/B |  | 3
256937970 | B09471 |  | 6939278 | 6939277 | BCRS/PCE/J00637/MBB09469 | 300270330 | Existing | RYB | BLKG-11 | B14461 PE HQ HASIL KARYA | CLOSED | CLOSED | LINK | 12.000 kV | 11 kV | GAS | 2007-11-11 | 2007 | B2713532 |  | FALCON BETA | TAMCO | B2713532 |  | TECHNICAL WORLD | SUBSTATION | Unknown | Unknown | Unknown | DISTRIBUTION | TNB | CHERAS | Unknown | 75 |  |  |  | Unknown |  |  |  | 28 | 630.000 A | 0.63 | 50 | 20 | B09471 | NO |  |  |  |  | 0 | TECHNICAL WORLD SDN BHD |  | 3
256937974 | B09469 |  | 6939285 | 6939284 | BCRS/PCE/J00637/MBB09469 | 300270330 | Existing | RYB | BLKG-11 | B08592 PTM STEEL | CLOSED | CLOSED | LINK | 12.000 kV | 11 kV | GAS | 2007-11-11 | 2007 | B2713532 |  | FALCON BETA | TAMCO | B2713532 |  | TECHNICAL WORLD | SUBSTATION | Unknown | Unknown | Unknown | DISTRIBUTION | TNB | CHERAS | Unknown | 75 |  |  |  | Unknown |  |  |  | 28 | 630.000 A | 20 | 50 | 20 | B09469 | NO |  |  |  |  | 0 | TECHNICAL WORLD SDN BHD |  | 3
256938068 | B02851 | B02851 | 6941054 | 6942094 | BCRS/PCE/J00753/MBB02849 | 300271137 | Existing | RYB | MINE-12 | B06139 IDEAPOLY | CLOSED | CLOSED | LINK | 12.000 kV | 11 kV | GAS | 1997-11-11 | 1998 | B971828 |  | FALCON BETA | TAMCO | B971828 | N/A | HONG AI KOK | SUBSTATION | Unknown | Unknown | Unknown | DISTRIBUTION | TNB | CHERAS | Unknown | 75 |  |  | Unknown | Unknown |  | LINE |  | 28 | 630.000 A | 0.63 | 50 | 20 | B02851 | NO | N/A |  |  |  | 0 | HONG AIK KOK |  | 3
256938073 | B02849 | B02849 | 6942081 | 6942104 | BCRS/PCE/J00753/MBB02849 | 300271137 | Existing | RYB | MINE-12 | SOON HUAT | CLOSED | CLOSED | LINK | 12.000 kV | 11 kV | GAS | 1997-11-11 | 1998 | B971828 |  | FALCON BETA | TAMCO | B971828 | N/A | HONG AI KOK | SUBSTATION | Unknown | Unknown | Unknown | DISTRIBUTION | TNB | CHERAS | Unknown | 75 |  |  | Unknown | Unknown |  | LINE |  | 28 | 630.000 A | 0.63 | 50 | 20 | B02849 | NO | N/A |  |  |  | 0 | HONG AIK KOK |  | 3
256938120 | B10119 |  | 6944270 | 6944269 | BCRS/PCE/J00632/MBB01990 | 300270309 | Existing | RYB | BLKG-11 | LOOPING | CLOSED | CLOSED | LINK | 12.000 kV | 11 kV | GAS | 2010-11-11 | 2001 | 24354 |  | VEI | VEI | 24354 |  | LFIP NO 5 | INTERCONNECT (OTHER UTILITY) | Unknown | Unknown | Unknown | DISTRIBUTION | TNB | CHERAS | Unknown | 75 |  |  |  | Unknown |  |  |  | 28 | 630.000 A | 0.63 | 50 | 20 | B10119 | [5 empty] | 0 | LFIP NO 5 |  | 3
256938126 | B01993 |  | 6944288 | 6944287 | BCRS/PCE/J00632/MBB01990 | 300270309 | Existing | RYB | BLKG-11 | B10969 YEW LUM 3 | CLOSED | CLOSED | LINK | 12.000 kV | 11 kV | GAS | 2010-11-11 | 2001 | 24354 |  | VEI | VEI | 24354 |  | LFIP NO 5 | SUBSTATION | Unknown | Unknown | Unknown | DISTRIBUTION | TNB | CHERAS | Unknown | 75 |  |  |  | Unknown |  |  |  | 28 | 630.000 A | 0.63 | 50 | 20 | B01993 | [5 empty] | 0 | LFIP NO 5 |  | 3
256938134 | B10120 |  | 6944300 | 6944312 | BCRS/PCE/J00632/MBB01991 | 300270312 | Existing | RYB | BLKG-11 | LOOPING | CLOSED | CLOSED | LINK | 12.000 kV | 11 kV | GAS | 2007-11-11 | 2005 | 24354 |  | TOPRANK | VEI | 24354 |  | LFIP NO 5 | INTERCONNECT (OTHER UTILITY) | Unknown | Unknown | Unknown | DISTRIBUTION | TNB | CHERAS | Unknown | 75 |  |  |  | Unknown |  |  |  | 28 | 630.000 A | 0.63 | 50 | 20 | B10120 | [5 empty] | 0 | LFIP NO 5 |  | 3
256938138 | B01990 |  | 6944301 | 6944314 | BCRS/PCE/J00632/MBB01991 | 300270312 | Existing | RYB | BLKG-11 | B01989 SING YEE SENG NO.2 | CLOSED | CLOSED | LINK | 12.000 kV | 11 kV | GAS | 2007-11-11 | 2005 | 24354 |  | TOPRANK | VEI | 24354 |  | LFIP NO 5 | SUBSTATION | Unknown | Unknown | Unknown | DISTRIBUTION | TNB | CHERAS | Unknown | 75 |  |  |  | Unknown |  |  |  | 28 | 630.000 A | 0.63 | 50 | 20 | B01990 | [5 empty] | 0 | LFIP NO 5 |  | 3
256938165 | B02866 | B02866 | 6943307 | 6943306 | BCRS/PCE/J00747/MBB02864 | 300271057 | Existing | RYB | MINE-12 | B02867 NISHIN NO 2 | CLOSED | CLOSED | LINK | 12.000 kV | 11 kV | GAS | 2008-11-11 | 2008 | B 2816791 |  | FALCON BETA | TAMCO | B2816793 | N/A | ASHIBA | SUBSTATION | Unknown | YES | Unknown | DISTRIBUTION | TNB | CHERAS | Unknown | 75 | Unknown | Unknown | Unknown | NO |  | LINE |  | 28 | 20.000 A | 0.63 | 50 | 20 | B02866 | NO | Not Applicable |  |  | Unknown | Unknown | ASHIBA |  | 3
256938169 | B02864 | B02864 | 6943310 | 6943309 | BCRS/PCE/J00747/MBB02864 | 300271057 | Existing | RYB | MINE-12 | B02863 TEH SEN HUIA | CLOSED | CLOSED | LINK | 12.000 kV | 11 kV | GAS | 2008-11-11 | 2008 | B 2816791 |  | FALCON BETA | TAMCO | B2816793 | Not Applicable | ASHIBA | SUBSTATION | Unknown | YES | Unknown | DISTRIBUTION | TNB | CHERAS | Unknown | 75 | Unknown | Unknown | Unknown | NO |  | LINE |  | 28 | 20.000 A | 0.63 | 50 | 20 | B02864 | NO | Not applicable |  |  | Unknown | Unknown | ASHIBA |  | 3
256938237 | B07880 |  | 6944248 | 6944247 | BCRS/PCE/J00132/MBB06551 | 300005178 | Existing | RYB | TAMI-6 | B11484 TMN IND BALAKONG JAYA NO 3 | CLOSED | CLOSED | LINK | 12.000 kV | 11 kV | GAS | 2003-11-01 | 2003 | 11298 | Unknown | FALCON BETA | TAMCO | D285823 |  | KILANG CHEW TSU PEH | Unknown | Unknown | Unknown | Unknown | DISTRIBUTION | TNB | CHERAS | Unknown | 75 |  |  | Unknown | Unknown |  |  |  | 28 | 630.000 A | 0.63 | 50 | 20 | B07880 | Unknown |  |  |  |  | 0 | KILANG CHEW TSU |  | 3
256938241 | B07878 |  | 6944251 | 6944250 | BCRS/PCE/J00132/MBB06551 | 300005178 | Existing | RYB | TAMI-6 | B10935 BAYU PARK VILLE | CLOSED | CLOSED | LINK | 12.000 kV | 11 kV | GAS | 2003-11-01 | 2003 | 11298 |  | FALCON BETA | TAMCO | D285823 |  | KILANG CHEW TSU PEH | Unknown | Unknown | Unknown | Unknown | DISTRIBUTION | TNB | CHERAS | Unknown | 75 |  |  | Unknown | Unknown |  |  |  | 28 | 630.000 A | 0.63 | 50 | 20 | B07878 | [5 empty] | 0 | KILANG CHEW TSU |  | 3
256939285 | B01977 |  | 6852464 | 6852463 | BCRS/PCE/J00628/MBB01977 | 300270142 | Existing | RYB | BLKG-11 | BLKG-11 | CLOSED | CLOSED | LINK | 12.000 kV | 11 kV | GAS | 1995-11-11 | 1995 | N/A |  |  | INDKOM |  |  | LFIP NO 7 | Unknown | Unknown | Unknown | Unknown | DISTRIBUTION | TNB | CHERAS | Unknown | Unknown |  |  |  | Unknown |  |  |  |  | 630.000 A | 0.63 | 22 | 22 | B01977 | [5 empty] | 0 | LFIP 7 |  | 3
256939291 | B01980 |  | 6852738 | 6852737 | BCRS/PCE/J00628/MBB01977 | 300270142 | Existing | RYB | BLKG-11 | B01981 TAN KOK HUA | CLOSED | CLOSED | LINK | 12.000 kV | 11 kV | GAS | 1995-11-11 | 1995 | N/A |  |  | INDKOM |  |  | LFIP NO 7 | Unknown | Unknown | Unknown | Unknown | DISTRIBUTION | TNB | CHERAS | Unknown | Unknown |  |  |  | Unknown |  |  |  |  | 630.000 A | 0.63 | 22 | 22 | B01980 | [5 empty] | 0 | LFIP 7 |  | 3
256939311 | B07729 | MSB 11KV FAIR POINT PLASTIC IND | 6813174 | 6813173 | BCRS/PCE/J00740/MBB07728 | 300271028 | Existing | RYB |  | MSB 11KV FAIR POINT PLASTIC IND | CLOSED | CLOSED | LINK | 12.000 kV | 11 kV | GAS | 18/07/1998 | 2003 | 11303 | Unknown | VEI | VEI | 11303 |  | FAIR POINT | CUSTOMER | Unknown | Unknown | Unknown | DISTRIBUTION | TNB | CHERAS | Unknown | 75 |  |  | Unknown | Unknown |  | Unknown |  | 28 | 630.000 A | 20 | 50 | 20 | B07729 | NO |  |  |  |  | 0 | FAIR POINT PLASTIC INDUSTRIES S |  | 3
256939315 | B07730 | PE ELEGANT CAPITAL NO.1 | 6813177 | 6813176 | BCRS/PCE/J00740/MBB07728 | 300271028 | Existing | RYB |  | B02008 PE ELEGANT CAPITAL NO.1 | CLOSED | CLOSED | LINK | 12.000 kV | 11 kV | GAS | 18/07/1998 | 2003 | 11303 | Unknown | VEI | VEI | 11303 |  | FAIR POINT | SUBSTATION | Unknown | Unknown | Unknown | DISTRIBUTION | TNB | CHERAS | Unknown | 75 |  |  | Unknown | Unknown |  | Unknown |  | 28 | 630.000 A | 0.63 | 50 | 20 | B07730 | NO |  |  |  |  | 0 | FAIR POINT PLASTIC INDUSTRIES S |  | 3
256939319 | B07728 | PE TERAS OAK 2 | 6813184 | 6813183 | BCRS/PCE/J00740/MBB07728 | 300271028 | Existing | RYB |  | B02012 PE TERAS OAK 2 | CLOSED | CLOSED | LINK | 12.000 kV | 11 kV | GAS | 18/07/1998 | 2003 | 11303 | UNDEFINED | VEI | VEI | 11303 |  | FAIR POINT | SUBSTATION | Unknown | Unknown | Unknown | DISTRIBUTION | TNB | CHERAS | Unknown | 75 |  |  | Unknown | Unknown |  | Unknown |  | 28 | 630.000 A | 0.63 | 50 | 20 | B07728 | NO |  |  |  |  | 0 | FAIR POINT PLASTIC INDUSTRIES S |  | 3
256939341 | B02193 |  | 6867482 | 6867481 | BCRS/PCE/J00054/MBB02193 | 300004287 | Existing | RYB |  | B02192 UDA MURNI | CLOSED | CLOSED | LINK | 12.000 kV | 11 kV | GAS | 2000-11-01 | 2000 | B203872 |  | FALCON BETA | TAMCO | B203872 |  | TMN DESA RAYA | SUBSTATION | Unknown | Unknown | Unknown | DISTRIBUTION | TNB | CHERAS | Unknown | 75 |  |  |  | Unknown |  | LINE |  | 28 | 630.000 A | 0.63 | 50 | 20 | B02193 | [5 empty] | 0 | TAMAN DESA RAYA |  | 3
256939345 | B02195 | B02195 | 6867491 | 6867490 | BCRS/PCE/J00054/MBB02193 | 300004287 | Existing | RYB |  | B14641 PE CASA LAGENDA | CLOSED | CLOSED | LINK | 12.000 kV | 11 kV | GAS | 2000-11-01 | 2000 | B203872 |  | FALCON BETA | TAMCO | B203872 |  | TMN DESA RAYA | SUBSTATION | Unknown | Unknown | Unknown | DISTRIBUTION | TNB | CHERAS | Unknown | 75 |  |  |  | Unknown |  | LINE |  | 28 | 630.000 A | 0.63 | 50 | 20 | B02195 | Unknown |  |  |  |  | 0 | TAMAN DESA RAYA |  | 3
256939396 | B02105 |  | 6785469 | 6785468 | BCRS/PCE/J00555/MB1 | 300268520 | Existing | RYB | TSGR2-12 | B05241 SEK SRI CEMPAKA | OPEN | OPEN | LINK | 11.000 kV | 11 kV | GAS | 18/07/1998 | 0 | J3909/1/L275 |  | INDKOM | INDKOM | 1109215091 |  | TMN ALAM JAYA NO 3 | Unknown | Unknown | Unknown | Unknown | DISTRIBUTION | TNB | CHERAS | Unknown | 75 |  |  |  | Unknown |  |  |  | 28 | 400.000 A | 0.63 | 50 | 20 | B02105 | [5 empty] | 0 | TAMAN ALAM JAYA NO 3 |  | 3
256939400 | B02103 |  | 6785472 | 6785471 | BCRS/PCE/J00555/MB1 | 300268520 | Existing | RYB | LMAS-14 | B09401 SUNWAY CHERAS NO 2 | CLOSED | CLOSED | LINK | 11.000 kV | 11 kV | GAS | 18/07/1998 | 0 | 05/56075/18 |  | INDKOM | INDKOM | 1109215091 |  | TMN ALAM JAYA NO 3 | Unknown | Unknown | Unknown | Unknown | DISTRIBUTION | TNB | CHERAS | Unknown | 75 |  |  |  | Unknown |  |  |  | 28 | 400.000 A | 0.63 | 50 | 20 | B02103 | [5 empty] | 0 | TAMAN ALAM JAYA NO 3 |  | 3
256939426 | B02122 | B02122 | 6785662 | 6785661 | BCRS/PCE/J00023/MBB02123 | 300520033 | Existing | RYB | TMASS-4 | B02123 RASA SELAMAT HVD | CLOSED | CLOSED | LINK | 11.000 kV | 11 kV | GAS | 2014-10-12 | 0 | L17/1/229B | Unknown | TAMCO | INDKOM | B21224348 |  | TMN CUEPACS NO 2 | SUBSTATION | Unknown | Unknown | Unknown | DISTRIBUTION | TNB | CHERAS | Unknown | 75 |  |  | Unknown | Unknown |  | LINE |  | 28 | 400.000 A | 0.63 | 50 | 21.9 | B02122 | Unknown |  |  |  |  | 0 | TMN KOOPERASI CUEPACS 2 |  | 3
256939431 | B02121 | B02121 | 6791824 | 6791823 | BCRS/PCE/J00023/MBB02123 | 300520033 | Existing | RYB | TMASS-4 | B02129 TMN CHERAS PERMATA NO 2 | CLOSED | OPEN | LINK | 11.000 kV | 11 kV | GAS | 2014-10-12 | 0 | J3126/1/2A/373 | Unknown | TAMCO | INDKOM | B21224348 |  | TMN CUEPACS NO 2 | SUBSTATION | Unknown | Unknown | Unknown | DISTRIBUTION | TNB | CHERAS | Unknown | 75 |  |  | Unknown | Unknown |  | LINE |  | 28 | 400.000 A | 0.63 | 50 | 20 | B02121 | Unknown |  |  |  |  | 0 | TMN KOOPERASI CUEPACS 2 |  | 3
256939453 | B01935 | B01935 | 6785741 | 6785752 | BCRS/PCE/J00395/MBB01933 | 300011089 | Existing | RYB | PBEL(P)-14 | B01941 PE VESSELTECH ENGINEERING BHD | CLOSED | CLOSED | LINK | 12.000 kV | 11 kV | GAS | 1995-11-01 | 1995 | B950251 | Unknown | FALCON BETA | TAMCO | B950251 | N/A | HON SHING COMPACT | SUBSTATION | Unknown | Unknown | Unknown | DISTRIBUTION | TNB | CHERAS | Unknown | 75 |  |  | Unknown | Unknown |  | LINE |  | 28 | 630.000 A | 0.63 | 50 | 20 | B01935 | NO | N/A |  |  |  | 0 | HONSHING (PADAT) |  | 3
256939462 | B01933 | B01933 | 6785747 | 6785761 | BCRS/PCE/J00395/MBB01933 | 300011089 | Existing | RYB | PBEL(P)-14 | B10717 SSU BUKIT BELIMBING | CLOSED | CLOSED | LINK | 12.000 kV | 11 kV | GAS | 1995-11-01 | 1995 | B950251 | Unknown | FALCON BETA | TAMCO | B950251 | N/A | HON SHING COMPACT | SUBSTATION | Unknown | Unknown | Unknown | DISTRIBUTION | TNB | CHERAS | Unknown | 75 |  |  | Unknown | Unknown |  | LINE |  | 28 | 630.000 A | 0.63 | 50 | 20 | B01933 | NO | N/A |  |  |  | 0 | HONSHING (PADAT) |  | 3
256939495 | B07136 | B07136 | 6786259 | 6786298 | BCRS/PCE/J00501/MBB07136 | 300267310 | Existing | RYB | PBEL(P)-14 | B10718 SSU BUKIT BELIMBING | CLOSED | CLOSED | LINK | 12.000 kV | 11 kV | GAS | 2002-11-01 | 2002 | 7557 | Unknown | VEI | VEI | 7557 |  | JEMCO MARKETING | SUBSTATION | Unknown | Unknown | Unknown | DISTRIBUTION | TNB | CHERAS | Unknown | 75 |  |  | Unknown | Unknown |  | LINE |  | 28 | 630.000 A | 0.63 | 50 | 20 | B07136 | Unknown |  |  |  |  | 0 | JEMCO MARKETING ENTERPRISE S/B |  | 3
256939501 | B07134 | B07133 | 6786264 | 6786272 | BCRS/PCE/J00501/MBB07131 | 300493313 | Existing | RYB | PBEL(P)-14 | B07133 LOOPING | CLOSED | CLOSED | LINK | 12.000 kV | 11 kV | GAS |  | 2002 | 7561 | Unknown | VEI | INDKOM | 7561 |  | JEMCO MARKETING | INTERCONNECT (OTHER UTILITY) | Unknown | Unknown | Unknown | DISTRIBUTION | TNB | CHERAS | Unknown | 75 |  |  | Unknown | Unknown |  | LINE |  | 28 | 630.000 A | 0.63 | 50 | 20 | B07134 | Unknown |  |  |  |  | 0 | JEMCO MARKETING ENTERPRISE S/B |  | 3
256939512 | B07131 | B07131 | 6786308 | 6786309 | BCRS/PCE/J00501/MBB07131 | 300493313 | Existing | RYB | PBEL(P)-14 | B11419 PE LOT 1875 JLN KPB-1 | CLOSED | CLOSED | LINK | 12.000 kV | 11 kV | GAS |  | 2002 | 7561 | Unknown | VEI | INDKOM | 7561 |  | JEMCO MARKETING | SUBSTATION | Unknown | Unknown | Unknown | DISTRIBUTION | TNB | CHERAS | Unknown | 75 |  |  | Unknown | Unknown |  | LINE |  | 28 | 630.000 A | 0.63 | 50 | 20 | B07131 | Unknown |  |  |  |  | 0 | JEMCO MARKETING ENTERPRISE S/B |  | 3
256939518 | B07133 | B07134 | 6786314 | 6786315 | BCRS/PCE/J00501/MBB07136 | 300267310 | Existing | RYB | PBEL(P)-14 | B07134 LOOPING | CLOSED | CLOSED | LINK | 12.000 kV | 11 kV | GAS | 2002-11-01 | 2002 | 7557 | Unknown | VEI | VEI | 7557 |  | JEMCO MARKETING | INTERCONNECT (OTHER UTILITY) | Unknown | Unknown | Unknown | DISTRIBUTION | TNB | CHERAS | Unknown | 75 |  |  | Unknown | Unknown |  | LINE |  | 28 | 630.000 A | 0.63 | 50 | 20 | B07133 | Unknown |  |  |  |  | 0 | JEMCO MARKETING ENTERPRISE S/B |  | 3
256939543 | B01290 | B01290 | 6786973 | 6786978 | BCRS/PCE/J00566/MBB01287 | 300268947 | Existing | RYB | TAMI-7 | B01293 PE CCP | CLOSED | CLOSED | LINK | 12.000 kV | 11 kV | GAS | 2008-11-11 | 2008 | E281567 | Unknown | FALCON BETA | TAMCO | E281567 | NOT AVAILABLE | LIAN YEW ENGINEERING BALAKONG (LYE) | SUBSTATION | Unknown | Unknown | Unknown | DISTRIBUTION | TNB | CHERAS | Unknown | 75 |  |  | Unknown | Unknown |  | LINE |  | 28 | 630.000 A | 0.63 | 50 | 20 | B01290 | NO | NOT AVAILABLE |  |  |  | 0 | LIAN YEW BALAKONG |  | 3
256939843 | B01289 | B01289 | 6786974 | 6786986 | BCRS/PCE/J00566/MBB01287 | 300268947 | Existing | RYB | TAMI-7 | MSB LIN YAU PENGGUNA 11KV | CLOSED | CLOSED | LINK | 12.000 kV | 11 kV | GAS | 2008-11-11 | 2008 | E281567 | Unknown | FALCON BETA | TAMCO | E281567 | NOT AVAILABLE | LIAN YEW ENGINEERING BALAKONG (LYE) | CUSTOMER | Unknown | Unknown | Unknown | DISTRIBUTION | TNB | CHERAS | Unknown | 75 |  |  | Unknown | Unknown |  | LINE |  | 28 | 630.000 A | 0.63 | 50 | 20 | B01289 | NO | NOT AVAILABLE |  |  |  | 0 | LIAN YEW BALAKONG |  | 3
256939850 | B01287 | B01287 | 6787000 | 6787002 | BCRS/PCE/J00566/MBB01287 | 300268947 | Existing | RYB | TAMI-7 | B04774 PE LIN LIN CREAMERIES S/B | CLOSED | CLOSED | LINK | 12.000 kV | 11 kV | GAS | 2008-11-11 | 2008 | E281567 | Unknown | FALCON BETA | TAMCO | E281567 | NOT AVAILABLE | LIAN YEW ENGINEERING BALAKONG (LYE) | SUBSTATION | Unknown | Unknown | Unknown | DISTRIBUTION | TNB | CHERAS | Unknown | 75 |  |  | Unknown | Unknown |  | LINE |  | 28 | 630.000 A | 0.63 | 50 | 20 | B01287 | NO | NOT AVAILABLE |  |  |  | 0 | LIAN YEW BALAKONG |  | 3
256939873 | B01791 | B01791 | 6786514 | 6786513 | BCRS/PCE/J00034/MBB01791 | 300004185 | Existing | RYB | LMAS-8 | B01771 TELEKOM BT 10 | CLOSED | CLOSED | LINK | 12.000 kV | 11 kV | GAS | 2009-11-11 | 1991 | 62109127/605 |  | Unknown | VEI | 62109127/605 | N/A | SEK AGAMA BT 9 | SUBSTATION | Unknown | Unknown | Unknown | DISTRIBUTION | TNB | CHERAS | Unknown | 75 |  |  | Unknown | Unknown |  | LINE |  | 28 | 630.000 A | 0.63 | 50 | 20 | B01791 | NO | N/A |  |  |  | 0 | SEK AGAMA BT 9 |  | 3
256939877 | B01793 | B01793 | 6786517 | 6786516 | BCRS/PCE/J00034/MBB01791 | 300004185 | Existing | RYB | LMAS-8 | B01794 TMN SRI RAYA | CLOSED | CLOSED | LINK | 12.000 kV | 11 kV | GAS | 2009-11-11 | 1991 | 62109127/605 |  | Unknown | VEI | 62109127/605 | N/A | SEK AGAMA BT 9 | SUBSTATION | Unknown | Unknown | Unknown | DISTRIBUTION | TNB | CHERAS | Unknown | 75 |  |  | Unknown | Unknown |  | LINE |  | 28 | 630.000 A | 0.63 | 50 | 20 | B01793 |  | N/A |  |  |  | 0 | SEK AGAMA BT 9 |  | 3
256939900 | B02067 |  | 6786572 | 6786571 | BCRS/PCE/J00144/MBB02069 | 300005261 | Existing | RYB | TMASS-2 | B02066 CHENG CHIN HIAP | CLOSED | OPEN | LINK | 12.000 kV | 11 kV | OIL | 1995-11-11 | 1983 | 831530 |  | LONG CRAWFORD | LONG CRAWFORD | 831530 |  | SUNTEX SUPERMARKET | Unknown | Unknown | Unknown | Unknown | DISTRIBUTION | TNB | CHERAS | Unknown | 75 |  |  |  | Unknown |  | LINE |  | 28 | 630.000 A | 0.63 | 50 | 20 | B02067 | [5 empty] | 0 | SUNTEX SUPERMARKET |  | 3
256939904 | B02069 |  | 6786575 | 6786574 | BCRS/PCE/J00144/MBB02069 | 300005261 | Existing | RYB | TSGR-6 | B02069 PADAT TMN SUNTEX | CLOSED | CLOSED | LINK | 12.000 kV | 11 kV | OIL | 1995-11-11 | 1983 | 831530 |  | LONG CRAWFORD | LONG CRAWFORD | 831530 |  | SUNTEX SUPERMARKET | Unknown | Unknown | Unknown | Unknown | DISTRIBUTION | TNB | CHERAS | Unknown | 75 |  |  |  | Unknown |  | LINE |  | 28 | 630.000 A | 0.63 | 50 | 20 | B02069 | [5 empty] | 0 | SUNTEX SUPERMARKET |  | 3
256939927 | B02075 | B02075 | 6786643 | 6786642 | BCRS/PCE/J00146/MB | 300005277 | Existing | RYB | LMAS-7 | B02076 TMN SRI MUJUR | CLOSED | CLOSED | LINK | 12.000 kV | 11 kV | GAS | 2006-11-01 | 2006 | B2611136 |  | FALCON BETA | TAMCO | B2611136 |  | TMN SUNTEX | SUBSTATION | Unknown | Unknown | Unknown | DISTRIBUTION | TNB | CHERAS | Unknown | 75 |  |  | Unknown | Unknown |  | LINE |  | 28 | 630.000 A | 0.63 | 50 | 20 | B02075 | Unknown |  |  |  |  | 0 | TAMAN SUNTEX |  | 3
256939931 | B02073 | B02073 | 6786646 | 6786645 | BCRS/PCE/J00146/MB | 300005277 | Existing | RYB | LMAS-7 | B02072 CHERAS PERMAI | CLOSED | CLOSED | LINK | 12.000 kV | 11 kV | GAS | 2006-11-01 | 2006 | B2611136 |  | FALCON BETA | TAMCO | B2611136 |  | TMN SUNTEX | SUBSTATION | Unknown | Unknown | Unknown | DISTRIBUTION | TNB | CHERAS | Unknown | 75 |  |  | Unknown | Unknown |  | LINE |  | 28 | 630.000 A | 0.63 | 50 | 20 | B02073 | Unknown |  |  |  |  | 0 | TAMAN SUNTEX |  | 3
256939948 | B08364 |  | 6787292 | 6787309 | BCRS/PCE/J00080/MB1 | 300431064 | Existing | RYB | PBEL(P)-9 | B05083 PE MIRACON SDN BHD | CLOSED | CLOSED | LINK | 12.000 kV | 11 kV | GAS | 2000-11-01 | 2005 | 1324 |  | TAMCO | INDKOM | D2106374 |  | MIEKA FOOD 2 | SUBSTATION | Unknown | Unknown | Unknown | DISTRIBUTION | TNB | CHERAS | Unknown | 75 |  |  | Unknown | Unknown |  |  |  | 28 | 630.000 A | 0.63 | 50 | 20 | B08364 | NO |  |  |  |  | 0 | MIKA FOOD NO 2 |  | 3
256939952 | B08362 |  | 6787293 | 6787302 | BCRS/PCE/J00080/MB1 | 300431064 | Existing | RYB | PBEL(P)-9 | B10990 PE SEIK LAM COMP. IND. SDN BHD | OPEN | CLOSED | LINK | 12.000 kV | 11 kV | GAS | 2000-11-01 | 2005 | 1324 |  | TAMCO | INDKOM | D2106374 |  | MIEKA FOOD 2 | SUBSTATION | Unknown | Unknown | Unknown | DISTRIBUTION | TNB | CHERAS | Unknown | 75 |  |  | Unknown | Unknown |  |  |  | 28 | 630.000 A | 0.63 | 50 | 20 | B08362 | NO |  |  |  |  | 0 | MIKA FOOD NO 2 |  | 3
256940068 | B01885 | PE BERKAT HASIL NO 3 | 6786003 | 6786002 | BCRS/PCE/J00410/MBB01882 | 300011177 | Existing | RYB | BLKG-3 | B01886 PE BERKAT HASIL NO 3 | CLOSED | CLOSED | LINK | 11.000 kV | 11 kV | GAS | 18/07/1998 | 0 | 87025-223R | Unknown | VEI | TAMCO | 25076 | N/A | BERKAT HASIL NO 4 | SUBSTATION | Unknown | Unknown | Unknown | DISTRIBUTION | TNB | CHERAS | Unknown | 75 |  |  | Unknown | Unknown |  | LINE |  | 28 | 400.000 A | 0.63 | 50 | 20 | B01885 | Unknown |  |  |  |  | 0 | BERKAT HASIL NO 4 |  | 3
256940072 | B01882 | PE AUTOLIV HIDROTAKO | 6786010 | 6786014 | BCRS/PCE/J00410/MBB01882 | 300011177 | Existing | RYB | BLKG-3 | B07137 PE AUTOLIV HIDROTAKO | CLOSED | CLOSED | LINK | 11.000 kV | 11 kV | GAS | 18/07/1998 | 0 | 87025-224R | Unknown | VEI | TAMCO | 25076 | N/A | BERKAT HASIL NO 4 | SUBSTATION | Unknown | Unknown | Unknown | DISTRIBUTION | TNB | CHERAS | Unknown | 75 |  |  | Unknown | Unknown |  | LINE |  | 28 | 400.000 A | 0.63 | 50 | 20 | B01882 | Unknown |  |  |  |  | 0 | BERKAT HASIL NO 4 |  | 3
256940107 | B07618 | B07618 | 6788512 | 6788533 | BCRS/PCE/J00606/MBB02888 | 300269875 | Existing | RYB | PBEL(P)-2 | CABLE ABANDON | OPEN | OPEN | LINK | 12.000 kV | 11 kV | GAS | 1992-11-11 | 1991 | 62109390/493 | Unknown | F_and_G | INDKOM | 62109390/493 |  | TMN BKT BELIMBING NO 1 | Unknown | Unknown | Unknown | Unknown | DISTRIBUTION | TNB | CHERAS | Unknown | 75 |  |  | Unknown | Unknown |  | LINE |  | 28 | 630.000 A | 0.63 | 50 | 22 | B07618 | Unknown |  |  |  |  | 0 | BUKIT BELIMBING NO 1 |  | 3
256940111 | B02890 | B02889 | 6788513 | 6788528 | BCRS/PCE/J00606/MBB02888 | 300269875 | Existing | RYB | PBEL(P)-2 | B07615 BELIMBING HEIGHT NO 1 | CLOSED | CLOSED | LINK | 12.000 kV | 11 kV | GAS | 1992-11-11 | 1991 | 62109390/493 | Unknown | F_and_G | INDKOM | 62109390/493 |  | TMN BKT BELIMBING NO 1 | SUBSTATION | Unknown | Unknown | Unknown | DISTRIBUTION | TNB | CHERAS | Unknown | 75 |  |  | Unknown | Unknown |  | LINE |  | 28 | 630.000 A | 0.63 | 50 | 22 | B02890 | Unknown |  |  |  |  | 0 | BUKIT BELIMBING NO 1 |  | 3
256940115 | B02888 | B02888 | 6788514 | 6788536 | BCRS/PCE/J00606/MBB02888 | 300269875 | Existing | RYB | PBEL(P)-2 | B06140 RUMAH PAM BKT BELIMBING | CLOSED | CLOSED | LINK | 12.000 kV | 11 kV | GAS | 1992-11-11 | 1991 | 62109390/493 | Unknown | F_and_G | INDKOM | 62109390/493 |  | TMN BKT BELIMBING NO 1 | SUBSTATION | Unknown | Unknown | Unknown | DISTRIBUTION | TNB | CHERAS | Unknown | 75 |  |  | Unknown | Unknown |  | LINE |  | 28 | 630.000 A | 0.63 | 50 | 22 | B02888 | Unknown |  |  |  |  | 0 | BUKIT BELIMBING NO 1 |  | 3
256940443 | B02821 |  | 6857160 | 6857159 | BCRS/PCE/J00720/MBB02819 | 300270920 | Existing | RYB | TAMI-5 | BLKG-9 | CLOSED | CLOSED | LINK | 12.000 kV | 11 kV | GAS | 18/07/1998 | 1997 | B971851 |  | FALCON BETA | TAMCO |  |  | UNITED COACH BUILDER | Unknown | Unknown | Unknown | Unknown | DISTRIBUTION | TNB | CHERAS | Unknown | 75 |  |  |  | Unknown |  |  |  | 28 | 630.000 A | 0.63 | 50 | 20 | B02821 | [5 empty] | 0 | UNITED COACHBUILDER |  | 3
256940447 | B02819 |  | 6857163 | 6857162 | BCRS/PCE/J00720/MBB02819 | 300270920 | Existing | RYB | TAMI-5 | B02818 KHOW MOK CHIN | CLOSED | CLOSED | LINK | 12.000 kV | 11 kV | GAS | 18/07/1998 | 1997 | B971851 |  | FALCON BETA | TAMCO |  |  | UNITED COACH BUILDER | Unknown | Unknown | Unknown | Unknown | DISTRIBUTION | TNB | CHERAS | Unknown | 75 |  |  |  | Unknown |  |  |  | 28 | 630.000 A | 0.63 | 50 | 20 | B02819 | [5 empty] | 0 | UNITED COACHBUILDER |  | 3
256940476 | B08717 | PE KK METAL NO.2 | 6854430 | 6854429 | BCRS/PCE/J00600/MBB08717 | 300269193 | Existing | RYB | BLKG-5 | B10457 PE KK METAL NO.2 | CLOSED | CLOSED | LINK | 12.000 kV | 11 kV | GAS | 2005-11-01 | 2005 | 2249 | Unknown | VEI | VEI | 2249 |  | K.K METAL | Unknown | Unknown | Unknown | Unknown | DISTRIBUTION | TNB | CHERAS | Unknown | 75 |  |  | Unknown | Unknown |  | Unknown |  | 28 | 630.000 A | 0.63 | 50 | 20 | B08717 | Unknown |  |  |  |  | 0 | K.K METAL PROSESSING SDN BHD |  | 3
256940482 | B08720 | PE SUPERSAVE COPORATION | 6854448 | 6854447 | BCRS/PCE/J00600/MBB08717 | 300269193 | Existing | RYB | BLKG-5 | B09409 PE SUPERSAVE COPORATION | CLOSED | CLOSED | LINK | 12.000 kV | 11 kV | GAS | 2005-11-01 | 2005 | 2249 | Unknown | VEI | VEI | 2249 |  | K.K METAL | Unknown | Unknown | Unknown | Unknown | DISTRIBUTION | TNB | CHERAS | Unknown | 75 |  |  | Unknown | Unknown |  | Unknown |  | 28 | 630.000 A | 0.63 | 50 | 20 | B08720 | Unknown |  |  |  |  | 0 | K.K METAL PROSESSING SDN BHD |  | 3
256940505 | B02819 |  | 6856487 | 6856486 | BCRS/PCE/J00724/MBB02807 | 300270932 | Existing | RYB | TAMI-5 | B02813 TIMING VEHIGLE | CLOSED | CLOSED | LINK | 12.000 kV | 11 kV | GAS | 1997-11-01 | 1997 | B971850 |  | FALCON BETA | TAMCO |  |  | LAM KONG SUM | Unknown | Unknown | Unknown | Unknown | DISTRIBUTION | TNB | CHERAS | Unknown | Unknown |  |  |  | Unknown |  |  |  |  | 630.000 A | 20 | 20 | 20 | B02819 | [5 empty] | 0 | LAM KOONG SUM |  | 3
256940509 | B02807 |  | 6856490 | 6856489 | BCRS/PCE/J00724/MBB02807 | 300270932 | Existing | RYB | TAMI-5 | B04619 KAJANG HEIGHT | CLOSED | CLOSED | LINK | 12.000 kV | 11 kV | GAS | 1997-11-01 | 1997 | B971850 |  | FALCON BETA | TAMCO |  |  | LAM KONG SUM | Unknown | Unknown | Unknown | Unknown | DISTRIBUTION | TNB | CHERAS | Unknown | Unknown |  |  |  | Unknown |  |  |  |  | 630.000 A | 20 | 20 | 20 | B02807 | [5 empty] | 0 | LAM KOONG SUM |  | 3
256940532 | B02806 | B02806 KAJANG HEIGHT NO 1 | 6852139 | 6852138 | BCRS/PCE/J00729/MBB02804 | 300270982 | Existing | RYB | TAMI-5 | B06276 KAJANG HEIGHT NO 1 | CLOSED | CLOSED | LINK | 12.000 kV | 11 kV | GAS | 2000-11-01 | 2000 | B204242 |  | FALCON BETA | TAMCO |  |  | PRIMA MASTONE | Unknown | Unknown | Unknown | Unknown | DISTRIBUTION | TNB | CHERAS | Unknown | 75 |  |  |  | Unknown |  |  |  | 28 | 630.000 A | 20 | 50 | 20 | B02806 | [5 empty] | 0 | PRIMA MASTONE SDN BHD 5215 |  | 3
256940536 | B02804 |  | 6852142 | 6852141 | BCRS/PCE/J00729/MBB02804 | 300270982 | Existing | RYB | TAMI-5 | B14698 PE WOO SHAO CON | CLOSED | CLOSED | LINK | 12.000 kV | 11 kV | GAS | 2000-11-01 | 2000 | B204242 |  | FALCON BETA | TAMCO |  |  | PRIMA MASTONE | Unknown | Unknown | Unknown | Unknown | DISTRIBUTION | TNB | CHERAS | Unknown | 75 |  |  |  | Unknown |  |  |  | 28 | 630.000 A | 0.63 | 50 | 20 | B02804 | [5 empty] | 0 | PRIMA MASTONE SDN BHD 5215 |  | 3
256940559 | B02798 |  | 6855093 | 6855092 | BCRS/PCE/J00732/MBB02798 | 300270991 | Existing | RYB | TAMI-5 | TMN BALAKONG JAYA NO 5 | OPEN | CLOSED | LINK | 12.000 kV | 11 kV | GAS | 18/07/1998 | 1997 | B971589 |  | FALCON BETA | TAMCO |  |  | SIERRA CHARM | Unknown | Unknown | Unknown | Unknown | DISTRIBUTION | TNB | CHERAS | Unknown | Unknown |  |  |  | Unknown |  |  |  |  | 630.000 A | 20 | 20 | 20 | B02798 | [5 empty] | 0 | SEIRA CHARM |  | 3
256940563 | B02800 |  | 6855096 | 6855095 | BCRS/PCE/J00732/MBB02798 | 300270991 | Existing | RYB | TAMI-5 | B02801 BHS HARDWARES | CLOSED | CLOSED | LINK | 12.000 kV | 11 kV | GAS | 18/07/1998 | 1997 | B971589 |  | FALCON BETA | TAMCO |  |  | SIERRA CHARM | Unknown | Unknown | Unknown | Unknown | DISTRIBUTION | TNB | CHERAS | Unknown | 75 |  |  |  | Unknown |  |  |  | 28 | 630.000 A | 0.63 | 50 | 20 | B02800 | [5 empty] | 0 | SEIRA CHARM |  | 3
256940586 | B02801 |  | 6852089 | 6852088 | BCRS/PCE/J00731/MBB02801 | 300270988 | Existing | RYB | TAMI-5 | B02800 SEIRA CHARM | CLOSED | CLOSED | LINK | 12.000 kV | 11 kV | GAS | 18/07/1998 | 2009 | B 2917877 |  | FALCON BETA | TAMCO |  |  | BHS HARDWERE | Unknown | Unknown | Unknown | Unknown | DISTRIBUTION | TNB | CHERAS | Unknown | 75 |  |  |  | Unknown |  |  |  | 28 | 630.000 A | 0.63 | 50 | 20 | B02801 | [5 empty] | 0 | BHS HAREWARES |  | 3
256940590 | B02803 |  | 6852092 | 6852091 | BCRS/PCE/J00731/MBB02801 | 300270988 | Existing | RYB | TAMI-5 | B10339 ARMADA CERGAS | CLOSED | CLOSED | LINK | 12.000 kV | 11 kV | GAS | 18/07/1998 | 2009 | B 2917877 |  | FALCON BETA | TAMCO |  |  | BHS HARDWERE | Unknown | Unknown | Unknown | Unknown | DISTRIBUTION | TNB | CHERAS | Unknown | 75 |  |  |  | Unknown |  |  |  | 28 | 630.000 A | 0.63 | 50 | 20 | B02803 | [5 empty] | 0 | BHS HAREWARES |  | 3
256940640 | B02831 | PE LOT 5205 BLOK C BALAKONG JAYA | 6854522 | 6854521 | BCRS/PCE/J00616/MBB02831 | 300270095 | Existing | RYB | BLKG-5 | B11542 PE LOT 5205 BLOK C BALAKONG JAYA | CLOSED | CLOSED | LINK | 12.000 kV | 11 kV | GAS | 1995-11-01 | 1995 | B950198 | Unknown | FALCON BETA | TAMCO | B950198 |  | LAI CHEE KONG | SUBSTATION | Unknown | Unknown | Unknown | DISTRIBUTION | TNB | CHERAS | Unknown | 75 |  |  | Unknown | Unknown |  | Unknown |  | 28 | 630.000 A | 0.63 | 50 | 20 | B02831 | Unknown |  |  |  |  | 0 | LAI CHEE KONG |  | 3
256940644 | B02833 | PE TROPICAL EXPANSION SB | 6854525 | 6854524 | BCRS/PCE/J00616/MBB02831 | 300270095 | Existing | RYB | BLKG-5 | B07966 PE TROPICAL EXPANSION SB | CLOSED | CLOSED | LINK | 12.000 kV | 11 kV | GAS | 1995-11-01 | 1995 | B950198 | Unknown | FALCON BETA | TAMCO | B950198 |  | LAI CHEE KONG | SUBSTATION | Unknown | Unknown | Unknown | DISTRIBUTION | TNB | CHERAS | Unknown | 75 |  |  | Unknown | Unknown |  | Unknown |  | 28 | 630.000 A | 0.63 | 50 | 20 | B02833 | Unknown |  |  |  |  | 0 | LAI CHEE KONG |  | 3
256940667 | B02836 | PE TS MERG | 6849655 | 6849654 | BCRS/PCE/J00618/MBB02834 | 300270101 | Existing | RYB | BLKG-5 | B02837 PE TS MERG | CLOSED | CLOSED | LINK | 12.000 kV | 11 kV | GAS | 1995-11-01 | 1995 | N/A | Unknown | FALCON BETA | TAMCO | B950165 |  | WING LONG | SUBSTATION | Unknown | Unknown | Unknown | DISTRIBUTION | TNB | CHERAS | Unknown | 75 |  |  | Unknown | Unknown |  | Unknown |  | 28 | 630.000 A | 0.63 | 50 | 20 | B02836 | Unknown |  |  |  |  | 0 | WING LOONG ENGINEERING WORKS |  | 3
256940671 | B02834 | PE TROPICAL EXPANSION SB | 6849658 | 6849657 | BCRS/PCE/J00618/MBB02834 | 300270101 | Existing | RYB | BLKG-5 | B07968 PE TROPICAL EXPANSION SB | CLOSED | CLOSED | LINK | 12.000 kV | 11 kV | GAS | 1995-11-01 | 1995 | N/A | Unknown | FALCON BETA | TAMCO | B950165 |  | WING LONG | SUBSTATION | Unknown | Unknown | Unknown | DISTRIBUTION | TNB | CHERAS | Unknown | 75 |  |  | Unknown | Unknown |  | Unknown |  | 28 | 630.000 A | 0.63 | 50 | 20 | B02834 | Unknown |  |  |  |  | 0 | WING LOONG ENGINEERING WORKS |  | 3
256940694 | B02843 | B02843 | 6851701 | 6851700 | BCRS/PCE/J00755/MBB02843 | 300271210 | Existing | RYB | MINE-12 | B02842 BRISTOL | CLOSED | CLOSED | LINK | 12.000 kV | 11 kV | GAS | 1998-11-11 | 1998 | D960076 |  | FALCON BETA | TAMCO | D960076 | N/A | WOO CHEE WAH | SUBSTATION | Unknown | Unknown | Unknown | DISTRIBUTION | TNB | CHERAS | Unknown | 75 |  |  | Unknown | Unknown |  | LINE |  | 28 | 630.000 A | 0.63 | 50 | 20 | B02843 | NO | N/A |  |  |  | 0 | WOO CHEE WAH |  | 3
256940698 | B02845 | B02845 | 6851704 | 6851703 | BCRS/PCE/J00755/MBB02843 | 300271210 | Existing | RYB | MINE-12 | B02846 SOON HUAT | CLOSED | CLOSED | LINK | 12.000 kV | 11 kV | GAS | 1998-11-11 | 1998 | D960076 |  | FALCON BETA | TAMCO | D960076 | N/A | WOO CHEE WAH | SUBSTATION | Unknown | Unknown | Unknown | DISTRIBUTION | TNB | CHERAS | Unknown | 75 |  |  | Unknown | Unknown |  | LINE |  | 28 | 630.000 A | 0.63 | 50 | 20 | B02845 | NO | N/A |  |  |  | 0 | WOO CHEE WAH |  | 3
256940721 | B02840 | PE BRISTOL TRADING SB NO 2 | 6855192 | 6855191 | BCRS/PCE/J00622/MBB02840 | 300270112 | Existing | RYB | BLKG-5 | B07924 PE BRISTOL TRADING SB NO 2 | CLOSED | CLOSED | LINK | 16.000 kV | 11 kV | SF6 | 2010-11-01 | 0 | KSS/1744 | Unknown | LUCY | EPE | SF6 822 |  | BRISTOL 1 | SUBSTATION | Unknown | Unknown | Unknown | DISTRIBUTION | TNB | CHERAS | Unknown | 75 |  |  | Unknown | Unknown |  | Unknown |  | 28 | 630.000 A | 0.63 | 50 | 20 | B02840 | Unknown |  |  |  |  | 0 | BRISTOL SDN BHD |  | 3
256940725 | B02842 | PE WOO CHEE WAH | 6855195 | 6855194 | BCRS/PCE/J00622/MBB02840 | 300270112 | Existing | RYB | MINE-12 | B02843 PE WOO CHEE WAH | CLOSED | OPEN | LINK | 16.000 kV | 11 kV | SF6 | 2010-11-01 | 0 | KSS/1744 | Unknown | LUCY | EPE | SF6 822 |  | BRISTOL 1 | SUBSTATION | Unknown | Unknown | Unknown | DISTRIBUTION | TNB | CHERAS | Unknown | 75 |  |  | Unknown | Unknown |  | Unknown |  | 28 | 630.000 A | 0.63 | 50 | 20 | B02842 | Unknown |  |  |  |  | 0 | BRISTOL SDN BHD |  | 3
256941044 | B07922 | PE INTRA DESIGN | 6855160 | 6855159 | BCRS/PCE/J00621/MBB07922 | 300270108 | Existing | RYB | BLKG-5 | B10069 PE INTRA DESIGN | CLOSED | CLOSED | LINK | 12.000 kV | 11 kV | GAS | 2004-11-01 | 2004 | B248291 | Unknown | FALCON BETA | TAMCO | B248291 |  | BRISTOL 2 | SUBSTATION | Unknown | Unknown | Unknown | DISTRIBUTION | TNB | CHERAS | Unknown | 75 |  |  | Unknown | Unknown |  | Unknown |  | 28 | 630.000 A | 0.63 | 50 | 20 | B07922 | Unknown |  |  |  |  | 0 | BRISTOL TRADING SDN BHD NO 2 |  | 3
256941048 | B07924 | PE BRISTOL NO.1 | 6855163 | 6855162 | BCRS/PCE/J00621/MBB07922 | 300270108 | Existing | RYB | BLKG-5 | B02840 PE BRISTOL NO.1 | CLOSED | CLOSED | LINK | 12.000 kV | 11 kV | GAS | 2004-11-01 | 2004 | B248291 | Unknown | FALCON BETA | TAMCO | B248291 |  | BRISTOL 2 | SUBSTATION | Unknown | Unknown | Unknown | DISTRIBUTION | TNB | CHERAS | Unknown | 75 |  |  | Unknown | Unknown |  | Unknown |  | 28 | 630.000 A | 0.63 | 50 | 20 | B07924 | Unknown |  |  |  |  | 0 | BRISTOL TRADING SDN BHD NO 2 |  | 3
256941071 | B02860 | B02860 | 6852030 | 6852029 | BCRS/PCE/J00749/MBB02858 | 300271065 | Existing | RYB | MINE-12 | B02861 TEH SHIN HUA | CLOSED | CLOSED | LINK | 12.000 kV | 11 kV | GAS | 1997-11-11 | 1997 | B971808 |  | FALCON BETA | TAMCO | B971808 | N/A | OOI BIN KEONG | SUBSTATION | Unknown | Unknown | Unknown | DISTRIBUTION | TNB | CHERAS | Unknown | 75 |  |  | Unknown | Unknown |  | LINE |  | 28 | 630.000 A | 0.63 | 50 | 20 | B02860 | NO | N/A |  |  |  | 0 | OOI BIN KEONG |  | 3
256941075 | B02858 | B02858 | 6852033 | 6852032 | BCRS/PCE/J00749/MBB02858 | 300271065 | Existing | RYB | MINE-12 | FORMATIIVE VIEW | CLOSED | CLOSED | LINK | 12.000 kV | 11 kV | GAS | 1997-11-11 | 1997 | B971808 |  | FALCON BETA | TAMCO | B971808 | N/A | OOI BIN KEONG | SUBSTATION | Unknown | Unknown | Unknown | DISTRIBUTION | TNB | CHERAS | Unknown | 75 |  |  | Unknown | Unknown |  | LINE |  | 28 | 630.000 A | 0.63 | 50 | 20 | B02858 | NO | N/A |  |  |  | 0 | OOI BIN KEONG |  | 3
256941098 | B02863 | B02863 | 6856433 | 6856432 | BCRS/PCE/J00748/MBB02861 | 300271061 | Existing | RYB | MINE-12 | B02864 ASHIBA | CLOSED | CLOSED | LINK | 12.000 kV | 11 kV | GAS | 1997-11-11 | 1997 | B971893 |  | FALCON BETA | TAMCO | B971893 | N/A | TEH SEN HUIA | SUBSTATION | Unknown | Unknown | Unknown | DISTRIBUTION | TNB | CHERAS | Unknown | 75 |  |  | Unknown | Unknown |  | LINE |  | 28 | 630.000 A | 0.63 | 50 | 20 | B02863 | NO | N/A |  |  |  | 0 | TEH SEN HUIA |  | 3
256941102 | B02861 | B02861 | 6856436 | 6856435 | BCRS/PCE/J00748/MBB02861 | 300271061 | Existing | RYB | MINE-12 | B02860 OOI BIN KEONG | CLOSED | CLOSED | LINK | 12.000 kV | 11 kV | GAS | 1997-11-11 | 1997 | B971893 |  | FALCON BETA | TAMCO | B971893 | N/A | TEH SEN HUIA | SUBSTATION | Unknown | Unknown | Unknown | DISTRIBUTION | TNB | CHERAS | Unknown | 75 |  |  | Unknown | Unknown |  | LINE |  | 28 | 630.000 A | 0.63 | 50 | 20 | B02861 | NO | N/A |  |  |  | 0 | TEH SEN HUIA |  | 3
256941172 | B07883 | B07883 | 6852806 | 6852805 | BCRS/PCE/J00594/MBB07881 | 300269180 | Existing | RYB | TAMI-5 | B10177 BAYU COURT | CLOSED | CLOSED | LINK | 12.000 kV | 11 kV | GAS | 2003-11-01 | 2003 | 11295 |  | VEI | VEI | 11295 | NOT AVAILABLE | PANGSAPURI SRI JATI | SUBSTATION | Unknown | Unknown | Unknown | DISTRIBUTION | TNB | CHERAS | Unknown | 75 |  |  | Unknown | Unknown |  | LINE |  | 28 | 630.000 A | 0.63 | 50 | 20 | B07883 | NO | NOT AVAILABLE |  |  |  | 0 | PANGSAPURI SRI JATI |  | 3
256941176 | B07881 | B07881 | 6852809 | 6852808 | BCRS/PCE/J00594/MBB07881 | 300269180 | Existing | RYB | TAMI-5 | B10020 TMN PERINDUSTRIAN BLKG JYA NO 1 | CLOSED | CLOSED | LINK | 12.000 kV | 11 kV | GAS | 2003-11-01 | 2003 | 11295 |  | VEI | VEI | 11295 | NOT AVAILABLE | PANGSAPURI SRI JATI | SUBSTATION | Unknown | YES |  | DISTRIBUTION | TNB | CHERAS | Unknown | 75 |  |  |  | NO |  | LINE |  | 28 | 630.000 A | 0.63 | 50 | 20 | B07881 | NO | NOT AVAILABLE |  |  |  | 0 | PANGSAPURI SRI JATI |  | 3
256941240 | B04588 | TMN DESA KARUNMAS NO.1 | 6945786 | 6945785 | BCRS/PCE/J00675/MBB04588 | 300270712 | Existing | RYB | TSRA-3 | B04587 TMN DESA KARUMAS NO 1 | CLOSED | CLOSED | LINK | 12.000 kV | 11 kV | GAS | 2000-11-01 | 2000 | D201114 |  | TAMCO | TAMCO | D201114 |  | DESA KARUNMAS NO 2 | SUBSTATION | Unknown | Unknown | Unknown | DISTRIBUTION | TNB | CHERAS | Unknown | 75 |  |  | Unknown | Unknown |  | LINE |  | 28 | 630.000 A | 0.63 | 50 | 20 | B04588 | NO |  |  |  |  | 0 | TAMAN KARUMAS NO 2 |  | 3
256941246 | B04591 | TMN DESA KARUNMAS KONDO | 6945804 | 6945803 | BCRS/PCE/J00675/MBB04588 | 300270712 | Existing | RYB | TSRA-3 | B05096 TMN DESA KARUMAS KONDO | CLOSED | CLOSED | LINK | 12.000 kV | 11 kV | GAS | 2000-11-01 | 2000 | D201114 |  | TAMCO | TAMCO | D201114 |  | DESA KARUNMAS NO 2 | SUBSTATION | Unknown | Unknown | Unknown | DISTRIBUTION | TNB | CHERAS | Unknown | 75 |  |  | Unknown | Unknown |  | LINE |  | 28 | 630.000 A | 0.63 | 50 | 20 | B04591 | NO |  |  |  |  | 0 | TAMAN KARUMAS NO 2 |  | 3
256941619 | B06766 |  | 6951934 | 6951933 | BCRS/PCE/J00261/MBB06766 | 300006158 | Existing | RYB | MHCR-10 | B12582 PE PADAT JLN INANG | CLOSED | OPEN | LINK | 12.000 kV | 11 kV | GAS | 2002-11-01 | 2002 | D221455 |  | FALCON BETA | TAMCO |  |  | BDR MAHKOTA CHERAS NO 19 | Unknown | Unknown | Unknown | Unknown | DISTRIBUTION | TNB | CHERAS | Unknown | 75 |  |  |  | Unknown |  |  |  | 28 | 630.000 A | 0.63 | 50 | 20 | B06766 | [5 empty] | 0 | BDR MAHKOTA CHERAS NO 19 |  | 3
256941625 | B06769 |  | 6951952 | 6951951 | BCRS/PCE/J00261/MBB06766 | 300006158 | Existing | RYB | MHCR-10 | B06285 BDR MAHKOTA CHERAS NO 1 | CLOSED | CLOSED | LINK | 12.000 kV | 11 kV | GAS | 2002-11-01 | 2002 | D221455 |  | FALCON BETA | TAMCO |  |  | BDR MAHKOTA CHERAS NO 19 | Unknown | Unknown | Unknown | Unknown | DISTRIBUTION | TNB | CHERAS | Unknown | Unknown |  |  |  | Unknown |  |  |  |  | 630.000 A | 20 | 20 | 20 | B06769 | [5 empty] | 0 | BDR MAHKOTA CHERAS NO 19 |  | 3
256943043 | B01364 |  | 6851759 | 6851758 | BCRS/PCE/J00312/MB | 300010258 | Existing | RYB | CJYA-5 | B01362 THAM KOK | CLOSED | CLOSED | LINK | 12.000 kV | 11 kV | GAS | 24/11/1995 | 1995 | B950650 |  | FALCON BETA | TAMCO | B950650 |  | CHAN KWAN YING | Unknown | Unknown | Unknown | Unknown | DISTRIBUTION | TNB | CHERAS | Unknown | 75 |  |  |  | Unknown |  |  |  | 28 | 630.000 A | 0.63 | 50 | 20 | B01364 | [5 empty] | 0 | CHAN KWAN YING |  | 3
256943048 | B01366 |  | 6851771 | 6851770 | BCRS/PCE/J00312/MB | 300010258 | Existing | RYB | CJYA-6 | B0637 GOOD TIME | CLOSED | CLOSED | LINK | 12.000 kV | 11 kV | GAS | 24/11/1995 | 1995 | B950650 |  | FALCON BETA | TAMCO | B950650 |  | CHAN KWAN YING | Unknown | Unknown | Unknown | Unknown | DISTRIBUTION | TNB | CHERAS | Unknown | 75 |  |  |  | Unknown |  |  |  | 28 | 630.000 A | 0.63 | 50 | 20 | B01366 | [5 empty] | 0 | CHAN KWAN YING |  | 3
256943436 | B06549 |  | 6872052 | 6872051 | BCRS/PCE/J00313/MB | 300010264 | Existing | RYB | CJYA-6 | B06546 SETIA KASTURI NO 2 | CLOSED | CLOSED | LINK | 12.000 kV | 11 kV | GAS | 2002-11-11 | 2002 | 0202S133 |  | INDKOM | INDKOM | 0202S133 |  | SETIA KASTURI NO 3 | Unknown | Unknown | Unknown | Unknown | DISTRIBUTION | TNB | CHERAS | Unknown | 75 |  |  |  | Unknown |  |  |  | 28 | 630.000 A | 0.63 | 50 | 20 | B06549 | [5 empty] | 0 | TMN SETIA KASTURI NO 3 |  | 3
256943440 | B06550 |  | 6872055 | 6872054 | BCRS/PCE/J00313/MB | 300010264 | Existing | RYB | CJYA-6 | JALAN KASTURI TMN KASTURI | CLOSED | CLOSED | LINK | 12.000 kV | 11 kV | GAS | 2002-11-11 | 2002 | 0202S133 |  | INDKOM | INDKOM | 0202S133 |  | SETIA KASTURI NO 3 | Unknown | Unknown | Unknown | Unknown | DISTRIBUTION | TNB | CHERAS | Unknown | 75 |  |  |  | Unknown |  |  |  | 28 | 630.000 A | 0.63 | 50 | 20 | B06550 | [5 empty] | 0 | TMN SETIA KASTURI NO 3 |  | 3
256943498 | B01650 | PE CHERAS PERDANA NO3 | 6857080 | 6857079 | BCRS/PCE/J00125/MBB01650 | 300005139 | Existing | RYB | JUBA-4 | B01649 PE CHERAS PERDANA NO3 | CLOSED | CLOSED | LINK | 11.000 kV | 11 kV | GAS | 1997-11-01 | 1997 | 700069/89 | Unknown | F_and_G | TAMCO | 700069/89 |  | SEK MEN CHERAS PERDANA | SUBSTATION | Unknown | Unknown | Unknown | DISTRIBUTION | TNB | CHERAS | Unknown | 75 |  |  | Unknown | Unknown |  | Unknown |  | 28 | 630.000 A | 0.63 | 22 | 22 | B01650 | Unknown |  |  |  |  | 0 | SEK MEN CHERAS PERDANA |  | 3
256943502 | B01652 | PE TAMAN CHERAS PERDANA NO6 | 6857083 | 6857082 | BCRS/PCE/J00125/MBB01650 | 300005139 | Existing | RYB | JUBA-4 | B01653 PE TAMAN CHERAS PERDANA NO6 | CLOSED | CLOSED | LINK | 11.000 kV | 11 kV | GAS | 1997-11-01 | 1997 | 700069/89 | Unknown | F_and_G | TAMCO | 700069/89 |  | SEK MEN CHERAS PERDANA | SUBSTATION | Unknown | Unknown | Unknown | DISTRIBUTION | TNB | CHERAS | Unknown | 75 |  |  | Unknown | Unknown |  | Unknown |  | 28 | 630.000 A | 0.63 | 50 | 22 | B01652 | Unknown |  |  |  |  | 0 | SEK MEN CHERAS PERDANA |  | 3
256943524 | B01655 | PE TMN CHERAS PERDANA NO 2 | 6867593 | 6867592 | BCRS/PCE/J00124/MBB01653 | 300005133 | Existing | RYB | BTHO-2 | B01656 PE TMN CHERAS PERDANA NO 2 | OPEN | CLOSED | LINK | 12.000 kV | 11 kV | GAS | 1994-11-01 | 1994 | 9610184 | Unknown | MERLIN GERIN | MERLIN GERIN | 9610184 |  | CHERAS PERDANA NO 6 | SUBSTATION | Unknown | Unknown | Unknown | DISTRIBUTION | TNB | CHERAS | Unknown | 75 |  |  | Unknown | Unknown |  | Unknown |  | 28 | 630.000 A | 0.63 | 50 | 18.4 | B01655 | Unknown |  |  |  |  | 0 | TMN CHERAS PERDANA NO 6 |  | 3
256943529 | B01653 | PE SMK CHERAS PERDANA | 6867605 | 6867604 | BCRS/PCE/J00124/MBB01653 | 300005133 | Existing | RYB | JUBA-4 | B01652 PE SMK CHERAS PERDANA | CLOSED | CLOSED | LINK | 12.000 kV | 11 kV | GAS | 1994-11-01 | 1994 | 9610184 | Unknown | MERLIN GERIN | MERLIN GERIN | 9610184 |  | CHERAS PERDANA NO 6 | SUBSTATION | Unknown | Unknown | Unknown | DISTRIBUTION | TNB | CHERAS | Unknown | 75 |  |  | Unknown | Unknown |  | Unknown |  | 28 | 630.000 A | 0.63 | 50 | 18.4 | B01653 | Unknown |  |  |  |  | 0 | TMN CHERAS PERDANA NO 6 |  | 3
256944050 | B01473 | B01473 | 6967190 | 6967189 | BCRS/PCE/J00383/MBB01473 | 300010681 | Existing | RYB | JUBA-2 | B11884 DEPOH RAPID | CLOSED | CLOSED | LINK | 12.000 kV | 11 kV | GAS | 18/07/1998 | 1996 | N/A |  | F_and_G | INDKOM | N/A | N/A | POLLUTION ENG SB | SUBSTATION | Unknown | Unknown | Unknown | DISTRIBUTION | TNB | CHERAS | Unknown | 75 |  |  | Unknown | Unknown |  | LINE |  | 28 | 630.000 A | 0.63 | 50 | 20 | B01473 | NO | N/A |  |  |  | 0 | POLLUTION ENGINEERING |  | 3
256944055 | B01476 | B01476 | 6967207 | 6967206 | BCRS/PCE/J00383/MBB01473 | 300010681 | Existing | RYB | JUBA-2 | B05535 CHIN HUAT | CLOSED | CLOSED | LINK | 12.000 kV | 11 kV | GAS | 18/07/1998 | 1996 | N/A |  | F_and_G | INDKOM | N/A | N/A | POLLUTION ENG SB | SUBSTATION | Unknown | Unknown | Unknown | DISTRIBUTION | TNB | CHERAS | Unknown | 75 |  |  | Unknown | Unknown |  | LINE |  | 28 | 630.000 A | 0.63 | 50 | 20 | B01476 | NO | N/A |  |  |  | 0 | POLLUTION ENGINEERING |  | 3
256944114 | B01434 | B01434 | 6967279 | 6967278 | BCRS/PCE/J00380/MBB01432 | 300010610 | Existing | RYB | CJYA-12 | B01389 TAKAHATA | CLOSED | CLOSED | LINK | 12.000 kV | 11 kV | GAS | 2011-11-11 | 1997 | B971467 |  | FALCON BETA | INDKOM | B971467 |  | SYNLIGWAN | SUBSTATION | Unknown | Unknown | Unknown | DISTRIBUTION | TNB | CHERAS | Unknown | 75 |  |  |  | Unknown |  | LINE |  | 28 | 630.000 A | 0.63 | 50 | 20 | B01434 | Unknown |  |  |  |  | 0 | SYNLGWAN |  | 3
256944118 | B01432 | B01432 | 6967282 | 6967281 | BCRS/PCE/J00380/MBB01432 | 300010610 | Existing | RYB | CJYA-12 | B11782 TAMAN MESRA UTAMA | CLOSED | CLOSED | LINK | 12.000 kV | 11 kV | GAS | 2011-11-11 | 1997 | B971467 |  | TAMCO | INDKOM | B971467 |  | SYNLIGWAN | SUBSTATION | Unknown | Unknown | Unknown | DISTRIBUTION | TNB | CHERAS | Unknown | 75 |  |  |  | Unknown |  | LINE |  | 28 | 630.000 A | 0.63 | 50 | 20 | B01432 | Unknown |  |  |  |  | 0 | SYNLGWAN |  | 3
256944141 | B06070 | B06070 | 6967326 | 6967325 | BCRS/PCE/J00704/MBB06070 | 300270867 | Existing | RYB | BLKG-12 | B01454 IMPIAN EHSAN NO 1 | CLOSED | CLOSED | LINK | 11.000 kV | 11 kV | GAS | 1999-11-01 | 1999 | 99365043 |  | INDKOM | INDKOM | 99365043 | N/A | COMMOND WOOD PRODUCT | SUBSTATION | Unknown | Unknown | Unknown | DISTRIBUTION | TNB | CHERAS | Unknown | 75 |  |  | Unknown | Unknown |  | LINE |  | 28 | 630.000 A | 0.63 | 50 | 20 | B06070 | NO | N/A |  |  |  | 0 | COMMOND WOOD PRODUCT SDN BHD |  | 3
256944145 | B06072 | B06072 | 6967329 | 6967328 | BCRS/PCE/J00704/MBB06070 | 300270867 | Existing | RYB | BLKG-12 | B02964 TMN SETIA BALAKONG NO 3 | CLOSED | CLOSED | LINK | 11.000 kV | 11 kV | GAS | 1999-11-01 | 1999 | 99365043 |  | INDKOM | INDKOM | 99365043 | N/A | COMMOND WOOD PRODUCT | SUBSTATION | Unknown | Unknown | Unknown | DISTRIBUTION | TNB | CHERAS | Unknown | 75 |  |  | Unknown | Unknown |  | LINE |  | 28 | 630.000 A | 0.63 | 50 | 20 | B06072 | NO | N/A |  |  |  | 0 | COMMOND WOOD PRODUCT SDN BHD |  | 3
256944173 | B02265 | B02265 | 6967372 | 6967371 | BCRS/PCE/J00070/MBB02262 | 300004346 | Existing | RYB |  | B02272 RAKR DUSUN TUA | OPEN | CLOSED | LINK | 12.000 kV | 11 kV | GAS | 1999-11-01 | 1999 | E990033 |  | FALCON BETA | TAMCO | E990033 | N/A | DUSUN TUA | SUBSTATION | Unknown | Unknown | Unknown | DISTRIBUTION | TNB | CHERAS | Unknown | 75 |  |  | Unknown | Unknown |  | LINE |  | 28 | 630.000 A | 0.63 | 50 | 20 | B02265 | NO | N/A |  |  |  | 0 | DUSUN TUA |  | 3
256944177 | B02264 | B02264 | 6967377 | 6967376 | BCRS/PCE/J00070/MBB02262 | 300004346 | Existing | RYB |  | CABLE ABANDONE | OPEN | OPEN | LINK | 12.000 kV | 11 kV | GAS | 1999-11-01 | 1999 | E990033 |  | FALCON BETA | TAMCO | E990033 | N/A | DUSUN TUA | SUBSTATION | Unknown | Unknown | Unknown | DISTRIBUTION | TNB | CHERAS | Unknown | 75 |  |  | Unknown | Unknown |  | LINE |  | 28 | 630.000 A | 0.63 | 50 | 20 | B02264 | NO | N/A |  |  |  | 0 | DUSUN TUA |  | 3
256944181 | B02262 | B02262 | 6967382 | 6967381 | BCRS/PCE/J00070/MBB02262 | 300004346 | Existing | RYB |  | B02260 KG DARUL HIDAYAH | CLOSED | CLOSED | LINK | 12.000 kV | 11 kV | GAS | 1999-11-01 | 1999 | E990033 |  | FALCON BETA | TAMCO | E990033 | N/A | DUSUN TUA | SUBSTATION | Unknown | Unknown | Unknown | DISTRIBUTION | TNB | CHERAS | Unknown | 75 |  |  | Unknown | Unknown |  | LINE |  | 28 | 630.000 A | 0.63 | 50 | 20 | B02262 | NO | N/A |  |  |  | 0 | DUSUN TUA |  | 3
256944197 | B01261 | PE BINA PLASTIK NO.2 | 6987617 | 6987616 | BCRS/PCE/J00281/MBB01261 | 300010017 | Existing | RYB | PBEL(P)-11 | B12022 PE BINA PLASTIK NO.2 | CLOSED | CLOSED | LINK | 11.000 kV | 11 kV | GAS | 2005-11-01 | 0 | J3909/1/R190 | Unknown | LUCY | EPE |  |  | MEIKA FOOD | SUBSTATION | Unknown | Unknown | Unknown | DISTRIBUTION | TNB | CHERAS | Unknown | 75 |  |  | Unknown | Unknown |  | Unknown |  | 28 | 400.000 A | 0.63 | 50 | 20 | B01261 | Unknown |  |  |  |  | 0 | MEIKA FOOD |  | 3
256944221 | B09972 | PE NO 44A JALAN PENGAWA 2/2 | 6932855 | 6932854 |  |  | Existing | RYB | MHCR-1 | B08851 PE NO 44A JALAN PENGAWA 2/2 | CLOSED | CLOSED | LINK | 12.000 kV | 11 kV | GAS |  | 0 | N/A | Unknown | MERLIN GERIN | MERLIN GERIN | R0604122 SF | NOT APPLICABLE | JLN. PENGGAWA 2/2 ANGSANA | SUBSTATION | Unknown | YES | Unknown | DISTRIBUTION | TNB | CHERAS | Unknown | 75 | Unknown | Unknown | Unknown | NO |  | LINE |  | 28 | 630.000 A | 0.63 | 50 | 20 | B09972 | NO | NOT APPLICABLE |  |  | Unknown | Unknown | PANGSAPURI ANGSANA JLN PENGGAWA |  | 3
256944225 | B09970 | PE BANDAR MAHKOTA CHERAS NO:17 | 6932862 | 6932861 |  |  | Existing | RYB | MHCR-1 | B06758 PE BANDAR MAHKOTA CHERAS NO:17 | CLOSED | CLOSED | LINK | 12.000 kV | 11 kV | GAS |  | 0 | N/A | Unknown | MERLIN GERIN | MERLIN GERIN | R0604122 SF | NOT APPLICABLE | JLN. PENGGAWA 2/2 ANGSANA | SUBSTATION | Unknown | YES | Unknown | DISTRIBUTION | TNB | CHERAS | Unknown | 75 | Unknown | Unknown | Unknown | NO |  | LINE |  | 28 | 630.000 A | 0.63 | 50 | 20 | B09970 | NO | NOT APPLICABLE |  |  | Unknown | Unknown | PANGSAPURI ANGSANA JLN PENGGAWA |  | 3
256944247 | B09269 | PE Y&L METAL INDUSTRIES SDN BHD | 6798852 | 6798851 | BCRS/PCE/J00831/MBB09269 |  | Existing | RYB | PBEL(P)-5 | B08450 PE Y&L METAL INDUSTRIES SDN BHD | CLOSED | CLOSED | LINK | 12.000 kV | 11 kV | GAS |  | 0 | R0547054SF | Unknown | MERLIN GERIN | MERLIN GERIN | R0547054SF |  | ALLIED FOAM | SUBSTATION | Unknown | Unknown | Unknown | DISTRIBUTION | TNB | CHERAS | Unknown | 75 |  |  | Unknown | Unknown |  | Unknown |  | 28 | 630.000 A | 0.63 | 50 | 18.5 | B09269 | Unknown |  |  |  |  | 0 | ALLIED FOAM |  | 3
256944252 | B09267 | PE HEPTA-LOT 1869 | 6798864 | 6798863 | BCRS/PCE/J00831/MBB09267 |  | Existing | RYB | PBEL(P)-5 | B10578 PE HEPTA-LOT 1869 | CLOSED | CLOSED | LINK | 12.000 kV | 11 kV | GAS |  | 0 | R0547054SF | Unknown | MERLIN GERIN | MERLIN GERIN | R0547054SF |  | ALLIED FOAM | SUBSTATION | Unknown | Unknown | Unknown | DISTRIBUTION | TNB | CHERAS | Unknown | 75 |  |  | Unknown | Unknown |  | Unknown |  | 28 | 630.000 A | 0.63 | 50 | 18.5 | B09267 | Unknown |  |  |  |  | 0 | ALLIED FOAM |  | 3
256944274 | B01914 |  | 6798879 | 6798878 | BCRS/PCE/J00401/MBB01914 | 300011125 | Existing | RYB | BLKG-1 | B01913 FLOORGO | OPEN | CLOSED | LINK | 12.000 kV | 11 kV | GAS | 1999-11-01 | 1999 | B993511 |  | FALCON BETA | TAMCO |  |  | BERKAT HASIL NO 1 | SUBSTATION | Unknown | Unknown | Unknown | DISTRIBUTION | TNB | CHERAS | Unknown | 75 |  |  |  | Unknown |  | LINE |  | 28 | 630.000 A | 0.63 | 50 | 20 | B01914 | Unknown |  |  |  |  | 0 | BERKAT HASIL NO 1 |  | 3
256944279 | B01916 |  | 6798891 | 6798890 | BCRS/PCE/J00401/MBB01914 | 300011125 | Existing | RYB | BLKG-1 | B01917 CHOY AH BEE | CLOSED | CLOSED | LINK | 12.000 kV | 11 kV | GAS | 1999-11-01 | 1999 | B993511 |  | FALCON BETA | TAMCO |  |  | BERKAT HASIL NO 1 | SUBSTATION | Unknown | Unknown | Unknown | DISTRIBUTION | TNB | CHERAS | Unknown | 75 |  |  |  | Unknown |  | LINE |  | 28 | 630.000 A | 0.63 | 50 | 20 | B01916 | Unknown |  |  |  |  | 0 | BERKAT HASIL NO 1 |  | 3
256944597 | B01930 | B01930 | 6801622 | 6801621 | BCRS/PCE/J00396/MB | 300011095 | Existing | RYB | MINE-9 | B02783 UNITED U-LI(M) SDN BHD | CLOSED | CLOSED | LINK | 12.000 kV | 11 kV | GAS | 1997-11-11 | 1997 | B971847 |  | FALCON BETA | TAMCO | B971847 |  | EVERLAST ALUMINIUM (M) SB | SUBSTATION | Unknown | Unknown | Unknown | DISTRIBUTION | TNB | CHERAS | Unknown | 75 |  |  |  | Unknown |  | LINE |  | 28 | 630.000 A | 0.63 | 50 | 20 | B01930 | Unknown |  |  |  |  | 0 | EVERLAST ALUMINIUM (M) SDN BHD |  | 3
256944602 | B01932 | B01932 | 6801634 | 6801633 | BCRS/PCE/J00396/MB | 300011095 | Existing | RYB | MINE-9 | B06446 GOLDFOX IND. | CLOSED | CLOSED | LINK | 12.000 kV | 11 kV | GAS | 1997-11-11 | 1997 | B971847 |  | FALCON BETA | TAMCO | B971847 |  | EVERLAST ALUMINIUM (M) SB | SUBSTATION | Unknown | Unknown | Unknown | DISTRIBUTION | TNB | CHERAS | Unknown | 75 |  |  |  | Unknown |  | LINE |  | 28 | 630.000 A | 0.63 | 50 | 20 | B01932 | Unknown |  |  |  |  | 0 | EVERLAST ALUMINIUM (M) SDN BHD |  | 3
256944624 | B01272 | PE TAN CHENG KAY | 6801669 | 6801668 | BCRS/PCE/J00284/MBB01272 | 300010033 | Existing | RYB | PBEL(P)-5 | B01271 PE TAN CHENG KAY | CLOSED | CLOSED | LINK | 12.000 kV | 11 kV | GAS | 2005-11-01 | 0 | F964637 | Unknown | MERLIN GERIN | TAMCO | F964637 |  | EXZULA LANDSCAPE | SUBSTATION | Unknown | Unknown | Unknown | DISTRIBUTION | TNB | CHERAS | Unknown | 75 |  |  | Unknown | Unknown |  | Unknown |  | 28 | 630.000 A | 18.4 | 50 | 18.4 | B01272 | Unknown |  |  |  |  | 0 | EXSULA LANDSCAPE SDN BHD |  | 3
256944629 | B01274 | PPU PBEL(P) CB 5 | 6801681 | 6801680 | BCRS/PCE/J00284/MBB01272 | 300010033 | Existing | RYB | PBEL(P)-5 | PPU PBEL(P) CB 5 | CLOSED | CLOSED | LINK | 12.000 kV | 11 kV | GAS | 2005-11-01 | 0 | F964637 | Unknown | MERLIN GERIN | TAMCO | F964637 |  | EXZULA LANDSCAPE | SUBSTATION | Unknown | Unknown | Unknown | DISTRIBUTION | TNB | CHERAS | Unknown | 75 |  |  | Unknown | Unknown |  | Unknown |  | 28 | 630.000 A | 18.4 | 50 | 18.4 | B01274 | Unknown |  |  |  |  | 0 | EXSULA LANDSCAPE SDN BHD |  | 3
256944651 | B06444 | PE PDT JEMCO VENTURE S/B | 6801742 | 6801741 | BCRS/PCE/J00011/MB06444 | 300266856 | Existing | RYB | MINE-9 | B13551 PE PDT JEMCO VENTURE S/B | CLOSED | CLOSED | LINK | 11.000 kV | 11 kV | GAS | 2001-11-11 | 2001 | 0112S026 |  | INDKOM | INDKOM | 0112S026 |  | GOLDFOX IND | SUBSTATION | Unknown | Unknown | Unknown | DISTRIBUTION | TNB | CHERAS | Unknown | 75 |  |  |  | Unknown |  | LINE |  | 28 | 630.000 A | 0.63 | 50 | 22 | B06444 | Unknown |  |  |  |  | 0 | GOLD FOX IND |  | 3
256944656 | B06446 | B06446 | 6801754 | 6801753 | BCRS/PCE/J00011/MB06444 | 300266856 | Existing | RYB | MINE-9 | B01932 PE EVERLAST ALUMINIUM (M) S/B | CLOSED | CLOSED | LINK | 11.000 kV | 11 kV | GAS | 2001-11-11 | 2001 | 0112S026 |  | INDKOM | INDKOM | 0112S026 |  | GOLDFOX IND | SUBSTATION | Unknown | Unknown | Unknown | DISTRIBUTION | TNB | CHERAS | Unknown | 75 |  |  |  | Unknown |  | LINE |  | 28 | 630.000 A | 0.63 | 50 | 22 | B06446 | Unknown |  |  |  |  | 0 | GOLD FOX IND |  | 3
256944751 | B01335 | B01335 | 6803704 | 6803703 | BCRS/PCE/J00785/MBB01333 | 300272352 | Existing | RYB | CJYA-3 | LAKSANA REALITY | CLOSED | CLOSED | LINK | 12.000 kV | 11 kV | GAS | 18/11/1998 | 1998 | B982856 |  | FALCON BETA | TAMCO | B982856 | N/A | REYLON PRODUCTS | SUBSTATION | Unknown | Unknown | Unknown | DISTRIBUTION | TNB | CHERAS | Unknown | 75 |  |  | Unknown | Unknown |  | LINE |  | 28 | 630.000 A | 0.63 | 50 | 20 | B01335 | NO | N/A |  |  |  | 0 | REVLON PRODUCTS SDN BHD |  | 3
256944756 | B01333 | B01333 | 6803716 | 6803715 | BCRS/PCE/J00785/MBB01333 | 300272352 | Existing | RYB | CJYA-3 | LOT 1906 KPB 9 | CLOSED | CLOSED | LINK | 12.000 kV | 11 kV | GAS | 18/11/1998 | 1998 | B982856 |  | FALCON BETA | TAMCO | B982856 | N/A | REYLON PRODUCTS | SUBSTATION | Unknown | Unknown | Unknown | DISTRIBUTION | TNB | CHERAS | Unknown | 75 |  |  | Unknown | Unknown |  | LINE |  | 28 | 630.000 A | 0.63 | 50 | 20 | B01333 | NO | N/A |  |  |  | 0 | REVLON PRODUCTS SDN BHD |  | 3
256944788 | B08183 | B08183 | 6803978 | 6804017 |  |  | Existing | RYB |  | B08714 LOOPING | CLOSED | CLOSED | LINK | 12.000 kV | 11 kV | GAS |  | 2005 | 2L1T369 |  | VEI | VEI | 7568 | N/A | BELIA IKBN NO 3 DUSUN TUA | SUBSTATION | Unknown | Unknown | Unknown | DISTRIBUTION | TNB | CHERAS | Unknown | 75 |  |  | Unknown | Unknown |  | LINE |  | 28 | 630.000 A | 0.63 | 50 | 20 | B08183 | NO | N/A |  |  |  | 0 | IKBN DUSUN TUA (3) |  | 3
256944794 | B08714 | B08714 | 6803983 | 6803991 | BCRS/PCE/J00473/MB | 300431568 | Existing | RYB |  | B08183 LOOPING | CLOSED | CLOSED | LINK | 12.000 kV | 11 kV | GAS | 2005-11-01 | 2005 | 2L1T369 |  | TOPRANK | TOPRANK | 2L1T369 | N/A | BELIA IKBN NO 3 DUSUN TUA | SUBSTATION | Unknown | Unknown | Unknown | DISTRIBUTION | TNB | CHERAS | Unknown | 75 |  |  | Unknown | Unknown |  | LINE |  | 28 | 630.000 A | 0.63 | 50 | 20 | B08714 | NO | N/A |  |  |  | 0 | IKBN DUSUN TUA (3) |  | 3
256944803 | B08716 | B08716 | 6804025 | 6804028 | BCRS/PCE/J00473/MB | 300431568 | Existing | RYB |  | B08182 IKBN DUSUN TUA NO 4 | CLOSED | CLOSED | LINK | 12.000 kV | 11 kV | GAS | 2005-11-01 | 2005 | 2L1T369 |  | TOPRANK | TOPRANK | 2L1T369 | N/A | BELIA IKBN NO 3 DUSUN TUA | SUBSTATION | Unknown | Unknown | Unknown | DISTRIBUTION | TNB | CHERAS | Unknown | 75 |  |  | Unknown | Unknown |  | LINE |  | 28 | 630.000 A | 0.63 | 50 | 20 | B08716 | NO | N/A |  |  |  | 0 | IKBN DUSUN TUA (3) |  | 3
256944811 | B08185 | B08185 | 6804031 | 6804033 |  |  | Existing | RYB |  | B08186 BELIA IKBN DSN TUA NO 2 | CLOSED | CLOSED | LINK | 12.000 kV | 11 kV | GAS |  | 2005 | 2L1T369 |  | VEI | VEI | 7568 | N/A | BELIA IKBN NO 3 DUSUN TUA | SUBSTATION | Unknown | Unknown | Unknown | DISTRIBUTION | TNB | CHERAS | Unknown | 75 |  |  | Unknown | Unknown |  | LINE |  | 28 | 630.000 A | 0.63 | 50 | 20 | B08185 | NO | N/A |  |  |  | 0 | IKBN DUSUN TUA (3) |  | 3
256944827 | B08180 | B08180 | 6804154 | 6804171 | BCRS/PCE/J00474/MB | 300431569 | Existing | RYB |  | B08704 IKBN DUSUN TUA NO 5 | CLOSED | CLOSED | LINK | 12.000 kV | 11 kV | GAS | 2005-11-01 | 2005 | 1058 |  | VEI | VEI | 1058 | N/A | BELIA IKBN DUSUN TUA NO 4 | SUBSTATION | Unknown | Unknown | Unknown | DISTRIBUTION | TNB | CHERAS | Unknown | 75 |  |  | Unknown | Unknown |  | LINE |  | 28 | 630.000 A | 0.63 | 50 | 20 | B08180 | NO | N/A |  |  |  | 0 | IKBN DUSUN TUA (4) |  | 3
256944831 | B08182 | B08182 | 6804155 | 6804164 | BCRS/PCE/J00474/MB | 300431569 | Existing | RYB |  | B08716 IKBN DUSUN TUA NO 3 | CLOSED | CLOSED | LINK | 12.000 kV | 11 kV | GAS | 2005-11-01 | 2005 | 1058 |  | VEI | VEI | 1058 | N/A | BELIA IKBN DUSUN TUA NO 4 | SUBSTATION | Unknown | Unknown | Unknown | DISTRIBUTION | TNB | CHERAS | Unknown | 75 |  |  | Unknown | Unknown |  | LINE |  | 28 | 630.000 A | 0.63 | 50 | 20 | B08182 | NO | N/A |  |  |  | 0 | IKBN DUSUN TUA (4) |  | 3
256944854 | B02216 |  | 6803808 | 6803825 | BCRS/PCE/J00112/MBB02216 | 300004520 | Existing | RYB | TMASS-10 | B02214 PKNS SG MACAU | CLOSED | CLOSED | LINK | 12.000 kV | 11 kV | GAS | 1996-11-01 | 1996 | B960921 |  | FALCON BETA | TAMCO | B960921 |  | KG BARU CINA SG MACAU | Unknown | Unknown | Unknown | Unknown | DISTRIBUTION | TNB | CHERAS | Unknown | 75 |  |  |  | Unknown |  | LINE |  | 28 | 630.000 A | 0.63 | 50 | 20 | B02216 | [5 empty] | 0 | KG BARU CINA SG. MACAU |  | 3
256944858 | B09413 | B09413 | 6803809 | 6803818 | BCRS/PCE/J00112/MBB02216 | 300004520 | Existing | RYB | TMASS-10 | B02218 CG MEDICAL INDUSTRIES | CLOSED | CLOSED | LINK | 12.000 kV | 11 kV | GAS | 1996-11-01 | 1996 | B960921 |  | FALCON BETA | TAMCO | B960921 |  | KG BARU CINA SG MACAU | Unknown | Unknown | Unknown | Unknown | DISTRIBUTION | TNB | CHERAS | Unknown | 75 |  |  |  | Unknown |  | LINE |  | 28 | 630.000 A | 0.63 | 50 | 20 | B09413 | [5 empty] | 0 | KG BARU CINA SG. MACAU |  | 3
256945183 | B01514 | PE BERKAT PLASIK S/B | 6830743 | 6830742 | BCRS/PCE/J00299/MB | 300010185 | Existing | RYB | CJYA-4 | B01513 PE BERKAT PLASIK S/B | CLOSED | CLOSED | LINK | 16.000 kV | 11 kV | GAS | 1994-11-11 | 0 | KSS/1378 | Unknown | INDKOM | EPE | 153013114070DE | N/A | GELOMBANG CEKAL (GAY KIM) | SUBSTATION | Unknown | Unknown | Unknown | DISTRIBUTION | TNB | CHERAS | Unknown | 75 |  |  | Unknown | Unknown |  | LINE |  | 28 | 630.000 A | 20 | 50 | 20 | B01514 | NO | N/A |  |  |  | 0 | GELOMBANG CEKAL SDN BHD |  | 3
256945187 | B01516 | PE ES METAL | 6830746 | 6830745 | BCRS/PCE/J00299/MB | 300010185 | Existing | RYB | CJYA-4 | B01520 PE ES METAL | CLOSED | CLOSED | LINK | 16.000 kV | 11 kV | GAS | 1994-11-11 | 0 | KSS/1378 | Unknown | INDKOM | EPE | 153013114070DE | N/A | GELOMBANG CEKAL (GAY KIM) | SUBSTATION | Unknown | Unknown | Unknown | DISTRIBUTION | TNB | CHERAS | Unknown | 75 |  |  | Unknown | Unknown |  | LINE |  | 28 | 630.000 A | 20 | 50 | 20 | B01516 | NO | N/A |  |  |  | 0 | GELOMBANG CEKAL SDN BHD |  | 3
256945210 | B01584 |  | 6805781 | 6805780 | BCRS/PCE/J00317/MBB01584 | 300510427 | Existing | RYB | CJYA-7 | B01583 SOUTH EAST ASIA NO 2 | CLOSED | CLOSED | LINK | 11.000 kV | 11 kV | GAS |  | 0 | L07110-35L |  | SIEMENS | SIEMENS | TBW30029717967-06 1000/002 |  | NEW ENGINEERING (M) SB | Unknown | Unknown | Unknown | Unknown | DISTRIBUTION | TNB | CHERAS | Unknown | 75 |  |  |  | Unknown |  |  |  | 28 | 400.000 A | 0.2 | 50 | 20 | B01584 | [5 empty] | 0 | NEW ENGINEERING |  | 3
256945214 | B01586 |  | 6805784 | 6805783 | BCRS/PCE/J00317/MBB01584 | 300510427 | Existing | RYB | CJYA-7 | B01587 SEA INDUSTRIES | CLOSED | CLOSED | LINK | 11.000 kV | 11 kV | GAS |  | 0 | J 2341/1/4/84 |  | SIEMENS | SIEMENS | TBW30029717967-06 1000/002 |  | NEW ENGINEERING (M) SB | Unknown | Unknown | Unknown | Unknown | DISTRIBUTION | TNB | CHERAS | Unknown | 75 |  |  |  | Unknown |  |  |  | 28 | 400.000 A | 0.63 | 50 | 20 | B01586 | [5 empty] | 0 | NEW ENGINEERING |  | 3
256945829 | B05158 | PE TMN HARMONI INDAH NO.2 | 6788617 | 6788630 | BCRS/PCE/J00010/MBB05158 | 300003275 | Existing | RYB | PBEL(P)-1 | B05155 PE TMN HARMONI INDAH NO.2 | CLOSED | CLOSED | LINK | 11.000 kV | 11 kV | GAS | 2013-11-01 | 2001 | 0109S061 | Unknown | F_and_G | INDKOM | 0109S061 |  | TMN HARMONI INDAH NO 1 | SUBSTATION | Unknown | Unknown | Unknown | DISTRIBUTION | TNB | CHERAS | Unknown | 75 |  |  | Unknown | Unknown |  | Unknown |  | 28 | 630.000 A | 0.63 | 50 | 22 | B05158 | Unknown |  |  |  |  | 0 | TMN HARMONI INDAH NO 1 |  | 3
256945833 | B05159 | PE BESI UNION | 6788618 | 6788634 | BCRS/PCE/J00010/MBB05158 | 300003275 | Existing | RYB | PBEL(P)-1 | B02894 PE BESI UNION | CLOSED | CLOSED | LINK | 11.000 kV | 11 kV | GAS | 2013-11-01 | 2001 | 0109S061 | Unknown | F_and_G | INDKOM | 0109S061 |  | TMN HARMONI INDAH NO 1 | SUBSTATION | Unknown | Unknown | Unknown | DISTRIBUTION | TNB | CHERAS | Unknown | 75 |  |  | Unknown | Unknown |  | Unknown |  | 28 | 630.000 A | 0.63 | 50 | 22 | B05159 | Unknown |  |  |  |  | 0 | TMN HARMONI INDAH NO 1 |  | 3
256945861 | B08937 | B08937 | 6789458 | 6789471 | BCRS/PCE/J00556/MBB08934 | 300268523 | Existing | RYB | PBEL(P)-2 | B05545 TMN JUARA JAYA | CLOSED | CLOSED | LINK | 12.000 kV | 11 kV | GAS | 2003-11-11 | 2003 | D231709 | Unknown | FALCON BETA | TAMCO | D231709 |  | TAMAN SERI BELIMBING | Unknown | Unknown | Unknown | Unknown | DISTRIBUTION | TNB | CHERAS | Unknown | 75 |  |  | Unknown | Unknown |  | LINE |  | 28 | 630.000 A | 0.63 | 50 | 20 | B08937 | Unknown |  |  |  |  | 0 | TAMAN SERI BELIMBING |  | 3
256945875 | B08934 | B08934 | 6789469 | 6789485 | BCRS/PCE/J00556/MBB08934 | 300268523 | Existing | RYB | PBEL(P)-2 | B02876 BKT BELIMBING NO 4 | CLOSED | CLOSED | LINK | 12.000 kV | 11 kV | GAS | 2003-11-11 | 2003 | D231709 | Unknown | FALCON BETA | TAMCO | D231709 |  | TAMAN SERI BELIMBING | SUBSTATION | Unknown | Unknown | Unknown | DISTRIBUTION | TNB | CHERAS | Unknown | 75 |  |  | Unknown | Unknown |  | LINE |  | 28 | 630.000 A | 0.63 | 50 | 20 | B08934 | Unknown |  |  |  |  | 0 | TAMAN SERI BELIMBING |  | 3
256945891 | B01939 | B01939 | 6789835 | 6789846 | BCRS/PCE/J00085/MBB02312 | 300004403 | Existing | RYB | PBEL(P)-14 | B04717 PE ASAS EKUITI | CLOSED | OPEN | LINK | 12.000 kV | 11 kV | GAS | 1998-11-01 | 1998 | B982901 | Unknown | FALCON BETA | TAMCO | B982901 |  | VESSELTECH | Unknown | Unknown | Unknown | Unknown | DISTRIBUTION | TNB | CHERAS | Unknown | 75 |  |  | Unknown | Unknown |  | LINE |  | 28 | 630.000 A | 0.63 | 50 | 20 | B01939 | Unknown |  |  |  |  | 0 | VESSELTECH ENGINEERING BHD |  | 3
256945900 | B01941 | B01941 | 6789841 | 6789855 | BCRS/PCE/J00085/MBB02312 | 300004403 | Existing | RYB | PBEL(P)-14 | B01935 PE PADAT HON SIN | CLOSED | CLOSED | LINK | 12.000 kV | 11 kV | GAS | 1998-11-01 | 1998 | B982901 | Unknown | FALCON BETA | TAMCO | B982901 |  | VESSELTECH | SUBSTATION | Unknown | Unknown | Unknown | DISTRIBUTION | TNB | CHERAS | Unknown | 75 |  |  | Unknown | Unknown |  | LINE |  | 28 | 630.000 A | 0.63 | 50 | 20 | B01941 | Unknown |  |  |  |  | 0 | VESSELTECH ENGINEERING BHD |  | 3
256945923 | B07778 | PE TMN SG BESI INDAH NO 4 | 6790388 | 6790401 |  |  | Existing | RYB | MINE-7 | B02913 PE TMN SG BESI INDAH NO 4 | CLOSED | CLOSED | LINK | 12.000 kV | 11 kV | GAS |  | 2004 | D242604 | Unknown | FALCON BETA | TAMCO | D242604 |  | KONDOMINIUM DESA SAUJANA | SUBSTATION | Unknown | Unknown | Unknown | DISTRIBUTION | TNB | CHERAS | Unknown | 75 |  |  | Unknown | Unknown |  | Unknown |  | 28 | 630.000 A | 0.63 | 50 | 20 | B07778 | Unknown |  |  |  |  | 0 | KONDOMINIUM DESA SAUJANA |  | 3
256945937 | B07775 | PE TMN SG BESI INDAH NO:2 | 6790399 | 6790415 |  |  | Existing | RYB | MINE-7 | B02914 PE TMN SG BESI INDAH NO:2 | CLOSED | CLOSED | LINK | 12.000 kV | 11 kV | GAS |  | 2004 | D242604 | Unknown | FALCON BETA | TAMCO | D242604 |  | KONDOMINIUM DESA SAUJANA | SUBSTATION | Unknown | Unknown | Unknown | DISTRIBUTION | TNB | CHERAS | Unknown | 75 |  |  | Unknown | Unknown |  | Unknown |  | 28 | 630.000 A | 0.63 | 50 | 20 | B07775 | Unknown |  |  |  |  | 0 | KONDOMINIUM DESA SAUJANA |  | 3
256945953 | B02879 | B02879 | 6790497 | 6790508 | BCRS/PCE/J00393/MBB02879 | 300011077 | Existing | RYB | PBEL(P)-2 | B02878 PE BUKIT BELIMBING NO 4 | CLOSED | CLOSED | LINK | 12.000 kV | 11 kV | GAS | 2011-11-11 | 0 | R17161-52H | Unknown | F_and_G | INDKOM | N/A |  | BKT BELIMBING NO 3 | SUBSTATION | Unknown | Unknown | Unknown | DISTRIBUTION | TNB | CHERAS | Unknown | 75 |  |  | Unknown | Unknown |  | LINE |  | 28 | 630.000 A | 0.63 | 50 | 20 | B02879 | Unknown |  |  |  |  | 0 | BUKIT BELIMBING NO 3 |  | 3
256945962 | B02881 | B02881 | 6790503 | 6790517 | BCRS/PCE/J00393/MBB02879 | 300011077 | Existing | RYB | PBEL(P)-2 | B02882 PE BKT BELIMBING NO.2 | CLOSED | CLOSED | LINK | 12.000 kV | 11 kV | GAS | 2011-11-11 | 0 | R17161-51R | Unknown | F_and_G | INDKOM | H97051-133H |  | BKT BELIMBING NO 3 | SUBSTATION | Unknown | Unknown | Unknown | DISTRIBUTION | TNB | CHERAS | Unknown | 75 |  |  | Unknown | Unknown |  | LINE |  | 28 | 630.000 A | 0.63 | 50 | 20 | B02881 | Unknown |  |  |  |  | 0 | BUKIT BELIMBING NO 3 |  | 3
256945980 | B09384 | B09384 | 6790601 | 6790612 | BCRS/PCE/J00648/MBB09382 | 300270358 | Existing | RYB | PBEL(P)-2 | B10803 PE GOLDEN STAR CRYSTAL SDN.BHD | CLOSED | CLOSED | LINK | 12.000 kV | 11 kV | GAS | 2007-11-11 | 2007 | B2712945 | Unknown | FALCON BETA | TAMCO | B2712945 |  | KENT LEE (M) S/B | SUBSTATION | Unknown | Unknown | Unknown | DISTRIBUTION | TNB | CHERAS | Unknown | 75 |  |  | Unknown | Unknown |  | LINE |  | 28 | 630.000 A | 0.63 | 50 | 20 | B09384 | Unknown |  |  |  |  | 0 | KENTLEE (M) SDN BHD |  | 3
256945989 | B09382 | B09382 | 6790607 | 6790621 | BCRS/PCE/J00648/MBB09382 | 300270358 | Existing | RYB | PBEL(P)-2 | B10321 PE PIONEER ALUMINIUM LOT 1870 | CLOSED | CLOSED | LINK | 12.000 kV | 11 kV | GAS | 2007-11-11 | 2007 | B2712945 | Unknown | FALCON BETA | TAMCO | B2712945 |  | KENT LEE (M) S/B | SUBSTATION | Unknown | Unknown | Unknown | DISTRIBUTION | TNB | CHERAS | Unknown | 75 |  |  | Unknown | Unknown |  | LINE |  | 28 | 630.000 A | 0.63 | 50 | 20 | B09382 | Unknown |  |  |  |  | 0 | KENTLEE (M) SDN BHD |  | 3
256946014 | B01902 |  | 6795154 | 6795153 | BCRS/PCE/J00403/MB | 300431444 | Existing | RYB | BLKG-1 | B01901 MASTER JAYA | CLOSED | CLOSED | LINK | 12.000 kV | 11 kV | GAS | 2005-11-01 | 2005 | 1267 |  | VEI | VEI | N/A |  | KINMA RUBBER IND SB | SUBSTATION | Unknown | Unknown | Unknown | DISTRIBUTION | TNB | CHERAS | Unknown | 75 |  |  |  | Unknown |  | LINE |  | 28 | 630.000 A | 20 | 50 | 20 | B01902 | Unknown |  |  |  |  | 0 | KINMA RUBBER |  | 3
256946018 | B01904 |  | 6795157 | 6795156 | BCRS/PCE/J00403/MB | 300431444 | Existing | RYB | BLKG-1 | B01907 TMN SRI TIMAH | CLOSED | CLOSED | LINK | 12.000 kV | 11 kV | GAS | 2005-11-01 | 2005 | 1267 |  | VEI | VEI | N/A |  | KINMA RUBBER IND SB | SUBSTATION | Unknown | Unknown | Unknown | DISTRIBUTION | TNB | CHERAS | Unknown | 75 |  |  |  | Unknown |  | LINE |  | 28 | 630.000 A | 0.63 | 50 | 20 | B01904 | [5 empty] | 0 | KINMA RUBBER |  | 3
256946040 | B01919 | PE YAP KON FAH | 6988968 | 6988967 | BCRS/PCE/J00400/MBB01917 | 300011119 | Existing | RYB | PBEL(P)-1 | B01920 PE YAP KON FAH | CLOSED | CLOSED | LINK | 12.000 kV | 11 kV | GAS | 1999-11-01 | 1999 | B993379 | Unknown | FALCON BETA | TAMCO | B993379 |  | CHOY AH BEE & SONS SB | SUBSTATION | Unknown | Unknown | Unknown | DISTRIBUTION | TNB | CHERAS | Unknown | 75 |  |  | Unknown | Unknown |  | Unknown |  | 28 | 630.000 A | 0.63 | 50 | 20 | B01919 | Unknown |  |  |  |  | 0 | CHOY AH BEE & SONS SDN BHD |  | 3
256946045 | B01917 | PE BERKAT HASIL NO 1 | 6988974 | 6988973 | BCRS/PCE/J00400/MBB01917 | 300011119 | Existing | RYB | PBEL(P)-1 | B01916 PE BERKAT HASIL NO 1 | CLOSED | CLOSED | LINK | 12.000 kV | 11 kV | GAS | 1999-11-01 | 1999 | B993379 | Unknown | FALCON BETA | TAMCO | B993379 |  | CHOY AH BEE & SONS SB | SUBSTATION | Unknown | Unknown | Unknown | DISTRIBUTION | TNB | CHERAS | Unknown | 75 |  |  | Unknown | Unknown |  | Unknown |  | 28 | 630.000 A | 0.63 | 50 | 20 | B01917 | Unknown |  |  |  |  | 0 | CHOY AH BEE & SONS SDN BHD |  | 3
256946362 | B02153 |  | 6992596 | 6992595 | BCRS/PCE/J00016/MB1 | 300004111 | Existing | RYB | TSGR-6 | B08655 FRU | CLOSED | CLOSED | LINK | 12.000 kV | 11 kV | GAS | 1984-11-01 | 1999 | B993548 |  | FALCON BETA | TAMCO | B993548 |  | PEJABAT HUTAN CHERAS | Unknown | Unknown | Unknown | Unknown | DISTRIBUTION | TNB | CHERAS | Unknown | 75 |  |  |  | Unknown |  | LINE |  | 28 | 630.000 A | 0.63 | 50 | 20 | B02153 | [5 empty] | 0 | PEJABAT HUTAN CHERAS |  | 3
256946367 | B02155 |  | 6992602 | 6992601 | BCRS/PCE/J00016/MB1 | 300004111 | Existing | RYB | TSGR-6 | PE TAMAN CHERAS ZEN | CLOSED | CLOSED | LINK | 12.000 kV | 11 kV | GAS | 1984-11-01 | 1999 | B993548 |  | FALCON BETA | TAMCO | B993548 |  | PEJABAT HUTAN CHERAS | Unknown | Unknown | Unknown | Unknown | DISTRIBUTION | TNB | CHERAS | Unknown | 75 |  |  |  | Unknown |  | LINE |  | 28 | 630.000 A | 0.63 | 50 | 20 | B02155 | [5 empty] | 0 | PEJABAT HUTAN CHERAS |  | 3
256946389 | B03966 | B06868 BF ASSET MANAGEMENTS | 7004669 | 7004668 | BCRS/PCE/J00860/MB1 | 300444778 | Existing | RYB |  | B06868 PE BF ASSET MANAGEMENT S/B | CLOSED | CLOSED | LINK | 12.000 kV | 11 kV | GAS | 1998-11-01 | 1995 | B950651 | Unknown | EPE | TAMCO | B950651 |  | LIM KOK YEONG SIMPANG BALAK | SUBSTATION | Unknown | Unknown | Unknown | DISTRIBUTION | TNB | CHERAS | Unknown | 75 |  |  | Unknown | Unknown |  | LINE |  | 28 | 630.000 A | 0.63 | 50 | 20 | B03966 | Unknown |  |  |  |  | 0 | LIM KOK YEONG |  | 3
256946394 | B03968 | B03969 ABD KARIM | 7004675 | 7004674 | BCRS/PCE/J00860/MB1 | 300444778 | Existing | RYB |  | B03969 PE ABDUL KARIM B MANAN | CLOSED | CLOSED | LINK | 12.000 kV | 11 kV | SF6 | 1998-11-01 | 1995 | B950651 | Unknown | EPE | TAMCO | SF6 253 |  | LIM KOK YEONG SIMPANG BALAK | SUBSTATION | Unknown | Unknown | Unknown | DISTRIBUTION | TNB | CHERAS | Unknown | 75 |  |  | Unknown | Unknown |  | LINE |  | 28 | 630.000 A | 0.63 | 50 | 20 | B03968 | Unknown |  |  |  |  | 0 | LIM KOK YEONG |  | 3
256946421 | B06801 | PE TAMAN BAYU SEKAMAT | 7007724 | 7007723 | BCRS/PCE/J00853/MBB06801 |  | Existing | RYB | SJIM-6 | B12274 PE TAMAN BAYU SEKAMAT | CLOSED | OPEN | LINK | 12.000 kV | 11 kV | GAS |  | 2002 | E220556 | Unknown | FALCON BETA | TAMCO | E220556 |  | TMN KASIH | SUBSTATION | Unknown | Unknown | Unknown | DISTRIBUTION | TNB | CHERAS | Unknown | 75 |  |  | Unknown | Unknown |  | Unknown |  | 28 | 630.000 A | 0.63 | 50 | 20 | B06801 | Unknown |  |  |  |  | 0 | TAMAN KASIH |  | 3
256946425 | B06804 | SPARE | 7007730 | 7007729 | BCRS/PCE/J00853/MBB06804 |  | Existing | RYB | SJIM-6 | SPARE | CLOSED | CLOSED | LINK | 12.000 kV | 11 kV | GAS |  | 2002 | E220556 | Unknown | FALCON BETA | TAMCO | E220556 |  | TMN KASIH | SUBSTATION | Unknown | Unknown | Unknown | DISTRIBUTION | TNB | CHERAS | Unknown | 75 |  |  | Unknown | Unknown |  | Unknown |  | 28 | 630.000 A | 0.63 | 50 | 20 | B06804 | Unknown |  |  |  |  | 0 | TAMAN KASIH |  | 3
256946429 | B06803 | PE TAMAN PINGGIRAN SEKAMAT | 7007735 | 7007734 | BCRS/PCE/J00853/MBB06803 |  | Existing | RYB | SJIM-6 | B10227 PE TAMAN PINGGIRAN SEKAMAT | CLOSED | OPEN | LINK | 12.000 kV | 11 kV | GAS |  | 2002 | E220556 | Unknown | TAMCO | TAMCO | E220536 |  | TMN KASIH | SUBSTATION | Unknown | Unknown | Unknown | DISTRIBUTION | TNB | CHERAS | Unknown | 75 |  |  | Unknown | Unknown |  | Unknown |  | 28 | 630.000 A | 0.63 | 50 | 20 | B06803 | Unknown |  |  |  |  | 0 | TAMAN KASIH |  | 3
256946451 | B08438 | B08438 | 7007808 | 7007807 | BCRS/PCE/J00550/MBB08436 | 300268504 | Existing | RYB | SGLN-3 | B12242 PE VIRIDIAN | CLOSED | CLOSED | LINK | 12.000 kV | 11 kV | GAS | 2005-11-01 | 2005 | B259598 | Unknown | FALCON BETA | VEI | B259598 |  | TAMAN CHERAS IDAMAN | SUBSTATION | Unknown | Unknown | Unknown | DISTRIBUTION | TNB | CHERAS | Unknown | 75 |  |  | Unknown | Unknown |  | Unknown |  | 28 | 630.000 A | 0.63 | 50 | 20 | B08438 | Unknown |  |  |  |  | 0 | TAMAN CHERAS IDAMAN |  | 3
256946456 | B08436 | B08436 | 7007814 | 7007813 | BCRS/PCE/J00550/MBB08436 | 300268504 | Existing | RYB | SGLN-3 | B02408 PE TMN RAKAN CHERAS NO 2 | CLOSED | CLOSED | LINK | 12.000 kV | 11 kV | GAS | 2005-11-01 | 2005 | B259598 | Unknown | FALCON BETA | VEI | B259598 |  | TAMAN CHERAS IDAMAN | SUBSTATION | Unknown | Unknown | Unknown | DISTRIBUTION | TNB | CHERAS | Unknown | 75 |  |  | Unknown | Unknown |  | Unknown |  | 28 | 630.000 A | 0.63 | 50 | 20 | B08436 | Unknown |  |  |  |  | 0 | TAMAN CHERAS IDAMAN |  | 3
256946485 | B09935 | B09935 | 7016714 | 7016713 |  |  | Existing | RYB | BTHO-4 | B07663 TMN ORKID NO 1 | CLOSED | CLOSED | LINK | 12.000 kV | 11 kV | GAS |  | 2006 | 23939 |  | VEI | VEI | 23939 | N/A | TMN ORKID JLN ORKID NO 5 | SUBSTATION | Unknown | Unknown | Unknown | DISTRIBUTION | TNB | CHERAS | Unknown | 75 |  |  | Unknown | Unknown |  | LINE |  | 28 | 630.000 A | 0.63 | 50 | 20 | B09935 | NO | N/A |  |  |  | 0 | TAMAN ORKID 5/1 |  | 3
256946490 | B09932 | B09932 | 7016724 | 7016723 |  |  | Existing | RYB | BTHO-4 | B10180 TMN ORKID, JLN ORKID 5/2 | CLOSED | CLOSED | LINK | 12.000 kV | 11 kV | GAS |  | 2006 | 23939 |  | VEI | VEI | 23939 | N/A | TMN ORKID JLN ORKID NO 5 | SUBSTATION | Unknown | Unknown | Unknown | DISTRIBUTION | TNB | CHERAS | Unknown | 75 |  |  | Unknown | Unknown |  | LINE |  | 28 | 630.000 A | 0.63 | 50 | 20 | B09932 | NO | N/A |  |  |  | 0 | TAMAN ORKID 5/1 |  | 3
256946986 | B01665 | BTHO VCB 2 | 6860419 | 6860418 | BCRS/PCE/J00121/MB1 | 300431093 | Existing | RYB | BTHO-2 | BTHO-2 | CLOSED | CLOSED | LINK | 12.000 kV | 11 kV | GAS | 2000-11-01 | 2003 | E230925 |  | FALCON BETA | INDKOM | E230925 |  | TMN CHERAS PERDANA NO 1 | Unknown | Unknown | Unknown | Unknown | DISTRIBUTION | TNB | CHERAS | Unknown | 75 |  |  |  | Unknown |  |  |  | 28 | 630.000 A | 0.63 | 50 | 20 | B01665 | [5 empty] | 0 | TMN CHERAS PERDANA NO 1 |  | 3
256946990 | B01663 | FIRST SUPERMARKET | 6860425 | 6860424 | BCRS/PCE/J00121/MB1 | 300431093 | Existing | RYB | BTHO-2 | B01662 FIRST SUPERMARKET | CLOSED | CLOSED | LINK | 12.000 kV | 11 kV | GAS | 2000-11-01 | 2003 | E230925 |  | FALCON BETA | INDKOM | E230925 |  | TMN CHERAS PERDANA NO 1 | Unknown | Unknown | Unknown | Unknown | DISTRIBUTION | TNB | CHERAS | Unknown | 75 |  |  |  | Unknown |  |  |  | 28 | 630.000 A | 0.63 | 50 | 20 | B01663 | [5 empty] | 0 | TMN CHERAS PERDANA NO 1 |  | 3
256946994 | B01666 |  | 6860430 | 6860429 | BCRS/PCE/J00121/MB1 | 300431093 | Existing | RYB | BTHO-2 | B01667 CHERAS PERDANA RIA | CLOSED | CLOSED | LINK | 12.000 kV | 11 kV | GAS | 2000-11-01 | 2003 | E230925 | Unknown | FALCON BETA | INDKOM | E230925 |  | TMN CHERAS PERDANA NO 1 | Unknown | Unknown | Unknown | Unknown | DISTRIBUTION | TNB | CHERAS | Unknown | 75 |  |  |  | Unknown |  | Unknown |  | 28 | 630.000 A | 0.63 | 50 | 20 | B01666 | Unknown |  |  |  |  | 0 | TMN CHERAS PERDANA NO 1 |  | 3
256947016 | B01501 | B01501 | 6869660 | 6869659 | BCRS/PCE/J00185/MBB01499 | 300005538 | Existing | RYB | SGLN-1 | B01502 PE TAMAN INDAH NO. 2 | CLOSED | CLOSED | LINK | 11.000 kV | 11 kV | OIL | 1990-11-01 | 0 | J3211/18/81 |  | TAMCO | TAMCO | J2890/2/11/20 |  | TMN INDAH NO 1 | SUBSTATION | Unknown | Unknown | Unknown | DISTRIBUTION | TNB | CHERAS | Unknown | 75 |  |  | Unknown | Unknown |  | LINE |  | 28 | 400.000 A | 0.63 | 50 | 20 | B01501 | Unknown |  |  |  |  | 0 | TAMAN INDAH |  | 3
256947021 | B01499 | B01499 | 6869672 | 6869671 | BCRS/PCE/J00185/MBB01499 | 300005538 | Existing | RYB | SGLN-1 | B01498 PE BT 11 CHERAS | CLOSED | CLOSED | LINK | 11.000 kV | 11 kV | OIL | 1990-11-01 | 0 | J3126/1/2A/599 |  | TAMCO CUTLER HAMMER | TAMCO | J2890/2/11/20 |  | TMN INDAH NO 1 | SUBSTATION | Unknown | Unknown | Unknown | DISTRIBUTION | TNB | CHERAS | Unknown | 75 |  |  | Unknown | Unknown |  | LINE |  | 28 | 400.000 A | 0.63 | 50 | 20 | B01499 | Unknown |  |  |  |  | 0 | TAMAN INDAH |  | 3
256947043 | B01498 | B01498 | 6855567 | 6855566 | BCRS/PCE/J00186/MBB01496 | 300005544 | Existing | RYB | SGLN-1 | B01499 TMN INDAH | CLOSED | CLOSED | LINK | 12.000 kV | 11 kV | GAS | 1998-11-01 | 1998 | B982568 | Unknown | FALCON BETA | TAMCO | B982568 |  | KG BARU CHERAS BT 11 | SUBSTATION | Unknown | Unknown | Unknown | DISTRIBUTION | TNB | CHERAS | Unknown | 75 |  |  | Unknown | Unknown |  | LINE |  | 28 | 630.000 A | 0.63 | 50 | 20 | B01498 | Unknown |  |  |  |  | 0 | KAMPUNG BARU CHERAS BATU 11 |  | 3
256947048 | B01496 | B01496 | 6855579 | 6855578 | BCRS/PCE/J00186/MBB01496 | 300005544 | Existing | RYB | SGLN-1 | B01495 S'LANGOR PAPER MILL | OPEN | CLOSED | LINK | 12.000 kV | 11 kV | GAS | 1998-11-01 | 1998 | B982568 | Unknown | FALCON BETA | TAMCO | B982568 |  | KG BARU CHERAS BT 11 | SUBSTATION | Unknown | Unknown | Unknown | DISTRIBUTION | TNB | CHERAS | Unknown | 75 |  |  | Unknown | Unknown |  | LINE |  | 28 | 630.000 A | 0.63 | 50 | 20 | B01496 | Unknown |  |  |  |  | 0 | KAMPUNG BARU CHERAS BATU 11 |  | 3
256947105 | B01632 |  | 6856901 | 6856900 | BCRS/PCE/J00131/MBB01630 | 300005171 | Existing | RYB | BTHO-3 | C.PERDANA NO 7 | CLOSED | CLOSED | LINK | 12.000 kV | 11 kV | GAS | 1996-11-11 | 1996 | B960891 |  | TAMCO | TAMCO | B960891 |  | PEJABAT TAPAK CHERAS PERDANA | Unknown | Unknown | Unknown | Unknown | DISTRIBUTION | TNB | CHERAS | Unknown | 75 |  |  | Unknown | Unknown |  | LINE |  | 28 | 630.000 A | 0.63 | 50 | 20 | B01632 | [5 empty] | 0 | PEJABAT TAPAK CHERAS PERDANA |  | 3
256947109 | B01630 |  | 6856904 | 6856903 | BCRS/PCE/J00131/MBB01630 | 300005171 | Existing | RYB | BTHO-3 | B01623 SRI INDAH | CLOSED | CLOSED | LINK | 12.000 kV | 11 kV | GAS | 1996-11-11 | 1996 | B960891 |  | TAMCO | TAMCO | B960891 |  | PEJABAT TAPAK CHERAS PERDANA | SUBSTATION | Unknown | Unknown | Unknown | DISTRIBUTION | TNB | CHERAS | Unknown | 75 |  |  | Unknown | Unknown |  | LINE |  | 28 | 630.000 A | 0.63 | 50 | 20 | B01630 | [5 empty] | 0 | PEJABAT TAPAK CHERAS PERDANA |  | 3
256947132 | B01572 |  | 6872235 | 6872234 | BCRS/PCE/J00142/MBB01572 | 300005255 | Existing | RYB | BTHO-3 | B01571 CHERAS JAYA NO 1 | CLOSED | CLOSED | LINK | 11.000 kV | 11 kV | GAS | 1998-11-11 | 1998 | 9826S104 |  | INDKOM | INDKOM | 9826S104 |  | TOL PLAZA BALAKONG | Unknown | Unknown | Unknown | Unknown | DISTRIBUTION | TNB | CHERAS | Unknown | 75 |  |  |  | Unknown |  |  |  | 28 | 630.000 A | 0.63 | 50 | 20 | B01572 | [5 empty] | 0 | PLAZA TOL BALAKONG |  | 3
256947136 | B01574 |  | 6872238 | 6872237 | BCRS/PCE/J00142/MBB01572 | 300005255 | Existing | RYB | BTHO-3 | BTHO-3 | CLOSED | CLOSED | LINK | 11.000 kV | 11 kV | GAS | 1998-11-11 | 1998 | 9826S104 |  | INDKOM | INDKOM | 9826S104 |  | TOL PLAZA BALAKONG | Unknown | Unknown | Unknown | Unknown | DISTRIBUTION | TNB | CHERAS | Unknown | 75 |  |  |  | Unknown |  |  |  | 28 | 630.000 A | 0.63 | 50 | 20 | B01574 | [5 empty] | 0 | PLAZA TOL BALAKONG |  | 3
256947240 | B04394 |  | 6852200 | 6852199 | BCRS/PCE/J00663/MBB04394 | 300270673 | Existing | RYB | BLKG-13 | B04399 BUKIT BAYU NO 4 | CLOSED | CLOSED | LINK | 12.000 kV | 11 kV | GAS | 1999-11-01 | 1999 | B993170 |  | FALCON BETA | TAMCO |  |  | BUKIT BAYU NO 3 | Unknown | Unknown | Unknown | Unknown | DISTRIBUTION | TNB | CHERAS | Unknown | 75 |  |  |  | Unknown |  |  |  | 28 | 630.000 A | 0.63 | 50 | 20 | B04394 | [5 empty] | 0 | BUKIT BAYU NO 3 |  | 3
256947244 | B04396 |  | 6852203 | 6852202 | BCRS/PCE/J00663/MBB04394 | 300270673 | Existing | RYB | BLKG-13 | B04392 BUKIT BAYU NO 2 | CLOSED | CLOSED | LINK | 12.000 kV | 11 kV | GAS | 1999-11-01 | 1999 | B993170 |  | FALCON BETA | TAMCO |  |  | BUKIT BAYU NO 3 | Unknown | Unknown | Unknown | Unknown | DISTRIBUTION | TNB | CHERAS | Unknown | 75 |  |  |  | Unknown |  |  |  | 28 | 630.000 A | 0.63 | 50 | 20 | B04396 | [5 empty] | 0 | BUKIT BAYU NO 3 |  | 3
256947273 | B07874 |  | 6852912 | 6852911 | BCRS/PCE/J00590/MBB07871 | 300269173 | Existing | RYB | TAMI-6 | B07875 NO1,JLN BALAKONG JAYA 25 | CLOSED | CLOSED | LINK | 12.000 kV | 11 kV | GAS | 2004-11-01 | 2004 | 2L2T/04/102 |  | TOPRANK | TOPRANK | 2L2T/04/102 |  | SRI PULAI | Unknown | Unknown | Unknown | Unknown | DISTRIBUTION | TNB | CHERAS | Unknown | 75 |  |  | Unknown | Unknown |  | Unknown |  | 28 | 630.000 A | 0.63 | 50 | 20 | B07874 | [5 empty] | 0 | SERI PULAI |  | 3
256947279 | B07871 |  | 6852930 | 6852929 | BCRS/PCE/J00590/MBB07871 | 300269173 | Existing | RYB | TAMI-6 | B08087 TAMAN PUTRA BUDIMAN PHA | CLOSED | CLOSED | LINK | 12.000 kV | 11 kV | GAS | 2004-11-01 | 2004 | 2L2T/04/102 |  | TOPRANK | TOPRANK | 2L2T/04/102 |  | SRI PULAI | Unknown | Unknown | Unknown | Unknown | DISTRIBUTION | TNB | CHERAS | Unknown | 75 |  |  | Unknown | Unknown |  | Unknown |  | 28 | 630.000 A | 0.63 | 50 | 20 | B07871 | [5 empty] | 0 | SERI PULAI |  | 3
256947302 | B01986 |  | 6854802 | 6854801 | BCRS/PCE/J00630/MBB01984 | 300270152 | Existing | RYB | BLKG-11 | SIN YEE SENG NO 2 | CLOSED | CLOSED | LINK | 12.000 kV | 11 kV | GAS | 1996-11-11 | 1996 | B960826 |  | FALCON BETA | TAMCO | B960826 |  | SIN YEE SENG | SUBSTATION | Unknown | Unknown | Unknown | DISTRIBUTION | TNB | CHERAS | Unknown | 75 |  |  |  | Unknown |  |  |  | 28 | 630.000 A | 0.63 | 50 | 20 | B01986 | [5 empty] | 0 | SIN YEE SENG NO 1 |  | 3
256947306 | B01984 |  | 6854805 | 6854804 | BCRS/PCE/J00630/MBB01984 | 300270152 | Existing | RYB | BLKG-11 | B01983 TAN KOK KWAH | CLOSED | CLOSED | LINK | 12.000 kV | 11 kV | GAS | 1996-11-11 | 0 | B960826 |  | FALCON BETA | TAMCO | B960826 |  | SIN YEE SENG | SUBSTATION | Unknown | Unknown | Unknown | DISTRIBUTION | TNB | CHERAS | Unknown | 75 |  |  |  | Unknown |  |  |  | 28 | 630.000 A | 0.63 | 50 | 20 | B01984 | [5 empty] | 0 | SIN YEE SENG NO 1 |  | 3
256947327 | B01670 |  | 6855668 | 6855667 | BCRS/PCE/J00561/MBB05432 | 300268931 | Existing | RYB | BTHO-2 | B01669 CHERAS PERDANA RIA | CLOSED | CLOSED | LINK | 12.000 kV | 11 kV | GAS | 18/07/1998 | 0 | N/A |  | MERLIN GERIN | MERLIN GERIN | N/A |  | GRAMEX (LEE AH PIR) | Unknown | Unknown | Unknown | Unknown | DISTRIBUTION | TNB | CHERAS | Unknown | 75 |  |  |  | Unknown |  |  |  | 28 | 630.000 A | 0.63 | 50 | 20 | B01670 | [5 empty] | 0 | GRAMMEX (LEE AH PIR) |  | 3
256947332 | B05482 |  | 6855680 | 6855679 | BCRS/PCE/J00561/MBB05432 | 300268931 | Existing | RYB | BTHO-2 | SPARE(GRAMMEX (LEE AH PIR) | OPEN | OPEN | LINK | 12.000 kV | 11 kV | GAS | 18/07/1998 | 0 | N/A |  | MERLIN GERIN | MERLIN GERIN | N/A |  | GRAMEX (LEE AH PIR) | Unknown | Unknown | Unknown | Unknown | DISTRIBUTION | TNB | CHERAS | Unknown | 75 |  |  |  | Unknown |  |  |  | 28 | 630.000 A | 0.63 | 50 | 20 | B05482 | [5 empty] | 0 | GRAMMEX (LEE AH PIR) |  | 3
256947355 | B01983 | PE SIN YEE SENG NO 1 | 6857619 | 6857618 | BCRS/PCE/J00629/MBB01981 | 300270149 | Existing | RYB | BLKG-11 | B01984 PE SIN YEE SENG NO 1 | CLOSED | CLOSED | LINK | 12.000 kV | 11 kV | GAS | 1995-11-11 | 1995 | B950633 | UNDEFINED | FALCON BETA | TAMCO | B950633 |  | TAN KOK KWAH | SUBSTATION | Unknown | Unknown | Unknown | DISTRIBUTION | TNB | CHERAS | Unknown | 75 |  |  | Unknown | Unknown |  | Unknown |  | 28 | 630.000 A | 20 | 50 | 20 | B01983 | Unknown |  |  |  |  | 0 | TAN KOK KWAH |  | 3
256947359 | B01981 | PE LFIP 7 | 6857622 | 6857621 | BCRS/PCE/J00629/MBB01981 | 300270149 | Existing | RYB | BLKG-11 | B01980 PE LFIP 7 | CLOSED | CLOSED | LINK | 12.000 kV | 11 kV | GAS | 1995-11-11 | 1995 | B950633 | Unknown | FALCON BETA | TAMCO | B950633 |  | TAN KOK KWAH | SUBSTATION | Unknown | Unknown | Unknown | DISTRIBUTION | TNB | CHERAS | Unknown | 75 |  |  | Unknown | Unknown |  | Unknown |  | 28 | 630.000 A | 20 | 50 | 20 | B01981 | Unknown |  |  |  |  | 0 | TAN KOK KWAH |  | 3
256947381 | B01640 | PE JLN MEGAH 2/2 TAMAN MEGAH | 6860530 | 6860529 | BCRS/PCE/J00128/MBB01640 | 300005159 | Existing | RYB | BTHO-7 | B08173 PE JLN MEGAH 2/2 TAMAN MEGAH | CLOSED | CLOSED | LINK | 12.000 kV | 11 kV | GAS | 2010-11-01 | 0 | R97076-505R | Unknown | VEI | VEI | 26550 |  | TMN CHERAS PERDANA NO 5 | SUBSTATION | Unknown | Unknown | Unknown | DISTRIBUTION | TNB | CHERAS | Unknown | 75 |  |  | Unknown | Unknown |  | Unknown |  | 28 | 400.000 A | 0.63 | 50 | 20 | B01640 | Unknown |  |  |  |  | 0 | CHERAS PERDAN NO 5 |  | 3
256947386 | B01642 | PE TAMAN CHERAS PERDANA NO 4 | 6860542 | 6860541 | BCRS/PCE/J00128/MBB01640 | 300005159 | Existing | RYB | BTHO-7 | B01643 PE TAMAN CHERAS PERDANA NO 4 | CLOSED | CLOSED | LINK | 12.000 kV | 11 kV | GAS | 2010-11-01 | 0 | R07035-67R | Unknown | VEI | VEI | 26550 |  | TMN CHERAS PERDANA NO 5 | SUBSTATION | Unknown | Unknown | Unknown | DISTRIBUTION | TNB | CHERAS | Unknown | 75 |  |  | Unknown | Unknown |  | Unknown |  | 28 | 400.000 A | 0.63 | 50 | 20 | B01642 | Unknown |  |  |  |  | 0 | CHERAS PERDAN NO 5 |  | 3
256947408 | B01295 | PE R.S DEVELOPMENT | 6866025 | 6866024 | BCRS/PCE/J00626/MBB01293 | 310282206 | Existing | RYB | TAMI-7 | B01296 PE R.S DEVELOPMENT | CLOSED | CLOSED | LINK | 11.000 kV | 11 kV | SF6 |  | 0 | 97022-234R | Unknown | LUCY | OTHERS | SF00085766 |  | CCP | SUBSTATION | Unknown | Unknown | Unknown | DISTRIBUTION | TNB | CHERAS | Unknown | 75 |  |  | Unknown | Unknown |  | Unknown |  | 28 | 400.000 A | 0.4 | 50 | 20 | B01295 | Unknown |  |  |  |  | 0 | CCP |  | 3
256947413 | B01293 | PE ENGTEX METAL SDN BHD | 6866038 | 6866037 | BCRS/PCE/J00626/MBB01293 | 310282206 | Existing | RYB | TAMI-7 | B01290 PE ENGTEX METAL SDN BHD | CLOSED | OPEN | LINK | 11.000 kV | 11 kV | SF6 |  | 0 | 97122-214R | Unknown | LUCY | OTHERS | SF00085766 |  | CCP | SUBSTATION | Unknown | Unknown | Unknown | DISTRIBUTION | TNB | CHERAS | Unknown | 75 |  |  | Unknown | Unknown |  | Unknown |  | 28 | 400.000 A | 0.4 | 50 | 20 | B01293 | Unknown |  |  |  |  | 0 | CCP |  | 3
256947438 | B02190 |  | 26355240 | 26355239 | BCRS/PCE/J00053/MBB02192 | 300004282 | Existing | RYB |  | B05091 RMH PNGS TMN PERKASA NO3 | CLOSED | CLOSED | LINK | 12.000 kV | 11 kV | GAS | 1999-11-01 | 2008 | E281673 |  | FALCON BETA | TAMCO | E281673 |  | TMN UDA MURNI | SUBSTATION | Unknown | Unknown | Unknown | DISTRIBUTION | TNB | CHERAS | Unknown | 75 |  |  |  | Unknown |  | LINE |  | 28 | 630.000 A | 0.63 | 50 | 20 | B02190 | Unknown |  |  |  |  | 0 | TAMAN UDA MURNI |  | 3
256947442 | B10546 |  | 26355254 | 26355253 | BCRS/PCE/J00053/MBB02192 | 300004282 | Existing | RYB |  | PPU MHCR FDR 7 | CLOSED | OPEN | LINK |  | 11 kV | GAS | 1999-11-01 | 0 |  |  | FALCON BETA | TAMCO | E281673 |  | TMN UDA MURNI | SUBSTATION | Unknown | Unknown | Unknown | DISTRIBUTION | TNB | CHERAS | Unknown | 75 |  |  |  | Unknown |  | LINE |  | 28 |  | 0.63 | 50 | 20 | B10546 | [5 empty] | 0 | TAMAN UDA MURNI |  | 3
256947447 | B02192 |  | 26355265 | 26355268 | BCRS/PCE/J00053/MBB02192 | 300004282 | Existing | RYB |  | B02193 DESA RAYA | OPEN | CLOSED | LINK | 12.000 kV | 11 kV | GAS | 1999-11-01 | 2008 | E281673 |  | FALCON BETA | TAMCO | E281673 |  | TMN UDA MURNI | SUBSTATION | Unknown | Unknown | Unknown | DISTRIBUTION | TNB | CHERAS | Unknown | 75 |  |  |  | Unknown |  | LINE |  | 28 | 630.000 A | 0.63 | 50 | 20 | B02192 | Unknown |  |  |  |  | 0 | TAMAN UDA MURNI |  | 3
256947477 | B07473 | PE TMN SEGAR PERDANA 5 | 7020582 | 7020591 | BCRS/PCE/J00022/MBB05465 | 300004143 | Existing | RYB | TMASS-4 | B07076 TMN SEGAR PERDANA 5 | CLOSED | CLOSED | LINK | 11.000 kV | 11 kV | GAS | 1999-11-01 | 2002 | 0221S054 | Unknown | F_and_G | MERLIN GERIN | 0221S054 |  | TMN CHERAS AWANA NO 3 | SUBSTATION | Unknown | Unknown | Unknown | DISTRIBUTION | TNB | CHERAS | Unknown | 75 |  |  | Unknown | Unknown |  | LINE |  | 28 | 630.000 A | 0.63 | 50 | 22 | B07473 | Unknown |  |  |  |  | 0 | CHERAS AWANA NO 3 |  | 3
256947487 | B05465 | B07471 | 7020589 | 7020602 | BCRS/PCE/J00022/MBB05465 | 300004143 | Existing | RYB | TMASS-4 | B05465 LOOPING | CLOSED | CLOSED | LINK | 11.000 kV | 11 kV | GAS | 1999-11-01 | 2002 | 0221S054 | UNDEFINED | F_and_G | MERLIN GERIN | 0221S054 |  | TMN CHERAS AWANA NO 3 | Unknown | Unknown | Unknown | Unknown | DISTRIBUTION | TNB | CHERAS | Unknown | 75 |  |  | Unknown | Unknown |  | LINE |  | 28 | 630.000 A | 0.63 | 50 | 22 | B05465 | Unknown |  |  |  |  | 0 | CHERAS AWANA NO 3 |  | 3
256947498 | B07471 | B07471 LOOPING | 7021928 | 7021927 | BCRS/PCE/J00022/MBB02142 | 300004141 | Existing | RYB | TMASS-4 | B07471 LOOPING | CLOSED | CLOSED | LINK | 12.000 kV | 11 kV | GAS | 1999-11-01 | 0 | 364503 | Unknown | MERLIN GERIN | INDKOM | N/A |  | TMN CHERAS AWANA NO 3 | SUBSTATION | Unknown | Unknown | Unknown | DISTRIBUTION | TNB | CHERAS | Unknown | 75 |  |  | Unknown | Unknown |  | LINE |  | 28 | 630.000 A | 0.63 | 50 | 18.4 | B07471 | Unknown |  |  |  |  | 0 | CHERAS AWANA NO 3 |  | 3
256947503 | B02142 | PE TMN ONE LAGENDA | 7021934 | 7021933 | BCRS/PCE/J00022/MBB02142 | 300004141 | Existing | RYB | TMASS-4 | B12049 PE TMN ONE LAGENDA | CLOSED | CLOSED | LINK | 12.000 kV | 11 kV | GAS | 1999-11-01 | 0 | 364503 | Unknown | MERLIN GERIN | INDKOM | N/A |  | TMN CHERAS AWANA NO 3 | SUBSTATION | Unknown | Unknown | Unknown | DISTRIBUTION | TNB | CHERAS | Unknown | 75 |  |  | Unknown | Unknown |  | LINE |  | 28 | 630.000 A | 0.63 | 50 | 18.4 | B02142 | Unknown |  |  |  |  | 0 | CHERAS AWANA NO 3 |  | 3
256947525 | B01898 | B01899 MASTER JAYA | 6795353 | 6795352 | BCRS/PCE/J00406/MBB01896 | 300011151 | Existing | RYB | BLKG-1 | B01899 MASTER JAYA | CLOSED | CLOSED | LINK | 12.000 kV | 11 kV | GAS | 18/07/1998 | 0 | N/A |  | MERLIN GERIN | INDKOM | N/A |  | COSMO ENGINEERING | SUBSTATION | Unknown | Unknown | Unknown | DISTRIBUTION | TNB | CHERAS | Unknown | 75 |  |  |  | Unknown |  | LINE |  | 28 | 630.000 A | 0.63 | 50 | 20 | B01898 | Unknown |  |  |  |  | 0 | COSMO ENGINEERING |  | 3
256947530 | B01896 | B01895 GENERAL LABEL | 6795366 | 6795365 | BCRS/PCE/J00406/MBB01896 | 300011151 | Existing | RYB | BLKG-1 | B01895 GENERAL LABEL | CLOSED | CLOSED | LINK | 12.000 kV | 11 kV | GAS | 18/07/1998 | 0 | N/A |  | MERLIN GERIN | INDKOM | N/A |  | COSMO ENGINEERING | SUBSTATION | Unknown | Unknown | Unknown | DISTRIBUTION | TNB | CHERAS | Unknown | 75 |  |  |  | Unknown |  | LINE |  | 28 | 630.000 A | 0.63 | 50 | 20 | B01896 | Unknown |  |  |  |  | 0 | COSMO ENGINEERING |  | 3
256947849 | B01893 | BLKG- 1 | 6795259 | 6795258 | BCRS/PCE/J00407/MBB01893 | 300011155 | Existing | RYB | BLKG-1 | B13511 PADAT TK TENT | CLOSED | CLOSED | LINK | 12.000 kV | 11 kV | GAS | 1991-11-01 | 1991 | N/A |  | F_and_G | INDKOM | 62109390/270 |  | GENERAL LABEL | SUBSTATION | Unknown | Unknown | Unknown | DISTRIBUTION | TNB | CHERAS | Unknown | 75 |  |  |  | Unknown |  | LINE |  | 28 | 630.000 A | 0.63 | 50 | 22 | B01893 | Unknown |  |  |  |  | 0 | GENERAL LABEL |  | 3
256947853 | B01895 |  | 6795262 | 6795261 | BCRS/PCE/J00407/MBB01893 | 300011155 | Existing | RYB | BLKG-1 | B01896 COSMO ENG | CLOSED | CLOSED | LINK | 12.000 kV | 11 kV | SF6 | 1991-11-01 | 1991 | N/A |  | F_and_G | INDKOM | 62109390/270 |  | GENERAL LABEL | SUBSTATION | Unknown | Unknown | Unknown | DISTRIBUTION | TNB | CHERAS | Unknown | 75 |  |  |  | Unknown |  | LINE |  | 28 | 630.000 A | 0.63 | 50 | 22 | B01895 | Unknown |  |  |  |  | 0 | GENERAL LABEL |  | 3
256947876 | B02097 |  | 6791890 | 6791889 | BCRS/PCE/J00155/MBB02097 | 300005323 | Existing | RYB | LMAS-14 | B02096 TAMAN PUTERI NO 5 | CLOSED | CLOSED | LINK | 11.000 kV | 11 kV | GAS | 2000-11-01 | 0 | R97076-145R |  | INDKOM | INDKOM | 1005312431 |  | TMN MUDUN | Unknown | Unknown | Unknown | Unknown | DISTRIBUTION | TNB | CHERAS | Unknown | 75 |  |  |  | Unknown |  |  |  | 28 | 400.000 A | 0.63 | 50 | 20 | B02097 | [5 empty] | 0 | TAMAN MUDUN |  | 3
256947880 | B02099 |  | 6791893 | 6791892 | BCRS/PCE/J00155/MBB02097 | 300005323 | Existing | RYB | LMAS-14 | B10363 TAMAN WANGSA CHERAS NO.1 | CLOSED | CLOSED | LINK | 11.000 kV | 11 kV | GAS | 2000-11-01 | 0 | J3666/1/R-753 |  | INDKOM | INDKOM | 1005312431 |  | TMN MUDUN | Unknown | Unknown | Unknown | Unknown | DISTRIBUTION | TNB | CHERAS | Unknown | 75 |  |  |  | Unknown |  |  |  | 28 | 400.000 A | 0.63 | 50 | 20 | B02099 | [5 empty] | 0 | TAMAN MUDUN |  | 3
256947909 | B07666 | B07666 | 6791937 | 6791936 | BCRS/PCE/J00568/MBB07663 | 300268954 | Existing | RYB | BTHO-4 | B07667 TMN ORKID NO 3 | CLOSED | CLOSED | LINK | 12.000 kV | 11 kV | GAS | 2004-11-01 | 2004 | D242414 |  | FALCON BETA | TAMCO | D242414 | N/A | TMN ORKID NO 1 | SUBSTATION | Unknown | Unknown | Unknown | DISTRIBUTION | TNB | CHERAS | Unknown | 75 |  |  | Unknown | Unknown |  | LINE |  | 28 | 630.000 A | 0.63 | 50 | 20 | B07666 | NO | N/A |  |  |  | 0 | TAMAN ORKID NO 1 |  | 3
256947915 | B07663 | B07663 | 6791955 | 6791954 | BCRS/PCE/J00568/MBB07663 | 300268954 | Existing | RYB | BTHO-4 | B09935 JLN ORKID 5 TMN ORKID | CLOSED | CLOSED | LINK | 12.000 kV | 11 kV | GAS | 2004-11-01 | 2004 | D242414 |  | FALCON BETA | TAMCO | D242414 | N/A | TMN ORKID NO 1 | SUBSTATION | Unknown | Unknown | Unknown | DISTRIBUTION | TNB | CHERAS | Unknown | 75 |  |  | Unknown | Unknown |  | LINE |  | 28 | 630.000 A | 0.63 | 50 | 20 | B07663 | NO | N/A |  |  |  | 0 | TAMAN ORKID NO 1 |  | 3
256947944 | B07667 | B07667 | 6932683 | 6932682 |  |  | Existing | RYB | BTHO-4 | B07666 TMN ORKID NO 1 | CLOSED | CLOSED | LINK | 12.000 kV | 11 kV | GAS |  | 2006 | 23936 |  | VEI | VEI | 23936 | N/A | TAMAN ORKID NO 3 | SUBSTATION | Unknown | Unknown | Unknown | DISTRIBUTION | TNB | CHERAS | Unknown | 75 |  |  | Unknown | Unknown |  | LINE |  | 28 | 630.000 A | 0.63 | 50 | 20 | B07667 | NO | N/A |  |  |  | 0 | TMN ORKID NO 3 |  | 3
256947950 | B07669 | B07669 | 6932705 | 6932704 |  |  | Existing | RYB | BTHO-4 | B10263 P'PURI CASUARINA SG SRG | CLOSED | CLOSED | LINK | 12.000 kV | 11 kV | GAS |  | 2006 | 23936 |  | VEI | VEI | 23936 | N/A | TAMAN ORKID NO 3 | SUBSTATION | Unknown | Unknown | Unknown | DISTRIBUTION | TNB | CHERAS | Unknown | 75 |  |  | Unknown | Unknown |  | LINE |  | 28 | 630.000 A | 0.63 | 50 | 20 | B07669 | NO | N/A |  |  |  | 0 | TMN ORKID NO 3 |  | 3
256947973 | B02102 |  | 6792871 | 6792870 | BCRS/PCE/J00156/MB1 | 300005329 | Existing | RYB | LMAS-14 | B09408 SUNWAY CHERAS NO 1 | CLOSED | CLOSED | LINK | 11.000 kV | 11 kV | OIL | 1994-11-01 | 0 | R17163-101R |  | TAMCO | TAMCO | H17017-6211 |  | WANGSA CHERAS | Unknown | Unknown | Unknown | Unknown | DISTRIBUTION | TNB | CHERAS | Unknown | 75 |  |  |  | Unknown |  |  |  | 28 | 400.000 A | 0.63 | 50 | 20 | B02102 | [5 empty] | 0 | TAMAN WANGSA CHERAS |  | 3
256947977 | B02100 |  | 6792874 | 6792873 | BCRS/PCE/J00156/MB1 | 300005329 | Existing | RYB | LMAS-14 | B10365 TAMAN WANGSA CHERAS NO.1 | CLOSED | CLOSED | LINK | 11.000 kV | 11 kV | OIL | 1994-11-01 | 0 | R17163-115R |  | TAMCO | TAMCO | H17017-6211 |  | WANGSA CHERAS | Unknown | Unknown | Unknown | Unknown | DISTRIBUTION | TNB | CHERAS | Unknown | 75 |  |  |  | Unknown |  |  |  | 28 | 400.000 A | 0.63 | 50 | 20 | B02100 | [5 empty] | 0 | TAMAN WANGSA CHERAS |  | 3
256948007 | B02904 | PE PANGSAPURI SRI JASA | 6797236 | 6797235 | BCRS/PCE/J00827/MB1 | 300447510 | Existing | RYB | PBEL(P)-1 | B02903 PE PANGSAPURI SRI JASA | CLOSED | OPEN | LINK | 11.000 kV | 11 kV | GAS | 2011-11-11 | 1998 | LM 1880108 | Unknown | OMAZABAL | VEI | LM 1851818 |  | CHIP NGAI | SUBSTATION | Unknown | Unknown | Unknown | DISTRIBUTION | TNB | CHERAS | Unknown | 75 |  |  | Unknown | Unknown |  | Unknown |  | 28 | 630.000 A | 0.63 | 50 | 20 | B02904 | Unknown |  |  |  |  | 0 | CHIP NGAI |  | 3
256948012 | B02906 | PE TMN SG BESI INDAH NO.8 | 6797249 | 6797248 | BCRS/PCE/J00827/MB1 | 300447510 | Existing | RYB | PBEL(P)-1 | B05737 PE TMN SG BESI INDAH NO.8 | CLOSED | CLOSED | LINK | 11.000 kV | 11 kV | GAS | 2011-11-11 | 1998 | LM 1880108 | Unknown | OMAZABAL | VEI | LM 1851818 |  | CHIP NGAI | SUBSTATION | Unknown | Unknown | Unknown | DISTRIBUTION | TNB | CHERAS | Unknown | 75 |  |  | Unknown | Unknown |  | Unknown |  | 28 | 630.000 A | 0.63 | 50 | 20 | B02906 | Unknown |  |  |  |  | 0 | CHIP NGAI |  | 3
256948041 | B04453 | B04453 | 6857525 | 6857524 | BCRS/PCE/J00597/MBB04452 | 300269186 | Existing | RYB | TAMI-5 | B00641 NO 1 BALAKONG JAYA | CLOSED | CLOSED | LINK | 12.000 kV | 11 kV | GAS | 2006-11-01 | 2006 | 23755 |  | VEI | VEI | 23755 | NOT AVAILABLE | NO 4 JLN 11 TMN BALAKONG JAYA | SUBSTATION | Unknown | Unknown | Unknown | DISTRIBUTION | TNB | CHERAS | Unknown | 75 |  |  |  | Unknown |  | LINE |  | 28 | 630.000 A | 0.63 | 50 | 20 | B04453 | NO | NOT AVAILABLE |  |  |  | 0 | 4 JLN 11 TAMAN BELAKONG JAYA |  | 3
256948047 | B04452 | B04452 | 6857543 | 6857542 | BCRS/PCE/J00597/MBB04452 | 300269186 | Existing | RYB | TAMI-5 | B10179 BAYU COURT | CLOSED | CLOSED | LINK | 12.000 kV | 11 kV | GAS | 2006-11-01 | 2006 | 23755 |  | VEI | VEI | 23755 | NOT AVAILABLE | NO 4 JLN 11 TMN BALAKONG JAYA | SUBSTATION | Unknown | Unknown | Unknown | DISTRIBUTION | TNB | CHERAS | Unknown | 75 |  |  |  | Unknown |  | LINE |  | 28 | 630.000 A | 0.63 | 50 | 20 | B04452 | NO | NOT AVAILABLE |  |  |  | 0 | 4 JLN 11 TAMAN BELAKONG JAYA |  | 3
256948076 | B06305 | JLN BUDIMAN 1/2 TMN PTR BDIMAN | 6866986 | 6866985 | BCRS/PCE/J00586/MBB06305 | 300269160 | Existing | RYB | TAMI-6 | B08085 JLN BDMN 1/2 TMN PTR BU | CLOSED | CLOSED | LINK | 12.000 kV | 11 kV | GAS | 2002-11-01 | 2002 | CV 720054-01021/006 | Unknown | SIEMENS | SIEMENS | CV 720054-01021/006 |  | TMN PUTRA BUDIMAN NO 2 | Unknown | Unknown | Unknown | Unknown | DISTRIBUTION | TNB | CHERAS | Unknown | 75 |  |  | Unknown | Unknown |  |  |  | 28 | 630.000 A | 20 | 50 | 20 | B06305 | Unknown |  |  |  |  | 0 | TMN PUTRA BUDIMAN NO 2 |  | 3
256948082 | B06308 | TMN BUDIMAN NO 1 | 6867004 | 6867003 | BCRS/PCE/J00586/MBB06305 | 300269160 | Existing | RYB | TAMI-6 | B05080 TMN PUTRA BUDIMAN NO 1 | CLOSED | CLOSED | LINK | 12.000 kV | 11 kV | GAS | 2002-11-01 | 2002 | CV 720054-01021/006 | Unknown | SIEMENS | SIEMENS | CV 720054-01021/006 |  | TMN PUTRA BUDIMAN NO 2 | Unknown | Unknown | Unknown | Unknown | DISTRIBUTION | TNB | CHERAS | Unknown | 75 |  |  | Unknown | Unknown |  | Unknown |  | 28 | 630.000 A | 0.63 | 50 | 20 | B06308 | YES |  |  |  |  | 0 | TMN PUTRA BUDIMAN NO 2 |  | 3
256948105 | B00912 |  | 6856545 | 6856544 | BCRS/PCE/J00655/MB | 300270652 | Existing | RYB | BLKG-2 | B00913 DESA SERDANG NO 6 | CLOSED | CLOSED | LINK | 14.000 kV | 11 kV | GAS | 1998-11-11 | 1997 | SR2M97285 |  | MERLIN GERIN | SCHNEIDER | SR2M97285 |  | DESA SERDANG NO 5 | SUBSTATION | Unknown | Unknown | Unknown | DISTRIBUTION | TNB | CHERAS | Unknown | 75 |  |  |  | Unknown |  | LINE |  | 28 | 630.000 A | 0.63 | 50 | 21 | B00912 | Unknown |  |  |  |  | 0 | DESA SERDANG NO 5 |  | 3
256948109 | B00910 | BLKG - 2 | 6856548 | 6856547 | BCRS/PCE/J00655/MB | 300270652 | Existing | RYB | BLKG-2 | BLKG-2 | CLOSED | CLOSED | LINK | 14.000 kV | 11 kV | GAS | 1998-11-11 | 1997 | SR2M97285 |  | MERLIN GERIN | SCHNEIDER | SR2M97285 |  | DESA SERDANG NO 5 | SUBSTATION | Unknown | Unknown | Unknown | DISTRIBUTION | TNB | CHERAS | Unknown | 75 |  |  |  | Unknown |  | LINE |  | 28 | 630.000 A | 0.63 | 50 | 21 | B00910 | Unknown |  |  |  |  | 0 | DESA SERDANG NO 5 |  | 3
256948425 | B07591 | MSB ASAHI KOSEI NO 2 | 6851392 | 6851391 | BCRS/PCE/J00488/MB | 300430799 | Existing | RYB | TAMI-14 | MSB ASAHI KOSEI NO 2 | CLOSED | CLOSED | LINK | 11.000 kV | 11 kV | GAS | 2000-11-01 | 2003 | 0336S080 | Unknown | F_and_G | INDKOM | 0336S080 |  | ASAHI KOSEI NO 2 | CUSTOMER | Unknown | Unknown | Unknown | DISTRIBUTION | TNB | CHERAS | Unknown | 75 |  |  | Unknown | Unknown |  | Unknown |  | 28 | 630.000 A | 0.63 | 50 | 22 | B07591 | Unknown |  |  |  |  | 0 | ASAHI KOSEI NO 2 |  | 3
256948429 | B07592 | PE DAIDO AMSTAR (M) SDN BHD | 6851396 | 6851395 | BCRS/PCE/J00488/MB | 300430799 | Existing | RYB | TAMI-14 | B11248 PE DAIDO AMSTAR (M) SDN BHD | CLOSED | CLOSED | LINK | 11.000 kV | 11 kV | GAS | 2000-11-01 | 2003 | 0336S080 | Unknown | F_and_G | INDKOM | 0336S080 |  | ASAHI KOSEI NO 2 | SUBSTATION | Unknown | Unknown | Unknown | DISTRIBUTION | TNB | CHERAS | Unknown | 75 |  |  | Unknown | Unknown |  | Unknown |  | 28 | 630.000 A | 0.63 | 50 | 20 | B07592 | Unknown |  |  |  |  | 0 | ASAHI KOSEI NO 2 |  | 3
256948433 | B07590 | SS LI FONG COOPER | 6851402 | 6851401 | BCRS/PCE/J00488/MB | 300430799 | Existing | RYB | TAMI-14 | B01965 SS LI FONG COOPER | OPEN | OPEN | LINK | 11.000 kV | 11 kV | GAS | 2000-11-01 | 2003 | 0336S080 | Unknown | F_and_G | INDKOM | 0336S080 |  | ASAHI KOSEI NO 2 | SUBSTATION | Unknown | Unknown | Unknown | DISTRIBUTION | TNB | CHERAS | Unknown | 75 |  |  | Unknown | Unknown |  | Unknown |  | 28 | 630.000 A | 0.63 | 50 | 22 | B07590 | Unknown |  |  |  |  | 0 | ASAHI KOSEI NO 2 |  | 3
256948461 | B01477 |  | 6855626 | 6855625 | BCRS/PCE/J00384/MB | 300431440 | Existing | RYB |  | CABLE ABANDONE | OPEN | OPEN | LINK | 11.000 kV | 11 kV | OIL | 18/07/1998 | 0 | 5/66296/166 |  | BRUSH | TAMCO |  |  | FU YUEN | Unknown | Unknown | Unknown | Unknown | DISTRIBUTION | TNB | CHERAS | Unknown | Unknown |  |  |  | Unknown |  |  |  |  | 400.000 A | 0.4 | 13.1 | 13.1 | B01477 | [5 empty] | 0 | FU YUEN |  | 3
256948465 | B01479 |  | 6855632 | 6855631 | BCRS/PCE/J00384/MB | 300431440 | Existing | RYB |  | PPU JUSCO BALAKONG CB 8 | CLOSED | CLOSED | LINK | 11.000 kV | 11 kV | OIL | 18/07/1998 | 0 | 5/66296/159 |  | BRUSH | TAMCO | 0508/6/121 |  | FU YUEN | Unknown | Unknown | Unknown | Unknown | DISTRIBUTION | TNB | CHERAS | Unknown | 75 |  |  |  | Unknown |  |  |  | 28 | 400.000 A | 0.63 | 50 | 20 | B01479 | [5 empty] | 0 | FU YUEN |  | 3
256948469 | B01480 |  | 6855637 | 6855636 | BCRS/PCE/J00384/MB | 300431440 | Existing | RYB |  | B10882 PE RUMAH KEDAI JUSCO | CLOSED | CLOSED | LINK | 11.000 kV | 11 kV | OIL | 18/07/1998 | 0 | L97077-576L |  | BRUSH | TAMCO CUTLER HAMMER | 0508/6/121 |  | FU YUEN | Unknown | Unknown | Unknown | Unknown | DISTRIBUTION | TNB | CHERAS | Unknown | 75 |  |  |  | Unknown |  |  |  | 28 | 400.000 A | 0.63 | 50 | 20 | B01480 | [5 empty] | 0 | FU YUEN |  | 3
256948502 | B01362 | B01362 | 6858039 | 6858038 | BCRS/PCE/J00231/MB1 | 310282240 | Existing | RYB | CJYA-5 | B01364 CHAN KWAN YING | CLOSED | CLOSED | LINK | 11.000 kV | 11 kV | GAS |  | 0 | J2735-1-6-46 |  | TOSHIBA | TOPRANK | ID3L1T BS 15 | N/A | TEXT FIBRE (THAM KOK ENG) | SUBSTATION | Unknown | Unknown | Unknown | DISTRIBUTION | TNB | CHERAS | Unknown | 75 |  |  | Unknown | Unknown |  | LINE |  | 28 | 400.000 A | 0.63 | 50 | 20 | B01362 | NO | N/A |  |  |  | 0 | THAM KOK |  | 3
256948506 | B01363 | B01363 | 6858045 | 6858044 | BCRS/PCE/J00231/MB1 | 310282240 | Existing | RYB | CJYA-5 | SGLN-6 | CLOSED | CLOSED | LINK | 11.000 kV | 11 kV | GAS |  | 0 | R17161-55R | Unknown | TOSHIBA | TOPRANK | ID3L1T BS 15 | N/A | TEXT FIBRE (THAM KOK ENG) | SUBSTATION | Unknown | Unknown | Unknown | DISTRIBUTION | TNB | CHERAS | Unknown | 75 |  |  | Unknown | Unknown |  | LINE |  | 28 | 400.000 A | 0.63 | 50 | 20 | B01363 | NO | N/A |  |  |  | 0 | THAM KOK |  | 3
256948510 | B01360 | B01360 | 6858050 | 6858049 | BCRS/PCE/J00231/MB1 | 310282240 | Existing | RYB | CJYA-5 | B01359 HENG KEE | CLOSED | CLOSED | LINK | 11.000 kV | 11 kV | GAS |  | 0 | J2735-1-6-73 |  | TOSHIBA | TOPRANK | ID3L1T BS 15 | N/A | TEXT FIBRE (THAM KOK ENG) | SUBSTATION | Unknown | Unknown | Unknown | DISTRIBUTION | TNB | CHERAS | Unknown | 75 |  |  | Unknown | Unknown |  | LINE |  | 28 | 400.000 A | 0.63 | 50 | 20 | B01360 | NO | N/A |  |  |  | 0 | THAM KOK |  | 3
256948544 | B08845 | PE SELANGOR PAPER MILL BT.11 | 6851823 | 6851822 | BCRS/PCE/J00490/MB | 300431582 | Existing | RYB | JUBA-11 | B01493 PE SELANGOR PAPER MILL BT.11 | CLOSED | CLOSED | LINK | 12.000 kV | 11 kV | GAS | 2005-11-01 | 2005 | 2466 | Unknown | VEI | VEI | 2466 |  | CHERAS MAJU BT 11 CHERAS | SUBSTATION | Unknown | Unknown | Unknown | DISTRIBUTION | TNB | CHERAS | Unknown | 75 |  |  | Unknown | Unknown |  | Unknown |  | 28 | 630.000 A | 0.63 | 50 | 20 | B08845 | Unknown |  |  |  |  | 0 | CHERAS MAJU |  | 3
256948550 | B08848 | PE C180 BALAKONG NO 2 | 6851841 | 6851840 | BCRS/PCE/J00490/MB | 300431582 | Existing | RYB | JUBA-11 | B11044 PE C180 BALAKONG NO 2 | CLOSED | CLOSED | LINK | 12.000 kV | 11 kV | GAS | 2005-11-01 | 2005 | 2466 | Unknown | VEI | VEI | 2466 |  | CHERAS MAJU BT 11 CHERAS | SUBSTATION | Unknown | Unknown | Unknown | DISTRIBUTION | TNB | CHERAS | Unknown | 75 |  |  | Unknown | Unknown |  | Unknown |  | 28 | 630.000 A | 0.63 | 50 | 20 | B08848 | Unknown |  |  |  |  | 0 | CHERAS MAJU |  | 3
256948572 | B01359 | B01359 | 6872162 | 6872161 | BCRS/PCE/J00310/MBB01357 | 300010242 | Existing | RYB | CJYA-5 | B01360 THAM KOK | CLOSED | CLOSED | LINK | 12.000 kV | 11 kV | GAS | 1996-11-11 | 1996 | B96092 |  | FALCON BETA | TAMCO | B960920 | N/A | HENG KEE CORPORATION | SUBSTATION | Unknown | Unknown | Unknown | DISTRIBUTION | TNB | CHERAS | Unknown | 75 |  |  | Unknown | Unknown |  | LINE |  | 28 | 630.000 A | 0.63 | 50 | 20 | B01359 | NO | N/A |  |  |  | 0 | HENG KEE CORPORATION |  | 3
256948577 | B01357 | B01357 | 6872174 | 6872173 | BCRS/PCE/J00310/MBB01357 | 300010242 | Existing | RYB | CJYA-5 | B01356 WING WAH | CLOSED | CLOSED | LINK | 12.000 kV | 11 kV | GAS | 1996-11-11 | 1996 | B96092 |  | FALCON BETA | TAMCO | B960920 | N/A | HENG KEE CORPORATION | SUBSTATION | Unknown | Unknown | Unknown | DISTRIBUTION | TNB | CHERAS | Unknown | 75 |  |  | Unknown | Unknown |  | LINE |  | 28 | 630.000 A | 0.63 | 50 | 20 | B01357 | NO | N/A |  |  |  | 0 | HENG KEE CORPORATION |  | 3
256949226 | B02870 | B02870 | 6797273 | 6797272 | BCRS/PCE/J00745/MB | 300271051 | Existing | RYB | MINE-12 | B02869 IND SHIN NO 2 | CLOSED | CLOSED | LINK | 12.000 kV | 11 kV | GAS | 1996-11-11 | 1996 | N/A |  | F_and_G | INDKOM | 9247/659 | N/A | MARVELLOUS | SUBSTATION | Unknown | Unknown | Unknown | DISTRIBUTION | TNB | CHERAS | Unknown | 75 |  |  | Unknown | Unknown |  | LINE |  | 28 | 630.000 A | 0.63 | 50 | 20 | B02870 | NO | N/A |  |  |  | 0 | MARVELOUS |  | 3
256949230 | B02872 | B02872 | 6797275 | 6797274 | BCRS/PCE/J00745/MB | 300271051 | Existing | RYB | MINE-12 | MINE-12 | CLOSED | CLOSED | LINK | 12.000 kV | 11 kV | GAS | 1996-11-11 | 1996 | N/A |  | F_and_G | INDKOM | 9247/659 | N/A | MARVELLOUS | SUBSTATION | Unknown | Unknown | Unknown | DISTRIBUTION | TNB | CHERAS | Unknown | 75 |  |  | Unknown | Unknown |  | LINE |  | 28 | 630.000 A | 0.63 | 50 | 20 | B02872 | NO | N/A |  |  |  | 0 | MARVELOUS |  | 3
256949253 | B02785 | B02785 | 6797302 | 6797301 | BCRS/PCE/J00604/MB | 300269390 | Existing | RYB | MINE-9 | B08206 SEK KEB SG BESI INDAH | CLOSED | CLOSED | LINK | 16.000 kV | 11 kV | GAS | 1996-11-11 | 0 | KSS/1166 |  | REYROLLE | EPE | KSS/1166 |  | UNITED U-LI | SUBSTATION | Unknown | Unknown | Unknown | DISTRIBUTION | TNB | CHERAS | Unknown | 75 |  |  |  | Unknown |  | LINE |  | 28 | 630.000 A | 0.63 | 50 | 21.9 | B02785 | Unknown |  |  |  |  | 0 | UNITED U-LI(M) SDN BHD |  | 3
256949257 | B02783 | B02783 | 6797304 | 6797303 | BCRS/PCE/J00604/MB | 300269390 | Existing | RYB | MINE-9 | B01930 EVERLAST ALU (M) SDN BHD | CLOSED | CLOSED | LINK | 16.000 kV | 11 kV | GAS | 1996-11-11 | 0 | KSS/1166 |  | REYROLLE | EPE | KSS/1166 |  | UNITED U-LI | SUBSTATION | Unknown | Unknown | Unknown | DISTRIBUTION | TNB | CHERAS | Unknown | 75 |  |  |  | Unknown |  | LINE |  | 28 | 630.000 A | 0.63 | 50 | 21.9 | B02783 | Unknown |  |  |  |  | 0 | UNITED U-LI(M) SDN BHD |  | 3
256949287 | B09257 | PE JUTA MINES KONDOMINIUM.A | 6798720 | 6797439 | BCRS/PCE/J00623/MBB09257 | 300270118 | Existing | RYB | PBEL(P)-1 | B08921 PE JUTA MINES KONDOMINIUM.A | CLOSED | CLOSED | LINK | 12.000 kV | 11 kV | GAS | 2006-11-11 | 2006 | 23055 | Unknown | VEI | VEI | 23055 |  | KONDO JUTA MINES BLOK B | SUBSTATION | Unknown | Unknown | Unknown | DISTRIBUTION | TNB | CHERAS | Unknown | 75 |  |  | Unknown | Unknown |  | Unknown |  | 28 | 630.000 A | 0.63 | 50 | 20 | B09257 | Unknown |  |  |  |  | 0 | JUTA MINES KONDOMINIUM B |  | 3
256949292 | B09260 | PE TMN TAMING PERMAI | 6798733 | 6798732 | BCRS/PCE/J00623/MBB09257 | 300270118 | Existing | RYB | PBEL(P)-1 | B02897 PE TMN TAMING PERMAI | CLOSED | CLOSED | LINK | 12.000 kV | 11 kV | GAS | 2006-11-11 | 2006 | 23055 | Unknown | VEI | VEI | 23055 |  | KONDO JUTA MINES BLOK B | SUBSTATION | Unknown | Unknown | Unknown | DISTRIBUTION | TNB | CHERAS | Unknown | 75 |  |  | Unknown | Unknown |  | Unknown |  | 28 | 630.000 A | 0.63 | 50 | 20 | B09260 | Unknown |  |  |  |  | 0 | JUTA MINES KONDOMINIUM B |  | 3
256949618 | B08924 | PE BESI UNION | 6797398 | 6797397 | BCRS/PCE/J00612/MBB08921 | 300269925 | Existing | RYB | PBEL(P)-1 | B02896 PE BESI UNION | CLOSED | CLOSED | LINK | 12.000 kV | 11 kV | GAS | 2006-11-01 | 2006 | 2995 | Unknown | VEI | VEI | 2995 |  | KONDO JUTA MINES BLOK A | SUBSTATION | Unknown | Unknown | Unknown | DISTRIBUTION | TNB | CHERAS | Unknown | 75 |  |  | Unknown | Unknown |  | Unknown |  | 28 | 630.000 A | 0.63 | 50 | 20 | B08924 | Unknown |  |  |  |  | 0 | JUTA MINES KONDOMINIUM A |  | 3
256949623 | B08921 | PE JUTA MINES KONDOMINIUM.B | 6797411 | 6797410 | BCRS/PCE/J00612/MBB08921 | 300269925 | Existing | RYB | PBEL(P)-1 | B09257 PE JUTA MINES KONDOMINIUM.B | CLOSED | CLOSED | LINK | 12.000 kV | 11 kV | GAS | 2006-11-01 | 2006 | 2995 | Unknown | VEI | VEI | 2995 |  | KONDO JUTA MINES BLOK A | SUBSTATION | Unknown | Unknown | Unknown | DISTRIBUTION | TNB | CHERAS | Unknown | 75 |  |  | Unknown | Unknown |  | Unknown |  | 28 | 630.000 A | 0.63 | 50 | 20 | B08921 | Unknown |  |  |  |  | 0 | JUTA MINES KONDOMINIUM A |  | 3
256949653 | B02897 | PE JUTA MINES KONDOMINIUM.B | 6797336 | 6797335 | BCRS/PCE/J00559/MBB02897 | 300003256 | Existing | RYB | PBEL(P)-1 | B09260 PE JUTA MINES KONDOMINIUM.B | CLOSED | CLOSED | LINK | 11.000 kV | 11 kV | GAS | 1998-11-11 | 1998 | 9832S076 | Unknown | INDKOM | INDKOM | 93325076 |  | TMN TANMING PERMAI | SUBSTATION | Unknown | Unknown | Unknown | DISTRIBUTION | TNB | CHERAS | Unknown | 75 |  |  | Unknown | Unknown |  | Unknown |  | 28 | 630.000 A | 0.63 | 50 | 22 | B02897 | NO | [5 empty] | TAMAN TANMING PERMAI |  | 3
256949658 | B02900 | PE PANGSAPURI SRI JASA | 6797349 | 6797348 | BCRS/PCE/J00559/MBB02897 | 300003256 | Existing | RYB | PBEL(P)-1 | B02901 PE PANGSAPURI SRI JASA | CLOSED | CLOSED | LINK | 11.000 kV | 11 kV | GAS | 1998-11-11 | 1998 | 9832S076 | Unknown | INDKOM | INDKOM | 93325076 |  | TMN TANMING PERMAI | SUBSTATION | Unknown | Unknown | Unknown | DISTRIBUTION | TNB | CHERAS | Unknown | 75 |  |  | Unknown | Unknown |  | Unknown |  | 28 | 630.000 A | 0.63 | 50 | 22 | B02900 | NO | [5 empty] | TAMAN TANMING PERMAI |  | 3
256952107 | B02056 | B02056 | 6823829 | 6823840 | BCRS/PCE/J00159/MBB02054 | 300005347 | Existing | RYB | BTHO-5 | B02057 RASA SAYANG PRIMA | CLOSED | CLOSED | LINK | 11.000 kV | 11 kV | OIL | 2011-11-11 | 0 | 97076-103R | Unknown | TAMCO | TAMCO | H18-1-257 | N/A | TMN RASA SAYANG NO 2 | SUBSTATION | Unknown | Unknown | Unknown | DISTRIBUTION | TNB | CHERAS | Unknown | 75 |  |  | Unknown | Unknown |  | LINE |  | 28 | 400.000 A | 0.63 | 50 | 21.9 | B02056 | Unknown |  |  |  |  | 0 | TAMAN RASA SAYANG NO 2 |  | 3
256952116 | B02054 |  | 6823835 | 6823849 | BCRS/PCE/J00159/MBB02054 | 300005347 | Existing | RYB | BTHO-5 | B02053 TMN CHERAS MAS NO 1 | CLOSED | CLOSED | LINK | 11.000 kV | 11 kV | OIL | 2011-11-11 | 0 | L19/1/920R | Unknown | TAMCO | TAMCO | H18-1-257 | N/A | TMN RASA SAYANG NO 2 | SUBSTATION | Unknown | Unknown | Unknown | DISTRIBUTION | TNB | CHERAS | Unknown | 75 |  |  | Unknown | Unknown |  | LINE |  | 28 | 400.000 A | 0.63 | 50 | 21.9 | B02054 | Unknown |  |  |  |  | 0 | TAMAN RASA SAYANG NO 2 |  | 3
256952137 | B02057 | B02057 | 6823907 | 6823919 | BCRS/PCE/J00165/MBB02057 | 300005398 | Existing | RYB | BTHO-5 | B02056 RASA SAYANG NO 2 | CLOSED | CLOSED | LINK | 12.000 kV | 11 kV | GAS | 1999-11-11 | 1999 | 9846S144 | Unknown | F_and_G | INDKOM | 9846S144 | N/A | RASA SAYANG PRIMA | SUBSTATION | Unknown | Unknown | Unknown | DISTRIBUTION | TNB | CHERAS | Unknown | 75 |  |  | Unknown | Unknown |  | LINE |  | 28 | 630.000 A | 0.63 | 50 | 22 | B02057 | Unknown |  |  |  |  | 0 | TAMAN RASA SAYANG PRIMA |  | 3
256952141 | B02059 | B02059 | 6823908 | 6823921 | BCRS/PCE/J00165/MBB02057 | 300005398 | Existing | RYB | BTHO-5 | B02060 SRI AMAN | CLOSED | CLOSED | LINK | 12.000 kV | 11 kV | GAS | 1999-11-11 | 1999 | 9846S144 | Unknown | F_and_G | INDKOM | 9846S144 | N/A | RASA SAYANG PRIMA | SUBSTATION | Unknown | Unknown | Unknown | DISTRIBUTION | TNB | CHERAS | Unknown | 75 |  |  | Unknown | Unknown |  | LINE |  | 28 | 630.000 A | 0.63 | 22 | 22 | B02059 | Unknown |  |  |  |  | 0 | TAMAN RASA SAYANG PRIMA |  | 3
256952161 | B01773 | B01773 | 6823979 | 6823990 | BCRS/PCE/J00237/MBB01773 | 300005895 | Existing | RYB | BTHO-1 | B01772 TELEKOM | CLOSED | CLOSED | LINK | 12.000 kV | 11 kV | GAS | 2009-11-01 | 2005 | 2565 |  | FALCON BETA | TAMCO | B21122281 |  | TMN SHAH JAYA | SUBSTATION | Unknown | Unknown | Unknown | DISTRIBUTION | TNB | CHERAS | Unknown | 75 |  |  | Unknown | Unknown |  | LINE |  | 28 | 630.000 A | 0.63 | 50 | 20 | B01773 | Unknown |  |  |  |  | 0 | TMN SHAH JAYA |  | 3
256952170 | B01775 | B01775 | 6823985 | 6823999 | BCRS/PCE/J00237/MBB01773 | 300005895 | Existing | RYB | BTHO-1 | B01776 SG WAY QUARRY | CLOSED | CLOSED | LINK | 12.000 kV | 11 kV | GAS | 2009-11-01 | 2005 | 2565 | Unknown | FALCON BETA | TAMCO | B21122281 | N/A | TMN SHAH JAYA | SUBSTATION | Unknown | Unknown | Unknown | DISTRIBUTION | TNB | CHERAS | Unknown | 75 |  |  | Unknown | Unknown |  | LINE |  | 28 | 630.000 A | 20 | 50 | 20 | B01775 | Unknown |  |  |  |  | 0 | TMN SHAH JAYA |  | 3
256952185 | B02062 | B02062 | 6824331 | 6824342 | BCRS/PCE/J00158/MBB02060 | 300005341 | Existing | RYB | BTHO-5 | B05990 TMN SRI MUJUR | CLOSED | CLOSED | LINK | 12.000 kV | 11 kV | GAS | 1992-11-11 | 0 | N/A |  | MERLIN GERIN | MERLIN GERIN | 219533 | N/A | TMN SRI AMAN | SUBSTATION | Unknown | Unknown | Unknown | DISTRIBUTION | TNB | CHERAS | Unknown | 75 |  |  | Unknown | Unknown |  | LINE |  | 28 | 630.000 A | 0.63 | 50 | 18.4 | B02062 | Unknown |  |  |  |  | 0 | TAMAN SERI AMAN |  | 3
256952194 | B02060 | B02060 | 6824337 | 6824351 | BCRS/PCE/J00158/MBB02060 | 300005341 | Existing | RYB | BTHO-5 | B02059 TAMAN RASA SAYANG PRIMA | CLOSED | CLOSED | LINK | 12.000 kV | 11 kV | GAS | 1992-11-11 | 0 | N/A | Unknown | MERLIN GERIN | MERLIN GERIN | 219533 | N/A | TMN SRI AMAN | SUBSTATION | Unknown | Unknown | Unknown | DISTRIBUTION | TNB | CHERAS | Unknown | 75 |  |  | Unknown | Unknown |  | LINE |  | 28 | 630.000 A | 18.4 | 50 | 18.4 | B02060 | Unknown |  |  |  |  | 0 | TAMAN SERI AMAN |  | 3
256952225 | B07000 | B07000 | 6824204 | 6824203 | BCRS/PCE/J00426/MB | 300431445 | Existing | RYB | LMAS-10 | B07001 TMN SEGAR PERDANA NO 3 | OPEN | OPEN | LINK | 12.000 kV | 11 kV | GAS | 2003-11-11 | 2003 | D23782 |  | FALCON BETA | TAMCO | D231782 |  | TMN SEGAR PERDANA NO 2 | SUBSTATION | Unknown | Unknown | Unknown | DISTRIBUTION | TNB | CHERAS | Unknown | 75 |  |  | Unknown | Unknown |  | LINE |  | 28 | 630.000 A | 0.63 | 50 | 20 | B07000 | Unknown |  |  |  |  | 0 | TMN SRGAR PERDANA NO 2 |  | 3
256952231 | B06997 | B06997 | 6824222 | 6824221 | BCRS/PCE/J00426/MB | 300431445 | Existing | RYB | LMAS-7 | B07744 JLN SP 6/3 SEGAR PERDANA | CLOSED | CLOSED | LINK | 12.000 kV | 11 kV | GAS | 2003-11-11 | 2003 | D23782 |  | FALCON BETA | TAMCO | D231782 |  | TMN SEGAR PERDANA NO 2 | SUBSTATION | Unknown | Unknown | Unknown | DISTRIBUTION | TNB | CHERAS | Unknown | 75 |  |  | Unknown | Unknown |  | LINE |  | 28 | 630.000 A | 0.63 | 50 | 20 | B06997 | Unknown |  |  |  |  | 0 | TMN SRGAR PERDANA NO 2 |  | 3
256952250 | B01723 | B01723 | 6824458 | 6824470 | BCRS/PCE/J00246/MBB01721 | 300005963 | Existing | RYB | LMAS-4 | B01724 TMN SRI CHERAS NO 1 | OPEN | CLOSED | LINK | 12.000 kV | 11 kV | GAS | 1998-11-01 | 2008 | B2815764 |  | FALCON BETA | TAMCO | B2815764 | N/A | TMN SRI CHERAS JAYA | SUBSTATION | Unknown | Unknown | Unknown | DISTRIBUTION | TNB | CHERAS | Unknown | 75 |  |  | Unknown | Unknown |  | LINE |  | 28 | 630.000 A | 0.63 | 50 | 20 | B01723 | NO | N/A |  |  |  | 0 | TMN SERI CHERAS JAYA |  | 3
256952254 | B01721 | B01721 | 6824459 | 6824472 | BCRS/PCE/J00246/MBB01721 | 300005963 | Existing | RYB | BTHO-9 | B01720 TMN SRI CHERAS NO 3 | CLOSED | OPEN | LINK | 12.000 kV | 11 kV | GAS | 1998-11-01 | 2008 | B2815764 |  | FALCON BETA | TAMCO | B2815764 | N/A | TMN SRI CHERAS JAYA | SUBSTATION | Unknown | Unknown | Unknown | DISTRIBUTION | TNB | CHERAS | Unknown | 75 |  |  | Unknown | Unknown |  | LINE |  | 28 | 630.000 A | 0.63 | 50 | 20 | B01721 | NO | N/A |  |  |  | 0 | TMN SERI CHERAS JAYA |  | 3
256952576 | B08093 | B08093 | 6824615 | 6824614 |  |  | Existing | RYB | SGLN-12 | PERSIARAN BKT SG LONG 1 | CLOSED | CLOSED | LINK | 12.000 kV | 11 kV | GAS |  | 2004 | B248380 |  | FALCON BETA | TAMCO | B248380 | N/A | JALAN SL 14/4 | SUBSTATION | Unknown | Unknown | Unknown | DISTRIBUTION | TNB | CHERAS | Unknown | 75 |  |  | Unknown | Unknown |  | LINE |  | 28 | 630.000 A | 0.63 | 50 | 20 | B08093 | NO | N/A |  |  |  | 0 | JALAN SL 14/4 SG LONG |  | 3
256952580 | B08091 | B08091 | 6824618 | 6824617 |  |  | Existing | RYB | SGLN-12 | B02375 SG LONG NO 5 | CLOSED | CLOSED | LINK | 12.000 kV | 11 kV | GAS |  | 2004 | B248380 |  | FALCON BETA | TAMCO | B248380 | N/A | JALAN SL 14/4 | SUBSTATION | Unknown | Unknown | Unknown | DISTRIBUTION | TNB | CHERAS | Unknown | 75 |  |  | Unknown | Unknown |  | LINE |  | 28 | 630.000 A | 0.63 | 50 | 20 | B08091 | NO | N/A |  |  |  | 0 | JALAN SL 14/4 SG LONG |  | 3
256952602 | B08389 | B08389 | 6824678 | 6824677 | BCRS/PCE/J00462/MB | 300431558 | Existing | RYB | SGLN-12 | B08032 SEJATI HILL VILLA | CLOSED | CLOSED | LINK | 12.000 kV | 11 kV | GAS | 2004-11-01 | 2004 | 12471 |  | VEI | VEI | 12471 | N/A | SEJATI HILL NO 2 | SUBSTATION | Unknown | Unknown | Unknown | DISTRIBUTION | TNB | CHERAS | Unknown | 75 |  |  | Unknown | Unknown |  | LINE |  | 28 | 630.000 A | 0.63 | 50 | 20 | B08389 | NO | N/A |  |  |  | 0 | SEJATI HILL VILLA NO 2 |  | 3
256952606 | B08391 | B08391 | 6824681 | 6824680 | BCRS/PCE/J00462/MB | 300431558 | Existing | RYB | SGLN-12 | PERSIARAN BKT SG LONG 1 | CLOSED | CLOSED | LINK | 12.000 kV | 11 kV | GAS | 2004-11-01 | 2004 | 12471 |  | VEI | VEI | 12471 | N/A | SEJATI HILL NO 2 | SUBSTATION | Unknown | Unknown | Unknown | DISTRIBUTION | TNB | CHERAS | Unknown | 75 |  |  | Unknown | Unknown |  | LINE |  | 28 | 630.000 A | 0.63 | 50 | 20 | B08391 | NO | N/A |  |  |  | 0 | SEJATI HILL VILLA NO 2 |  | 3
256952629 | B08034 | EMERLAND POINT C | 6824735 | 6824734 | BCRS/PCE/J00477/MB | 300431572 | Existing | RYB | SGLN-12 | B08703 EMERALAND POINT C | CLOSED | CLOSED | LINK | 12.000 kV | 11 kV | GAS | 2003-11-01 | 2003 | 17454 |  | VEI | VEI | 11754 | N/A | TMN SEJATI HILL VILLA | SUBSTATION | Unknown | Unknown | Unknown | DISTRIBUTION | TNB | CHERAS | Unknown | 75 |  |  | Unknown | Unknown |  | LINE |  | 28 | 630.000 A | 0.63 | 50 | 20 | B08034 | NO | N/A |  |  |  | 0 | TMN SEJATI HILL VILLA |  | 3
256952633 | B08032 | SEJATI HILL VILLA NO.2 | 6824738 | 6824737 | BCRS/PCE/J00477/MB | 300431572 | Existing | RYB | SGLN-12 | B08389 SEJATI HILL VILLA NO 2 | CLOSED | CLOSED | LINK | 12.000 kV | 11 kV | GAS | 2003-11-01 | 2003 | 17454 |  | VEI | VEI | 11754 | N/A | TMN SEJATI HILL VILLA | SUBSTATION | Unknown | Unknown | Unknown | DISTRIBUTION | TNB | CHERAS | Unknown | 75 |  |  | Unknown | Unknown |  | LINE |  | 28 | 630.000 A | 0.63 | 50 | 20 | B08032 | NO | N/A |  |  |  | 0 | TMN SEJATI HILL VILLA |  | 3
256952662 | B07005 | PE TMN SEGAR PERDANA NO 2 | 6825612 | 6825611 | BCRS/PCE/J00514/MBB07737 | 300267967 | Existing | RYB | LMAS-10 | B07000 PE TMN SEGAR PERDANA NO 2 | CLOSED | CLOSED | LINK | 12.000 kV | 11 kV | GAS | 18/07/1998 | 2003 | D231787 | Unknown | FALCON BETA | TAMCO | D231787 |  | JLN SP 3 TMN SEGAR PERDANA | SUBSTATION | Unknown | Unknown | Unknown | DISTRIBUTION | TNB | CHERAS | Unknown | 75 |  |  | Unknown | Unknown |  | Unknown |  | 28 | 630.000 A | 0.63 | 50 | 20 | B07005 | Unknown |  |  |  |  | 0 | TAMAN SEGAR PERDANA NO 3 |  | 3
256952668 | B07004 | PE TMN SEGAR PERDANA NO 4 | 6825630 | 6825629 | BCRS/PCE/J00514/MBB07737 | 300267967 | Existing | RYB | LMAS-10 | B07005 PE TMN SEGAR PERDANA NO 4 | CLOSED | CLOSED | LINK | 12.000 kV | 11 kV | GAS | 18/07/1998 | 2003 | D231787 | Unknown | FALCON BETA | TAMCO | D231787 |  | JLN SP 3 TMN SEGAR PERDANA | SUBSTATION | Unknown | Unknown | Unknown | DISTRIBUTION | TNB | CHERAS | Unknown | 75 |  |  | Unknown | Unknown |  | Unknown |  | 28 | 630.000 A | 0.63 | 50 | 20 | B07004 | Unknown |  |  |  |  | 0 | TAMAN SEGAR PERDANA NO 3 |  | 3
256952701 | B02076 | B02076 | 6826666 | 6826665 | BCRS/PCE/J00147/MBB02076 | 300005283 | Existing | RYB | LMAS-7 | B02075 TMN SUNTEX | CLOSED | CLOSED | LINK | 12.000 kV | 11 kV | GAS | 2002-11-11 | 2002 | B220492 |  | FALCON BETA | TAMCO | D231704 | N/A | TMN SRI MUJUR | SUBSTATION | Unknown | Unknown | Unknown | DISTRIBUTION | TNB | CHERAS | Unknown | 75 |  |  | Unknown | Unknown |  | LINE |  | 28 | 630.000 A | 0.63 | 50 | 20 | B02076 | NO | N/A |  |  |  | 0 | TAMAN SRI MUJUR |  | 3
256952705 | B05990 | B05990 | 6826668 | 6826667 | BCRS/PCE/J00147/MBB02076 | 300005283 | Existing | RYB | LMAS-7 | LMAS-7 | CLOSED | CLOSED | LINK | 12.000 kV | 11 kV | GAS | 2002-11-11 | 2002 | B220492 |  | FALCON BETA | TAMCO | D231704 | N/A | TMN SRI MUJUR | SUBSTATION | Unknown | Unknown | Unknown | DISTRIBUTION | TNB | CHERAS | Unknown | 75 |  |  | Unknown | Unknown |  | LINE |  | 28 | 630.000 A | 0.63 | 50 | 20 | B05990 | NO |  |  |  |  | 0 | TAMAN SRI MUJUR |  | 3
256952734 | B07741 | B07741 | 6826710 | 6826709 | BCRS/PCE/J00515/MB | 300267971 | Existing | RYB | LMAS-7 | APARTMENT PERDANA HEIGHT | CLOSED | CLOSED | LINK | 12.000 kV | 11 kV | GAS | 2004-11-11 | 2004 | D242497 |  | FALCON BETA | TAMCO | D242497 |  | JLN SP 6/3 TMN SEGAR PERDANA | SUBSTATION | Unknown | Unknown | Unknown | DISTRIBUTION | TNB | CHERAS | Unknown | 75 |  |  | Unknown | Unknown |  | LINE |  | 28 | 630.000 A | 0.63 | 50 | 20 | B07741 | Unknown |  |  |  |  | 0 | JLN SP 6/3 TMN SEGAR PERDANA |  | 3
256952740 | B07744 | B07744 | 6826728 | 6826727 | BCRS/PCE/J00515/MB | 300267971 | Existing | RYB | LMAS-7 | B06997 TMN SEGAR PERDANA NO 2 | CLOSED | CLOSED | LINK | 12.000 kV | 11 kV | GAS | 2004-11-11 | 2004 | D242497 |  | FALCON BETA | TAMCO | D242497 |  | JLN SP 6/3 TMN SEGAR PERDANA | SUBSTATION | Unknown | Unknown | Unknown | DISTRIBUTION | TNB | CHERAS | Unknown | 75 |  |  | Unknown | Unknown |  | LINE |  | 28 | 630.000 A | 0.63 | 50 | 20 | B07744 | Unknown |  |  |  |  | 0 | JLN SP 6/3 TMN SEGAR PERDANA |  | 3
256952762 | B08713 | PE GARDEN PARK SG.LONG NO 3 | 6909855 | 6909854 | BCRS/PCE/J00839/MBB08713 |  | Existing | RYB | SGLN-7 | B05396 PE GARDEN PARK SG.LONG NO 3 | CLOSED | CLOSED | LINK | 11.000 kV | 11 kV | GAS |  | 2003 | 0226S207 | Unknown | F_and_G | INDKOM | 0226S207 |  | JALAN DESA BUDIMAN 1/3 NO 1 | SUBSTATION | Unknown | Unknown | Unknown | DISTRIBUTION | TNB | CHERAS | Unknown | 75 |  |  | Unknown | Unknown |  | Unknown |  | 28 | 630.000 A | 0.63 | 50 | 22 | B08713 | Unknown |  |  |  |  | 0 | JALAN DB 1/3 DESA BUDIMAN NO 1 |  | 3
256952767 | B08711 | PE JALAN DESA BUDIMAN | 6909861 | 6909860 | BCRS/PCE/J00839/MBB08711 |  | Existing | RYB | SGLN-7 | B11342 PE JALAN DESA BUDIMAN | CLOSED | CLOSED | LINK | 11.000 kV | 11 kV | GAS |  | 2003 | 0226S207 | Unknown | F_and_G | INDKOM | 0226S207 |  | JALAN DESA BUDIMAN 1/3 NO 1 | SUBSTATION | Unknown | Unknown | Unknown | DISTRIBUTION | TNB | CHERAS | Unknown | 75 |  |  | Unknown | Unknown |  | Unknown |  | 28 | 630.000 A | 0.63 | 50 | 22 | B08711 | Unknown |  |  |  |  | 0 | JALAN DB 1/3 DESA BUDIMAN NO 1 |  | 3
256952789 | B02396 |  | 6910030 | 6910029 | BCRS/PCE/J00218/MBB02396 | 300005777 | Existing | RYB | SGLN-5 | B02395 BDR SG LONG NO 2 | CLOSED | CLOSED | LINK | 12.000 kV | 11 kV | GAS | 1998-11-01 | 1998 | B982439 | Unknown | FALCON BETA | TAMCO | B982439 |  | OAKHILL COMPACT | SUBSTATION | Unknown | Unknown | Unknown | DISTRIBUTION | TNB | CHERAS | Unknown | 75 |  |  | Unknown | Unknown |  | Unknown |  | 28 | 630.000 A | 0.63 | 50 | 20 | B02396 | NO |  |  |  |  | 0 | OAKHILL HOLDING SDN BHD |  | 3
256952793 | B02398 | PE PANGSAPURI FOREST GREEN COMP | 6910039 | 6910038 | BCRS/PCE/J00218/MBB02396 | 300005777 | Existing | RYB | SGLN-5 | B04852 PE PANGSAPURI FOREST GREEN COMP | CLOSED | CLOSED | LINK | 12.000 kV | 11 kV | GAS | 1998-11-01 | 1998 | B982439 | Unknown | FALCON BETA | TAMCO | B982439 |  | OAKHILL COMPACT | SUBSTATION | Unknown | Unknown | Unknown | DISTRIBUTION | TNB | CHERAS | Unknown | 75 |  |  | Unknown | Unknown |  | Unknown |  | 28 | 630.000 A | 0.63 | 50 | 20 | B02398 | NO |  |  |  |  | 0 | OAKHILL HOLDING SDN BHD |  | 3
256956012 | B02392 | PE BUKIT PERMAI SG LONG | 6912261 | 6912260 | BCRS/PCE/J00214/MBB02392 | 300005744 | Existing | RYB | SGLN-5 | B04479 PE BUKIT PERMAI SG LONG | CLOSED | CLOSED | LINK | 11.000 kV | 11 kV | GAS | 2006-11-01 | 1994 | 2037JPM | Unknown | F_and_G | INDKOM | 2037JPM |  | SG LONG NO 2 | SUBSTATION | Unknown | Unknown | Unknown | DISTRIBUTION | TNB | CHERAS | Unknown | 75 |  |  | Unknown | Unknown |  | Unknown |  | 28 | 630.000 A | 0.63 | 50 | 22 | B02392 | NO |  |  |  |  | 0 | SG LONG NO 2 |  | 3
256956016 | B02395 | PE OAKHILL HOLDING SDN BHD | 6912270 | 6912269 | BCRS/PCE/J00214/MBB02392 | 300005744 | Existing | RYB | SGLN-5 | B02396 PE OAKHILL HOLDING SDN BHD | CLOSED | CLOSED | LINK | 11.000 kV | 11 kV | GAS | 2006-11-01 | 1994 | 2037JPM | Unknown | F_and_G | INDKOM | 2037JPM |  | SG LONG NO 2 | SUBSTATION | Unknown | Unknown | Unknown | DISTRIBUTION | TNB | CHERAS | Unknown | 75 |  |  | Unknown | Unknown |  | Unknown |  | 28 | 630.000 A | 0.63 | 50 | 22 | B02395 | NO |  |  |  |  | 0 | SG LONG NO 2 |  | 3
256956440 | B04852 | PE OAKHILL HOLDING SDN BHD | 6915739 | 6915738 | BCRS/PCE/J00224/MBB04850 | 300005813 | Existing | RYB | SGLN-5 | B02398 PE OAKHILL HOLDING SDN BHD | CLOSED | CLOSED | LINK | 11.000 kV | 11 kV | GAS | 2000-11-01 | 2000 | 0026S082 | Unknown | F_and_G | INDKOM | 0026S082 |  | P/PURI FOREST GREEN COMPACT | SUBSTATION | Unknown | Unknown | Unknown | DISTRIBUTION | TNB | CHERAS | Unknown | 75 |  |  | Unknown | Unknown |  | Unknown |  | 28 | 630.000 A | 0.63 | 50 | 22 | B04852 | NO |  |  |  |  | 0 | PANGSAPURI FOREST GREEN COMPACT |  | 3
256956444 | B04850 | PE PANGSAPURI FOREST GREEN | 6915742 | 6915741 | BCRS/PCE/J00224/MBB04850 | 300005813 | Existing | RYB | SGLN-5 | B04849 PE PANGSAPURI FOREST GREEN | CLOSED | CLOSED | LINK | 11.000 kV | 11 kV | GAS | 2000-11-01 | 2000 | 0026S082 | Unknown | F_and_G | INDKOM | 0026S082 |  | P/PURI FOREST GREEN COMPACT | SUBSTATION | Unknown | Unknown | Unknown | DISTRIBUTION | TNB | CHERAS | Unknown | 75 |  |  | Unknown | Unknown |  | Unknown |  | 28 | 630.000 A | 0.63 | 50 | 22 | B04850 | NO |  |  |  |  | 0 | PANGSAPURI FOREST GREEN COMPACT |  | 3
256956474 | B07124 | PE JALAN PERMAISURI 23\6 BMC | 6915803 | 6915802 | BCRS/PCE/J00468/MB | 300431564 | Existing | RYB | MHCR-2 | B14644 PE EMERALD RESIDENCE | CLOSED | CLOSED | LINK | 12.000 kV | 11 kV | GAS | 2003-11-01 | 2003 | D231711 | Unknown | FALCON BETA | TAMCO | D231711 |  | VISTA GREEN CONDO BDR MAHKOTA CHERAS | SUBSTATION | Unknown | Unknown | Unknown | DISTRIBUTION | TNB | CHERAS | Unknown | 75 |  |  | Unknown | Unknown |  | Unknown |  | 28 | 630.000 A | 0.63 | 50 | 20 | B07124 | Unknown |  |  |  |  | 0 | VISTA GREEN CONDOMINIUM |  | 3
256956478 | B07121 | PE JALAN DAYANG 17/8 | 6915812 | 6915811 | BCRS/PCE/J00468/MB | 300431564 | Existing | RYB | MHCR-2 | B07912 PE JALAN DAYANG 17/8 | CLOSED | CLOSED | LINK | 12.000 kV | 11 kV | GAS | 2003-11-01 | 2003 | D231711 | Unknown | FALCON BETA | TAMCO | D231711 |  | VISTA GREEN CONDO BDR MAHKOTA CHERAS | SUBSTATION | Unknown | Unknown | Unknown | DISTRIBUTION | TNB | CHERAS | Unknown | 75 |  |  | Unknown | Unknown |  | Unknown |  | 28 | 630.000 A | 0.63 | 50 | 20 | B07121 | Unknown |  |  |  |  | 0 | VISTA GREEN CONDOMINIUM |  | 3
256956516 | B04484 | PE BKT RASA SAYANG | 6915903 | 6915902 | BCRS/PCE/J00221/MB | 300431418 | Existing | RYB | SGLN-5 | B08866 PE BKT RASA SAYANG | CLOSED | CLOSED | LINK | 11.000 kV | 11 kV | GAS | 2000-11-01 | 2000 | 9935S055 | Unknown | F_and_G | INDKOM | 9935S055 |  | BKT PERMAI SG LONG | SUBSTATION | Unknown | Unknown | Unknown | DISTRIBUTION | TNB | CHERAS | Unknown | 75 |  |  | Unknown | Unknown |  | Unknown |  | 28 | 630.000 A | 0.63 | 50 | 22 | B04484 | NO |  |  |  |  | 0 | BUKIT PERMAI SG LONG |  | 3
256956521 | B04483 | LOOPING | 6915919 | 6915918 | BCRS/PCE/J00221/MB | 300431418 | Existing | RYB | SGLN-5 | B04480 LOOPING | CLOSED | CLOSED | LINK | 11.000 kV | 11 kV | GAS | 2000-11-01 | 2000 | 9935S055 | Unknown | F_and_G | INDKOM | 9935S055 |  | BKT PERMAI SG LONG | SUBSTATION | Unknown | Unknown | Unknown | DISTRIBUTION | TNB | CHERAS | Unknown | 75 |  |  | Unknown | Unknown |  | Unknown |  | 28 | 630.000 A | 0.63 | 50 | 22 | B04483 | NO |  |  |  |  | 0 | BUKIT PERMAI SG LONG |  | 3
256956527 | B04480 | LOOPING | 6915935 | 6915937 | BCRS/PCE/J00221/MB | 300431419 | Existing | RYB | SGLN-5 | B04483 LOOPING | CLOSED | CLOSED | LINK | 11.000 kV | 11 kV | GAS | 2000-11-01 | 2000 | 9944S047 | Unknown | F_and_G | INDKOM | 9944S047 |  | BKT PERMAI SG LONG | INTERCONNECT (OTHER UTILITY) | Unknown | Unknown | Unknown | DISTRIBUTION | TNB | CHERAS | Unknown | 75 |  |  | Unknown | Unknown |  | Unknown |  | 28 | 630.000 A | 0.63 | 50 | 22 | B04480 | NO |  |  |  |  | 0 | BUKIT PERMAI SG LONG |  | 3
256956533 | B04479 | PE BANDAR SG LONG NO 2 | 6915940 | 6915942 | BCRS/PCE/J00221/MB | 300431419 | Existing | RYB | SGLN-5 | B02392 PE BANDAR SG LONG NO 2 | CLOSED | OPEN | LINK | 11.000 kV | 11 kV | GAS | 2000-11-01 | 2000 | 9944S047 | Unknown | F_and_G | INDKOM | 9944S047 |  | BKT PERMAI SG LONG | SUBSTATION | Unknown | Unknown | Unknown | DISTRIBUTION | TNB | CHERAS | Unknown | 75 |  |  | Unknown | Unknown |  | Unknown |  | 28 | 630.000 A | 0.63 | 50 | 22 | B04479 | NO |  |  |  |  | 0 | BUKIT PERMAI SG LONG |  | 3
256956563 | B08069 | B08069 | 6917293 | 6917292 | BCRS/PCE/J00498/MB | 300431591 | Existing | RYB | MHCR2-11 | B08667 CHERAS VISTA | CLOSED | CLOSED | LINK | 11.000 kV | 11 kV | GAS | 2004-11-01 | 2004 | 049S120 |  | INDKOM | INDKOM | 049S120 | N/A | JALAN BENTARA 1/5 BDR MAHKOTA CHERAS | SUBSTATION | Unknown | Unknown | Unknown | DISTRIBUTION | TNB | CHERAS | Unknown | 75 |  |  | Unknown | Unknown |  | LINE |  | 28 | 630.000 A | 0.63 | 50 | 20 | B08069 | NO | N/A |  |  |  | 0 | JLN BENTARA 1/5 BMC |  | 3
256956567 | B08072 | B08072 | 6917302 | 6917301 | BCRS/PCE/J00498/MB | 300431591 | Existing | RYB | MHCR2-11 | B10254 JALAN SERI BUDIMAN 2/2 | CLOSED | CLOSED | LINK | 11.000 kV | 11 kV | GAS | 2004-11-01 | 2004 | 049S120 |  | INDKOM | INDKOM | 049S120 | N/A | JALAN BENTARA 1/5 BDR MAHKOTA CHERAS | SUBSTATION | Unknown | Unknown | Unknown | DISTRIBUTION | TNB | CHERAS | Unknown | 75 |  |  | Unknown | Unknown |  | LINE |  | 28 | 630.000 A | 0.63 | 50 | 20 | B08072 | NO | N/A |  |  |  | 0 | JLN BENTARA 1/5 BMC |  | 3
256956590 | B04218 | B04218 | 6920499 | 6920498 | BCRS/PCE/J00777/MBB04218 | 300271311 | Existing | RYB | JUBA-5 | B04217 3V PERABOT | OPEN | OPEN | LINK | 12.000 kV | 11 kV | GAS | 18/07/1998 | 0 | N/A |  | MERLIN GERIN | MERLIN GERIN | N/A | N/A | GIRIMAS NO 2 | SUBSTATION | Unknown | Unknown | Unknown | DISTRIBUTION | TNB | CHERAS | Unknown | 75 |  |  | Unknown | Unknown |  | LINE |  | 28 | 630.000 A | 0.63 | 50 | 20 | B04218 | NO | N/A |  |  |  | 0 | GIRIMAS NO 2 |  | 3
256956594 | B04220 | B04220 | 6920508 | 6920507 | BCRS/PCE/J00777/MBB04218 | 300271311 | Existing | RYB | PMU KJNG-8 | B12214 TMN IND ANGKAT PERDANA NO 2 | CLOSED | CLOSED | LINK | 12.000 kV | 11 kV | GAS | 18/07/1998 | 0 | N/A |  | MERLIN GERIN | MERLIN GERIN | N/A | N/A | GIRIMAS NO 2 | SUBSTATION | Unknown | Unknown | Unknown | DISTRIBUTION | TNB | CHERAS | Unknown | 75 |  |  | Unknown | Unknown |  | LINE |  | 28 | 630.000 A | 0.63 | 50 | 20 | B04220 | NO | N/A |  |  |  | 0 | GIRIMAS NO 2 |  | 3
256956624 | B09075 | PE BATU18 HULU LANGAT | 6924439 | 6924438 | BCRS/PCE/J00837/MBB09075 |  | Existing | RYB |  | B02287 PE BATU18 HULU LANGAT | CLOSED | CLOSED | LINK | 12.000 kV | 11 kV | GAS |  | 2005 | CV744626-000230/010 | Unknown | SIEMENS | ITEM | CV744626-000230/010 | N/A | TMN IMPIAN WARISAN LANGAT | SUBSTATION | Unknown | Unknown | Unknown | DISTRIBUTION | TNB | CHERAS | Unknown | 75 |  |  | Unknown | Unknown |  | LINE |  | 28 | 630.000 A | 0.63 | 50 | 20 | B09075 | NO | N/A |  |  |  | 0 | TAMAN IMPIAN WARISAN |  | 3
256956630 | B09078 | PE KUALA PERDEK | 6924457 | 6924456 | BCRS/PCE/J00837/MBB09078 |  | Existing | RYB |  | B02288 PE KUALA PERDEK | CLOSED | CLOSED | LINK | 12.000 kV | 11 kV | GAS |  | 2005 | CV744626-000230/010 |  | SIEMENS | ITEM | CV744626-000230/010 | N/A | TMN IMPIAN WARISAN LANGAT | SUBSTATION | Unknown | Unknown | Unknown | DISTRIBUTION | TNB | CHERAS | Unknown | 75 |  |  | Unknown | Unknown |  | LINE |  | 28 | 630.000 A | 0.63 | 50 | 20 | B09078 | NO | N/A |  |  |  | 0 | TAMAN IMPIAN WARISAN |  | 3
256962320 | B01402 | PE HARTA SYSTEM 1 | 6767634 | 6767633 | BCRS/PCE/J00341/MB | 300010391 | Existing | RYB | CJYA-9 | B01401 PE HARTA SYSTEM 1 | CLOSED | CLOSED | LINK | 12.000 kV | 11 kV | GAS | 1992-11-01 | 0 | N/A | Unknown | MERLIN GERIN | MERLIN GERIN | N/A |  | UNION CAR CARPET | SUBSTATION | Unknown | Unknown | Unknown | DISTRIBUTION | TNB | CHERAS | Unknown | 75 |  |  | Unknown | Unknown |  | Unknown |  | 28 | 630.000 A | 0.63 | 50 | 20 | B01402 | Unknown |  |  |  |  | 0 | UNION CARPET |  | 3
256962324 | B01404 | PE NAM MEOW | 6767637 | 6767636 | BCRS/PCE/J00341/MB | 300010391 | Existing | RYB | CJYA-9 | B01405 PE NAM MEOW | CLOSED | CLOSED | LINK | 12.000 kV | 11 kV | GAS | 1992-11-01 | 0 | N/A | Unknown | MERLIN GERIN | MERLIN GERIN | N/A |  | UNION CAR CARPET | SUBSTATION | Unknown | Unknown | Unknown | DISTRIBUTION | TNB | CHERAS | Unknown | 75 |  |  | Unknown | Unknown |  | Unknown |  | 28 | 630.000 A | 0.63 | 50 | 20 | B01404 | Unknown |  |  |  |  | 0 | UNION CARPET |  | 3
256962643 | B01395 | PE KHONG PENG | 6767711 | 6767710 | BCRS/PCE/J00343/MB | 300010395 | Existing | RYB | CJYA-9 | B01394 PE KHONG PENG | CLOSED | CLOSED | LINK | 12.000 kV | 11 kV | GAS | 2007-11-11 | 1991 | 62109390/334 | Unknown | MERLIN GERIN | SCHNEIDER | R0731144B |  | KINKU INDUSTRIES SB | SUBSTATION | Unknown | Unknown | Unknown | DISTRIBUTION | TNB | CHERAS | Unknown | 75 |  |  | Unknown | Unknown |  | Unknown |  | 28 | 630.000 A | 0.63 | 50 | 22 | B01395 | Unknown |  |  |  |  | 0 | KINKU INDUSTRIAL S/B |  | 3
256962647 | B01397 | PE HARTA SYSTEM 1 | 6767714 | 6767713 | BCRS/PCE/J00343/MB | 300010395 | Existing | RYB | CJYA-9 | B01398 PE HARTA SYSTEM 1 | CLOSED | CLOSED | LINK | 12.000 kV | 11 kV | GAS | 2007-11-11 | 1991 | 62109390/334 | Unknown | MERLIN GERIN | SCHNEIDER | R0731144B |  | KINKU INDUSTRIES SB | SUBSTATION | Unknown | Unknown | Unknown | DISTRIBUTION | TNB | CHERAS | Unknown | 75 |  |  | Unknown | Unknown |  | Unknown |  | 28 | 630.000 A | 0.63 | 50 | 22 | B01397 | Unknown |  |  |  |  | 0 | KINKU INDUSTRIAL S/B |  | 3
256963849 | B07077 | B07077 | 6758920 | 6758919 | BCRS/PCE/J00051/MBB07077 | 300431054 | Existing | RYB | TMASS-8 | B02334 NURUL IMAN | CLOSED | CLOSED | LINK | 12.000 kV | 11 kV | GAS | 2000-11-01 | 2003 | B236866 | Unknown | FALCON BETA | TAMCO | B236866 |  | TMN SG SERAI TAMBAHAN | SUBSTATION | Unknown | Unknown | Unknown | DISTRIBUTION | TNB | CHERAS | Unknown | 75 |  |  | Unknown | Unknown |  | LINE |  | 28 | 630.000 A | 0.63 | 50 | 20 | B07077 | Unknown |  |  |  |  | 0 | TAMAN SG SERAI TAMBAHAN |  | 3
256963853 | B07079 | B07079 | 6758929 | 6758928 | BCRS/PCE/J00051/MBB07077 | 300431054 | Existing | RYB | TMASS-8 | B09105 TMN PERKASA INDAH | CLOSED | CLOSED | LINK | 12.000 kV | 11 kV | GAS | 2000-11-01 | 2003 | B236866 | Unknown | FALCON BETA | TAMCO | B236866 |  | TMN SG SERAI TAMBAHAN | SUBSTATION | Unknown | Unknown | Unknown | DISTRIBUTION | TNB | CHERAS | Unknown | 75 |  |  | Unknown | Unknown |  | LINE |  | 28 | 630.000 A | 0.63 | 50 | 20 | B07079 | Unknown |  |  |  |  | 0 | TAMAN SG SERAI TAMBAHAN |  | 3
256963903 | B01371 | PERODUA SERVICE CENTRE | 6759904 | 6759903 | BCRS/PCE/J00441/MB | 300013683 | Existing | RYB | CJYA-6 | B05104 PERODUA SERVICE CENTRE | CLOSED | CLOSED | LINK | 12.000 kV | 11 kV | GAS | 1995-11-11 | 1995 | B950020 |  | FALCON BETA | TAMCO | B90020 |  | PKNS CHERAS JAYA NO 4 | SUBSTATION | Unknown | Unknown | Unknown | DISTRIBUTION | TNB | CHERAS | Unknown | 75 |  |  |  | Unknown |  |  |  | 28 | 630.000 A | 0.63 | 50 | 20 | B01371 | [5 empty] | 0 | PKNS CHERAS JAYA NO 4 |  | 3
256963907 | B01373 | CJYA CB 6 | 6759913 | 6759912 | BCRS/PCE/J00441/MB | 300013683 | Existing | RYB | CJYA-6 | CJYA-6 | CLOSED | CLOSED | LINK | 12.000 kV | 11 kV | GAS | 1995-11-11 | 1995 | B950020 | Unknown | FALCON BETA | TAMCO | B09920 |  | PKNS CHERAS JAYA NO 4 | SUBSTATION | Unknown | Unknown | Unknown | DISTRIBUTION | TNB | CHERAS | Unknown | 75 |  |  |  | Unknown |  |  |  | 28 | 630.000 A | 0.63 | 50 | 20 | B01373 | Unknown |  |  |  |  | 0 | PKNS CHERAS JAYA NO 4 |  | 3
256963937 | B08147 | B08144 | 6763156 | 6763155 |  |  | Existing | RYB | TAMI-1 | B10674 JLN IMPIAN INDAH NO. 4 | CLOSED | CLOSED | LINK | 12.000 kV | 11 kV | GAS |  | 2003 | 11326 |  | VEI | VEI | 11326 | N/A | TMN IMPIAN INDAH NO 2 | SUBSTATION | Unknown | Unknown | Unknown | DISTRIBUTION | TNB | CHERAS | Unknown | 75 |  |  | Unknown | Unknown |  | LINE |  | 28 | 630.000 A | 0.63 | 50 | 20 | B08147 | NO | N/A |  |  |  | 0 | TMN IMPIAN INDAH NO 2 |  | 3
256963942 | B08144 | B08144 | 6763166 | 6763165 |  |  | Existing | RYB | TAMI-1 | B08143 TMN IMPIAN INDAH NO 1 | CLOSED | CLOSED | LINK | 12.000 kV | 11 kV | GAS |  | 2003 | 11326 |  | VEI | VEI | 11326 | N/A | TMN IMPIAN INDAH NO 2 | SUBSTATION | Unknown | Unknown | Unknown | DISTRIBUTION | TNB | CHERAS | Unknown | 75 |  |  | Unknown | Unknown |  | LINE |  | 28 | 630.000 A | 0.63 | 50 | 20 | B08144 | NO | N/A |  |  |  | 0 | TMN IMPIAN INDAH NO 2 |  | 3
256963965 | B02960 | B02960 | 6879044 | 6879043 | BCRS/PCE/J00706/MBB02958 | 300270874 | Existing | RYB | BLKG-12 | B02961 NO 3 TMN SETIA BALAKONG | CLOSED | CLOSED | LINK | 11.000 kV | 11 kV | GAS | 2000-11-01 | 2000 | 0007S072 |  | INDKOM | INDKOM | 0007S072 | N/A | NO 2 TAMAN SETIA BALAKONG | SUBSTATION | Unknown | Unknown | Unknown | DISTRIBUTION | TNB | CHERAS | Unknown | 75 |  |  | Unknown | Unknown |  | LINE |  | 28 | 630.000 A | 0.63 | 50 | 20 | B02960 | NO | N/A |  |  |  | 0 | NO 2 TMN SETIA BALAKONG |  | 3
256963970 | B02958 | B02958 | 6879050 | 6879049 | BCRS/PCE/J00706/MBB02958 | 300270874 | Existing | RYB | BLKG-12 | B02957 NO 1 TMN SETIA BALAKONG | CLOSED | CLOSED | LINK | 11.000 kV | 11 kV | GAS | 2000-11-01 | 2000 | 0007S072 |  | INDKOM | INDKOM | 0007S072 | N/A | NO 2 TAMAN SETIA BALAKONG | SUBSTATION | Unknown | Unknown | Unknown | DISTRIBUTION | TNB | CHERAS | Unknown | 75 |  |  | Unknown | Unknown |  | LINE |  | 28 | 630.000 A | 0.63 | 50 | 20 | B02958 | NO | N/A |  |  |  | 0 | NO 2 TMN SETIA BALAKONG |  | 3
256963999 | B01374 | B01374 | 6769601 | 6769600 | BCRS/PCE/J00331/MB | 300431437 | Existing | RYB | CJYA-8 | B06098 KOH CABLE IND | CLOSED | CLOSED | LINK | 12.000 kV | 11 kV | GAS | 1994-11-11 | 1994 | 62109933 |  | F_and_G | INDKOM | 62109933 | N/A | RAKAN BERSATU NO 3 | SUBSTATION | Unknown | Unknown | Unknown | DISTRIBUTION | TNB | CHERAS | Unknown | 75 |  |  | Unknown | Unknown |  | LINE |  | 28 | 630.000 A | 0.63 | 50 | 20 | B01374 | NO | N/A |  |  |  | 0 | RAKAN BERSATU NO 3 |  | 3
256964005 | B01376 | B01376 | 6769619 | 6769618 | BCRS/PCE/J00331/MB | 300431437 | Existing | RYB | CJYA-8 | B06392 RAKAN BERSATU NO 4 | CLOSED | CLOSED | LINK | 12.000 kV | 11 kV | GAS | 1994-11-11 | 1994 | 62109933 |  | F_and_G | INDKOM | 62109933 | N/A | RAKAN BERSATU NO 3 | SUBSTATION | Unknown | Unknown | Unknown | DISTRIBUTION | TNB | CHERAS | Unknown | 75 |  |  | Unknown | Unknown |  | LINE |  | 28 | 630.000 A | 0.63 | 50 | 20 | B01376 | NO | N/A |  |  |  | 0 | RAKAN BERSATU NO 3 |  | 3
256964421 | B01386 | B01386 | 6788960 | 6788959 | BCRS/PCE/J00335/MBB01386 | 300510390 | Existing | RYB | TAMI-1 | B01385 IDAM SDN BHD | CLOSED | CLOSED | LINK | 12.000 kV | 11 kV | GAS |  | 1991 | 62019127/600 |  | INDKOM | INDKOM | 15032443G01 | N/A | RAKAN BERSATU NO 1 | SUBSTATION | Unknown | Unknown | Unknown | DISTRIBUTION | TNB | CHERAS | Unknown | 75 |  |  | Unknown | Unknown |  | LINE |  | 28 | 630.000 A | 0.63 | 50 | 20 | B01386 | NO | N/A |  |  |  | 0 | RAKAN BERSATU NO 1 |  | 3
256964427 | B01388 | B01388 | 6788978 | 6788977 | BCRS/PCE/J00335/MBB01386 | 300510390 | Existing | RYB | TAMI-1 | B08151 TMN IMPIAN INDAH NO 3 | CLOSED | CLOSED | LINK | 12.000 kV | 11 kV | GAS |  | 1991 | 62019127/600 |  | EPE | INDKOM | 15032443G01 | N/A | RAKAN BERSATU NO 1 | SUBSTATION | Unknown | Unknown | Unknown | DISTRIBUTION | TNB | CHERAS | Unknown | 75 |  |  | Unknown | Unknown |  | LINE |  | 28 | 630.000 A | 0.63 | 50 | 20 | B01388 | NO | N/A |  |  |  | 0 | RAKAN BERSATU NO 1 |  | 3
256964450 | B01604 | LIN YAU 2 | 6788894 | 6788893 | BCRS/PCE/J00323/MB1 | 310282238 | Existing | RYB | CJYA-7 | B01605 LIN YAU 2 | CLOSED | CLOSED | LINK | 11.000 kV | 11 kV | OIL |  | 0 | L97077-1721 |  | TAMCO | TAMCO | L97077-1771 |  | LIN YAU BROTHER SB | Unknown | Unknown | Unknown | Unknown | DISTRIBUTION | TNB | CHERAS | Unknown | 75 |  |  |  | Unknown |  |  |  | 28 | 400.000 A | 0.63 | 50 | 20 | B01604 | [5 empty] | 0 | LIN YAU BROTHERS SDN BHD |  | 3
256964454 | B01602 | KARPOH KNITTING | 6788897 | 6788896 | BCRS/PCE/J00323/MB1 | 310282238 | Existing | RYB | CJYA-7 | B01601 KARPOH KNITTING | CLOSED | CLOSED | LINK | 11.000 kV | 11 kV | OIL |  | 0 | R97076-289R |  | TAMCO | TAMCO | L97077-1771 |  | LIN YAU BROTHER SB | Unknown | Unknown | Unknown | Unknown | DISTRIBUTION | TNB | CHERAS | Unknown | 75 |  |  |  | Unknown |  |  |  | 28 | 400.000 A | 0.63 | 50 | 20 | B01602 | [5 empty] | 0 | LIN YAU BROTHERS SDN BHD |  | 3
256964477 | B01607 | LEGUAN | 6788858 | 6788857 | BCRS/PCE/J00330/MB | 300010330 | Existing | RYB | CJYA-7 | B01608 LEGUAN | CLOSED | CLOSED | LINK | 11.000 kV | 11 kV | GAS | 1999-11-11 | 1998 | 9835S079 |  | INDKOM | INDKOM | 9835S079 |  | LIN YAU BROTHERS NO 2 | Unknown | Unknown | Unknown | Unknown | DISTRIBUTION | TNB | CHERAS | Unknown | 75 |  |  |  | Unknown |  |  |  | 28 | 630.000 A | 0.63 | 50 | 20 | B01607 | [5 empty] | 0 | LIN YAU BROTHERS NO 2 |  | 3
256964481 | B01605 | LIN YAU BROTHERS | 6788861 | 6788860 | BCRS/PCE/J00330/MB | 300010330 | Existing | RYB | CJYA-7 | B01604 LIN YAU | CLOSED | CLOSED | LINK | 11.000 kV | 11 kV | GAS | 1999-11-11 | 1998 | 9835S079 |  | INDKOM | INDKOM | 9835S079 |  | LIN YAU BROTHERS NO 2 | Unknown | Unknown | Unknown | Unknown | DISTRIBUTION | TNB | CHERAS | Unknown | 75 |  |  |  | Unknown |  |  |  | 28 | 630.000 A | 0.63 | 50 | 20 | B01605 | [5 empty] | 0 | LIN YAU BROTHERS NO 2 |  | 3
256964504 | B01610 |  | 6769779 | 6769778 | BCRS/PCE/J00324/MB1 | 310282214 | Existing | RYB | CJYA-7 | B01611 FUJILITO | CLOSED | CLOSED | LINK | 11.000 kV | 11 kV | OIL |  | 0 | R17163-53R |  | TAMCO | TAMCO |  |  | LE GUAN IND SB | Unknown | Unknown | Unknown | Unknown | DISTRIBUTION | TNB | CHERAS | Unknown | Unknown |  |  |  | Unknown |  |  |  |  | 400.000 A | 0.4 | 21.9 | 21.9 | B01610 | [5 empty] | 0 | LEGUAN INDUSTRIES SDN BHD |  | 3
256964508 | B01608 |  | 6769782 | 6769781 | BCRS/PCE/J00324/MB1 | 310282214 | Existing | RYB | CJYA-7 | B01607 LIN YAU NO 2 | CLOSED | CLOSED | LINK | 11.000 kV | 11 kV | OIL |  | 0 | R17162-106R |  | TAMCO | TAMCO |  |  | LE GUAN IND SB | Unknown | Unknown | Unknown | Unknown | DISTRIBUTION | TNB | CHERAS | Unknown | Unknown |  |  |  | Unknown |  |  |  |  | 400.000 A | 0.4 | 21.9 | 21.9 | B01608 | [5 empty] | 0 | LEGUAN INDUSTRIES SDN BHD |  | 3
256964531 | B01601 |  | 6767074 | 6767073 | BCRS/PCE/J00322/MBB01599 | 300510422 | Existing | RYB | CJYA-7 | B01602 LIN YAU | CLOSED | CLOSED | LINK | 11.000 kV | 11 kV | GAS |  | 0 | L17/2/128L |  | SIEMENS | SIEMENS | TBW3002941797-0310000/001 |  | KARPOH KNITTING | Unknown | Unknown | Unknown | Unknown | DISTRIBUTION | TNB | CHERAS | Unknown | 75 |  |  |  | Unknown |  |  |  | 28 | 400.000 A | 0.63 | 50 | 20 | B01601 | [5 empty] | 0 | KARPOH KNITTING |  | 3
256964535 | B01599 |  | 6767078 | 6767077 | BCRS/PCE/J00322/MBB01599 | 300510422 | Existing | RYB | CJYA-7 | B01598 DUASAMA | CLOSED | CLOSED | LINK | 11.000 kV | 11 kV | GAS |  | 0 | L19/1/314R |  | SIEMENS | SIEMENS | TBW3002941797-0310000/001 |  | KARPOH KNITTING | Unknown | Unknown | Unknown | Unknown | DISTRIBUTION | TNB | CHERAS | Unknown | 75 |  |  |  | Unknown |  |  |  | 28 | 400.000 A | 0.63 | 50 | 20 | B01599 | [5 empty] | 0 | KARPOH KNITTING |  | 3
256964558 | B01589 |  | 6789401 | 6789400 | BCRS/PCE/J00318/MBB01587 | 300510431 | Existing | RYB | CJYA-7 | B01590 KILANG SUPERIOR | CLOSED | CLOSED | LINK | 11.000 kV | 11 kV | GAS |  | 0 | L20/2/3510 |  | SIEMENS | SIEMENS | TBW3002941797-038000/004 |  | SOUTH EAST ASIA NO 1 SB | Unknown | Unknown | Unknown | Unknown | DISTRIBUTION | TNB | CHERAS | Unknown | 75 |  |  |  | Unknown |  |  |  | 28 | 400.000 A | 0.63 | 20 | 20 | B01589 | [5 empty] | 0 | SEA INDUSTRIES |  | 3
256964562 | B01587 |  | 6789404 | 6789403 | BCRS/PCE/J00318/MBB01587 | 300510431 | Existing | RYB | CJYA-7 | B01586 NEW ENGINERING | CLOSED | CLOSED | LINK | 11.000 kV | 11 kV | GAS |  | 0 | L20/1/301R |  | SIEMENS | SIEMENS | TBW3002941797-038000/004 |  | SOUTH EAST ASIA NO 1 SB | Unknown | Unknown | Unknown | Unknown | DISTRIBUTION | TNB | CHERAS | Unknown | 75 |  |  |  | Unknown |  |  |  | 28 | 400.000 A | 0.63 | 20 | 20 | B01587 | [5 empty] | 0 | SEA INDUSTRIES |  | 3
256965754 | B01859 | PE KAW PERUSAHAN CHRS JAYA NO 3 | 6767141 | 6767140 | BCRS/PCE/J00355/MB | 300010462 | Existing | RYB | CJYA-11 | B01858 PE KAW PERUSAHAN CHRS JAYA NO 3 | CLOSED | CLOSED | LINK | 12.000 kV | 11 kV | GAS | 2011-11-11 | 0 | 961112 | Unknown | F_and_G | INDKOM | 1209217947 |  | LOONG WENG PLASTIC | SUBSTATION | Unknown | Unknown | Unknown | DISTRIBUTION | TNB | CHERAS | Unknown | 75 |  |  | Unknown | Unknown |  | Unknown |  | 28 | 630.000 A | 0.63 | 50 | 20 | B01859 | Unknown |  |  |  |  | 0 | LOONG WENG PLASTIC |  | 3
256965758 | B01861 | PE LOJI KUMBAHAN TMN CHERAS JAYA | 6767145 | 6767144 | BCRS/PCE/J00355/MB | 300010462 | Existing | RYB | CJYA-11 | B08823 PE LOJI KUMBAHAN TMN CHERAS JAYA | CLOSED | CLOSED | LINK | 12.000 kV | 11 kV | GAS | 2011-11-11 | 0 | 961112 | Unknown | F_and_G | INDKOM | 1209217947 |  | LOONG WENG PLASTIC | SUBSTATION | Unknown | Unknown | Unknown | DISTRIBUTION | TNB | CHERAS | Unknown | 75 |  |  | Unknown | Unknown |  | Unknown |  | 28 | 630.000 A | 0.63 | 50 | 20 | B01861 | Unknown |  |  |  |  | 0 | LOONG WENG PLASTIC |  | 3
256965781 | B09109 | KAW PERUSAHAAN CHERAS JAYA NO 2 | 6766982 | 6766981 | BCRS/PCE/J00793/MBB09109 | 300272367 | Existing | RYB | BLKG-8 | B01855 KAW PERUSAHN CRS JY NO 2 | CLOSED | CLOSED | LINK | 12.000 kV | 11 kV | GAS | 18/07/1998 | 2006 | 3097 |  | VEI | VEI |  |  | BOGO OPTICAL | SUBSTATION | Unknown | Unknown | Unknown | DISTRIBUTION | TNB | CHERAS | Unknown | 75 |  |  |  | Unknown |  |  |  | 28 | 630.000 A | 0.63 | 50 | 20 | B09109 | [5 empty] | 0 | BOGO OPTICAL SDN BHD |  | 3
256965785 | B09111 | KAW PERUSAHAAN CHERAS JAYA NO 3 | 6766986 | 6766985 | BCRS/PCE/J00793/MBB09109 | 300272367 | Existing | RYB | BLKG-8 | B01856 KAW PERUSHN CRS JY NO 3 | CLOSED | CLOSED | LINK | 12.000 kV | 11 kV | GAS | 18/07/1998 | 2006 | 3097 |  | VEI | VEI |  |  | BOGO OPTICAL | SUBSTATION | Unknown | Unknown | Unknown | DISTRIBUTION | TNB | CHERAS | Unknown | 75 |  |  |  | Unknown |  |  |  | 28 | 630.000 A | 0.63 | 50 | 20 | B09111 | [5 empty] | 0 | BOGO OPTICAL SDN BHD |  | 3
256965907 | B01752 | B01752 | 6799871 | 6799870 | BCRS/PCE/J00040/MBB01752 | 300004223 | Existing | RYB | BTHO-9 | B01716 TMN SRI CERAS NO 2 | CLOSED | CLOSED | LINK | 16.000 kV | 11 kV | GAS | 1985-11-01 | 0 | KSS/2653 |  | REYROLLE | VEI | KSS/2653 | N/A | TMN MEGAH NO 4 | SUBSTATION | Unknown | Unknown | Unknown | DISTRIBUTION | TNB | CHERAS | Unknown | 75 |  |  | Unknown | Unknown |  | LINE |  | 28 | 630.000 A | 0.63 | 50 | 20 | B01752 | NO | N/A |  |  |  | 0 | TMN MEGAH CHERAS NO 4 |  | 3
256965911 | B01754 | B01754 | 6799874 | 6799873 | BCRS/PCE/J00040/MBB01752 | 300004223 | Existing | RYB | LMAS-1 | B01755 TMN MEGAH NO 5 | OPEN | CLOSED | LINK | 16.000 kV | 11 kV | GAS | 1985-11-01 | 0 | KSS/2653 |  | REYROLLE | VEI | KSS/2653 | N/A | TMN MEGAH NO 4 | SUBSTATION | Unknown | Unknown | Unknown | DISTRIBUTION | TNB | CHERAS | Unknown | 75 |  |  | Unknown | Unknown |  | LINE |  | 28 | 630.000 A | 0.63 | 50 | 20 | B01754 | NO | N/A |  |  |  | 0 | TMN MEGAH CHERAS NO 4 |  | 3
256965940 | B01759 | B01759 | 6799758 | 6799757 | BCRS/PCE/J00038/MBB01759 | 300004204 | Existing | RYB | LMAS-1 | B04835 TMN MEGAH NO 3A PADAT | CLOSED | CLOSED | LINK | 11.000 kV | 11 kV | GAS | 1985-11-01 | 0 | L20/1/503R |  | VEI | VEI | N/A |  | TMN MEGAH NO 3 | SUBSTATION | Unknown | Unknown | Unknown | DISTRIBUTION | TNB | CHERAS | Unknown | 75 |  |  | Unknown | Unknown |  | LINE |  | 28 | 400.000 A | 0.63 | 50 | 21.9 | B01759 | Unknown |  |  |  |  | 0 | TMN MEGAH CHERAS NO 3 |  | 3
256965946 | B01762 | B01762 | 6799776 | 6799775 | BCRS/PCE/J00038/MBB01759 | 300004204 | Existing | RYB | LMAS-1 | B01763 TMN MEGAH NO 1 | CLOSED | CLOSED | LINK | 11.000 kV | 11 kV | GAS | 1985-11-01 | 0 | L20/1/502K |  | VEI | VEI | N/A |  | TMN MEGAH NO 3 | SUBSTATION | Unknown | Unknown | Unknown | DISTRIBUTION | TNB | CHERAS | Unknown | 75 |  |  | Unknown | Unknown |  | LINE |  | 28 | 400.000 A | 0.63 | 50 | 21.9 | B01762 | Unknown |  |  |  |  | 0 | TMN MEGAH CHERAS NO 3 |  | 3
256965968 | B04836 | B04836 | 6794262 | 6794261 | BCRS/PCE/J00179/MBB04834 | 300005499 | Existing | RYB | LMAS-1 | B01758 TMN MEGAH CHERAS NO 5 | CLOSED | CLOSED | LINK | 12.000 kV | 11 kV | GAS | 2000-11-01 | 0 | R0036233 |  | MERLIN GERIN | MERLIN GERIN | R0036233 |  | TMN MEGAH NO 3A COMPACT | SUBSTATION | Unknown | Unknown | Unknown | DISTRIBUTION | TNB | CHERAS | Unknown | 75 |  |  | Unknown | Unknown |  | LINE |  | 28 | 630.000 A | 0.63 | 50 | 20 | B04836 | Unknown |  |  |  |  | 0 | COMPACT TMN MEGAH NO:3A |  | 3
256965973 | B04835 | B04835 | 6794274 | 6794273 | BCRS/PCE/J00179/MBB04834 | 300005499 | Existing | RYB | LMAS-1 | B01759 TMN MEGAH CHERAS NO 3 | CLOSED | CLOSED | LINK | 12.000 kV | 11 kV | GAS | 2000-11-01 | 0 | R0036233 |  | MERLIN GERIN | MERLIN GERIN | R0036233 |  | TMN MEGAH NO 3A COMPACT | SUBSTATION | Unknown | Unknown | Unknown | DISTRIBUTION | TNB | CHERAS | Unknown | 75 |  |  | Unknown | Unknown |  | LINE |  | 28 | 630.000 A | 0.63 | 50 | 20 | B04835 | Unknown |  |  |  |  | 0 | COMPACT TMN MEGAH NO:3A |  | 3
256966002 | B01699 | PE BANDAR TUN HUSSIEN ONN NO2 | 6768057 | 6768056 | BCRS/PCE/J00134/MBB01699 | 300005199 | Existing | RYB | LMAS-11 | B01675 PE BANDAR TUN HUSSIEN ONN NO2 | CLOSED | CLOSED | LINK | 11.000 kV | 11 kV | GAS | 2000-11-01 | 0 | R17159-47R | Unknown | FALCON BETA | INDKOM | D285667 |  | BTHO NO 4 | SUBSTATION | Unknown | Unknown | Unknown | DISTRIBUTION | TNB | CHERAS | Unknown | 75 |  |  | Unknown | Unknown |  | Unknown |  | 28 | 400.000 A | 0.63 | 50 | 21.9 | B01699 | Unknown |  |  |  |  | 0 | BANDAR TUN HUSSIEN ONN NO 4 |  | 3
256966008 | B01702 | PE BTHO NO 3 | 6768075 | 6768074 | BCRS/PCE/J00134/MBB01699 | 300005199 | Existing | RYB | LMAS-11 | B01680 PE BTHO NO 3 | CLOSED | CLOSED | LINK | 11.000 kV | 11 kV | GAS | 2000-11-01 | 0 | R17159-48H | Unknown | FALCON BETA | INDKOM | D285667 |  | BTHO NO 4 | SUBSTATION | Unknown | Unknown | Unknown | DISTRIBUTION | TNB | CHERAS | Unknown | 75 |  |  | Unknown | Unknown |  | Unknown |  | 28 | 400.000 A | 0.63 | 50 | 21.9 | B01702 | Unknown |  |  |  |  | 0 | BANDAR TUN HUSSIEN ONN NO 4 |  | 3
256966041 | B01676 | PE BTHO NO 3 | 6783935 | 6783934 | BCRS/PCE/J00133/MBB01672 | 300005188 | Existing | RYB | LMAS-11 | B01677 PE BTHO NO 3 | OPEN | CLOSED | LINK | 11.000 kV | 11 kV | OIL | 2000-11-01 | 0 | R17157-43R | Unknown | BRUSH | TAMCO | H17013-96H |  | BTHO NO 2 | SUBSTATION | Unknown | Unknown | Unknown | DISTRIBUTION | TNB | CHERAS | Unknown | 75 |  |  | Unknown | Unknown |  | Unknown |  | 28 | 400.000 A | 0.4 | 50 | 21.9 | B01676 | Unknown |  |  |  |  | 0 | BDR TUN HUSSIEN ONN NO2 |  | 3
256966047 | B01675 | PE BTHO NO 4 | 6783953 | 6783952 | BCRS/PCE/J00133/MBB01672 | 300005188 | Existing | RYB | LMAS-11 | B01699 PE BTHO NO 4 | CLOSED | CLOSED | LINK | 11.000 kV | 11 kV | OIL | 2000-11-01 | 0 | R17156-10R | Unknown | BRUSH | TAMCO | H17013-96H |  | BTHO NO 2 | SUBSTATION | Unknown | Unknown | Unknown | DISTRIBUTION | TNB | CHERAS | Unknown | 75 |  |  | Unknown | Unknown |  | Unknown |  | 28 | 400.000 A | 0.4 | 50 | 21.9 | B01675 | Unknown |  |  |  |  | 0 | BDR TUN HUSSIEN ONN NO2 |  | 3
256966051 | B01672 | PE STP BANDAR TUN HUSSEIN ONN | 6783960 | 6783964 | BCRS/PCE/J00133/MBB01672 | 300005188 | Existing | RYB | LMAS-11 | B10585 PE STP BANDAR TUN HUSSEIN ONN | CLOSED | CLOSED | LINK | 11.000 kV | 11 kV | OIL | 2000-11-01 | 0 | R17157-44R | Unknown | BRUSH | TAMCO | H17013-96H |  | BTHO NO 2 | SUBSTATION | Unknown | Unknown | Unknown | DISTRIBUTION | TNB | CHERAS | Unknown | 75 |  |  | Unknown | Unknown |  | Unknown |  | 28 | 400.000 A | 0.4 | 50 | 21.9 | B01672 | Unknown |  |  |  |  | 0 | BDR TUN HUSSIEN ONN NO2 |  | 3
256966082 | B01685 | B01685 | 6789588 | 6789587 | BCRS/PCE/J00171/MBB01685 | 300005433 | Existing | RYB | LMAS-9 | B07787 TMN SRI MINANG | CLOSED | CLOSED | LINK | 12.000 kV | 11 kV | GAS | 1997-11-11 | 1997 | D970110 |  | FALCON BETA | TAMCO | D97110 | N/A | BTHO NO 9 | SUBSTATION | Unknown | Unknown | Unknown | DISTRIBUTION | TNB | CHERAS | Unknown | 75 |  |  | Unknown | Unknown |  | LINE |  | 28 | 630.000 A | 0.63 | 50 | 20 | B01685 | NO | N/A |  |  |  | 0 | BTHO NO 9 |  | 3
256966088 | B01687 | B01687 | 6789606 | 6789605 | BCRS/PCE/J00171/MBB01685 | 300005433 | Existing | RYB | LMAS-9 | B01688 BTHO NO 10 | CLOSED | CLOSED | LINK | 12.000 kV | 11 kV | GAS | 1997-11-11 | 1997 | D970110 |  | FALCON BETA | TAMCO | D97110 | N/A | BTHO NO 9 | SUBSTATION | Unknown | Unknown | Unknown | DISTRIBUTION | TNB | CHERAS | Unknown | 75 |  |  | Unknown | Unknown |  | LINE |  | 28 | 630.000 A | 0.63 | 50 | 20 | B01687 | NO | N/A |  |  |  | 0 | BTHO NO 9 |  | 3
256966152 | B01691 |  | 6768797 | 6768796 | BCRS/PCE/J00173/MBB01691 | 300005453 | Existing | RYB | LMAS-9 | B07068 SEK KEB BTHO NO 2 | CLOSED | CLOSED | LINK | 12.000 kV | 11 kV | GAS | 1997-11-11 | 1997 | D970250 |  | FALCON BETA | TAMCO | D970250 | N/A | BTHO NO 11 | SUBSTATION | Unknown | Unknown | Unknown | DISTRIBUTION | TNB | CHERAS | Unknown | 75 |  |  | Unknown | Unknown |  | LINE |  | 28 | 630.000 A | 0.63 | 50 | 20 | B01691 | NO | N/A |  |  |  | 0 | BTHO NO 11 |  | 3
256966158 | B01693 | B01693 | 6768815 | 6768814 | BCRS/PCE/J00173/MBB01691 | 300005453 | Existing | RYB | LMAS-9 | B01694 P/E NO.13 BTHO | CLOSED | CLOSED | LINK | 12.000 kV | 11 kV | GAS | 1997-11-11 | 1997 | D970250 |  | FALCON BETA | TAMCO | D970250 | N/A | BTHO NO 11 | SUBSTATION | Unknown | Unknown | Unknown | DISTRIBUTION | TNB | CHERAS | Unknown | 75 |  |  | Unknown | Unknown |  | LINE |  | 28 | 630.000 A | 0.63 | 50 | 20 | B01693 | NO | N/A |  |  |  | 0 | BTHO NO 11 |  | 3
256966483 | B01682 | PE BTHO NO 3 | 6768229 | 6768228 | BCRS/PCE/J00170/MBB01682 | 300005423 | Existing | RYB | LMAS-11 | B01681 PE BTHO NO 3 | CLOSED | CLOSED | LINK | 12.000 kV | 11 kV | GAS | 1999-11-01 | 1997 | D970111 | Unknown | FALCON BETA | TAMCO | D970111 |  | BTHO NO 8 | SUBSTATION | Unknown | Unknown | Unknown | DISTRIBUTION | TNB | CHERAS | Unknown | 75 |  |  | Unknown | Unknown |  | Unknown |  | 28 | 630.000 A | 0.63 | 50 | 20 | B01682 | Unknown |  |  |  |  | 0 | BTHO NO 8 |  | 3
256966489 | B01684 | PE TMN MINANG RIA | 6768247 | 6768246 | BCRS/PCE/J00170/MBB01682 | 300005423 | Existing | RYB | LMAS-11 | B06556 PE TMN MINANG RIA | CLOSED | CLOSED | LINK | 12.000 kV | 11 kV | GAS | 1999-11-01 | 1997 | D970111 | Unknown | FALCON BETA | TAMCO | D970111 |  | BTHO NO 8 | SUBSTATION | Unknown | Unknown | Unknown | DISTRIBUTION | TNB | CHERAS | Unknown | 75 |  |  | Unknown | Unknown |  | Unknown |  | 28 | 630.000 A | 0.63 | 50 | 20 | B01684 | Unknown |  |  |  |  | 0 | BTHO NO 8 |  | 3
256966511 | B07239 | PE TMN CHERAS AWANA 1 | 6826875 | 6826874 | BCRS/PCE/J00538/MBB07239 | 300268225 | Existing | RYB | TMASS-4 | B02133 PE TMN CHERAS AWANA 1 | CLOSED | CLOSED | LINK | 12.000 kV | 11 kV | GAS | 2003-11-01 | 2003 | B237311 | Unknown | FALCON BETA | TAMCO | B237311 |  | RUMAH PAM SEGAR PERDANA | SUBSTATION | Unknown | Unknown | Unknown | DISTRIBUTION | TNB | CHERAS | Unknown | 75 |  |  | Unknown | Unknown |  | LINE |  | 28 | 630.000 A | 0.63 | 50 | 20 | B07239 | Unknown |  |  |  |  | 0 | RUMAH PAM SEGAR PERDANA |  | 3
256966516 | B07241 | PE PANGSAPURI PERMATA | 6828423 | 6828422 | BCRS/PCE/J00538/MBB07239 | 300268225 | Existing | RYB | TMASS-4 | B00631 PE PANGSAPURI PERMATA | CLOSED | CLOSED | LINK | 12.000 kV | 11 kV | GAS | 2003-11-01 | 2003 | B237311 | Unknown | FALCON BETA | TAMCO | B237311 |  | RUMAH PAM SEGAR PERDANA | SUBSTATION | Unknown | Unknown | Unknown | DISTRIBUTION | TNB | CHERAS | Unknown | 75 |  |  | Unknown | Unknown |  | LINE |  | 28 | 630.000 A | 0.63 | 50 | 20 | B07241 | Unknown |  |  |  |  | 0 | RUMAH PAM SEGAR PERDANA |  | 3
256966539 | B08956 | B08426 TMN TANMING INDAH NO. 2 | 6827678 | 6827677 | BCRS/PCE/J00526/MBB08954 | 300268114 | Existing | RYB | MHCR-4 | B08426 TMN TANMING INDAH NO 2 | CLOSED | CLOSED | LINK | 12.000 kV | 11 kV | GAS | 18/07/1998 | 0 | R0541299SF |  | MERLIN GERIN | MERLIN GERIN | R05412995F |  | PANGSAPURI INDAH TMN TANMING INDAH | SUBSTATION | Unknown | Unknown | Unknown | DISTRIBUTION | TNB | CHERAS | Unknown | 75 |  |  |  | Unknown |  | LINE |  | 28 | 630.000 A | 0.63 | 50 | 18.5 | B08956 | Unknown |  |  |  |  | 0 | PANGSAPURI INDAH TMN TANMING INDAH |  | 3
256966543 | B08954 | B08425 TMN TANMING INDAH NO. 1 | 6827681 | 6827680 | BCRS/PCE/J00526/MBB08954 | 300268114 | Existing | RYB | MHCR-4 | B08425 TMN TANMING INDAH NO 1 | CLOSED | CLOSED | LINK | 12.000 kV | 11 kV | GAS | 18/07/1998 | 0 | R0541299SF |  | MERLIN GERIN | MERLIN GERIN | R05412995F |  | PANGSAPURI INDAH TMN TANMING INDAH | SUBSTATION | Unknown | Unknown | Unknown | DISTRIBUTION | TNB | CHERAS | Unknown | 75 |  |  |  | Unknown |  | LINE |  | 28 | 630.000 A | 0.63 | 50 | 18.5 | B08954 | Unknown |  |  |  |  | 0 | PANGSAPURI INDAH TMN TANMING INDAH |  | 3
256967570 | B01398 | PE KINKU INDUSTRIAL S/B | 6804641 | 6804640 | BCRS/PCE/J00342/MB | 300510414 | Existing | RYB | CJYA-9 | B01397 PE KINKU INDUSTRIAL S/B | CLOSED | CLOSED | LINK | 12.000 kV | 11 kV | GAS |  | 1993 | 62109933/33 | Unknown | INDKOM | INDKOM | 15032214554DE |  | HARTA SISTEM NO 1 | SUBSTATION | Unknown | Unknown | Unknown | DISTRIBUTION | TNB | CHERAS | Unknown | 75 |  |  | Unknown | Unknown |  | Unknown |  | 28 | 630.000 A | 0.63 | 50 | 22 | B01398 | Unknown |  |  |  |  | 0 | HARTA SISTEM |  | 3
256967576 | B01401 | PE UNION CARPET | 6804659 | 6804658 | BCRS/PCE/J00342/MB | 300510414 | Existing | RYB | CJYA-9 | B01402 PE UNION CARPET | CLOSED | CLOSED | LINK | 12.000 kV | 11 kV | GAS |  | 1993 | 62109933/33 | Unknown | INDKOM | INDKOM | 15032214554DE |  | HARTA SISTEM NO 1 | SUBSTATION | Unknown | Unknown | Unknown | DISTRIBUTION | TNB | CHERAS | Unknown | 75 |  |  | Unknown | Unknown |  | Unknown |  | 28 | 630.000 A | 0.63 | 50 | 20 | B01401 | Unknown |  |  |  |  | 0 | HARTA SISTEM |  | 3
256967599 | B01411 | PE SINORITA | 6767905 | 6767904 | BCRS/PCE/J00794/MBB01411 | 300272370 | Existing | RYB | CJYA-9 | B01410 PE SINORITA | CLOSED | CLOSED | LINK | 16.000 kV | 11 kV | SF6 | 18/07/1998 | 0 | KSS/3140 | Unknown | LUCY | TAMCO | SF00085700 |  | BINTANG PELANTAR | SUBSTATION | Unknown | Unknown | Unknown | DISTRIBUTION | TNB | CHERAS | Unknown | 75 |  |  | Unknown | Unknown |  | Unknown |  | 28 | 630.000 A | 0.63 | 50 | 20 | B01411 | Unknown |  |  |  |  | 0 | BINTANG PELANTAR (M) S/B |  | 1
256967603 | B01413 | PE GRANITE TILES | 6767908 | 6767907 | BCRS/PCE/J00794/MBB01411 | 300272370 | Existing | RYB | CJYA-9 | B01414 PE GRANITE TILES | CLOSED | CLOSED | LINK | 16.000 kV | 11 kV | SF6 | 18/07/1998 | 0 | KSS/3140 | Unknown | LUCY | TAMCO | SF00085700 |  | BINTANG PELANTAR | SUBSTATION | Unknown | Unknown | Unknown | DISTRIBUTION | TNB | CHERAS | Unknown | 75 |  |  | Unknown | Unknown |  | Unknown |  | 28 | 630.000 A | 0.63 | 50 | 20 | B01413 | Unknown |  |  |  |  | 0 | BINTANG PELANTAR (M) S/B |  | 1
256969120 | B04407 | B04407 | 6827758 | 6827757 | BCRS/PCE/J00194/MBB04406 | 300005622 | Existing | RYB | SGLN-2 | B04409 COMPACT SCOT PINE NO 2 | OPEN | OPEN | LINK | 12.000 kV | 11 kV | GAS | 2000-11-01 | 2000 | 0007S047 | Unknown | F_and_G | INDKOM |  |  | SCOT PINE NO 1 COMPACT | SUBSTATION | Unknown | Unknown | Unknown | DISTRIBUTION | TNB | CHERAS | Unknown | 75 |  |  | Unknown | Unknown |  | LINE |  | 28 | 630.000 A | 0.63 | 50 | 22 | B04407 | Unknown |  |  |  |  | 0 | COMPACT SCOT PINE NO 1 |  | 3
256969124 | B04406 | B04406 | 6827761 | 6827760 | BCRS/PCE/J00194/MBB04406 | 300005622 | Existing | RYB | SGLN-2 | B02364 BDR SG LONG NO 7 | CLOSED | CLOSED | LINK | 12.000 kV | 11 kV | GAS | 2000-11-01 | 2000 | 0007S047 | Unknown | F_and_G | INDKOM | 0004S047 |  | SCOT PINE NO 1 COMPACT | SUBSTATION | Unknown | Unknown | Unknown | DISTRIBUTION | TNB | CHERAS | Unknown | 75 |  |  | Unknown | Unknown |  | LINE |  | 28 | 630.000 A | 0.63 | 50 | 22 | B04406 | Unknown |  |  |  |  | 0 | COMPACT SCOT PINE NO 1 |  | 3
256969275 | B10351 |  | 26504329 | 26504328 |  |  | Existing | RYB | MHCR-3 | B02370 IBU SAWAT TELEKOM | CLOSED | CLOSED | LINK | 12.000 kV | 11 kV | GAS |  | 2008 | B2815618 |  | FALCON BETA | TAMCO | N/A |  | VISTA CITY JLN PANGLIMA | SUBSTATION | Unknown | Unknown | Unknown | DISTRIBUTION | TNB | CHERAS | Unknown | 75 |  |  |  | Unknown |  | LINE |  | 28 | 630.000 A | 0.63 | 50 | 20 | B10351 | Unknown |  |  |  |  | 0 | VISTA CITY JALAN PANGLIMA |  | 3
256969279 | B10349 | B12816 PDT SINAR MAHKOTA | 26504336 | 26504335 |  |  | Existing | RYB | MHCR-3 | MHCR-3 | CLOSED | CLOSED | LINK | 12.000 kV | 11 kV | GAS |  | 2008 | B2815618 |  | FALCON BETA | TAMCO | N/A |  | VISTA CITY JLN PANGLIMA | SUBSTATION | Unknown | Unknown | Unknown | DISTRIBUTION | TNB | CHERAS | Unknown | 75 |  |  |  | Unknown |  | LINE |  | 28 | 630.000 A | 20 | 50 | 20 | B10349 | Unknown |  |  |  |  | 0 | VISTA CITY JALAN PANGLIMA |  | 3
256969302 | B10455 | PE FINE QUALITY | 26375270 | 26375269 | BCRS/PCE/J00800/MB1 | 300448349 | Existing | RYB | BLKG-5 | B02827 PE FINE QUALITY | CLOSED | CLOSED | LINK | 12.000 kV | 11 kV | GAS | 2010-11-11 | 2008 | B2816953 | Unknown | FALCON BETA | TAMCO | B2816953 |  | KK METAL NO 2 | SUBSTATION | Unknown | Unknown | Unknown | DISTRIBUTION | TNB | CHERAS | Unknown | 75 |  |  | Unknown | Unknown |  | Unknown |  | 28 | 630.000 A | 0.63 | 50 | 20 | B10455 | Unknown |  |  |  |  | 0 | K.K METAL NO.2 |  | 3
256969306 | B10457 | PE KK METAL PROCESSING | 26375277 | 26375276 | BCRS/PCE/J00800/MB1 | 300448349 | Existing | RYB | BLKG-5 | B08717 PE KK METAL PROCESSING | CLOSED | CLOSED | LINK | 12.000 kV | 11 kV | GAS | 2010-11-11 | 2008 | B2816953 | Unknown | FALCON BETA | TAMCO | B2816953 |  | KK METAL NO 2 | Unknown | Unknown | Unknown | Unknown | DISTRIBUTION | TNB | CHERAS | Unknown | 75 |  |  | Unknown | Unknown |  | Unknown |  | 28 | 630.000 A | 0.63 | 50 | 20 | B10457 | Unknown |  |  |  |  | 0 | K.K METAL NO.2 |  | 3
256969338 | B10405 | PE TAMAN BUKIT HATAMAS | 26507919 | 26507918 | BCRS/PCE/J00921/MBB10405 |  | Existing | RYB | LMAS-10 | B08386 PE TAMAN BUKIT HATAMAS | CLOSED | CLOSED | LINK | 12.000 kV | 11 kV | GAS |  | 2007 | 0735S074 | Unknown | OMAZABAL | OMAZABAL | 0735S074 |  | APARTMENT VISTA HARTAMAS | SUBSTATION | Unknown | Unknown | Unknown | DISTRIBUTION | TNB | CHERAS | Unknown | 75 |  |  | Unknown | Unknown |  | Unknown |  | 28 | 630.000 A | 0.63 | 50 | 20 | B10405 | Unknown |  |  |  |  | 0 | APARTMENT VISTA HARTAMAS |  | 3
256969343 | B10402 | PE TIARA BUKIT HATAMAS | 26507933 | 26507932 | BCRS/PCE/J00921/MBB10402 |  | Existing | RYB | LMAS-10 | B11933 PE TIARA BUKIT HATAMAS | CLOSED | CLOSED | LINK | 12.000 kV | 11 kV | GAS |  | 2007 | 0735S074 | Unknown | OMAZABAL | OMAZABAL | 0735S074 |  | APARTMENT VISTA HARTAMAS | SUBSTATION | Unknown | Unknown | Unknown | DISTRIBUTION | TNB | CHERAS | Unknown | 75 |  |  | Unknown | Unknown |  | Unknown |  | 28 | 630.000 A | 0.63 | 50 | 20 | B10402 | Unknown |  |  |  |  | 0 | APARTMENT VISTA HARTAMAS |  | 3
256969443 | B04410 | B02365 BDR SG LONG NO 13 | 6827821 | 6827820 | BCRS/PCE/J00541/MBB04409 | 300268236 | Existing | RYB | MHCR-3 | B02365 BDR SG LONG NO 13 | CLOSED | CLOSED | LINK | 11.000 kV | 11 kV | GAS | 2000-11-01 | 2000 | 0004S047 |  | INDKOM | INDKOM | 0004S047 |  | SCOT PINE NO 2 | SUBSTATION | Unknown | Unknown | Unknown | DISTRIBUTION | TNB | CHERAS | Unknown | 75 |  |  |  | Unknown |  | LINE |  | 28 | 630.000 A | 0.63 | 50 | 22 | B04410 | Unknown |  |  |  |  | 0 | COMPACT SCOT PINE NO 2 |  | 3
256969447 | B04409 | B04407 COMPACT SCOTT PINE NO. 1 | 6827824 | 6827823 | BCRS/PCE/J00541/MBB04409 | 300268236 | Existing | RYB | MHCR-3 | B04407 COMPACT SCOT PINE NO 1 | CLOSED | CLOSED | LINK | 11.000 kV | 11 kV | GAS | 2000-11-01 | 2000 | 0004S047 |  | INDKOM | INDKOM | 0004S047 |  | SCOT PINE NO 2 | SUBSTATION | Unknown | Unknown | Unknown | DISTRIBUTION | TNB | CHERAS | Unknown | 75 |  |  |  | Unknown |  | LINE |  | 28 | 630.000 A | 0.63 | 50 | 22 | B04409 | Unknown |  |  |  |  | 0 | COMPACT SCOT PINE NO 2 |  | 3
256969592 | B01714 | B01714 | 6829247 | 6829260 | BCRS/PCE/J00248/MB | 300431425 | Existing | RYB | BTHO-9 | B01706 BTHO NO 5 | CLOSED | CLOSED | LINK | 11.000 kV | 11 kV | OIL | 1998-11-05 | 0 | N/A |  | BRUSH | TAMCO CUTLER HAMMER | H07075-61H | N/A | TMN SRI CHERAS NO 2 | SUBSTATION | Unknown | Unknown | Unknown | DISTRIBUTION | TNB | CHERAS | Unknown | 75 |  |  | Unknown | Unknown |  | LINE |  | 28 | 400.000 A | 0.63 | 50 | 20 | B01714 | NO | N/A |  |  |  | 0 | TMN SRI CHERAS NO 2 |  | 3
256969603 | B01717 | B01717 | 6829258 | 6829274 | BCRS/PCE/J00248/MB | 300431425 | Existing | RYB | BTHO-9 | B01718 TMN SRI CHERAS NO 3 | CLOSED | CLOSED | LINK | 11.000 kV | 11 kV | OIL | 1998-11-05 | 0 | R47192-115R |  | BRUSH | TAMCO CUTLER HAMMER | H07075-61H | N/A | TMN SRI CHERAS NO 2 | SUBSTATION | Unknown | Unknown | Unknown | DISTRIBUTION | TNB | CHERAS | Unknown | 75 |  |  | Unknown | Unknown |  | LINE |  | 28 | 400.000 A | 0.63 | 50 | 20 | B01717 | NO | N/A |  |  |  | 0 | TMN SRI CHERAS NO 2 |  | 3
256969607 | B01716 | B01716 | 6829316 | 6829319 | BCRS/PCE/J00248/MB | 300431425 | Existing | RYB | BTHO-9 | B01752 TMN MEGAH NO 4 | CLOSED | CLOSED | LINK | 11.000 kV | 11 kV | OIL | 1998-11-05 | 0 | R970796-794R |  | BRUSH | TAMCO CUTLER HAMMER | H07075-61H | N/A | TMN SRI CHERAS NO 2 | SUBSTATION | Unknown | Unknown | Unknown | DISTRIBUTION | TNB | CHERAS | Unknown | 75 |  |  | Unknown | Unknown |  | LINE |  | 28 | 400.000 A | 0.63 | 50 | 20 | B01716 | NO | N/A |  |  |  | 0 | TMN SRI CHERAS NO 2 |  | 3
256969629 | B09099 | B09099 | 6829601 | 6829619 | BCRS/PCE/J00697/MBB09099 | 300270783 | Existing | RYB | LMAS-2 | B09098 JLN MAS 3 | CLOSED | CLOSED | LINK | 12.000 kV | 11 kV | GAS | 2005-11-01 | 2005 | CV744626-000270/015 |  | SIEMENS | TAMCO | CV744626-000270/015 | N/A | JLN MAS UTAMA | SUBSTATION | Unknown | Unknown | Unknown | DISTRIBUTION | TNB | CHERAS | Unknown | 75 |  |  | Unknown | Unknown |  | LINE |  | 28 | 630.000 A | 0.63 | 50 | 20 | B09099 | NO | N/A |  |  |  | 0 | JLN MAS UTAMA, TMN LAGENDA MAS |  | 3
256969638 | B09102 | B09102 | 6829607 | 6829624 | BCRS/PCE/J00697/MBB09099 | 300270783 | Existing | RYB | LMAS-2 | B06916 LAGENDA MAS NO 2 | CLOSED | CLOSED | LINK | 12.000 kV | 11 kV | GAS | 2005-11-01 | 2005 | CV744626-000270/015 |  | SIEMENS | TAMCO | CV744626-000270/015 | N/A | JLN MAS UTAMA | SUBSTATION | Unknown | Unknown | Unknown | DISTRIBUTION | TNB | CHERAS | Unknown | 75 |  |  | Unknown | Unknown |  | LINE |  | 28 | 630.000 A | 0.63 | 50 | 20 | B09102 | NO | N/A |  |  |  | 0 | JLN MAS UTAMA, TMN LAGENDA MAS |  | 3
256969667 | B10042 |  | 6832274 | 6832273 |  |  | Existing | RYB | MHCR-4 | B08290 RUMAH PAM BKT SG LONG | CLOSED | CLOSED | LINK | 12.000 kV | 11 kV | GAS |  | 0 | R0604093SF |  | MERLIN GERIN | MERLIN GERIN | R0604093SF |  | TMN TANMING INDAH NO 3 | SUBSTATION | Unknown | Unknown | Unknown | DISTRIBUTION | TNB | CHERAS | Unknown | 75 |  |  |  | Unknown |  | LINE |  | 28 | 630.000 A | 0.63 | 20 | 20 | B10042 | Unknown |  |  |  |  | 0 | TAMAN TANMING INDAH NO 3 |  | 3
256969671 | B10040 | B08422 TANMING INDAH NO 1 | 6832277 | 6832276 |  |  | Existing | RYB | MHCR-4 | B08422 TANMING INDAH NO 1 | CLOSED | CLOSED | LINK | 12.000 kV | 11 kV | GAS |  | 0 | R0604093SF |  | MERLIN GERIN | MERLIN GERIN | R0604093SF |  | TMN TANMING INDAH NO 3 | SUBSTATION | Unknown | Unknown | Unknown | DISTRIBUTION | TNB | CHERAS | Unknown | 75 |  |  |  | Unknown |  | LINE |  | 28 | 630.000 A | 0.63 | 50 | 20 | B10040 | Unknown |  |  |  |  | 0 | TAMAN TANMING INDAH NO 3 |  | 3
256969687 | B07787 | B07787 | 6830497 | 6830508 | BCRS/PCE/J00567/MBB07785 | 300268951 | Existing | RYB | LMAS-9 | B01685 BTHO NO 9 | CLOSED | CLOSED | LINK | 12.000 kV | 11 kV | GAS | 2004-11-11 | 2004 | B248016 |  | FALCON BETA | TAMCO | B248016 | N/A | TMN SERI MINANG BTHO | SUBSTATION | Unknown | Unknown | Unknown | DISTRIBUTION | TNB | CHERAS | Unknown | 75 |  |  | Unknown | Unknown |  | LINE |  | 28 | 630.000 A | 0.63 | 50 | 20 | B07787 | NO | N/A |  |  |  | 0 | TAMAN SERI MINANG |  | 3
256969696 | B07785 | B07785 | 6830503 | 6830517 | BCRS/PCE/J00567/MBB07785 | 300268951 | Existing | RYB | LMAS-9 | LMAS-9 | CLOSED | CLOSED | LINK | 12.000 kV | 11 kV | GAS | 2004-11-11 | 2004 | B248016 |  | FALCON BETA | TAMCO | B248016 | N/A | TMN SERI MINANG BTHO | SUBSTATION | Unknown | Unknown | Unknown | DISTRIBUTION | TNB | CHERAS | Unknown | 75 |  |  | Unknown | Unknown |  | LINE |  | 28 | 630.000 A | 0.63 | 50 | 20 | B07785 | NO | N/A |  |  |  | 0 | TAMAN SERI MINANG |  | 3
256969714 | B08139 | PE SRI CHERAS NO 1 | 6830575 | 6830586 | BCRS/PCE/J00696/MB | 300270780 | Existing | RYB | LMAS-4 | B01727 PE SRI CHERAS NO 1 | CLOSED | CLOSED | LINK | 12.000 kV | 11 kV | GAS | 2004-11-11 | 2004 | B248449 | Unknown | FALCON BETA | TAMCO | B248449 |  | TMN CERIANA CHERAS | SUBSTATION | Unknown | Unknown | Unknown | DISTRIBUTION | TNB | CHERAS | Unknown | 75 |  |  | Unknown | Unknown |  | Unknown |  | 28 | 630.000 A | 0.63 | 50 | 20 | B08139 | Unknown |  |  |  |  | 0 | TMN CERIANA CHERAS |  | 3
256969723 | B08137 | PE TAMAN MURNI | 6830581 | 6830595 | BCRS/PCE/J00696/MB | 300270780 | Existing | RYB | LMAS-4 | B01728 PE TAMAN MURNI | CLOSED | CLOSED | LINK | 12.000 kV | 11 kV | GAS | 2004-11-11 | 2004 | B248449 | Unknown | FALCON BETA | TAMCO | B248449 |  | TMN CERIANA CHERAS | SUBSTATION | Unknown | Unknown | Unknown | DISTRIBUTION | TNB | CHERAS | Unknown | 75 |  |  | Unknown | Unknown |  | Unknown |  | 28 | 630.000 A | 0.63 | 50 | 20 | B08137 | Unknown |  |  |  |  | 0 | TMN CERIANA CHERAS |  | 3
256970050 | B09088 | PMU CJYA-10 | 6831246 | 6831245 | BCRS/PCE/J00572/MB | 300268966 | Existing | RYB | CJYA-10 | PMU CJYA-10 | CLOSED | CLOSED | LINK | 12.000 kV | 11 kV | GAS | 2006-11-01 | 2006 | 2802 | Unknown | VEI | VEI | 2802 |  | TMN TANMING MAJU CHERAS JAYA | SUBSTATION | Unknown | Unknown | Unknown | DISTRIBUTION | TNB | CHERAS | Unknown | 75 |  |  | Unknown | Unknown |  | Unknown |  | 28 | 630.000 A | 0.63 | 50 | 20 | B09088 | Unknown |  |  |  |  | 0 | TMN TAMING MAJU CHERAS JAYA |  | 3
256970055 | B09091 | SS NGAI MING | 6831256 | 6831255 | BCRS/PCE/J00572/MB | 300268966 | Existing | RYB | CJYA-10 | B01801 SS NGAI MING | CLOSED | CLOSED | LINK | 12.000 kV | 11 kV | GAS | 2006-11-01 | 2006 | 2802 | Unknown | VEI | VEI | 2802 |  | TMN TANMING MAJU CHERAS JAYA | SUBSTATION | Unknown | Unknown | Unknown | DISTRIBUTION | TNB | CHERAS | Unknown | 75 |  |  | Unknown | Unknown |  | Unknown |  | 28 | 630.000 A | 0.63 | 50 | 20 | B09091 | Unknown |  |  |  |  | 0 | TMN TAMING MAJU CHERAS JAYA |  | 3
256970079 | B08224 | B08224 | 6832488 | 6832487 | BCRS/PCE/J00469/MBB08224 | 300431565 | Existing | RYB | SGLN-12 | B02378 BANDAR SG LONG NO 9 | CLOSED | CLOSED | LINK | 12.000 kV | 11 kV | GAS | 2000-11-01 | 0 | R0313324SF |  | MERLIN GERIN | MERLIN GERIN | R0313324SF | N/A | SG LONG NO 5 PADAT | SUBSTATION | Unknown | Unknown | Unknown | DISTRIBUTION | TNB | CHERAS | Unknown | 75 |  |  | Unknown | Unknown |  | LINE |  | 28 | 630.000 A | 0.63 | 50 | 20 | B08224 | NO | N/A |  |  |  | 0 | BDR SG LONG COMPACT |  | 3
256970083 | B08226 | B08226 | 6832491 | 6832490 | BCRS/PCE/J00469/MBB08224 | 300431565 | Existing | RYB | SGLN-12 | B02377 BANDAR SG LONG NO 5 | CLOSED | CLOSED | LINK | 12.000 kV | 11 kV | GAS | 2000-11-01 | 0 | R0313324SF |  | MERLIN GERIN | MERLIN GERIN | R0313324SF | N/A | SG LONG NO 5 PADAT | SUBSTATION | Unknown | Unknown | Unknown | DISTRIBUTION | TNB | CHERAS | Unknown | 75 |  |  | Unknown | Unknown |  | LINE |  | 28 | 630.000 A | 0.63 | 50 | 20 | B08226 | NO | N/A |  |  |  | 0 | BDR SG LONG COMPACT |  | 3
256970106 | B03997 | TMN DESA BARU 1 | 6832565 | 6832564 | BCRS/PCE/J00849/MB1 | 300516268 | Existing | RYB | SGLN-8 | B10561 TAMAN DESA BARU 1 | CLOSED | CLOSED | LINK | 12.000 kV | 11 kV | GAS | 28/11/2015 | 1996 | B961245 | Unknown | LUCY | W. LUCY LTD & CO. LTD | SFS0000599 |  | JUTAMATE | SUBSTATION | Unknown | Unknown | Unknown | DISTRIBUTION | TNB | CHERAS | Unknown | 75 |  |  | Unknown | Unknown |  | LINE |  | 28 | 630.000 A | 20 | 50 | 20 | B03997 | Unknown |  |  |  |  | 0 | JUTAMATE |  | 1
256970110 | B03995 | RUMAH REHAT BKT DUKUNG | 6832568 | 6832567 | BCRS/PCE/J00849/MB1 | 300516268 | Existing | RYB | SGLN-8 | B03994 RUMAH REHAT BKT DUKUNG | CLOSED | CLOSED | LINK | 12.000 kV | 11 kV | GAS | 28/11/2015 | 1996 | B961245 | Unknown | LUCY | W. LUCY LTD & CO. LTD | SFS0000599 |  | JUTAMATE | SUBSTATION | Unknown | Unknown | Unknown | DISTRIBUTION | TNB | CHERAS | Unknown | 75 |  |  | Unknown | Unknown |  | LINE |  | 28 | 630.000 A | 20 | 50 | 20 | B03995 | Unknown |  |  |  |  | 0 | JUTAMATE |  | 1
256970198 | B01968 |  | 6833045 | 6833044 | BCRS/PCE/J00718/MBB01968 | 300270914 | Existing | RYB | BLKG-10 | B01967 LIFOONG COPPER | CLOSED | CLOSED | LINK | 11.000 kV | 11 kV | GAS | 1997-11-01 | 1997 | 9720S104 |  |  | INDKOM |  |  | INDUSTRONIC ENTERPRISE | Unknown | Unknown | Unknown | Unknown | DISTRIBUTION | TNB | CHERAS | Unknown | 75 |  |  |  | Unknown |  |  |  | 28 | 630.000 A | 0.63 | 50 | 22 | B01968 | [5 empty] | 0 | INDUSTRONIC BHD |  | 3
256970202 | B01970 |  | 6833048 | 6833047 | BCRS/PCE/J00718/MBB01968 | 300270914 | Existing | RYB | BLKG-10 | B01971 QUILL CONST | CLOSED | CLOSED | LINK | 11.000 kV | 11 kV | GAS | 1997-11-01 | 1997 | 9720S104 |  |  | INDKOM |  |  | INDUSTRONIC ENTERPRISE | Unknown | Unknown | Unknown | Unknown | DISTRIBUTION | TNB | CHERAS | Unknown | 75 |  |  |  | Unknown |  |  |  | 28 | 630.000 A | 0.63 | 50 | 22 | B01970 | [5 empty] | 0 | INDUSTRONIC BHD |  | 3
256970231 | B06005 | B05888 WOON HWA TRADING | 6832649 | 6832648 | BCRS/PCE/J00797/MBB06005 | 300272382 | Existing | RYB | CJYA-14 | B05888 WOON HWA TRADING | CLOSED | CLOSED | LINK | 12.000 kV | 11 kV | GAS | 18/07/1998 | 1999 | D990746 |  | FALCON BETA | TAMCO | D990746 |  | CHAN & CHUA | SUBSTATION | Unknown | Unknown | Unknown | DISTRIBUTION | TNB | CHERAS | Unknown | 75 |  |  |  | Unknown |  | LINE |  | 28 | 630.000 A | 0.63 | 50 | 20 | B06005 | Unknown |  |  |  |  | 0 | CHAN AND CHUA SDN BHD |  | 3
256970237 | B06008 | B11854 TMN IND SELESA JAYA 2 | 6832667 | 6832666 | BCRS/PCE/J00797/MBB06005 | 300272382 | Existing | RYB | CJYA-14 | B05051 YP PRESICIAN | CLOSED | CLOSED | LINK | 12.000 kV | 11 kV | GAS | 18/07/1998 | 1999 | D990746 |  | FALCON BETA | TAMCO | D990746 |  | CHAN & CHUA | SUBSTATION | Unknown | Unknown | Unknown | DISTRIBUTION | TNB | CHERAS | Unknown | 75 |  |  |  | Unknown |  | LINE |  | 28 | 630.000 A | 0.63 | 50 | 20 | B06008 | Unknown |  |  |  |  | 0 | CHAN AND CHUA SDN BHD |  | 3
256970725 | B01578 |  | 6757824 | 6757823 | BCRS/PCE/J00329/MB | 300010324 | Existing | RYB | CJYA-7 | B07085 JLN C 3/13 TMN CRS JAYA | CLOSED | CLOSED | LINK | 12.000 kV | 11 kV | GAS | 2005-11-01 | 2005 | 2348 |  | VEI | VEI | 2348 |  | PKNS CHERAS JAYA NO 6 | SUBSTATION | Unknown | Unknown | Unknown | DISTRIBUTION | TNB | CHERAS | Unknown | 75 |  |  |  | Unknown |  |  |  | 28 | 630.000 A | 0.63 | 50 | 20 | B01578 | [5 empty] | 0 | PKNS CHERAS JAYA NO 6 |  | 3
256970731 | B01580 |  | 6757842 | 6757841 | BCRS/PCE/J00329/MB | 300010324 | Existing | RYB | CJYA-7 | B01581 SOUTH EAST ASIA 2 | CLOSED | CLOSED | LINK | 12.000 kV | 11 kV | GAS | 2005-11-01 | 2005 | 2348 |  | VEI | VEI | 2348 |  | PKNS CHERAS JAYA NO 6 | SUBSTATION | Unknown | Unknown | Unknown | DISTRIBUTION | TNB | CHERAS | Unknown | 75 |  |  |  | Unknown |  |  |  | 28 | 630.000 A | 0.63 | 50 | 20 | B01580 | [5 empty] | 0 | PKNS CHERAS JAYA NO 6 |  | 3
256970754 | B01619 |  | 6759791 | 6759790 | BCRS/PCE/J00328/MB | 300010318 | Existing | RYB | BTHO-3 | B01569 TMN CHERAS JAYA NO 1 | CLOSED | OPEN | LINK | 11.000 kV | 11 kV | OIL | 2012-11-01 | 0 | J3909/1/L179 |  | BRUSH | TAMCO | J3909/1H/592 |  | CHERAS JAYA NO 2 | Unknown | Unknown | Unknown | Unknown | DISTRIBUTION | TNB | CHERAS | Unknown | 75 |  |  |  | Unknown |  |  |  | 28 | 400.000 A | 0.63 | 50 | 20 | B01619 | [5 empty] | 0 | TAMAN CHERAS JAYA NO 2 |  | 3
256970758 | B01617 |  | 6759794 | 6759793 | BCRS/PCE/J00328/MB | 300010318 | Existing | RYB | BTHO-3 | B01616 NEW ELECTRONIC GATE | OPEN | CLOSED | LINK | 11.000 kV | 11 kV | OIL | 2012-11-01 | 0 | L17/1/146R |  | BRUSH | TAMCO | J3909/1H/592 |  | CHERAS JAYA NO 2 | Unknown | Unknown | Unknown | Unknown | DISTRIBUTION | TNB | CHERAS | Unknown | 75 |  |  |  | Unknown |  |  |  | 28 | 400.000 A | 0.63 | 50 | 20 | B01617 | [5 empty] | 0 | TAMAN CHERAS JAYA NO 2 |  | 3
256970781 | B01547 |  | 6756064 | 6756063 | BCRS/PCE/J00304/MB | 300010220 | Existing | RYB | BTHO-3 | B01548 SUN HUP HING LOONG | CLOSED | CLOSED | LINK | 11.000 kV | 11 kV | GAS | 2002-11-01 | 2001 | 0026 S081 |  | INDKOM | INDKOM | 0026 S081 |  | KRIS COMPONENT A.E. TECHNO NO 1 | SUBSTATION | Unknown | Unknown | Unknown | DISTRIBUTION | TNB | CHERAS | Unknown | 75 |  |  | Unknown | Unknown |  | LINE |  | 28 | 630.000 A | 0.63 | 50 | 20 | B01547 | [5 empty] | 0 | A.E TECHNOLOGI |  | 3
256970785 | B01545 |  | 6756067 | 6756066 | BCRS/PCE/J00304/MB | 300010220 | Existing | RYB | CJYA-4 | B01538 KILANG KAWASAN MEIL NO 4 | CLOSED | CLOSED | LINK | 11.000 kV | 11 kV | GAS | 2002-11-01 | 2001 | 0026 S081 |  | INDKOM | INDKOM | 0026 S081 |  | KRIS COMPONENT A.E. TECHNO NO 1 | Unknown | Unknown | Unknown | Unknown | DISTRIBUTION | TNB | CHERAS | Unknown | 75 |  |  | Unknown | Unknown |  | LINE |  | 28 | 630.000 A | 0.63 | 50 | 20 | B01545 | [5 empty] | 0 |  |  | 3
256970854 | B01581 |  | 6804760 | 6804759 | BCRS/PCE/J00316/MB | 300010280 | Existing | RYB | CJYA-7 | B01580 PKNS NO 6 CHERAS JAYA | CLOSED | CLOSED | LINK | 16.000 kV | 11 kV | SF6 | 1994-11-11 | 0 | KSS/1152 |  | LUCY | EPE | SF00090322 |  | SOUTH EAST ASIA NO 2 | SUBSTATION | Unknown | Unknown | Unknown | DISTRIBUTION | TNB | CHERAS | Unknown | 75 |  |  |  | Unknown |  |  |  | 28 | 630.000 A | 0.63 | 50 | 20 | B01581 | [5 empty] | 0 | SOUTH EAST ASIA 2 |  | 1
256970858 | B01583 |  | 6804763 | 6804762 | BCRS/PCE/J00316/MB | 300010280 | Existing | RYB | CJYA-7 | B01584 NEW ENGINEERING | CLOSED | CLOSED | LINK | 16.000 kV | 11 kV | SF6 | 1994-11-11 | 0 | KSS/1152 |  | LUCY | EPE | SF00090322 |  | SOUTH EAST ASIA NO 2 | SUBSTATION | Unknown | Unknown | Unknown | DISTRIBUTION | TNB | CHERAS | Unknown | 75 |  |  | Unknown | Unknown |  | LINE |  | 28 | 630.000 A | 0.63 | 50 | 20 | B01583 | [5 empty] | 0 | SOUTH EAST ASIA 2 |  | 1
256970881 | B05488 | B05488 | 6763702 | 6763701 | BCRS/PCE/J00303/MB | 300512647 | Existing | RYB | CJYA-4 | B06234 SEK MEN CHERAS JAYA | CLOSED | CLOSED | LINK | 12.000 kV | 11 kV | GAS |  | 1991 | 62109390 |  | EPE | EPE | 14J1860 (502) | N/A | TMN CHERAS JAYA NO 3 | SUBSTATION | Unknown | Unknown | Unknown | DISTRIBUTION | TNB | CHERAS | Unknown | 75 |  |  | Unknown | Unknown |  | LINE |  | 28 | 630.000 A | 20 | 50 | 20 | B05488 | NO | N/A |  |  |  | 0 | TAMAN CHERAS JAYA NO 3 |  | 1
256970885 | B01543 | B01543 | 6763705 | 6763704 | BCRS/PCE/J00303/MB | 300512647 | Existing | RYB | CJYA-4 | B01539 CHERAS JAYA NO 4 | CLOSED | CLOSED | LINK | 12.000 kV | 11 kV | GAS |  | 1991 | 62109390 |  | EPE | EPE | 14J1860 (502) | N/A | TMN CHERAS JAYA NO 3 | SUBSTATION | Unknown | Unknown | Unknown | DISTRIBUTION | TNB | CHERAS | Unknown | 75 |  |  | Unknown | Unknown |  | LINE |  | 28 | 630.000 A | 20 | 50 | 20 | B01543 | NO | N/A |  |  |  | 0 | TAMAN CHERAS JAYA NO 3 |  | 1
256970914 | B06234 | PE TAMAN CHERAS JAYA NO3 | 6757981 | 6757980 | BCRS/PCE/J00372/MB | 300510392 | Existing | RYB | CJYA-11 | B05488 PE TAMAN CHERAS JAYA NO3 | OPEN | OPEN | LINK | 11.000 kV | 11 kV | GAS |  | 2000 | 4179706 | Unknown | TOSHIBA | TOSHIBA | 1D3L1T BS 36 |  | SEK MEN CHERAS JAYA | SUBSTATION | Unknown | Unknown | Unknown | DISTRIBUTION | TNB | CHERAS | Unknown | 75 |  |  | Unknown | Unknown |  | Unknown |  | 28 | 630.000 A | 0.63 | 50 | 20 | B06234 | Unknown |  |  |  |  | 0 | SEK MEN CHERAS JAYA |  | 3
256970918 | B06232 | PE MAGNA VILLA NO 2 | 6757987 | 6757986 | BCRS/PCE/J00372/MB | 300510392 | Existing | RYB | CJYA-11 | B01871 PE MAGNA VILLA NO 2 | CLOSED | CLOSED | LINK | 11.000 kV | 11 kV | GAS |  | 2000 | 4179706 | Unknown | TOSHIBA | TOSHIBA | 1D3L1T BS 36 |  | SEK MEN CHERAS JAYA | SUBSTATION | Unknown | Unknown | Unknown | DISTRIBUTION | TNB | CHERAS | Unknown | 75 |  |  | Unknown | Unknown |  | Unknown |  | 28 | 630.000 A | 0.63 | 50 | 20 | B06232 | Unknown |  |  |  |  | 0 | SEK MEN CHERAS JAYA |  | 3
256971514 | B06235 | PE MAGNA VILLA NO 1 | 6757989 | 6757988 | BCRS/PCE/J00372/MB | 300510392 | Existing | RYB | CJYA-11 | B01872 PE MAGNA VILLA NO 1 | CLOSED | CLOSED | LINK | 11.000 kV | 11 kV | GAS |  | 2000 | CML | Unknown | TOSHIBA | TOSHIBA | 1D3L1T BS 36 |  | SEK MEN CHERAS JAYA | SUBSTATION | Unknown | Unknown | Unknown | DISTRIBUTION | TNB | CHERAS | Unknown | 75 |  |  | Unknown | Unknown |  | Unknown |  | 28 | 630.000 A | 0.63 | 50 | 20 | B06235 | Unknown |  |  |  |  | 0 | SEK MEN CHERAS JAYA |  | 3
256973350 | B02211 |  | 6923952 | 6923951 | BCRS/PCE/J00059/MBB02208 | 300004307 | Existing | RYB | TMASS-10 | B02207 SG MICHU ATAS TIANG | CLOSED | CLOSED | LINK | 12.000 kV | 11 kV | GAS | 2004-11-01 | 2004 | D242894 |  | TAMCO | TAMCO | D242894 |  | BT 14 HULU LANGAT | Unknown | Unknown | Unknown | Unknown | DISTRIBUTION | TNB | CHERAS | Unknown | 75 |  |  | Unknown | Unknown |  | LINE |  | 28 | 630.000 A | 20 | 50 | 20 | B02211 | [5 empty] | 0 | BT 14 HULU LANGAT |  | 3
256973356 | B02208 |  | 6923972 | 6923971 | BCRS/PCE/J00059/MBB02208 | 300004307 | Existing | RYB | TMASS-10 | B05881 TMN INDAH JAYA NO 2 | CLOSED | CLOSED | LINK | 12.000 kV | 11 kV | GAS | 2004-11-01 | 2004 | D242894 |  | TAMCO | TAMCO | D242894 |  | BT 14 HULU LANGAT | Unknown | Unknown | Unknown | Unknown | DISTRIBUTION | TNB | CHERAS | Unknown | 75 |  |  | Unknown | Unknown |  | LINE |  | 28 | 630.000 A | 20 | 50 | 20 | B02208 | [5 empty] | 0 | BT 14 HULU LANGAT |  | 3
256973379 | B02218 |  | 6924032 | 6924031 | BCRS/PCE/J00109/MBB02218 | 300004503 | Existing | RYB | TMASS-10 | B02215 SG MAKAU | CLOSED | CLOSED | LINK | 12.000 kV | 11 kV | GAS | 1990-11-01 | 1990 | 62109127/194 |  | INDKOM | INDKOM | 62109127/194 |  | CG MEDICAL INDUSTRY | Unknown | Unknown | Unknown | Unknown | DISTRIBUTION | TNB | CHERAS | Unknown | 75 |  |  |  | Unknown |  | LINE |  | 28 | 630.000 A | 0.63 | 50 | 20 | B02218 | [5 empty] | 0 | CG MEDICAL INDUSTRIE |  | 3
256973383 | B02220 |  | 6924038 | 6924037 | BCRS/PCE/J00109/MBB02218 | 300004503 | Existing | RYB | TMASS-10 | B02221 MADAH PERKAYUAN | CLOSED | CLOSED | LINK | 12.000 kV | 11 kV | GAS | 1990-11-01 | 1990 | 62109127/194 |  | INDKOM | INDKOM | 62109127/194 |  | CG MEDICAL INDUSTRY | Unknown | Unknown | Unknown | Unknown | DISTRIBUTION | TNB | CHERAS | Unknown | 75 |  |  |  | Unknown |  | LINE |  | 28 | 630.000 A | 20 | 50 | 20 | B02220 | [5 empty] | 0 | CG MEDICAL INDUSTRIE |  | 3
256973412 | B06034 |  | 6924133 | 6924132 | BCRS/PCE/J00119/MBB06034 | 300004541 | Existing | RYB | TMASS-10 | B02224 MADAH PERKAYUAN | CLOSED | CLOSED | LINK | 11.000 kV | 11 kV | GAS | 1999-11-01 | 1999 | 9937S077 | Unknown | INDKOM | INDKOM | 9937S077 |  | CHASELAND NO 2 | Unknown | Unknown | Unknown | Unknown | DISTRIBUTION | TNB | CHERAS | Unknown | 75 |  |  | Unknown | Unknown |  | LINE |  | 28 | 630.000 A | 0.63 | 50 | 20 | B06034 | Unknown |  |  |  |  | 0 | CHASE LAND SDN BHD NO 2 |  | 3
256973418 | B06037 |  | 6924153 | 6924152 | BCRS/PCE/J00119/MBB06034 | 300004541 | Existing | RYB | TMASS-10 | B10143 WRITE BEST SDN BHD | CLOSED | CLOSED | LINK | 11.000 kV | 11 kV | GAS | 1999-11-01 | 1999 | 9937S077 |  | INDKOM | INDKOM | 9937S077 |  | CHASELAND NO 2 | Unknown | Unknown | Unknown | Unknown | DISTRIBUTION | TNB | CHERAS | Unknown | 75 |  |  | Unknown | Unknown |  | LINE |  | 28 | 630.000 A | 0.63 | 50 | 20 | B06037 | [5 empty] | 0 | CHASE LAND SDN BHD NO 2 |  | 3
256973441 | B06040 |  | 6924768 | 6924767 | BCRS/PCE/J00118/MBB06038 | 300004535 | Existing | RYB | TMASS-10 | B06033 CHASE LAND NO 1 | CLOSED | CLOSED | LINK | 11.000 kV | 11 kV | GAS | 1999-11-01 | 1999 | 9933S131 | Unknown | INDKOM | INDKOM | 9933S131 |  | CHASELAND NO 3 | Unknown | Unknown | Unknown | Unknown | DISTRIBUTION | TNB | CHERAS | Unknown | 75 |  |  | Unknown | Unknown |  | LINE |  | 28 | 630.000 A | 0.63 | 50 | 20 | B06040 | Unknown |  |  |  |  | 0 | CHASELAND SDN BHD NO 3 |  | 3
256973445 | B06038 |  | 6924774 | 6924773 | BCRS/PCE/J00118/MBB06038 | 300004535 | Existing | RYB | TMASS-10 | B10145 WRITE BEST SDN BHD | CLOSED | CLOSED | LINK | 11.000 kV | 11 kV | GAS | 1999-11-01 | 1999 | 9933S131 | Unknown | INDKOM | INDKOM | 9933S131 |  | CHASELAND NO 3 | Unknown | Unknown | Unknown | Unknown | DISTRIBUTION | TNB | CHERAS | Unknown | 75 |  |  | Unknown | Unknown |  | LINE |  | 28 | 630.000 A | 0.63 | 50 | 20 | B06038 | Unknown |  |  |  |  | 0 | CHASELAND SDN BHD NO 3 |  | 3
256973468 | B04211 |  | 6925330 | 6925329 | BCRS/PCE/J00767/MBB04211 | 300271252 | Existing | RYB | JUBA-13 | B04204 PE KIDAMAI | OPEN | OPEN | LINK | 11.000 kV | 11 kV | GAS | 18/07/1998 | 1999 | 98465149 | Unknown | F_and_G | INDKOM | 98465149 |  | LOT 5757 FORMAPAC | SUBSTATION | Unknown | Unknown | Unknown | DISTRIBUTION | TNB | CHERAS | Unknown | 75 |  |  | Unknown | Unknown |  | Unknown |  | 28 | 630.000 A | 0.63 | 50 | 20 | B04211 | Unknown |  |  |  |  | 0 | LOT 5755 FORMAPAC SDN BHD |  | 3
256973472 | B04213 |  | 6925333 | 6925332 | BCRS/PCE/J00767/MBB04211 | 300271252 | Existing | RYB |  | B11647 PE TAMAN SETIA IMPIAN 3 | CLOSED | CLOSED | LINK | 11.000 kV | 11 kV | GAS | 18/07/1998 | 1999 | 98465149 | Unknown | F_and_G | INDKOM | 98465149 |  | LOT 5757 FORMAPAC | SUBSTATION | Unknown | Unknown | Unknown | DISTRIBUTION | TNB | CHERAS | Unknown | 75 |  |  | Unknown | Unknown |  | Unknown |  | 28 | 630.000 A | 0.63 | 50 | 20 | B04213 | Unknown |  |  |  |  | 0 | LOT 5755 FORMAPAC SDN BHD |  | 3
256973499 | B04208 |  | 6925366 | 6925365 | BCRS/PCE/J00768/MBB04208 | 300271255 | Existing | RYB | JUBA-13 | B04207 PE LOT 5755 (KIDAMAI) | CLOSED | CLOSED | LINK | 12.000 kV | 11 kV | GAS | 18/07/1998 | 2007 | 23212 |  | VEI | VEI | 23212 |  | DENSHI MARUWA | SUBSTATION | Unknown | Unknown | Unknown | DISTRIBUTION | TNB | CHERAS | Unknown | 75 |  |  | Unknown | Unknown |  | Unknown |  | 28 | 630.000 A | 0.63 | 50 | 20 | B04208 | Unknown |  |  |  |  | 0 | DENSHI MARUWA |  | 3
256973506 | B04210 |  | 6925392 | 6925394 | BCRS/PCE/J00768/MBB04208 | 300271255 | Existing | RYB | JUBA-13 | B13126 PE GIANT VOICE SEMI-D | CLOSED | CLOSED | LINK | 12.000 kV | 11 kV | GAS | 18/07/1998 | 2007 | 23212 |  | VEI | VEI | 23212 |  | DENSHI MARUWA | SUBSTATION | Unknown | Unknown | Unknown | DISTRIBUTION | TNB | CHERAS | Unknown | 75 |  |  | Unknown | Unknown |  | Unknown |  | 28 | 630.000 A | 0.63 | 50 | 20 | B04210 | Unknown |  |  |  |  | 0 | DENSHI MARUWA |  | 3
256973556 | B02201 |  | 6926143 | 6926142 | BCRS/PCE/J00056/MBB02199 | 300431056 | Existing | RYB | TMASS-10 | B02202 TMN DUSUN NANDING NO 1 | CLOSED | CLOSED | LINK | 12.000 kV | 11 kV | GAS | 2000-11-01 | 1998 | B950054 |  | FALCON BETA | TAMCO | B950054 |  | DUSUN NANDING NO 3 | SUBSTATION | Unknown | Unknown | Unknown | DISTRIBUTION | TNB | CHERAS | Unknown | 75 |  |  |  | Unknown |  | LINE |  | 28 | 630.000 A | 0.63 | 50 | 20 | B02201 | Unknown |  |  |  |  | 0 | TMN SRI NANDING NO 3 |  | 3
256973560 | B02199 |  | 6926149 | 6926148 | BCRS/PCE/J00056/MBB02199 | 300431056 | Existing | RYB |  | B02198 TMN DUSUN NANDING NO 2 | CLOSED | CLOSED | LINK | 12.000 kV | 11 kV | GAS | 2000-11-01 | 1998 | B950054 |  | FALCON BETA | TAMCO | B950054 |  | DUSUN NANDING NO 3 | SUBSTATION | Unknown | Unknown | Unknown | DISTRIBUTION | TNB | CHERAS | Unknown | 75 |  |  |  | Unknown |  | LINE |  | 28 | 630.000 A | 0.63 | 50 | 20 | B02199 | Unknown |  |  |  |  | 0 | TMN SRI NANDING NO 3 |  | 3
256973583 | B02196 |  | 6926084 | 6926083 | BCRS/PCE/J00055/MBB02196 | 300004292 | Existing | RYB |  | B14640 PE TMN CASA LAGENDA | CLOSED | CLOSED | LINK | 11.000 kV | 11 kV | GAS | 1999-11-01 | 1999 | 9851S088 |  | INDKOM | INDKOM | 985S088 |  | DUSUN NANDING NO 2 | SUBSTATION | Unknown | Unknown | Unknown | DISTRIBUTION | TNB | CHERAS | Unknown | 75 |  |  |  | Unknown |  | LINE |  | 28 | 630.000 A | 0.63 | 50 | 22 | B02196 | Unknown |  |  |  |  | 0 | TMN DUSUN NANDING NO 2 |  | 3
256973883 | B02198 |  | 6926090 | 6926089 | BCRS/PCE/J00055/MBB02196 | 300004292 | Existing | RYB |  | B02199 TMN DUSUN NANDING NO 3 | CLOSED | CLOSED | LINK | 11.000 kV | 11 kV | GAS | 1999-11-01 | 1999 | 9851S088 |  | INDKOM | INDKOM | 985S088 |  | DUSUN NANDING NO 2 | SUBSTATION | Unknown | Unknown | Unknown | DISTRIBUTION | TNB | CHERAS | Unknown | 75 |  |  |  | Unknown |  | LINE |  | 28 | 630.000 A | 0.63 | 50 | 22 | B02198 | Unknown |  |  |  |  | 0 | TMN DUSUN NANDING NO 2 |  | 3
256973973 | B02302 | B02302 | 6926484 | 6926483 | BCRS/PCE/J00090/MBB02300 | 300004427 | Existing | RYB | PMU SMYH-8 | B06746 PADAT LAMAN KENCANA BT18 | CLOSED | CLOSED | LINK | 12.000 kV | 11 kV | GAS | 1998-11-01 | 1998 | B982701 | Unknown | FALCON BETA | TAMCO | B982701 |  | KG JAWA | SUBSTATION | Unknown | Unknown | Unknown | DISTRIBUTION | TNB | CHERAS | Unknown | 75 |  |  | Unknown | Unknown |  | LINE |  | 28 | 630.000 A | 0.63 | 50 | 20 | B02302 | Unknown |  |  |  |  | 0 | KG JAWA |  | 3
256973977 | B02300 | B02300 | 6926487 | 6926486 | BCRS/PCE/J00090/MBB02300 | 300004427 | Existing | RYB | PMU SMYH-8 | B02943 SG CONGKAK | OPEN | OPEN | LINK | 12.000 kV | 11 kV | GAS | 1998-11-01 | 1998 | B982701 | Unknown | FALCON BETA | TAMCO | B982701 |  | KG JAWA | SUBSTATION | Unknown | Unknown | Unknown | DISTRIBUTION | TNB | CHERAS | Unknown | 75 |  |  | Unknown | Unknown |  | LINE |  | 28 | 630.000 A | 0.63 | 50 | 20 | B02300 | Unknown |  |  |  |  | 0 | KG JAWA |  | 3
256974006 | B08628 | PE COMMERCIAL AREA 1 | 6932090 | 6932089 |  |  | Existing | RYB | MHCR2-9 | B08627 PE COMMERCIAL AREA 1 | CLOSED | CLOSED | LINK | 12.000 kV | 11 kV | GAS |  | 2005 | D253255 | Unknown | FALCON BETA | TAMCO | D253255 |  | COMMERCIAL AREA NO 5 | SUBSTATION | Unknown | Unknown | Unknown | DISTRIBUTION | TNB | CHERAS | Unknown | 75 |  |  | Unknown | Unknown |  | Unknown |  | 28 | 630.000 A | 0.63 | 50 | 20 | B08628 | Unknown |  |  |  |  | 0 | COMMERCIAL AREA NO 5 |  | 3
256974012 | B08631 | PE COMMERCIAL AREA NO.6 | 6934412 | 6934411 |  |  | Existing | RYB | MHCR2-9 | B08632 PE COMMERCIAL AREA NO.6 | CLOSED | CLOSED | LINK | 12.000 kV | 11 kV | GAS |  | 2005 | D253255 | Unknown | FALCON BETA | TAMCO | D253255 |  | COMMERCIAL AREA NO 5 | SUBSTATION | Unknown | Unknown | Unknown | DISTRIBUTION | TNB | CHERAS | Unknown | 75 |  |  | Unknown | Unknown |  | Unknown |  | 28 | 630.000 A | 0.63 | 50 | 20 | B08631 | Unknown |  |  |  |  | 0 | COMMERCIAL AREA NO 5 |  | 3
256977330 | B08612 | PE COMMERCIAL AREA 11 | 6933098 | 6933097 | BCRS/PCE/J00451/MBB08612 | 300270030 | Existing | RYB | MHCR-2 | B09335 PE COMMERCIAL AREA 11 | CLOSED | CLOSED | LINK | 12.000 kV | 11 kV | GAS | 2005-11-01 | 2005 | D2242913 | Unknown | FALCON BETA | TAMCO | D2242913 |  | COMMERCIAL AREA NO 8 BMC | SUBSTATION | Unknown | Unknown | Unknown | DISTRIBUTION | TNB | CHERAS | Unknown | 75 |  |  | Unknown | Unknown |  | Unknown |  | 28 | 630.000 A | 0.63 | 50 | 20 | B08612 | Unknown |  |  |  |  | 0 | COMMERCIAL AREA 8 |  | 3
256977336 | B08615 | PE COMMERCIAL AREA 7 | 6933116 | 6933115 | BCRS/PCE/J00451/MBB08612 | 300270030 | Existing | RYB | MHCR-2 | B08616 PE COMMERCIAL AREA 7 | CLOSED | CLOSED | LINK | 12.000 kV | 11 kV | GAS | 2005-11-01 | 2005 | D2242913 | Unknown | FALCON BETA | TAMCO | D2242913 |  | COMMERCIAL AREA NO 8 BMC | SUBSTATION | Unknown | Unknown | Unknown | DISTRIBUTION | TNB | CHERAS | Unknown | 75 |  |  | Unknown | Unknown |  | Unknown |  | 28 | 630.000 A | 0.63 | 50 | 20 | B08615 | Unknown |  |  |  |  | 0 | COMMERCIAL AREA 8 |  | 3
256978380 | B01875 | PE TETUAN EUROMAS | 6757303 | 6757302 | BCRS/PCE/J00352/MB | 300010447 | Existing | RYB | CJYA-11 | B01867 PE TETUAN EUROMAS | CLOSED | CLOSED | LINK | 12.000 kV | 11 kV | GAS | 1998-11-11 | 0 | F9629117 | Unknown | MERLIN GERIN | SCHNEIDER | F9629117 |  | MAGNAVILLA NO 1 | SUBSTATION | Unknown | Unknown | Unknown | DISTRIBUTION | TNB | CHERAS | Unknown | 75 |  |  | Unknown | Unknown |  | LINE |  | 28 | 630.000 A | 0.63 | 50 | 18.4 | B01875 | Unknown |  |  |  |  | 0 | MAGNA VILLA NO 1 |  | 3
256978386 | B01872 | PE SEK MEN CHERAS JAYA | 6757321 | 6757320 | BCRS/PCE/J00352/MB | 300010447 | Existing | RYB | CJYA-11 | B06235 PE SEK MEN CHERAS JAYA | CLOSED | CLOSED | LINK | 12.000 kV | 11 kV | GAS | 1998-11-11 | 0 | F9629117 | Unknown | MERLIN GERIN | SCHNEIDER | F9629117 |  | MAGNAVILLA NO 1 | SUBSTATION | Unknown | Unknown | Unknown | DISTRIBUTION | TNB | CHERAS | Unknown | 75 |  |  | Unknown | Unknown |  | LINE |  | 28 | 630.000 A | 0.63 | 50 | 18.4 | B01872 | Unknown |  |  |  |  | 0 | MAGNA VILLA NO 1 |  | 3
256978409 | B08821 | PE MITAH MANUFACTURING S/B | 6757265 | 6757264 | BCRS/PCE/J00792/MBB08821 | 300272364 | Existing | RYB | CJYA-11 | B01862 PE MITAH MANUFACTURING S/B | CLOSED | CLOSED | LINK | 12.000 kV | 11 kV | GAS | 2011-11-11 | 2005 | 2L1+295 | Unknown | TOPRANK | INDKOM | 2L1+295 |  | LOJI KUMBAHAN CHERAS JAYA | SUBSTATION | Unknown | Unknown | Unknown | DISTRIBUTION | TNB | CHERAS | Unknown | 75 |  |  | Unknown | Unknown |  | Unknown |  | 28 | 630.000 A | 0.63 | 50 | 20 | B08821 | Unknown |  |  |  |  | 0 | LOJI KUMBAHAN TMN CHERAS JAYA |  | 3
256978413 | B08823 | PE LOONG WENG PLASTIC | 6757268 | 6757267 | BCRS/PCE/J00792/MBB08821 | 300272364 | Existing | RYB | CJYA-11 | B01861 PE LOONG WENG PLASTIC | CLOSED | CLOSED | LINK | 12.000 kV | 11 kV | GAS | 2011-11-11 | 2005 | 2L1+295 | Unknown | TOPRANK | INDKOM | 2L1+295 |  | LOJI KUMBAHAN CHERAS JAYA | SUBSTATION | Unknown | Unknown | Unknown | DISTRIBUTION | TNB | CHERAS | Unknown | 75 |  |  | Unknown | Unknown |  | Unknown |  | 28 | 630.000 A | 0.63 | 50 | 20 | B08823 | Unknown |  |  |  |  | 0 | LOJI KUMBAHAN TMN CHERAS JAYA |  | 3
256978436 | B01508 | B01508 | 6756129 | 6756128 | BCRS/PCE/J00298/MBB01508 | 300010175 | Existing | RYB | CJYA-4 | CJYA-4 | CLOSED | CLOSED | LINK | 12.000 kV | 11 kV | GAS | 1996-11-01 | 0 | N/A |  | MERLIN GERIN | SCHNEIDER | N/A | N/A | GELORA RAO RAO | SUBSTATION | Unknown | Unknown | Unknown | DISTRIBUTION | TNB | CHERAS | Unknown | 75 |  |  | Unknown | Unknown |  | LINE |  | 28 | 630.000 A | 0.63 | 50 | 20 | B01508 | NO | N/A |  |  |  | 0 | GELORA RAO-RAO |  | 3
256978440 | B01510 | B01510 | 6756132 | 6756131 | BCRS/PCE/J00298/MBB01508 | 300010175 | Existing | RYB | CJYA-4 | B01511 BERKAT KLASIK | CLOSED | CLOSED | LINK | 12.000 kV | 11 kV | GAS | 1996-11-01 | 0 | N/A |  | MERLIN GERIN | SCHNEIDER | N/A | N/A | GELORA RAO RAO | SUBSTATION | Unknown | Unknown | Unknown | DISTRIBUTION | TNB | CHERAS | Unknown | 75 |  |  | Unknown | Unknown |  | LINE |  | 28 | 630.000 A | 0.63 | 50 | 20 | B01510 | NO | N/A |  |  |  | 0 | GELORA RAO-RAO |  | 3
256978463 | B01846 |  | 6763545 | 6763544 | BCRS/PCE/J00360/MBB01844 | 300010500 | Existing | RYB | BLKG-8 | B01847 LUBS TECHNOLOGY | CLOSED | CLOSED | LINK | 11.000 kV | 11 kV | GAS | 1997-11-01 | 1997 | 700069/18 |  | INDKOM | TAMCO | 700069/18 |  | LIEW KON THAM | Unknown | Unknown | Unknown | Unknown | DISTRIBUTION | TNB | CHERAS | Unknown | 75 |  |  | Unknown | Unknown |  |  |  | 28 | 630.000 A | 0.63 | 50 | 20 | B01846 | [5 empty] | 0 | LIEW KON THAM |  | 3
256978467 | B01844 |  | 6763548 | 6763547 | BCRS/PCE/J00360/MBB01844 | 300010500 | Existing | RYB | BLKG-8 | B01843 NGEE MING CHOE | CLOSED | CLOSED | LINK | 11.000 kV | 11 kV | GAS | 1997-11-01 | 1997 | 700069/18 |  | INDKOM | TAMCO | 700069/18 |  | LIEW KON THAM | Unknown | Unknown | Unknown | Unknown | DISTRIBUTION | TNB | CHERAS | Unknown | 75 |  |  | Unknown | Unknown |  |  |  | 28 | 630.000 A | 0.63 | 50 | 20 | B01844 | [5 empty] | 0 | LIEW KON THAM |  | 3
256978496 | B01871 | PE SEK MEN CHERAS JAYA | 6757401 | 6757400 | BCRS/PCE/J00370/MB | 300010555 | Existing | RYB | CJYA-11 | B06232 PE SEK MEN CHERAS JAYA | CLOSED | CLOSED | LINK | 12.000 kV | 11 kV | GAS | 1998-11-11 | 0 | N/A | Unknown | MERLIN GERIN | SCHNEIDER | F962722 |  | MAGNAVILLA NO 2 | SUBSTATION | Unknown | Unknown | Unknown | DISTRIBUTION | TNB | CHERAS | Unknown | 75 |  |  | Unknown | Unknown |  | Unknown |  | 28 | 630.000 A | 0.63 | 50 | 18.4 | B01871 | Unknown |  |  |  |  | 0 | MAGNA VILLA NO 2 |  | 3
256978502 | B01868 | PMU CHERAS JAYA CB11 | 6757419 | 6757418 | BCRS/PCE/J00370/MB | 300010555 | Existing | RYB | CJYA-11 | PMU CHERAS JAYA-11 | CLOSED | CLOSED | LINK | 12.000 kV | 11 kV | GAS | 1998-11-11 | 0 | N/A | Unknown | MERLIN GERIN | SCHNEIDER | F962722 |  | MAGNAVILLA NO 2 | SUBSTATION | Unknown | Unknown | Unknown | DISTRIBUTION | TNB | CHERAS | Unknown | 75 |  |  | Unknown | Unknown |  | Unknown |  | 28 | 630.000 A | 0.63 | 50 | 18.4 | B01868 | Unknown |  |  |  |  | 0 | MAGNA VILLA NO 2 |  | 3
256978524 | B07849 | B07849 | 6758539 | 6758538 | BCRS/PCE/J00708/MBB07849 | 300270881 | Existing | RYB | BLKG-12 | B07848 TMN SINARAN NO 1 | CLOSED | CLOSED | LINK | 12.000 kV | 11 kV | GAS | 2004-11-01 | 2004 | B248004 |  | FALCON BETA | TAMCO | B248004 | N/A | TAMAN SINARAN NO 2 | SUBSTATION | Unknown | Unknown | Unknown | DISTRIBUTION | TNB | CHERAS | Unknown | 75 |  |  | Unknown | Unknown |  | LINE |  | 28 | 630.000 A | 0.63 | 50 | 20 | B07849 | NO | N/A |  |  |  | 0 | TMN SINARAN NO 1 |  | 3
256978528 | B07851 | B07851 | 6758548 | 6758547 | BCRS/PCE/J00708/MBB07849 | 300270881 | Existing | RYB | BLKG-12 | B02954 TMN SETIA BALAKONG | CLOSED | CLOSED | LINK | 12.000 kV | 11 kV | GAS | 2004-11-01 | 2004 | B248004 |  | FALCON BETA | TAMCO | B248004 | N/A | TAMAN SINARAN NO 2 | SUBSTATION | Unknown | Unknown | Unknown | DISTRIBUTION | TNB | CHERAS | Unknown | 75 |  |  | Unknown | Unknown |  | LINE |  | 28 | 630.000 A | 0.63 | 50 | 20 | B07851 | NO | N/A |  |  |  | 0 | TMN SINARAN NO 2 |  | 3
256978551 | B09236 | B01443 IMPIAN EHSAN NO 2 |  |  | BCRS/PCE/J00715/MBB09234 | 300270904 | Existing | RYB | TSRA-2 | B01443 IMPIAN EHSAN NO 2 | CLOSED | CLOSED | LINK | 12.000 kV | 11 kV | GAS | 18/07/1998 | 0 | R0614342 SF |  | MERLIN GERIN | MERLIN GERIN | R0614342 SF | NOT APPLICABLE | TAMAN SETIA IMPIAN EHSAN COMPACT | SUBSTATION | Unknown | YES | Unknown | DISTRIBUTION | TNB | CHERAS | Unknown | 75 | Unknown | Unknown | Unknown | NO |  | LINE |  | 28 | 630.000 A | 0.63 | 50 | 20 | B09236 | NO | NOT APPLICABLE |  |  | Unknown | Unknown | TAMAN SETIA IMPIAN EHSAN |  | 3
256978555 | B09234 | IMPIAN EHSAN NO3 |  |  | BCRS/PCE/J00715/MBB09234 | 300270904 | Existing | RYB | TSRA-2 | B01444 IMPIAN EHSAN NO 3 | CLOSED | CLOSED | LINK | 12.000 kV | 11 kV | GAS | 18/07/1998 | 0 | R0614342 SF |  | MERLIN GERIN | MERLIN GERIN | R0614342 SF | NOT APPLICABLE | TAMAN SETIA IMPIAN EHSAN COMPACT | SUBSTATION | Unknown | YES | Unknown | DISTRIBUTION | TNB | CHERAS | Unknown | 75 | Unknown | Unknown | Unknown | NO |  | LINE |  | 28 | 630.000 A | 0.63 | 50 | 20 | B09234 | NO | NOT APPLICABLE |  |  | Unknown | Unknown | TAMAN SETIA IMPIAN EHSAN |  | 3
256978578 | B01787 |  | 6820200 | 6820199 | BCRS/PCE/J00233/MB | 300005875 | Existing | RYB | MHCR-6 | B01788 FONG YAT SIEW LOT 4166 | CLOSED | CLOSED | LINK | 12.000 kV | 11 kV | GAS | 2000-11-11 | 2000 | B204266 |  | FALCON BETA | TAMCO | B204266 |  | TAN SENG HUAT | Unknown | Unknown | Unknown | Unknown | DISTRIBUTION | TNB | CHERAS | Unknown | 75 |  |  |  | Unknown |  |  |  | 28 | 630.000 A | 0.63 | 50 | 20 | B01787 | [5 empty] | 0 | TAN SENG HUAT |  | 3
256978583 | B01785 |  | 6820207 | 6820206 | BCRS/PCE/J00233/MB | 300005875 | Existing | RYB | MHCR-6 | B06282 LIM KOK YEONG | CLOSED | CLOSED | LINK | 12.000 kV | 11 kV | GAS | 2000-11-11 | 2000 | B204266 |  | FALCON BETA | TAMCO | B204266 |  | TAN SENG HUAT | Unknown | Unknown | Unknown | Unknown | DISTRIBUTION | TNB | CHERAS | Unknown | 75 |  |  |  | Unknown |  |  |  | 28 | 630.000 A | 0.63 | 50 | 20 | B01785 | [5 empty] | 0 | TAN SENG HUAT |  | 3
256978935 | B07740 |  | 6820492 | 6820491 | BCRS/PCE/J00427/MB | 300431446 | Existing | RYB | LMAS-7 | APARTMENT PERDANA HEIGHT | CLOSED | CLOSED | LINK | 12.000 kV | 11 kV | GAS | 2004-11-11 | 2004 | D242478 |  | FALCON BETA | TAMCO |  |  | TMN SEGAR PERDANA NO 3 | Unknown | Unknown | Unknown | Unknown | DISTRIBUTION | TNB | CHERAS | Unknown | Unknown |  |  |  | Unknown |  |  |  |  | 630.000 A | 20 | 20 | 20 | B07740 | [5 empty] | 0 | JALAN SP3 TMN SEGAR PERDANA |  | 3
256978941 | B07737 |  | 6820510 | 6820509 | BCRS/PCE/J00427/MB | 300431446 | Existing | RYB | LMAS-7 | B06996 TMN SEGAR PERDANA NO 1 | CLOSED | CLOSED | LINK | 12.000 kV | 11 kV | GAS | 2004-11-11 | 2004 | D242478 |  | FALCON BETA | TAMCO | D242478 |  | TMN SEGAR PERDANA NO 3 | SUBSTATION | Unknown | Unknown | Unknown | DISTRIBUTION | TNB | CHERAS | Unknown | 75 |  |  | Unknown | Unknown |  | LINE |  | 28 | 630.000 A | 0.63 | 50 | 20 | B07737 | Unknown |  |  |  |  | 0 | JALAN SP3 TMN SEGAR PERDANA |  | 3
256978964 | B08978 | B08978 | 6820603 | 6820602 | BCRS/PCE/J00483/MB | 300431577 | Existing | RYB | SGLN-12 | B02381 SG.LONG NO 9 | CLOSED | CLOSED | LINK | 12.000 kV | 11 kV | GAS | 1998-11-01 | 0 | R054111SF |  | MERLIN GERIN | MERLIN GERIN | R0541111SF | N/A | ADMIRAL PARK | SUBSTATION | Unknown | Unknown | Unknown | DISTRIBUTION | TNB | CHERAS | Unknown | 75 |  |  | Unknown | Unknown |  | LINE |  | 28 | 630.000 A | 0.63 | 50 | 20 | B08978 | NO | N/A |  |  |  | 0 | ADMIRAL PARK |  | 3
256978968 | B08976 | B08976 | 6820606 | 6820605 | BCRS/PCE/J00483/MB | 300431577 | Existing | RYB | SGLN-12 | B02382 SG.LONG GOLF CLUB | CLOSED | CLOSED | LINK | 12.000 kV | 11 kV | GAS | 1998-11-01 | 0 | R054111SF |  | MERLIN GERIN | MERLIN GERIN | R0541111SF | N/A | ADMIRAL PARK | SUBSTATION | Unknown | Unknown | Unknown | DISTRIBUTION | TNB | CHERAS | Unknown | 75 |  |  | Unknown | Unknown |  | LINE |  | 28 | 630.000 A | 0.63 | 50 | 20 | B08976 | NO | N/A |  |  |  | 0 | ADMIRAL PARK |  | 3
256978991 | B08700 | B08700 | 6820699 | 6820698 | BCRS/PCE/J00448/MBB08698 | 300269695 | Existing | RYB | SGLN-12 | B08701 EMERALD POINT C | CLOSED | CLOSED | LINK | 12.000 kV | 11 kV | GAS | 2005-11-01 | 2005 | 2L1T273 |  | FALCON BETA | TAMCO | B2816954 | N/A | EMERALD POINT B | SUBSTATION | Unknown | Unknown | Unknown | DISTRIBUTION | TNB | CHERAS | Unknown | 75 |  |  | Unknown | Unknown |  | LINE |  | 28 | 630.000 A | 0.63 | 50 | 20 | B08700 | NO | N/A |  |  |  | 0 | EMERALD POINT B |  | 3
256978995 | B08698 | B08698 | 6820702 | 6820701 | BCRS/PCE/J00448/MBB08698 | 300269695 | Existing | RYB | SGLN-12 | B08697 EMERALD POINT A | OPEN | OPEN | LINK | 12.000 kV | 11 kV | GAS | 2005-11-01 | 2005 | 2L1T273 |  | FALCON BETA | TAMCO | B2816954 | N/A | EMERALD POINT B | SUBSTATION | Unknown | Unknown | Unknown | DISTRIBUTION | TNB | CHERAS | Unknown | 75 |  |  | Unknown | Unknown |  | LINE |  | 28 | 630.000 A | 0.63 | 50 | 20 | B08698 | NO | N/A |  |  |  | 0 | EMERALD POINT B |  | 3
256979018 | B08703 | B08703 | 6820729 | 6820728 | BCRS/PCE/J00447/MBB08701 | 300269691 | Existing | RYB | SGLN-12 | B08034 SEJATI HILL VILLA | CLOSED | CLOSED | LINK | 12.000 kV | 11 kV | GAS | 2005-11-01 | 2005 | 2L1T274 |  | TOPRANK | TAMCO | 2L1T274 | N/A | EMERALD POINT C | SUBSTATION | Unknown | Unknown | Unknown | DISTRIBUTION | TNB | CHERAS | Unknown | 75 |  |  | Unknown | Unknown |  | LINE |  | 28 | 630.000 A | 0.63 | 50 | 20 | B08703 | NO | N/A |  |  |  | 0 | EMERALD POINT C |  | 3
256979022 | B08701 | B08701 | 6820732 | 6820731 | BCRS/PCE/J00447/MBB08701 | 300269691 | Existing | RYB | SGLN-12 | B08700 EMERALD POINT B | CLOSED | CLOSED | LINK | 12.000 kV | 11 kV | GAS | 2005-11-01 | 2005 | 2L1T274 |  | TOPRANK | TAMCO | 2L1T274 | N/A | EMERALD POINT C | SUBSTATION | Unknown | Unknown | Unknown | DISTRIBUTION | TNB | CHERAS | Unknown | 75 |  |  | Unknown | Unknown |  | LINE |  | 28 | 630.000 A | 0.63 | 50 | 20 | B08701 | NO | N/A |  |  |  | 0 | EMERALD POINT C |  | 3
256979051 | B02048 | B02048 | 6820828 | 6820833 | BCRS/PCE/J00161/MBB02048 | 300005364 | Existing | RYB | BTHO-5 | B02047 RASA SAYANG NO 1 | CLOSED | CLOSED | LINK | 12.000 kV | 11 kV | GAS | 1996-11-11 | 1996 | 2981/207 | Unknown | F_and_G | INDKOM | 2981/207 | N/A | TMN CHERAS MAS NO 2 | SUBSTATION | Unknown | Unknown | Unknown | DISTRIBUTION | TNB | CHERAS | Unknown | 75 |  |  | Unknown | Unknown |  | LINE |  | 28 | 630.000 A | 0.63 | 50 | 22 | B02048 | Unknown |  |  |  |  | 0 | TAMAN CHERAS MAS 2 |  | 3
256979055 | B02050 | B02050 | 6820829 | 6820841 | BCRS/PCE/J00161/MBB02048 | 300005364 | Existing | RYB | BTHO-5 | B02051 CHERAS(TAMAN CHERAS MAS) | CLOSED | CLOSED | LINK | 12.000 kV | 11 kV | GAS | 1996-11-11 | 1996 | 2981/207 | Unknown | F_and_G | INDKOM | 2981/207 | N/A | TMN CHERAS MAS NO 2 | SUBSTATION | Unknown | Unknown | Unknown | DISTRIBUTION | TNB | CHERAS | Unknown | 75 |  |  | Unknown | Unknown |  | LINE |  | 28 | 630.000 A | 0.63 | 22 | 22 | B02050 | Unknown |  |  |  |  | 0 | TAMAN CHERAS MAS 2 |  | 3
256979086 | B02414 | B02414 | 6823298 | 6823297 | BCRS/PCE/J00200/MBB02414 | 300005653 | Existing | RYB | SGLN-3 | B02413 TMN KOP CUEPACS NO 4 | CLOSED | CLOSED | LINK | 11.000 kV | 11 kV | GAS | 1996-11-01 | 1996 | N/A | Unknown | F_and_G | INDKOM | N/A |  | TMN KOPERASI CUEPACS NO 3 | SUBSTATION | Unknown | Unknown | Unknown | DISTRIBUTION | TNB | CHERAS | Unknown | 75 |  |  | Unknown | Unknown |  | LINE |  | 28 | 630.000 A | 0.63 | 50 | 22 | B02414 | Unknown |  |  |  |  | 0 | TMN KOPERASI CUEPACS NO 3 |  | 3
256979092 | B02417 | B02417 | 6823320 | 6823319 | BCRS/PCE/J00200/MBB02414 | 300005653 | Existing | RYB | SGLN-3 | B05388 LINGKARAN NUR | CLOSED | CLOSED | LINK | 11.000 kV | 11 kV | GAS | 1996-11-01 | 1996 | N/A |  | F_and_G | INDKOM | N/A |  | TMN KOPERASI CUEPACS NO 3 | SUBSTATION | Unknown | Unknown | Unknown | DISTRIBUTION | TNB | CHERAS | Unknown | 75 |  |  | Unknown | Unknown |  | LINE |  | 28 | 630.000 A | 0.63 | 50 | 22 | B02417 | Unknown |  |  |  |  | 0 | TMN KOPERASI CUEPACS NO 3 |  | 3
256979346 | B10187 | B10187 | 26124432 | 26124431 | BCRS/PCE/J00646/MB | 300431604 | Existing | RYB | TAMI-4 | B02777 TECH AIR IND | CLOSED | CLOSED | LINK | 12.000 kV | 11 kV | GAS | 2009-11-01 | 2008 | D285459 |  | FALCON BETA | TAMCO | D285459 | N/A | MINLON LIGHT INDUSTRIES A | SUBSTATION | Unknown | Unknown | Unknown | DISTRIBUTION | TNB | CHERAS | Unknown | 75 |  |  | Unknown | Unknown |  | LINE |  | 28 | 630.000 A | 0.63 | 50 | 20 | B10187 | NO | N/A |  |  |  | 0 | MINLON LIGHT INDUSTRY A |  | 3
256979351 | B10190 | B10190 | 26124446 | 26124445 | BCRS/PCE/J00646/MB | 300431604 | Existing | RYB | TAMI-4 | B10191 MINLON LIGHT IND.B | CLOSED | CLOSED | LINK | 12.000 kV | 11 kV | GAS | 2009-11-01 | 2008 | D285459 |  | FALCON BETA | TAMCO | D285459 | N/A | MINLON LIGHT INDUSTRIES A | SUBSTATION | Unknown | Unknown | Unknown | DISTRIBUTION | TNB | CHERAS | Unknown | 75 |  |  | Unknown | Unknown |  | LINE |  | 28 | 630.000 A | 0.63 | 50 | 20 | B10190 | NO | N/A |  |  |  | 0 | MINLON LIGHT INDUSTRY A |  | 3
256979381 | B10194 | B10194 | 26124550 | 26124549 | BCRS/PCE/J00645/MB | 300431603 | Existing | RYB | TAMI-4 | B11607 KILANG JLN TNMG 2 NO. 2 | CLOSED | CLOSED | LINK | 12.000 kV | 11 kV | GAS | 2009-11-01 | 2008 | D285531 |  | FALCON BETA | TAMCO | D285531 | N/A | MINLON LIGHT INDUSTRIES B | SUBSTATION | Unknown | Unknown | Unknown | DISTRIBUTION | TNB | CHERAS | Unknown | 75 |  |  | Unknown | Unknown |  | LINE |  | 28 | 630.000 A | 0.63 | 50 | 20 | B10194 | NO | N/A |  |  |  | 0 | MINLON LIGHT INDUSTRY B |  | 3
256979386 | B10191 | B10191 | 26124564 | 26124563 | BCRS/PCE/J00645/MB | 300431603 | Existing | RYB | TAMI-4 | B10190 MINLON LIGHT IND.A | CLOSED | CLOSED | LINK | 12.000 kV | 11 kV | GAS | 2009-11-01 | 2008 | D285531 |  | FALCON BETA | TAMCO | D285531 | N/A | MINLON LIGHT INDUSTRIES B | SUBSTATION | Unknown | Unknown | Unknown | DISTRIBUTION | TNB | CHERAS | Unknown | 75 |  |  | Unknown | Unknown |  | LINE |  | 28 | 630.000 A | 0.63 | 50 | 20 | B10191 | NO | N/A |  |  |  | 0 | MINLON LIGHT INDUSTRY B |  | 3
256981053 | B07255 | PE TOWN PARK 1 NO.2 | 6765748 | 6765747 | BCRS/PCE/J00004/MBB07255 | 300266030 | Existing | RYB | BTHO-6 | B10288 PE TOWN PARK 1 NO.2 | CLOSED | CLOSED | LINK | 12.000 kV | 11 kV | GAS | 2003-11-01 | 2003 | 11345 | Unknown | VEI | VEI | 11345 |  | APARTMENT SUAKASIH BTHO | SUBSTATION | Unknown | Unknown | Unknown | DISTRIBUTION | TNB | CHERAS | Unknown | 75 |  |  | Unknown | Unknown |  | Unknown |  | 28 | 630.000 A | 0.63 | 50 | 20 | B07255 | Unknown |  |  |  |  | 0 | APT. SUAKASIH BTHO |  | 3
256981059 | B07258 | PE B.T.H.O. 15 | 6765766 | 6765765 | BCRS/PCE/J00004/MBB07255 | 300266030 | Existing | RYB | BTHO-6 | B05327 PE B.T.H.O. 15 | CLOSED | CLOSED | LINK | 12.000 kV | 11 kV | GAS | 2003-11-01 | 2003 | 11345 | Unknown | VEI | VEI | 11345 |  | APARTMENT SUAKASIH BTHO | SUBSTATION | Unknown | Unknown | Unknown | DISTRIBUTION | TNB | CHERAS | Unknown | 75 |  |  | Unknown | Unknown |  | Unknown |  | 28 | 630.000 A | 0.63 | 50 | 20 | B07258 | Unknown |  |  |  |  | 0 | APT. SUAKASIH BTHO |  | 3
256981088 | B05335 | PE BTH0 18 | 6770847 | 6770846 | BCRS/PCE/J00177/MBB05332 | 300005486 | Existing | RYB | BTHO-6 | B05336 PE BTH0 18 | CLOSED | CLOSED | LINK | 11.000 kV | 11 kV | GAS | 2000-11-01 | 2000 | 0025S046 | Unknown | FALCON BETA | INDKOM | 0025S046 |  | BTHO NO 17 | SUBSTATION | Unknown | Unknown | Unknown | DISTRIBUTION | TNB | CHERAS | Unknown | 75 |  |  | Unknown | Unknown |  | Unknown |  | 28 | 630.000 A | 0.63 | 50 | 22 | B05335 | Unknown |  |  |  |  | 0 | BTHO NO 17 |  | 3
256981094 | B05332 | PE BTHO NO16 | 6770865 | 6770864 | BCRS/PCE/J00177/MBB05332 | 300005486 | Existing | RYB | BTHO-6 | B05331 PE BTHO NO16 | CLOSED | CLOSED | LINK | 11.000 kV | 11 kV | GAS | 2000-11-01 | 2000 | 0025S046 | Unknown | FALCON BETA | INDKOM | 0025S046 |  | BTHO NO 17 | SUBSTATION | Unknown | Unknown | Unknown | DISTRIBUTION | TNB | CHERAS | Unknown | 75 |  |  | Unknown | Unknown |  | Unknown |  | 28 | 630.000 A | 0.63 | 50 | 22 | B05332 | Unknown |  |  |  |  | 0 | BTHO NO 17 |  | 3
256981208 | B05535 | B05535 | 6789681 | 6789680 | BCRS/PCE/J00387/MBB01488 | 300010692 | Existing | RYB | JUBA-2 | B01476 POLLUTION ENG | CLOSED | CLOSED | LINK | 12.000 kV | 11 kV | GAS | 18/07/1998 | 0 | N/A |  | MERLIN GERIN | INDKOM | 1011313256 | N/A | CHIN HUAT | SUBSTATION | Unknown | Unknown | Unknown | DISTRIBUTION | TNB | CHERAS | Unknown | 75 |  |  | Unknown | Unknown |  | LINE |  | 28 | 630.000 A | 0.63 | 50 | 20 | B05535 | NO | N/A |  |  |  | 0 | CHIN HUAT |  | 3
256981589 | B02708 | B02708 | 6784187 | 6784186 | BCRS/PCE/J00413/MBB02708 | 300011204 | Existing | RYB | TAMI-2 | B02707 BERKAT HASIL NO 4A | CLOSED | CLOSED | LINK | 11.000 kV | 11 kV | OIL | 18/07/1998 | 0 | R07195-48R |  | BRUSH | TAMCO CUTLER HAMMER |  | N/A | BERKAT HASIL NO 4B | SUBSTATION | Unknown | Unknown | Unknown | DISTRIBUTION | TNB | CHERAS | Unknown | 75 |  |  | Unknown | Unknown |  | LINE |  | 28 | 400.000 A | 0.63 | 50 | 20 | B02708 | NO | N/A |  |  |  | 0 | BERKAT HASIL NO 4B |  | 3
256981594 | B02710 | B02710 | 6784199 | 6784198 | BCRS/PCE/J00413/MBB02708 | 300011204 | Existing | RYB | TAMI-2 | B02711 ISC NO 6 | CLOSED | CLOSED | LINK | 11.000 kV | 11 kV | OIL | 18/07/1998 | 0 | R07196-22R |  | BRUSH | TAMCO CUTLER HAMMER |  | N/A | BERKAT HASIL NO 4B | SUBSTATION | Unknown | Unknown | Unknown | DISTRIBUTION | TNB | CHERAS | Unknown | 75 |  |  | Unknown | Unknown |  | LINE |  | 28 | 400.000 A | 0.63 | 50 | 20 | B02710 | NO | N/A |  |  |  | 0 | BERKAT HASIL NO 4B |  | 3
256981623 | B02719 | B02719 | 6784318 | 6784317 | BCRS/PCE/J00423/MBB02717 | 300011322 | Existing | RYB | TAMI-2 | B02720 BERKAT HASIL NO 13 | CLOSED | CLOSED | LINK | 11.000 kV | 11 kV | GAS | 18/07/1998 | 0 |  |  | INDKOM | TAMCO | 1204226750 | N/A | BERKAT HASIL NO 7 | SUBSTATION | Unknown | Unknown | Unknown | DISTRIBUTION | TNB | CHERAS | Unknown | 75 |  |  | Unknown | Unknown |  | LINE |  | 28 | 400.000 A | 0.63 | 50 | 20 | B02719 | NO | N/A |  |  |  | 0 | BERKAT HASIL NO 7 |  | 3
256981629 | B02717 | B02717 | 6784336 | 6784335 | BCRS/PCE/J00423/MBB02717 | 300011322 | Existing | RYB | TAMI-2 | B027146 BERKAT HASIL NO 6 | CLOSED | CLOSED | LINK | 11.000 kV | 11 kV | GAS | 18/07/1998 | 0 |  |  | INDKOM | TAMCO | 1204226750 | N/A | BERKAT HASIL NO 7 | SUBSTATION | Unknown | Unknown | Unknown | DISTRIBUTION | TNB | CHERAS | Unknown | 75 |  |  | Unknown | Unknown |  | LINE |  | 28 | 400.000 A | 0.63 | 50 | 20 | B02717 | NO | N/A |  |  |  | 0 | BERKAT HASIL NO 7 |  | 3
256981651 | B02705 | B02705 | 6784241 | 6784240 | BCRS/PCE/J00412/MBB02705 | 300011198 | Existing | RYB | TAMI-2 | B02704 BERKAT HASIL NO 5 | CLOSED | CLOSED | LINK | 11.000 kV | 11 kV | GAS | 2014-11-01 | 0 | R07106-44R |  | SCHNEIDER | SCHNEIDER | 101526008 | N/A | BERKAT HASIL NO 4A | SUBSTATION | Unknown | Unknown | Unknown | DISTRIBUTION | TNB | CHERAS | Unknown | 75 |  |  | Unknown | Unknown |  | LINE |  | 28 | 400.000 A | 0.63 | 50 | 20 | B02705 | NO | N/A |  |  |  | 0 | BERKAT HASIL NO 4A |  | 3
256981656 | B02707 | B02707 | 6784253 | 6784252 | BCRS/PCE/J00412/MBB02705 | 300011198 | Existing | RYB | TAMI-2 | B02708 BERKAT HASIL NO 4B | CLOSED | CLOSED | LINK | 11.000 kV | 11 kV | GAS | 2014-11-01 | 0 | R07106-46R |  | SCHNEIDER | SCHNEIDER | 101526008 | N/A | BERKAT HASIL NO 4A | SUBSTATION | Unknown | Unknown | Unknown | DISTRIBUTION | TNB | CHERAS | Unknown | 75 |  |  | Unknown | Unknown |  | LINE |  | 28 | 400.000 A | 0.63 | 50 | 20 | B02707 | NO | N/A |  |  |  | 0 | BERKAT HASIL NO 4A |  | 3
256981678 | B02867 | B02867 | 6791397 | 6791396 | BCRS/PCE/J00746/MB | 300271054 | Existing | RYB | MINE-12 | B02866 ASHIBA | CLOSED | CLOSED | LINK | 12.000 kV | 11 kV | GAS | 1994-11-11 | 0 | N/A |  | MERLIN GERIN | SCHNEIDER | N/A | N/A | NI SHIN NO 2 | SUBSTATION | Unknown | Unknown | Unknown | DISTRIBUTION | TNB | CHERAS | Unknown | 75 |  |  | Unknown | Unknown |  | LINE |  | 28 | 630.000 A | 0.63 | 50 | 20 | B02867 | NO | N/A |  |  |  | 0 | NI HSIN CORP SDN BHD NO 2 |  | 3
256981683 | B02869 | B02869 | 6791409 | 6791408 | BCRS/PCE/J00746/MB | 300271054 | Existing | RYB | MINE-12 | B02870 MARVELLOUS | CLOSED | CLOSED | LINK | 12.000 kV | 11 kV | GAS | 1994-11-11 | 0 | N/A |  | MERLIN GERIN | SCHNEIDER | N/A | N/A | NI SHIN NO 2 | SUBSTATION | Unknown | Unknown | Unknown | DISTRIBUTION | TNB | CHERAS | Unknown | 75 |  |  | Unknown | Unknown |  | LINE |  | 28 | 630.000 A | 0.63 | 50 | 20 | B02869 | NO | N/A |  |  |  | 0 | NI HSIN CORP SDN BHD NO 2 |  | 3
256981711 | B02728 | PE TAMAN INDUSTRI SELESA JAYA | 6790096 | 6790095 | BCRS/PCE/J00420/MB | 300011292 | Existing | RYB | TAMI-9 | B09183 PE TAMAN INDUSTRI SELESA JAYA | CLOSED | CLOSED | LINK | 11.000 kV | 11 kV | GAS | 1997-11-11 | 1997 | 9712S199 | Unknown | F_and_G | INDKOM | 9712S139 |  | BERKAT HASIL NO 15 | SUBSTATION | Unknown | Unknown | Unknown | DISTRIBUTION | TNB | CHERAS | Unknown | 75 |  |  | Unknown | Unknown |  | Unknown |  | 28 | 630.000 A | 0.63 | 50 | 22 | B02728 | Unknown |  |  |  |  | 0 | BERKAT HASIL NO 15 |  | 3
256981717 | B02730 | PE BERKAT HASIL 10 | 6790114 | 6790113 | BCRS/PCE/J00420/MB | 300011292 | Existing | RYB | TAMI-9 | B02731 PE BERKAT HASIL 10 | CLOSED | CLOSED | LINK | 11.000 kV | 11 kV | GAS | 1997-11-11 | 1997 | 9712S199 | Unknown | F_and_G | INDKOM | 9712S139 |  | BERKAT HASIL NO 15 | SUBSTATION | Unknown | Unknown | Unknown | DISTRIBUTION | TNB | CHERAS | Unknown | 75 |  |  | Unknown | Unknown |  | Unknown |  | 28 | 630.000 A | 0.63 | 50 | 22 | B02730 | Unknown |  |  |  |  | 0 | BERKAT HASIL NO 15 |  | 3
256981746 | B06620 | B06620 | 6821605 | 6821604 | BCRS/PCE/J00230/MBB06617 | 300005860 | Existing | RYB | MHCR-12 | B06616 GREEN ACRE PARK NO 2 | CLOSED | CLOSED | LINK | 12.000 kV | 11 kV | GAS | 2002-11-01 | 2002 | CV 720054-01021/001 |  | SIEMENS | SIEMENS | N/A | N/A | GREEN ACRE PARK NO 1 | SUBSTATION | Unknown | Unknown | Unknown | DISTRIBUTION | TNB | CHERAS | Unknown | 75 |  |  | Unknown | Unknown |  | LINE |  | 28 | 630.000 A | 0.63 | 50 | 20 | B06620 | NO | N/A |  |  |  | 0 | GREEN ACRE PARK NO 1 |  | 3
256981752 | B06617 | B06617 | 6821623 | 6821622 | BCRS/PCE/J00230/MBB06617 | 300005860 | Existing | RYB | MHCR-12 | B02385 SG LONG NO 10 | CLOSED | CLOSED | LINK | 12.000 kV | 11 kV | GAS | 2002-11-01 | 2002 | CV 720054-01021/001 |  | SIEMENS | SIEMENS | N/A | N/A | GREEN ACRE PARK NO 1 | SUBSTATION | Unknown | Unknown | Unknown | DISTRIBUTION | TNB | CHERAS | Unknown | 75 |  |  | Unknown | Unknown |  | LINE |  | 28 | 630.000 A | 0.63 | 50 | 20 | B06617 | NO | N/A |  |  |  | 0 | GREEN ACRE PARK NO 1 |  | 3
256981861 | B08745 | B08745 | 6822259 | 6822258 | BCRS/PCE/J00444/MBB08743 | 300269677 | Existing | RYB | TMASS-4 | B08746 TMN SEGAR NO 9 | CLOSED | CLOSED | LINK | 12.000 kV | 11 kV | GAS | 2005-11-01 | 2005 | 2L1T354 | Unknown | TOPRANK | TAMCO | 2L1T354 |  | TAMAN SEGAR PERDANA NO 10 | SUBSTATION | Unknown | Unknown | Unknown | DISTRIBUTION | TNB | CHERAS | Unknown | 75 |  |  | Unknown | Unknown |  | LINE |  | 28 | 630.000 A | 0.63 | 50 | 20 | B08745 | Unknown |  |  |  |  | 0 | TAMAN SEGAR PERDANA NO 10 |  | 3
256981866 | B08743 | B08743 | 6822271 | 6822270 | BCRS/PCE/J00444/MBB08743 | 300269677 | Existing | RYB | TMASS-4 | B02136 CHERAS AWANA NO 4 | CLOSED | CLOSED | LINK | 12.000 kV | 11 kV | GAS | 2005-11-01 | 2005 | 2L1T354 | Unknown | TOPRANK | TAMCO | 2L1T354 |  | TAMAN SEGAR PERDANA NO 10 | SUBSTATION | Unknown | Unknown | Unknown | DISTRIBUTION | TNB | CHERAS | Unknown | 75 |  |  |  | Unknown |  | LINE |  | 28 | 630.000 A | 0.63 | 50 | 20 | B08743 | Unknown |  |  |  |  | 0 | TAMAN SEGAR PERDANA NO 10 |  | 3
256982191 | B06553 | PPU LAGENDA MAS CB 11 | 6822545 | 6822550 | BCRS/PCE/J00168/MBB06553 | 300005415 | Existing | RYB | LMAS-11 | PPU LAGENDA MAS CB 11 | CLOSED | CLOSED | LINK | 12.000 kV | 11 kV | GAS | 2002-11-01 | 2002 | D221576 | Unknown | FALCON BETA | TAMCO | D2211541 |  | TMN MINANG RIA | SUBSTATION | Unknown | Unknown | Unknown | DISTRIBUTION | TNB | CHERAS | Unknown | 75 |  |  | Unknown | Unknown |  | Unknown |  | 28 | 630.000 A | 0.63 | 50 | 20 | B06553 | Unknown |  |  |  |  | 0 | TAMAN MINANG RIA |  | 3
256982195 | B06556 | PE BTHO NO 8 | 6822546 | 6822558 | BCRS/PCE/J00168/MBB06553 | 300005415 | Existing | RYB | LMAS-11 | B01684 PE BTHO NO 8 | CLOSED | CLOSED | LINK | 12.000 kV | 11 kV | GAS | 2002-11-01 | 2002 | D221576 | Unknown | FALCON BETA | TAMCO | D2211541 |  | TMN MINANG RIA | SUBSTATION | Unknown | Unknown | Unknown | DISTRIBUTION | TNB | CHERAS | Unknown | 75 |  |  | Unknown | Unknown |  | Unknown |  | 28 | 630.000 A | 0.63 | 50 | 20 | B06556 | Unknown |  |  |  |  | 0 | TAMAN MINANG RIA |  | 3
256982219 | B09166 | PE TMN SEGAR PERDANA NO 4 | 6822832 | 6822831 | BCRS/PCE/J00542/MBB09166 | 300268239 | Existing | RYB | LMAS-10 | B07008 PE TMN SEGAR PERDANA NO 4 | CLOSED | CLOSED | LINK | 12.000 kV | 11 kV | GAS | 2006-11-01 | 2006 | B2611947 | Unknown | FALCON BETA | TAMCO | B2611947 |  | SEGAR PERDANA COURT PHASE 7B | SUBSTATION | Unknown | Unknown | Unknown | DISTRIBUTION | TNB | CHERAS | Unknown | 75 |  |  | Unknown | Unknown |  | Unknown |  | 28 | 630.000 A | 0.63 | 50 | 20 | B09166 | Unknown |  |  |  |  | 0 | SEGAR PERDANA COURT PHASE 7B |  | 3
256982224 | B09168 | PE TAMAN BUKIT HATAMAS | 6822844 | 6822843 | BCRS/PCE/J00542/MBB09166 | 300268239 | Existing | RYB | LMAS-10 | B08388 PE TAMAN BUKIT HATAMAS | CLOSED | CLOSED | LINK | 12.000 kV | 11 kV | GAS | 2006-11-01 | 2006 | B2611947 | Unknown | FALCON BETA | TAMCO | B2611947 |  | SEGAR PERDANA COURT PHASE 7B | SUBSTATION | Unknown | Unknown | Unknown | DISTRIBUTION | TNB | CHERAS | Unknown | 75 |  |  | Unknown | Unknown |  | Unknown |  | 28 | 630.000 A | 0.63 | 50 | 20 | B09168 | Unknown |  |  |  |  | 0 | SEGAR PERDANA COURT PHASE 7B |  | 3
256982251 | B07902 | B07902 | 6900659 | 6900658 | BCRS/PCE/J00481/MB | 300431576 | Existing | RYB | MHCR2-7 | B09206 JLN BENDAHARA 7A/7 | CLOSED | CLOSED | LINK | 12.000 kV | 11 kV | GAS | 2004-11-01 | 2004 | D242592 | Unknown | FALCON BETA | TAMCO | D242592 |  | JLN BENDAHARA 12/7 BMC | SUBSTATION | Unknown | Unknown | Unknown | DISTRIBUTION | TNB | CHERAS | Unknown | 75 |  |  | Unknown | Unknown |  | LINE |  | 28 | 630.000 A | 0.63 | 50 | 20 | B07902 | Unknown |  |  |  |  | 0 | JLN BENDAHARA 12/7 BMC |  | 3
256982255 | B07904 | B07904 | 6900663 | 6900662 | BCRS/PCE/J00481/MB | 300431576 | Existing | RYB | MHCR2-7 | B08640 JLN PUTRA 13/1 BMC | CLOSED | CLOSED | LINK | 12.000 kV | 11 kV | GAS | 2004-11-01 | 2004 | D242592 | Unknown | FALCON BETA | TAMCO | D242592 |  | JLN BENDAHARA 12/7 BMC | SUBSTATION | Unknown | Unknown | Unknown | DISTRIBUTION | TNB | CHERAS | Unknown | 75 |  |  | Unknown | Unknown |  | LINE |  | 28 | 630.000 A | 0.63 | 50 | 20 | B07904 | Unknown |  |  |  |  | 0 | JLN BENDAHARA 12/7 BMC |  | 3
256982279 | B08600 |  | 6903893 | 6903892 | BCRS/PCE/J00455/MB | 300431550 | Existing | RYB | MHCR-10 | B06355 BDR MAHKOTA CHERAS NO12 | CLOSED | CLOSED | LINK | 12.000 kV | 11 kV | GAS | 2005-11-01 | 2005 | B214866 |  | FALCON BETA | TAMCO |  |  | JLN PAHLAWAN 20/3 | Unknown | Unknown | Unknown | Unknown | DISTRIBUTION | TNB | CHERAS | Unknown | 75 |  |  |  | Unknown |  |  |  | 28 | 630.000 A | 0.63 | 50 | 20 | B08600 | [5 empty] | 0 | JALAN PAHLAWAN 20/3 |  | 3
256982283 | B08602 |  | 6903902 | 6903901 | BCRS/PCE/J00455/MB | 300431550 | Existing | RYB | MHCR-10 | MHCR-10 | CLOSED | CLOSED | LINK | 12.000 kV | 11 kV | GAS | 2005-11-01 | 2005 | B214866 |  | FALCON BETA | TAMCO |  |  | JLN PAHLAWAN 20/3 | Unknown | Unknown | Unknown | Unknown | DISTRIBUTION | TNB | CHERAS | Unknown | 75 |  |  |  | Unknown |  |  |  | 28 | 630.000 A | 0.63 | 50 | 20 | B08602 | [5 empty] | 0 | JALAN PAHLAWAN 20/3 |  | 3
256982306 | B07820 |  | 6907782 | 6907781 | BCRS/PCE/J00509/MBB07818 | 300267383 | Existing | RYB | MHCR-11 | B08665 CHERAS VISTA BMC | CLOSED | CLOSED | LINK | 12.000 kV | 11 kV | GAS | 2004-11-01 | 2004 | B247955 |  | FALCON BETA | TAMCO | B247955 |  | JLN PAHLAWAN 22/3, BDR MAHKOTA CHERAS | Unknown | Unknown | Unknown | Unknown | DISTRIBUTION | TNB | CHERAS | Unknown | 75 |  |  |  | Unknown |  |  |  | 28 | 630.000 A | 0.63 | 50 | 20 | B07820 | [5 empty] | 0 | JALAN PAHLAWAN 22/3 MAHKOTA CRS |  | 3
256982310 | B07818 |  | 6907791 | 6907790 | BCRS/PCE/J00509/MBB07818 | 300267383 | Existing | RYB | MHCR-11 | B07817 JLN PAHLAWAN 23/3 BMC | CLOSED | CLOSED | LINK | 12.000 kV | 11 kV | GAS | 2004-11-01 | 2004 | B247955 |  | FALCON BETA | TAMCO | B247955 |  | JLN PAHLAWAN 22/3, BDR MAHKOTA CHERAS | Unknown | Unknown | Unknown | Unknown | DISTRIBUTION | TNB | CHERAS | Unknown | 75 |  |  |  | Unknown |  |  |  | 28 | 630.000 A | 0.63 | 50 | 20 | B07818 | [5 empty] | 0 | JALAN PAHLAWAN 22/3 MAHKOTA CRS |  | 3
256982412 | B06339 | B06339 | 6907599 | 6907598 | BCRS/PCE/J00254/MBB06339 | 300006101 | Existing | RYB | MHCR2-11 | BANDAR MAHKOTA CHERAS NO 7 | CLOSED | CLOSED | LINK | 12.000 kV | 11 kV | GAS | 2002-11-01 | 2002 | D221464 |  | FALCON BETA | TAMCO | D221464 | N/A | BDR MAHKOTA CHERAS NO. 8 | SUBSTATION | Unknown | Unknown | Unknown | DISTRIBUTION | TNB | CHERAS | Unknown | 75 |  |  | Unknown | Unknown |  | LINE |  | 28 | 630.000 A | 0.63 | 50 | 20 | B06339 | NO | N/A |  |  |  | 0 | BANDAR MAHKOTA CHERAS NO 8 |  | 3
256982417 | B06342 | B06342 | 6907609 | 6907608 | BCRS/PCE/J00254/MBB06339 | 300006101 | Existing | RYB | MHCR2-11 | B06343 BANDAR MAHKOTA CHERAS NO 9 | CLOSED | CLOSED | LINK | 12.000 kV | 11 kV | GAS | 2002-11-01 | 2002 | D221464 |  | FALCON BETA | TAMCO | D221464 | N/A | BDR MAHKOTA CHERAS NO. 8 | SUBSTATION | Unknown | Unknown | Unknown | DISTRIBUTION | TNB | CHERAS | Unknown | 75 |  |  | Unknown | Unknown |  | LINE |  | 28 | 630.000 A | 0.63 | 50 | 20 | B06342 | NO | N/A |  |  |  | 0 | BANDAR MAHKOTA CHERAS NO 8 |  | 3
256982440 | B02174 | PE TAMAN LAVENDER | 6907896 | 6907895 | BCRS/PCE/J00048/MBB02174 | 300004265 | Existing | RYB | TMASS-12 | B02173 PE TAMAN LAVENDER | CLOSED | CLOSED | LINK | 12.000 kV | 11 kV | GAS | 1991-11-01 | 2005 | 2497 | Unknown | VEI | VEI | 2497 |  | KUATERS LOJI AIR LANGAT | SUBSTATION | Unknown | Unknown | Unknown | DISTRIBUTION | TNB | CHERAS | Unknown | 75 |  |  | Unknown | Unknown |  | Unknown |  | 28 | 630.000 A | 0.63 | 50 | 20 | B02174 | Unknown |  |  |  |  | 0 | LOGI AIR HULU LANGAT |  | 3
256982444 | B02176 | PE SEK MEN KEB DUSUN NANDING | 6907905 | 6907904 | BCRS/PCE/J00048/MBB02174 | 300004265 | Existing | RYB | TMASS-12 | B06639 PE SEK MEN KEB DUSUN NANDING | CLOSED | CLOSED | LINK | 12.000 kV | 11 kV | GAS | 1991-11-01 | 2005 | 2497 | Unknown | VEI | VEI | 2497 |  | KUATERS LOJI AIR LANGAT | SUBSTATION | Unknown | Unknown | Unknown | DISTRIBUTION | TNB | CHERAS | Unknown | 75 |  |  | Unknown | Unknown |  | Unknown |  | 28 | 630.000 A | 0.63 | 50 | 20 | B02176 | Unknown |  |  |  |  | 0 | LOGI AIR HULU LANGAT |  | 3
256982763 | B06639 | PE LOJI AIR HULU LANGAT | 6907930 | 6907929 | BCRS/PCE/J00547/MBB06639 | 300268256 | Existing | RYB | TMASS-12 | B02176 PE LOJI AIR HULU LANGAT | CLOSED | CLOSED | LINK | 11.000 kV | 11 kV | GAS | 2002-11-01 | 2002 | 0213S003 | Unknown | F_and_G | INDKOM | 0213S003 |  | SMK DUSUN NANDING | SUBSTATION | Unknown | Unknown | Unknown | DISTRIBUTION | TNB | CHERAS | Unknown | 75 |  |  | Unknown | Unknown |  | Unknown |  | 28 | 630.000 A | 0.63 | 50 | 22 | B06639 | Unknown |  |  |  |  | 0 | SEK MEN KEB DUSUN NANDING |  | 3
256982768 | B06641 | PE TMN DESA PELANGI | 6907936 | 6907935 | BCRS/PCE/J00547/MBB06639 | 300268256 | Existing | RYB | TMASS-12 | B02177 PE TMN DESA PELANGI | CLOSED | CLOSED | LINK | 11.000 kV | 11 kV | GAS | 2002-11-01 | 2002 | 0213S003 | Unknown | F_and_G | INDKOM | 0213S003 |  | SMK DUSUN NANDING | SUBSTATION | Unknown | Unknown | Unknown | DISTRIBUTION | TNB | CHERAS | Unknown | 75 |  |  | Unknown | Unknown |  | Unknown |  | 28 | 630.000 A | 0.63 | 50 | 22 | B06641 | Unknown |  |  |  |  | 0 | SEK MEN KEB DUSUN NANDING |  | 3
256984540 | B11594 | B08451 |  | 6820149 | BCRS/PCE/J01020/MB1 | 300318505 | Existing | RYB | SGLN-9 | B12851 MAHKOTA HILLS | CLOSED | CLOSED | LINK | 12.000 kV | 11 kV | GAS | 2011-02-11 | 2006 | 3094 |  | VEI | VEI | 25931 | NOT APPLICABLE | JALAN MAHKOTA 5 | SUBSTATION | Unknown | YES | Unknown | DISTRIBUTION | TNB | CHERAS | Unknown | 75 | Unknown | Unknown | Unknown | NO |  | LINE |  | 28 | 630.000 A | 0.63 | 50 | 20 | B11594 | NO | NOT APPLICABLE |  |  | Unknown | Unknown | TAMAN PINGGIRAN MAHKOTA |  | 3
256984544 | B11597 | B08453 |  |  | BCRS/PCE/J01020/MB1 | 300318505 | Existing | RYB | SGLN-9 | B07898 JLN BENDAHARA 4/7 | CLOSED | CLOSED | LINK | 12.000 kV | 11 kV | GAS | 2011-02-11 | 2006 | 3094 |  | VEI | VEI | 25931 | NOT APPLICABLE | JALAN MAHKOTA 5 | SUBSTATION | Unknown | YES | Unknown | DISTRIBUTION | TNB | CHERAS | Unknown | 75 | Unknown | Unknown | Unknown | NO |  | LINE |  | 28 | 630.000 A | 0.63 | 50 | 20 | B11597 | NO | NOT APPLICABLE |  |  | Unknown | Unknown | TAMAN PINGGIRAN MAHKOTA |  | 3
256984566 | B03954 | B03954 | 6891571 | 6891570 | BCRS/PCE/J00014/MB1 | 300004101 | Existing | RYB | SJIM-11 | JLN MESRA NIAGA | CLOSED | CLOSED | LINK | 12.000 kV | 11 kV | GAS | 1997-11-01 | 1997 | B972075 |  | FALCON BETA | INDKOM | B972075 | N/A | LEBUHRAYA CHERAS NO 1 | SUBSTATION | Unknown | Unknown | Unknown | DISTRIBUTION | TNB | CHERAS | Unknown | 75 |  |  | Unknown | Unknown |  | LINE |  | 28 | 630.000 A | 0.63 | 50 | 20 | B03954 | NO | N/A |  |  |  | 0 | L/RAYA CHERAS NO 1 |  | 3
256984571 | B03956 |  | 6891578 | 6891577 | BCRS/PCE/J00014/MB1 | 300004101 | Existing | RYB | SJIM-11 | B03957 LPC NO 2 | CLOSED | CLOSED | LINK | 12.000 kV | 11 kV | GAS | 1997-11-01 | 1997 | B972075 |  | FALCON BETA | INDKOM | B972075 | N/A | LEBUHRAYA CHERAS NO 1 | SUBSTATION | Unknown | Unknown | Unknown | DISTRIBUTION | TNB | CHERAS | Unknown | 75 |  |  | Unknown | Unknown |  | LINE |  | 28 | 630.000 A | 0.63 | 50 | 20 | B03956 | NO | N/A |  |  |  | 0 | L/RAYA CHERAS NO 1 |  | 3
256984604 | B02909 | PE TMN SRI JASA FASA1 | 6892212 | 6892211 |  |  | Existing | RYB | MINE-7 | B02924 PE TMN SRI JASA FASA1 | CLOSED | CLOSED | LINK | 11.000 kV | 11 kV | GAS |  | 0 | R07157-75H | Unknown | F_and_G | INDKOM | 1204226783 |  | SG BESI INDAH NO 1 | SUBSTATION | Unknown | Unknown | Unknown | DISTRIBUTION | TNB | CHERAS | Unknown | 75 |  |  | Unknown | Unknown |  | Unknown |  | 28 | 400.000 A | 0.63 | 50 | 20 | B02909 | Unknown |  |  |  |  | 0 | TMN SG BESI INDAH NO1 |  | 3
256984608 | B02910 | PE TMN SG BESI INDAH NO 4 | 6892218 | 6892217 |  |  | Existing | RYB | MINE-7 | B02911 PE TMN SG BESI INDAH NO 4 | CLOSED | CLOSED | LINK | 11.000 kV | 11 kV | GAS |  | 0 | R07192-57R | Unknown | F_and_G | INDKOM | 1204226783 |  | SG BESI INDAH NO 1 | SUBSTATION | Unknown | Unknown | Unknown | DISTRIBUTION | TNB | CHERAS | Unknown | 75 |  |  | Unknown | Unknown |  | Unknown |  | 28 | 400.000 A | 0.63 | 50 | 20 | B02910 | Unknown |  |  |  |  | 0 | TMN SG BESI INDAH NO1 |  | 3
256984645 | B02754 |  | 6893485 | 6893484 | BCRS/PCE/J00744/MBB02754 | 300271045 | Existing | RYB | MINE-8 | BERKAT HASIL NO16 | CLOSED | CLOSED | LINK | 11.000 kV | 11 kV | GAS | 18/07/1998 | 1998 | N/A |  | F_and_G | INDKOM | 9841S151 |  | SG BESI INDAH NO 7 | SUBSTATION | Unknown | Unknown | Unknown | DISTRIBUTION | TNB | CHERAS | Unknown | 75 |  |  |  | Unknown |  | LINE |  | 28 | 630.000 A | 0.63 | 50 | 22 | B02754 | Unknown |  |  |  |  | 0 | SG BESI INDAH NO7 |  | 3
256984650 | B02757 | B02757 | 6893502 | 6893501 | BCRS/PCE/J00744/MBB02754 | 300271045 | Existing | RYB | MINE-8 | B02758 SG BESI INDAH NO6 | CLOSED | CLOSED | LINK | 11.000 kV | 11 kV | GAS | 18/07/1998 | 1998 | N/A |  | F_and_G | INDKOM | 9841S151 |  | SG BESI INDAH NO 7 | SUBSTATION | Unknown | Unknown | Unknown | DISTRIBUTION | TNB | CHERAS | Unknown | 75 |  |  | Unknown | Unknown |  | LINE |  | 28 | 630.000 A | 0.63 | 50 | 22 | B02757 | Unknown |  |  |  |  | 0 | SG BESI INDAH NO7 |  | 3
256984673 | B08206 | B08206 | 6893591 | 6893590 | BCRS/PCE/J00830/MBB08206 |  | Existing | RYB | MINE-9 | B02785 UNITED ULI | CLOSED | CLOSED | LINK | 12.000 kV | 11 kV | GAS |  | 2005 | 1120 |  | VEI | VEI | 1120 |  | SEK KEB SG BESI INDAH | SUBSTATION | Unknown | Unknown | Unknown | DISTRIBUTION | TNB | CHERAS | Unknown | 75 |  |  |  | Unknown |  | LINE |  | 28 | 630.000 A | 0.63 | 50 | 20 | B08206 | Unknown |  |  |  |  | 0 | SEK KEB TMN SG BESI INDAH |  | 3
256984678 | B08208 | B08208 | 6893598 | 6893597 | BCRS/PCE/J00830/MBB08208 |  | Existing | RYB | MINE-9 | B04876 SG BESI INDAH NO0 COMPACT | CLOSED | CLOSED | LINK | 12.000 kV | 11 kV | GAS |  | 2005 | 1120 |  | VEI | VEI | 1120 |  | SEK KEB SG BESI INDAH | SUBSTATION | Unknown | Unknown | Unknown | DISTRIBUTION | TNB | CHERAS | Unknown | 75 |  |  |  | Unknown |  | LINE |  | 28 | 630.000 A | 20 | 50 | 20 | B08208 | Unknown |  |  |  |  | 0 | SEK KEB TMN SG BESI INDAH |  | 3
256984707 | B06988 |  | 6893621 | 6893620 | BCRS/PCE/J00756/MBB06985 | 300271213 | Existing | RYB | MINE-6 | B07096 SEK ANTARABANGSA AUSTRALIA | CLOSED | CLOSED | LINK | 12.000 kV | 11 kV | GAS | 18/07/1998 | 0 | R630206257SF |  | MERLIN GERIN | MERLIN GERIN | R630206257SF |  | SOUTHERN LAKE NO 4 | Unknown | Unknown | Unknown | Unknown | DISTRIBUTION | TNB | CHERAS | Unknown | 75 |  |  |  | Unknown |  |  |  | 28 | 630.000 A | 0.63 | 50 | 20 | B06988 | [5 empty] | 0 | SOUTHERN LAKE 4 |  | 3
256984712 | B06985 |  | 6893638 | 6893637 | BCRS/PCE/J00756/MBB06985 | 300271213 | Existing | RYB | MINE-6 | MINE-6 | CLOSED | CLOSED | LINK | 12.000 kV | 11 kV | GAS | 18/07/1998 | 0 | R630206257SF |  | MERLIN GERIN | MERLIN GERIN | R630206257SF |  | SOUTHERN LAKE NO 4 | Unknown | Unknown | Unknown | Unknown | DISTRIBUTION | TNB | CHERAS | Unknown | 75 |  |  |  | Unknown |  |  |  | 28 | 630.000 A | 0.63 | 50 | 20 | B06985 | [5 empty] | 0 | SOUTHERN LAKE 4 |  | 3
256984742 | B08297 |  | 6894502 | 6894501 | BCRS/PCE/J00758/MBB08294 | 300271220 | Existing | RYB | MINE-6 | B02652 SG BESI INDAH NO5 | CLOSED | CLOSED | LINK | 12.000 kV | 11 kV | GAS | 18/07/1998 | 0 | R630206401SF |  | MERLIN GERIN | MERLIN GERIN | R630206401SF |  | SOUTHERN LAKE NO 3 | Unknown | Unknown | Unknown | Unknown | DISTRIBUTION | TNB | CHERAS | Unknown | 75 |  |  |  | Unknown |  |  |  | 28 | 630.000 A | 0.63 | 50 | 20 | B08297 | [5 empty] | 0 | SOUTHERN LAKE NO3 |  | 3
256984747 | B08294 |  | 6894519 | 6894518 | BCRS/PCE/J00758/MBB08294 | 300271220 | Existing | RYB | MINE-6 | B07094 SEK ANTARABANGSA AUST. | CLOSED | CLOSED | LINK | 12.000 kV | 11 kV | GAS | 18/07/1998 | 0 | R630206401SF |  | MERLIN GERIN | MERLIN GERIN | R630206401SF |  | SOUTHERN LAKE NO 3 | Unknown | Unknown | Unknown | Unknown | DISTRIBUTION | TNB | CHERAS | Unknown | 75 |  |  |  | Unknown |  |  |  | 28 | 630.000 A | 0.63 | 50 | 20 | B08294 | [5 empty] | 0 | SOUTHERN LAKE NO3 |  | 3
256984777 | B02655 |  | 6894603 | 6894602 | BCRS/PCE/J00760/MBB02655 | 310104695 | Existing | RYB |  | B02653 SG BESI INDAH NO5A | CLOSED | CLOSED | LINK | 11.000 kV | 11 kV | GAS | 2016-05-09 | 1997 | 9723S028 |  | INDKOM | INDKOM | 9723S028 |  | SG BESI INDAH NO 5 | Unknown | Unknown | Unknown | Unknown | DISTRIBUTION | TNB | CHERAS | Unknown | 75 |  |  | Unknown | Unknown |  | LINE |  | 28 | 630.000 A | 0.63 | 50 | 20 | B02655 | [5 empty] | 0 | TAMAN SG BESI INDAH5 |  | 3
256984782 | B02656 |  | 6894620 | 6894619 | BCRS/PCE/J00760/MBB02655 | 310104695 | Existing | RYB |  | B02658 SAPURA SG BESI | CLOSED | CLOSED | LINK | 11.000 kV | 11 kV | GAS | 2016-05-09 | 1997 | 9723S028 |  | INDKOM | INDKOM | 9723S028 |  | SG BESI INDAH NO 5 | Unknown | Unknown | Unknown | Unknown | DISTRIBUTION | TNB | CHERAS | Unknown | 75 |  |  |  | Unknown |  | LINE |  | 28 | 630.000 A | 0.63 | 50 | 20 | B02656 | [5 empty] | 0 | TAMAN SG BESI INDAH5 |  | 3
256984805 | B02925 | PPU MINE CB 7 | 6895685 | 6895684 | BCRS/PCE/J00625/MBB02924 | 300270130 | Existing | RYB | MINE-7 | PPU MINE CB 7 | CLOSED | CLOSED | LINK | 12.000 kV | 11 kV | GAS | 1991-11-01 | 1991 | 62109127/207 | Unknown | EPE | INDKOM | 62109127/207 |  | TMN SERI JASA FASA 1 | SUBSTATION | Unknown | Unknown | Unknown | DISTRIBUTION | TNB | CHERAS | Unknown | 75 |  |  | Unknown | Unknown |  | Unknown |  | 28 | 630.000 A | 0.63 | 50 | 20 | B02925 | Unknown |  |  |  |  | 0 | TMN SERI JASA FASA (1) |  | 3
256984810 | B02924 | PE TMN SG BESI INDAH NO.1 | 6895692 | 6895691 | BCRS/PCE/J00625/MBB02924 | 300270130 | Existing | RYB | MINE-7 | B02909 PE TMN SG BESI INDAH NO.1 | CLOSED | CLOSED | LINK | 12.000 kV | 11 kV | GAS | 1991-11-01 | 1991 | 62109127/207 | Unknown | EPE | INDKOM | 62109127/207 |  | TMN SERI JASA FASA 1 | SUBSTATION | Unknown | Unknown | Unknown | DISTRIBUTION | TNB | CHERAS | Unknown | 75 |  |  | Unknown | Unknown |  | Unknown |  | 28 | 630.000 A | 0.63 | 50 | 20 | B02924 | Unknown |  |  |  |  | 0 | TMN SERI JASA FASA (1) |  | 3
256985231 | B02370 | B12143 MAHKOTA RESIDENCE | 6898573 | 6898572 | BCRS/PCE/J00189/MBB02368 | 300005574 | Existing | RYB | MHCR-3 | B12143 MAHKOTA RESIDENCE | CLOSED | CLOSED | LINK | 12.000 kV | 11 kV | GAS | 2000-11-01 | 1995 | B950652 |  | FALCON BETA | TAMCO | N/A |  | IBUSAWAT TELEKOM SG LONG | SUBSTATION | Unknown | Unknown | Unknown | DISTRIBUTION | TNB | CHERAS | Unknown | 75 |  |  |  | Unknown |  | LINE |  | 28 | 630.000 A | 0.63 | 50 | 20 | B02370 | Unknown |  |  |  |  | 0 | IBUSAWAT BANDAR BARU |  | 3
256985235 | B02368 | B02367 BDR SG. LONG NO.13 | 6898582 | 6898581 | BCRS/PCE/J00189/MBB02368 | 300005574 | Existing | RYB | MHCR-3 | B02367 BDR SG LONG NO 13 | CLOSED | CLOSED | LINK | 12.000 kV | 11 kV | GAS | 2000-11-01 | 1995 | B950652 |  | FALCON BETA | TAMCO | N/A |  | IBUSAWAT TELEKOM SG LONG | SUBSTATION | Unknown | Unknown | Unknown | DISTRIBUTION | TNB | CHERAS | Unknown | 75 |  |  |  | Unknown |  | LINE |  | 28 | 630.000 A | 0.63 | 50 | 20 | B02368 | Unknown |  |  |  |  | 0 | IBUSAWAT BANDAR BARU |  | 3
256985258 | B07125 | PE VISTA GREEN CONDOMINIUM | 6898621 | 6898620 | BCRS/PCE/J00511/MBB07125 | 300267956 | Existing | RYB | MHCR-2 | B07124 PE VISTA GREEN CONDOMINIUM | CLOSED | CLOSED | LINK | 12.000 kV | 11 kV | GAS | 2002-11-01 | 2002 | B225828 | Unknown | FALCON BETA | TAMCO | B225828 |  | JLN PERMAISURI 23/6 BDR MAHKOTA CHERAS | SUBSTATION | Unknown | Unknown | Unknown | DISTRIBUTION | TNB | CHERAS | Unknown | 75 |  |  | Unknown | Unknown |  | Unknown |  | 28 | 630.000 A | 0.63 | 50 | 20 | B07125 | Unknown |  |  |  |  | 0 | JALAN PERMAISURI 23/6 BMC |  | 3
256985262 | B07127 | PE COMMERCIAL AREA 7 | 6898630 | 6898629 | BCRS/PCE/J00511/MBB07125 | 300267956 | Existing | RYB | MHCR-2 | B08619 PE COMMERCIAL AREA 7 | CLOSED | CLOSED | LINK | 12.000 kV | 11 kV | GAS | 2002-11-01 | 2002 | B225828 | Unknown | FALCON BETA | TAMCO | B225828 |  | JLN PERMAISURI 23/6 BDR MAHKOTA CHERAS | SUBSTATION | Unknown | Unknown | Unknown | DISTRIBUTION | TNB | CHERAS | Unknown | 75 |  |  | Unknown | Unknown |  | Unknown |  | 28 | 630.000 A | 0.63 | 50 | 20 | B07127 | Unknown |  |  |  |  | 0 | JALAN PERMAISURI 23/6 BMC |  | 3
256985285 | B07118 | PE JALAN PERMAISURI 1 BMC | 6898679 | 6898678 | BCRS/PCE/J00513/MBB07118 | 300267963 | Existing | RYB | MHCR2-9 | B07117 PE JALAN PERMAISURI 1 BMC | CLOSED | CLOSED | LINK | 12.000 kV | 11 kV | GAS | 2002-11-01 | 2002 | B225813 | Unknown | FALCON BETA | TAMCO | B225813 |  | JLN PERMAISURI NO 2 BDR MAHKOTA CHERAS | SUBSTATION | Unknown | Unknown | Unknown | DISTRIBUTION | TNB | CHERAS | Unknown | 75 |  |  | Unknown | Unknown |  | Unknown |  | 28 | 630.000 A | 0.63 | 50 | 20 | B07118 | Unknown |  |  |  |  | 0 | JALAN PERMAISURI 2 BMC |  | 3
256985289 | B07120 | PE JALAN DAYANG 17/8 | 6898688 | 6898687 | BCRS/PCE/J00513/MBB07118 | 300267963 | Existing | RYB | MHCR2-9 | B07909 PE JALAN DAYANG 17/8 | CLOSED | CLOSED | LINK | 12.000 kV | 11 kV | GAS | 2002-11-01 | 2002 | B225813 | Unknown | FALCON BETA | TAMCO | B225813 |  | JLN PERMAISURI NO 2 BDR MAHKOTA CHERAS | SUBSTATION | Unknown | Unknown | Unknown | DISTRIBUTION | TNB | CHERAS | Unknown | 75 |  |  | Unknown | Unknown |  | Unknown |  | 28 | 630.000 A | 0.63 | 50 | 20 | B07120 | Unknown |  |  |  |  | 0 | JALAN PERMAISURI 2 BMC |  | 3
256988625 | B02413 | B02413 | 6816230 | 6816229 | BCRS/PCE/J00199/MBB02411 | 300005647 | Existing | RYB | SGLN-3 | B02414 KOOP CUEPACS NO 3 | CLOSED | CLOSED | LINK | 16.000 kV | 11 kV | GAS | 1990-11-01 | 0 | KSS/1462 | Unknown | REYROLLE | EPE | KSS/1462 |  | TMN KOPERASI CUEPAC NO 4 | SUBSTATION | Unknown | Unknown | Unknown | DISTRIBUTION | TNB | CHERAS | Unknown | 75 |  |  | Unknown | Unknown |  | LINE |  | 28 | 630.000 A | 0.63 | 50 | 21.9 | B02413 | Unknown |  |  |  |  | 0 | CUEPACS NO 4 |  | 3
256988629 | B02411 | B02411 | 6816233 | 6816232 | BCRS/PCE/J00199/MBB02411 | 300005647 | Existing | RYB | SGLN-3 | B02405 RAKAN CHERAS 1 | CLOSED | CLOSED | LINK | 16.000 kV | 11 kV | GAS | 1990-11-01 | 0 | KSS/1462 | Unknown | REYROLLE | EPE | KSS/1462 |  | TMN KOPERASI CUEPAC NO 4 | SUBSTATION | Unknown | Unknown | Unknown | DISTRIBUTION | TNB | CHERAS | Unknown | 75 |  |  | Unknown | Unknown |  | LINE |  | 28 | 630.000 A | 0.63 | 50 | 21.9 | B02411 | Unknown |  |  |  |  | 0 | CUEPACS NO 4 |  | 3
256988657 | B02404 | B02404 | 6816301 | 6816300 | BCRS/PCE/J00196/MBB02403 | 300005632 | Existing | RYB | SGLN-3 | B02406 PE TMN RAKAN CHERAS NO 2 | CLOSED | CLOSED | LINK | 11.000 kV | 11 kV | GAS | 1990-11-01 | 0 | R17159-33R | Unknown | FALCON BETA | INDKOM | B21224368 |  | TMN RAKAN CHERAS NO 1 | SUBSTATION | Unknown | Unknown | Unknown | DISTRIBUTION | TNB | CHERAS | Unknown | 75 |  |  | Unknown | Unknown |  | LINE |  | 28 | 400.000 A | 0.63 | 50 | 20 | B02404 | Unknown |  |  |  |  | 0 | TMN RAKAN CHERAS NO 1 |  | 3
256988665 | B02405 | B02405 | 6816311 | 6816310 | BCRS/PCE/J00196/MBB02403 | 300005632 | Existing | RYB | SGLN-3 | B02411 PE KOPERASI CUEPACS NO4 | CLOSED | CLOSED | LINK | 11.000 kV | 11 kV | GAS | 1990-11-01 | 0 | R17157-95R | Unknown | FALCON BETA | INDKOM | B21224368 |  | TMN RAKAN CHERAS NO 1 | SUBSTATION | Unknown | Unknown | Unknown | DISTRIBUTION | TNB | CHERAS | Unknown | 75 |  |  | Unknown | Unknown |  | LINE |  | 28 | 400.000 A | 0.63 | 50 | 20 | B02405 | Unknown |  |  |  |  | 0 | TMN RAKAN CHERAS NO 1 |  | 3
256988984 | B02408 | B02408 | 6816369 | 6816368 | BCRS/PCE/J00197/MBB02406 | 300005637 | Existing | RYB | SGLN-3 | B08438 TMN CHERAS IDAMAN | CLOSED | CLOSED | LINK | 12.000 kV | 11 kV | GAS | 2005-11-01 | 2005 | 2L1T/05/188 | Unknown | TOPRANK | TOPRANK | 2L1T/05/188 |  | TMN RAKAN CHERAS NO 2 | SUBSTATION | Unknown | Unknown | Unknown | DISTRIBUTION | TNB | CHERAS | Unknown | 75 |  |  | Unknown | Unknown |  | LINE |  | 28 | 630.000 A | 0.63 | 50 | 20 | B02408 | Unknown |  |  |  |  | 0 | TMN RAKAN CHERAS NO 2 |  | 3
256988988 | B02406 | B02406 | 6816372 | 6816371 | BCRS/PCE/J00197/MBB02406 | 300005637 | Existing | RYB | SGLN-3 | B02404 TMN RAKAN CHERAS NO 1 | CLOSED | CLOSED | LINK | 12.000 kV | 11 kV | GAS | 2005-11-01 | 2005 | 2L1T/05/188 | Unknown | TOPRANK | TOPRANK | 2L1T/05/188 |  | TMN RAKAN CHERAS NO 2 | SUBSTATION | Unknown | Unknown | Unknown | DISTRIBUTION | TNB | CHERAS | Unknown | 75 |  |  | Unknown | Unknown |  | LINE |  | 28 | 630.000 A | 0.63 | 50 | 20 | B02406 | Unknown |  |  |  |  | 0 | TMN RAKAN CHERAS NO 2 |  | 3
256989017 | B04012 |  | 6819827 | 6819826 | BCRS/PCE/J00577/MB | 300268995 | Existing | RYB | SGLN-8 | PPU SGLN CB 8 | CLOSED | CLOSED | LINK | 11.000 kV | 11 kV | GAS | 2000-11-01 | 0 | L97077-99L |  | VEI | VEI | 26862 |  | WETEX | Unknown | Unknown | Unknown | Unknown | DISTRIBUTION | TNB | CHERAS | Unknown | 75 |  |  |  | Unknown |  | LINE |  | 28 | 400.000 A | 0.63 | 50 | 20 | B04012 | [5 empty] | 0 | WETEX |  | 3
256989022 | B04010 | WAI FONG | 6819844 | 6819843 | BCRS/PCE/J00577/MB | 300268995 | Existing | RYB | SGLN-8 | B04009 PE WEI FONG | CLOSED | CLOSED | LINK | 11.000 kV | 11 kV | GAS | 2000-11-01 | 0 | R07076-225R |  | VEI | VEI | 26862 |  | WETEX | Unknown | Unknown | Unknown | Unknown | DISTRIBUTION | TNB | CHERAS | Unknown | 75 |  |  |  | Unknown |  | LINE |  | 28 | 400.000 A | 0.63 | 50 | 20 | B04010 | [5 empty] | 0 | WETEX |  | 3
256989072 | B02409 | B02409 | 6818465 | 6818464 | BCRS/PCE/J00198/MBB02409 | 300005642 | Existing | RYB | SGLN-3 | B09280 PE TAMAN SURIA | OPEN | CLOSED | LINK | 11.000 kV | 11 kV | GAS | 1990-11-01 | 0 | R07196-31R | Unknown | FALCON BETA | INDKOM | B21224351 |  | TMN RAKAN CHERAS NO 3 | SUBSTATION | Unknown | Unknown | Unknown | DISTRIBUTION | TNB | CHERAS | Unknown | 75 |  |  | Unknown | Unknown |  | LINE |  | 28 | 400.000 A | 0.63 | 50 | 20 | B02409 | Unknown |  |  |  |  | 0 | TMN RAKAN CHERAS NO 3 |  | 3
256989077 | B04875 | B04875 | 6818472 | 6818471 | BCRS/PCE/J00198/MBB02409 | 300005642 | Existing | RYB | SGLN-3 | B12340 PE ADEPT HOUSING | CLOSED | CLOSED | LINK | 11.000 kV | 11 kV | GAS | 1990-11-01 | 0 | R07196-37R | Unknown | FALCON BETA | INDKOM | B21224351 |  | TMN RAKAN CHERAS NO 3 | SUBSTATION | Unknown | Unknown | Unknown | DISTRIBUTION | TNB | CHERAS | Unknown | 75 |  |  | Unknown | Unknown |  | LINE |  | 28 | 400.000 A | 0.63 | 50 | 20 | B04875 | Unknown |  |  |  |  | 0 | TMN RAKAN CHERAS NO 3 |  | 3
256989105 | B11089 |  | 6818595 | 6818594 | BCRS/PCE/J00988/MB | 300319433 | Existing | RYB | MHCR-6 | B01787 TAN SENG HUAT | CLOSED | CLOSED | LINK | 11.000 kV | 11 kV | GAS | 2010-04-08 | 1984 | 840859 |  | LONG CRAWFORD | EPE | SF6 555 |  | LOT 4161 LKC VANTURES | Unknown | Unknown | Unknown | Unknown | DISTRIBUTION | TNB | CHERAS | Unknown | 75 |  |  |  | Unknown |  |  |  | 28 | 630.000 A | 20 | 50 | 20 | B11089 | [5 empty] | 0 | LOT 4166 |  | 3
256989113 | B11087 |  | 6818605 | 6818604 | BCRS/PCE/J00988/MB | 300319433 | Existing | RYB | MHCR-6 | MHCR-6 | CLOSED | CLOSED | LINK | 11.000 kV | 11 kV | GAS | 2010-04-08 | 1984 | 840859 |  | LONG CRAWFORD | EPE | SF6 555 |  | LOT 4161 LKC VANTURES | Unknown | Unknown | Unknown | Unknown | DISTRIBUTION | TNB | CHERAS | Unknown | 75 |  |  |  | Unknown |  |  |  | 28 | 630.000 A | 0.63 | 50 | 20 | B11087 | [5 empty] | 0 | LOT 4166 |  | 3
256989142 | B09274 | B09274 | 6818825 | 6818830 | BCRS/PCE/J00506/MBB09274 | 300267372 | Existing | RYB | LMAS-2 | B06912 TMN LAGENDA MAS NO 1 | CLOSED | CLOSED | LINK | 12.000 kV | 11 kV | GAS | 2005-11-01 | 2007 | D274S30 |  | FALCON BETA | TAMCO | D274S30 | N/A | TMN LAGENDA MAS UTAMA | SUBSTATION | Unknown | Unknown | Unknown | DISTRIBUTION | TNB | CHERAS | Unknown | 75 |  |  | Unknown | Unknown |  | LINE |  | 28 | 630.000 A | 0.63 | 50 | 20 | B09274 | NO | N/A |  |  |  | 0 | TMN LEGENDA MAS |  | 3
256989146 | B09277 | B09277 | 6818826 | 6818838 | BCRS/PCE/J00506/MBB09274 | 300267372 | Existing | RYB | LMAS-2 | B06913 TMN LAGENDA MAS NO 2 | CLOSED | CLOSED | LINK | 12.000 kV | 11 kV | GAS | 2005-11-01 | 2007 | D274S30 |  | FALCON BETA | TAMCO | D274S30 | N/A | TMN LAGENDA MAS UTAMA | SUBSTATION | Unknown | Unknown | Unknown | DISTRIBUTION | TNB | CHERAS | Unknown | 75 |  |  | Unknown | Unknown |  | LINE |  | 28 | 630.000 A | 0.63 | 50 | 20 | B09277 | NO | N/A |  |  |  | 0 | TMN LEGENDA MAS |  | 3
256989171 | B07532 |  | 6819058 | 6819057 | BCRS/PCE/J00562/MBB07532 | 300268933 | Existing | RYB | PMU KJNG-2 | B14963 PE STN MRT BUKIT DUKONG | CLOSED | CLOSED | LINK | 11.000 kV | 11 kV | GAS | 2003-11-01 | 2003 | 0228S082 |  | INDKOM | INDKOM | 0228S082 |  | TMN DESA BARU COMPACT | Unknown | Unknown | Unknown | Unknown | DISTRIBUTION | TNB | CHERAS | Unknown | 75 |  |  |  | Unknown |  | LINE |  | 28 | 630.000 A | 0.63 | 50 | 20 | B07532 | [5 empty] | 0 | TMN DESA BARU COMPACT |  | 3
256989175 | B07534 |  | 6819061 | 6819060 | BCRS/PCE/J00562/MBB07532 | 300268933 | Existing | RYB | PMU KJNG-2 | B09455 COMPACT TMN DESA BARU 2 | CLOSED | CLOSED | LINK | 11.000 kV | 11 kV | GAS | 2003-11-01 | 2003 | 0228S082 |  | INDKOM | INDKOM | 0228S082 |  | TMN DESA BARU COMPACT | Unknown | Unknown | Unknown | Unknown | DISTRIBUTION | TNB | CHERAS | Unknown | 75 |  |  |  | Unknown |  | LINE |  | 28 | 630.000 A | 0.63 | 50 | 20 | B07534 | [5 empty] | 0 | TMN DESA BARU COMPACT |  | 3
256989197 | B08402 |  | 6819127 | 6819126 | BCRS/PCE/J00781/MBB08402 | 300272331 | Existing | RYB | PMU KJNG-2 | B08262 PROJET GRAND SAGA | CLOSED | CLOSED | LINK | 12.000 kV | 11 kV | GAS | 18/07/1998 | 2005 | 1519 |  | VEI | VEI | 1519 |  | SHUKOR SAKAM AIS RINTIK2 | Unknown | Unknown | Unknown | Unknown | DISTRIBUTION | TNB | CHERAS | Unknown | 75 |  |  |  | Unknown |  | LINE |  | 28 | 630.000 A | 0.63 | 50 | 20 | B08402 | [5 empty] | 0 | SHUKOR SKM AIS RNTIK2 SDN BHD |  | 3
256989201 | B08404 |  | 6819130 | 6819129 | BCRS/PCE/J00781/MBB08402 | 300272331 | Existing | RYB | PMU KJNG-2 | STADIUM KAJANG | CLOSED | CLOSED | LINK | 12.000 kV | 11 kV | GAS | 18/07/1998 | 2005 | 1519 |  | VEI | VEI | 1519 |  | SHUKOR SAKAM AIS RINTIK2 | Unknown | Unknown | Unknown | Unknown | DISTRIBUTION | TNB | CHERAS | Unknown | 75 |  |  |  | Unknown |  | LINE |  | 28 | 630.000 A | 0.63 | 50 | 20 | B08404 | [5 empty] | 0 | SHUKOR SKM AIS RNTIK2 SDN BHD |  | 3
256989227 | B02422 |  | 6821306 | 6821305 | BCRS/PCE/J00202/MBB02422 | 300005672 | Existing | RYB | PMU KJNG-2 | B02421 TMN KOP CUEPACS NO 2 | CLOSED | CLOSED | LINK | 11.000 kV | 11 kV | GAS | 2001-11-01 | 0 | 0025S042 |  | INDKOM | INDKOM | 0025S042 |  | TMN KOPERASI CUEPAC NO 1 BT 12 FASA 1A | Unknown | Unknown | Unknown | Unknown | DISTRIBUTION | TNB | CHERAS | Unknown | Unknown |  |  |  | Unknown |  |  |  |  | 630.000 A | 50 | 22 | 20 | B02422 | [5 empty] | 0 | TMN KOPERASI CUEPACS NO 1 |  | 3
256989233 | B02424 |  | 6821328 | 6821327 | BCRS/PCE/J00202/MBB02422 | 300005672 | Existing | RYB | PMU KJNG-2 | B09457 TMN DESA BR CMPACT NO 2 | CLOSED | CLOSED | LINK | 11.000 kV | 11 kV | GAS | 2001-11-01 | 0 | 0025S042 |  | INDKOM | INDKOM | 0025S042 |  | TMN KOPERASI CUEPAC NO 1 BT 12 FASA 1A | Unknown | Unknown | Unknown | Unknown | DISTRIBUTION | TNB | CHERAS | Unknown | Unknown |  |  |  | Unknown |  |  |  |  | 630.000 A | 50 | 22 | 20 | B02424 | [5 empty] | 0 | TMN KOPERASI CUEPACS NO 1 |  | 3
256989262 | B02418 | B02418 | 6821414 | 6821413 | BCRS/PCE/J00201/MBB02418 | 300005663 | Existing | RYB | SGLN-3 | B05385 LINGKARAN NUR | CLOSED | CLOSED | LINK | 11.000 kV | 11 kV | GAS | 1999-11-01 | 1999 | 9938S102 | Unknown | F_and_G | INDKOM | 9938S102 |  | TMN KOPERASI CUEPAC NO 2 | SUBSTATION | Unknown | Unknown | Unknown | DISTRIBUTION | TNB | CHERAS | Unknown | 75 |  |  | Unknown | Unknown |  | LINE |  | 28 | 630.000 A | 0.63 | 50 | 22 | B02418 | Unknown |  |  |  |  | 0 | TMN KOPERSI CUEPACS NO 2 |  | 3
256989268 | B02421 | B02421 | 6821436 | 6821435 | BCRS/PCE/J00201/MBB02418 | 300005663 | Existing | RYB | SGLN-3 | B02422 CUEPACS NO 1 | OPEN | CLOSED | LINK | 11.000 kV | 11 kV | GAS | 1999-11-01 | 1999 | 9938S102 | Unknown | F_and_G | INDKOM | 9938S102 |  | TMN KOPERASI CUEPAC NO 2 | Unknown | Unknown | Unknown | Unknown | DISTRIBUTION | TNB | CHERAS | Unknown | 75 |  |  | Unknown | Unknown |  | LINE |  | 28 | 630.000 A | 0.63 | 50 | 22 | B02421 | Unknown |  |  |  |  | 0 | TMN KOPERSI CUEPACS NO 2 |  | 3
256989580 | B10731 | PE PADAT SMK PERIMBUN CRS | 6819617 | 6819634 | BCRS/PCE/J00693/MB | 300270773 | Existing | RYB | LMAS-4 | B07035 PE PADAT SMK PERIMBUN CRS | CLOSED | CLOSED | LINK | 11.000 kV | 11 kV | GAS | 2012-11-11 | 0 | L19/1/4978 | Unknown | FALCON BETA | TAMCO | B21224369 |  | PUSAT KEBUDAYAAN SOKO GOKAI | SUBSTATION | Unknown | Unknown | Unknown | DISTRIBUTION | TNB | CHERAS | Unknown | 75 |  |  | Unknown | Unknown |  | Unknown |  | 28 | 400.000 A | 0.63 | 50 | 20 | B10731 | Unknown |  |  |  |  | 0 | PUSAT KEBUDAYAAN |  | 3
256989584 | B10733 | PE FLAT DAMAI JAYA CHERAS | 6819618 | 6819627 | BCRS/PCE/J00693/MB | 300270773 | Existing | RYB | LMAS-4 | B01734 PE FLAT DAMAI JAYA CHERAS | CLOSED | CLOSED | LINK | 11.000 kV | 11 kV | GAS | 2012-11-11 | 0 | D18/2/68L | Unknown | FALCON BETA | TAMCO | B21224369 |  | PUSAT KEBUDAYAAN SOKO GOKAI | SUBSTATION | Unknown | Unknown | Unknown | DISTRIBUTION | TNB | CHERAS | Unknown | 75 |  |  | Unknown | Unknown |  | Unknown |  | 28 | 400.000 A | 0.63 | 50 | 20 | B10733 | Unknown |  |  |  |  | 0 | PUSAT KEBUDAYAAN |  | 3
256989613 | B04000 |  | 6819734 | 6819733 | BCRS/PCE/J00848/MB1 | 300444621 | Existing | RYB | SGLN-8 | B04001 LOJI AIR CHERAS | CLOSED | CLOSED | LINK | 12.000 kV | 11 kV | GAS | 1998-11-01 | 1999 | B993553 | Unknown | FALCON BETA | TAMCO | B993553 |  | KIAN ANN KEE (BYPASS AND DISMANTEL) | Unknown | Unknown | Unknown | Unknown | DISTRIBUTION | TNB | CHERAS | Unknown | 75 |  |  | Unknown | Unknown |  | LINE |  | 28 | 630.000 A | 0.63 | 50 | 20 | B04000 | Unknown |  |  |  |  | 0 | KIAN ANN KEE |  | 3
256989618 | B03998 |  | 6819741 | 6819740 | BCRS/PCE/J00848/MB1 | 300444621 | Existing | RYB | SGLN-8 | B03992 RR BKT DUKONG | CLOSED | CLOSED | LINK | 12.000 kV | 11 kV | GAS | 1998-11-01 | 1999 | B993553 | Unknown | FALCON BETA | TAMCO | B993553 |  | KIAN ANN KEE (BYPASS AND DISMANTEL) | Unknown | Unknown | Unknown | Unknown | DISTRIBUTION | TNB | CHERAS | Unknown | 75 |  |  | Unknown | Unknown |  | LINE |  | 28 | 630.000 A | 0.63 | 50 | 20 | B03998 | Unknown |  |  |  |  | 0 | KIAN ANN KEE |  | 3
256989640 | B01784 | B01784 | 6819794 | 6819793 | BCRS/PCE/J00234/MBB01782 | 300005879 | Existing | RYB | MHCR-6 | RUMAH PAM CHERAS PARAS REND | OPEN | OPEN | LINK | 12.000 kV | 11 kV | GAS | 2006-11-01 | 2006 | B2611786 |  | TAMCO | TAMCO | B2611786 | N/A | RMH ORANG-ORANG TUA | SUBSTATION | Unknown | Unknown | Unknown | DISTRIBUTION | TNB | CHERAS | Unknown | 75 |  |  | Unknown | Unknown |  | LINE |  | 28 | 630.000 A | 0.63 | 50 | 12 | B01784 | NO |  |  |  |  | 0 | ORANG-ORANG TUA |  | 3
256989645 | B01782 | B01782 | 6819801 | 6819800 | BCRS/PCE/J00234/MBB01782 | 300005879 | Existing | RYB | BTHO-1 | B01781 IPV | CLOSED | CLOSED | LINK | 12.000 kV | 11 kV | GAS | 2006-11-01 | 2006 | B2611786 |  | TAMCO | TAMCO | B2611786 | N/A | RMH ORANG-ORANG TUA | SUBSTATION | Unknown | Unknown | Unknown | DISTRIBUTION | TNB | CHERAS | Unknown | 75 |  |  | Unknown | Unknown |  | LINE |  | 28 | 630.000 A | 0.63 | 50 | 12 | B01782 | Unknown |  |  |  |  | 0 | ORANG-ORANG TUA |  | 3
256993032 | B03971 | AISTANA IND | 6899013 | 6899012 | BCRS/PCE/J00859/MB1 | 300444774 | Existing | RYB |  | B09479 PE AISTANA INDUSTRIES S/B | CLOSED | CLOSED | LINK | 12.000 kV | 11 kV | GAS | 1998-11-01 | 1997 | B972167 |  | FALCON BETA | TAMCO | B972167 |  | ABD KARIM MANAN | Unknown | Unknown | Unknown | Unknown | DISTRIBUTION | TNB | CHERAS | Unknown | 75 |  |  |  | Unknown |  |  |  | 28 | 630.000 A | 0.63 | 50 | 20 | B03971 | [5 empty] | 0 | ABDUL KARIM B MANAN (PDK) |  | 3
256993037 | B03969 | LIM KOK YEONG | 6899020 | 6899019 | BCRS/PCE/J00859/MB1 | 300444774 | Existing | RYB |  | B03971 PE LIM KOK YEONG | CLOSED | CLOSED | LINK | 12.000 kV | 11 kV | GAS | 1998-11-01 | 1997 | B972167 |  | FALCON BETA | TAMCO | B972167 |  | ABD KARIM MANAN | Unknown | Unknown | Unknown | Unknown | DISTRIBUTION | TNB | CHERAS | Unknown | 75 |  |  |  | Unknown |  |  |  | 28 | 630.000 A | 0.63 |  | 20 | B03969 | [5 empty] | 0 | ABDUL KARIM B MANAN (PDK) |  | 3
256993071 | B05928 | LOOPING | 6899490 | 6899489 | BCRS/PCE/J00095/MBB05926 |  | Existing | RYB | TMASS-12 | B05927 LOOPING | CLOSED | CLOSED | LINK | 12.000 kV | 11 kV | GAS |  | 2003 | B236979 | Unknown | FALCON BETA | TAMCO | B236979 | Not applicable | TMN ULU LANGAT JAYA NO 2 | Unknown | Unknown | YES | Unknown | DISTRIBUTION | TNB | CHERAS | Unknown | 75 | Unknown | Unknown | Unknown | NO |  | LINE |  | 28 | 630.000 A | 0.63 | 50 | 20 | B05928 | NO | Not applicable |  |  | Unknown | Unknown | TMN HULU LANGAT JAYA NO2 |  | 3
256993075 | B05930 | PE TAMAN HULU LANGAT NO.1 | 6899495 | 6899494 | BCRS/PCE/J00095/MBB05930 |  | Existing | RYB | TMASS-12 | B09442 PE TAMAN HULU LANGAT NO.1 | CLOSED | CLOSED | LINK | 12.000 kV | 11 kV | GAS |  | 2003 | B236979 | Unknown | FALCON BETA | TAMCO | B236979 | Not applicable | TMN ULU LANGAT JAYA NO 2 | SUBSTATION | Unknown | YES | Unknown | DISTRIBUTION | TNB | CHERAS | Unknown | 75 | unknwon | unknwon | Unknown | NO |  | LINE |  | 28 | 630.000 A | 0.63 | 50 | 20 | B05930 | NO | Not applicable |  |  | unknown | 0 | TMN HULU LANGAT JAYA NO2 |  | 3
256993079 | B05925 | PE TMN MAS 3 | 6899500 | 6899499 | BCRS/PCE/J00095/MBB05925 | 300004456 | Existing | RYB | TMASS-12 | B02161 PE TMN MAS 3 | CLOSED | CLOSED | LINK | 11.000 kV | 11 kV | GAS | 2006-11-01 | 2003 | 0202S074 | Unknown | F_and_G | TAMCO | 0202S074 | Not applicable | TMN ULU LANGAT JAYA NO 2 | SUBSTATION | Unknown | YES | Unknown | DISTRIBUTION | TNB | CHERAS | Unknown | 75 | Unknown | Unknown | Unknown | NO |  | LINE |  | 28 | 630.000 A | 0.63 | 50 | 22 | B05925 | NO | Not applicable |  |  | Unknown | Unknown | TMN HULU LANGAT JAYA NO2 |  | 3
256993085 | B05927 | LOOPING | 6899502 | 6899505 | BCRS/PCE/J00095/MBB05925 | 300004456 | Existing | RYB | TMASS-12 | B05926 LOOPING | CLOSED | CLOSED | LINK | 11.000 kV | 11 kV | GAS | 2006-11-01 | 2003 | 0202S074 | Unknown | F_and_G | TAMCO | 0202S074 | Not applicable | TMN ULU LANGAT JAYA NO 2 | Unknown | Unknown | YES | Unknown | DISTRIBUTION | TNB | CHERAS | Unknown | 75 | Unknown | Unknown | Unknown | NO |  | LINE |  | 28 | 630.000 A | 0.63 | 50 | 22 | B05927 | NO | Not applicable |  |  | Unknown | 0 | TMN HULU LANGAT JAYA NO2 |  | 3
257007163 | B10376 | PE TAMAN EMAS | 26504850 | 26504849 | BCRS/PCE/J00899/MBB10376 |  | Existing | RYB | TMASS-6 | B07338 PE TAMAN EMAS | CLOSED | CLOSED | LINK | 12.000 kV | 11 kV | GAS |  | 2008 | B2815620 | Unknown | FALCON BETA | TAMCO | B2815620 |  | RUMAH BANDAR TMN PUTRI | SUBSTATION | Unknown | Unknown | Unknown | DISTRIBUTION | TNB | CHERAS | Unknown | 75 |  |  | Unknown | Unknown |  | Unknown |  | 28 | 630.000 A | 0.63 | 50 | 20 | B10376 | Unknown |  |  |  |  | 0 | RUMAH BANDAR TAMAN PUTERI |  | 3
257007167 | B10378 | PE KONDOMINIUM VENICE HILL | 26504857 | 26504856 | BCRS/PCE/J00899/MBB10378 |  | Existing | RYB | TMASS-6 | B07824 PE KONDOMINIUM VENICE HILL | CLOSED | CLOSED | LINK | 12.000 kV | 11 kV | GAS |  | 2008 | B2815620 | Unknown | FALCON BETA | TAMCO | B2815620 |  | RUMAH BANDAR TMN PUTRI | SUBSTATION | Unknown | Unknown | Unknown | DISTRIBUTION | TNB | CHERAS | Unknown | 75 |  |  | Unknown | Unknown |  | Unknown |  | 28 | 630.000 A | 0.63 | 50 | 20 | B10378 | Unknown |  |  |  |  | 0 | RUMAH BANDAR TAMAN PUTERI |  | 3
257007190 | B10384 |  | 26505063 | 26505062 | BCRS/PCE/J00699/MBB02147 | 300270787 | Existing | RYB | BTHO-5 | B02034 PE PLAZA TOL HULU LANGAT | CLOSED | CLOSED | LINK | 12.000 kV | 11 kV | GAS | 23/10/2008 | 2008 | B2816457 |  | FALCON BETA | TAMCO |  |  | PERNIAGAAN MASRIA | Unknown | Unknown | Unknown | Unknown | DISTRIBUTION | TNB | CHERAS | Unknown | Unknown |  |  |  | Unknown |  |  |  |  | 630.000 A | 20 | 20 | 20 | B10384 | [5 empty] | 0 | PUSAT PERNIAGAAN MASRIA |  | 3
257007194 | B10382 |  | 26505068 | 26505067 | BCRS/PCE/J00699/MBB02147 | 300270787 | Existing | RYB | BTHO-5 | B12278 PE TAMAN MASRIA | CLOSED | CLOSED | LINK | 12.000 kV | 11 kV | GAS | 23/10/2008 | 2008 | B2816457 |  | FALCON BETA | TAMCO |  |  | PERNIAGAAN MASRIA | Unknown | Unknown | Unknown | Unknown | DISTRIBUTION | TNB | CHERAS | Unknown | Unknown |  |  |  | Unknown |  |  |  |  | 630.000 A | 20 | 20 | 20 | B10382 | [5 empty] | 0 | PUSAT PERNIAGAAN MASRIA |  | 3
257017948 | B02002 | B02002 | 6837942 | 6837941 | BCRS/PCE/J00639/MBB02004 | 300270341 | Existing | RYB | MINE-8 | B05495 LOOPING | CLOSED | CLOSED | LINK | 16.000 kV | 11 kV | OIL | 18/07/1998 | 0 | KSS/1867 |  | REYROLLE | EPE | KSS/1867 |  | TERAS OAK NO 1 | INTERCONNECT (OTHER UTILITY) | Unknown | Unknown | Unknown | DISTRIBUTION | TNB | CHERAS | Unknown | 75 |  |  | Unknown | Unknown |  | LINE |  | 28 | 630.000 A | 0.63 | 55.9 | 21.9 | B02002 | Unknown |  |  |  |  | 0 | TERAS OAK 1 |  | 3
257017954 | B02004 | B02004 | 6837960 | 6837959 | BCRS/PCE/J00639/MBB02004 | 300270341 | Existing | RYB | MINE-8 | B02005 ELEGANT NO 1 | CLOSED | CLOSED | LINK | 16.000 kV | 11 kV | OIL | 18/07/1998 | 0 | KSS/1867 |  | REYROLLE | EPE | KSS/1867 |  | TERAS OAK NO 1 | SUBSTATION | Unknown | Unknown | Unknown | DISTRIBUTION | TNB | CHERAS | Unknown | 75 |  |  |  | Unknown |  | LINE |  | 28 | 630.000 A | 0.63 | 55.9 | 21.9 | B02004 | Unknown |  |  |  |  | 0 | TERAS OAK 1 |  | 3
257017958 | B05495 | B05495 | 6837967 | 6837983 | BCRS/PCE/J00639/MBB05496 | 300270344 | Existing | RYB | MINE-8 | B02002 LOOPING | CLOSED | CLOSED | LINK | 11.000 kV | 11 kV | GAS | 18/07/1998 | 0 | 97233172 |  | F_and_G | INDKOM | 97238172 | N/A | TERAS OAK NO 1 | INTERCONNECT (OTHER UTILITY) | Unknown | Unknown | Unknown | DISTRIBUTION | TNB | CHERAS | Unknown | 75 |  |  | Unknown | Unknown |  | LINE |  | 28 | 630.000 A | 0.63 | 50 | 22 | B05495 | Unknown |  |  |  |  | 0 | TERAS OAK 1 |  | 3
257017962 | B05496 | B05496 | 6837971 | 6838000 | BCRS/PCE/J00639/MBB05496 | 300270344 | Existing | RYB | MINE-8 | B02749 BERKAT HASIL NO.12 | CLOSED | CLOSED | LINK | 11.000 kV | 11 kV | GAS | 18/07/1998 | 0 | 97233172 |  | F_and_G | INDKOM | 97238172 | N/A | TERAS OAK NO 1 | SUBSTATION | Unknown | Unknown | Unknown | DISTRIBUTION | TNB | CHERAS | Unknown | 75 |  |  | Unknown | Unknown |  | LINE |  | 28 | 630.000 A | 0.63 | 50 | 22 | B05496 | Unknown |  |  |  |  | 0 | TERAS OAK 1 |  | 3
257017972 | B05497 | B05497 | 6838004 | 6838006 | BCRS/PCE/J00639/MBB05496 | 300270344 | Existing | RYB | MINE-8 | B11219 TNM IND TALENT 2 | CLOSED | CLOSED | LINK | 11.000 kV | 11 kV | GAS | 18/07/1998 | 0 | 97233172 |  | F_and_G | INDKOM | 97238172 | N/A | TERAS OAK NO 1 | SUBSTATION | Unknown | Unknown | Unknown | DISTRIBUTION | TNB | CHERAS | Unknown | 75 |  |  | Unknown | Unknown |  | LINE |  | 28 | 630.000 A | 0.63 | 50 | 22 | B05497 | Unknown |  |  |  |  | 0 | TERAS OAK 1 |  | 3
257018297 | B02016 | PE BONANZA INDUSTRIAL PARK | 6813095 | 6813094 | BCRS/PCE/J00737/MBB02016 | 300271012 | Existing | RYB | TAMI-12 | B08558 PE BONANZA INDUSTRIAL PARK | CLOSED | CLOSED | LINK | 12.000 kV | 11 kV | GAS | 18/07/1998 | 1995 | N/A | Unknown | INDKOM | INDKOM | 224/95 |  | ELEGANT CAPITAL NO 2 | SUBSTATION | Unknown | Unknown | Unknown | DISTRIBUTION | TNB | CHERAS | Unknown | 75 |  |  | Unknown | Unknown |  | Unknown |  | 28 | 630.000 A | 0.63 | 50 | 22 | B02016 | Unknown |  |  |  |  | 0 | ELEGANT CAPITAL NO 2 |  | 3
257018303 | B02019 | PE LFIP NO 2 | 6813113 | 6813112 | BCRS/PCE/J00737/MBB02016 | 300271012 | Existing | RYB | TAMI-12 | B02020 PE LFIP NO 2 | CLOSED | CLOSED | LINK | 12.000 kV | 11 kV | GAS | 18/07/1998 | 1995 | N/A | Unknown | INDKOM | INDKOM | 224/95 |  | ELEGANT CAPITAL NO 2 | SUBSTATION | Unknown | Unknown | Unknown | DISTRIBUTION | TNB | CHERAS | Unknown | 75 |  |  | Unknown | Unknown |  | Unknown |  | 28 | 630.000 A | 0.63 | 50 | 22 | B02019 | Unknown |  |  |  |  | 0 | ELEGANT CAPITAL NO 2 |  | 3
257018332 | B02005 | PE TERAS OAK NO 1 | 6814511 | 6814510 | BCRS/PCE/J00741/MBB02005 | 300271031 | Existing | RYB | MINE-8 | B02004 PE TERAS OAK NO 1 | OPEN | CLOSED | LINK | 11.000 kV | 11 kV | GAS | 18/07/1998 | 1995 | N/A | Unknown | F_and_G | INDKOM | N/A |  | ELEGANT CAPITAL NO 1 | SUBSTATION | Unknown | Unknown | Unknown | DISTRIBUTION | TNB | CHERAS | Unknown | 75 |  |  | Unknown | Unknown |  | Unknown |  | 28 | 630.000 A | 0.63 | 50 | 22 | B02005 | Unknown |  |  |  |  | 0 | ELEGANT CAPITAL |  | 3
257018338 | B02008 | PE FAIRPOINT PLASTIC | 6814529 | 6814528 | BCRS/PCE/J00741/MBB02005 | 300271031 | Existing | RYB |  | B07730 PE FAIRPOINT PLASTIC | CLOSED | CLOSED | LINK | 11.000 kV | 11 kV | GAS | 18/07/1998 | 1995 | N/A | Unknown | F_and_G | INDKOM | N/A |  | ELEGANT CAPITAL NO 1 | SUBSTATION | Unknown | Unknown | Unknown | DISTRIBUTION | TNB | CHERAS | Unknown | 75 |  |  | Unknown | Unknown |  | Unknown |  | 28 | 630.000 A | 0.63 | 50 | 22 | B02008 | Unknown |  |  |  |  | 0 | ELEGANT CAPITAL |  | 3
257018367 | B08558 | PE ELEGANT CAPITAL NO.2 | 6814432 | 6814431 | BCRS/PCE/J00738/MBB08558 | 300271016 | Existing | RYB | TAMI-12 | B02016 PE ELEGANT CAPITAL NO.2 | CLOSED | CLOSED | LINK | 12.000 kV | 11 kV | GAS | 18/07/1998 | 2005 | 2L+2T | Unknown | VEI | VEI | 1939 | NOT AVAILABLE | BONANZA INDUSTRIAL PARK | SUBSTATION | Unknown | Unknown | Unknown | DISTRIBUTION | TNB | CHERAS | Unknown | 75 |  |  | Unknown | Unknown |  | LINE |  | 28 | 630.000 A | 0.63 | 50 | 20 | B08558 | NO | NOT AVAILABLE |  |  |  | 0 | BONANZA INDUSTRIAL PARK |  | 3
257018373 | B08561 | PE MEHKO TAMING JAYA | 6814450 | 6814449 | BCRS/PCE/J00738/MBB08558 | 300271016 | Existing | RYB | TAMI-12 | B10964 PE MEHKO TAMING JAYA | CLOSED | CLOSED | LINK | 12.000 kV | 11 kV | GAS | 18/07/1998 | 2005 | 2L+2T | Unknown | VEI | VEI | 1939 | NOT AVAILABLE | BONANZA INDUSTRIAL PARK | SUBSTATION | Unknown | Unknown | Unknown | DISTRIBUTION | TNB | CHERAS | Unknown | 75 |  |  | Unknown | Unknown |  | LINE |  | 28 | 630.000 A | 0.63 | 50 | 20 | B08561 | NO | NOT AVAILABLE |  |  |  | 0 | BONANZA INDUSTRIAL PARK |  | 3
257018395 | B01961 |  | 6813197 | 6813196 | BCRS/PCE/J00799/MBB01959 | 300272392 | Existing | RYB | CJYA-14 | B07592 ASAHI KOSEI NO 2 | CLOSED | CLOSED | LINK | 12.000 kV | 11 kV | GAS | 18/07/1998 | 0 | N/A |  | MERLIN GERIN | MERLIN GERIN | N/A | N/A | SHIN LEE COMPACT | SUBSTATION | Unknown | Unknown | Unknown | DISTRIBUTION | TNB | CHERAS | Unknown | 75 |  |  |  | Unknown |  | LINE |  | 28 | 630.000 A | 0.63 | 50 | 18.4 | B01961 | Unknown |  |  |  |  | 0 | SHINE LEE COMPACT |  | 3
257018400 | B01959 | B01959 | 6813209 | 6813208 | BCRS/PCE/J00799/MBB01959 | 300272392 | Existing | RYB | CJYA-14 | B05054 YP IRESICION | CLOSED | CLOSED | LINK | 12.000 kV | 11 kV | GAS | 18/07/1998 | 0 | N/A |  | MERLIN GERIN | MERLIN GERIN |  | N/A | SHIN LEE COMPACT | SUBSTATION | Unknown | Unknown | Unknown | DISTRIBUTION | TNB | CHERAS | Unknown | 75 |  |  |  | Unknown |  | LINE |  | 28 | 630.000 A | 18.4 | 50 | 18.4 | B01959 | Unknown |  |  |  |  | 0 | SHINE LEE COMPACT |  | 3
257018491 | B02020 | PE ELEGANT CAPITAL NO.2 | 6840204 | 6840203 | BCRS/PCE/J00736/MBB02025 | 300271011 | Existing | RYB | TAMI-12 | B02019 PE ELEGANT CAPITAL NO.2 | CLOSED | CLOSED | LINK | 11.000 kV | 11 kV | GAS | 18/07/1998 | 0 | L17172-76L | Unknown | F_and_G | INDKOM | 1102223679 |  | LFIP NO 2 | SUBSTATION | Unknown | Unknown | Unknown | DISTRIBUTION | TNB | CHERAS | Unknown | 75 |  |  | Unknown | Unknown |  | Unknown |  | 28 | 400.000 A | 0.64 | 50 | 21.9 | B02020 | Unknown |  |  |  |  | 0 | LFIP NO 2 |  | 3
257018499 | B02025 | PPU TANMING JAYA CB 12 | 6840232 | 6840231 | BCRS/PCE/J00736/MBB02020 | 300271006 | Existing | RYB | TAMI-12 | PPU TANMING JAYA CB 12 | CLOSED | CLOSED | LINK | 11.000 kV | 11 kV | GAS | 18/07/1998 | 0 | L17172-79L | Unknown | F_and_G | INDKOM | 1101223654 |  | LFIP NO 2 | SUBSTATION | Unknown | Unknown | Unknown | DISTRIBUTION | TNB | CHERAS | Unknown | 75 |  |  | Unknown | Unknown |  | Unknown |  | 28 | 400.000 A | 0.63 | 50 | 21.9 | B02025 | Unknown |  |  |  |  | 0 | LFIP NO 2 |  | 3
257018901 | B01876 | B01878 | 6833145 | 6833144 | BCRS/PCE/J00742/MB | 300271037 | Existing | RYB | CJYA-13 | B01964 ASAHI KOSEI | CLOSED | CLOSED | LINK | 12.000 kV | 11 kV | GAS | 2002-11-11 | 2002 | D221543 |  | FALCON BETA | TAMCO | D221543 |  | TANMING RAYA NO 2 | SUBSTATION | Unknown | Unknown | Unknown | DISTRIBUTION | TNB | CHERAS | Unknown | 75 |  |  |  | Unknown |  | LINE |  | 28 | 630.000 A | 0.63 | 50 | 20 | B01876 | Unknown |  |  |  |  | 0 | TANMING RAYA NO 2 |  | 3
257018907 | B01878 | B01878 | 6833163 | 6833162 | BCRS/PCE/J00742/MB | 300271037 | Existing | RYB | CJYA-13 | CJYA-13 | CLOSED | CLOSED | LINK | 12.000 kV | 11 kV | GAS | 2002-11-11 | 2002 | D221543 |  | FALCON BETA | TAMCO | D221543 |  | TANMING RAYA NO 2 | SUBSTATION | Unknown | Unknown | Unknown | DISTRIBUTION | TNB | CHERAS | Unknown | 75 |  |  |  | Unknown |  | LINE |  | 28 | 630.000 A | 0.63 | 50 | 20 | B01878 | Unknown |  |  |  |  | 0 | TANMING RAYA NO 2 |  | 3
257018936 | B01428 | B01428 | 6825504 | 6825503 | BCRS/PCE/J00378/MBB01426 | 300510145 | Existing | RYB | CJYA-12 | B01429 PST DAGANGAN BLKG NO 3 | CLOSED | CLOSED | LINK | 11.000 kV | 11 kV | GAS | 19/10/2015 | 1997 | M1673903 |  | OMAZABAL | INDKOM | M1673903 |  | PST DAGANGAN BALAKONG NO 4 | SUBSTATION | Unknown | Unknown | Unknown | DISTRIBUTION | TNB | CHERAS | Unknown | 75 |  |  |  | Unknown |  | LINE |  | 28 | 630.000 A | 0.63 | 50 | 20 | B01428 | Unknown |  |  |  |  | 0 | PUSAT DAGANGAN BALAKONG NO 4 |  | 3
257018942 | B01426 | B05331 | 6825522 | 6825521 | BCRS/PCE/J00378/MBB01426 | 300510145 | Existing | RYB | CJYA-12 | B05250 PERUMAH SMBG DAYA BLKG | CLOSED | CLOSED | LINK | 11.000 kV | 11 kV | GAS | 19/10/2015 | 1997 | M1673903 |  | OMAZABAL | INDKOM | M1673903 |  | PST DAGANGAN BALAKONG NO 4 | SUBSTATION | Unknown | Unknown | Unknown | DISTRIBUTION | TNB | CHERAS | Unknown | 75 |  |  |  | Unknown |  | LINE |  | 28 | 630.000 A | 0.63 | 50 | 20 | B01426 | Unknown |  |  |  |  | 0 | PUSAT DAGANGAN BALAKONG NO 4 |  | 3
257018971 | B01431 | B01431 | 6825413 | 6825412 | BCRS/PCE/J00379/MBB01429 | 300510146 | Existing | RYB | CJYA-12 | B11780 TAMAN MESRA UTAMA | CLOSED | CLOSED | LINK | 11.000 kV | 11 kV | GAS | 19/10/2015 | 1997 | IM 1673708 |  | LIG A MURNI | INDKOM | 111673708 |  | PST DAGANGAN BALAKONG NO 3 | SUBSTATION | Unknown | Unknown | Unknown | DISTRIBUTION | TNB | CHERAS | Unknown | 75 |  |  |  | Unknown |  | LINE |  | 28 | 630.000 A | 0.63 | 50 | 20 | B01431 | Unknown |  |  |  |  | 0 | PUSAT DAGANGAN BALAKONG NO 3 |  | 3
257018977 | B01429 |  | 6825431 | 6825430 | BCRS/PCE/J00379/MBB01429 | 300510146 | Existing | RYB | CJYA-12 | B01428 PST DAGANGAN BLKG NO 4 | CLOSED | CLOSED | LINK | 11.000 kV | 11 kV | GAS | 19/10/2015 | 1997 | IM 1673708 |  | OMAZABAL | INDKOM | 111673708 |  | PST DAGANGAN BALAKONG NO 3 | SUBSTATION | Unknown | Unknown | Unknown | DISTRIBUTION | TNB | CHERAS | Unknown | 75 |  |  |  | Unknown |  | LINE |  | 28 | 630.000 A | 0.63 | 50 | 20 | B01429 | Unknown |  |  |  |  | 0 | PUSAT DAGANGAN BALAKONG NO 3 |  | 3
257023057 | B02161 | PE TMN HULU LANGAT JAYA NO2 | 6867387 | 6867386 | BCRS/PCE/J00089/MBB02159 | 300004421 | Existing | RYB | TMASS-12 | B05925 PE TMN HULU LANGAT JAYA NO2 | CLOSED | CLOSED | LINK | 12.000 kV | 11 kV | GAS | 2000-11-01 | 0 | 9913029 | Unknown | MERLIN GERIN | MERLIN GERIN | 9913029 |  | TMN MAS NO 3 COMPACT | SUBSTATION | Unknown | Unknown | Unknown | DISTRIBUTION | TNB | CHERAS | Unknown | 75 |  |  | Unknown | Unknown |  | Unknown |  | 28 | 630.000 A | 0.63 | 50 | 20 | B02161 | Unknown |  |  |  |  | 0 | TAMAN MAS 3 |  | 3
257023062 | B02159 | PE PKNS KG MELAKA | 6867393 | 6867392 | BCRS/PCE/J00089/MBB02159 | 300004421 | Existing | RYB | TMASS-12 | B02158 PE KG MELAKA | CLOSED | CLOSED | LINK | 12.000 kV | 11 kV | GAS | 2000-11-01 | 0 | 9913029 | Unknown | MERLIN GERIN | MERLIN GERIN | 9913029 |  | TMN MAS NO 3 COMPACT | SUBSTATION | Unknown | Unknown | Unknown | DISTRIBUTION | TNB | CHERAS | Unknown | 75 |  |  | Unknown | Unknown |  | Unknown |  | 28 | 630.000 A | 0.63 | 50 | 20 | B02159 | Unknown |  |  |  |  | 0 | TAMAN MAS 3 |  | 3
257023085 | B02771 | B02771 | 6869400 | 6869399 | BCRS/PCE/J00641/MBB02771 | 300270349 | Existing | RYB | TAMI-4 | B02770 WHITEX GARMENT | CLOSED | CLOSED | LINK | 12.000 kV | 11 kV | GAS | 18/07/1998 | 2008 | B2816146 |  | FALCON BETA | TAMCO | B2816146 | NOT APPLICABLE | MEGA MOULDING | SUBSTATION | Unknown | YES | Unknown | DISTRIBUTION | TNB | CHERAS | Unknown | 75 | Unknown | Unknown | Unknown | NO |  | LINE |  | 28 | 630.000 A | 0.63 | 50 | 20 | B02771 | NO | NOT APPLICABLE |  |  | Unknown | 0 | MEGA MOULDING |  | 3
257023089 | B02773 | B02773 | 6869403 | 6869402 | BCRS/PCE/J00641/MBB02771 | 300270349 | Existing | RYB | TAMI-4 | B02774 BALAKONG 275 | CLOSED | CLOSED | LINK | 12.000 kV | 11 kV | GAS | 18/07/1998 | 2008 | B2816146 |  | FALCON BETA | TAMCO | B2816146 | NOT APPLICABLE | MEGA MOULDING | SUBSTATION | Unknown | YES | Unknown | DISTRIBUTION | TNB | CHERAS | Unknown | 75 | Unknown | Unknown | Unknown | NO |  | LINE |  | 28 | 630.000 A | 0.63 | 50 | 20 | B02773 | NO | NOT APPLICABLE |  |  | Unknown | Unknown | MEGA MOULDING |  | 3
257023112 | B05885 |  | 6869464 | 6869463 | BCRS/PCE/J00634/MBB05885 | 300270319 | Existing | RYB | BLKG-11 | B07333 CHOY SOON HENG REALITY | CLOSED | CLOSED | LINK | 11.000 kV | 11 kV | GAS | 2002-11-11 | 2001 | 0124S156 |  |  | INDKOM | 0124S156 |  | KENG SENG CORPORATION | SUBSTATION | Unknown | Unknown | Unknown | DISTRIBUTION | TNB | CHERAS | Unknown | 75 |  |  |  | Unknown |  |  |  | 28 | 630.000 A | 0.63 | 50 | 20 | B05885 | [5 empty] | 0 | KENG SENG CORPORATION |  | 3
257023116 | B05887 |  | 6869467 | 6869466 | BCRS/PCE/J00634/MBB05885 | 300270319 | Existing | RYB | BLKG-11 | B08590 PTM STEEL | CLOSED | CLOSED | LINK | 11.000 kV | 11 kV | GAS | 2002-11-11 | 2001 | 0124S156 |  |  | INDKOM | 0124S156 |  | KENG SENG CORPORATION | SUBSTATION | Unknown | Unknown | Unknown | DISTRIBUTION | TNB | CHERAS | Unknown | 75 |  |  |  | Unknown |  |  |  | 28 | 630.000 A | 0.63 | 50 | 20 | B05887 | NO |  |  |  |  | 0 | KENG SENG CORPORATION |  | 3
257023172 | B06149 |  | 6869550 | 6869549 | BCRS/PCE/J00671/MBB06146 | 300270698 | Existing | RYB | TAMI-3 | B06538 EKSPEDISI EMAS S/B | CLOSED | CLOSED | LINK | 12.000 kV | 11 kV | GAS | 1999-11-01 | 1999 | D990769 |  | FALCON BETA | TAMCO | D990769 |  | PANGSAPURI RAKYAT | SUBSTATION | Unknown | Unknown | Unknown | DISTRIBUTION | TNB | CHERAS | Unknown | 75 |  |  | Unknown | Unknown |  | LINE |  | 28 | 630.000 A | 0.63 | 50 | 20 | B06149 | Unknown |  |  |  |  | 0 | APTMT RAKYAT,JLN FLORA 3,TMN IMPIAN EHSAN |  | 3
257023178 | B06146 | B06148 | 6869568 | 6869567 | BCRS/PCE/J00671/MBB06146 | 300270698 | Existing | RYB | TAMI-3 | B07823 TMN SETIA 2 BALAKONG | CLOSED | CLOSED | LINK | 12.000 kV | 11 kV | GAS | 1999-11-01 | 1999 | D990769 |  | FALCON BETA | TAMCO | D990769 |  | PANGSAPURI RAKYAT | SUBSTATION | Unknown | Unknown | Unknown | DISTRIBUTION | TNB | CHERAS | Unknown | 75 |  |  | Unknown | Unknown |  | LINE |  |  | 630.000 A | 20 | 50 | 20 | B06146 | [5 empty] | 0 | APTMT RAKYAT,JLN FLORA 3,TMN IMPIAN EHSAN |  | 3
257023203 | B07845 | B07845 | 6870455 | 6870454 | BCRS/PCE/J00709/MBB07845 | 300270884 | Existing | RYB | BLKG-12 | INDUSTRI BALAKONG JAYA NO 1 | CLOSED | CLOSED | LINK | 12.000 kV | 11 kV | GAS | 2004-11-01 | 2004 | D242438 | Unknown | FALCON BETA | TAMCO | D242438 | N/A | TAMAN SINARAN NO 1 | SUBSTATION | Unknown | Unknown | Unknown | DISTRIBUTION | TNB | CHERAS | Unknown | 75 |  |  | Unknown | Unknown |  | LINE |  | 28 | 630.000 A | 0.63 | 50 | 20 | B07845 | NO | N/A |  |  |  | 0 | TAMAN SINARAN NO 1 |  | 3
257023208 | B07848 | B07848 | 6870465 | 6870464 | BCRS/PCE/J00709/MBB07845 | 300270884 | Existing | RYB | BLKG-12 | TAMAN SINARAN NO 2 | CLOSED | CLOSED | LINK | 12.000 kV | 11 kV | GAS | 2004-11-01 | 2004 | D242438 | Unknown | FALCON BETA | TAMCO | D242438 | N/A | TAMAN SINARAN NO 1 | SUBSTATION | Unknown | Unknown | Unknown | DISTRIBUTION | TNB | CHERAS | Unknown | 75 |  |  | Unknown | Unknown |  | LINE |  | 28 | 630.000 A | 0.63 | 50 | 20 | B07848 | NO | N/A |  |  |  | 0 | TAMAN SINARAN NO 1 |  | 3
257027739 | B11302 |  | 6810246 | 6810263 | BCRS/PCE/J00116/MB1 | 300431089 | Existing | RYB | TMASS-10 | B11303 PUSAT KOKURIKULUM NEGERI SELANGOR | CLOSED | CLOSED | LINK | 11.000 kV | 11 kV | GAS | 2000-11-01 | 0 | L16/1/71R |  | TAMCO | TAMCO | B 2817273 |  | KG SG KANTAN A/T | Unknown | Unknown | Unknown | Unknown | DISTRIBUTION | TNB | CHERAS | Unknown | 75 |  |  |  | Unknown |  | LINE |  | 28 | 400.000 A | 0.63 | 50 | 20 | B11302 | [5 empty] | 0 | KG KANTAN ATAS TIANG |  | 3
257027743 | B02235 |  | 6810247 | 6810256 | BCRS/PCE/J00116/MB1 | 300431089 | Existing | RYB | TMASS-10 | B09010 LEE CHEE KEONG | CLOSED | CLOSED | LINK | 12.000 kV | 11 kV | GAS | 2000-11-01 | 0 | L17/2/3L |  | TAMCO | TAMCO | B 2817273 |  | KG SG KANTAN A/T | Unknown | Unknown | Unknown | Unknown | DISTRIBUTION | TNB | CHERAS | Unknown | 75 |  |  |  | Unknown |  | LINE |  | 28 | 400.000 A | 0.63 | 50 | 20 | B02235 | [5 empty] | 0 | KG KANTAN ATAS TIANG |  | 3
257028061 | B02229 | PE SUNWAY QUARRY | 6810294 | 6810311 | BCRS/PCE/J00115/MBB02229 | 300004524 | Existing | RYB | TMASS-10 | B10807 PE SUNWAY QUARRY | CLOSED | CLOSED | LINK | 11.000 kV | 11 kV | GAS | 1990-11-01 | 0 | R97076-641R | Unknown | FALCON BETA | TAMCO | B21122550 |  | KG SG LIMBAT A/T | SUBSTATION | Unknown | Unknown | Unknown | DISTRIBUTION | TNB | CHERAS | Unknown | 75 |  |  | Unknown | Unknown |  | Unknown |  | 28 | 400.000 A | 0.63 | 50 | 20 | B02229 | Unknown |  |  |  |  | 0 | SG LIMBAT ATAS TIANG |  | 3
257028065 | B02231 | PE SG TEKALI NO.2 | 6810295 | 6810304 | BCRS/PCE/J00115/MBB02229 | 300004524 | Existing | RYB | TMASS-10 | B02232 PE SG TEKALI NO.2 | CLOSED | CLOSED | LINK | 11.000 kV | 11 kV | GAS | 1990-11-01 | 0 | J3666/1/1/275 | Unknown | FALCON BETA | TAMCO | B21122550 |  | KG SG LIMBAT A/T | SUBSTATION | Unknown | Unknown | Unknown | DISTRIBUTION | TNB | CHERAS | Unknown | 75 |  |  | Unknown | Unknown |  | Unknown |  | 28 | 400.000 A | 0.63 | 50 | 20 | B02231 | Unknown |  |  |  |  | 0 | SG LIMBAT ATAS TIANG |  | 3
257028094 | B02274 | B02272 | 6810710 | 6810709 | BCRS/PCE/J00072/MBB02272 | 300004351 | Existing | RYB |  | B02265 DUSUN TUA | CLOSED | CLOSED | LINK | 11.000 kV | 11 kV | OIL | 1990-11-01 | 0 | L07199-93L |  | BRUSH | TAMCO | H07160-87H | N/A | RAKR DUSUN TUA | SUBSTATION | Unknown | Unknown | Unknown | DISTRIBUTION | TNB | CHERAS | Unknown | 75 |  |  | Unknown | Unknown |  | LINE |  | 28 | 400.000 A | 0.63 | 50 | 20 | B02274 | NO | N/A |  |  |  | 0 | RAKR DUSUN TUA |  | 3
257028099 | B02272 | B02274 | 6810717 | 6810716 | BCRS/PCE/J00072/MBB02272 | 300004351 | Existing | RYB |  | B08442 KG DUSUN TUA SEBERANG | CLOSED | CLOSED | LINK | 11.000 kV | 11 kV | OIL | 1990-11-01 | 0 | R07192-117R |  | BRUSH | TAMCO | H07160-87H | N/A | RAKR DUSUN TUA | SUBSTATION | Unknown | Unknown | Unknown | DISTRIBUTION | TNB | CHERAS | Unknown | 75 |  |  | Unknown | Unknown |  | LINE |  | 28 | 400.000 A | 0.63 | 50 | 20 | B02272 | NO | N/A |  |  |  | 0 | RAKR DUSUN TUA |  | 3
257028122 | B09106 |  | 6910133 | 6910132 | BCRS/PCE/J00543/MBB09106 | 300268242 | Existing | RYB |  | B09976 TMN LANGAT CERIA | CLOSED | CLOSED | LINK | 12.000 kV | 11 kV | GAS | 18/07/1998 | 0 | R0540288SF |  | MERLIN GERIN | MERLIN GERIN |  |  | SEKOLAH SERI SURIA HULU LANGAT | Unknown | Unknown | Unknown | Unknown | DISTRIBUTION | TNB | CHERAS | Unknown | Unknown |  |  |  | Unknown |  |  |  |  | 630.000 A | 18.5 | 18.5 | 18.5 | B09106 | [5 empty] | 0 | SEKOLAH SERI SURIA |  | 3
257028126 | B09108 |  | 6910136 | 6910135 | BCRS/PCE/J00543/MBB09106 | 300268242 | Existing | RYB |  | B10484 LAMAN KESUMA | CLOSED | CLOSED | LINK | 12.000 kV | 11 kV | GAS | 18/07/1998 | 0 | R0540288SF |  | MERLIN GERIN | MERLIN GERIN |  |  | SEKOLAH SERI SURIA HULU LANGAT | Unknown | Unknown | Unknown | Unknown | DISTRIBUTION | TNB | CHERAS | Unknown | Unknown |  |  |  | Unknown |  |  |  |  | 630.000 A | 18.5 | 18.5 | 18.5 | B09108 | [5 empty] | 0 | SEKOLAH SERI SURIA |  | 3
257028155 | B05088 | B10680 TAMAN PERKASA NO.4 | 6920796 | 6920795 | BCRS/PCE/J00093/MBB05088 | 300004439 | Existing | RYB |  | B10680 TMN PERKASA NO4 | CLOSED | CLOSED | LINK | 12.000 kV | 11 kV | GAS | 2001-11-01 | 2001 | 712125-00040/018 |  | SIEMENS | SIEMENS | 712125-00040/018 |  | RMH PANGSA TMN PERKASA NO 3 | SUBSTATION | Unknown | Unknown | Unknown | DISTRIBUTION | TNB | CHERAS | Unknown | 75 |  |  |  | Unknown |  | LINE |  | 28 | 630.000 A | 0.63 | 50 | 20 | B05088 | Unknown |  |  |  |  | 0 | RMH PANGSA TMN PERKASA NO 3 |  | 3
257028161 | B05091 | B11381 TMN PERKASA NO.5 | 6920814 | 6920813 | BCRS/PCE/J00093/MBB05088 | 300004439 | Existing | RYB |  | B02190 TAMAN UDA MURNI | CLOSED | CLOSED | LINK | 12.000 kV | 11 kV | GAS | 2001-11-01 | 2001 | 712125-00040/018 |  | SIEMENS | SIEMENS | 712125-00040/018 |  | RMH PANGSA TMN PERKASA NO 3 | SUBSTATION | Unknown | Unknown | Unknown | DISTRIBUTION | TNB | CHERAS | Unknown | 75 |  |  |  | Unknown |  | LINE |  | 28 | 630.000 A | 0.63 | 50 | 20 | B05091 | Unknown |  |  |  |  | 0 | RMH PANGSA TMN PERKASA NO 3 |  | 3
257028276 | B08090 | PE PADAT SK SUNGAI SERAI | 6900813 | 6900812 | BCRS/PCE/J00900/MB1 | 300444623 | Existing | RYB | TMASS-6 | B12068 PE PADAT SK SUNGAI SERAI | CLOSED | CLOSED | LINK | 12.000 kV | 11 kV | GAS | 2010-11-01 | 2003 | 11612 | Unknown | VEI | TAMCO | 11612 |  | IDAMAN VILLA | SUBSTATION | Unknown | Unknown | Unknown | DISTRIBUTION | TNB | CHERAS | Unknown | 75 |  |  | Unknown | Unknown |  | Unknown |  | 28 | 630.000 A | 0.63 | 50 | 20 | B08090 | Unknown |  |  |  |  | 0 | IDAMAN VILLA |  | 3
257028280 | B08088 | PE TAMAN KEMA CAHAYA, BLOK 3 | 6900816 | 6900815 | BCRS/PCE/J00900/MB1 | 300444623 | Existing | RYB | TMASS-6 | B10704 PE TAMAN KEMA CAHAYA, BLOK 3 | CLOSED | CLOSED | LINK | 12.000 kV | 11 kV | GAS | 2010-11-01 | 2003 | 11612 | Unknown | VEI | TAMCO | 11612 |  | IDAMAN VILLA | SUBSTATION | Unknown | Unknown | Unknown | DISTRIBUTION | TNB | CHERAS | Unknown | 75 |  |  | Unknown | Unknown |  | Unknown |  | 28 | 630.000 A | 0.63 | 50 | 20 | B08088 | Unknown |  |  |  |  | 0 | IDAMAN VILLA |  | 3
257028307 | B02171 | PE TMN KEMA CAHAYA NO1 | 6910695 | 6910694 | BCRS/PCE/J00047/MBB02171 | 300004259 | Existing | RYB | TMASS-12 | B02170 PE TMN KEMA CAHAYA NO1 | CLOSED | CLOSED | LINK | 11.000 kV | 11 kV | GAS | 1991-11-01 | 0 | R07195-33R | Unknown | F_and_G | INDKOM | 0908211309 | Not applicable | TMN LAVENDER | SUBSTATION | Unknown | YES | Unknown | DISTRIBUTION | TNB | CHERAS | Unknown | 75 | Unknown | Unknown | Unknown | NO |  | LINE |  | 28 | 400.000 A | 0.63 | 50 | 20 | B02171 | NO | Not applicable |  |  | Unknown | Unknown | TAMAN LAVENDER |  | 3
257028313 | B02173 | PE LOJI AIR HULU LANGAT | 6910713 | 6910712 | BCRS/PCE/J00047/MBB02171 | 300004259 | Existing | RYB | TMASS-12 | B02174 PE LOJI AIR HULU LANGAT | CLOSED | CLOSED | LINK | 11.000 kV | 11 kV | GAS | 1991-11-01 | 0 | R07194-71R | Unknown | F_and_G | INDKOM | 0908211309 | Not applicable | TMN LAVENDER | SUBSTATION | Unknown | YES | Unknown | DISTRIBUTION | TNB | CHERAS | Unknown | 75 | Unknown | Unknown | Unknown | NO |  | LINE |  | 28 | 400.000 A | 0.63 | 50 | 20 | B02173 | NO | Not applicable |  |  | Unknown | Unknown | TAMAN LAVENDER |  | 3
257028342 | B02168 | PE MASTERSKILL (M) SDN BHD | 6910277 | 6910276 | BCRS/PCE/J00065/MB1 | 300431059 | Existing | RYB | TMASS-12 | B09938 PE MASTERSKILL (M) SDN BHD | CLOSED | CLOSED | LINK | 12.000 kV | 11 kV | GAS | 2000-11-01 | 2006 | 3089 | Unknown | VEI | INDKOM | 3089 |  | KEMACAHAYA NO 1 | SUBSTATION | Unknown | Unknown | Unknown | DISTRIBUTION | TNB | CHERAS | Unknown | 75 |  |  | Unknown | Unknown |  | Unknown |  | 28 | 630.000 A | 0.63 | 50 | 20 | B02168 | Unknown |  |  |  |  | 0 | TAMAN KEMACAHAYA NO 1 |  | 3
257028644 | B02170 | PE TAMAN LAVENDER | 6910295 | 6910294 | BCRS/PCE/J00065/MB1 | 300431059 | Existing | RYB | TMASS-12 | B02171 PE TAMAN LAVENDER | CLOSED | CLOSED | LINK | 12.000 kV | 11 kV | GAS | 2000-11-01 | 2006 | 3089 | Unknown | VEI | INDKOM | 3089 |  | KEMACAHAYA NO 1 | SUBSTATION | Unknown | Unknown | Unknown | DISTRIBUTION | TNB | CHERAS | Unknown | 75 |  |  | Unknown | Unknown |  | Unknown |  | 28 | 630.000 A | 0.63 | 50 | 20 | B02170 | Unknown |  |  |  |  | 0 | TAMAN KEMACAHAYA NO 1 |  | 3
257028721 | B02082 |  | 6910911 | 6910910 | BCRS/PCE/J00150/MB1 | 300431099 | Existing | RYB | LMAS-14 | B02081 TMN EMAS CHERAS | CLOSED | CLOSED | LINK | 16.000 kV | 11 kV | OIL | 1995-11-11 | 1993 | KSS/2581 |  | EPE | EPE | KSS/2581 |  | TMN PUTRI NO 1 | Unknown | Unknown | Unknown | Unknown | DISTRIBUTION | TNB | CHERAS | Unknown | 75 |  |  |  | Unknown |  |  |  | 28 | 630.000 A | 0.63 | 50 | 20 | B02082 | [5 empty] | 0 | TAMAN PUTERI NO 1 |  | 3
257028727 | B02084 |  | 6910936 | 6910939 | BCRS/PCE/J00150/MB1 | 300431099 | Existing | RYB | LMAS-14 | B02087 TAMAN PUTERI NO 2 | CLOSED | CLOSED | LINK | 16.000 kV | 11 kV | OIL | 1995-11-11 | 1993 | KSS/2581 |  | EPE | EPE | KSS/2581 |  | TMN PUTRI NO 1 | Unknown | Unknown | Unknown | Unknown | DISTRIBUTION | TNB | CHERAS | Unknown | 75 |  |  |  | Unknown |  |  |  | 28 | 630.000 A | 0.63 | 50 | 20 | B02084 | [5 empty] | 0 | TAMAN PUTERI NO 1 |  | 3
257028762 | B02091 | TAMAN PUTERI NO 6 | 6911628 | 6911627 | BCRS/PCE/J00153/MB1 | 300431102 | Existing | RYB | LMAS-14 | B02090 TAMAN PUTERI NO 6 | CLOSED | CLOSED | LINK | 12.000 kV | 11 kV | GAS | 1998-11-05 | 1995 | 2981/76 |  | INDKOM | INDKOM | 2981/76 |  | TMN PUTRI NO 3 | Unknown | Unknown | Unknown | Unknown | DISTRIBUTION | TNB | CHERAS | Unknown | 75 |  |  |  | Unknown |  |  |  | 28 | 630.000 A | 0.63 | 50 | 20 | B02091 | [5 empty] | 0 | TAMAN PUTERI NO 3 |  | 3
257028768 | B02093 | TAMAN PUTERI NO 5 | 6911646 | 6911645 | BCRS/PCE/J00153/MB1 | 300431102 | Existing | RYB | LMAS-14 | B02094 TAMAN PUTERI NO 5 | CLOSED | CLOSED | LINK | 12.000 kV | 11 kV | GAS | 1998-11-05 | 1995 | 2981/76 |  | INDKOM | INDKOM | 2981/76 |  | TMN PUTRI NO 3 | Unknown | Unknown | Unknown | Unknown | DISTRIBUTION | TNB | CHERAS | Unknown | 75 |  |  |  | Unknown |  |  |  | 28 | 630.000 A | 0.63 | 50 | 20 | B02093 | [5 empty] | 0 | TAMAN PUTERI NO 3 |  | 3
257036921 | B10434 | PE WISMA PAUSON | 26584399 | 26584398 | BCRS/PCE/J00692/MB | 300270770 | Existing | RYB | TAMI-7 | B10518 PE WISMA PAUSON | CLOSED | CLOSED | LINK | 12.000 kV | 11 kV | GAS | 2008-11-11 | 2008 | B2816444 | Unknown | FALCON BETA | TAMCO | B2816444 |  | LOT 2374 FURNIWEB | SUBSTATION | Unknown | Unknown | Unknown | DISTRIBUTION | TNB | CHERAS | Unknown | 75 |  |  | Unknown | Unknown |  | Unknown |  | 28 | 630.000 A | 0.63 | 50 | 20 | B10434 | Unknown |  |  |  |  | 0 | LOT 2374 FURNIWEB |  | 3
257036925 | B10432 | PE IVORY ASCENT | 26584406 | 26584405 | BCRS/PCE/J00692/MB | 300270770 | Existing | RYB | TAMI-7 | B06381 PE IVORY ASCENT | CLOSED | CLOSED | LINK | 12.000 kV | 11 kV | GAS | 2008-11-11 | 2008 | B2816444 | Unknown | FALCON BETA | TAMCO | B2816444 |  | LOT 2374 FURNIWEB | SUBSTATION | Unknown | Unknown | Unknown | DISTRIBUTION | TNB | CHERAS | Unknown | 75 |  |  | Unknown | Unknown |  | Unknown |  | 28 | 630.000 A | 0.63 | 50 | 20 | B10432 | Unknown |  |  |  |  | 0 | LOT 2374 FURNIWEB |  | 3
257040738 | B01945 | PE YAT ENGRG WORKS | 6810761 | 6810760 | BCRS/PCE/J00575/MBB01945 | 300268982 | Existing | RYB | PBEL(P)-9 | B01944 PE YAT ENGRG WORKS | CLOSED | CLOSED | LINK | 12.000 kV | 11 kV | GAS | 18/07/1998 | 0 | RQ9933020 | Unknown | MERLIN GERIN | MERLIN GERIN | RQ9933020 |  | SUN HUP SENG | SUBSTATION | Unknown | Unknown | Unknown | DISTRIBUTION | TNB | CHERAS | Unknown | 75 |  |  | Unknown | Unknown |  | Unknown |  | 28 | 630.000 A | 0.63 | 50 | 20 | B01945 | Unknown |  |  |  |  | 0 | SUN HAP SENG |  | 3
257040743 | B01947 | PPU TAMI 10 | 6810770 | 6810769 | BCRS/PCE/J00575/MBB01945 | 300268982 | Existing | RYB | PBEL(P)-9 | PPU PBEL(P) VCB 9 | CLOSED | CLOSED | LINK | 12.000 kV | 11 kV | GAS | 18/07/1998 | 0 | RQ9933020 | Unknown | MERLIN GERIN | MERLIN GERIN | RQ9933020 |  | SUN HUP SENG | SUBSTATION | Unknown | Unknown | Unknown | DISTRIBUTION | TNB | CHERAS | Unknown | 75 |  |  | Unknown | Unknown |  | Unknown |  | 28 | 630.000 A | 0.63 | 50 | 20 | B01947 | Unknown |  |  |  |  | 0 | SUN HAP SENG |  | 3
257040765 | B01929 | PE MULIA BERSAMA SDN.BHD | 6810813 | 6810812 | BCRS/PCE/J00397/MBB01927 | 300011101 | Existing | RYB | PBEL(P)-1 | B12366 PE MULIA BERSAMA SDN.BHD | CLOSED | CLOSED | LINK | 12.000 kV | 11 kV | GAS | 1995-11-01 | 1995 | B950263 | Unknown | FALCON BETA | TAMCO | B950263 |  | SWEET TAPE (BUONTIRO) | Unknown | Unknown | Unknown | Unknown | DISTRIBUTION | TNB | CHERAS | Unknown | 75 |  |  | Unknown | Unknown |  | Unknown |  | 28 | 630.000 A | 20 | 50 | 20 | B01929 | Unknown |  |  |  |  | 0 | SWEET TAPE ENTERPRISE |  | 3
257040770 | B01927 | PE DAIREN DEVELOPMENT | 6810822 | 6810821 | BCRS/PCE/J00397/MBB01927 | 300011101 | Existing | RYB | PBEL(P)-1 | B10926 PE DAIREN DEVELOPMENT | CLOSED | CLOSED | LINK | 12.000 kV | 11 kV | GAS | 1995-11-01 | 1995 | B950263 | Unknown | FALCON BETA | TAMCO | B950263 |  | SWEET TAPE (BUONTIRO) | SUBSTATION | Unknown | Unknown | Unknown | DISTRIBUTION | TNB | CHERAS | Unknown | 75 |  |  | Unknown | Unknown |  | Unknown |  | 28 | 630.000 A | 0.63 | 50 | 20 | B01927 | Unknown |  |  |  |  | 0 | SWEET TAPE ENTERPRISE |  | 3
257041088 | B02894 | PE TMN HARMONI INDAH NO1 | 6810844 | 6810843 | BCRS/PCE/J00611/MBB02894 | 300269922 | Existing | RYB | PBEL(P)-1 | B05159 PE TMN HARMONI INDAH NO1 | CLOSED | CLOSED | LINK | 16.000 kV | 11 kV | OIL | 1993-11-11 | 0 | KSS/443 | Unknown | EPE | EPE | KSS/443 |  | BESI UNION | SUBSTATION | Unknown | Unknown | Unknown | DISTRIBUTION | TNB | CHERAS | Unknown | 75 |  |  | Unknown | Unknown |  | Unknown |  | 28 | 630.000 A | 0.63 | 50 | 21.9 | B02894 | Unknown |  |  |  |  | 0 | BESI UNION |  | 3
257041093 | B02896 | PE JUTA MINES KONDOMINIUM.A | 6810853 | 6810852 | BCRS/PCE/J00611/MBB02894 | 300269922 | Existing | RYB | PBEL(P)-1 | B08924 PE JUTA MINES KONDOMINIUM.A | CLOSED | CLOSED | LINK | 16.000 kV | 11 kV | OIL | 1993-11-11 | 0 | KSS/443 | Unknown | EPE | EPE | KSS/443 |  | BESI UNION | SUBSTATION | Unknown | Unknown | Unknown | DISTRIBUTION | TNB | CHERAS | Unknown | 75 |  |  | Unknown | Unknown |  | Unknown |  | 28 | 630.000 A | 0.63 | 50 | 21.9 | B02896 | Unknown |  |  |  |  | 0 | BESI UNION |  | 3
257041109 | B08442 | B08442 | 6811350 | 6811367 | BCRS/PCE/J00074/MB1 | 300431063 | Existing | RYB |  | B02274 RAKR DUSUN TUA | CLOSED | CLOSED | LINK | 12.000 kV | 11 kV | GAS | 2000-11-01 | 2003 | 11779 |  | VEI | VEI | 11779 | N/A | DUSUN TUA SEBERANG A/T | SUBSTATION | Unknown | Unknown | Unknown | DISTRIBUTION | TNB | CHERAS | Unknown | 75 |  |  | Unknown | Unknown |  | LINE |  | 28 | 630.000 A | 0.63 | 50 | 20 | B08442 | NO | N/A |  |  |  | 0 | DUSUN TUA SEBERANG A/T |  | 3
257041113 | B02279 | B02279 | 6811351 | 6811360 | BCRS/PCE/J00074/MB1 | 300431063 | Existing | RYB |  | B02278 DUSUN TUA MASJID | CLOSED | CLOSED | LINK | 12.000 kV | 11 kV | GAS | 2000-11-01 | 2003 | 11779 |  | VEI | VEI | 11779 | N/A | DUSUN TUA SEBERANG A/T | SUBSTATION | Unknown | Unknown | Unknown | DISTRIBUTION | TNB | CHERAS | Unknown | 75 |  |  | Unknown | Unknown |  | LINE |  | 28 | 630.000 A | 0.63 | 50 | 20 | B02279 | NO | N/A |  |  |  | 0 | DUSUN TUA SEBERANG A/T |  | 3
257044272 | B01441 | RMH PANGSA TMN IMPIAN | 6876434 | 6876433 | BCRS/PCE/J00686/MBB01441 | 300270751 | Existing | RYB | TSRA-2 | B06844 RMH PNG KOS REN IMPIAN E | CLOSED | CLOSED | LINK | 16.000 kV | 11 kV | GAS | 18/07/1998 | 0 | KSS/1298 |  | REYROLLE | INDKOM | KSS/1298 | N/A | TMN IMPIAN EHSAN NO 2 | SUBSTATION | Unknown | Unknown | Unknown | DISTRIBUTION | TNB | CHERAS | Unknown | 75 |  |  | Unknown | Unknown |  | LINE |  | 28 | 630.000 A | 0.63 | 50 | 20 | B01441 | NO | N/A |  |  |  | 0 | IMPIAN EHSAN NO 2 |  | 3
257044277 | B01443 | CMPT TMN SETIA IMPIAN | 6876444 | 6876443 | BCRS/PCE/J00686/MBB01441 | 300270751 | Existing | RYB | TSRA-2 | COMPACT TMN SETIA IMPIAN EHSAN | CLOSED | OPEN | LINK | 16.000 kV | 11 kV | GAS | 18/07/1998 | 0 | KSS/1298 |  | REYROLLE | INDKOM | KSS/1298 | N/A | TMN IMPIAN EHSAN NO 2 | SUBSTATION | Unknown | Unknown | Unknown | DISTRIBUTION | TNB | CHERAS | Unknown | 75 |  |  | Unknown | Unknown |  | LINE |  | 28 | 630.000 A | 0.63 | 50 | 20 | B01443 | NO | N/A |  |  |  | 0 | IMPIAN EHSAN NO 2 |  | 3
257044307 | B06844 | B06844 | 6878855 | 6878854 | BCRS/PCE/J00685/MBB06842 | 300270747 | Existing | RYB | TSRA-2 | B01441 IMPIAN EHSA | CLOSED | CLOSED | LINK | 11.000 kV | 11 kV | GAS | 18/07/1998 | 2002 | 0204S198 |  | INDKOM | VEI | 0204S198 | N/A | RMH PANGSA KOS RENDAH NO 1 IMPIAN EHSAN | SUBSTATION | Unknown | Unknown | Unknown | DISTRIBUTION | TNB | CHERAS | Unknown | 75 |  |  | Unknown | Unknown |  | LINE |  | 28 | 630.000 A | 0.63 | 50 | 20 | B06844 | NO | N/A |  |  |  | 0 | RMH PNS KOS RDH TMN IMPIAN EHSAN |  | 3
257044312 | B06841 | B06841 | 6878865 | 6878864 | BCRS/PCE/J00685/MBB06842 | 300270747 | Existing | RYB | TSRA-2 | B07269 RMH PANGSA KOS RENDAH NO 2 | CLOSED | CLOSED | LINK | 11.000 kV | 11 kV | GAS | 18/07/1998 | 2002 | 0204S198 |  | INDKOM | VEI | 0204S198 | N/A | RMH PANGSA KOS RENDAH NO 1 IMPIAN EHSAN | SUBSTATION | Unknown | Unknown | Unknown | DISTRIBUTION | TNB | CHERAS | Unknown | 75 |  |  | Unknown | Unknown |  | LINE |  | 28 | 630.000 A | 0.63 | 50 | 20 | B06841 | NO | N/A |  |  |  | 0 | RMH PNS KOS RDH TMN IMPIAN EHSAN |  | 3
257044934 | B02957 | B02957 | 6878968 | 6878967 | BCRS/PCE/J00707/MBB02954 | 300270877 | Existing | RYB | BLKG-12 | B02958 NO 2 TMN SETIA BALAKONG | CLOSED | CLOSED | LINK | 12.000 kV | 11 kV | GAS | 2000-11-01 | 2000 | 9945S091 |  | INDKOM | INDKOM | 9945S091 | N/A | NO 1, TMN SETIA BALAKONG | SUBSTATION | Unknown | Unknown | Unknown | DISTRIBUTION | TNB | CHERAS | Unknown | 75 |  |  | Unknown | Unknown |  | LINE |  | 28 | 630.000 A | 0.63 | 50 | 20 | B02957 | NO | N/A |  |  |  | 0 | NO 1 TMN SETIA BALAKONG |  | 3
257044939 | B02954 | b02954 | 6878978 | 6878977 | BCRS/PCE/J00707/MBB02954 | 300270877 | Existing | RYB | BLKG-12 | B07851 TMN SINARAN NO 2 | CLOSED | CLOSED | LINK | 12.000 kV | 11 kV | GAS | 2000-11-01 | 2000 | 9945S091 |  | INDKOM | INDKOM | 9945S091 | N/A | NO 1, TMN SETIA BALAKONG | SUBSTATION | Unknown | Unknown | Unknown | DISTRIBUTION | TNB | CHERAS | Unknown | 75 |  |  | Unknown | Unknown |  | LINE |  | 28 | 630.000 A | 0.63 | 50 | 20 | B02954 | NO | N/A |  |  |  | 0 | NO 1 TMN SETIA BALAKONG |  | 3
257044974 | B09171 | B09171 | 6932784 | 6932783 | BCRS/PCE/J00713/MBB08116 | 300270896 | Existing | RYB | TSRA-2 | B09172 LOOPING | CLOSED | CLOSED | LINK | 12.000 kV | 11 kV | GAS | 2006-11-01 | 2006 |  |  | FALCON BETA | TAMCO | B2612518 | N/A | INDUSTRI BALAKONG JAYA NO 4 | SUBSTATION | Unknown | Unknown | Unknown | DISTRIBUTION | TNB | CHERAS | Unknown | 75 |  |  | Unknown | Unknown |  | LINE |  | 28 | 630.000 A | 0.63 | 50 | 20 | B09171 | NO | N/A |  |  |  | 0 | TMN IND BALAKONG JAYA NO 4 |  | 3
257044978 | B08116 | B08116 | 6932791 | 6932790 | BCRS/PCE/J00713/MBB08116 | 300270896 | Existing | RYB | TSRA-2 | B080115 BNR BALAKONG JAYA NO 3 | CLOSED | CLOSED | LINK | 12.000 kV | 11 kV | GAS | 2006-11-01 | 2006 |  |  | FALCON BETA | TAMCO | B2612518 | N/A | INDUSTRI BALAKONG JAYA NO 4 | SUBSTATION | Unknown | Unknown | Unknown | DISTRIBUTION | TNB | CHERAS | Unknown | 75 |  |  | Unknown | Unknown |  | LINE |  | 28 | 630.000 A | 0.63 | 50 | 20 | B08116 | NO | N/A |  |  |  | 0 | TMN IND BALAKONG JAYA NO 4 |  | 3
257044982 | B08119 | B08119 | 6932795 | 6932808 | BCRS/PCE/J00713/MB | 310474932 | Existing | RYB | TSRA-2 | B01447 IMPIAN EHSAN NO 3 | CLOSED | CLOSED | LINK | 12.000 kV | 11 kV | GAS |  | 2006 |  |  | FALCON BETA | TAMCO | B2612500 | N/A | INDUSTRI BALAKONG JAYA NO 4 | SUBSTATION | Unknown | Unknown | Unknown | DISTRIBUTION | TNB | CHERAS | Unknown | 75 |  |  | Unknown | Unknown |  | LINE |  | 28 | 630.000 A | 0.63 | 50 | 20 | B08119 | NO | N/A |  |  |  | 0 | TMN IND BALAKONG JAYA NO 4 |  | 3
257044986 | B09172 | B09172 | 6932797 | 6932813 | BCRS/PCE/J00713/MB | 310474932 | Existing | RYB | TSRA-2 | B09171 LOOPING | CLOSED | CLOSED | LINK | 12.000 kV | 11 kV | GAS |  | 2006 |  |  | FALCON BETA | TAMCO | B2612500 | N/A | INDUSTRI BALAKONG JAYA NO 4 | SUBSTATION | Unknown | Unknown | Unknown | DISTRIBUTION | TNB | CHERAS | Unknown | 75 |  |  | Unknown | Unknown |  | LINE |  | 28 | 630.000 A | 0.63 | 50 | 20 | B09172 | NO | N/A |  |  |  | 0 | TMN IND BALAKONG JAYA NO 4 |  | 3
257045027 | B09170 | B09170 | 7021134 | 7021133 |  |  | Existing | RYB | BLKG-12 | B09169 LOOPING | CLOSED | CLOSED | LINK | 12.000 kV | 11 kV | GAS |  | 2006 | B2612482 |  | FALCON BETA | TAMCO | B2612482 | N/A | INDUSTRI BALAKONG JAYA NO 1 | SUBSTATION | Unknown | Unknown | Unknown | DISTRIBUTION | TNB | CHERAS | Unknown | 75 |  |  | Unknown | Unknown |  | LINE |  | 28 | 630.000 A | 0.63 | 50 | 20 | B09170 | NO | N/A |  |  |  | 0 | TMN INDUSTRI BALAKONG NO 1 |  | 3
257045032 | B08107 | B08107 | 7021140 | 7021139 |  |  | Existing | RYB | BLKG-12 | IND BALAKONG JAYA NO 2 | CLOSED | CLOSED | LINK | 12.000 kV | 11 kV | GAS |  | 2006 | B2612482 |  | FALCON BETA | TAMCO | B2612482 | N/A | INDUSTRI BALAKONG JAYA NO 1 | SUBSTATION | Unknown | Unknown | Unknown | DISTRIBUTION | TNB | CHERAS | Unknown | 75 |  |  | Unknown | Unknown |  | LINE |  | 28 | 630.000 A | 0.63 | 50 | 20 | B08107 | NO | N/A |  |  |  | 0 | TMN INDUSTRI BALAKONG NO 1 |  | 3
257045036 | B08104 | B08104 | 7021145 | 7021159 | BCRS/PCE/J00710/MB | 300431610 | Existing | RYB | BLKG-12 | TMN SINARAN NO 1 | CLOSED | CLOSED | LINK | 12.000 kV | 11 kV | GAS | 18/07/1998 | 2006 | B2612486 |  | FALCON BETA | TAMCO | B2612486 | N/A | INDUSTRI BALAKONG JAYA NO 1 | SUBSTATION | Unknown | Unknown | Unknown | DISTRIBUTION | TNB | CHERAS | Unknown | 75 |  |  | Unknown | Unknown |  | LINE |  | 28 | 630.000 A | 0.63 | 50 | 20 | B08104 | NO | N/A |  |  |  | 0 | TMN INDUSTRI BALAKONG NO 1 |  | 3
257045041 | B09169 | B09169 | 7021147 | 7021163 | BCRS/PCE/J00710/MB | 300431610 | Existing | RYB | BLKG-12 | B09170 LOOPING | CLOSED | CLOSED | LINK | 12.000 kV | 11 kV | GAS | 18/07/1998 | 2006 | B2612486 |  | FALCON BETA | TAMCO | B2612486 | N/A | INDUSTRI BALAKONG JAYA NO 1 | SUBSTATION | Unknown | Unknown | Unknown | DISTRIBUTION | TNB | CHERAS | Unknown | 75 |  |  | Unknown | Unknown |  | LINE |  | 28 | 630.000 A | 0.63 | 50 | 20 | B09169 | NO | N/A |  |  |  | 0 | TMN INDUSTRI BALAKONG NO 1 |  | 3
257045077 | B06393 | B06393 | 6886275 | 6886274 | BCRS/PCE/J00140/MBB01624 | 300005245 | Existing | RYB | MINE-8 | B02761 TMN SG BESI INDAH NO6 | CLOSED | CLOSED | LINK | 12.000 kV | 11 kV | GAS | 1990-11-01 | 0 | N/A |  | F_and_G | TAMCO | 0010S167 |  | SG BESI INDAH NO 6A | SUBSTATION | Unknown | Unknown | Unknown | DISTRIBUTION | TNB | CHERAS | Unknown | 75 |  |  | Unknown | Unknown |  | LINE |  | 28 | 630.000 A | 0.63 | 50 | 22 | B06393 | Unknown |  |  |  |  | 0 | TMN SG BESI INDAH NO6A |  | 3
257045082 | B06396 | B06396 | 6886285 | 6886284 | BCRS/PCE/J00140/MBB01624 | 300005245 | Existing | RYB | MINE-8 | MINE-8 | CLOSED | CLOSED | LINK | 12.000 kV | 11 kV | GAS | 1990-11-01 | 0 | N/A |  | F_and_G | TAMCO | 0010S167 |  | SG BESI INDAH NO 6A | SUBSTATION | Unknown | Unknown | Unknown | DISTRIBUTION | TNB | CHERAS | Unknown | 75 |  |  | Unknown | Unknown |  | LINE |  | 28 | 630.000 A | 0.63 | 50 | 22 | B06396 | Unknown |  |  |  |  | 0 | TMN SG BESI INDAH NO6A |  | 3
257045127 | B08998 | B08998 | 6881460 | 6881459 | BCRS/PCE/J00770/MBB08999 | 300271269 | Existing | RYB | JUBA-5 | B13787 PE 3V ASIA FURNITURE | OPEN | CLOSED | LINK | 12.000 kV | 11 kV | GAS | 18/07/1998 | 1995 | N/A |  | VEI | VEI | 2570 | N/A | 3V HOLDING | SUBSTATION | Unknown | Unknown | Unknown | DISTRIBUTION | TNB | CHERAS | Unknown | 75 |  |  | Unknown | Unknown |  | LINE |  | 28 | 630.000 A | 0.63 | 50 | 22 | B08998 | Unknown |  |  |  |  | 0 | 3 V |  | 3
257045131 | B08999 | B08999 | 6881470 | 6881469 | BCRS/PCE/J00770/MBB08999 | 300271269 | Existing | RYB | JUBA-5 | B04883 3V HOLDING | CLOSED | CLOSED | LINK | 12.000 kV | 11 kV | GAS | 18/07/1998 | 1995 | N/A |  | VEI | VEI | 2570 | N/A | 3V HOLDING | SUBSTATION | Unknown | Unknown | Unknown | DISTRIBUTION | TNB | CHERAS | Unknown | 75 |  |  | Unknown | Unknown |  | LINE |  | 28 | 630.000 A | 0.63 | 50 | 22 | B08999 | Unknown |  |  |  |  | 0 | 3 V |  | 3
257045136 | B04214 | B04214 | 6881504 | 6881503 | BCRS/PCE/J00770/MBB04214 | 300271263 | Existing | RYB | JUBA-5 | B08997 LOOPING | CLOSED | CLOSED | LINK | 12.000 kV | 11 kV | GAS | 18/07/1998 | 1995 | N/A |  | F_and_G | INDKOM | N/A | N/A | 3V HOLDING | SUBSTATION | Unknown | Unknown | Unknown | DISTRIBUTION | TNB | CHERAS | Unknown | 75 |  |  | Unknown | Unknown |  | LINE |  | 28 | 630.000 A | 0.63 | 50 | 22 | B04214 | Unknown |  |  |  |  | 0 | 3 V |  | 3
257045140 | B04217 | B04217 | 6881509 | 6881508 | BCRS/PCE/J00770/MBB04214 | 300271263 | Existing | RYB | JUBA-5 | B04218 GIREMAS NO 2 | CLOSED | CLOSED | LINK | 12.000 kV | 11 kV | GAS | 18/07/1998 | 1995 | N/A |  | F_and_G | INDKOM | N/A | N/A | 3V HOLDING | SUBSTATION | Unknown | Unknown | Unknown | DISTRIBUTION | TNB | CHERAS | Unknown | 75 |  |  | Unknown | Unknown |  | LINE |  | 28 | 630.000 A | 0.63 | 50 | 22 | B04217 | Unknown |  |  |  |  | 0 | 3 V |  | 3
257045145 | B08997 | B08997 | 6881528 | 6881531 | BCRS/PCE/J00770/MBB08999 | 300271269 | Existing | RYB | JUBA-5 | B04214 LOOPING | CLOSED | CLOSED | LINK | 12.000 kV | 11 kV | GAS | 18/07/1998 | 1995 | N/A |  | VEI | VEI | 2570 |  | 3V HOLDING | INTERCONNECT (OTHER UTILITY) | Unknown | Unknown | Unknown | DISTRIBUTION | TNB | CHERAS | Unknown | 75 |  |  | Unknown | Unknown |  | LINE |  | 28 | 630.000 A | 0.63 | 50 | 22 | B08997 | Unknown |  |  |  |  | 0 | 3 V |  | 3
257045169 | B07059 | PMU MHCR 5 | 6884855 | 6884854 | BCRS/PCE/J00013/MBB07059 | 300266871 | Existing | RYB | MHCR-5 | PMU MHCR-5 | CLOSED | CLOSED | LINK | 12.000 kV | 11 kV | GAS | 2003-11-01 | 2003 | B236464 | Unknown | FALCON BETA | TAMCO | B236464 |  | TMN SG LONG MAKMUR | SUBSTATION | Unknown | Unknown | Unknown | DISTRIBUTION | TNB | CHERAS | Unknown | 75 |  |  | Unknown | Unknown |  | Unknown |  | 28 | 630.000 A | 0.63 | 50 | 20 | B07059 | Unknown |  |  |  |  | 0 | TMN MAKMUR |  | 3
257045174 | B07061 | PE TAMAN GOOD VIEW | 6884867 | 6884866 | BCRS/PCE/J00013/MBB07059 | 300266871 | Existing | RYB | MHCR-5 | B12341 P/E TAMAN GOOD VIEW | CLOSED | CLOSED | LINK | 12.000 kV | 11 kV | GAS | 2003-11-01 | 2003 | B236464 | Unknown | FALCON BETA | TAMCO | B236464 |  | TMN SG LONG MAKMUR | SUBSTATION | Unknown | Unknown | Unknown | DISTRIBUTION | TNB | CHERAS | Unknown | 75 |  |  | Unknown | Unknown |  | Unknown |  | 28 | 630.000 A | 0.63 | 50 | 20 | B07061 | Unknown |  |  |  |  | 0 | TMN MAKMUR |  | 3
257045211 | B07143 |  | 6909924 | 6909923 | BCRS/PCE/J00505/MBB07140 | 300267321 | Existing | RYB | SGLN-7 | B07143 LOOPING | CLOSED | CLOSED | LINK | 12.000 kV | 11 kV | GAS | 2002-11-01 | 2002 | 7562 | Unknown | VEI | VEI | 7562 |  | JLN IKHLAS SG LONG | INTERCONNECT (OTHER UTILITY) | Unknown | Unknown | Unknown | DISTRIBUTION | TNB | CHERAS | Unknown | 75 |  |  | Unknown | Unknown |  | Unknown |  | 28 | 630.000 A | 0.63 | 50 | 20 | B07143 | Unknown |  |  |  |  | 0 | JLN IKHLAS BDR SG.LONG |  | 3
257045512 | B07145 | PE TAMING MUTIARA 2 | 6909957 | 6909956 | BCRS/PCE/J00505/MBB07145 | 300267326 | Existing | RYB | SGLN-7 | B12436 PE TAMING MUTIARA 2 | CLOSED | CLOSED | LINK | 12.000 kV | 11 kV | GAS | 2002-11-01 | 2002 | 7554 | Unknown | VEI | VEI | 7562 |  | JLN IKHLAS SG LONG | SUBSTATION | Unknown | Unknown | Unknown | DISTRIBUTION | TNB | CHERAS | Unknown | 75 |  |  | Unknown | Unknown |  | Unknown |  | 28 | 630.000 A | 0.63 | 50 | 20 | B07145 | Unknown |  |  |  |  | 0 | JLN IKHLAS BDR SG.LONG |  | 3
257045516 | B07142 | LOOPING | 6926729 | 6926732 | BCRS/PCE/J00505/MBB07145 | 300267326 | Existing | RYB | SGLN-7 | B07143 LOOPING | CLOSED | CLOSED | LINK | 12.000 kV | 11 kV | GAS | 2002-11-01 | 2002 | 7554 | Unknown | VEI | VEI | 7554 |  | JLN IKHLAS SG LONG | INTERCONNECT (OTHER UTILITY) | Unknown | Unknown | Unknown | DISTRIBUTION | TNB | CHERAS | Unknown | 75 |  |  | Unknown | Unknown |  | Unknown |  | 28 | 630.000 A | 0.63 | 50 | 20 | B07142 | Unknown |  |  |  |  | 0 | JLN IKHLAS BDR SG.LONG |  | 3
257045522 | B07140 | PE TMN TAMING MUTIARA | 6926734 | 6926737 | BCRS/PCE/J00505/MBB07140 | 300267321 | Existing | RYB | SGLN-7 | B13795 PE WIRA MUTIARA | CLOSED | CLOSED | LINK | 12.000 kV | 11 kV | GAS | 2002-11-01 | 2002 | 7562 | Unknown | VEI | VEI | 7562 |  | JLN IKHLAS SG LONG | SUBSTATION | Unknown | Unknown | Unknown | DISTRIBUTION | TNB | CHERAS | Unknown | 75 |  |  | Unknown | Unknown |  | Unknown |  | 28 | 630.000 A | 0.63 | 50 | 20 | B07140 | Unknown |  |  |  |  | 0 | JLN IKHLAS BDR SG.LONG |  | 3
257045546 | B04878 | B04878 | 6886360 | 6886359 | BCRS/PCE/J00548/MBB04878 | 300268498 | Existing | RYB | MINE-9 | MINE-9 | CLOSED | CLOSED | LINK | 12.000 kV | 11 kV | GAS | 2000-11-11 | 2000 | 00155057 |  | F_and_G | INDKOM | 00155057 |  | SG BESI INDAH NO 9A COMPACT | SUBSTATION | Unknown | Unknown | Unknown | DISTRIBUTION | TNB | CHERAS | Unknown | 75 |  |  |  | Unknown |  | LINE |  | 28 | 630.000 A | 0.63 | 50 | 22 | B04878 | Unknown |  |  |  |  | 0 | SG BESI INDAH NO9 COMPACT |  | 3
257045551 | B04876 | B04876 | 6886366 | 6886365 | BCRS/PCE/J00548/MBB04878 | 300268498 | Existing | RYB | MINE-9 | B08208 SEK KEB TMN SG BESI INDAH | CLOSED | CLOSED | LINK | 12.000 kV | 11 kV | GAS | 2000-11-11 | 2000 | 00155057 |  | F_and_G | INDKOM | 00155057 |  | SG BESI INDAH NO 9A COMPACT | SUBSTATION | Unknown | Unknown | Unknown | DISTRIBUTION | TNB | CHERAS | Unknown | 75 |  |  |  | Unknown |  | LINE |  | 28 | 630.000 A | 0.63 | 50 | 22 | B04876 | Unknown |  |  |  |  | 0 | SG BESI INDAH NO9 COMPACT |  | 3
257049476 | B02283 |  | 6811478 | 6811495 | BCRS/PCE/J00075/MBB02281 | 300004363 | Existing | RYB |  | B02284 PE BATU18 HULU LANGAT | CLOSED | CLOSED | LINK |  | 11 kV | Unknown | 1990-11-01 | 0 |  |  |  | TAMCO |  |  | DUSUN TUA BT 17 A/T | Unknown | Unknown | Unknown | Unknown | DISTRIBUTION | TNB | CHERAS | Unknown | Unknown |  |  |  | Unknown | [8 empty] | B02283 | [5 empty] | 0 | BT 17 DUSUN TUA ATAS TIANG |  | 3
257049480 | B02281 | B02281 | 6811479 | 6811488 | BCRS/PCE/J00075/MBB02281 | 300004363 | Existing | RYB |  | B10826 PE ASRAMA GURU DUSUN TUA | CLOSED | CLOSED | LINK |  | 11 kV | GAS | 1990-11-01 | 0 |  |  | FALCON BETA | TAMCO | B2918007 | N/A | DUSUN TUA BT 17 A/T | SUBSTATION | Unknown | Unknown | Unknown | DISTRIBUTION | TNB | CHERAS | Unknown | 75 |  |  | Unknown | Unknown |  | LINE |  | 28 |  | 0.63 | 50 | 20 | B02281 | NO | N/A |  |  |  | 0 | BT 17 DUSUN TUA ATAS TIANG |  | 3
257049509 | B09082 | PE ALEQUIP SDN BHD | 6811586 | 6811585 | BCRS/PCE/J00652/MBB09082 | 300270642 | Existing | RYB | PBEL(P)-1 | B09390 PE ALEQCUE SDN BHD | CLOSED | CLOSED | LINK | 12.000 kV | 11 kV | GAS | 2006-11-01 | 2006 | B2611834 | Unknown | FALCON BETA | TAMCO | B2611834 |  | WONG SUE KAU | SUBSTATION | Unknown | Unknown | Unknown | DISTRIBUTION | TNB | CHERAS | Unknown | 75 |  |  | Unknown | Unknown |  | LINE |  | 28 | 630.000 A | 0.63 | 50 | 20 | B09082 | Unknown |  |  |  |  | 0 | WONG SUE KAU |  | 3
257049514 | B09084 | PE MULIA BERSAMA SDN.BHD | 6811595 | 6811594 | BCRS/PCE/J00652/MBB09082 | 300270642 | Existing | RYB | PBEL(P)-1 | B12364 PE MULIA BERSAMA SDN.BHD | CLOSED | CLOSED | LINK | 12.000 kV | 11 kV | GAS | 2006-11-01 | 2006 | B2611834 | Unknown | FALCON BETA | TAMCO | B2611834 |  | WONG SUE KAU | SUBSTATION | Unknown | Unknown | Unknown | DISTRIBUTION | TNB | CHERAS | Unknown | 75 |  |  | Unknown | Unknown |  | LINE |  | 28 | 630.000 A | 0.63 | 50 | 20 | B09084 | Unknown |  |  |  |  | 0 | WONG SUE KAU |  | 3
257049580 | B09008 |  | 6812084 | 6812101 | BCRS/PCE/J00833/MB1 | 300444619 | Existing | RYB | TMASS-10 | B02234 SG TEKALI NO 2 A/T | CLOSED | CLOSED | LINK | 12.000 kV | 11 kV | GAS | 18/07/1998 | 2006 | B2610894 |  | FALCON BETA | TAMCO | B2610894 |  | LEE CHEE KEONG | Unknown | Unknown | Unknown | Unknown | DISTRIBUTION | TNB | CHERAS | Unknown | 75 |  |  |  | Unknown |  | LINE |  | 28 | 630.000 A | 0.63 | 50 | 20 | B09008 | [5 empty] | 0 | LEE CHEE KEONG |  | 3
257049584 | B09010 |  | 6812085 | 6812094 | BCRS/PCE/J00833/MB1 | 300444619 | Existing | RYB | TMASS-10 | B02235 KG KANTAN A/T | CLOSED | CLOSED | LINK | 12.000 kV | 11 kV | GAS | 18/07/1998 | 2006 | B2610894 |  | FALCON BETA | TAMCO | B2610894 |  | LEE CHEE KEONG | Unknown | Unknown | Unknown | Unknown | DISTRIBUTION | TNB | CHERAS | Unknown | 75 |  |  |  | Unknown |  | LINE |  | 28 | 630.000 A | 0.63 | 50 | 20 | B09010 | [5 empty] | 0 | LEE CHEE KEONG |  | 3
257049613 | B08945 | B08945 | 6812669 | 6812668 | BCRS/PCE/J00500/MBB08945 | 300267302 | Existing | RYB |  | B02245 TMN PNGGRN DELIMA NO 3 | CLOSED | CLOSED | LINK | 12.000 kV | 11 kV | GAS | 2006-11-01 | 2006 | B2611505 | Unknown | F_and_G | TAMCO | 13062110555 |  | PADAT JLN WAWASAN 1A | SUBSTATION | Unknown | Unknown | Unknown | DISTRIBUTION | TNB | CHERAS | Unknown | 75 |  |  | Unknown | Unknown |  | LINE |  | 28 | 630.000 A | 0.63 | 50 | 20 | B08945 | Unknown |  |  |  |  | 0 | JLN WAWASAN 1A, TAMAN WAWASAN |  | 3
257049618 | B08947 | B08947 | 6812676 | 6812675 | BCRS/PCE/J00500/MBB08945 | 300267302 | Existing | RYB |  | B10151 PPURI KOS RENDAH, | CLOSED | CLOSED | LINK | 12.000 kV | 11 kV | GAS | 2006-11-01 | 2006 | B2611505 | Unknown | F_and_G | TAMCO | 13062110555 |  | PADAT JLN WAWASAN 1A | SUBSTATION | Unknown | Unknown | Unknown | DISTRIBUTION | TNB | CHERAS | Unknown | 75 |  |  | Unknown | Unknown |  | LINE |  | 28 | 630.000 A | 0.63 | 50 | 20 | B08947 | Unknown |  |  |  |  | 0 | JLN WAWASAN 1A, TAMAN WAWASAN |  | 3
257049641 | B02243 |  | 6812740 | 6812739 | BCRS/PCE/J00063/MBB02243 | 300004324 | Existing | RYB |  | B02242 TMN PNGGRN DELIMA NO 2 | CLOSED | CLOSED | LINK | 14.000 kV | 11 kV | GAS | 1998-11-01 | 1998 | SR2A98371 |  | MERLIN GERIN | TAMCO |  |  | TMN PINGGIRAN DELIMA NO 3 | Unknown | Unknown | Unknown | Unknown | DISTRIBUTION | TNB | CHERAS | Unknown | Unknown |  |  |  | Unknown |  |  |  |  | 630.000 A | 21 | 21 | 21 | B02243 | [5 empty] | 0 | TAMAN PINGGIRAN DELIMA NO 3 |  | 3
257049645 | B02245 |  | 6812743 | 6812742 | BCRS/PCE/J00063/MBB02243 | 300004324 | Existing | RYB |  | B08945 JLN WWSN 1A, TMN WWSN | CLOSED | CLOSED | LINK | 14.000 kV | 11 kV | GAS | 1998-11-01 | 1998 | SR2A98371 |  | MERLIN GERIN | TAMCO |  |  | TMN PINGGIRAN DELIMA NO 3 | Unknown | Unknown | Unknown | Unknown | DISTRIBUTION | TNB | CHERAS | Unknown | Unknown |  |  |  | Unknown |  |  |  |  | 630.000 A | 21 | 21 | 21 | B02245 | [5 empty] | 0 | TAMAN PINGGIRAN DELIMA NO 3 |  | 3
257049963 | B02205 |  | 6814060 | 6814059 | BCRS/PCE/J00058/MB1 | 300431057 | Existing | RYB | TMASS-10 | B06992 IMPIAN LANGAT | CLOSED | CLOSED | LINK | 11.000 kV | 11 kV | OIL | 2000-11-01 | 0 | J3660/2/L/146 |  | BRUSH | VEI | J3666-1-H127 |  | KG SG MICHU A/T | Unknown | Unknown | Unknown | Unknown | DISTRIBUTION | TNB | CHERAS | Unknown | 75 |  |  |  | Unknown |  | LINE |  | 28 | 400.000 A | 0.4 | 13.1 | 13.1 | B02205 | [5 empty] | 0 | SG MICHU ATAS TIANG |  | 3
257049968 | B02207 |  | 6814067 | 6814066 | BCRS/PCE/J00058/MB1 | 300431057 | Existing | RYB | TMASS-10 | B02208 BT 14H/LANGAT | CLOSED | CLOSED | LINK | 11.000 kV | 11 kV | OIL | 2000-11-01 | 0 | J3GG6/2/8/01 |  | BRUSH | VEI | J3666-1-H127 |  | KG SG MICHU A/T | Unknown | Unknown | Unknown | Unknown | DISTRIBUTION | TNB | CHERAS | Unknown | 75 |  |  |  | Unknown |  | LINE |  | 28 | 400.000 A | 0.4 | 13.1 | 13.1 | B02207 | [5 empty] | 0 | SG MICHU ATAS TIANG |  | 3
257049991 | B06280 |  | 6818539 | 6818538 | BCRS/PCE/J00918/MB | 300510391 | Existing | RYB | MHCR-6 | B12715 PE BUDIMAN BUSINESS NO.1 | CLOSED | CLOSED | LINK | 11.000 kV | 11 kV | GAS | 2014-12-10 | 2000 | LM 4328303 |  | Unknown | LIG A MURNI | SF00097808 |  | LIM KOK YONG | Unknown | Unknown | Unknown | Unknown | DISTRIBUTION | TNB | CHERAS | Unknown | 75 |  |  |  | Unknown |  |  |  | 28 | 630.000 A | 0.63 | 50 | 20 | B06280 | [5 empty] | 0 | LIM KOK YEONG CONSTUCTION |  | 3
257049995 | B06282 |  | 6818542 | 6818541 | BCRS/PCE/J00918/MB | 300510391 | Existing | RYB | MHCR-6 | B01785 TAN SENG HUAT | CLOSED | CLOSED | LINK | 11.000 kV | 11 kV | GAS | 2014-12-10 | 2000 | LM 4328303 |  | Unknown | LIG A MURNI | SF00097808 |  | LIM KOK YONG | Unknown | Unknown | Unknown | Unknown | DISTRIBUTION | TNB | CHERAS | Unknown | 75 |  |  |  | Unknown |  |  |  | 28 | 630.000 A | 0.63 | 50 | 20 | B06282 | [5 empty] | 0 | LIM KOK YEONG CONSTUCTION |  | 3
257050024 | B02913 | PE KONDOMINIUM DESA SAUJANA | 6873206 | 6873205 |  |  | Existing | RYB | MINE-7 | B07778 PE KONDOMINIUM DESA SAUJANA | CLOSED | CLOSED | LINK | 12.000 kV | 11 kV | GAS |  | 2003 | D232092 | Unknown | FALCON BETA | TAMCO | D232092 |  | SG BESI INDAH NO 4 | SUBSTATION | Unknown | Unknown | Unknown | DISTRIBUTION | TNB | CHERAS | Unknown | 75 |  |  | Unknown | Unknown |  | Unknown |  | 28 | 630.000 A | 0.63 | 50 | 20 | B02913 | Unknown |  |  |  |  | 0 | TMN SUNGAI BESI INDAH NO4 |  | 3
257050029 | B02911 | PE TMN SG BESI INDAH NO.1 | 6880896 | 6873215 |  |  | Existing | RYB | MINE-7 | B02910 PE TMN SG BESI INDAH NO.1 | CLOSED | CLOSED | LINK | 12.000 kV | 11 kV | GAS |  | 0 | D232092 | Unknown | FALCON BETA | TAMCO | D232092 |  | SG BESI INDAH NO 4 | SUBSTATION | Unknown | Unknown | Unknown | DISTRIBUTION | TNB | CHERAS | Unknown | 75 |  |  | Unknown | Unknown |  | Unknown |  | 28 | 630.000 A | 0.63 | 50 | 20 | B02911 | Unknown |  |  |  |  | 0 | TMN SUNGAI BESI INDAH NO4 |  | 3
257050094 | B06095 | B06095 | 6874472 | 6874471 | BCRS/PCE/J00336/MB | 300010362 | Existing | RYB | CJYA-8 | CJYA-8 | CLOSED | CLOSED | LINK | 12.000 kV | 11 kV | GAS | 2000-11-11 | 1999 | D990861 |  | FALCON BETA | TAMCO | D990861 | N/A | KOH LABEL IND (M) SB | SUBSTATION | Unknown | Unknown | Unknown | DISTRIBUTION | TNB | CHERAS | Unknown | 75 |  |  | Unknown | Unknown |  | LINE |  | 28 | 630.000 A | 0.63 | 50 | 20 | B06095 | NO | N/A |  |  |  | 0 | KOH KABEL INDUSTRI (M) SDN BHD |  | 3
257050099 | B06098 | B06098 | 6874482 | 6874481 | BCRS/PCE/J00336/MB | 300010362 | Existing | RYB | CJYA-8 | B01374 RAKAN BERSATU NO 3 | CLOSED | CLOSED | LINK | 12.000 kV | 11 kV | GAS | 2000-11-11 | 1999 | D990861 |  | FALCON BETA | TAMCO | D990861 | N/A | KOH LABEL IND (M) SB | SUBSTATION | Unknown | Unknown | Unknown | DISTRIBUTION | TNB | CHERAS | Unknown | 75 |  |  | Unknown | Unknown |  | LINE |  | 28 | 630.000 A | 0.63 | 50 | 20 | B06098 | NO | N/A |  |  |  | 0 | KOH KABEL INDUSTRI (M) SDN BHD |  | 3
257050115 | B02296 | B02296 | 6875549 | 6875555 | BCRS/PCE/J00838/MB1 | 300430822 | Existing | RYB |  | B02298 PKNS KG PADANG | CLOSED | CLOSED | LINK | 11.000 kV | 11 kV | GAS | 2010-11-01 | 0 | J3392/R/262 |  | INDKOM | INDKOM | 1210308155 | Not applicable | SWS BT 19 3/4 KG PADANG | SUBSTATION | Unknown | YES |  | DISTRIBUTION | TNB | CHERAS | Unknown | 75 | Unknown | Unknown | Unknown | NO |  | LINE |  | 28 | 400.000 A | 0.63 | 50 | 20 | B02296 | NO | Not applicable |  |  | Unknown | Unknown | STN SUIS BT 19 3/4 NO 2 |  | 3
257050119 | B02297 | B02297 | 6875550 | 6875561 | BCRS/PCE/J00838/MB1 | 300430822 | Existing | RYB |  | SPARE | OPEN | OPEN | LINK | 11.000 kV | 11 kV | GAS | 2010-11-01 | 0 | J3392-1/R/105 |  | INDKOM | INDKOM | 1210308155 | Not applicable | SWS BT 19 3/4 KG PADANG | SUBSTATION | Unknown | YES | Unknown | DISTRIBUTION | TNB | CHERAS | Unknown | 75 | Unknown | Unknown | Unknown | NO |  | LINE |  | 28 | 400.000 A | 0.63 | 50 | 20 | B02297 | NO | Not applicable |  |  | Unknown | Unknown | STN SUIS BT 19 3/4 NO 2 |  | 3
257050123 | B02294 | B02294 | 6875551 | 6875565 | BCRS/PCE/J00838/MB1 | 300430822 | Existing | RYB |  | B02293 PADAT HULU PERDIK | CLOSED | CLOSED | LINK | 11.000 kV | 11 kV | GAS | 2010-11-01 | 0 | R17167-115R |  | INDKOM | INDKOM | 1210308155 | Not applicable | SWS BT 19 3/4 KG PADANG | SUBSTATION | Unknown | YES | Unknown | DISTRIBUTION | TNB | CHERAS | Unknown | 75 | Unknown | Unknown | Unknown | Unknown |  | LINE |  | 28 | 400.000 A | 0.63 | 50 | 20 | B02294 | NO | Not applicable |  |  | Unknown | Unknown | STN SUIS BT 19 3/4 NO 2 |  | 3
257050145 | B02288 | B02288 | 6875582 | 6875599 | BCRS/PCE/J00077/MBB02288 | 300004375 | Existing | RYB |  | B09078 PE TMN IMPIAN WARISAN | CLOSED | CLOSED | LINK | 12.000 kV | 11 kV | GAS | 2000-11-01 | 2000 | B203800 |  | FALCON BETA | TAMCO | B203800 | N/A | KUALA PERDIK (OUTDOOR) | SUBSTATION | Unknown | Unknown | Unknown | DISTRIBUTION | TNB | CHERAS | Unknown | 75 |  |  | Unknown | Unknown |  | LINE |  | 28 | 630.000 A | 0.63 | 50 | 20 | B02288 | NO | N/A |  |  |  | 0 | KUALA PERDIK |  | 3
257050149 | B02290 | B02290 | 6875583 | 6875592 | BCRS/PCE/J00077/MBB02288 | 300004375 | Existing | RYB |  | B02291 H/PERDIK COMPACT | CLOSED | CLOSED | LINK | 12.000 kV | 11 kV | GAS | 2000-11-01 | 2000 | B203800 |  | FALCON BETA | TAMCO | B203800 | N/A | KUALA PERDIK (OUTDOOR) | SUBSTATION | Unknown | Unknown | Unknown | DISTRIBUTION | TNB | CHERAS | Unknown | 75 |  |  | Unknown | Unknown |  | LINE |  | 28 | 630.000 A | 0.63 | 50 | 20 | B02290 | NO | N/A |  |  |  | 0 | KUALA PERDIK |  | 3
257050172 | B04594 | B04594 | 6875647 | 6875664 | BCRS/PCE/J00042/MBB04592 | 300004235 | Existing | RYB |  | B04595 PDT KG ORG ASLI PANGSUN | CLOSED | CLOSED | LINK | 12.000 kV | 11 kV | GAS | 2000-11-01 | 0 | RQ 9943049 |  | MERLIN GERIN | MERLIN GERIN | RQ 9943049 | N/A | BT 21 PANGSOON PADAT | SUBSTATION | Unknown | Unknown | Unknown | DISTRIBUTION | TNB | CHERAS | Unknown | 75 |  |  | Unknown | Unknown |  | LINE |  | 28 | 630.000 A | 0.63 | 50 | 20 | B04594 | NO | N/A |  |  |  | 0 | PADAT KG BT 21 PANGSUN |  | 3
257050176 | B04592 | B04592 | 6875648 | 6875657 | BCRS/PCE/J00042/MBB04592 | 300004235 | Existing | RYB |  | B05445 PKNS KG PADANG | CLOSED | CLOSED | LINK | 12.000 kV | 11 kV | GAS | 2000-11-01 | 0 | RQ 9943049 |  | MERLIN GERIN | MERLIN GERIN | RQ 9943049 | N/A | BT 21 PANGSOON PADAT | SUBSTATION | Unknown | Unknown | Unknown | DISTRIBUTION | TNB | CHERAS | Unknown | 75 |  |  | Unknown | Unknown |  | LINE |  | 28 | 630.000 A | 0.63 | 50 | 20 | B04592 | NO | N/A |  |  |  | 0 | PADAT KG BT 21 PANGSUN |  | 3
257050199 | B02291 | B02291 | 6877078 | 6877091 | BCRS/PCE/J00078/MBB02291 | 300004381 | Existing | RYB |  | B02290 KUALA PERDIK | CLOSED | CLOSED | LINK | 11.000 kV | 11 kV | GAS | 2001-11-01 | 2001 | 0122S042 |  | INDKOM | INDKOM | 0122S042 | N/A | KG HULU PERDIK COMPACT | SUBSTATION | Unknown | Unknown | Unknown | DISTRIBUTION | TNB | CHERAS | Unknown | 75 |  |  | Unknown | Unknown |  | LINE |  | 28 | 630.000 A | 0.63 | 50 | 20 | B02291 | NO | N/A |  |  |  | 0 | PADAT HULU PERDIK |  | 3
257050203 | B02293 | B02293 | 6877079 | 6877095 | BCRS/PCE/J00078/MBB02291 | 300004381 | Existing | RYB |  | B02294 S/S 19 3/4 KG PDG NO 2 | CLOSED | CLOSED | LINK | 11.000 kV | 11 kV | GAS | 2001-11-01 | 2001 | 0122S042 |  | INDKOM | INDKOM | 0122S042 | N/A | KG HULU PERDIK COMPACT | SUBSTATION | Unknown | Unknown | Unknown | DISTRIBUTION | TNB | CHERAS | Unknown | 75 |  |  | Unknown | Unknown |  | LINE |  | 28 | 630.000 A | 0.63 | 50 | 20 | B02293 | NO | N/A |  |  |  | 0 | PADAT HULU PERDIK |  | 3
257077048 | B09486 | B09486 | 26186671 | 26186670 |  |  | Existing | RYB | MHCR2-11 | B12053 JLN BENTARA 14/5 BMC | CLOSED | CLOSED | LINK | 12.000 kV | 11 kV | GAS |  | 2006 | 23698 |  | VEI | VEI | 23698 | N/A | JALAN SERI BUDIMAN 1/3 TMN SRI BUDIMAN | SUBSTATION | Unknown | Unknown | Unknown | DISTRIBUTION | TNB | CHERAS | Unknown | 75 |  |  | Unknown | Unknown |  | LINE |  | 28 | 630.000 A | 0.63 | 20 | 20 | B09486 | NO | N/A |  |  |  | 0 | JALAN SERI BUDIMAN 1/3 |  | 3
257077053 | B09488 | B09488 | 26186684 | 26186683 |  |  | Existing | RYB | MHCR2-11 | B10256 JLN SERI BUDIMAN 2/2 | CLOSED | CLOSED | LINK | 12.000 kV | 11 kV | GAS |  | 2006 | 23698 |  | VEI | VEI | 23698 | N/A | JALAN SERI BUDIMAN 1/3 TMN SRI BUDIMAN | SUBSTATION | Unknown | Unknown | Unknown | DISTRIBUTION | TNB | CHERAS | Unknown | 75 |  |  | Unknown | Unknown |  | LINE |  | 28 | 630.000 A | 0.63 | 50 | 20 | B09488 | NO | N/A |  |  |  | 0 | JALAN SERI BUDIMAN 1/3 |  | 3
257086804 | B10323 | 10323 | 26151579 | 26151578 | BCRS/PCE/J00647/MB1 | 300431605 | Existing | RYB | PBEL(P)-2 | B07844 WHITEX GARMENT NO.2 | CLOSED | CLOSED | LINK | 12.000 kV | 11 kV | GAS | 2008-11-11 | 2008 | B2815766 | Unknown | FALCON BETA | TAMCO | B2815766 |  | PIONER ALUMINIUM LOT 1870 | SUBSTATION | Unknown | Unknown | Unknown | DISTRIBUTION | TNB | CHERAS | Unknown | 75 |  |  | Unknown | Unknown |  | LINE |  | 28 | 630.000 A | 0.63 | 50 | 20 | B10323 | Unknown |  |  |  |  | 0 | PIONEER ALUMINIUM LOT 1870 |  | 3
257086809 | B10321 | B10321 | 26151594 | 26151593 | BCRS/PCE/J00647/MB1 | 300431605 | Existing | RYB | PBEL(P)-2 | B09382 KENT LEE (M) SDN BHD | CLOSED | CLOSED | LINK | 12.000 kV | 11 kV | GAS | 2008-11-11 | 2008 | B2815766 | Unknown | FALCON BETA | TAMCO | B2815766 |  | PIONER ALUMINIUM LOT 1870 | SUBSTATION | Unknown | Unknown | Unknown | DISTRIBUTION | TNB | CHERAS | Unknown | 75 |  |  | Unknown | Unknown |  | LINE |  | 28 | 630.000 A | 0.63 | 50 | 20 | B10321 | Unknown |  |  |  |  | 0 | PIONEER ALUMINIUM LOT 1870 |  | 3
257095633 | B10483 | PE SUKMA PESONA SURIA | 26324120 | 26324119 | BCRS/PCE/J00460/MB | 300431556 | Existing | RYB | SGLN-7 | B12122 PE SUKMA PESONA SURIA | CLOSED | CLOSED | LINK | 12.000 kV | 11 kV | GAS | 18/07/1998 | 2008 | D285872 | Unknown | FALCON BETA | TAMCO | D285872 |  | TANMING MUTIARA SG LONG | SUBSTATION | Unknown | Unknown | Unknown | DISTRIBUTION | TNB | CHERAS | Unknown | 75 |  |  | Unknown | Unknown |  | Unknown |  | 28 | 630.000 A | 0.63 | 50 | 20 | B10483 | Unknown |  |  |  |  | 0 | TAMAN TAMING MUTIARA |  | 3
257095638 | B10480 | PE JLN IKHLAS BDR SG.LONG | 26324134 | 26324133 | BCRS/PCE/J00460/MB | 300431556 | Existing | RYB | SGLN-7 | B13792 PE WIRA MUTIARA | CLOSED | CLOSED | LINK | 12.000 kV | 11 kV | GAS | 18/07/1998 | 2008 | D285872 | Unknown | FALCON BETA | TAMCO | D285872 |  | TANMING MUTIARA SG LONG | SUBSTATION | Unknown | Unknown | Unknown | DISTRIBUTION | TNB | CHERAS | Unknown | 75 |  |  | Unknown | Unknown |  | Unknown |  | 28 | 630.000 A | 0.63 | 50 | 20 | B10480 | Unknown |  |  |  |  | 0 | TAMAN TAMING MUTIARA |  | 3
257095661 | B10495 | PE HONG KONG TOYS | 26358667 | 26358666 | BCRS/PCE/J00926/MB1 | 300444871 | Existing | RYB | JUBA-10 | B01483 PE HONG KONG TOYS | CLOSED | CLOSED | LINK | 12.000 kV | 11 kV | GAS | 2012-11-01 | 2008 | R0817143 MY | Unknown | MERLIN GERIN | MERLIN GERIN | R0817143 MY |  | PLAZA PERABOT BALAKONG | SUBSTATION | Unknown | Unknown | Unknown | DISTRIBUTION | TNB | CHERAS | Unknown | 75 |  |  | Unknown | Unknown |  | Unknown |  | 28 | 630.000 A | 0.63 | 50 | 18.5 | B10495 | Unknown |  |  |  |  | 0 | PLAZA PERABOT BALAKONG |  | 3
257095665 | B10493 | PE CHIN HUAT | 26358674 | 26358673 | BCRS/PCE/J00926/MB1 | 300444871 | Existing | RYB | JUBA-2 | B01488 PE CHIN HUAT | OPEN | CLOSED | LINK | 12.000 kV | 11 kV | GAS | 2012-11-01 | 2008 | R0817143 MY | Unknown | MERLIN GERIN | MERLIN GERIN | R0817143 MY |  | PLAZA PERABOT BALAKONG | SUBSTATION | Unknown | Unknown | Unknown | DISTRIBUTION | TNB | CHERAS | Unknown | 75 |  |  | Unknown | Unknown |  | Unknown |  | 28 | 630.000 A | 0.63 | 50 | 18.5 | B10493 | Unknown |  |  |  |  | 0 | PLAZA PERABOT BALAKONG |  | 3
257095695 | B10454 | B10454 | 26359953 | 26359952 | BCRS/PCE/J00727/MB1 | 300430805 | Existing | RYB | CJYA-12 | B09116 LEW MEW CHOI NO.2 | CLOSED | CLOSED | LINK | 12.000 kV | 11 kV | GAS | 2012-11-11 | 2008 | D285860 |  | FALCON BETA | TAMCO | D285860 |  | TOYOTA 3S | SUBSTATION | Unknown | Unknown | Unknown | DISTRIBUTION | TNB | CHERAS | Unknown | 75 |  |  |  | Unknown |  | LINE |  | 28 | 630.000 A | 0.63 | 50 | 20 | B10454 | Unknown |  |  |  |  | 0 | TOYOTA 3S |  | 3
257095700 | B10451 | B10451 | 26359967 | 26359966 | BCRS/PCE/J00727/MB1 | 300430805 | Existing | RYB | CJYA-12 | B07056 WING HING NO.2 | CLOSED | CLOSED | LINK | 12.000 kV | 11 kV | GAS | 2012-11-11 | 2008 | D285860 |  | FALCON BETA | TAMCO | D285860 |  | TOYOTA 3S | SUBSTATION | Unknown | Unknown | Unknown | DISTRIBUTION | TNB | CHERAS | Unknown | 75 |  |  |  | Unknown |  | LINE |  | 28 | 630.000 A | 0.63 | 50 | 20 | B10451 | Unknown |  |  |  |  | 0 | TOYOTA 3S |  | 3
257120086 | B02620 | PE MINES LOTUS PHASE 2/1 | 16303934 | 16303933 |  |  | Existing | RYB |  | B08233 PE MINES LOTUS PHASE 2/1 | CLOSED | CLOSED | LINK | 12.000 kV | 11 kV | GAS |  | 1997 | D970125 | Unknown | FALCON BETA | TAMCO | D970125 |  | COUNTRY HEIGHT PARADE NO 2 | SUBSTATION | Unknown | Unknown | Unknown | DISTRIBUTION | TNB | CHERAS | Unknown | 75 |  |  | Unknown | Unknown |  | Unknown |  | 28 | 630.000 A | 0.63 | 50 | 20 | B02620 | Unknown |  |  |  |  | 0 | COUNTRY HEIGHT PARADE NO.2 |  | 3
257120090 | B02621 | PE COUNTRY HEIGHT PARADE NO.3 | 16303939 | 16303938 |  |  | Existing | RYB |  | B02623 PE COUNTRY HEIGHT PARADE NO.3 | CLOSED | CLOSED | LINK | 12.000 kV | 11 kV | GAS |  | 1997 | D970125 | Unknown | FALCON BETA | TAMCO | D970125 |  | COUNTRY HEIGHT PARADE NO 2 | SUBSTATION | Unknown | Unknown | Unknown | DISTRIBUTION | TNB | CHERAS | Unknown | 75 |  |  | Unknown | Unknown |  | Unknown |  | 28 | 630.000 A | 0.63 | 50 | 20 | B02621 | Unknown |  |  |  |  | 0 | COUNTRY HEIGHT PARADE NO.2 |  | 3
257120409 | B08235 | PE CITY BEACH RESORT | 16304058 | 16304057 |  |  | Existing | RYB |  | B02626 PE CITY BEACH RESORT | CLOSED | CLOSED | LINK | 12.000 kV | 11 kV | GAS |  | 2004 | B248280 | Unknown | FALCON BETA | TAMCO | B248280 |  | MINES LOTUS 2/1 | SUBSTATION | Unknown | Unknown | Unknown | DISTRIBUTION | TNB | CHERAS | Unknown | 75 |  |  | Unknown | Unknown |  | Unknown |  | 28 | 630.000 A | 0.63 | 50 | 20 | B08235 | Unknown |  |  |  |  | 0 | MINES LOTUS PHASE 2/1 |  | 3
257120413 | B08233 | PE COUNTRY HEIGHT PARADE NO.2 | 16304061 | 16304060 |  |  | Existing | RYB |  | B02620 PE COUNTRY HEIGHT PARADE NO.2 | CLOSED | CLOSED | LINK | 12.000 kV | 11 kV | GAS |  | 2004 | B248280 | Unknown | FALCON BETA | TAMCO | B248280 |  | MINES LOTUS 2/1 | SUBSTATION | Unknown | Unknown | Unknown | DISTRIBUTION | TNB | CHERAS | Unknown | 75 |  |  | Unknown | Unknown |  | Unknown |  | 28 | 630.000 A | 0.63 | 50 | 20 | B08233 | Unknown |  |  |  |  | 0 | MINES LOTUS PHASE 2/1 |  | 3
257131708 | B02637 |  | 16304113 | 16304112 |  |  | Existing | RYB |  | B11811 PADAT JLN TIMAH | CLOSED | CLOSED | LINK |  | 11 kV | GAS |  | 1997 | 97285060 |  | INDKOM | INDKOM | 97285060 |  | COUNTRY HEIGHT PARADE NO 1 | Unknown | Unknown | Unknown | Unknown | DISTRIBUTION | TNB | CHERAS | Unknown | 75 |  |  |  | Unknown |  |  |  | 28 |  | 0.63 | 50 | 20 | B02637 | [5 empty] | 0 | COUNTRY HEIGHT PARADE NO.1 |  | 3
257131714 | B02638 |  | 16305670 | 16305669 |  |  | Existing | RYB |  | B10463 COMPACT DATO SERI TIONG | CLOSED | CLOSED | LINK | 11.000 kV | 11 kV | GAS |  | 1997 | 97285060 |  | INDKOM | INDKOM | 97285060 |  | COUNTRY HEIGHT PARADE NO 1 | Unknown | Unknown | Unknown | Unknown | DISTRIBUTION | TNB | CHERAS | Unknown | 75 |  |  | Unknown | Unknown |  | Unknown |  | 28 | 630.000 A | 0.63 | 50 | 20 | B02638 | [5 empty] | 0 | COUNTRY HEIGHT PARADE NO.1 |  | 3
257131825 | B13138 | LOOPING | 16309863 | 16309862 | BCRS/PCE/J00660/MB1 | 310282211 | Existing | RYB | BLKG-2 | LOOPING | CLOSED | CLOSED | LINK | 11.000 kV | 11 kV | GAS |  | 0 | R17165-13R | Unknown | TOSHIBA | TOPRANK | 1D3L1T BS 20 |  | DESA SERDANG NO 1 | SUBSTATION | Unknown | Unknown | Unknown | DISTRIBUTION | TNB | CHERAS | Unknown | 75 |  |  | Unknown | Unknown |  | LINE |  | 28 | 400.000 A | 0.63 | 50 | 20 | B13138 | Unknown |  |  |  |  | 0 | TMN. DESA SERDANG NO 1 |  | 3
257131830 | B00853 | PE TMN DESA SERDANG NO 2 | 16309878 | 16309877 | BCRS/PCE/J00660/MB1 | 310282211 | Existing | RYB | BLKG-2 | B00898 PE TMN DESA SERDANG NO 2 | CLOSED | CLOSED | LINK | 11.000 kV | 11 kV | GAS |  | 0 | B17163-45H | Unknown | TOSHIBA | TOPRANK | 1D3L1T BS 20 |  | DESA SERDANG NO 1 | SUBSTATION | Unknown | Unknown | Unknown | DISTRIBUTION | TNB | CHERAS | Unknown | 75 |  |  | Unknown | Unknown |  | LINE |  | 28 | 400.000 A | 0.63 | 50 | 20 | B00853 | Unknown |  |  |  |  | 0 | TMN. DESA SERDANG NO 1 |  | 3
257131835 | B00854 | PE COMPACT KG SETIA | 16309888 | 16309890 | BCRS/PCE/J00660/MB1 | 310282211 | Existing | RYB | BLKG-2 | B00855 COMPACT KG SETIA | CLOSED | CLOSED | LINK | 11.000 kV | 11 kV | GAS |  | 0 | R17165-11R | Unknown | TOSHIBA | TOPRANK | 1D3L1T BS 20 |  | DESA SERDANG NO 1 | SUBSTATION | Unknown | Unknown | Unknown | DISTRIBUTION | TNB | CHERAS | Unknown | 75 |  |  | Unknown | Unknown |  | LINE |  | 28 | 400.000 A | 0.63 | 50 | 20 | B00854 | Unknown |  |  |  |  | 0 | TMN. DESA SERDANG NO 1 |  | 3
257133701 | B02644 | PE PLAZA TOL SG. BESI(BESRAYA) | 16307311 | 16307310 | BCRS/PCE/J00819/MB | 300430818 | Existing | RYB |  | B02646 PE PLAZA TOL SG. BESI(BESRAYA) | CLOSED | CLOSED | LINK | 12.000 kV | 11 kV | GAS | 2000-11-01 | 1995 | C950023 | Unknown | FALCON BETA | TAMCO | N/A |  | SWS MINES WATERFRONT | SUBSTATION | Unknown | Unknown | Unknown | DISTRIBUTION | TNB | CHERAS | Unknown | 75 |  |  | Unknown | Unknown |  | Unknown |  | 28 | 630.000 A | 0.63 | 50 | 20 | B02644 | Unknown |  |  |  |  | 0 | STN SUIS MINES WATERFRONT PARK |  | 3
257133705 | B02643 | PE MINES RESORT NO.1 | 16307314 | 16307313 | BCRS/PCE/J00819/MB | 300430818 | Existing | RYB |  | B02615 PE MINES RESORT NO.1 | CLOSED | CLOSED | LINK | 12.000 kV | 11 kV | GAS | 2000-11-01 | 1995 | C950023 | Unknown | FALCON BETA | TAMCO | N/A |  | SWS MINES WATERFRONT | SUBSTATION | Unknown | Unknown | Unknown | DISTRIBUTION | TNB | CHERAS | Unknown | 75 |  |  | Unknown | Unknown |  | Unknown |  | 28 | 630.000 A | 0.63 | 50 | 20 | B02643 | Unknown |  |  |  |  | 0 | STN SUIS MINES WATERFRONT PARK |  | 3
257134115 | B02617 | PE MINES RESORT NO.1 | 16298971 | 16298970 | BCRS/PCE/J00806/MB1 | 300448352 | Existing | RYB |  | B02613 PE MINES RESORT NO.1 | CLOSED | CLOSED | LINK | 12.000 kV | 11 kV | GAS | 1998-11-11 | 1996 | D960077 | Unknown | FALCON BETA | TAMCO | D960077 |  | MINES RESORT NO 2 | SUBSTATION | Unknown | Unknown | Unknown | DISTRIBUTION | TNB | CHERAS | Unknown | 75 |  |  | Unknown | Unknown |  | Unknown |  | 28 | 630.000 A | 0.63 | 50 | 20 | B02617 | Unknown |  |  |  |  | 0 | MINES RESORT NO.2 |  | 3
257134121 | B02619 |  | 16298992 | 16298991 | BCRS/PCE/J00806/MB1 | 300448352 | Existing | RYB |  | SPARE | OPEN | OPEN | LINK | 12.000 kV | 11 kV | GAS | 1998-11-11 | 1996 | D960077 | Unknown | FALCON BETA | TAMCO | D960077 |  | MINES RESORT NO 2 | SUBSTATION | Unknown | Unknown | Unknown | DISTRIBUTION | TNB | CHERAS | Unknown | 75 |  |  | Unknown | Unknown |  | Unknown |  | 28 | 630.000 A | 0.63 | 50 | 20 | B02619 | Unknown |  |  |  |  | 0 | MINES RESORT NO.2 |  | 3
257134218 |  |  | 16307383 | 16307382 |  |  | Existing | RYB | MINE-1 | BUS SECTION NO.1 | CLOSED | CLOSED | BUSBAR SECTION | 12.000 kV | 11 kV | VACUMM |  | 0 |  |  | TAMCO | TAMCO | N/A | N/A | MINES SHOPPING FAIR (HANDOVER TO CUST.) | Unknown | Unknown | Unknown | Unknown | DISTRIBUTION | TNB | CHERAS | Unknown | Unknown |  |  |  | Unknown |  |  |  |  | 630.000 A | 20 | 20 | 20 | [6 empty] | 0 | STESEN SUIS MINES SHOPPING FAIR |  | 3
257134228 |  |  | 16307400 | 16307401 |  |  | Existing | RYB | MINE-1 | BUS SECTION NO.2 | OPEN | OPEN | BUSBAR SECTION | 20.000 kV | 11 kV | VACUMM |  | 0 |  |  | TAMCO | TAMCO | N/A | N/A | MINES SHOPPING FAIR (HANDOVER TO CUST.) | Unknown | Unknown | Unknown | Unknown | DISTRIBUTION | TNB | CHERAS | Unknown | Unknown |  |  |  | Unknown |  |  |  |  | 630.000 A | 20 | 20 | 20 | [6 empty] | 0 | STESEN SUIS MINES SHOPPING FAIR |  | 3
257196418 | B10046 | B10046 | 26054913 | 26054912 | BCRS/PCE/J00933/MB1 | 300445065 | Existing | RYB | LMAS-9 | B11834 PE TAMAN SUTERA RESIDENCE NO 1 | CLOSED | CLOSED | LINK | 12.000 kV | 11 kV | GAS | 2007-11-11 | 2007 | D 275252 |  | FALCON BETA | TAMCO | D 275252 | N/A | JLN SUADAMAI 11/1 BTHO | SUBSTATION | Unknown | Unknown | Unknown | DISTRIBUTION | TNB | CHERAS | Unknown | 75 |  |  | Unknown | Unknown |  | LINE |  | 28 | 630.000 A | 0.63 | 50 | 20 | B10046 | NO | N/A |  |  |  | 0 | JALAN SUADAMAI 11/1 BTHO |  | 3
257196424 | B10043 | B10043 | 26054936 | 26054935 | BCRS/PCE/J00933/MB1 | 300445065 | Existing | RYB | LMAS-9 | B10024 JLN SUADAMAI 11/4 | CLOSED | CLOSED | LINK | 12.000 kV | 11 kV | GAS | 2007-11-11 | 2007 | D 275252 |  | FALCON BETA | TAMCO | D 275252 | N/A | JLN SUADAMAI 11/1 BTHO | SUBSTATION | Unknown | Unknown | Unknown | DISTRIBUTION | TNB | CHERAS | Unknown | 75 |  |  | Unknown | Unknown |  | LINE |  | 28 | 630.000 A | 0.63 | 50 | 20 | B10043 | NO | N/A |  |  |  | 0 | JALAN SUADAMAI 11/1 BTHO |  | 3
257201653 | B05247 | B05247 | 6813264 | 6813263 | BCRS/PCE/J00803/MB1 | 300437879 | Existing | RYB | CJYA-12 | B01425 PST DAGANGAN BLKG NO1 | CLOSED | CLOSED | LINK | 12.000 kV | 11 kV | GAS | 2001-11-11 | 2001 | CV712050/00011/009 |  | ITEM | ITEM | CV712050/00011/009 |  | PERUMAHAN SUMBANGAN DAYA | SUBSTATION | Unknown | Unknown | Unknown | DISTRIBUTION | TNB | CHERAS | Unknown | 75 |  |  |  | Unknown |  | LINE |  | 28 | 630.000 A | 0.63 | 50 | 20 | B05247 | Unknown |  |  |  |  | 0 | PERUMAHAN SUMBANGAN DAYA |  | 3
257201659 | B05250 | B05250 | 6813282 | 6813281 | BCRS/PCE/J00803/MB1 | 300437879 | Existing | RYB | CJYA-12 | B01426 PUSAT BALAKONG NO 4 | CLOSED | CLOSED | LINK | 12.000 kV | 11 kV | GAS | 2001-11-11 | 2001 | CV712050/00011/009 |  | ITEM | ITEM | CV712050/00011/009 |  | PERUMAHAN SUMBANGAN DAYA | SUBSTATION | Unknown | Unknown | Unknown | DISTRIBUTION | TNB | CHERAS | Unknown | 75 |  |  |  | Unknown |  | LINE |  | 28 | 630.000 A | 0.63 | 50 | 20 | B05250 | Unknown |  |  |  |  | 0 | PERUMAHAN SUMBANGAN DAYA |  | 3
257201723 | B02653 |  | 6894704 | 6894703 | BCRS/PCE/J00759/MB1 | 300271224 | Existing | RYB | MINE-6 | B02655 SG BESI INDAH NO5 | OPEN | CLOSED | LINK | 12.000 kV | 11 kV | GAS | 18/07/1998 | 2006 | 3056 |  | VEI | VEI |  |  | SG BESI INDAH NO 5A | Unknown | Unknown | Unknown | Unknown | DISTRIBUTION | TNB | CHERAS | Unknown | Unknown |  |  |  | Unknown |  |  |  |  | 630.000 A | 20 | 20 | 20 | B02653 | [5 empty] | 0 | TAMAN SG BESI INDAH NO5A |  | 3
257201728 | B02652 |  | 6895498 | 6895497 | BCRS/PCE/J00759/MB1 | 300271224 | Existing | RYB | MINE-6 | B106662 R/P SOUTHERN LAKE | CLOSED | CLOSED | LINK | 12.000 kV | 11 kV | GAS | 18/07/1998 | 2006 | 3056 |  | VEI | VEI |  |  | SG BESI INDAH NO 5A | Unknown | Unknown | Unknown | Unknown | DISTRIBUTION | TNB | CHERAS | Unknown | Unknown |  |  |  | Unknown |  |  |  |  | 630.000 A | 20 | 20 | 20 | B02652 | [5 empty] | 0 | TAMAN SG BESI INDAH NO5A |  | 3
257203253 | B02377 | B02377 | 6832432 | 6832431 | BCRS/PCE/J00191/MBB02375 | 300005590 | Existing | RYB | SGLN-12 | B08226 BDR SG LONG COMPACT | CLOSED | CLOSED | LINK | 11.000 kV | 11 kV | GAS | 2000-11-01 | 2000 | 0004S032 |  | INDKOM | INDKOM | 0004S032 | N/A | SG LONG NO 5 | SUBSTATION | Unknown | Unknown | Unknown | DISTRIBUTION | TNB | CHERAS | Unknown | 75 |  |  | Unknown | Unknown |  | LINE |  | 28 | 630.000 A | 0.63 | 50 | 20 | B02377 | NO | N/A |  |  |  | 0 | BANDAR SG LONG NO 5 |  | 3
257203257 | B02375 | B02375 | 6832435 | 6832434 | BCRS/PCE/J00191/MBB02375 | 300005590 | Existing | RYB | SGLN-12 | B08091 JLN SL 14/4 SG LONG | CLOSED | CLOSED | LINK | 11.000 kV | 11 kV | GAS | 2000-11-01 | 2000 | 0004S032 |  | INDKOM | INDKOM | 0004S032 | N/A | SG LONG NO 5 | SUBSTATION | Unknown | Unknown | Unknown | DISTRIBUTION | TNB | CHERAS | Unknown | 75 |  |  | Unknown | Unknown |  | LINE |  | 28 | 630.000 A | 0.63 | 50 | 20 | B02375 | NO | N/A |  |  |  | 0 | BANDAR SG LONG NO 5 |  | 3
257203641 | B06031 |  | 6924088 | 6924087 | BCRS/PCE/J00117/MBB06031 | 300004530 | Existing | RYB | TMASS-10 | B04564 TIP CORPORATION NO 2 | CLOSED | CLOSED | LINK | 11.000 kV | 11 kV | GAS | 1999-11-01 | 1999 | 9927S182 |  | INDKOM | INDKOM | 9927S182 |  | CHASELAND NO 1 | Unknown | Unknown | Unknown | Unknown | DISTRIBUTION | TNB | CHERAS | Unknown | 75 |  |  | Unknown | Unknown |  | LINE |  | 28 | 630.000 A | 0.63 | 50 | 20 | B06031 | [5 empty] | 0 | CHASE LAND SDN BHD NO 1 |  | 3
257203645 | B06033 |  | 6924094 | 6924093 | BCRS/PCE/J00117/MBB06031 | 300004530 | Existing | RYB | TMASS-10 | B06040 CHASE LAND NO 3 | CLOSED | CLOSED | LINK | 11.000 kV | 11 kV | GAS | 1999-11-01 | 1999 | 9927S182 | Unknown | INDKOM | INDKOM | 9927S182 |  | CHASELAND NO 1 | Unknown | Unknown | Unknown | Unknown | DISTRIBUTION | TNB | CHERAS | Unknown | 75 |  |  | Unknown | Unknown |  | LINE |  | 28 | 630.000 A | 0.63 | 50 | 20 | B06033 | Unknown |  |  |  |  | 0 | CHASE LAND SDN BHD NO 1 |  | 3
257212612 | B01867 | PE MAGNA VILLA NO 1 | 6904952 | 6904951 | BCRS/PCE/J00353/MB | 300010454 | Existing | RYB | CJYA-11 | B01875 PE MAGNA VILLA NO 1 | CLOSED | CLOSED | LINK | 12.000 kV | 11 kV | GAS | 1996-11-01 | 1996 | B960923 | Unknown | FALCON BETA | TAMCO | B960923 |  | SURUNG (EUROMAS) | SUBSTATION | Unknown | Unknown | Unknown | DISTRIBUTION | TNB | CHERAS | Unknown | 75 |  |  | Unknown | Unknown |  | Unknown |  | 28 | 630.000 A | 0.63 | 50 | 20 | B01867 | Unknown |  |  |  |  | 0 | TETUAN EUROMAS |  | 3
257212616 | B01865 | PE MITAH MANUFACTURING S/B | 6904955 | 6904954 | BCRS/PCE/J00353/MB | 300010454 | Existing | RYB | CJYA-11 | B01864 PE MITAH MANUFACTURING S/B | CLOSED | CLOSED | LINK | 12.000 kV | 11 kV | GAS | 1996-11-01 | 1996 | B960923 | Unknown | FALCON BETA | TAMCO | B960923 |  | SURUNG (EUROMAS) | SUBSTATION | Unknown | Unknown | Unknown | DISTRIBUTION | TNB | CHERAS | Unknown | 75 |  |  | Unknown | Unknown |  | Unknown |  | 28 | 630.000 A | 0.63 | 50 | 20 | B01865 | Unknown |  |  |  |  | 0 | TETUAN EUROMAS |  | 3
257213806 | B01423 | B01423 | 6825369 | 6825368 | BCRS/PCE/J00377/MBB01423 | 300010588 | Existing | RYB | CJYA-12 | B01422 WING HIN IND | CLOSED | CLOSED | LINK | 12.000 kV | 11 kV | GAS | 2000-11-11 | 1996 | B961457 |  | TAMCO | TAMCO | 3961457 |  | PST DAGANGAN BALAKONG NO 1 COMPACT | SUBSTATION | Unknown | Unknown | Unknown | DISTRIBUTION | TNB | CHERAS | Unknown | 75 |  |  |  | Unknown |  | LINE |  | 28 | 630.000 A | 0.63 | 50 | 20 | B01423 | Unknown |  |  |  |  | 0 | PUSAT DAGANGAN BALAKONG |  | 3
257213811 | B01425 | B01425 | 6825381 | 6825380 | BCRS/PCE/J00377/MBB01423 | 300010588 | Existing | RYB | CJYA-12 | B05247 SUMBANGAN DAYA | OPEN | CLOSED | LINK | 12.000 kV | 11 kV | GAS | 2000-11-11 | 1996 | B961457 |  | TAMCO | TAMCO | 3961457 |  | PST DAGANGAN BALAKONG NO 1 COMPACT | SUBSTATION | Unknown | Unknown | Unknown | DISTRIBUTION | TNB | CHERAS | Unknown | 75 |  |  |  | Unknown |  | LINE |  | 28 | 630.000 A | 0.63 | 50 | 20 | B01425 | Unknown |  |  |  |  | 0 | PUSAT DAGANGAN BALAKONG |  | 3
257216154 | B08444 | PE TAN CHENG KAY | 6798937 | 6798936 | BCRS/PCE/J00832/MBB08444 |  | Existing | RYB | PBEL(P)-5 | B01269 PE TAN CHENG KAY | CLOSED | CLOSED | LINK | 12.000 kV | 11 kV | GAS |  | 0 | N/A | Unknown | MERLIN GERIN | MERLIN GERIN | na |  | CITIZEN SCREEN | SUBSTATION | Unknown | Unknown | Unknown | DISTRIBUTION | TNB | CHERAS | Unknown | 75 |  |  | Unknown | Unknown |  | Unknown |  | 28 | 630.000 A | 18.4 | 50 | 18.4 | B08444 | Unknown |  |  |  |  | 0 | CITIZEN SCREEN SDN BHD |  | 3
257216159 | B08446 | PE GIACOMO MARKETING(M) SDN BHD | 6798949 | 6798948 | BCRS/PCE/J00832/MBB08446 |  | Existing | RYB | PBEL(P)-5 | B11686 PE GIACOMO MARKETING(M) SDN BHD | CLOSED | CLOSED | LINK | 12.000 kV | 11 kV | GAS |  | 0 | N/A | Unknown | MERLIN GERIN | MERLIN GERIN | NA |  | CITIZEN SCREEN | SUBSTATION | Unknown | Unknown | Unknown | DISTRIBUTION | TNB | CHERAS | Unknown | 75 |  |  | Unknown | Unknown |  | Unknown |  | 28 | 630.000 A | 0.63 | 50 | 18.4 | B08446 | Unknown |  |  |  |  | 0 | CITIZEN SCREEN SDN BHD |  | 3
257216181 | B08873 | B08873 | 6803597 | 6803596 | BCRS/PCE/J00691/MBB08873 | 300270767 | Existing | RYB | PBEL(P)-14 | B07458 PE JORDONE CORPORATION SDN BHD | OPEN | CLOSED | LINK | 12.000 kV | 11 kV | GAS | 18/07/1998 | 0 | R0540334SF | Unknown | MERLIN GERIN | MERLIN GERIN | R0540334SF |  | JORDONE CORPORATION NO 2 | SUBSTATION | Unknown | Unknown | Unknown | DISTRIBUTION | TNB | CHERAS | Unknown | 75 |  |  | Unknown | Unknown |  | LINE |  | 28 | 630.000 A | 0.63 | 50 | 18.5 | B08873 | Unknown |  |  |  |  | 0 | JORDONE CORPORATION S/B NO 2 |  | 3
257216186 | B08875 | B08875 | 6803609 | 6803608 | BCRS/PCE/J00691/MBB08873 | 300270767 | Existing | RYB | PBEL(P)-14 | B05361 PE MEGAPOWER (M) SDN BHD | CLOSED | CLOSED | LINK | 12.000 kV | 11 kV | GAS | 18/07/1998 | 0 | R0540334SF | Unknown | MERLIN GERIN | MERLIN GERIN | R0540334SF |  | JORDONE CORPORATION NO 2 | SUBSTATION | Unknown | Unknown | Unknown | DISTRIBUTION | TNB | CHERAS | Unknown | 75 |  |  | Unknown | Unknown |  | LINE |  | 28 | 630.000 A | 0.63 | 50 | 18.5 | B08875 | Unknown |  |  |  |  | 0 | JORDONE CORPORATION S/B NO 2 |  | 3
257216208 | B06140 | B06140 | 6803755 | 6803754 | BCRS/PCE/J00009/MBB06140 | 300003269 | Existing | RYB | PBEL(P)-2 | B02888 BKT BELIMBING NO 1 | CLOSED | CLOSED | LINK | 12.000 kV | 11 kV | GAS | 1999-11-11 | 0 | 9926056 | Unknown | MERLIN GERIN | MERLIN GERIN | 9926056 |  | RUMAH PAM BKT BELIMBING | SUBSTATION | Unknown | Unknown | Unknown | DISTRIBUTION | TNB | CHERAS | Unknown | 75 |  |  | Unknown | Unknown |  | LINE |  | 28 | 630.000 A | 0.63 | 50 | 20 | B06140 | Unknown |  |  |  |  | 0 | RUMAH PAM BUKIT BELIMBING |  | 3
257216213 | B06142 | B06142 | 6803767 | 6803766 | BCRS/PCE/J00009/MBB06140 | 300003269 | Existing | RYB | PBEL(P)-2 | B02887 UNITED SENSION | CLOSED | CLOSED | LINK | 12.000 kV | 11 kV | GAS | 1999-11-11 | 0 | 9926056 | Unknown | MERLIN GERIN | MERLIN GERIN | 9926056 |  | RUMAH PAM BKT BELIMBING | SUBSTATION | Unknown | Unknown | Unknown | DISTRIBUTION | TNB | CHERAS | Unknown | 75 |  |  | Unknown | Unknown |  | LINE |  | 28 | 630.000 A | 0.63 | 50 | 20 | B06142 | Unknown |  |  |  |  | 0 | RUMAH PAM BUKIT BELIMBING |  | 3
257216241 | B01315 | B01315 | 6854986 | 6854985 | BCRS/PCE/J00204/MB1 | 300431416 | Existing | RYB | MHCR-13 | B01811 LIAN NGOI | CLOSED | CLOSED | LINK | 16.000 kV | 11 kV | OIL | 1993-11-11 | 1993 | KSS/2610 |  | REYROLLE | EPE | KSS/2610 | N/A | MAN FAT SEC 2 | SUBSTATION | Unknown | Unknown | Unknown | DISTRIBUTION | TNB | CHERAS | Unknown | 75 |  |  | Unknown | Unknown |  | LINE |  | 28 | 630.000 A | 0.63 | 50 | 20 | B01315 | NO | N/A |  |  |  | 0 | SEKSYEN 2 BATU 11 CHERAS |  | 3
257216245 | B01314 | B01314 | 6854992 | 6854991 | BCRS/PCE/J00204/MB1 | 300431416 | Existing | RYB | MHCR-13 | SPARE CABLE ABANDONE | OPEN | OPEN | LINK | 16.000 kV | 11 kV | OIL | 1993-11-11 | 1993 | ROS/556 |  | REYROLLE | EPE | KSS/2610 | N/A | MAN FAT SEC 2 | SUBSTATION | Unknown | Unknown | Unknown | DISTRIBUTION | TNB | CHERAS | Unknown | 75 |  |  | Unknown | Unknown |  | LINE |  | 28 | 630.000 A | 0.63 | 50 | 20 | B01314 | NO | N/A |  |  |  | 0 | SEKSYEN 2 BATU 11 CHERAS |  | 3
257216249 | B01317 | B01317 | 6854997 | 6854996 | BCRS/PCE/J00204/MB1 | 300431416 | Existing | RYB | MHCR-13 | MHCR-13 | CLOSED | CLOSED | LINK | 16.000 kV | 11 kV | OIL | 1993-11-11 | 1993 | KSS/2610 |  | REYROLLE | EPE | KSS/2610 | N/A | MAN FAT SEC 2 | SUBSTATION | Unknown | Unknown | Unknown | DISTRIBUTION | TNB | CHERAS | Unknown | 75 |  |  | Unknown | Unknown |  | LINE |  | 28 | 630.000 A | 0.63 | 50 | 20 | B01317 | NO | N/A |  |  |  | 0 | SEKSYEN 2 BATU 11 CHERAS |  | 3
257220065 | B01711 | B01711 | 6784059 | 6784058 | BCRS/PCE/J00164/MBB01711 | 300005391 | Existing | RYB | BTHO-9 | B01710 BTHO NO.7 | CLOSED | CLOSED | LINK | 12.000 kV | 11 kV | GAS | 2000-11-01 | 2004 | D242633 |  | FALCON BETA | TAMCO | D242633 | N/A | BTHO NO 6 | SUBSTATION | Unknown | Unknown | Unknown | DISTRIBUTION | TNB | CHERAS | Unknown | 75 |  |  | Unknown | Unknown |  | LINE |  | 28 | 630.000 A | 0.63 | 50 | 20 | B01711 | NO | N/A |  |  |  | 0 | BTHO:6 |  | 3
257220069 | B01713 | SPARE | 6784065 | 6784064 | BCRS/PCE/J00164/MBB01711 | 300005391 | Existing | RYB | BTHO-9 | SPARE | CLOSED | OPEN | LINK | 12.000 kV | 11 kV | GAS | 2000-11-01 | 2004 | D242633 |  | FALCON BETA | TAMCO | D242633 | N/A | BTHO NO 6 | Unknown | Unknown | Unknown | Unknown | DISTRIBUTION | TNB | CHERAS | Unknown | 75 |  |  | Unknown | Unknown |  | LINE |  | 28 | 630.000 A | 0.63 | 50 | 20 | B01713 | NO | N/A |  |  |  | 0 | BTHO:6 |  | 3
257220102 | B02051 | B02051 | 6820432 | 6820437 | BCRS/PCE/J00160/MBB02051 | 300005354 | Existing | RYB | BTHO-5 | B02050 TAMAN CHERAS MAS NO 2 | CLOSED | CLOSED | LINK | 16.000 kV | 11 kV | OIL | 2012-11-11 | 1997 | K55/1344 |  | REYROLLE | INDKOM | K55/1344 | N/A | TMN CHERAS MAS NO 1 | SUBSTATION | Unknown | Unknown | Unknown | DISTRIBUTION | TNB | CHERAS | Unknown | 75 |  |  | Unknown | Unknown |  | LINE |  | 28 | 630.000 A | 0.63 | 50 | 21.9 | B02051 | Unknown |  |  |  |  | 0 | TAMAN CHERAS MAS |  | 3
257220106 | B02053 | B02053 | 6820433 | 6820445 | BCRS/PCE/J00160/MBB02051 | 300005354 | Existing | RYB | BTHO-5 | B02054 TAMAN RASA SAYANG NO 2 | CLOSED | CLOSED | LINK | 16.000 kV | 11 kV | OIL | 2012-11-11 | 1997 | K55/1344 | Unknown | REYROLLE | INDKOM | K55/1344 | N/A | TMN CHERAS MAS NO 1 | SUBSTATION | Unknown | Unknown | Unknown | DISTRIBUTION | TNB | CHERAS | Unknown | 75 |  |  | Unknown | Unknown |  | LINE |  | 28 | 630.000 A | 0.63 | 50 | 21.9 | B02053 | Unknown |  |  |  |  | 0 | TAMAN CHERAS MAS |  | 3
257220140 | B01776 | B01776 | 6824968 | 6824967 | BCRS/PCE/J00236/MBB01776 | 300005889 | Existing | RYB | BTHO-1 | B01775 SHAH JAYA | CLOSED | CLOSED | LINK | 11.000 kV | 11 kV | OIL | 1990-11-01 | 0 | R07197-44R | Unknown | TOPRANK | TOPRANK | OD3L1T AK26 | Not applicable | SG WAY QUARRY IND SB | CUSTOMER | Unknown | YES | Unknown | DISTRIBUTION | TNB | CHERAS | Unknown | 75 | Unknown | Unknown | Unknown | NO |  | LINE |  | 28 | 400.000 A | 0.63 | 50 | 20 | B01776 | NO | Not applicable |  |  | Unknown | Unknown | SG WAY QUARRY KAJANG |  | 3
257220144 | B01778 | B01778 | 6824973 | 6824972 | BCRS/PCE/J00236/MBB01776 | 300005889 | Existing | RYB | BTHO-1 | B01779 IPV | CLOSED | CLOSED | LINK | 11.000 kV | 11 kV | OIL | 1990-11-01 | 0 | R07196-2SR | Unknown | TOPRANK | TOPRANK | OD3L1T AK26 | Not applicable | SG WAY QUARRY IND SB | SUBSTATION | Unknown | YES | Unknown | DISTRIBUTION | TNB | CHERAS | Unknown | 75 | Unknown | Unknown | Unknown | NO |  | LINE |  | 28 | 400.000 A | 0.63 | 50 | 20 | B01778 | NO | Not applicable |  |  | Unknown | Unknown | SG WAY QUARRY KAJANG |  | 3
257220765 | B08426 | B08956 PANGSAPURI INDAH | 6832321 | 6832320 | BCRS/PCE/J00881/MBB08426 |  | Existing | RYB | MHCR-4 | B08956 PANGSAPURI INDAH | CLOSED | CLOSED | LINK | 12.000 kV | 11 kV | GAS |  | 2003 | 11308 |  | VEI | VEI | 11308 |  | TMN TANMING INDAH NO 2 | SUBSTATION | Unknown | Unknown | Unknown | DISTRIBUTION | TNB | CHERAS | Unknown | 75 |  |  |  | Unknown |  | LINE |  | 28 | 630.000 A | 0.63 | 50 | 20 | B08426 | Unknown |  |  |  |  | 0 | TAMAN TANMING INDAH NO 2 |  | 3
257220771 | B08429 | B10388 PANGSAPURI ADALIA | 6832339 | 6832338 | BCRS/PCE/J00881/MBB08429 |  | Existing | RYB | MHCR-4 | B10388 PANGSAPURI ADALIA | CLOSED | CLOSED | LINK | 12.000 kV | 11 kV | GAS |  | 2003 | 11308 |  | VEI | VEI | 11308 |  | TMN TANMING INDAH NO 2 | SUBSTATION | Unknown | Unknown | Unknown | DISTRIBUTION | TNB | CHERAS | Unknown | 75 |  |  |  | Unknown |  | LINE |  | 28 | 630.000 A | 0.63 | 50 | 20 | B08429 | Unknown |  |  |  |  | 0 | TAMAN TANMING INDAH NO 2 |  | 3
257220880 | B09066 | B09066 | 6846243 | 6846242 | BCRS/PCE/J00530/MBB09066 | 300268138 | Existing | RYB | SGLN-2 | B07972 PANGSPURI BIDARA LUMAYAN | CLOSED | CLOSED | LINK | 12.000 kV | 11 kV | GAS | 18/07/1998 | 2006 | B2612194 | Unknown | FALCON BETA | TAMCO | B2612194 |  | PERSIARAN SG LONG 1 BDR SG LONG NO 3 | SUBSTATION | Unknown | Unknown | Unknown | DISTRIBUTION | TNB | CHERAS | Unknown | 75 |  |  | Unknown | Unknown |  | LINE |  | 28 | 630.000 A | 0.63 | 50 | 20 | B09066 | Unknown |  |  |  |  | 0 | BDR SG LONG NO 3 |  | 3
257220884 | B09068 | B09066 | 6846246 | 6846245 | BCRS/PCE/J00530/MBB09066 | 300268138 | Existing | RYB | SGLN-2 | B08994 BDR SG LONG 1 | CLOSED | CLOSED | LINK | 12.000 kV | 11 kV | GAS | 18/07/1998 | 2006 | B2612194 | Unknown | FALCON BETA | TAMCO | B2612194 |  | PERSIARAN SG LONG 1 BDR SG LONG NO 3 | SUBSTATION | Unknown | Unknown | Unknown | DISTRIBUTION | TNB | CHERAS | Unknown | 75 |  |  | Unknown | Unknown |  | LINE |  | 28 | 630.000 A | 0.63 | 50 | 20 | B09068 | Unknown |  |  |  |  | 0 | BDR SG LONG NO 3 |  | 3
257221037 | B02903 | PE CHIP NGAI | 6886436 | 6886435 | BCRS/PCE/J00828/MB1 | 300447507 | Existing | RYB | PBEL(P)-1 | B02904 PE CHIP NGAI | CLOSED | CLOSED | LINK | 12.000 kV | 11 kV | GAS | 1996-11-11 | 1996 | N/A | Unknown | F_and_G | INDKOM | N/A |  | PANGSAPURI SRI JASA | SUBSTATION | Unknown | Unknown | Unknown | DISTRIBUTION | TNB | CHERAS | Unknown | 75 |  |  | Unknown | Unknown |  | Unknown |  | 28 | 630.000 A | 0.63 | 50 | 22 | B02903 | Unknown |  |  |  |  | 0 | PANGSAPURI SERI JASA |  | 3
257221634 | B02901 | PE TMN TAMING PERMAI | 6886446 | 6886445 | BCRS/PCE/J00828/MB1 | 300447507 | Existing | RYB | PBEL(P)-1 | B02900 PE TMN TAMING PERMAI | CLOSED | CLOSED | LINK | 12.000 kV | 11 kV | GAS | 1996-11-11 | 1996 | N/A | Unknown | F_and_G | INDKOM | N/A |  | PANGSAPURI SRI JASA | SUBSTATION | Unknown | Unknown | Unknown | DISTRIBUTION | TNB | CHERAS | Unknown | 75 |  |  | Unknown | Unknown |  | Unknown |  | 28 | 630.000 A | 0.63 | 50 | 22 | B02901 | Unknown |  |  |  |  | 0 | PANGSAPURI SERI JASA |  | 3
257221664 | B06350 | B06350 | 6907708 | 6907707 | BCRS/PCE/J00252/MBB06347 | 300006081 | Existing | RYB | MHCR2-11 | BANDAR MAHKOTA CHERAS NO 11 | CLOSED | CLOSED | LINK | 12.000 kV | 11 kV | GAS | 2002-11-01 | 2002 | D221466 |  | FALCON BETA | TAMCO | D221466 | N/A | BDR MAHKOTA CHERAS NO.10 | SUBSTATION | Unknown | Unknown | Unknown | DISTRIBUTION | TNB | CHERAS | Unknown | 75 |  |  | Unknown | Unknown |  | LINE |  | 28 | 630.000 A | 0.63 | 50 | 20 | B06350 | NO | N/A |  |  |  | 0 | BANDAR MAHKOTA CHERAS NO 10 |  | 3
257221669 | B06347 | B06347 | 6907718 | 6907717 | BCRS/PCE/J00252/MBB06347 | 300006081 | Existing | RYB | MHCR2-11 | B06346 BANDAR MAHKOTA CHERAS NO 9 | CLOSED | CLOSED | LINK | 12.000 kV | 11 kV | GAS | 2002-11-01 | 2002 | D221466 |  | FALCON BETA | TAMCO | D221466 | N/A | BDR MAHKOTA CHERAS NO.10 | SUBSTATION | Unknown | Unknown | Unknown | DISTRIBUTION | TNB | CHERAS | Unknown | 75 |  |  | Unknown | Unknown |  | LINE |  | 28 | 630.000 A | 0.63 | 50 | 20 | B06347 | NO | N/A |  |  |  | 0 | BANDAR MAHKOTA CHERAS NO 10 |  | 3
257221699 | B08623 | B08623 | 6933328 | 6933327 |  |  | Existing | RYB | MHCR2-9 | B08624 COMMERCIAL AREA 1 | CLOSED | CLOSED | LINK | 12.000 kV | 11 kV | GAS |  | 2005 | D253256 |  | FALCON BETA | TAMCO | D253256 | N/A | COMMERCIAL AREA NO 2 | SUBSTATION | Unknown | Unknown | Unknown | DISTRIBUTION | TNB | CHERAS | Unknown | 75 |  |  | Unknown | Unknown |  | LINE |  | 28 | 630.000 A | 0.63 | 50 | 20 | B08623 | NO | N/A |  |  |  | 0 | COMMERCIAL AREA 2 |  | 3
257221705 | B08620 | B08620 | 6933346 | 6933345 |  |  | Existing | RYB | MHCR2-9 | B07113 JLN TEMENGGONG 10/7 | CLOSED | CLOSED | LINK | 12.000 kV | 11 kV | GAS |  | 2005 | D253256 |  | FALCON BETA | TAMCO | D253256 | N/A | COMMERCIAL AREA NO 2 | SUBSTATION | Unknown | Unknown | Unknown | DISTRIBUTION | TNB | CHERAS | Unknown | 75 |  |  | Unknown | Unknown |  | LINE |  | 28 | 630.000 A | 0.63 | 50 | 20 | B08620 | NO | N/A |  |  |  | 0 | COMMERCIAL AREA 2 |  | 3
257221734 | B01306 | PE VALIAND RUBBER | 6838204 | 6838203 | BCRS/PCE/J00285/MBB01306 | 300010040 | Existing | RYB | PBEL(P)-6 | B01305 PE VALIAND RUBBER | CLOSED | CLOSED | LINK | 12.000 kV | 11 kV | GAS | 1998-11-11 | 1998 | D980487 | Unknown | FALCON BETA | TAMCO | D980487 |  | PANTAI UTAMA | SUBSTATION | Unknown | Unknown | Unknown | DISTRIBUTION | TNB | CHERAS | Unknown | 75 |  |  | Unknown | Unknown |  | Unknown |  | 28 | 630.000 A | 0.63 | 50 | 20 | B01306 | Unknown |  |  |  |  | 0 | PANTAI UTAMA S/B |  | 3
257221739 | B01308 | PE CONTROL INSTRUMENT | 6838221 | 6838220 | BCRS/PCE/J00285/MBB01306 | 300010040 | Existing | RYB | PBEL(P)-6 | B01240 PE CONTROL INSTRUMENT | CLOSED | CLOSED | LINK | 12.000 kV | 11 kV | GAS | 1998-11-11 | 1998 | D980487 | Unknown | FALCON BETA | TAMCO | D980487 |  | PANTAI UTAMA | SUBSTATION | Unknown | Unknown | Unknown | DISTRIBUTION | TNB | CHERAS | Unknown | 75 |  |  | Unknown | Unknown |  | Unknown |  | 28 | 630.000 A | 0.63 | 50 | 20 | B01308 | Unknown |  |  |  |  | 0 | PANTAI UTAMA S/B |  | 3
257225761 | B01539 | PE MIEL NO 3 | 6764242 | 6764241 | BCRS/PCE/J00438/MB | 300431549 | Existing | RYB | CJYA-4 | B01532 PE MIEL NO 3 | CLOSED | CLOSED | LINK | 12.000 kV | 11 kV | GAS | 2012-11-11 | 1991 | 62109390/575 | Unknown | MERLIN GERIN | INDKOM | SF-2012-W04-5-0067 | N/A | MIEL NO 4 CHERAS JAYA | SUBSTATION | Unknown | Unknown | Unknown | DISTRIBUTION | TNB | CHERAS | Unknown | 75 |  |  | Unknown | Unknown |  | LINE |  | 28 | 630.000 A | 0.63 | 50 | 20 | B01539 | NO | N/A |  |  |  | 0 | MIEL NO 4 |  | 3
257225766 | B01538 | PE AE TECHNOLOGY | 6764253 | 6764252 | BCRS/PCE/J00438/MB | 300431549 | Existing | RYB | CJYA-4 | B01545 PE AE TECHNOLOGY (KRIS COMPONENT) | CLOSED | CLOSED | LINK | 12.000 kV | 11 kV | GAS | 2012-11-11 | 1991 | 62109390/575 | Unknown | MERLIN GERIN | INDKOM | SF-2012-W04-5-0067 | N/A | MIEL NO 4 CHERAS JAYA | SUBSTATION | Unknown | Unknown | Unknown | DISTRIBUTION | TNB | CHERAS | Unknown | 75 |  |  | Unknown | Unknown |  | LINE |  | 28 | 630.000 A | 0.63 | 50 | 20 | B01538 | NO | N/A |  |  |  | 0 | MIEL NO 4 |  | 3
257225770 | B01539 | PE TAMAN CHERAS JAYA NO 4 | 6764258 | 6764257 | BCRS/PCE/J00438/MB | 300431549 | Existing | RYB | CJYA-4 | B01540 PE TAMAN CHERAS JAYA NO 4 | CLOSED | CLOSED | LINK | 12.000 kV | 11 kV | GAS | 2012-11-11 | 1991 | 62109390/575 | Unknown | MERLIN GERIN | INDKOM | SF-2012-W04-5-0067 | N/A | MIEL NO 4 CHERAS JAYA | SUBSTATION | Unknown | Unknown | Unknown | DISTRIBUTION | TNB | CHERAS | Unknown | 75 |  |  | Unknown | Unknown |  | LINE |  | 28 | 630.000 A | 0.63 | 50 | 20 | B01539 | NO | N/A |  |  |  | 0 | MIEL NO 4 |  | 3
257226087 | B01891 | PE TAMAN TAMING MAJU CHERAS JAYA | 6760083 | 6760082 | BCRS/PCE/J00346/MB | 300010409 | Existing | RYB | CJYA-10 | B09091 PE TAMAN TAMING MAJU CHERAS JAYA | CLOSED | CLOSED | LINK | 12.000 kV | 11 kV | GAS | 1995-11-11 | 1995 | C950005 | Unknown | TAMCO | TAMCO | C9800005 |  | SWS NGAI MING PLASTICS IND | SUBSTATION | Unknown | Unknown | Unknown | DISTRIBUTION | TNB | CHERAS | Unknown | 75 |  |  | Unknown | Unknown |  | Unknown |  | 28 | 630.000 A | 0.63 | 50 | 20 | B01891 | Unknown |  |  |  |  | 0 | SWS NGAI MING |  | 3
257226091 | B01803 | PE KRISS COMPONENT | 6760086 | 6760085 | BCRS/PCE/J00346/MB | 300010409 | Existing | RYB | CJYA-10 | B01804 PE KRISS COMPONENT | CLOSED | CLOSED | LINK | 12.000 kV | 11 kV | GAS | 1995-11-11 | 1995 | C950005 | Unknown | TAMCO | TAMCO | C9800005 |  | SWS NGAI MING PLASTICS IND | SUBSTATION | Unknown | Unknown | Unknown | DISTRIBUTION | TNB | CHERAS | Unknown | 75 |  |  | Unknown | Unknown |  | Unknown |  | 28 | 630.000 A | 0.63 | 50 | 20 | B01803 | Unknown |  |  |  |  | 0 | SWS NGAI MING |  | 3
257226113 | B01454 | B01454 | 6758798 | 6758797 | BCRS/PCE/J00703/MBB01454 | 300270864 | Existing | RYB | BLKG-12 | B06070 COMMOND WOOD | CLOSED | CLOSED | LINK | 16.000 kV | 11 kV | GAS | 2003-11-01 | 0 | KSS/1232 |  | REYROLLE | EPE | KSS/1232 | NOT APPLICABLE | IMPIAN EHSAN NO 1 | SUBSTATION | Unknown | Unknown | Unknown | DISTRIBUTION | TNB | CHERAS | Unknown | 75 | Unknown | Unknown | Unknown | Unknown |  | LINE |  | 28 | 630.000 A | 0.63 | 21.9 | 21.9 | B01454 | NO | NOT APPLICABLE |  |  | Unknown | 0 | TMN IMPIAN EHSAN NO 1 |  | 3
257226118 | B01456 | B01456 | 6758804 | 6758803 | BCRS/PCE/J00703/MBB01454 | 300270864 | Existing | RYB | BLKG-12 | B09115 APARTMENT DESA RIA | CLOSED | CLOSED | LINK | 16.000 kV | 11 kV | GAS | 2003-11-01 | 0 | KSS/1232 |  | REYROLLE | EPE | KSS/1232 | N/A | IMPIAN EHSAN NO 1 | SUBSTATION | Unknown | Unknown | Unknown | DISTRIBUTION | TNB | CHERAS | Unknown | 75 |  |  | Unknown | Unknown |  | LINE |  | 28 | 630.000 A | 0.63 | 21.9 | 21.9 | B01456 | NO | N/A |  |  |  | 0 | TMN IMPIAN EHSAN NO 1 |  | 3
257226141 | B08697 |  | 6820668 | 6820667 | BCRS/PCE/J00449/MBB08695 | 300269699 | Existing | RYB | SGLN-6 | B08698 EMERALD PIONT B | CLOSED | CLOSED | LINK | 12.000 kV | 11 kV | GAS | 2005-11-01 | 2005 | 2L1T290 |  | TAMCO | TOPRANK | B21019339 |  | EMERALD POINT A | Unknown | Unknown | Unknown | Unknown | DISTRIBUTION | TNB | CHERAS | Unknown | 75 |  |  |  | Unknown |  | LINE |  | 28 | 630.000 A | 0.63 | 50 | 20 | B08697 | Unknown |  |  |  |  | 0 | EMERALD POINT A |  | 3
257226145 | B08695 | B06004 FLORA GREEN CONDO | 6820671 | 6820670 | BCRS/PCE/J00449/MBB08695 | 300269699 | Existing | RYB | SGLN-6 | B06004 FLORA GREEN CONDO | CLOSED | CLOSED | LINK | 12.000 kV | 11 kV | GAS | 2005-11-01 | 2005 | 2L1T290 |  | TAMCO | TOPRANK | B21019339 |  | EMERALD POINT A | SUBSTATION | Unknown | Unknown | Unknown | DISTRIBUTION | TNB | CHERAS | Unknown | 75 |  |  |  | Unknown |  | LINE |  | 28 | 630.000 A | 0.63 | 50 | 20 | B08695 | Unknown |  |  |  |  | 0 | EMERALD POINT A |  | 3
257228304 | B06613 | B06613 | 6821688 | 6821687 | BCRS/PCE/J00229/MBB06613 | 300005850 | Existing | RYB | MHCR-12 | B06315 BDR MAHKOTA CERAS NO 2 | CLOSED | CLOSED | LINK | 12.000 kV | 11 kV | GAS | 2002-11-01 | 2002 | CV 720054-01021/007 |  | SIEMENS | SIEMENS | N/A | N/A | GREEN ACRE PARK NO 2 | SUBSTATION | Unknown | Unknown | Unknown | DISTRIBUTION | TNB | CHERAS | Unknown | 75 |  |  | Unknown | Unknown |  | LINE |  | 28 | 630.000 A | 0.63 | 50 | 20 | B06613 | NO | N/A |  |  |  | 0 | GREEN ACRE PARK NO 2 |  | 3
257228310 | B06616 | PE PADAT BANGLO LATIFAH | 6821706 | 6821705 | BCRS/PCE/J00229/MBB06613 | 300005850 | Existing | RYB | MHCR-12 | B13516 PE PADAT BANGLO LATIFAH | CLOSED | CLOSED | LINK | 12.000 kV | 11 kV | GAS | 2002-11-01 | 2002 | CV 720054-01021/007 |  | SIEMENS | SIEMENS | N/A | N/A | GREEN ACRE PARK NO 2 | SUBSTATION | Unknown | Unknown | Unknown | DISTRIBUTION | TNB | CHERAS | Unknown | 75 |  |  | Unknown | Unknown |  | LINE |  | 28 | 630.000 A | 0.63 | 50 | 20 | B06616 | NO | N/A |  |  |  | 0 | GREEN ACRE PARK NO 2 |  | 3
257228326 | B01763 | B01764 | 6822453 | 6822470 | BCRS/PCE/J00037/MBB01763 | 300004197 | Existing | RYB | LMAS-1 | B01766 TMN MEGAH NO 2 | CLOSED | CLOSED | LINK | 11.000 kV | 11 kV | OIL | 2012-11-01 | 1985 | 850559 |  | LONG CRAWFORD | INDKOM | 850559 |  | TMN MEGAH NO 1 | SUBSTATION | Unknown | Unknown | Unknown | DISTRIBUTION | TNB | CHERAS | Unknown | 75 |  |  | Unknown | Unknown |  | LINE |  | 28 | 630.000 A | 0.63 | 50 | 18.4 | B01763 | Unknown |  |  |  |  | 0 | TMN MEGAH NO 1 |  | 3
257228330 | B01764 |  | 6822454 | 6822463 | BCRS/PCE/J00037/MBB01763 | 300004197 | Existing | RYB | LMAS-1 | B01762 TMN MEGAH NO 3 | CLOSED | CLOSED | LINK | 11.000 kV | 11 kV | OIL | 2012-11-01 | 1985 | 850559 |  | LONG CRAWFORD | INDKOM | 850559 |  | TMN MEGAH NO 1 | SUBSTATION | Unknown | Unknown | Unknown | DISTRIBUTION | TNB | CHERAS | Unknown | 75 |  |  | Unknown | Unknown |  | LINE |  | 28 | 630.000 A | 0.63 | 50 | 18.4 | B01764 | Unknown |  |  |  |  | 0 | TMN MEGAH NO 1 |  | 3
257229527 | B02164 | PE TMN KEMA CAHAYA NO 2 | 6900765 | 6900764 | BCRS/PCE/J00046/MBB02162 | 300004253 | Existing | RYB | TMASS-12 | B02165 PE TMN KEMA CAHAYA NO 2 | CLOSED | CLOSED | LINK | 12.000 kV | 11 kV | GAS | 1991-11-01 | 2008 | B 2816795 | Unknown | FALCON BETA | TAMCO | B 2816795 |  | BASE CRAFT | SUBSTATION | Unknown | Unknown | Unknown | DISTRIBUTION | TNB | CHERAS | Unknown | 75 |  |  | Unknown | Unknown |  | Unknown |  | 28 | 630.000 A | 0.63 | 50 | 20 | B02164 | Unknown |  |  |  |  | 0 | BESI CRAF |  | 3
257229531 | B02162 | PE TAMAN HULU LANGAT NO.1 | 6900768 | 6900767 | BCRS/PCE/J00046/MBB02162 | 300004253 | Existing | RYB | TMASS-12 | B09445 PE TAMAN HULU LANGAT NO.1 | CLOSED | CLOSED | LINK | 12.000 kV | 11 kV | GAS | 1991-11-01 | 2008 | B 2816795 | Unknown | FALCON BETA | TAMCO | B 2816795 |  | BASE CRAFT | SUBSTATION | Unknown | Unknown | Unknown | DISTRIBUTION | TNB | CHERAS | Unknown | 75 |  |  | Unknown | Unknown |  | Unknown |  | 28 | 630.000 A | 0.63 | 50 | 20 | B02162 | Unknown |  |  |  |  | 0 | BESI CRAF |  | 3
257231707 | B01748 | B01748 | 6821765 | 6821778 | BCRS/PCE/J00239/MBB01746 | 300005908 | Existing | RYB | LMAS-1 | B01749 KOTA CHERAS NO 1 | CLOSED | CLOSED | LINK | 11.000 kV | 11 kV | GAS | 1997-11-01 | 1997 | 97225066 |  | F_and_G | INDKOM | 97225066 |  | TMN KOTA CHERAS NO 2 | SUBSTATION | Unknown | Unknown | Unknown | DISTRIBUTION | TNB | CHERAS | Unknown | 75 |  |  | Unknown | Unknown |  | LINE |  | 28 | 630.000 A | 0.63 | 50 | 22 | B01748 | Unknown |  |  |  |  | 0 | TAMAN KOTA CHERAS NO 2 |  | 3
257231711 | B01746 | B01746 | 6821766 | 6821782 | BCRS/PCE/J00239/MBB01746 | 300005908 | Existing | RYB | LMAS-1 | B01745 PUTERI JAYA NO 3 | CLOSED | CLOSED | LINK | 11.000 kV | 11 kV | GAS | 1997-11-01 | 1997 | 97225066 |  | F_and_G | INDKOM | 97225066 |  | TMN KOTA CHERAS NO 2 | SUBSTATION | Unknown | Unknown | Unknown | DISTRIBUTION | TNB | CHERAS | Unknown | 75 |  |  | Unknown | Unknown |  | LINE |  | 28 | 630.000 A | 0.63 | 50 | 22 | B01746 | Unknown |  |  |  |  | 0 | TAMAN KOTA CHERAS NO 2 |  | 3
257231738 | B02765 | B02765 | 6791422 | 6791421 | BCRS/PCE/J00279/MB | 300431431 | Existing | RYB | TAMI-4 | B02764 YEW CHAI SENG | CLOSED | CLOSED | LINK | 12.000 kV | 11 kV | GAS | 2001-11-01 | 0 | N/A |  | MERLIN GERIN | MERLIN GERIN | N/A | N/A | NI SHIN CORP | SUBSTATION | Unknown | Unknown | Unknown | DISTRIBUTION | TNB | CHERAS | Unknown | 75 |  |  | Unknown | Unknown |  | LINE |  | 28 | 630.000 A | 0.63 | 50 | 20 | B02765 | NO | N/A |  |  |  | 0 | NI SHIN CORPORATION |  | 3
257231743 | B02767 | B02767 | 6791434 | 6791433 | BCRS/PCE/J00279/MB | 300431431 | Existing | RYB | TAMI-4 | B02768 WHITEX GARMENT | CLOSED | CLOSED | LINK | 12.000 kV | 11 kV | GAS | 2001-11-01 | 0 | N/A |  | MERLIN GERIN | MERLIN GERIN | N/A | N/A | NI SHIN CORP | SUBSTATION | Unknown | Unknown | Unknown | DISTRIBUTION | TNB | CHERAS | Unknown | 75 |  |  | Unknown | Unknown |  | LINE |  | 28 | 630.000 A | 0.63 | 50 | 20 | B02767 | NO | N/A |  |  |  | 0 | NI SHIN CORPORATION |  | 3
257234040 | B08592 |  | 6987531 | 6987530 | BCRS/PCE/J00635/MBB08590 | 300270322 | Existing | RYB | BLKG-11 | B09469 TECHNICAL WORLD | CLOSED | CLOSED | LINK | 11.000 kV | 11 kV | GAS | 2005-11-11 | 2005 | 0437S138 |  |  | INDKOM | 0437S138 |  | PTM STEEL | SUBSTATION | Unknown | Unknown | Unknown | DISTRIBUTION | TNB | CHERAS | Unknown | 75 |  |  |  | Unknown |  |  |  | 28 | 630.000 A | 0.63 | 50 | 20 | B08592 | [5 empty] | 0 | PTM STEEL INDUSTRY SDN BHD |  | 3
257234045 | B08590 |  | 6987537 | 6987536 | BCRS/PCE/J00635/MBB08590 | 300270322 | Existing | RYB | BLKG-11 | B05887 KENG SENG | CLOSED | CLOSED | LINK | 11.000 kV | 11 kV | GAS | 2005-11-11 | 2005 | 0437S138 |  |  | INDKOM | 0437S138 |  | PTM STEEL | SUBSTATION | Unknown | Unknown | Unknown | DISTRIBUTION | TNB | CHERAS | Unknown | 75 |  |  |  | Unknown |  |  |  | 28 | 630.000 A | 0.63 | 50 | 20 | B08590 | [5 empty] | 0 | PTM STEEL INDUSTRY SDN BHD |  | 3
257234323 | B10210 | JLN MAS JAYA | 26054842 | 26054841 |  |  | Existing | RYB | MHCR-9 | B09446 JLN MAS JAYA | CLOSED | CLOSED | LINK | 12.000 kV | 11 kV | GAS | 2008-08-06 | 2008 | D 285453 |  | FALCON BETA | TAMCO |  |  | JALAN MAS JAYA NO 1 | Unknown | Unknown | Unknown | Unknown | DISTRIBUTION | TNB | CHERAS | Unknown | 75 |  |  |  | Unknown |  |  |  | 28 | 630.000 A | 0.63 | 50 | 20 | B10210 | [5 empty] | 0 | JLN MAS JAYA, TMN MAS JAYA NO 1 |  | 3
257234328 | B10207 | TMN MAS JAYA INDUSTRI 1 | 26054856 | 26054855 |  |  | Existing | RYB | MHCR-9 | B02326 TMN MAS JAYA INDUSTRI 1 | CLOSED | CLOSED | LINK | 12.000 kV | 11 kV | GAS | 2008-08-06 | 2008 | D 285453 |  | FALCON BETA | TAMCO |  |  | JALAN MAS JAYA NO 1 | Unknown | Unknown | Unknown | Unknown | DISTRIBUTION | TNB | CHERAS | Unknown | 75 |  |  |  | Unknown |  |  |  | 28 | 630.000 A | 0.63 | 50 | 20 | B10207 | [5 empty] | 0 | JLN MAS JAYA, TMN MAS JAYA NO 1 |  | 3
257239121 | B06821 | B06821 | 6789712 | 6789711 | BCRS/PCE/J00180/MBB06818 | 300005505 | Existing | RYB | BTHO-9 | B01713 BTHO NO.6 | CLOSED | CLOSED | LINK | 12.000 kV | 11 kV | GAS | 2002-11-01 | 2002 | E220497 |  | FALCON BETA | TAMCO | E220497 | N/A | DESA WANGSA BTHO | SUBSTATION | Unknown | Unknown | Unknown | DISTRIBUTION | TNB | CHERAS | Unknown | 75 |  |  | Unknown | Unknown |  | LINE |  | 28 | 630.000 A | 0.63 | 50 | 20 | B06821 | NO | N/A |  |  |  | 0 | DESA WANGSA |  | 3
257239127 | B06818 | B06818 | 6789730 | 6789729 | BCRS/PCE/J00180/MBB06818 | 300005505 | Existing | RYB | BTHO-9 | BTHO-9 | CLOSED | CLOSED | LINK | 12.000 kV | 11 kV | GAS | 2002-11-01 | 2002 | E220497 |  | FALCON BETA | TAMCO | E220497 | N/A | DESA WANGSA BTHO | SUBSTATION | Unknown | Unknown | Unknown | DISTRIBUTION | TNB | CHERAS | Unknown | 75 |  |  | Unknown | Unknown |  | LINE |  | 28 | 630.000 A | 0.63 | 50 | 20 | B06818 | NO | N/A |  |  |  | 0 | DESA WANGSA |  | 3
257239150 | B08288 | MHCR CB4 | 6827710 | 6827709 | BCRS/PCE/J00527/MBB08288 | 300268117 | Existing | RYB | MHCR-4 | MHCR CB4 | CLOSED | CLOSED | LINK | 12.000 kV | 11 kV | GAS | 2005-11-01 | 2005 | 2L1T/05/184 |  | TOPRANK | TOPRANK | 2L1T/05/184 |  | RUMAH PAM BKT SG LONG | SUBSTATION | Unknown | Unknown | Unknown | DISTRIBUTION | TNB | CHERAS | Unknown | 75 |  |  |  | Unknown |  | LINE |  | 28 | 630.000 A | 20 | 50 | 20 | B08288 | Unknown |  |  |  |  | 0 | RUMAH PAM BKT SG LONG |  | 3
257239154 | B08290 |  | 6827713 | 6827712 | BCRS/PCE/J00527/MBB08288 | 300268117 | Existing | RYB | MHCR-4 | B10042 TMAN TANMING INDAH NO 3 | CLOSED | CLOSED | LINK | 12.000 kV | 11 kV | GAS | 2005-11-01 | 2005 | 2L1T/05/184 |  | TOPRANK | TOPRANK | 2L1T/05/184 |  | RUMAH PAM BKT SG LONG | SUBSTATION | Unknown | Unknown | Unknown | DISTRIBUTION | TNB | CHERAS | Unknown | 75 |  |  |  | Unknown |  | LINE |  | 28 | 630.000 A | 20 | 50 | 20 | B08290 | Unknown |  |  |  |  | 0 | RUMAH PAM BKT SG LONG |  | 3
257241038 | B02204 |  | 6926020 | 6926019 | BCRS/PCE/J00057/MBB02202 | 300004302 | Existing | RYB | TMASS-10 | B06989 TMN IMPIAN LANGAT | CLOSED | CLOSED | LINK | 12.000 kV | 11 kV | GAS | 1998-11-01 | 0 | N/A |  | MERLIN GERIN | MERLIN GERIN |  |  | DUSUN NANDING NO 1 | Unknown | Unknown | Unknown | Unknown | DISTRIBUTION | TNB | CHERAS | Unknown | Unknown |  |  |  | Unknown |  |  |  |  | 630.000 A | 20 | 20 | 20 | B02204 | [5 empty] | 0 | TMN DUSUN NANDING NO 1 |  | 3
257241042 | B02202 |  | 6926029 | 6926028 | BCRS/PCE/J00057/MBB02202 | 300004302 | Existing | RYB | TMASS-10 | B02201 TMN SRI NANDING NO 3 | CLOSED | CLOSED | LINK | 12.000 kV | 11 kV | GAS | 1998-11-01 | 0 | N/A |  | MERLIN GERIN | MERLIN GERIN |  |  | DUSUN NANDING NO 1 | Unknown | Unknown | Unknown | Unknown | DISTRIBUTION | TNB | CHERAS | Unknown | Unknown |  |  |  | Unknown |  |  |  |  | 630.000 A | 20 | 20 | 20 | B02202 | [5 empty] | 0 | TMN DUSUN NANDING NO 1 |  | 3
257242906 | B02214 |  | 6811067 | 6811072 | BCRS/PCE/J00110/MBB02212 | 300511716 | Existing | RYB | TMASS-10 | B02216 KG BARU CINA | CLOSED | CLOSED | LINK | 11.000 kV | 11 kV | GAS |  | 0 | R17160-113R |  | FALCON BETA | EPE | B2815841 |  | PKNS SG MAKAU | Unknown | Unknown | Unknown | Unknown | DISTRIBUTION | TNB | CHERAS | Unknown | 75 |  |  |  | Unknown |  | LINE |  | 28 | 400.000 A | 0.63 | 50 | 20 | B02214 | [5 empty] | 0 | PKNS SG. MAKAU |  | 3
257242915 | B02212 |  | 6811094 | 6811097 | BCRS/PCE/J00110/MBB02212 | 300511716 | Existing | RYB | TMASS-10 | B10198 TMN LESTARI INDAH | CLOSED | CLOSED | LINK | 11.000 kV | 11 kV | GAS |  | 0 | L20/1/185R |  | FALCON BETA | EPE | B2815841 |  | PKNS SG MAKAU | Unknown | Unknown | Unknown | Unknown | DISTRIBUTION | TNB | CHERAS | Unknown | 75 |  |  |  | Unknown |  | LINE |  | 28 | 400.000 A | 0.63 | 50 | 20 | B02212 | [5 empty] | 0 | PKNS SG. MAKAU |  | 3
257242939 | B02887 | B02887 | 6811551 | 6811550 | BCRS/PCE/J00391/MBB02885 | 300011067 | Existing | RYB | PBEL(P)-2 | B06142 RUMAH PAM BKT BELIMBING | CLOSED | CLOSED | LINK | 12.000 kV | 11 kV | GAS | 1998-11-11 | 1998 | 9739S070 | Unknown | F_and_G | INDKOM | 9739S070 |  | UNITED SENSATION SB | SUBSTATION | Unknown | Unknown | Unknown | DISTRIBUTION | TNB | CHERAS | Unknown | 75 |  |  | Unknown | Unknown |  | LINE |  | 28 | 630.000 A | 0.63 | 50 | 22 | B02887 | Unknown |  |  |  |  | 0 | UNITED SENSATION S/B |  | 3
257243536 | B02885 | B02885 | 6811560 | 6811559 | BCRS/PCE/J00391/MBB02885 | 300011067 | Existing | RYB | PBEL(P)-2 | B02884 BKT BELIMBING NO 2 | CLOSED | CLOSED | LINK | 12.000 kV | 11 kV | GAS | 1998-11-11 | 1998 | 9739S070 | Unknown | F_and_G | INDKOM | 9739S070 |  | UNITED SENSATION SB | SUBSTATION | Unknown | Unknown | Unknown | DISTRIBUTION | TNB | CHERAS | Unknown | 75 |  |  | Unknown | Unknown |  | LINE |  | 28 | 630.000 A | 0.63 | 50 | 22 | B02885 | Unknown |  |  |  |  | 0 | UNITED SENSATION S/B |  | 3
257243563 | B02242 |  | 6813906 | 6813905 | BCRS/PCE/J00062/MBB02240 | 300004319 | Existing | RYB |  | B02243 TMN PNGGRN DELIMA NO 3 | CLOSED | CLOSED | LINK | 11.000 kV | 11 kV | GAS | 1997-11-01 | 1997 | 9723S068 |  |  | INDKOM |  |  | TMN PINGGIRAN DELIMA NO 2 | Unknown | Unknown | Unknown | Unknown | DISTRIBUTION | TNB | CHERAS | Unknown | Unknown |  |  |  | Unknown |  |  |  |  | 630.000 A | 0.63 | 22 | 22 | B02242 | [5 empty] | 0 | TAMAN PINGGIRAN DELIMA NO 2 |  | 3
257243568 | B02240 |  | 6813923 | 6813922 | BCRS/PCE/J00062/MBB02240 | 300004319 | Existing | RYB |  | B02239 TMN PNGGRN DELIMA NO 1 | CLOSED | CLOSED | LINK | 11.000 kV | 11 kV | GAS | 1997-11-01 | 1997 | 9723S068 |  |  | INDKOM |  |  | TMN PINGGIRAN DELIMA NO 2 | Unknown | Unknown | Unknown | Unknown | DISTRIBUTION | TNB | CHERAS | Unknown | Unknown |  |  |  | Unknown |  |  |  |  | 630.000 A | 0.63 | 22 | 22 | B02240 | [5 empty] | 0 | TAMAN PINGGIRAN DELIMA NO 2 |  | 3
257243594 | B02286 | B02286 | 6873687 | 6873692 | BCRS/PCE/J00076/MBB02284 | 300004369 | Existing | RYB |  | SPARE | CLOSED | OPEN | LINK | 12.000 kV | 11 kV | GAS | 2000-11-01 | 2000 | E200106 |  | FALCON BETA | TAMCO | E200106 | N/A | BT 18 HULU LANGAT | SUBSTATION | Unknown | Unknown | Unknown | DISTRIBUTION | TNB | CHERAS | Unknown | 75 |  |  | Unknown | Unknown |  | LINE |  | 28 | 630.000 A | 0.63 | 50 | 20 | B02286 | NO | N/A |  |  |  | 0 | BT 18 HULU LANGAT |  | 3
257243598 | B02284 | B02284 | 6873688 | 6873700 | BCRS/PCE/J00076/MBB02284 | 300004369 | Existing | RYB |  | B02283 BT 17 DUSUN TUA | CLOSED | CLOSED | LINK | 12.000 kV | 11 kV | GAS | 2000-11-01 | 2000 | E200106 |  | FALCON BETA | TAMCO | E200106 | N/A | BT 18 HULU LANGAT | SUBSTATION | Unknown | Unknown | Unknown | DISTRIBUTION | TNB | CHERAS | Unknown | 75 |  |  | Unknown | Unknown |  | LINE |  | 28 | 630.000 A | 0.63 | 50 | 20 | B02284 | NO | N/A |  |  |  | 0 | BT 18 HULU LANGAT |  | 3
257243603 | B02287 | B02282 | 6873712 | 6873715 | BCRS/PCE/J00076/MBB02284 | 300004369 | Existing | RYB |  | B09075 TMN IMPIAN WARISAN | CLOSED | CLOSED | LINK | 12.000 kV | 11 kV | GAS | 2000-11-01 | 2000 | E200106 |  | FALCON BETA | TAMCO | E200106 | N/A | BT 18 HULU LANGAT | SUBSTATION | Unknown | Unknown | Unknown | DISTRIBUTION | TNB | CHERAS | Unknown | 75 |  |  | Unknown | Unknown |  | LINE |  | 28 | 630.000 A | 0.63 | 50 | 20 | B02287 | NO | N/A |  |  |  | 0 | BT 18 HULU LANGAT |  | 3
257243621 | B02943 | B02943 | 6875711 | 6875728 | BCRS/PCE/J00012/MB02941 | 300266863 | Existing | RYB |  | B02300 KG JAWA | CLOSED | CLOSED | LINK | 12.000 kV | 11 kV | GAS | 1999-11-01 | 1999 | B993137 |  | FALCON BETA | TAMCO | B993137 | N/A | HUTAN LIPUR SG CONGKAK | SUBSTATION | Unknown | Unknown | Unknown | DISTRIBUTION | TNB | CHERAS | Unknown | 75 |  |  | Unknown | Unknown |  | LINE |  | 28 | 630.000 A | 0.63 | 50 | 20 | B02943 | NO | N/A |  |  |  | 0 | HUTAN LIPUR SG CONGKAK |  | 3
257243625 | B02941 | B02941 | 6875712 | 6875721 | BCRS/PCE/J00012/MB02941 | 300266863 | Existing | RYB |  | B04657 LOWER STATION | CLOSED | CLOSED | LINK | 12.000 kV | 11 kV | GAS | 1999-11-01 | 1999 | B993137 |  | FALCON BETA | TAMCO | B993137 | N/A | HUTAN LIPUR SG CONGKAK | SUBSTATION | Unknown | Unknown | Unknown | DISTRIBUTION | TNB | CHERAS | Unknown | 75 |  |  | Unknown | Unknown |  | LINE |  | 28 | 630.000 A | 0.63 | 50 | 20 | B02941 | NO | N/A |  |  |  | 0 | HUTAN LIPUR SG CONGKAK |  | 3
257243661 | B05392 | PE GARDEN PARK SG.LONG NO 3 | 6893004 | 6893003 | BCRS/PCE/J00227/MBB05389 | 300005830 | Existing | RYB | SGLN-7 | B05393 PE GARDEN PARK SG.LONG NO 3 | CLOSED | CLOSED | LINK | 12.000 kV | 11 kV | GAS | 2001-11-01 | 2001 | CV712784-00100/025 | Unknown | SIEMENS | SIEMENS | CV712784-00100/025 |  | GARDEN PARK SG LONG NO 2 | SUBSTATION | Unknown | Unknown | Unknown | DISTRIBUTION | TNB | CHERAS | Unknown | 75 |  |  | Unknown | Unknown |  | Unknown |  | 28 | 630.000 A | 0.63 | 50 | 20 | B05392 | Unknown |  |  |  |  | 0 | GARDGARDEN PARK SG.LONG NO 2 |  | 3
257243667 | B05389 | PE GARDEN PARK SG LONG NO 15 | 6893026 | 6893025 | BCRS/PCE/J00227/MBB05389 | 300005830 | Existing | RYB | SGLN-7 | B04689 PE GARDEN PARK SG LONG NO 15 | CLOSED | CLOSED | LINK | 12.000 kV | 11 kV | GAS | 2001-11-01 | 2001 | CV712784-00100/025 | Unknown | SIEMENS | SIEMENS | CV712784-00100/025 |  | GARDEN PARK SG LONG NO 2 | SUBSTATION | Unknown | Unknown | Unknown | DISTRIBUTION | TNB | CHERAS | Unknown | 75 |  |  | Unknown | Unknown |  | Unknown |  | 28 | 630.000 A | 0.63 | 50 | 20 | B05389 | Unknown |  |  |  |  | 0 | GARDEN PARK SG.LONG NO 2 |  | 3
257244466 | B02323 |  | 6782852 | 6782851 | BCRS/PCE/J00097/MBB02323 | 300004465 | Existing | RYB | MHCR-9 | FDR9 | CLOSED | CLOSED | LINK | 12.000 kV | 11 kV | GAS | 2000-11-01 | 0 | F944424 |  | MERLIN GERIN | MERLIN GERIN |  |  | TMN MAS JAYA IND NO 1 | Unknown | Unknown | Unknown | Unknown | DISTRIBUTION | TNB | CHERAS | Unknown | 75 |  |  |  | Unknown |  |  |  | 28 | 630.000 A | 0.63 | 50 | 20 | B02323 | [5 empty] | 0 | MAS JAYA INDUSTRY NO 1 |  | 3
257244472 | B02326 |  | 6782869 | 6782868 | BCRS/PCE/J00097/MBB02323 | 300004465 | Existing | RYB | MHCR-9 | B10207 JLN MAS JAYA, TMN MAS JAYA N | CLOSED | CLOSED | LINK | 12.000 kV | 11 kV | GAS | 2000-11-01 | 0 | F944424 |  | MERLIN GERIN | MERLIN GERIN |  |  | TMN MAS JAYA IND NO 1 | Unknown | Unknown | Unknown | Unknown | DISTRIBUTION | TNB | CHERAS | Unknown | 75 |  |  |  | Unknown |  |  |  | 28 | 630.000 A | 0.63 | 50 | 20 | B02326 | [5 empty] | 0 | MAS JAYA INDUSTRY NO 1 |  | 3
257244501 | B02739 | PE BERKAT HASIL 11 | 6785156 | 6785155 | BCRS/PCE/J00417/MB | 300011262 | Existing | RYB | TAMI-9 | B02738 PE BERKAT HASIL 11 | CLOSED | CLOSED | LINK | 11.000 kV | 11 kV | OIL | 1991-11-11 | 0 |  | Unknown | BRUSH | INDKOM | N/A |  | BERKAT HASIL NO 8 | SUBSTATION | Unknown | Unknown | Unknown | DISTRIBUTION | TNB | CHERAS | Unknown | 75 |  |  | Unknown | Unknown |  | Unknown |  | 28 | 400.000 A | 0.4 | 50 | 21.9 | B02739 | Unknown |  |  |  |  | 0 | BERKAT HASIL NO 8 |  | 3
257244507 | B02742 | PE BERKAT HASIL NO 9 | 6785174 | 6785173 | BCRS/PCE/J00417/MB | 300011262 | Existing | RYB | TAMI-9 | B02743 PE BERKAT HASIL NO 9 | CLOSED | CLOSED | LINK | 11.000 kV | 11 kV | OIL | 1991-11-11 | 0 |  | Unknown | BRUSH | INDKOM | N/A |  | BERKAT HASIL NO 8 | SUBSTATION | Unknown | Unknown | Unknown | DISTRIBUTION | TNB | CHERAS | Unknown | 75 |  |  | Unknown | Unknown |  | Unknown |  | 28 | 400.000 A | 0.4 | 50 | 21.9 | B02742 | Unknown |  |  |  |  | 0 | BERKAT HASIL NO 8 |  | 3
257244551 | B12185 | B12185 | 6839099 | 6839098 | BCRS/PCE/J00187/MBB02359 | 300005553 | Existing | RYB | SGLN-2 | LOOPING | CLOSED | CLOSED | LINK | 12.000 kV | 11 kV | GAS | 2000-11-01 | 0 | 9536219 | Unknown | MERLIN GERIN | MERLIN GERIN | 9536219 |  | SG LONG NO 7 | SUBSTATION | Unknown | Unknown | Unknown | DISTRIBUTION | TNB | CHERAS | Unknown | 75 |  |  | Unknown | Unknown |  | LINE |  | 28 | 630.000 A | 0.63 | 50 | 18.4 | B12185 | Unknown |  |  |  |  | 0 | BANDAR SG LONG NO 7 |  | 3
257244557 | B02359 | B02359 | 6839117 | 6839116 | BCRS/PCE/J00187/MBB02359 | 300005553 | Existing | RYB | SGLN-2 | P/PURI BIDARA LUMAYAN | CLOSED | CLOSED | LINK | 12.000 kV | 11 kV | GAS | 2000-11-01 | 0 | 9536219 | Unknown | MERLIN GERIN | MERLIN GERIN | 9536219 |  | SG LONG NO 7 | SUBSTATION | Unknown | Unknown | Unknown | DISTRIBUTION | TNB | CHERAS | Unknown | 75 |  |  | Unknown | Unknown |  | LINE |  | 28 | 630.000 A | 0.63 | 50 | 18.4 | B02359 | Unknown |  |  |  |  | 0 | BANDAR SG LONG NO 7 |  | 3
257244561 | B02364 | B02364 | 6841694 | 6841712 | BCRS/PCE/J00187/MBB02364 | 300005558 | Existing | RYB | SGLN-2 | B04406 COMPACT SCOT PINE NO 1 | CLOSED | CLOSED | LINK | 12.000 kV | 11 kV | GAS | 2000-11-01 | 0 | 9611121 | Unknown | MERLIN GERIN | MERLIN GERIN | 9611121 |  | SG LONG NO 7 | SUBSTATION | Unknown | Unknown | Unknown | DISTRIBUTION | TNB | CHERAS | Unknown | 75 |  |  | Unknown | Unknown |  | LINE |  | 28 | 630.000 A | 0.63 | 50 | 18.4 | B02364 | Unknown |  |  |  |  | 0 | BANDAR SG LONG NO 7 |  | 3
257244567 | B12186 | B12186 | 6841698 | 6841726 | BCRS/PCE/J00187/MBB02364 | 300005558 | Existing | RYB | SGLN-2 | LOOPING | CLOSED | CLOSED | LINK | 12.000 kV | 11 kV | GAS | 2000-11-01 | 0 | 9611121 | Unknown | MERLIN GERIN | MERLIN GERIN | 9611121 |  | SG LONG NO 7 | SUBSTATION | Unknown | Unknown | Unknown | DISTRIBUTION | TNB | CHERAS | Unknown | 75 |  |  | Unknown | Unknown |  | LINE |  | 28 | 630.000 A | 0.63 | 50 | 18.4 | B12186 | Unknown |  |  |  |  | 0 | BANDAR SG LONG NO 7 |  | 3
257244600 | B08994 | B08994 | 6846178 | 6846177 | BCRS/PCE/J00528/MB | 300268120 | Existing | RYB | SGLN-2 | B09068 SG LONG 3 | CLOSED | CLOSED | LINK | 12.000 kV | 11 kV | GAS | 2009-11-11 | 2006 | B2011931 | Unknown | FALCON BETA | TAMCO | B201193 |  | PERSIARAN SG LONG 1 BDR SG LONG 1 | SUBSTATION | Unknown | Unknown | Unknown | DISTRIBUTION | TNB | CHERAS | Unknown | 75 |  |  | Unknown | Unknown |  | LINE |  | 28 | 630.000 A | 0.63 | 50 | 20 | B08994 | Unknown |  |  |  |  | 0 | BDR SG LONG NO 1 |  | 3
257244604 | B08992 | B08992 | 6846181 | 6846180 | BCRS/PCE/J00528/MB | 300268120 | Existing | RYB | SGLN-2 | B08991 BDR SG LONG 2 | CLOSED | CLOSED | LINK | 12.000 kV | 11 kV | GAS | 2009-11-11 | 2006 | B2011931 | Unknown | FALCON BETA | TAMCO | B201193 |  | PERSIARAN SG LONG 1 BDR SG LONG 1 | SUBSTATION | Unknown | Unknown | Unknown | DISTRIBUTION | TNB | CHERAS | Unknown | 75 |  |  | Unknown | Unknown |  | LINE |  | 28 | 630.000 A | 0.63 | 50 | 20 | B08992 | Unknown |  |  |  |  | 0 | BDR SG LONG NO 1 |  | 3
257244691 | B08315 | B08317 | 6936929 | 6936928 | BCRS/PCE/J00876/MB1 | 300444873 | Existing | RYB | SJIM-11 | B03959 L. RAYA COMPACT NO 2 | CLOSED | CLOSED | LINK | 12.000 kV | 11 kV | GAS | 1998-11-01 | 0 | R0505047SF |  | MERLIN GERIN | MERLIN GERIN | R 0505047 SF | N/A | ESSO GRAND SAGA | SUBSTATION | Unknown | Unknown | Unknown | DISTRIBUTION | TNB | CHERAS | Unknown | 75 |  |  | Unknown | Unknown |  | LINE |  | 28 | 630.000 A | 0.63 | 50 | 20 | B08315 | NO | N/A |  |  |  | 0 | ESSO GRAND SAGA COMPACT |  | 3
257244696 | B08317 | B08315 | 6936936 | 6936935 | BCRS/PCE/J00876/MB1 | 300444873 | Existing | RYB | SJIM-11 | B03960 SIMPANG BALAK ATAS TIANG | CLOSED | CLOSED | LINK | 12.000 kV | 11 kV | GAS | 1998-11-01 | 0 | R0505047SF |  | MERLIN GERIN | MERLIN GERIN | R 0505047 SF | N/A | ESSO GRAND SAGA | SUBSTATION | Unknown | Unknown | Unknown | DISTRIBUTION | TNB | CHERAS | Unknown | 75 |  |  | Unknown | Unknown |  | LINE |  | 28 | 630.000 A | 0.63 | 50 | 20 | B08317 | NO | N/A |  |  |  | 0 | ESSO GRAND SAGA COMPACT |  | 3
257245254 | B02837 | PE WING LOONG ENGENERING WORKS | 6851641 | 6851640 | BCRS/PCE/J00619/MBB02837 | 300270104 | Existing | RYB | BLKG-5 | B02836 PE WING LOONG ENGENERING WORKS | OPEN | CLOSED | LINK | 12.000 kV | 11 kV | GAS | 18/07/1998 | 2008 | B2816072 | Unknown | FALCON BETA | TAMCO | B2816072 |  | TS MERG | SUBSTATION | Unknown | Unknown | Unknown | DISTRIBUTION | TNB | CHERAS | Unknown | 75 |  |  | Unknown | Unknown |  | Unknown |  | 28 | 630.000 A | 0.63 | 50 | 20 | B02837 | Unknown |  |  |  |  | 0 | T S MERG |  | 3
257245258 | B02839 | PE INTRA DESIGN | 6851644 | 6851643 | BCRS/PCE/J00619/MBB02837 | 300270104 | Existing | RYB | BLKG-5 | B10071 PE INTRA DESIGN | CLOSED | CLOSED | LINK | 12.000 kV | 11 kV | GAS | 18/07/1998 | 2008 | B2816072 | Unknown | FALCON BETA | TAMCO | B2816072 |  | TS MERG | SUBSTATION | Unknown | Unknown | Unknown | DISTRIBUTION | TNB | CHERAS | Unknown | 75 |  |  | Unknown | Unknown |  | Unknown |  | 28 | 630.000 A | 0.63 | 50 | 20 | B02839 | Unknown |  |  |  |  | 0 | T S MERG |  | 3
257245281 | B02854 | B02854 | 6852872 | 6852871 | BCRS/PCE/J00751/MBB02852 | 300271131 | Existing | RYB | MINE-12 | B02855 FORMATIVE VIEW | CLOSED | CLOSED | LINK | 12.000 kV | 11 kV | GAS | 1997-11-11 | 1997 | B971712 |  | FALCON BETA | TAMCO | B971712 | N/A | PEH AH SOON | SUBSTATION | Unknown | Unknown | Unknown | DISTRIBUTION | TNB | CHERAS | Unknown | 75 |  |  | Unknown | Unknown |  | LINE |  | 28 | 630.000 A | 0.63 | 50 | 20 | B02854 | NO | N/A |  |  |  | 0 | PEH AH SOON |  | 3
257245285 | B02852 | B02852 | 6852875 | 6852874 | BCRS/PCE/J00751/MBB02852 | 300271131 | Existing | RYB | MINE-12 | B06137 IDEAPOLY | CLOSED | CLOSED | LINK | 12.000 kV | 11 kV | GAS | 1997-11-11 | 1997 | B971712 |  | FALCON BETA | TAMCO | B971712 | N/A | PEH AH SOON | SUBSTATION | Unknown | Unknown | Unknown | DISTRIBUTION | TNB | CHERAS | Unknown | 75 |  |  | Unknown | Unknown |  | LINE |  | 28 | 630.000 A | 0.63 | 50 | 20 | B02852 | NO | N/A |  |  |  | 0 | PEH AH SOON |  | 3
257246109 | B02126 | PE RASA SELAMAT | 6785521 | 6785520 | BCRS/PCE/J00024/MBB02126 | 300266935 | Existing | RYB | TMASS-4 | B02124 PE RASA SELAMAT | CLOSED | CLOSED | LINK | 11.000 kV | 11 kV | GAS | 1982-11-01 | 0 | L17/2/169L | Unknown | F_and_G | INDKOM | 1109215074 |  | TMN CHERAS PERMATA NO 1 | SUBSTATION | Unknown | Unknown | Unknown | DISTRIBUTION | TNB | CHERAS | Unknown | 75 |  |  | Unknown | Unknown |  | LINE |  | 28 | 400.000 A | 0.63 | 50 | 20 | B02126 | Unknown |  |  |  |  | 0 | CHERAS PERMATA NO 1 |  | 3
257246113 | B02128 | TMASS-4 | 6785524 | 6785523 | BCRS/PCE/J00024/MBB02126 | 300266935 | Existing | RYB | TMASS-4 | TMASS-4 | CLOSED | CLOSED | LINK | 11.000 kV | 11 kV | GAS | 1982-11-01 | 0 | R97076-665R | Unknown | F_and_G | INDKOM | 1109215074 |  | TMN CHERAS PERMATA NO 1 | SUBSTATION | Unknown | Unknown | Unknown | DISTRIBUTION | TNB | CHERAS | Unknown | 75 |  |  | Unknown | Unknown |  | LINE |  | 28 | 400.000 A | 0.63 | 50 | 20 | B02128 | Unknown |  |  |  |  | 0 | CHERAS PERMATA NO 1 |  | 3
257246175 | B02827 | PE KK METAL NO.2 | 6849519 | 6849518 | BCRS/PCE/J00068/MB1 | 300431060 | Existing | RYB | BLKG-5 | B10455 PE KK METAL NO.2 | CLOSED | CLOSED | LINK | 12.000 kV | 11 kV | GAS | 2000-11-01 | 1995 | B950208 | Unknown | FALCON BETA | INDKOM | B950208 |  | FINE QUALITY | SUBSTATION | Unknown | Unknown | Unknown | DISTRIBUTION | TNB | CHERAS | Unknown | 75 |  |  | Unknown | Unknown |  | Unknown |  | 28 | 630.000 A | 20 | 50 | 20 | B02827 | Unknown |  |  |  |  | 0 | FINE QUALITY |  | 3
257246179 | B02825 | PE SPEEDMART SDN.BHD. | 6849522 | 6849521 | BCRS/PCE/J00068/MB1 | 300431060 | Existing | RYB | BLKG-5 | B11430 PE SPEEDMART SDN.BHD. | CLOSED | CLOSED | LINK | 12.000 kV | 11 kV | GAS | 2000-11-01 | 1995 | B950208 | Unknown | FALCON BETA | INDKOM | B950208 |  | FINE QUALITY | SUBSTATION | Unknown | Unknown | Unknown | DISTRIBUTION | TNB | CHERAS | Unknown | 75 |  |  | Unknown | Unknown |  | Unknown |  | 28 | 630.000 A | 0.63 | 50 | 20 | B02825 | Unknown |  |  |  |  | 0 | FINE QUALITY |  | 3
257247384 | B07035 | B01731 PE PUSAT KEBUDAYAAN | 6820232 | 6820245 | BCRS/PCE/J00694/MBB07035 | 300270777 | Existing | RYB | LMAS-4 | B01731 PE PUSAT KEBUDAYAAN | CLOSED | CLOSED | LINK | 11.000 kV | 11 kV | GAS | 2003-11-11 | 2002 | 0221S076 | Unknown | F_and_G | INDKOM | 0221S076 |  | SMK PERIMBUN | SUBSTATION | Unknown | Unknown | Unknown | DISTRIBUTION | TNB | CHERAS | Unknown | 75 |  |  | Unknown | Unknown |  | Unknown |  | 28 | 630.000 A | 0.63 | 50 | 20 | B07035 | Unknown |  |  |  |  | 0 | PADAT SEK MEN. KEB. PERIMBUN |  | 3
257247388 | B07037 | PE COMPACT PETRONAS | 6820233 | 6820249 | BCRS/PCE/J00694/MBB07035 | 300270777 | Existing | RYB | LMAS-4 | B07009 PE COMPACT PETRONAS | CLOSED | CLOSED | LINK | 11.000 kV | 11 kV | GAS | 2003-11-11 | 2002 | 0221S076 | Unknown | F_and_G | INDKOM | 0221S076 |  | SMK PERIMBUN | SUBSTATION | Unknown | Unknown | Unknown | DISTRIBUTION | TNB | CHERAS | Unknown | 75 |  |  | Unknown | Unknown |  | Unknown |  | 28 | 630.000 A | 0.63 | 50 | 20 | B07037 | Unknown |  |  |  |  | 0 | PADAT SEK MEN. KEB. PERIMBUN |  | 3
257247417 | B08075 | PE SUMBER MAJU | 6891503 | 6891502 | BCRS/PCE/J00269/MBB02976 | 300007209 | Existing | RYB | SJIM-11 | B03953 PE SUMBER MAJU | CLOSED | CLOSED | LINK | 12.000 kV | 11 kV | GAS | 2004-11-01 | 2004 | B248713 | Unknown | FALCON BETA | TAMCO | B248713 |  | JLN MESRA NIAGA | SUBSTATION | Unknown | Unknown | Unknown | DISTRIBUTION | TNB | CHERAS | Unknown | 75 |  |  | Unknown | Unknown |  | Unknown |  | 28 | 630.000 A | 0.63 | 50 | 20 | B08075 | Unknown |  |  |  |  | 0 | JLN MESRA NIAGA |  | 3
257247422 | B08073 | PE LEBUHRAYA CHERAS NO 1 | 6891510 | 6891509 | BCRS/PCE/J00269/MBB02976 | 300007209 | Existing | RYB | SJIM-11 | B03954 PE LEBUHRAYA CHERAS NO 1 | CLOSED | CLOSED | LINK | 12.000 kV | 11 kV | GAS | 2004-11-01 | 2004 | B248713 | Unknown | FALCON BETA | TAMCO | B248713 |  | JLN MESRA NIAGA | SUBSTATION | Unknown | Unknown | Unknown | DISTRIBUTION | TNB | CHERAS | Unknown | 75 |  |  | Unknown | Unknown |  | Unknown |  | 28 | 630.000 A | 0.63 | 50 | 20 | B08073 | Unknown |  |  |  |  | 0 | JLN MESRA NIAGA |  | 3
257247444 | B07094 |  | 6894471 | 6894470 | BCRS/PCE/J00757/MBB07094 | 300271217 | Existing | RYB | MINE-6 | B08294 SOUTHERN LAKE NO2 | CLOSED | CLOSED | LINK | 12.000 kV | 11 kV | GAS | 2012-09-10 | 2003 | B237011 |  | INDKOM | INDKOM | 1206227177 |  | SEK ANTARABANGSA AUSTRALIA | SUBSTATION | Unknown | Unknown | Unknown | DISTRIBUTION | TNB | CHERAS | Unknown | 75 |  |  |  | Unknown |  |  |  | 28 | 630.000 A | 0.63 | 50 | 20 | B07094 | [5 empty] | 0 | SEK ANTARABANGSA AUSTRALIA |  | 3
257247449 | B07096 |  | 6894478 | 6894477 | BCRS/PCE/J00757/MBB07094 | 300271217 | Existing | RYB | MINE-6 | B06988 SOUTHERN LAKE NO4 | CLOSED | CLOSED | LINK | 12.000 kV | 11 kV | GAS | 2012-09-10 | 2003 | B237011 |  |  | INDKOM | 1206227177 |  | SEK ANTARABANGSA AUSTRALIA | SUBSTATION | Unknown | Unknown | Unknown | DISTRIBUTION | TNB | CHERAS | Unknown | 75 |  |  |  | Unknown |  |  |  | 28 | 630.000 A | 0.63 | 50 | 20 | B07096 | [5 empty] | 0 | SEK ANTARABANGSA AUSTRALIA |  | 3
257247476 | B06343 | B06343 | 6898741 | 6898740 | BCRS/PCE/J00253/MBB06343 | 300006091 | Existing | RYB | MHCR2-11 | B06342 BDR MAHKOTA CHERAS NO 8 | CLOSED | CLOSED | LINK | 12.000 kV | 11 kV | GAS | 2002-11-01 | 2002 | D221465 |  | FALCON BETA | TAMCO | D221465 | N/A | BDR MAHKOTA CHERAS NO. 9 | SUBSTATION | Unknown | Unknown | Unknown | DISTRIBUTION | TNB | CHERAS | Unknown | 75 |  |  | Unknown | Unknown |  | LINE |  | 28 | 630.000 A | 0.63 | 50 | 20 | B06343 | NO | N/A |  |  |  | 0 | BANDAR MAHKOTA CHERAS NO 9 |  | 3
257247480 | B06346 | B06346 | 6898745 | 6898744 | BCRS/PCE/J00253/MBB06343 | 300006091 | Existing | RYB | MHCR2-11 | BANDAR MAHKOTA CHERAS NO 10 | CLOSED | CLOSED | LINK | 12.000 kV | 11 kV | GAS | 2002-11-01 | 2002 | D221465 |  | FALCON BETA | TAMCO | D221465 | N/A | BDR MAHKOTA CHERAS NO. 9 | SUBSTATION | Unknown | Unknown | Unknown | DISTRIBUTION | TNB | CHERAS | Unknown | 75 |  |  | Unknown | Unknown |  | LINE |  | 28 | 630.000 A | 0.63 | 50 | 20 | B06346 | NO | N/A |  |  |  | 0 | BANDAR MAHKOTA CHERAS NO 9 |  | 3
257252496 | B01994 | B01994 | 6852254 | 6852253 | BCRS/PCE/J00636/MBB01994 | 300270325 | Existing | RYB | BLKG-11 | PE ASAHI KOSEI NO.3 | OPEN | CLOSED | LINK | 12.000 kV | 11 kV | GAS | 2004-11-11 | 2004 | D242831 |  | FALCON BETA | TAMCO | D242831 |  | LFIP NO 4 | SUBSTATION | Unknown | Unknown | Unknown | DISTRIBUTION | TNB | CHERAS | Unknown | 75 |  |  | Unknown | Unknown |  | LINE |  | 28 | 630.000 A | 0.63 | 50 | 20 | B01994 | NO | N/A |  |  |  | 0 | LFIP NO 4 |  | 3
257252502 | B01997 | B01997 | 6852272 | 6852271 | BCRS/PCE/J00636/MBB01994 | 300270325 | Existing | RYB | BLKG-11 | B01998 LFIP NO 6 | CLOSED | CLOSED | LINK | 12.000 kV | 11 kV | GAS | 2004-11-11 | 2004 | D242831 |  | FALCON BETA | TAMCO | D242831 |  | LFIP NO 4 | SUBSTATION | Unknown | Unknown | Unknown | DISTRIBUTION | TNB | CHERAS | Unknown | 75 |  |  | Unknown | Unknown |  | LINE |  | 28 | 630.000 A | 0.63 | 50 | 20 | B01997 | NO |  |  |  |  | 0 | LFIP NO 4 |  | 3
257252687 | B00898 |  | 16309964 | 16309963 | BCRS/PCE/J00659/MB | 300431606 | Existing | RYB | BLKG-2 | B00853 DESA SERDANG NO 1 | CLOSED | CLOSED | LINK | 16.000 kV | 11 kV | OIL | 1994-11-11 | 0 | KSS/1189 |  | EPE | EPE |  |  | DESA SERDANG NO 2 | SUBSTATION | Unknown | Unknown | Unknown | DISTRIBUTION | TNB | CHERAS | Unknown | 75 |  |  |  | Unknown |  | LINE |  | 28 | 630.000 A | 0.63 | 50 | 21.9 | B00898 | [5 empty] | 0 | DESA SERDANG NO 2 |  | 3
257252693 | B00901 | B00902 DESA SERDANG NO. 3 | 16309985 | 16309984 | BCRS/PCE/J00659/MB | 300431606 | Existing | RYB | BLKG-2 | B00902 DESA SERDANG NO 3 | CLOSED | CLOSED | LINK | 16.000 kV | 11 kV | OIL | 1994-11-11 | 0 | KSS/1189 |  | EPE | EPE |  |  | DESA SERDANG NO 2 | SUBSTATION | Unknown | Unknown | Unknown | DISTRIBUTION | TNB | CHERAS | Unknown | 75 |  |  |  | Unknown |  | LINE |  | 28 | 630.000 A | 0.63 | 50 | 21.9 | B00901 | Unknown |  |  |  |  | 0 | DESA SERDANG NO 2 |  | 3
257255036 | B07815 |  | 6907844 | 6907843 | BCRS/PCE/J00508/MBB07815 | 300267380 | Existing | RYB | MHCR-11 | B06594 LOGI RAWATAN SISA NO1 BMC | CLOSED | CLOSED | LINK | 12.000 kV | 11 kV | GAS | 2006-11-01 | 2004 | B247967 |  | FALCON BETA | TAMCO | B247967 |  | JLN PAHLAWAN 24/3, BDR MAHKOTA CHERAS | Unknown | Unknown | Unknown | Unknown | DISTRIBUTION | TNB | CHERAS | Unknown | 75 |  |  |  | Unknown |  |  |  | 28 | 630.000 A | 0.63 | 50 | 20 | B07815 | [5 empty] | 0 | JLN PAHLWN 24/3 BDR MAHKOTA CRS |  | 3
257255040 | B07817 |  | 6907853 | 6907852 | BCRS/PCE/J00508/MBB07815 | 300267380 | Existing | RYB | MHCR-11 | JALAN PAHLAWAN 22/3 BML | CLOSED | CLOSED | LINK | 12.000 kV | 11 kV | GAS | 2006-11-01 | 2004 | B247967 |  | FALCON BETA | TAMCO | B247967 |  | JLN PAHLAWAN 24/3, BDR MAHKOTA CHERAS | Unknown | Unknown | Unknown | Unknown | DISTRIBUTION | TNB | CHERAS | Unknown | 75 |  |  |  | Unknown |  |  |  | 28 | 630.000 A | 0.63 | 50 | 20 | B07817 | [5 empty] | 0 | JLN PAHLWN 24/3 BDR MAHKOTA CRS |  | 3
257255063 | B02309 | B02309 | 6908911 | 6908910 | BCRS/PCE/J00084/MBB02309 | 300004397 | Existing | RYB | PMU SMYH-8 | B02308 PKNS SG LUI | CLOSED | CLOSED | LINK | 12.000 kV | 11 kV | GAS | 2006-11-01 | 2006 | B2611513 | Unknown | FALCON BETA | TAMCO | B2611513 |  | SG LUI NO 2 BT 21 1/2 A/T | Unknown | Unknown | Unknown | Unknown | DISTRIBUTION | TNB | CHERAS | Unknown | 75 |  |  | Unknown | Unknown |  | LINE |  | 28 | 630.000 A | 0.63 | 50 | 20 | B02309 | Unknown |  |  |  |  | 0 | SG LUI NO 2 BT 221/2 |  | 3
257255067 | B02311 | B02311 | 6908920 | 6908919 | BCRS/PCE/J00084/MBB02309 | 300004397 | Existing | RYB | PMU SMYH-8 | B03221 PAYA LEBAR | CLOSED | CLOSED | LINK | 12.000 kV | 11 kV | GAS | 2006-11-01 | 2006 | B2611513 | Unknown | FALCON BETA | TAMCO | B2611513 |  | SG LUI NO 2 BT 21 1/2 A/T | SUBSTATION | Unknown | Unknown | Unknown | DISTRIBUTION | TNB | CHERAS | Unknown | 75 |  |  | Unknown | Unknown |  | LINE |  | 28 | 630.000 A | 0.63 | 50 | 20 | B02311 | Unknown |  |  |  |  | 0 | SG LUI NO 2 BT 221/2 |  | 3
257255516 | B14263 | B01356 | 6800333 | 6800332 | BCRS/PCE/J01283/MB1 | 300511724 | Existing | RYB | CJYA-5 | B01357 HENG LEE CORPORATION | CLOSED | OPEN | LINK | 12.000 kV | 11 kV | GAS | 2006-11-11 | 2006 | B2510651 |  | FALCON BETA | EPE | B2510651 | N/A | PE CHERAS SELATAN 118 | SUBSTATION | Unknown | Unknown | Unknown | DISTRIBUTION | TNB | CHERAS | Unknown | 75 |  |  | Unknown | Unknown |  | LINE |  | 28 | 630.000 A | 0.63 | 50 | 20 | B14263 | NO | N/A |  |  |  | 0 | WING WAH |  | 3
257255543 | B01804 | SWS NGAI MING | 6756718 | 6756717 | BCRS/PCE/J00440/MBB01804 | 300510424 | Existing | RYB | CJYA-10 | B01803 SWS NGAI MING | CLOSED | CLOSED | LINK | 11.000 kV | 11 kV | GAS |  | 0 | R07192-97R | Unknown | SIEMENS | SIEMENS | RO7192-97R |  | KRIS COMPONENT | SUBSTATION | Unknown | Unknown | Unknown | DISTRIBUTION | TNB | CHERAS | Unknown | 75 |  |  | Unknown | Unknown |  | Unknown |  | 28 | 400.000 A | 0.018 | 50 | 20 | B01804 | Unknown |  |  |  |  | 0 | KRIS COMPONENTS |  | 3
257255547 | B01806 | PE MIEL NO 2 | 6756721 | 6756720 | BCRS/PCE/J00440/MBB01804 | 300510424 | Existing | RYB | CJYA-10 | B01807 PE MIEL NO 2 | CLOSED | CLOSED | LINK | 11.000 kV | 11 kV | GAS |  | 0 | J33909/1R/837 | Unknown | SIEMENS | SIEMENS | 13909/IR/637 |  | KRIS COMPONENT | SUBSTATION | Unknown | Unknown | Unknown | DISTRIBUTION | TNB | CHERAS | Unknown | 75 |  |  | Unknown | Unknown |  | Unknown |  | 28 | 250.000 A | 0.02 | 50 | 20 | B01806 | Unknown |  |  |  |  | 0 | KRIS COMPONENTS |  | 3
257255576 | B01558 | PE D.R. ENGINEERING S/B | 6765579 | 6765578 | BCRS/PCE/J00350/MB | 300010429 | Existing | RYB | CJYA-10 | B01559 PE D.R. ENGINEERING S/B | CLOSED | CLOSED | LINK | 11.000 kV | 11 kV | OIL | 19/05/2012 | 0 | L19/1/315R | Unknown | TAMCO | INDKOM | H16-1-105 |  | TAI TAT | SUBSTATION | Unknown | Unknown | Unknown | DISTRIBUTION | TNB | CHERAS | Unknown | 75 |  |  | Unknown | Unknown |  | Unknown |  | 28 | 400.000 A | 0.4 | 50 | 21.9 | B01558 | Unknown |  |  |  |  | 0 | TAI TAT |  | 3
257255580 | B01555 | SPARE | 6765585 | 6765584 | BCRS/PCE/J00350/MB | 300010429 | Existing | RYB | CJYA-10 | CABLE ABANDON | OPEN | OPEN | LINK | 11.000 kV | 11 kV | OIL | 19/05/2012 | 0 | L20/1/139R | Unknown | TAMCO | INDKOM | H16-1-105 |  | TAI TAT | Unknown | Unknown | Unknown | Unknown | DISTRIBUTION | TNB | CHERAS | Unknown | 75 |  |  | Unknown | Unknown |  | Unknown |  | 28 | 400.000 A | 0.4 | 50 | 21.9 | B01555 | Unknown |  |  |  |  | 0 | TAI TAT |  | 3
257255584 | B01557 | PE MIEL NO 1 | 6765587 | 6765586 | BCRS/PCE/J00350/MB | 300010429 | Existing | RYB | CJYA-10 | B01562 PE MIEL NO 1 | CLOSED | CLOSED | LINK | 11.000 kV | 11 kV | OIL | 19/05/2012 | 0 | L19/1/296R | Unknown | TAMCO | INDKOM | H16-1-105 |  | TAI TAT | SUBSTATION | Unknown | Unknown | Unknown | DISTRIBUTION | TNB | CHERAS | Unknown | 75 |  |  | Unknown | Unknown |  | Unknown |  | 28 | 400.000 A | 0.4 | 50 | 21.9 | B01557 | Unknown |  |  |  |  | 0 | TAI TAT |  | 3
257257187 | B02147 |  | 6824144 | 6824143 |  |  | Existing | RYB |  | B02146 TMN CHERAS NO 1 | CLOSED | CLOSED | LINK | 11.000 kV | 11 kV | OIL |  | 1982 | 821697 |  | LONG CRAWFORD | LONG CRAWFORD |  |  |  | Unknown | Unknown | Unknown | Unknown | DISTRIBUTION | TNB | CHERAS | Unknown | Unknown |  |  |  | Unknown |  |  |  |  | 630.000 A | 13.1 | 13.1 | 13.1 | [6 empty] | 0 | TAMAN MASRIA |  | 3
257257214 | B07074 | PE RUMAH PANGSA BUKIT HARTAMAS | 6825821 | 6825820 | BCRS/PCE/J00436/MB | 300431451 | Existing | RYB | LMAS-10 | B10399 PE RUMAH PANGSA BUKIT HARTAMAS | CLOSED | CLOSED | LINK | 12.000 kV | 11 kV | GAS | 2003-11-01 | 2003 | B237021 | Unknown | SCHNEIDER | SCHNEIDER | SF-2012-W04-5-0070 |  | TMN SEGAR PERDANA NO 5 | SUBSTATION | Unknown | Unknown | Unknown | DISTRIBUTION | TNB | CHERAS | Unknown | 75 |  |  | Unknown | Unknown |  | Unknown |  | 28 | 630.000 A | 0.63 | 50 | 20 | B07074 | Unknown |  |  |  |  | 0 | TMN SEGAR PERDANA NO 5 |  | 3
257257219 | B07076 | PE CHERAS AWANA NO 3 | 6825833 | 6825832 | BCRS/PCE/J00436/MB | 300431451 | Existing | RYB | TMASS-4 | B07473 PE CHERAS AWANA NO 3 | OPEN | OPEN | LINK | 12.000 kV | 11 kV | GAS | 2003-11-01 | 2003 | B237021 | Unknown | SCHNEIDER | SCHNEIDER | SF-2012-W04-5-0070 |  | TMN SEGAR PERDANA NO 5 | SUBSTATION | Unknown | Unknown | Unknown | DISTRIBUTION | TNB | CHERAS | Unknown | 75 |  |  | Unknown | Unknown |  | Unknown |  | 28 | 630.000 A | 0.63 | 50 | 20 | B07076 | Unknown |  |  |  |  | 0 | TMN SEGAR PERDANA NO 5 |  | 3
257257263 | B08464 |  | 6911543 | 6911542 | BCRS/PCE/J00458/MBB08464 | 300431554 | Existing | RYB | MHCR-9 | B02331 EXPRESS AUDIO | CLOSED | CLOSED | LINK | 12.000 kV | 11 kV | GAS | 18/07/1998 | 2005 | 1599 |  | VEI | VEI | 1599 |  | PANGSAPURI(KONDO) LANGAT JAYA | Unknown | Unknown | Unknown | Unknown | DISTRIBUTION | TNB | CHERAS | Unknown | 75 |  |  |  | Unknown |  |  |  | 28 | 630.000 A | 0.63 | 50 | 20 | B08464 | [5 empty] | 0 | KONDOMINIUM LANGAT JAYA |  | 3
257257269 | B08460 |  | 6911576 | 6911575 | BCRS/PCE/J00458/MBB08458 | 300431553 | Existing | RYB | MHCR-9 | B08461 LOOPING | CLOSED | CLOSED | LINK | 12.000 kV | 11 kV | GAS | 18/07/1998 | 2005 | 1266 |  | VEI | VEI | 1266 |  | PANGSAPURI(KONDO) LANGAT JAYA | Unknown | Unknown | Unknown | Unknown | DISTRIBUTION | TNB | CHERAS | Unknown | 75 |  |  |  | Unknown |  |  |  | 28 | 630.000 A | 0.63 | 50 | 20 | B08460 | [5 empty] | 0 | KONDOMINIUM LANGAT JAYA |  | 3
257257273 | B08461 |  | 6911584 | 6911587 | BCRS/PCE/J00458/MBB08464 | 300431554 | Existing | RYB | MHCR-9 | B08460 LOOPING | CLOSED | CLOSED | LINK | 12.000 kV | 11 kV | GAS | 18/07/1998 | 2005 | 1599 |  | VEI | VEI | 1599 |  | PANGSAPURI(KONDO) LANGAT JAYA | Unknown | Unknown | Unknown | Unknown | DISTRIBUTION | TNB | CHERAS | Unknown | 75 |  |  |  | Unknown |  |  |  | 28 | 630.000 A | 0.63 | 50 | 20 | B08461 | [5 empty] | 0 | KONDOMINIUM LANGAT JAYA |  | 3
257257279 | B08458 |  | 6911589 | 6911592 | BCRS/PCE/J00458/MBB08458 | 300431553 | Existing | RYB | MHCR-9 | B02330 MAS JAYA IND NO2 | CLOSED | CLOSED | LINK | 12.000 kV | 11 kV | GAS | 18/07/1998 | 2005 | 1266 |  | VEI | VEI | 1599 |  | PANGSAPURI(KONDO) LANGAT JAYA | Unknown | Unknown | Unknown | Unknown | DISTRIBUTION | TNB | CHERAS | Unknown | 75 |  |  |  | Unknown |  |  |  | 28 | 630.000 A | 0.63 | 50 | 20 | B08458 | [5 empty] | 0 | KONDOMINIUM LANGAT JAYA |  | 3
257259874 | B07314 |  | 6866836 | 6866835 | BCRS/PCE/J00584/MBB07312 | 300269153 | Existing | RYB | TAMI-6 | B02788 DESA KL | CLOSED | CLOSED | LINK | 11.000 kV | 11 kV | GAS | 2003-11-01 | 2003 | 0224S019 | Unknown | F_and_G | INDKOM | 0224S0 |  | JLN BUDIMAN 2/4 TMN PUTRA BUDIMAN | Unknown | Unknown | Unknown | Unknown | DISTRIBUTION | TNB | CHERAS | Unknown | 75 |  |  | Unknown | Unknown |  | Unknown |  | 28 | 630.000 A | 0.63 | 50 | 20 | B07314 | Unknown |  |  |  |  | 0 | TAMAN PUTRA BUDIMAN JLN BDMN 2/4 |  | 3
257259878 | B07312 |  | 6866839 | 6866838 | BCRS/PCE/J00584/MBB07312 | 300269153 | Existing | RYB | TAMI-6 | B08077 TAMAN PUTRA BUDIMAN NO 1 | CLOSED | CLOSED | LINK | 11.000 kV | 11 kV | GAS | 2003-11-01 | 2003 | 0224S019 | Unknown | F_and_G | INDKOM | 0224S0 |  | JLN BUDIMAN 2/4 TMN PUTRA BUDIMAN | Unknown | Unknown | Unknown | Unknown | DISTRIBUTION | TNB | CHERAS | Unknown | 75 |  |  | Unknown | Unknown |  | Unknown |  | 28 | 630.000 A | 0.63 | 50 | 20 | B07312 | Unknown |  |  |  |  | 0 | TAMAN PUTRA BUDIMAN JLN BDMN 2/4 |  | 3
257261063 | B01438 | B01438 | 6759822 | 6759821 | BCRS/PCE/J00669/MBB01438 | 300270691 | Existing | RYB | TAMI-3 | B01437 LIEW YEIK HARDWARE | CLOSED | CLOSED | LINK | 12.000 kV | 11 kV | GAS | 1997-11-01 | 1997 | B971485 |  | FALCON BETA | TAMCO | B971485 |  | PANG HONG | SUBSTATION | Unknown | Unknown | Unknown | DISTRIBUTION | TNB | CHERAS | Unknown | 75 |  |  | Unknown | Unknown |  | LINE |  | 28 | 630.000 A | 0.63 | 50 | 20 | B01438 | Unknown |  |  |  |  | 0 | PANG HONG |  | 3
257261067 | B01440 | B01440 | 6759831 | 6759830 | BCRS/PCE/J00669/MBB01438 | 300270691 | Existing | RYB | TAMI-3 | B07821 TMN SETIA 2 BALAKONG | CLOSED | CLOSED | LINK | 12.000 kV | 11 kV | GAS | 1997-11-01 | 1997 | B971485 |  | FALCON BETA | TAMCO | B971485 |  | PANG HONG | SUBSTATION | Unknown | Unknown | Unknown | DISTRIBUTION | TNB | CHERAS | Unknown | 75 |  |  | Unknown | Unknown |  | LINE |  | 28 | 630.000 A | 0.63 | 50 | 20 | B01440 | Unknown |  |  |  |  | 0 | PANG HONG |  | 3
257261096 | B01551 |  | 6764708 | 6764707 | BCRS/PCE/J00305/MB | 300431432 | Existing | RYB | BTHO-3 | B01568 TMN CHERAS JAYA NO 1 | CLOSED | CLOSED | LINK | 11.000 kV | 11 kV | OIL | 2011-11-11 | 0 | L97077-100L |  | TAMCO | INDKOM | H97051-97H |  | SUN HUP HING LEONG ENG | Unknown | Unknown | Unknown | Unknown | DISTRIBUTION | TNB | CHERAS | Unknown | 75 |  |  |  | Unknown |  | LINE |  | 28 | 400.000 A | 0.63 | 50 | 20 | B01551 | [5 empty] | 0 | SAN HUP HNG LOONG ENG WORKS |  | 3
257261101 | B01550 |  | 6764719 | 6764718 | BCRS/PCE/J00305/MB | 300431432 | Existing | RYB | BTHO-3 | B05713 GUPPY NO 2 | OPEN | CLOSED | LINK | 11.000 kV | 11 kV | OIL | 2011-11-11 | 0 | R17163-57R |  | TAMCO | INDKOM | H97051-97H |  | SUN HUP HING LEONG ENG | Unknown | Unknown | Unknown | Unknown | DISTRIBUTION | TNB | CHERAS | Unknown | 75 |  |  | Unknown | Unknown |  | LINE |  | 28 | 400.000 A | 0.63 | 50 | 20 | B01550 | [5 empty] | 0 | SAN HUP HNG LOONG ENG WORKS |  | 3
257261105 | B01547 |  | 6764724 | 6764723 | BCRS/PCE/J00305/MB | 300431432 | Existing | RYB | BTHO-3 | B01547 A.E TECHNOLGI | CLOSED | CLOSED | LINK | 11.000 kV | 11 kV | OIL | 2011-11-11 | 0 | R97076-224R |  | TAMCO | INDKOM | H97051-97H |  | SUN HUP HING LEONG ENG | Unknown | Unknown | Unknown | Unknown | DISTRIBUTION | TNB | CHERAS | Unknown | 75 |  |  |  | Unknown |  | LINE |  | 28 | 400.000 A | 0.63 | 50 | 20 | B01547 | [5 empty] | 0 | SAN HUP HNG LOONG ENG WORKS |  | 3
257261128 | B01598 | KILANG KARPOH KNITTING | 6767763 | 6767762 | BCRS/PCE/J00321/MBB01596 | 300510428 | Existing | RYB | CJYA-7 | B01599 KILANG KARTOH KNITTING | CLOSED | CLOSED | LINK | 11.000 kV | 11 kV | GAS |  | 0 | L18/1/706R |  | SIEMENS | SIEMENS | TBW3002941797-034000/005 |  | DUA SAMA | Unknown | Unknown | Unknown | Unknown | DISTRIBUTION | TNB | CHERAS | Unknown | 75 |  |  |  | Unknown |  |  |  | 28 | 400.000 A | 0.63 | 20 | 20 | B01598 | [5 empty] | 0 | DUASAMA |  | 3
257261132 | B01596 | UNITED CASTING | 6767766 | 6767765 | BCRS/PCE/J00321/MBB01596 | 300510428 | Existing | RYB | CJYA-7 | B01595 UNITED CASTING | CLOSED | CLOSED | LINK | 11.000 kV | 11 kV | GAS |  | 0 | L19/1/489R |  | SIEMENS | SIEMENS | TBW3002941797-034000/005 |  | DUA SAMA | Unknown | Unknown | Unknown | Unknown | DISTRIBUTION | TNB | CHERAS | Unknown | 75 |  |  |  | Unknown |  |  |  | 28 | 400.000 A | 0.63 | 20 | 20 | B01596 | [5 empty] | 0 | DUASAMA |  | 3
257274537 | B18162 | PE PKNS BUKIT KUNDANG | 6811212 | 6811229 | BCRS/PCE/J00475/MB | 300431570 | Existing | RYB |  | B02252 PE PKNS BUKIT KUNDANG | CLOSED | CLOSED | LINK | 12.000 kV | 11 kV | GAS | 2003-11-01 | 2003 | 10892 | Unknown | F_and_G | INDKOM | 1003312129 | N/A | RUMAH PANGSA BKT KUNDANG | SUBSTATION | Unknown | Unknown | Unknown | DISTRIBUTION | TNB | CHERAS | Unknown | 75 |  |  | Unknown | Unknown |  | LINE |  | 28 | 630.000 A | 0.63 | 50 | 20 | B18162 | NO | N/A |  |  |  | 0 | RMH PANGSA BUKIT KUNDANG |  | 3
257274541 | B08164 | PE FAIRVIEW H/LANGAT | 6811213 | 6811222 | BCRS/PCE/J00475/MB | 300431570 | Existing | RYB |  | B02251 PE FAIRVIEW H/LANGAT | CLOSED | CLOSED | LINK | 12.000 kV | 11 kV | GAS | 2003-11-01 | 2003 | 10892 | Unknown | F_and_G | INDKOM | 1003312129 | N/A | RUMAH PANGSA BKT KUNDANG | SUBSTATION | Unknown | Unknown | Unknown | DISTRIBUTION | TNB | CHERAS | Unknown | 75 |  |  | Unknown | Unknown |  | LINE |  | 28 | 630.000 A | 0.63 | 50 | 20 | B08164 | NO | N/A |  |  |  | 0 | RMH PANGSA BUKIT KUNDANG |  | 3
257274577 | B02251 |  | 6814222 | 6814221 | BCRS/PCE/J00066/MBB02249 | 300004335 | Existing | RYB |  | B08164 RMH PNGSA BKT KUNDANG | CLOSED | OPEN | LINK | 12.000 kV | 11 kV | GAS | 2003-11-01 | 2003 | E23095H |  | FALCON BETA | TAMCO |  |  | FAIR VIEW | Unknown | Unknown | Unknown | Unknown | DISTRIBUTION | TNB | CHERAS | Unknown | Unknown |  |  |  | Unknown |  |  |  |  | 630.000 A | 20 | 20 | 20 | B02251 | [5 empty] | 0 | FAIR VIEW |  | 3
257274581 | B08217 |  | 6814227 | 6814226 | BCRS/PCE/J00066/MBB02249 | 300004335 | Existing | RYB |  | B08282 FELCRA SEMUNGKIS | CLOSED | CLOSED | LINK | 12.000 kV | 11 kV | GAS | 2003-11-01 | 2003 | E23095H |  | FALCON BETA | TAMCO |  |  | FAIR VIEW | Unknown | Unknown | Unknown | Unknown | DISTRIBUTION | TNB | CHERAS | Unknown | Unknown |  |  |  | Unknown |  |  |  |  | 630.000 A | 20 | 20 | 20 | B08217 | [5 empty] | 0 | FAIR VIEW |  | 3
257274585 | B02249 |  | 6814232 | 6814231 | BCRS/PCE/J00066/MBB02249 | 300004335 | Existing | RYB |  | B02248 TMN INDAH JAYA | CLOSED | CLOSED | LINK | 12.000 kV | 11 kV | GAS | 2003-11-01 | 2003 | E23095H |  | FALCON BETA | TAMCO |  |  | FAIR VIEW | Unknown | Unknown | Unknown | Unknown | DISTRIBUTION | TNB | CHERAS | Unknown | Unknown |  |  |  | Unknown |  |  |  |  | 630.000 A | 20 | 20 | 20 | B02249 | [5 empty] | 0 | FAIR VIEW |  | 3
257277144 | B01707 | B1707 | 6768145 | 6768144 | BCRS/PCE/J00135/MBB01703 | 300005209 | Existing | RYB | BTHO-9 | B01708 BTHO NO 7 | CLOSED | CLOSED | LINK | 11.000 kV | 11 kV | GAS | 2000-11-01 | 0 | R17156-11R |  | INDKOM | INDKOM | 1010223160 | NOT AVAILABLE | BTHO NO 5 | SUBSTATION | Unknown | Unknown | Unknown | DISTRIBUTION | TNB | CHERAS | Unknown | 75 |  |  | Unknown | Unknown |  | LINE |  | 28 | 400.000 A | 0.63 | 50 | 20 | B01707 | NO | NOT AVAILABLE |  |  |  | 0 | BANDAR TUN HUSSIEN ONN NO 5 |  | 3
257277154 | B01706 | B01708 | 6768170 | 6768173 | BCRS/PCE/J00135/MBB01703 | 300005209 | Existing | RYB | BTHO-9 | B01714 TMN SRI CERAS NO 2 | CLOSED | CLOSED | LINK | 11.000 kV | 11 kV | GAS | 2000-11-01 | 0 | R17163-55H |  | INDKOM | INDKOM | 1010223160 | NOT AVAILABLE | BTHO NO 5 | SUBSTATION | Unknown | Unknown | Unknown | DISTRIBUTION | TNB | CHERAS | Unknown | 75 |  |  | Unknown | Unknown |  | LINE |  | 28 | 400.000 A | 0.63 | 50 | 20 | B01706 | NO | NOT AVAILABLE |  |  |  | 0 | BANDAR TUN HUSSIEN ONN NO 5 |  | 3
257277185 | B04696 | B04696 | 6768887 | 6768886 | BCRS/PCE/J00167/MBB04696 | 300005405 | Existing | RYB | LMAS-9 | B07569 JLN SUADAMAI 10/1 | CLOSED | CLOSED | LINK | 12.000 kV | 11 kV | GAS | 1998-11-11 | 1998 | D980462 |  | FALCON BETA | TAMCO | D/F980459 | N/A | BTHO NO 12 | SUBSTATION | Unknown | Unknown | Unknown | DISTRIBUTION | TNB | CHERAS | Unknown | 75 |  |  | Unknown | Unknown |  | LINE |  | 28 | 630.000 A | 0.63 | 50 | 20 | B04696 | NO | N/A |  |  |  | 0 | BTHO NO 12 |  | 3
257277191 | B04699 | B04699 | 6768905 | 6768904 | BCRS/PCE/J00167/MBB04696 | 300005405 | Existing | RYB | LMAS-9 | B10046 JALAN SUADAMAI 11/1 BTHO | CLOSED | CLOSED | LINK | 12.000 kV | 11 kV | GAS | 1998-11-11 | 1998 | D980462 |  | FALCON BETA | TAMCO | D/F980459 | N/A | BTHO NO 12 | SUBSTATION | Unknown | Unknown | Unknown | DISTRIBUTION | TNB | CHERAS | Unknown | 75 |  |  | Unknown | Unknown |  | LINE |  | 28 | 630.000 A | 0.63 | 50 | 20 | B04699 | NO | N/A |  |  |  | 0 | BTHO NO 12 |  | 3
257277214 | B02350 |  | 6926287 | 6926286 | BCRS/PCE/J00105/MBB02350 | 300004486 | Existing | RYB | TMASS-10 | TMASS-10 | CLOSED | CLOSED | LINK | 12.000 kV | 11 kV | GAS | 31/08/2013 | 1996 | B061359 | Unknown | FALCON BETA | TAMCO | B061359 |  | SONG TEIK SUN | Unknown | Unknown | Unknown | Unknown | DISTRIBUTION | TNB | CHERAS | Unknown | 75 |  |  | Unknown | Unknown |  | LINE |  | 28 | 630.000 A | 0.63 | 50 | 20 | B02350 | Unknown |  |  |  |  | 0 | SONG TEIK SUN |  | 3
257277218 | B02352 |  | 6926290 | 6926289 | BCRS/PCE/J00105/MBB02350 | 300004486 | Existing | RYB | TMASS-10 | B02353 TUCK SIN | CLOSED | CLOSED | LINK | 12.000 kV | 11 kV | GAS | 31/08/2013 | 1996 | B061359 |  | FALCON BETA | TAMCO | B061359 |  | SONG TEIK SUN | Unknown | Unknown | Unknown | Unknown | DISTRIBUTION | TNB | CHERAS | Unknown | 75 |  |  | Unknown | Unknown |  | LINE |  | 28 | 630.000 A | 0.63 | 50 | 20 | B02352 | [5 empty] | 0 | SONG TEIK SUN |  | 3
257277531 | B10256 | B10256 | 26148496 | 26148495 |  |  | Existing | RYB | MHCR2-11 | B09488 JLN SERI BUDIMAN 1/3 | CLOSED | CLOSED | LINK | 12.000 kV | 11 kV | GAS |  | 2002 | B2815843 |  | FALCON BETA | TAMCO | B2815843 | N/A | JLN SERI BUDIMAN 2/2 | SUBSTATION | Unknown | Unknown | Unknown | DISTRIBUTION | TNB | CHERAS | Unknown | 75 |  |  | Unknown | Unknown |  | LINE |  | 28 | 630.000 A | 0.63 | 50 | 20 | B10256 | NO | N/A |  |  |  | 0 | JALAN SERI BUDIMAN 2/2 |  | 3
257277536 | B10254 | B10254 | 26148509 | 26148508 |  |  | Existing | RYB | MHCR2-11 | B08072 JLN BENTARA 1/5 | CLOSED | CLOSED | LINK | 12.000 kV | 11 kV | GAS |  | 2002 | B2815843 |  | FALCON BETA | TAMCO | B2815843 | N/A | JLN SERI BUDIMAN 2/2 | SUBSTATION | Unknown | Unknown | Unknown | DISTRIBUTION | TNB | CHERAS | Unknown | 75 |  |  | Unknown | Unknown |  | LINE |  | 28 | 630.000 A | 0.63 | 50 | 20 | B10254 | NO | N/A |  |  |  | 0 | JALAN SERI BUDIMAN 2/2 |  | 3
257278585 | B01819 | B01819 | 6765647 | 6765646 | BCRS/PCE/J00369/MB | 300010550 | Existing | RYB | MHCR-13 | B01820 TERAZO | CLOSED | CLOSED | LINK | 12.000 kV | 11 kV | GAS | 1996-11-11 | 1996 | R0142/1 |  | INDKOM | INDKOM |  | N/A | WATTA BATTERY NO 1 | SUBSTATION | Unknown | Unknown | Unknown | DISTRIBUTION | TNB | CHERAS | Unknown | 75 |  |  | Unknown | Unknown |  | LINE |  | 28 | 630.000 A | 0.63 | 50 | 20 | B01819 | NO | N/A |  |  |  | 0 | WATTA NO 1 |  | 3
257278589 | B01817 | B01817 | 6765651 | 6765650 | BCRS/PCE/J00369/MB | 300010550 | Existing | RYB | MHCR-13 | B01816 ORIENT BATTERY | CLOSED | CLOSED | LINK | 12.000 kV | 11 kV | GAS | 1996-11-11 | 1996 | R0142/1 |  | INDKOM | INDKOM |  | N/A | WATTA BATTERY NO 1 | SUBSTATION | Unknown | Unknown | Unknown | DISTRIBUTION | TNB | CHERAS | Unknown | 75 |  |  | Unknown | Unknown |  | LINE |  | 28 | 630.000 A | 0.63 | 50 | 20 | B01817 | NO | N/A |  |  |  | 0 | WATTA NO 1 |  | 3
257278593 | B01818 | B01818 | 6765655 | 6765654 | BCRS/PCE/J00369/MB | 300010550 | Existing | RYB | MHCR-13 | MSB 11KV PENGGUNA | CLOSED | CLOSED | LINK | 12.000 kV | 11 kV | GAS | 1996-11-11 | 1996 | R0142/1 |  | INDKOM | INDKOM |  | N/A | WATTA BATTERY NO 1 | CUSTOMER | Unknown | Unknown | Unknown | DISTRIBUTION | TNB | CHERAS | Unknown | 75 |  |  | Unknown | Unknown |  | LINE |  | 28 | 630.000 A | 0.63 | 50 | 20 | B01818 | NO | N/A |  |  |  | 0 | WATTA NO 1 |  | 3
257278609 | B01727 | PE TMN CERIANA CHERAS | 6824526 | 6824537 | BCRS/PCE/J00245/MBB01724 | 300005957 | Existing | RYB | LMAS-4 | B08139 PE TMN CERIANA CHERAS | CLOSED | CLOSED | LINK | 12.000 kV | 11 kV | GAS | 2003-11-11 | 2003 | B236559 | Unknown | FALCON BETA | TAMCO | B236557 |  | TMN SRI CHERAS NO 1 | SUBSTATION | Unknown | Unknown | Unknown | DISTRIBUTION | TNB | CHERAS | Unknown | 75 |  |  | Unknown | Unknown |  | Unknown |  | 28 | 630.000 A | 0.63 | 50 | 20 | B01727 | Unknown |  |  |  |  | 0 | SRI CHERAS NO 1 |  | 3
257278618 | B01724 | PE TMN SERI CHERAS JAYA | 6824532 | 6824546 | BCRS/PCE/J00245/MBB01724 | 300005957 | Existing | RYB | LMAS-4 | B01723 PE TMN SERI CHERAS JAYA | CLOSED | CLOSED | LINK | 12.000 kV | 11 kV | GAS | 2003-11-11 | 2003 | B236559 | Unknown | FALCON BETA | TAMCO | B236557 |  | TMN SRI CHERAS NO 1 | SUBSTATION | Unknown | Unknown | Unknown | DISTRIBUTION | TNB | CHERAS | Unknown | 75 |  |  | Unknown | Unknown |  | Unknown |  | 28 | 630.000 A | 0.63 | 50 | 20 | B01724 | Unknown |  |  |  |  | 0 | SRI CHERAS NO 1 |  | 3
257278741 | B01590 |  | 6767840 | 6767839 | BCRS/PCE/J00319/MB | 300431434 | Existing | RYB | CJYA-7 | B01589 SEA INDUSTRIES | CLOSED | CLOSED | LINK | 11.000 kV | 11 kV | OIL | 2012-11-01 | 0 | L20/2/398L |  | TAMCO | VEI | IM 1673708 |  | SUPERIOR PRODUCT INC SB | Unknown | Unknown | Unknown | Unknown | DISTRIBUTION | TNB | CHERAS | Unknown | 75 |  |  |  | Unknown |  |  |  | 28 | 400.000 A | 0.63 | 21.9 | 21.9 | B01590 | [5 empty] | 0 | SUPERIOR |  | 3
257278745 | B01592 |  | 6767843 | 6767842 | BCRS/PCE/J00319/MB | 300431434 | Existing | RYB | CJYA-7 | B01593 UNITED CASTING | CLOSED | CLOSED | LINK | 11.000 kV | 11 kV | OIL | 2012-11-01 | 0 | L20/2/296L |  | TAMCO | VEI | IM 1673708 |  | SUPERIOR PRODUCT INC SB | Unknown | Unknown | Unknown | Unknown | DISTRIBUTION | TNB | CHERAS | Unknown | 75 |  |  |  | Unknown |  |  |  | 28 | 400.000 A | 0.63 | 21.9 | 21.9 | B01592 | [5 empty] | 0 | SUPERIOR |  | 3
257284574 | B02897 | PE FLAT TMN HARMONI | 6788113 | 6788126 | BCRS/PCE/J00007/MBB02891 | 300003263 | Existing | RYB | PBEL(P)-1 | B0858 PE FLAT TMN HARMONI | CLOSED | CLOSED | LINK | 11.000 kV | 11 kV | GAS | 1998-11-11 | 1997 | 700069/42 | Unknown | F_and_G | INDKOM | 700069/42 |  | TMN HARMONI | SUBSTATION | Unknown | Unknown | Unknown | DISTRIBUTION | TNB | CHERAS | Unknown | 75 |  |  | Unknown | Unknown |  | Unknown |  | 28 | 630.000 A | 0.63 | 50 | 22 | B02897 | Unknown |  |  |  |  | 0 | TAMAN HARMONI |  | 3
257284578 | B02893 | PE TMN HARMONI INDAH NO.2 | 6788114 | 6788130 | BCRS/PCE/J00007/MBB02891 | 300003263 | Existing | RYB | PBEL(P)-1 | B05154 PE TMN HARMONI INDAH NO.2 | CLOSED | CLOSED | LINK | 11.000 kV | 11 kV | GAS | 1998-11-11 | 1997 | 700069/42 | Unknown | F_and_G | INDKOM | 700069/42 |  | TMN HARMONI | SUBSTATION | Unknown | Unknown | Unknown | DISTRIBUTION | TNB | CHERAS | Unknown | 75 |  |  | Unknown | Unknown |  | Unknown |  | 28 | 630.000 A | 0.63 | 50 | 22 | B02893 | Unknown |  |  |  |  | 0 | TAMAN HARMONI |  | 3
257284719 | B02367 |  | 6829720 | 6829719 | BCRS/PCE/J00188/MBB02365 | 300005565 | Existing | RYB | MHCR-3 | B02368 TELEKOM SG LONG | CLOSED | CLOSED | LINK | 12.000 kV | 11 kV | GAS | 2000-11-01 | 0 | 9524208 |  | MERLIN GERIN | MERLIN GERIN | N/A |  | SG LONG NO 13 | SUBSTATION | Unknown | Unknown | Unknown | DISTRIBUTION | TNB | CHERAS | Unknown | 75 |  |  |  | Unknown |  | LINE |  | 28 | 630.000 A | 0.63 | 50 | 18.4 | B02367 | Unknown |  |  |  |  | 0 | BANDAR SG LONG NO 13 |  | 3
257284725 | B02365 |  | 6829738 | 6829737 | BCRS/PCE/J00188/MBB02365 | 300005565 | Existing | RYB | MHCR-3 | B04409 COMPACT SCOT PINE NO 2 | CLOSED | CLOSED | LINK | 12.000 kV | 11 kV | GAS | 2000-11-01 | 0 | 9524208 |  | MERLIN GERIN | MERLIN GERIN | N/A |  | SG LONG NO 13 | SUBSTATION | Unknown | Unknown | Unknown | DISTRIBUTION | TNB | CHERAS | Unknown | 75 |  |  |  | Unknown |  | LINE |  | 28 | 630.000 A | 0.63 | 50 | 18.4 | B02365 | Unknown |  |  |  |  | 0 | BANDAR SG LONG NO 13 |  | 3
257284747 | B01266 | PE BINA PLASTIK SDN BHD | 6841057 | 6841056 | BCRS/PCE/J00212/MBB01266 | 300005727 | Existing | RYB | PBEL(P)-11 | B01265 PE BINA PLASTIK SDN BHD | CLOSED | CLOSED | LINK | 11.000 kV | 11 kV | OIL | 2000-11-01 | 0 | J3909/1/L137 | Unknown | VEI | VEI | 26220 |  | DIAMOND PROPERTIES | SUBSTATION | Unknown | Unknown | Unknown | DISTRIBUTION | TNB | CHERAS | Unknown | 75 |  |  | Unknown | Unknown |  | Unknown |  | 28 | 400.000 A | 0.63 | 50 | 20 | B01266 | Unknown |  |  |  |  | 0 | DAIMOND PROPERTIES |  | 3
257284752 | B01268 | PE LOT 1898 JALAN KPB 9 | 6841064 | 6841063 | BCRS/PCE/J00212/MBB01266 | 300005727 | Existing | RYB | PBEL(P)-11 | B11529 PE LOT 1898 JALAN KPB 9 | CLOSED | CLOSED | LINK | 11.000 kV | 11 kV | GAS | 2000-11-01 | 0 | J3909/1/R185 | Unknown | VEI | VEI | 26220 |  | DIAMOND PROPERTIES | SUBSTATION | Unknown | Unknown | Unknown | DISTRIBUTION | TNB | CHERAS | Unknown | 75 |  |  | Unknown | Unknown |  | Unknown |  | 28 | 400.000 A | 0.63 | 50 | 20 | B01268 | Unknown |  |  |  |  | 0 | DAIMOND PROPERTIES |  | 3
257284774 | B01459 | B01459 | 6838091 | 6838090 | BCRS/PCE/J00700/MBB01457 | 300270790 | Existing | RYB | BLKG-12 | BLKG-12 | CLOSED | CLOSED | LINK | 12.000 kV | 11 kV | GAS | 1995-11-01 | 1995 | B950063 |  | FALCON BETA | TAMCO | B950063 | N/A | JONG SENG COMPACT | SUBSTATION | Unknown | Unknown | Unknown | DISTRIBUTION | TNB | CHERAS | Unknown | 75 |  |  | Unknown | Unknown |  | LINE |  | 28 | 630.000 A | 20 | 20 | 50 | B01459 | NO |  |  |  |  | 0 | JONG SENG |  | 3
257284779 | B01457 | B01457 | 6838103 | 6838102 | BCRS/PCE/J00700/MBB01457 | 300270790 | Existing | RYB | BLKG-12 | B09112 APARTMENT DESA RIA | CLOSED | CLOSED | LINK | 12.000 kV | 11 kV | GAS | 1995-11-01 | 1995 | B950063 |  | FALCON BETA | TAMCO | B950063 | N/A | JONG SENG COMPACT | SUBSTATION | Unknown | Unknown | Unknown | DISTRIBUTION | TNB | CHERAS | Unknown | 75 |  |  | Unknown | Unknown |  | LINE |  | 28 | 630.000 A | 20 | 50 | 20 | B01457 | NO | N/A |  |  |  | 0 | JONG SENG |  | 3
257284807 | B02724 | PE BERKAT HASIL NO.13 | 6786075 | 6786074 | BCRS/PCE/J00421/MB | 300011302 | Existing | RYB | TAMI-9 | B02723 PE BERKAT HASIL NO.13 | OPEN | CLOSED | LINK | 11.000 kV | 11 kV | GAS | 1997-11-11 | 1997 | 9712S122 | Unknown | F_and_G | INDKOM | 9712S122 |  | BERKAT HASIL NO 14 | SUBSTATION | Unknown | Unknown | Unknown | DISTRIBUTION | TNB | CHERAS | Unknown | 75 |  |  | Unknown | Unknown |  | Unknown |  | 28 | 630.000 A | 0.63 | 50 | 22 | B02724 | Unknown |  |  |  |  | 0 | BERKAT HASIL NO 14 |  | 3
257284813 | B02727 | PE TAMAN INDUSTRI SELESA JAYA | 6786093 | 6786092 | BCRS/PCE/J00421/MB | 300011302 | Existing | RYB | TAMI-9 | B09181 PE TAMAN INDUSTRI SELESA JAYA | CLOSED | CLOSED | LINK | 11.000 kV | 11 kV | GAS | 1997-11-11 | 1997 | 9712S122 | Unknown | F_and_G | INDKOM | 9712S122 |  | BERKAT HASIL NO 14 | SUBSTATION | Unknown | Unknown | Unknown | DISTRIBUTION | TNB | CHERAS | Unknown | 75 |  |  | Unknown | Unknown |  | Unknown |  | 28 | 630.000 A | 0.63 | 50 | 22 | B02727 | Unknown |  |  |  |  | 0 | BERKAT HASIL NO 14 |  | 3
257284842 | B09356 | PE SUKMA PESONA SURIA | 6842234 | 6842233 | BCRS/PCE/J00840/MBB09356 |  | Existing | RYB | SGLN-7 | B12120 PE SUKMA PESONA SURIA | CLOSED | CLOSED | LINK | 12.000 kV | 11 kV | GAS |  | 2006 | 23934 | Unknown | VEI | VEI | 23934 |  | SUKMA PESONA | SUBSTATION | Unknown | Unknown | Unknown | DISTRIBUTION | TNB | CHERAS | Unknown | 75 |  |  | Unknown | Unknown |  | Unknown |  | 28 | 630.000 A | 0.63 | 50 | 20 | B09356 | Unknown |  |  |  |  | 0 | SUKMA PESONA |  | 3
257284848 | B09353 | PE BDR SG LONG NO.11 | 6846092 | 6846091 | BCRS/PCE/J00840/MBB09353 |  | Existing | RYB | SGLN-7 | B06030 PE BDR SG LONG NO.11 | CLOSED | CLOSED | LINK | 12.000 kV | 11 kV | GAS |  | 2006 | 23934 | Unknown | VEI | VEI | 23934 |  | SUKMA PESONA | SUBSTATION | Unknown | Unknown | Unknown | DISTRIBUTION | TNB | CHERAS | Unknown | 75 |  |  | Unknown | Unknown |  | Unknown |  | 28 | 630.000 A | 0.63 | 50 | 20 | B09353 | Unknown |  |  |  |  | 0 | SUKMA PESONA |  | 3
257284870 | B02846 | B02846 | 6941013 | 6941012 | BCRS/PCE/J00754/MBB02846 | 300271140 | Existing | RYB | MINE-12 | B02845 WOO CHEE WAH | CLOSED | CLOSED | LINK | 12.000 kV | 11 kV | GAS | 1997-11-11 | 1997 | B971466 |  | FALCON BETA | TAMCO | B971466 | N/A | SOON HUAT | SUBSTATION | Unknown | Unknown | Unknown | DISTRIBUTION | TNB | CHERAS | Unknown | 75 |  |  | Unknown | Unknown |  | LINE |  | 28 | 630.000 A | 0.63 | 50 | 20 | B02846 | NO | N/A |  |  |  | 0 | SOON HUAT |  | 3
257284875 | B02848 | B02848 | 6941025 | 6941024 | BCRS/PCE/J00754/MBB02846 | 300271140 | Existing | RYB | MINE-12 | B02849 HONG AI KOK | CLOSED | CLOSED | LINK | 12.000 kV | 11 kV | GAS | 1997-11-11 | 1997 | B971466 |  | FALCON BETA | TAMCO | B971466 | N/A | SOON HUAT | SUBSTATION | Unknown | Unknown | Unknown | DISTRIBUTION | TNB | CHERAS | Unknown | 75 |  |  | Unknown | Unknown |  | LINE |  | 28 | 630.000 A | 0.63 | 50 | 20 | B02848 | NO | N/A |  |  |  | 0 | SOON HUAT |  | 3
257284897 | B07460 | B07460 | 6801775 | 6801774 | BCRS/PCE/J00479/MB | 300431574 | Existing | RYB | PBEL(P)-3 | B01286 AIMRIGHT | CLOSED | CLOSED | LINK | 12.000 kV | 11 kV | GAS | 2003-11-01 | 2003 | B237608 | Unknown | FALCON BETA | TAMCO | B237608 |  | JORDONE CORPORATION | SUBSTATION | Unknown | Unknown | Unknown | DISTRIBUTION | TNB | CHERAS | Unknown | 75 |  |  | Unknown | Unknown |  | LINE |  | 28 | 630.000 A | 0.63 | 50 | 20 | B07460 | Unknown |  |  |  |  | 0 | JORDONE CORPORATION SDN BHD |  | 3
257284902 | B07458 | B07458 | 6801787 | 6801786 | BCRS/PCE/J00479/MB | 300431574 | Existing | RYB | PBEL(P)-3 | B08873 JORDONE CORPORATION NO 2 | CLOSED | CLOSED | LINK | 12.000 kV | 11 kV | GAS | 2003-11-01 | 2003 | B237608 | Unknown | FALCON BETA | TAMCO | B237608 |  | JORDONE CORPORATION | SUBSTATION | Unknown | Unknown | Unknown | DISTRIBUTION | TNB | CHERAS | Unknown | 75 |  |  | Unknown | Unknown |  | LINE |  | 28 | 630.000 A | 0.63 | 50 | 20 | B07458 | Unknown |  |  |  |  | 0 | JORDONE CORPORATION SDN BHD |  | 3
257284931 | B01495 | PE BT 11 CHERAS | 6857875 | 6857874 | BCRS/PCE/J00389/MBB01493 | 300010701 | Existing | RYB | JUBA-11 | B01496 PE BT 11 CHERAS | CLOSED | CLOSED | LINK | 16.000 kV | 11 kV | GAS | 2013-11-01 | 1993 | KSS/2841 | Unknown | INDKOM | INDKOM | 1207217584 |  | SELANGOR PAPERMILL | SUBSTATION | Unknown | Unknown | Unknown | DISTRIBUTION | TNB | CHERAS | Unknown | 75 |  |  | Unknown | Unknown |  | LINE |  | 28 | 630.000 A | 0.63 | 50 | 20 | B01495 | Unknown |  |  |  |  | 0 | SELANGOR PAPER MILL BT.11 |  | 3
257284935 | B01493 | PE CHERAS MAJU BT 11 CHERAS | 6857881 | 6857880 | BCRS/PCE/J00389/MBB01493 | 300010701 | Existing | RYB | JUBA-11 | B08845 PE CHERAS MAJU BT 11 CHERAS | CLOSED | CLOSED | LINK | 16.000 kV | 11 kV | GAS | 2013-11-01 | 1993 | ROS/703 | Unknown | INDKOM | INDKOM | 1207217584 |  | SELANGOR PAPERMILL | SUBSTATION | Unknown | Unknown | Unknown | DISTRIBUTION | TNB | CHERAS | Unknown | 75 |  |  | Unknown | Unknown |  | LINE |  | 28 | 630.000 A | 0.63 | 50 | 20 | B01493 | Unknown |  |  |  |  | 0 | SELANGOR PAPER MILL BT.11 |  | 3
257284959 | B04003 |  | 6819948 | 6819947 | BCRS/PCE/J00847/MB | 300430823 | Existing | RYB | SGLN-8 | B04004 FIRST PAPER MILL | CLOSED | CLOSED | LINK | 12.000 kV | 11 kV | GAS | 2000-11-01 | 1991 | 62109127/402 | Unknown | F_and_G | EPE | N/A |  | LOJI AIR CHERAS | Unknown | Unknown | Unknown | Unknown | DISTRIBUTION | TNB | CHERAS | Unknown | 75 |  |  |  | Unknown |  | LINE |  | 28 | 630.000 A | 0.63 | 50 | 20 | B04003 | Unknown |  |  |  |  | 0 | S/SUIS LOJI AIR BT 11 CHERAS |  | 3
257284963 | B04002 |  | 6819953 | 6819952 | BCRS/PCE/J00847/MB | 300430823 | Existing | RYB | SGLN-8 | MSB CONS (S/S LJ AIR BT 11 CRS) | CLOSED | CLOSED | LINK | 12.000 kV | 11 kV | GAS | 2000-11-01 | 1991 | 62109127/402 |  | F_and_G | EPE | N/A |  | LOJI AIR CHERAS | CUSTOMER | Unknown | Unknown | Unknown | DISTRIBUTION | TNB | CHERAS | Unknown | 75 |  |  |  | Unknown |  | LINE |  | 28 | 630.000 A | 0.63 | 50 | 20 | B04002 | [5 empty] | 0 | S/SUIS LOJI AIR BT 11 CHERAS |  | 3
257284967 | B04001 |  | 6819958 | 6819957 | BCRS/PCE/J00847/MB | 300430823 | Existing | RYB | SGLN-8 | B04000 PE KIAN ANN KEE | CLOSED | CLOSED | LINK | 12.000 kV | 11 kV | GAS | 2000-11-01 | 1991 | 62109127/402 |  | F_and_G | EPE | N/A |  | LOJI AIR CHERAS | Unknown | Unknown | Unknown | Unknown | DISTRIBUTION | TNB | CHERAS | Unknown | 75 |  |  | Unknown | Unknown |  | LINE |  | 28 | 630.000 A | 0.63 | 50 | 20 | B04001 | [5 empty] | 0 | S/SUIS LOJI AIR BT 11 CHERAS |  | 3
257291999 | B02081 |  | 6785570 | 6785569 | BCRS/PCE/J00149/MB1 | 300005296 | Existing | RYB | LMAS-14 | B02082 TAMAN PUTERI NO 1 | CLOSED | CLOSED | LINK | 11.000 kV | 11 kV | GAS | 1997-11-01 | 1997 | 9734S001 |  | INDKOM | INDKOM | 9734S001 |  | TMN EMAS CHERAS | Unknown | Unknown | Unknown | Unknown | DISTRIBUTION | TNB | CHERAS | Unknown | 75 |  |  |  | Unknown |  |  |  | 28 | 630.000 A | 0.63 | 50 | 20 | B02081 | [5 empty] | 0 | TMN EMAS CHERAS |  | 3
257292005 | B02079 |  | 6785588 | 6785587 | BCRS/PCE/J00149/MB1 | 300005296 | Existing | RYB | LMAS-14 | B10183 TMN ORKID, JLN ORKID 5/2 | CLOSED | CLOSED | LINK | 11.000 kV | 11 kV | GAS | 1997-11-01 | 1997 | 9734S001 |  | INDKOM | INDKOM | 9734S001 |  | TMN EMAS CHERAS | Unknown | Unknown | Unknown | Unknown | DISTRIBUTION | TNB | CHERAS | Unknown | 75 |  |  |  | Unknown |  |  |  | 28 | 630.000 A | 0.63 | 50 | 20 | B02079 | [5 empty] | 0 | TMN EMAS CHERAS |  | 3
257293465 | B05096 | B05096 | 6944132 | 6944131 | BCRS/PCE/J00434/MBB05096 | 300013529 | Existing | RYB | TSRA-3 | B04591 TMN DESA KARUMAS NO 2 | CLOSED | CLOSED | LINK | 12.000 kV | 11 kV | GAS | 18/07/1998 | 2001 | CV 712050/00011/001 |  | ITEM | INDKOM | CV 712050/00011/001 |  | DESA KARUMAS CONDO | SUBSTATION | Unknown | Unknown | Unknown | DISTRIBUTION | TNB | CHERAS | Unknown | 75 |  |  | Unknown | Unknown |  | LINE |  | 28 | 630.000 A | 0.63 | 50 | 20 | B05096 | Unknown |  |  |  |  | 0 | KARUMAS KONDO |  | 3
257293471 | B05099 | B05097 | 6944150 | 6944149 | BCRS/PCE/J00434/MBB05096 | 300013529 | Existing | RYB | TSRA-3 | B08195 TAMAN BUKIT MAS NO 2 | CLOSED | CLOSED | LINK | 12.000 kV | 11 kV | GAS | 18/07/1998 | 2001 | CV 712050/00011/001 |  | ITEM | INDKOM | CV 712050/00011/001 |  | DESA KARUMAS CONDO | SUBSTATION | Unknown | Unknown | Unknown | DISTRIBUTION | TNB | CHERAS | Unknown | 75 |  |  | Unknown | Unknown |  | LINE |  | 28 | 630.000 A | 0.63 | 50 | 20 | B05099 | Unknown |  |  |  |  | 0 | KARUMAS KONDO |  | 3
257294663 | B01971 |  | 6944210 | 6944209 | BCRS/PCE/J00717/MBB01971 | 300270911 | Existing | RYB | BLKG-10 | B01970 INDUSTRONIC ENTERPRISE | CLOSED | CLOSED | LINK | 12.000 kV | 11 kV | GAS | 18/07/1998 | 0 | B05313-9B-95 |  |  | TAMCO |  |  | QUILL CONSTRUCTION | Unknown | Unknown | Unknown | Unknown | DISTRIBUTION | TNB | CHERAS | Unknown | 75 |  |  |  | Unknown |  |  |  | 28 | 630.000 A | 0.63 | 50 | 20 | B01971 | [5 empty] | 0 | QUILL CONSTRUCTION |  | 3
257294668 | B01973 |  | 6944222 | 6944221 | BCRS/PCE/J00717/MBB01971 | 300270911 | Existing | RYB | BLKG-10 | B01974 YEW LUM | CLOSED | CLOSED | LINK | 12.000 kV | 11 kV | GAS | 18/07/1998 | 0 | B05313-9B-95 |  |  | TAMCO |  |  | QUILL CONSTRUCTION | Unknown | Unknown | Unknown | Unknown | DISTRIBUTION | TNB | CHERAS | Unknown | 75 |  |  |  | Unknown |  |  |  | 28 | 630.000 A | 0.63 | 50 | 20 | B01973 | [5 empty] | 0 | QUILL CONSTRUCTION |  | 3
257295622 | B07441 | B07441 | 6834409 | 6834408 | BCRS/PCE/J00467/MB | 300431563 | Existing | RYB | CJYA-14 | B01951 LFIP NO 1 | CLOSED | CLOSED | LINK | 12.000 kV | 11 kV | GAS | 2003-11-01 | 2003 | B237661 |  | FALCON BETA | TAMCO | B237661 |  | TMN TANMING RIA | SUBSTATION | Unknown | Unknown | Unknown | DISTRIBUTION | TNB | CHERAS | Unknown | 75 |  |  |  | Unknown |  | LINE |  | 28 | 630.000 A | 0.63 | 50 | 20 | B07441 | Unknown |  |  |  |  | 0 | TMN TAMING RIA |  | 3
257295627 | B07439 | B07439 | 6834421 | 6834420 | BCRS/PCE/J00467/MB | 300431563 | Existing | RYB | CJYA-14 | B01952 LFIP NO 3 | CLOSED | CLOSED | LINK | 12.000 kV | 11 kV | GAS | 2003-11-01 | 2003 | B237661 |  | FALCON BETA | TAMCO | B237661 |  | TMN TANMING RIA | SUBSTATION | Unknown | Unknown | Unknown | DISTRIBUTION | TNB | CHERAS | Unknown | 75 |  |  |  | Unknown |  | LINE |  | 28 | 630.000 A | 0.63 | 50 | 20 | B07439 | Unknown |  |  |  |  | 0 | TMN TAMING RIA |  | 3
257296484 | B10279 | B10279 | 26150947 | 26150946 | BCRS/PCE/J00919/MBB10279 |  | Existing | RYB | PBEL(P)-3 | B11090 LOT PT 22174 BLKG | CLOSED | CLOSED | LINK | 12.000 kV | 11 kV | GAS |  | 2008 | B2815864 | Unknown | FALCON BETA | TAMCO | B2815864 |  | LOT 1849 JLN KPB 10 | SUBSTATION | Unknown | Unknown | Unknown | DISTRIBUTION | TNB | CHERAS | Unknown | 75 |  |  | Unknown | Unknown |  | LINE |  | 28 | 630.000 A | 0.63 | 50 | 20 | B10279 | NO | [5 empty] | LOT 1849, JALAN KPB 10 |  | 3
257296489 | B10281 | B10281 | 26150962 | 26150961 | BCRS/PCE/J00919/MBB10281 |  | Existing | RYB | PBEL(P)-3 | B01281 STARLIGHT | CLOSED | CLOSED | LINK | 12.000 kV | 11 kV | GAS |  | 2008 | B2815864 | Unknown | FALCON BETA | TAMCO | B2815864 |  | LOT 1849 JLN KPB 10 | SUBSTATION | Unknown | Unknown | Unknown | DISTRIBUTION | TNB | CHERAS | Unknown | 75 |  |  | Unknown | Unknown |  | LINE |  | 28 | 630.000 A | 20 | 50 | 20 | B10281 | NO | [5 empty] | LOT 1849, JALAN KPB 10 |  | 3
257297656 | B08706 | B08706 | 6804223 | 6804240 | BCRS/PCE/J00446/MBB08704 | 300269687 | Existing | RYB |  | B02266 IKBN DUSUN TUA | CLOSED | CLOSED | LINK | 12.000 kV | 11 kV | GAS | 2005-11-01 | 2005 | 2L1T368 |  | TOPRANK | TOPRANK | 2L1T368 | N/A | IKBN DUSUN TUA NO 5 | SUBSTATION | Unknown | Unknown | Unknown | DISTRIBUTION | TNB | CHERAS | Unknown | 75 |  |  | Unknown | Unknown |  | LINE |  | 28 | 630.000 A | 0.63 | 50 | 20 | B08706 | NO | N/A |  |  |  | 0 | IKBN DUSUN TUA (5) |  | 3
257297660 | B08704 | B08704 | 6804224 | 6804233 | BCRS/PCE/J00446/MBB08704 | 300269687 | Existing | RYB |  | B08180 IKBN DUSUN TUA 4 | CLOSED | CLOSED | LINK | 12.000 kV | 11 kV | GAS | 2005-11-01 | 2005 | 2L1T368 |  | TOPRANK | TOPRANK | 2L1T368 | N/A | IKBN DUSUN TUA NO 5 | SUBSTATION | Unknown | Unknown | Unknown | DISTRIBUTION | TNB | CHERAS | Unknown | 75 |  |  | Unknown | Unknown |  | LINE |  | 28 | 630.000 A | 0.63 | 50 | 20 | B08704 | NO | N/A |  |  |  | 0 | IKBN DUSUN TUA (5) |  | 3
257297722 | B01554 |  | 6756628 | 6756627 | BCRS/PCE/J00307/MB1 | 310341708 | Existing | RYB | BLKG-4 | B01314 TELEKOM BALAKONG | CLOSED | CLOSED | LINK | 11.000 kV | 11 kV | OIL | 20/12/2016 | 0 | L20/1/2078R |  | TAMCO | EPE | 120/1/2028 |  | SWS GUPPY PLASTIC NO 1 (YU YEE) | SUBSTATION | Unknown | Unknown | Unknown | DISTRIBUTION | TNB | CHERAS | Unknown | 75 |  |  |  | Unknown |  | LINE |  | 28 | 400.000 A | 0.4 | 21.9 | 21.9 | B01554 | Unknown |  |  |  |  | 0 | GUPPY NO 1 |  | 3
257297726 | B01552 |  | 6756632 | 6756631 | BCRS/PCE/J00307/MB1 | 310341708 | Existing | RYB | BLKG-4 | B05711 SS GUPPY NO 2 | CLOSED | CLOSED | LINK | 11.000 kV | 11 kV | OIL | 20/12/2016 | 0 | R17163-56R |  | TAMCO | EPE | 120/1/2028 |  | SWS GUPPY PLASTIC NO 1 (YU YEE) | Unknown | Unknown | Unknown | Unknown | DISTRIBUTION | TNB | CHERAS | Unknown | 75 |  |  |  | Unknown |  | LINE |  | 28 | 400.000 A | 0.4 | 21.9 | 21.9 | B01552 | Unknown |  |  |  |  | 0 | GUPPY NO 1 |  | 3
257297730 | B01553 | MSB 11KV PENGGUNA (ABANDON) | 6756636 | 6756635 | BCRS/PCE/J00307/MB1 | 310341708 | Existing | RYB | BLKG-4 | MSB 11KV PENGGUNA (ABANDON) | CLOSED | OPEN | LINK | 11.000 kV | 11 kV | OIL | 20/12/2016 | 0 | L20/1/202R |  | TAMCO | EPE | 120/1/128 |  | SWS GUPPY PLASTIC NO 1 (YU YEE) | CUSTOMER | Unknown | Unknown | Unknown | DISTRIBUTION | TNB | CHERAS | Unknown | 75 |  |  |  | Unknown |  | LINE |  | 28 | 400.000 A | 0.4 | 21.9 | 21.9 | B01553 | Unknown |  |  |  |  | 0 | GUPPY NO 1 |  | 3
257298388 | B02260 | B02260 | 6812564 | 6812566 | BCRS/PCE/J00069/MB1 | 300431061 | Existing | RYB |  | B02262 DUSUN TUA | CLOSED | CLOSED | LINK | 12.000 kV | 11 kV | GAS | 2000-11-01 | 1996 | B961280 |  | FALCON BETA | TAMCO | B961280 | N/A | KG DARUL HIDAYAH A/T | SUBSTATION | Unknown | Unknown | Unknown | DISTRIBUTION | TNB | CHERAS | Unknown | 75 |  |  | Unknown | Unknown |  | LINE |  | 28 | 630.000 A | 0.63 | 50 | 20 | B02260 | NO | N/A |  |  |  | 0 | DARUL HIDAYAH |  | 3
257298436 | B01341 | B01341 | 6811921 | 6811920 | BCRS/PCE/J00297/MBB01339 | 300010106 | Existing | RYB | CJYA-3 | PE SAN WOON | CLOSED | CLOSED | LINK | 12.000 kV | 11 kV | GAS | 1991-11-01 | 1991 | 62109390/346 |  | INDKOM | TAMCO | 62109390/346 | N/A | LAKSANA REALTY | SUBSTATION | Unknown | Unknown | Unknown | DISTRIBUTION | TNB | CHERAS | Unknown | 75 |  |  | Unknown | Unknown |  | LINE |  | 28 | 630.000 A | 0.63 | 50 | 20 | B01341 | NO | N/A |  |  |  | 0 | LAKSANA REALITY |  | 3
257298441 | B01339 | B01339 | 6811930 | 6811929 | BCRS/PCE/J00297/MBB01339 | 300010106 | Existing | RYB | CJYA-3 | PE REYLON | CLOSED | CLOSED | LINK | 12.000 kV | 11 kV | GAS | 1991-11-01 | 1991 | 62109390/346 |  | INDKOM | TAMCO | 62109390/346 | N/A | LAKSANA REALTY | SUBSTATION | Unknown | Unknown | Unknown | DISTRIBUTION | TNB | CHERAS | Unknown | 75 |  |  | Unknown | Unknown |  | LINE |  | 28 | 630.000 A | 0.63 | 50 | 20 | B01339 | NO | N/A |  |  |  | 0 | LAKSANA REALITY |  | 3
257298463 | B02237 |  | 6812799 | 6812798 | BCRS/PCE/J00061/MBB02237 | 300004314 | Existing | RYB |  | B10486 LAMAN KESUMA | CLOSED | CLOSED | LINK | 12.000 kV | 11 kV | GAS | 1997-11-01 | 0 | F9526271 |  | MERLIN GERIN | MERLIN GERIN |  |  | TMN PINGGIRAN DELIMA NO 1 | Unknown | Unknown | Unknown | Unknown | DISTRIBUTION | TNB | CHERAS | Unknown | Unknown |  |  |  | Unknown |  |  |  |  | 630.000 A | 18.4 | 18.4 | 18.4 | B02237 | [5 empty] | 0 | TAMAN PINGGIRAN DELIMA NO 1 |  | 3
257298468 | B02239 |  | 6813830 | 6813829 | BCRS/PCE/J00061/MBB02237 | 300004314 | Existing | RYB |  | B02240 TMN PNGGRN DELIMA NO 2 | CLOSED | CLOSED | LINK | 12.000 kV | 11 kV | GAS | 1997-11-01 | 0 | F9526271 |  | MERLIN GERIN | MERLIN GERIN |  |  | TMN PINGGIRAN DELIMA NO 1 | Unknown | Unknown | Unknown | Unknown | DISTRIBUTION | TNB | CHERAS | Unknown | Unknown |  |  |  | Unknown |  |  |  |  | 630.000 A | 18.4 | 18.4 | 18.4 | B02239 | [5 empty] | 0 | TAMAN PINGGIRAN DELIMA NO 1 |  | 3
257300294 | B07068 | B07068 | 6794230 | 6794229 | BCRS/PCE/J00437/MB1 | 300431452 | Existing | RYB | LMAS-9 | B01691 BTHO 11 | CLOSED | CLOSED | LINK | 11.000 kV | 11 kV | GAS | 2001-11-11 | 2001 | 0109S27 |  | INDKOM | INDKOM | 0109S027 | N/A | SEK MEN KEB BTHO 2 | SUBSTATION | Unknown | Unknown | Unknown | DISTRIBUTION | TNB | CHERAS | Unknown | 75 |  |  | Unknown | Unknown |  | LINE |  | 28 | 630.000 A | 0.63 | 50 | 20 | B07068 | NO | N/A |  |  |  | 0 | SEK MEN HUSSEIN ONN(2) |  | 3
257300298 | B07070 | B07070 | 6794233 | 6794232 | BCRS/PCE/J00437/MB1 | 300431452 | Existing | RYB | LMAS-9 | B01690 BTHO 10 | CLOSED | CLOSED | LINK | 11.000 kV | 11 kV | GAS | 2001-11-11 | 2001 | 0109S27 |  | INDKOM | INDKOM | 0109S027 | N/A | SEK MEN KEB BTHO 2 | SUBSTATION | Unknown | Unknown | Unknown | DISTRIBUTION | TNB | CHERAS | Unknown | 75 |  |  | Unknown | Unknown |  | LINE |  | 28 | 630.000 A | 0.63 | 50 | 20 | B07070 | NO | N/A |  |  |  | 0 | SEK MEN HUSSEIN ONN(2) |  | 3
257300327 | B08619 | PE JALAN PERMAISURI 23\6 BMC | 6932998 | 6932997 | BCRS/PCE/J00450/MBB08616 | 300269704 | Existing | RYB | MHCR-2 | B07127 PE JALAN PERMAISURI 23\6 BMC | CLOSED | CLOSED | LINK | 12.000 kV | 11 kV | GAS | 2005-11-01 | 2005 | D253253 | Unknown | FALCON BETA | TAMCO | D253253 |  | COMMERCIAL AREA NO 7 BMC | SUBSTATION | Unknown | Unknown | Unknown | DISTRIBUTION | TNB | CHERAS | Unknown | 75 |  |  | Unknown | Unknown |  | Unknown |  | 28 | 630.000 A | 0.63 | 50 | 20 | B08619 | Unknown |  |  |  |  | 0 | COMMERCIAL AREA 7 |  | 3
257300333 | B08616 | PE COMMERCIAL AREA 8 | 6933016 | 6933015 | BCRS/PCE/J00450/MBB08616 | 300269704 | Existing | RYB | MHCR-2 | B08615 PE COMMERCIAL AREA 8 | CLOSED | CLOSED | LINK | 12.000 kV | 11 kV | GAS | 2005-11-01 | 2005 | D253253 | Unknown | FALCON BETA | TAMCO | D253253 |  | COMMERCIAL AREA NO 7 BMC | SUBSTATION | Unknown | Unknown | Unknown | DISTRIBUTION | TNB | CHERAS | Unknown | 75 |  |  | Unknown | Unknown |  | Unknown |  | 28 | 630.000 A | 0.63 | 50 | 20 | B08616 | Unknown |  |  |  |  | 0 | COMMERCIAL AREA 7 |  | 3
257300679 | B02646 | STN SUIS MINES WATERFRONT PARK | 16306958 | 16306957 |  |  | Existing | RYB |  | B02644 PE STN SUIS MINES WATERFRONT PARK | CLOSED | CLOSED | LINK | 12.000 kV | 11 kV | GAS |  | 1997 | B972265 | Unknown | FALCON BETA | TAMCO | B972265 |  | TOL BESRAYA | SUBSTATION | Unknown | Unknown | Unknown | DISTRIBUTION | TNB | CHERAS | Unknown | 75 |  |  | CONTROL | Unknown |  | Unknown |  | 28 | 630.000 A | 0.63 | 50 | 20 | B02646 | Unknown |  |  |  |  | 0 | PLAZA TOL SG. BESI(BESRAYA) |  | 3
257300683 | B02647 | PE GOLDEN HORSES | 16306961 | 16306960 |  |  | Existing | RYB |  | B02649 PE GOLDEN HORSES | CLOSED | CLOSED | LINK | 12.000 kV | 11 kV | GAS |  | 1997 | B972265 | Unknown | FALCON BETA | TAMCO | B972265 |  | TOL BESRAYA | SUBSTATION | Unknown | Unknown | Unknown | DISTRIBUTION | TNB | CHERAS | Unknown | 75 |  |  | CONTROL | Unknown |  | Unknown |  | 28 | 630.000 A | 0.63 | 50 | 20 | B02647 | Unknown |  |  |  |  | 0 | PLAZA TOL SG. BESI(BESRAYA) |  | 3
257300732 | B01303 | PE FURNIWEB | 6838246 | 6838245 | BCRS/PCE/J00274/MBB01303 | 300009989 | Existing | RYB | PBEL(P)-6 | B01302 PE FURNIWEB | CLOSED | CLOSED | LINK | 12.000 kV | 11 kV | GAS | 1996-11-11 | 1996 | B961102 | Unknown | FALCON BETA | TAMCO | B961102 |  | VALIAND RUBBER PRODUCT | SUBSTATION | Unknown | Unknown | Unknown | DISTRIBUTION | TNB | CHERAS | Unknown | 75 |  |  | Unknown | Unknown |  | Unknown |  | 28 | 630.000 A | 0.63 | 50 | 20 | B01303 | Unknown |  |  |  |  | 0 | VALIAND RUBBER |  | 3
257300737 | B01305 | PE PANTAI UTAMA S/B | 6838253 | 6838252 | BCRS/PCE/J00274/MBB01303 | 300009989 | Existing | RYB | PBEL(P)-6 | B01306 PE PANTAI UTAMA S/B | CLOSED | CLOSED | LINK | 12.000 kV | 11 kV | GAS | 1996-11-11 | 1996 | B961102 | Unknown | FALCON BETA | TAMCO | B961102 |  | VALIAND RUBBER PRODUCT | SUBSTATION | Unknown | Unknown | Unknown | DISTRIBUTION | TNB | CHERAS | Unknown | 75 |  |  | Unknown | Unknown |  | Unknown |  | 28 | 630.000 A | 0.63 | 50 | 20 | B01305 | Unknown |  |  |  |  | 0 | VALIAND RUBBER |  | 3
257303302 | B05104 |  | 6759613 | 6759612 | BCRS/PCE/J00536/MBB05104 | 300268219 | Existing | RYB | CJYA-6 | B01371 PKNS CHERAS JAYA NO 4 | CLOSED | CLOSED | LINK | 11.000 kV | 11 kV | GAS | 2001-11-11 | 2001 | 0112S067 |  | INDKOM | INDKOM | 0112S067 |  | PUSAT SERVIS PERODUA CHERAS JAYA | SUBSTATION | Unknown | Unknown | Unknown | DISTRIBUTION | TNB | CHERAS | Unknown | 75 |  |  |  | Unknown |  |  |  | 28 | 630.000 A | 0.63 | 50 | 20 | B05104 | [5 empty] | 0 | PERODUA SERVICES CHERAS JAYA |  | 3
257303306 | B05106 |  | 6759616 | 6759615 | BCRS/PCE/J00536/MBB05104 | 300268219 | Existing | RYB | CJYA-6 | B09069 HONG GUAN AGRICULTURE | CLOSED | CLOSED | LINK | 11.000 kV | 11 kV | GAS | 2001-11-11 | 2001 | 0112S067 |  | INDKOM | INDKOM | 0112S067 |  | PUSAT SERVIS PERODUA CHERAS JAYA | SUBSTATION | Unknown | Unknown | Unknown | DISTRIBUTION | TNB | CHERAS | Unknown | 75 |  |  |  | Unknown |  |  |  | 28 | 630.000 A | 0.63 | 50 | 20 | B05106 | [5 empty] | 0 | PERODUA SERVICES CHERAS JAYA |  | 3
257303332 | B01728 | PE TMN CERIANA CHERAS | 6822641 | 6822646 | BCRS/PCE/J00244/MB | 300005951 | Existing | RYB | LMAS-4 | B08137 PE TMN CERIANA CHERAS | CLOSED | CLOSED | LINK | 11.000 kV | 11 kV | GAS | 2011-11-11 | 0 | I19/1/919R | Unknown | FALCON BETA | TAMCO | B21122153 | N/A | TMN MURNI | SUBSTATION | Unknown | Unknown | Unknown | DISTRIBUTION | TNB | CHERAS | Unknown | 75 |  |  | Unknown | Unknown |  | LINE |  | 28 | 400.000 A | 0.63 | 50 | 20 | B01728 | Unknown | N/A |  |  |  | 0 | TMN MURNI |  | 3
257303336 | B01730 | PE COMPACT PETRONAS | 6822642 | 6822654 | BCRS/PCE/J00244/MB | 300005951 | Existing | RYB | LMAS-4 | B07011 PE COMPACT PETRONAS | CLOSED | CLOSED | LINK | 11.000 kV | 11 kV | GAS | 2011-11-11 | 0 | J2890-1-2-14 | Unknown | FALCON BETA | TAMCO | B21122153 | N/A | TMN MURNI | SUBSTATION | Unknown | Unknown | Unknown | DISTRIBUTION | TNB | CHERAS | Unknown | 75 |  |  | Unknown | Unknown |  | LINE |  | 28 | 400.000 A | 0.63 | 50 | 20 | B01730 | NO | N/A |  |  |  | 0 | TMN MURNI |  | 3
257304079 | B02734 | PE BERKAT HASIL 11 | 6787850 | 6787849 | BCRS/PCE/J00419/MB | 300011282 | Existing | RYB | TAMI-9 | B02735 PE BERKAT HASIL 11 | CLOSED | CLOSED | LINK | 12.000 kV | 11 kV | GAS | 1995-11-11 | 1995 | B 950485 | Unknown | FALCON BETA | TAMCO | B 950485 |  | BERKAT HASIL NO 10 | SUBSTATION | Unknown | Unknown | Unknown | DISTRIBUTION | TNB | CHERAS | Unknown | 75 |  |  | Unknown | Unknown |  | Unknown |  | 28 | 630.000 A | 0.63 | 50 | 20 | B02734 | Unknown |  |  |  |  | 0 | BERKAT HASIL NO 10 |  | 3
257304085 | B02731 | PE BERKAT HASIL 15 | 6787868 | 6787867 | BCRS/PCE/J00419/MB | 300011282 | Existing | RYB | TAMI-9 | B02730 PE BERKAT HASIL 15 | CLOSED | CLOSED | LINK | 12.000 kV | 11 kV | GAS | 1995-11-11 | 1995 | B 950486 | Unknown | FALCON BETA | TAMCO | B 950485 |  | BERKAT HASIL NO 10 | SUBSTATION | Unknown | Unknown | Unknown | DISTRIBUTION | TNB | CHERAS | Unknown | 75 |  |  | Unknown | Unknown |  | Unknown |  | 28 | 630.000 A | 0.63 | 50 | 20 | B02731 | Unknown |  |  |  |  | 0 | BERKAT HASIL NO 10 |  | 3
257304149 | B10926 | PE SWEET TAPE ENTERPRISE | 6798966 | 6798965 | BCRS/PCE/J00398/MBB01923 | 300011106 | Existing | RYB | PBEL(P)-1 | B01927 PE SWEET TAPE ENTERPRISE | CLOSED | CLOSED | LINK | 12.000 kV | 11 kV | GAS | 18/07/1998 | 0 | F96102 | Unknown | MERLIN GERIN | MERLIN GERIN | 961027 |  | DAIREN DEVELOPMENT | SUBSTATION | Unknown | Unknown | Unknown | DISTRIBUTION | TNB | CHERAS | Unknown | 75 |  |  | Unknown | Unknown |  | Unknown |  | 28 | 630.000 A | 0.63 | 50 | 20 | B10926 | Unknown |  |  |  |  | 0 | DAIRWEN DEVELOPMENT |  | 3
257304155 | B01923 | PE YAP KON FAH | 6801544 | 6801543 | BCRS/PCE/J00398/MBB01923 | 300011106 | Existing | RYB | PBEL(P)-1 | B01922 PE YAP KON FAH | CLOSED | CLOSED | LINK | 12.000 kV | 11 kV | GAS | 18/07/1998 | 0 | F96102 | Unknown | MERLIN GERIN | MERLIN GERIN | 961027 |  | DAIREN DEVELOPMENT | SUBSTATION | Unknown | Unknown | Unknown | DISTRIBUTION | TNB | CHERAS | Unknown | 75 |  |  | Unknown | Unknown |  | Unknown |  | 28 | 630.000 A | 0.63 | 50 | 20 | B01923 | Unknown |  |  |  |  | 0 | DAIRWEN DEVELOPMENT |  | 3
257304835 | B01522 | B01522 | 6763513 | 6763512 | BCRS/PCE/J00300/MB | 300010191 | Existing | RYB | CJYA-4 | B01523 SOLID GOLD | CLOSED | CLOSED | LINK | 11.000 kV | 11 kV | GAS | 2011-11-11 | 0 | R17163-A0R |  | VEI | VEI | 26549 | N/A | ES METAL | SUBSTATION | Unknown | Unknown | Unknown | DISTRIBUTION | TNB | CHERAS | Unknown | 75 |  |  | Unknown | Unknown |  | LINE |  | 28 | 400.000 A | 0.63 | 50 | 20 | B01522 | NO | N/A |  |  |  | 0 | ES METAL |  | 3
257304839 | B01520 | B01520 | 6763516 | 6763515 | BCRS/PCE/J00300/MB | 300010191 | Existing | RYB | CJYA-4 | B01516 GAY KIM FURN | CLOSED | CLOSED | LINK | 11.000 kV | 11 kV | GAS | 2011-11-11 | 0 | R17163-51H |  | VEI | VEI | 26549 | N/A | ES METAL | SUBSTATION | Unknown | Unknown | Unknown | DISTRIBUTION | TNB | CHERAS | Unknown | 75 |  |  | Unknown | Unknown |  | LINE |  | 28 | 400.000 A | 0.63 | 50 | 20 | B01520 | NO | N/A |  |  |  | 0 | ES METAL |  | 3
257305028 | B04227 |  | 6930235 | 6930234 | BCRS/PCE/J00773/MBB04227 | 300510148 | Existing | RYB | PMU KJNG-8 | GIRIMAS 1 | CLOSED | CLOSED | LINK | 16.000 kV | 11 kV | OIL | 15/10/2015 | 0 | ROS/077 | Unknown | EPE | INDKOM | ROS/077 |  | SWS KIMA | SUBSTATION | Unknown | Unknown | Unknown | DISTRIBUTION | TNB | CHERAS | Unknown | 75 |  |  | Unknown | Unknown |  | LINE |  | 28 | 630.000 A | 0.63 | 21.9 | 21.9 | B04227 | Unknown |  |  |  |  | 0 | SWS KIMA |  | 3
257305032 | B04228 |  | 6930240 | 6930239 | BCRS/PCE/J00773/MBB04227 | 300510148 | Existing | RYB | PMU KJNG-8 | MSB PENGGUNA | CLOSED | CLOSED | LINK | 16.000 kV | 11 kV | OIL | 15/10/2015 | 0 | ROS/087 | Unknown | EPE | INDKOM | ROS/087 |  | SWS KIMA | CUSTOMER | Unknown | Unknown | Unknown | DISTRIBUTION | TNB | CHERAS | Unknown | 75 |  |  |  | Unknown |  | LINE |  | 28 | 630.000 A | 0.63 | 21.9 | 21.9 | B04228 | Unknown |  |  |  |  | 0 | SWS KIMA |  | 3
257305036 | B04229 |  | 6930245 | 6930244 | BCRS/PCE/J00773/MBB04227 | 300510148 | Existing | RYB | PMU KJNG-8 | PMU SG RAMAL VCB 8 | CLOSED | CLOSED | LINK | 16.000 kV | 11 kV | OIL | 15/10/2015 | 0 | ROS/075 | Unknown | EPE | INDKOM | ROS/075 |  | SWS KIMA | SUBSTATION | Unknown | Unknown | Unknown | DISTRIBUTION | TNB | CHERAS | Unknown | 75 |  |  | Unknown | Unknown |  | Unknown |  | 28 | 630.000 A | 0.63 | 21.9 | 21.9 | B04229 | Unknown |  |  |  |  | 0 | SWS KIMA |  | 3
257305107 | B10496 | B10496 | 26525143 | 26525142 | BCRS/PCE/J00689/MB1 | 300270761 | Existing | RYB | BTHO-4 | B10265 PANGSAPURI CASUARINA | CLOSED | CLOSED | LINK | 12.000 kV | 11 kV | GAS | 2011-12-09 | 2008 | B2817273 |  | TOPRANK | TOPRANK | ID2L2T AK 26 | N/A | SG SERING FASA 4 | SUBSTATION | Unknown | Unknown | Unknown | DISTRIBUTION | TNB | CHERAS | Unknown | 75 |  |  | Unknown | Unknown |  | LINE |  | 28 | 630.000 A | 0.63 | 50 | 20 | B10496 | NO | N/A |  |  |  | 0 | TAMAN SG SERING FASA 4 |  | 3
257305111 | B10498 | B10498 | 26525150 | 26525149 | BCRS/PCE/J00689/MB1 | 300270761 | Existing | RYB | BTHO-4 | B09310 JLN SG.SERING 1 | CLOSED | CLOSED | LINK | 12.000 kV | 11 kV | GAS | 2011-12-09 | 2008 | B2817273 |  | TOPRANK | TOPRANK | ID2L2T AK 26 | N/A | SG SERING FASA 4 | SUBSTATION | Unknown | Unknown | Unknown | DISTRIBUTION | TNB | CHERAS | Unknown | 75 |  |  | Unknown | Unknown |  | LINE |  | 28 | 630.000 A | 0.63 | 50 | 20 | B10498 | NO | N/A |  |  |  | 0 | TAMAN SG SERING FASA 4 |  | 3
257305615 | B02187 |  | 6910789 | 6910788 | BCRS/PCE/J00052/MB1 | 300431055 | Existing | RYB |  | B02182 A/T SG SERAI | CLOSED | CLOSED | LINK | 12.000 kV | 11 kV | GAS | 2000-11-01 | 2004 | 12026 |  | VEI | INDKOM | 12026 |  | TMN PERKASA (TMN ANGKASA) | SUBSTATION | Unknown | Unknown | Unknown | DISTRIBUTION | TNB | CHERAS | Unknown | 75 |  |  |  | Unknown |  | LINE |  | 28 | 630.000 A | 20 | 50 | 20 | B02187 | Unknown |  |  |  |  | 0 | TAMAN PERKASA |  | 3
257305619 | B02189 |  | 6910792 | 6910791 | BCRS/PCE/J00052/MB1 | 300431055 | Existing | RYB |  | B05084 R.PANGSA T. PERKASA NO 2 | CLOSED | CLOSED | LINK | 12.000 kV | 11 kV | GAS | 2000-11-01 | 2004 | 12026 |  | VEI | INDKOM | 12026 |  | TMN PERKASA (TMN ANGKASA) | SUBSTATION | Unknown | Unknown | Unknown | DISTRIBUTION | TNB | CHERAS | Unknown | 75 |  |  |  | Unknown |  | LINE |  | 28 | 630.000 A | 20 | 50 | 20 | B02189 | [5 empty] | 0 | TAMAN PERKASA |  | 3
257306027 | B04656 | B04656 | 6898460 | 6898473 | BCRS/PCE/J00044/MB1 | 300431053 | Existing | RYB |  | B04597 PADAT KG ORG ASLI | CLOSED | CLOSED | LINK | 12.000 kV | 11 kV | GAS | 2000-11-01 | 2000 | E200278 |  | FALCON BETA | TAMCO | E200278 | N/A | LOWER STATION PANGSOON | SUBSTATION | Unknown | Unknown | Unknown | DISTRIBUTION | TNB | CHERAS | Unknown | 75 |  |  | Unknown | Unknown |  | LINE |  | 28 | 630.000 A | 0.63 | 50 | 20 | B04656 | NO | N/A |  |  |  | 0 | LOWER STATION |  | 3
257306038 | B04657 | B04657 | 6898471 | 6898487 | BCRS/PCE/J00044/MB1 | 300431053 | Existing | RYB |  | B02941 HUTAN LIPUR SG CONGKAK | CLOSED | CLOSED | LINK | 12.000 kV | 11 kV | GAS | 2000-11-01 | 2000 | E200278 |  | FALCON BETA | TAMCO | E200278 | N/A | LOWER STATION PANGSOON | SUBSTATION | Unknown | Unknown | Unknown | DISTRIBUTION | TNB | CHERAS | Unknown | 75 |  |  | Unknown | Unknown |  | LINE |  | 28 | 630.000 A | 0.63 | 50 | 20 | B04657 | NO | N/A |  |  |  | 0 | LOWER STATION |  | 3
257306180 | B01890 | B01889 BERKAT HASIL NO 3 | 6795387 | 6795386 | BCRS/PCE/J00408/MBB01890 | 300011161 | Existing | RYB | BLKG-3 | B01889 BERKAT HASIL NO 3 | CLOSED | CLOSED | LINK | 11.000 kV | 11 kV | GAS | 1997-11-01 | 1997 | 9736S065 |  | F_and_G | INDKOM | 9736S065 |  | ZINCALU | SUBSTATION | Unknown | Unknown | Unknown | DISTRIBUTION | TNB | CHERAS | Unknown | 75 |  |  | Unknown | Unknown |  | LINE |  | 28 | 630.000 A | 0.63 | 22 | 22 | B01890 | Unknown |  |  |  |  | 0 | ZINCALU |  | 3
257306184 | B01892 | PMU BALAKONG VCB3 | 6795389 | 6795388 | BCRS/PCE/J00408/MBB01890 | 300011161 | Existing | RYB | BLKG-3 | BLKG-3 | CLOSED | CLOSED | LINK | 11.000 kV | 11 kV | GAS | 1997-11-01 | 1997 | 9736S065 |  | F_and_G | INDKOM | 9736S065 | N/A | ZINCALU | SUBSTATION | Unknown | Unknown | Unknown | DISTRIBUTION | TNB | CHERAS | Unknown | 75 |  |  | Unknown | Unknown |  | LINE |  | 28 | 630.000 A | 0.63 | 50 | 22 | B01892 | Unknown |  |  |  |  | 0 | ZINCALU |  | 3
257307331 | B08388 | PE SEGAR PERDANA COURT PHASE 7B | 6822933 | 6822932 | BCRS/PCE/J00463/MB | 300431559 | Existing | RYB | LMAS-10 | B09168 PE SEGAR PERDANA COURT PHASE 7B | CLOSED | CLOSED | LINK | 12.000 kV | 11 kV | GAS | 18/07/1998 | 2005 | 1302 | Unknown | VEI | VEI | 1302 |  | TMN BKT HARTAMAS | SUBSTATION | Unknown | Unknown | Unknown | DISTRIBUTION | TNB | CHERAS | Unknown | 75 |  |  | Unknown | Unknown |  | Unknown |  | 28 | 630.000 A | 0.63 | 50 | 20 | B08388 | Unknown |  |  |  |  | 0 | TAMAN BUKIT HARTAMAS |  | 3
257307336 | B08386 | PE APARTMENT VISTA HARTAMAS | 6822945 | 6822944 | BCRS/PCE/J00463/MB | 300431559 | Existing | RYB | LMAS-10 | B10405 PE APARTMENT VISTA HARTAMAS | CLOSED | CLOSED | LINK | 12.000 kV | 11 kV | GAS | 18/07/1998 | 2005 | 1302 | Unknown | VEI | VEI | 1302 |  | TMN BKT HARTAMAS | SUBSTATION | Unknown | Unknown | Unknown | DISTRIBUTION | TNB | CHERAS | Unknown | 75 |  |  | Unknown | Unknown |  | Unknown |  | 28 | 630.000 A | 0.63 | 50 | 20 | B08386 | Unknown |  |  |  |  | 0 | TAMAN BUKIT HARTAMAS |  | 3
257307356 | B013891 | PE KHONG PENG | 6789370 | 6789369 | BCRS/PCE/J00345/MB | 300010405 | Existing | RYB | CJYA-9 | B01392 PE KHONG PENG | CLOSED | CLOSED | LINK | 12.000 kV | 11 kV | GAS | 1991-11-01 | 0 | N/A | Unknown | MERLIN GERIN | SCHNEIDER | N/A |  | TAKAHATA | SUBSTATION | Unknown | Unknown | Unknown | DISTRIBUTION | TNB | CHERAS | Unknown | 75 |  |  | Unknown | Unknown |  | Unknown |  | 28 | 630.000 A | 0.63 | 50 | 20 | B013891 | Unknown |  |  |  |  | 0 | TAKAHATA |  | 3
257307360 | B01390 | MSB 11KV TAKAHATA | 6789373 | 6789372 | BCRS/PCE/J00345/MB | 300010405 | Existing | RYB | CJYA-9 | MSB 11KV TAKAHATA | CLOSED | CLOSED | LINK | 12.000 kV | 11 kV | GAS | 1991-11-01 | 0 | N/A | Unknown | MERLIN GERIN | SCHNEIDER | N/A |  | TAKAHATA | CUSTOMER | Unknown | Unknown | Unknown | DISTRIBUTION | TNB | CHERAS | Unknown | 75 |  |  | Unknown | Unknown |  | Unknown |  | 28 | 630.000 A | 0.63 | 50 | 20 | B01390 | Unknown |  |  |  |  | 0 | TAKAHATA |  | 3
257307364 | B01389 | PE SINGLIWAN | 6789380 | 6789379 | BCRS/PCE/J00345/MB | 300010405 | Existing | RYB | CJYA-9 | B01434 PE SINGLIWAN | CLOSED | OPEN | LINK | 12.000 kV | 11 kV | GAS | 1991-11-01 | 0 | N/A | Unknown | MERLIN GERIN | SCHNEIDER | N/A |  | TAKAHATA | SUBSTATION | Unknown | Unknown | Unknown | DISTRIBUTION | TNB | CHERAS | Unknown | 75 |  |  | Unknown | Unknown |  | Unknown |  | 28 | 630.000 A | 0.63 | 50 | 20 | B01389 | Unknown |  |  |  |  | 0 | TAKAHATA |  | 3
257308869 | B02758 |  | 6881080 | 6881079 | BCRS/PCE/J00743/MBB02758 | 300271041 | Existing | RYB | MINE-8 | SG BESI INDAH 7 | CLOSED | CLOSED | LINK | 12.000 kV | 11 kV | GAS | 18/07/1998 | 1997 | 97235125 |  | F_and_G | INDKOM | 9723S125 |  | SG BESI INDAH NO 6 | SUBSTATION | Unknown | Unknown | Unknown | DISTRIBUTION | TNB | CHERAS | Unknown | 75 |  |  | Unknown | Unknown |  | LINE |  | 28 | 630.000 A | 0.63 | 50 | 22 | B02758 | Unknown |  |  |  |  | 0 | TMN SG BESI INDAH NO6 |  | 3
257308874 | B02761 | B02761 | 6881090 | 6881089 | BCRS/PCE/J00743/MBB02758 | 300271041 | Existing | RYB | MINE-8 | SG BESI INDAH 6A | CLOSED | CLOSED | LINK | 12.000 kV | 11 kV | GAS | 18/07/1998 | 1997 | 97235125 |  | F_and_G | INDKOM | 9723S125 | N/A | SG BESI INDAH NO 6 | SUBSTATION | Unknown | Unknown | Unknown | DISTRIBUTION | TNB | CHERAS | Unknown | 75 |  |  | Unknown | Unknown |  | LINE |  | 28 | 630.000 A | 0.63 | 50 | 22 | B02761 | Unknown |  |  |  |  | 0 | TMN SG BESI INDAH NO6 |  | 3
257309904 | B09442 | PE TMN HULU LANGAT JAYA NO2 | 6899399 | 6899398 | BCRS/PCE/J00094/MBB05931 | 300004449 | Existing | RYB | TMASS-12 | B05930 PE TMN HULU LANGAT JAYA NO2 | CLOSED | CLOSED | LINK | 12.000 kV | 11 kV | GAS | 2010-11-01 | 2006 | 2L+2T | Unknown | VEI | VEI | 23756 |  | TMN ULU LANGAT JAYA NO 1 | SUBSTATION | Unknown | Unknown | Unknown | DISTRIBUTION | TNB | CHERAS | Unknown | 75 |  |  | Unknown | Unknown |  | Unknown |  | 28 | 630.000 A | 0.63 | 50 | 20 | B09442 | Unknown |  |  |  |  | 0 | TAMAN HULU LANGAT JAYA NO 1 |  | 3
257309909 | B09445 | PE BESI CRAF | 6899416 | 6899415 | BCRS/PCE/J00094/MBB05931 | 300004449 | Existing | RYB | TMASS-12 | B02162 PE BESI CRAF | CLOSED | CLOSED | LINK | 12.000 kV | 11 kV | GAS | 2010-11-01 | 2006 | 2L+2T | Unknown | VEI | VEI | 23756 |  | TMN ULU LANGAT JAYA NO 1 | SUBSTATION | Unknown | Unknown | Unknown | DISTRIBUTION | TNB | CHERAS | Unknown | 75 |  |  | Unknown | Unknown |  | Unknown |  | 28 | 630.000 A | 0.63 | 50 | 20 | B09445 | Unknown |  |  |  |  | 0 | TAMAN HULU LANGAT JAYA NO 1 |  | 3
257310420 | B01511 | B01511 | 6756097 | 6756096 | BCRS/PCE/J00804/MB | 300433250 | Existing | RYB | CJYA-4 | B01510 GELORA KLASIK | CLOSED | CLOSED | LINK | 12.000 kV | 11 kV | GAS | 1996-11-01 | 1995 | B950547 |  | FALCON BETA | TAMCO | B950547 | N/A | BERKAT KLASIK | SUBSTATION | Unknown | Unknown | Unknown | DISTRIBUTION | TNB | CHERAS | Unknown | 75 |  |  | Unknown | Unknown |  | LINE |  | 28 | 630.000 A | 0.63 | 50 | 20 | B01511 | NO | N/A |  |  |  | 0 | BERKAT KLASIK S/B |  | 3
257310424 | B01513 | B01513 | 6756100 | 6756099 | BCRS/PCE/J00804/MB | 300433250 | Existing | RYB | CJYA-4 | B01514 GAY KIM | CLOSED | CLOSED | LINK | 12.000 kV | 11 kV | GAS | 1996-11-01 | 1995 | B950547 |  | FALCON BETA | TAMCO | B950547 | N/A | BERKAT KLASIK | SUBSTATION | Unknown | Unknown | Unknown | DISTRIBUTION | TNB | CHERAS | Unknown | 75 |  |  | Unknown | Unknown |  | LINE |  | 28 | 630.000 A | 0.63 | 50 | 20 | B01513 | NO | N/A |  |  |  | 0 | BERKAT KLASIK S/B |  | 3
257310743 | B08563 |  | 6908048 | 6908047 |  |  | Existing | RYB |  | B07234 TMN CHERAS PRIMA NO 2 | CLOSED | CLOSED | LINK | 12.000 kV | 11 kV | GAS |  | 2002 | 7565 |  | VEI | VEI | 7565 |  | CHERAS PRIMA NO 3 | Unknown | Unknown | Unknown | Unknown | DISTRIBUTION | TNB | CHERAS | Unknown | 75 |  |  |  | Unknown |  |  |  | 28 | 630.000 A | 0.63 | 50 | 20 | B08563 | [5 empty] | 0 | TAMAN CHERAS PRIMA NO 3 |  | 3
257310747 | B08565 |  | 6908051 | 6908050 |  |  | Existing | RYB |  | PPU STRA FDR 4 | CLOSED | CLOSED | LINK | 12.000 kV | 11 kV | GAS |  | 2002 | 7565 |  | VEI | VEI | 7565 |  | CHERAS PRIMA NO 3 | Unknown | Unknown | Unknown | Unknown | DISTRIBUTION | TNB | CHERAS | Unknown | 75 |  |  |  | Unknown |  |  |  | 28 | 630.000 A | 0.63 | 50 | 20 | B08565 | [5 empty] | 0 | TAMAN CHERAS PRIMA NO 3 |  | 3
257310805 | B01392 | PE TAKAHATA | 6789325 | 6789324 | BCRS/PCE/J00344/MB | 300010400 | Existing | RYB | CJYA-9 | B01391 PE TAKAHATA | CLOSED | CLOSED | LINK | 12.000 kV | 11 kV | GAS | 2006-11-01 | 0 | R0531174 SF | Unknown | MERLIN GERIN | SCHNEIDER | R0531174 SF |  | KHONG PENG | SUBSTATION | Unknown | Unknown | Unknown | DISTRIBUTION | TNB | CHERAS | Unknown | 75 |  |  | Unknown | Unknown |  | Unknown |  | 28 | 630.000 A | 0.63 | 50 | 18.5 | B01392 | Unknown |  |  |  |  | 0 | KHONG PENG |  | 3
257310809 | B01394 | PE KINKU INDUSTRIAL S/B | 6789328 | 6789327 | BCRS/PCE/J00344/MB | 300010400 | Existing | RYB | CJYA-9 | B01395 PE KINKU INDUSTRIAL S/B | OPEN | CLOSED | LINK | 12.000 kV | 11 kV | GAS | 2006-11-01 | 0 | R0531174 SF | Unknown | MERLIN GERIN | SCHNEIDER | R0531174 SF |  | KHONG PENG | SUBSTATION | Unknown | Unknown | Unknown | DISTRIBUTION | TNB | CHERAS | Unknown | 75 |  |  | Unknown | Unknown |  | Unknown |  | 28 | 630.000 A | 0.63 | 50 | 18.5 | B01394 | Unknown |  |  |  |  | 0 | KHONG PENG |  | 3
257310832 | B01405 | PE UNION CARPET | 6767170 | 6767169 | BCRS/PCE/J00340/MB | 300010387 | Existing | RYB | CJYA-9 | B01404 PE UNION CARPET | CLOSED | CLOSED | LINK | 12.000 kV | 11 kV | GAS | 2010-11-11 | 1991 | 62109127/309 | Unknown | F_and_G | INDKOM | 1003212087 |  | NAM MEOW | SUBSTATION | Unknown | Unknown | Unknown | DISTRIBUTION | TNB | CHERAS | Unknown | 75 |  |  | Unknown | Unknown |  | Unknown |  | 28 | 630.000 A | 0.63 | 50 | 20 | B01405 | Unknown |  |  |  |  | 0 | NAM MEOW |  | 3
257310836 | B01407 | PE SINORITA | 6767174 | 6767173 | BCRS/PCE/J00340/MB | 300010387 | Existing | RYB | CJYA-9 | B01408 PE SINORITA | CLOSED | CLOSED | LINK | 12.000 kV | 11 kV | GAS | 2010-11-11 | 1991 | 62109127/309 | Unknown | F_and_G | INDKOM | 1003212087 |  | NAM MEOW | SUBSTATION | Unknown | Unknown | Unknown | DISTRIBUTION | TNB | CHERAS | Unknown | 75 |  |  | Unknown | Unknown |  | Unknown |  | 28 | 630.000 A | 0.63 | 50 | 20 | B01407 | Unknown |  |  |  |  | 0 | NAM MEOW |  | 3
257310858 | B04224 | B04224 | 6930303 | 6930302 | BCRS/PCE/J00774/MBB04224 | 300271273 | Existing | RYB | PMU KJNG-8 | B04223 LCL FURNITURE | CLOSED | CLOSED | LINK | 12.000 kV | 11 kV | GAS | 18/07/1998 | 0 | N/A | Unknown | MERLIN GERIN | MERLIN GERIN | N/A | N/A | GIRIMAS NO 1 | SUBSTATION | Unknown | Unknown | Unknown | DISTRIBUTION | TNB | CHERAS | Unknown | 75 |  |  | Unknown | Unknown |  | LINE |  | 28 | 630.000 A | 0.63 | 50 | 20 | B04224 | Unknown | N/A |  |  |  | 0 | GIRIMAS NO 1 |  | 3
257310863 | B04226 | B04226 | 6932870 | 6932869 | BCRS/PCE/J00774/MBB04224 | 300271273 | Existing | RYB | PMU KJNG-8 | B04227 KIMA | CLOSED | CLOSED | LINK | 12.000 kV | 11 kV | GAS | 18/07/1998 | 0 | N/A | Unknown | MERLIN GERIN | MERLIN GERIN | N/A | N/A | GIRIMAS NO 1 | Unknown | Unknown | Unknown | Unknown | DISTRIBUTION | TNB | CHERAS | Unknown | 75 |  |  | Unknown | Unknown |  | Unknown |  | 28 | 630.000 A | 0.63 | 50 | 20 | B04226 | NO | N/A |  |  |  | 0 | GIRIMAS NO 1 |  | 3
257312821 | B02015 | PE MEHKO TAMING JAYA | 7014344 | 7014343 | BCRS/PCE/J00739/MBB02012 | 300271022 | Existing | RYB |  | B10966 PE MEHKO TAMING JAYA | CLOSED | CLOSED | LINK | 16.000 kV | 11 kV | OIL | 18/07/1998 | 0 | ROK/293 | Unknown | REYROLLE | INDKOM | ROK/293 |  | TERAS OAK NO 2 | SUBSTATION | Unknown | Unknown | Unknown | DISTRIBUTION | TNB | CHERAS | Unknown | 75 |  |  | Unknown | Unknown |  | Unknown |  | 28 | 630.000 A | 0.63 | 50 | 21.9 | B02015 | Unknown |  |  |  |  | 0 | TERAS OAK NO 2 |  | 3
257312826 | B02012 | PE FAIRPOINT PLASTIC | 7014354 | 7014353 | BCRS/PCE/J00739/MBB02012 | 300271022 | Existing | RYB |  | B07728 PE FAIRPOINT PLASTIC | CLOSED | CLOSED | LINK | 16.000 kV | 11 kV | OIL | 18/07/1998 | 0 | KSS/2523 | Unknown | REYROLLE | INDKOM | ROK/293 |  | TERAS OAK NO 2 | SUBSTATION | Unknown | Unknown | Unknown | DISTRIBUTION | TNB | CHERAS | Unknown | 75 |  |  | Unknown | Unknown |  | Unknown |  | 28 | 630.000 A | 0.63 | 50 | 21.9 | B02012 | Unknown |  |  |  |  | 0 | TERAS OAK NO 2 |  | 3
257315125 | B01278 | B01278 | 6835954 | 6835953 | BCRS/PCE/J00288/MBB01278 | 300010057 | Existing | RYB | PBEL(P)-3 | B01277 ENG SEONG | CLOSED | CLOSED | LINK | 12.000 kV | 11 kV | GAS | 2003-11-01 | 2003 | 01748 | Unknown | ABB | ABB | N/A |  | WENG ZHENG | Unknown | Unknown | Unknown | Unknown | DISTRIBUTION | TNB | CHERAS | Unknown | 75 |  |  | Unknown | Unknown |  | LINE |  | 28 | 630.000 A | 0.63 | 50 | 20 | B01278 | Unknown |  |  |  |  | 0 | WENG ZHENG |  | 3
257315129 | B01279 | B01279 | 6835959 | 6835958 | BCRS/PCE/J00288/MBB01278 | 300010057 | Existing | RYB | PBEL(P)-3 | MSB WENG ZHENG | CLOSED | CLOSED | LINK | 12.000 kV | 11 kV | GAS | 2003-11-01 | 2003 | 01748 | Unknown | ABB | ABB | N/A |  | WENG ZHENG | CUSTOMER | Unknown | Unknown | Unknown | DISTRIBUTION | TNB | CHERAS | Unknown | 75 |  |  | Unknown | Unknown |  | LINE |  | 28 | 630.000 A | 0.63 | 50 | 20 | B01279 | Unknown |  |  |  |  | 0 | WENG ZHENG |  | 3
257315133 | B01280 |  | 6835964 | 6835963 | BCRS/PCE/J00288/MBB01278 | 300010057 | Existing | RYB | PBEL(P)-3 | B10279 LOT 1849, JALAN KPB 10 | CLOSED | CLOSED | LINK | 12.000 kV | 11 kV | GAS | 2003-11-01 | 2003 | 01748 | Unknown | ABB | ABB | N/A |  | WENG ZHENG | SUBSTATION | Unknown | Unknown | Unknown | DISTRIBUTION | TNB | CHERAS | Unknown | 75 |  |  | Unknown | Unknown |  | LINE |  | 28 | 630.000 A | 0.63 | 50 | 20 | B01280 | Unknown |  |  |  |  | 0 | WENG ZHENG |  | 3
257315162 | B07199 | B07199 | 6932473 | 6932472 |  |  | Existing | RYB | MHCR-14 | B06331 BANDAR MAHKOTA CHERAS 6 | CLOSED | CLOSED | LINK | 12.000 kV | 11 kV | GAS |  | 2003 | D231984 |  | FALCON BETA | TAMCO | D231984 | N/A | JALAN DAYANG 4/8 BMC | SUBSTATION | Unknown | Unknown | Unknown | DISTRIBUTION | TNB | CHERAS | Unknown | 75 |  |  | Unknown | Unknown |  | LINE |  | 28 | 630.000 A | 0.63 | 50 | 20 | B07199 | NO | N/A |  |  |  | 0 | JALAN DAYANG 4/8 BMC |  | 3
257315464 | B07202 | B07202 | 6932491 | 6932490 |  |  | Existing | RYB | MHCR-14 | B06689 RUMAH PUMP BMC | CLOSED | CLOSED | LINK | 12.000 kV | 11 kV | GAS |  | 2003 | D231984 |  | FALCON BETA | TAMCO | D231984 | N/A | JALAN DAYANG 4/8 BMC | SUBSTATION | Unknown | Unknown | Unknown | DISTRIBUTION | TNB | CHERAS | Unknown | 75 |  |  | Unknown | Unknown |  | LINE |  | 28 | 630.000 A | 0.63 | 50 | 20 | B07202 | NO | N/A |  |  |  | 0 | JALAN DAYANG 4/8 BMC |  | 3
257315673 | B02720 | B02720 | 6787749 | 6787748 | BCRS/PCE/J00422/MBB02720 | 300011312 | Existing | RYB | TAMI-2 | B02719 BERKAT HASIL NO 7 | CLOSED | CLOSED | LINK | 12.000 kV | 11 kV | GAS | 18/07/1998 | 0 | N/A |  | MERLIN GERIN | TAMCO | N/A | N/A | BERKAT HASIL NO 13 | SUBSTATION | Unknown | Unknown | Unknown | DISTRIBUTION | TNB | CHERAS | Unknown | 75 |  |  | Unknown | Unknown |  | LINE |  | 28 | 630.000 A | 0.63 | 50 | 20 | B02720 | NO | N/A |  |  |  | 0 | BERKAT HASIL NO 13 |  | 3
257315679 | B02723 | B02723 | 6787767 | 6787766 | BCRS/PCE/J00422/MBB02720 | 300011312 | Existing | RYB | TAMI-2 | B02724 BERKAT HASIL NO 14 | CLOSED | CLOSED | LINK | 12.000 kV | 11 kV | GAS | 18/07/1998 | 0 | N/A |  | MERLIN GERIN | TAMCO | N/A | N/A | BERKAT HASIL NO 13 | SUBSTATION | Unknown | Unknown | Unknown | DISTRIBUTION | TNB | CHERAS | Unknown | 75 |  |  | Unknown | Unknown |  | LINE |  | 28 | 630.000 A | 0.63 | 50 | 20 | B02723 | NO | N/A |  |  |  | 0 | BERKAT HASIL NO 13 |  | 3
257315702 | B01422 | B01422 | 6847252 | 6847251 | BCRS/PCE/J00376/MBB01420 | 300010582 | Existing | RYB | CJYA-12 | B01423 P.DAGANGAN BALAKONG CMPT | CLOSED | CLOSED | LINK | 12.000 kV | 11 kV | GAS | 2001-11-11 | 2003 | 9670 |  | SCHNEIDER | VEI | 101389822 |  | WENG HIN NO 1 | SUBSTATION | Unknown | Unknown | Unknown | DISTRIBUTION | TNB | CHERAS | Unknown | 75 |  |  |  | Unknown |  | LINE |  | 28 | 630.000 A | 0.63 | 50 | 20 | B01422 | Unknown |  |  |  |  | 0 | WING HIN IND SDN BHD |  | 3
257315706 | B01420 | B07058 | 6847255 | 6847254 | BCRS/PCE/J00376/MBB01420 | 300010582 | Existing | RYB | CJYA-12 | B07058 WENG HIN NO 2 | CLOSED | CLOSED | LINK | 12.000 kV | 11 kV | GAS | 2001-11-11 | 2003 | 9670 |  | SCHNEIDER | VEI | 101389822 |  | WENG HIN NO 1 | SUBSTATION | Unknown | Unknown | Unknown | DISTRIBUTION | TNB | CHERAS | Unknown | 75 |  |  |  | Unknown |  | LINE |  | 28 | 630.000 A | 0.63 | 50 | 20 | B01420 | Unknown |  |  |  |  | 0 | WING HIN IND SDN BHD |  | 3
257315735 | B01976 |  | 6943121 | 6943120 | BCRS/PCE/J00576/MBB01974 | 300268985 | Existing | RYB | BLKG-10 | BLKG-10 | CLOSED | CLOSED | LINK | 12.000 kV | 11 kV | GAS | 2005-11-01 | 2005 | CV744625-000170/001 |  | SIEMENS | SIEMENS |  |  | YEW LUM PROPERTIES | Unknown | Unknown | Unknown | Unknown | DISTRIBUTION | TNB | CHERAS | Unknown | 75 |  |  |  | Unknown |  |  |  | 28 | 630.000 A | 0.63 | 50 | 20 | B01976 | [5 empty] | 0 | YEW LUM PROPERTIES S/B |  | 3
257315741 | B01974 |  | 6943139 | 6943138 | BCRS/PCE/J00576/MBB01974 | 300268985 | Existing | RYB | BLKG-10 | B01973 QUILL CONST | CLOSED | CLOSED | LINK | 12.000 kV | 11 kV | GAS | 2005-11-01 | 2005 | CV744625-000170/001 |  | SIEMENS | SIEMENS |  |  | YEW LUM PROPERTIES | Unknown | Unknown | Unknown | Unknown | DISTRIBUTION | TNB | CHERAS | Unknown | 75 |  |  |  | Unknown |  |  |  | 28 | 630.000 A | 0.63 | 50 | 20 | B01974 | [5 empty] | 0 | YEW LUM PROPERTIES S/B |  | 3
257319607 | B07085 |  | 6756187 | 6756186 | BCRS/PCE/J00504/MB | 300267318 | Existing | RYB | CJYA-7 | B01578 PKNS CHERAS JAYA NO 6 | CLOSED | CLOSED | LINK | 12.000 kV | 11 kV | GAS | 2003-11-11 | 2003 | B236970 |  | FALCON BETA | TAMCO | B236970 |  | JLN CJ 3/13-1 TMN CHERAS JAYA | Unknown | Unknown | Unknown | Unknown | DISTRIBUTION | TNB | CHERAS | Unknown | 75 |  |  |  | Unknown |  |  |  | 28 | 630.000 A | 0.63 | 50 | 20 | B07085 | [5 empty] | 0 | JLN CJ 3/13-1 TMN CHERAS JAYA |  | 3
257319907 | B07083 |  | 6756190 | 6756189 | BCRS/PCE/J00504/MB | 300267318 | Existing | RYB | CJYA-7 | B01577 TMN CHERAS JAYA NO 5 | CLOSED | CLOSED | LINK | 12.000 kV | 11 kV | GAS | 2003-11-11 | 2003 | B236970 |  | FALCON BETA | TAMCO | B236970 |  | JLN CJ 3/13-1 TMN CHERAS JAYA | Unknown | Unknown | Unknown | Unknown | DISTRIBUTION | TNB | CHERAS | Unknown | 75 |  |  |  | Unknown |  |  |  | 28 | 630.000 A | 0.63 | 50 | 20 | B07083 | [5 empty] | 0 | JLN CJ 3/13-1 TMN CHERAS JAYA |  | 3
257319936 | B01758 | B01758 | 6799977 | 6799976 | BCRS/PCE/J00039/MBB01755 | 300004214 | Existing | RYB | LMAS-1 | B04836 TMN MEGAH NO3A COMPACT | CLOSED | CLOSED | LINK | 12.000 kV | 11 kV | GAS | 1985-11-01 | 0 | KSS/1721 |  | REYROLLE | TAMCO | KSS/1721 |  | TMN MEGAH NO 5 | SUBSTATION | Unknown | Unknown | Unknown | DISTRIBUTION | TNB | CHERAS | Unknown | 75 |  |  | Unknown | Unknown |  | LINE |  | 28 | 630.000 A | 0.63 | 50 | 21.9 | B01758 | Unknown |  |  |  |  | 0 | TMN MEGAH CHERAS NO 5 |  | 3
257319942 | B01755 | B01755 | 6799995 | 6799994 | BCRS/PCE/J00039/MBB01755 | 300004214 | Existing | RYB | LMAS-1 | B01754 TMN MEGAH NO 4 | CLOSED | CLOSED | LINK | 12.000 kV | 11 kV | GAS | 1985-11-01 | 0 | KSS/1721 |  | REYROLLE | TAMCO | KSS/1721 |  | TMN MEGAH NO 5 | SUBSTATION | Unknown | Unknown | Unknown | DISTRIBUTION | TNB | CHERAS | Unknown | 75 |  |  | Unknown | Unknown |  | LINE |  | 28 | 630.000 A | 0.63 | 50 | 21.9 | B01755 | Unknown |  |  |  |  | 0 | TMN MEGAH CHERAS NO 5 |  | 3
257319964 | B07056 | B07057 | 6847184 | 6847183 | BCRS/PCE/J00690/MBB07056 | 300270764 | Existing | RYB | CJYA-12 | B10451 TOYOTA 3S | CLOSED | CLOSED | LINK | 12.000 kV | 11 kV | GAS | 2003-11-11 | 2003 | B236610 |  | FALCON BETA | TAMCO | B236610 |  | WENG HIN NO 2 | SUBSTATION | Unknown | Unknown | Unknown | DISTRIBUTION | TNB | CHERAS | Unknown | 75 |  |  |  | Unknown |  | LINE |  | 28 | 630.000 A | 0.63 | 50 | 20 | B07056 | Unknown |  |  |  |  | 0 | WENG HIN IND NO 2 |  | 3
257319969 | B07058 | B07058 | 6847191 | 6847190 | BCRS/PCE/J00690/MBB07056 | 300270764 | Existing | RYB | CJYA-12 | B01420 WENG HIN IND | CLOSED | CLOSED | LINK | 12.000 kV | 11 kV | GAS | 2003-11-11 | 2003 | B236610 |  | FALCON BETA | TAMCO | B236610 |  | WENG HIN NO 2 | SUBSTATION | Unknown | Unknown | Unknown | DISTRIBUTION | TNB | CHERAS | Unknown | 75 |  |  |  | Unknown |  | LINE |  | 28 | 630.000 A | 0.63 | 50 | 20 | B07058 | Unknown |  |  |  |  | 0 | WENG HIN IND NO 2 |  | 3
257319998 | B01646 | PE CHERAS PERDANA NO3 | 6867702 | 6867701 | BCRS/PCE/J00127/MBB01643 | 300005150 | Existing | RYB | JUBA-9 | B01647 PE CHERAS PERDANA NO3 | CLOSED | CLOSED | LINK | 11.000 kV | 11 kV | GAS | 2000-11-01 | 0 | R97076-076R | Unknown | TOSHIBA | INDKOM | 1D2L2TAY26 |  | TMN CHERAS PERDANA NO 4 | SUBSTATION | Unknown | Unknown | Unknown | DISTRIBUTION | TNB | CHERAS | Unknown | 75 |  |  | Unknown | Unknown |  | Unknown |  | 28 | 400.000 A | 0.63 | 50 | 20 | B01646 | Unknown |  |  |  |  | 0 | TMN CHERAS PERDANA NO 4 |  | 3
257320004 | B01643 | PE CHERAS PERDANA NO 5 | 6867720 | 6867719 | BCRS/PCE/J00127/MBB01643 | 300005150 | Existing | RYB | JUBA-9 | B01642 PE CHERAS PERDANA NO 5 | OPEN | OPEN | LINK | 11.000 kV | 11 kV | GAS | 2000-11-01 | 0 | R97076-678R | Unknown | TOSHIBA | INDKOM | 1D2L2TAY26 |  | TMN CHERAS PERDANA NO 4 | SUBSTATION | Unknown | Unknown | Unknown | DISTRIBUTION | TNB | CHERAS | Unknown | 75 |  |  | Unknown | Unknown |  | Unknown |  | 28 | 400.000 A | 0.63 | 50 | 20 | B01643 | Unknown |  |  |  |  | 0 | TMN CHERAS PERDANA NO 4 |  | 3
257323397 | B09081 | PE HEPTA-LOT 1869 | 6789937 | 6789948 | BCRS/PCE/J00829/MBB09081 |  | Existing | RYB | PBEL(P)-5 | B10580 PE HEPTA-LOT 1869 | CLOSED | CLOSED | LINK | 12.000 kV | 11 kV | GAS |  | 1997 | B972219 | Unknown | FALCON BETA | TAMCO | B972219 |  | WAISUN CONFECTIONARY S/B | SUBSTATION | Unknown | Unknown | Unknown | DISTRIBUTION | TNB | CHERAS | Unknown | 75 |  |  | Unknown | Unknown |  | Unknown |  | 28 | 630.000 A | 0.63 | 50 | 20 | B09081 | Unknown |  |  |  |  | 0 | WAISUN CONFECTIONERY SDN BHD |  | 3
257323406 | B09079 | PE AMAZON KPB 3 | 6789943 | 6789957 | BCRS/PCE/J00829/MBB09079 |  | Existing | RYB | PBEL(P)-5 | B13289 PE AMAZON KPB 3 | CLOSED | CLOSED | LINK | 12.000 kV | 11 kV | GAS |  | 1997 | B972219 | Unknown | FALCON BETA | TAMCO | B972219 |  | WAISUN CONFECTIONARY S/B | SUBSTATION | Unknown | Unknown | Unknown | DISTRIBUTION | TNB | CHERAS | Unknown | 75 |  |  | Unknown | Unknown |  | Unknown |  | 28 | 630.000 A | 0.63 | 50 | 20 | B09079 | NO | [5 empty] | WAISUN CONFECTIONERY SDN BHD |  | 3
257323430 | B08284 |  | 6900176 | 6900175 | BCRS/PCE/J00464/MBB08282 | 300431560 | Existing | RYB |  | SPARE | OPEN | OPEN | LINK | 12.000 kV | 11 kV | GAS | 1998-11-01 | 1995 | B950060 |  | FALCON BETA | TAMCO |  |  | FELCRA SEMUNGKIS | Unknown | Unknown | Unknown | Unknown | DISTRIBUTION | TNB | CHERAS | Unknown | Unknown |  |  |  | Unknown |  |  |  |  | 630.000 A | 20 | 20 | 20 | B08284 | [5 empty] | 0 | KAWASAN JLN FELCRA SEMUNGKIS |  | 3
257323434 | B08282 |  | 6900179 | 6900178 | BCRS/PCE/J00464/MBB08282 | 300431560 | Existing | RYB |  | B08217 FAIRVIEW | CLOSED | CLOSED | LINK | 12.000 kV | 11 kV | GAS | 1998-11-01 | 1995 | B950060 |  | FALCON BETA | TAMCO |  |  | FELCRA SEMUNGKIS | Unknown | Unknown | Unknown | Unknown | DISTRIBUTION | TNB | CHERAS | Unknown | Unknown |  |  |  | Unknown |  |  |  |  | 630.000 A | 20 | 20 | 20 | B08282 | [5 empty] | 0 | KAWASAN JLN FELCRA SEMUNGKIS |  | 3
257323450 | B01749 | B01749 | 6820918 | 6820931 | BCRS/PCE/J00238/MBB01749 | 300510393 | Existing | RYB | BTHO-1 | B01748 TMN KOTA CHERAS NO 2 | CLOSED | CLOSED | LINK | 12.000 kV | 11 kV | GAS |  | 1991 | N/A |  | LUCY | Unknown | SF00087805 | N/A | TMN KOTA CHERAS NO 1 | SUBSTATION | Unknown | Unknown | Unknown | DISTRIBUTION | TNB | CHERAS | Unknown | 75 |  |  | Unknown | Unknown |  | LINE |  | 28 | 630.000 A | 0.63 | 50 | 20 | B01749 | Unknown |  |  |  |  | 0 | TAMAN KOTA CHERAS NO 1 |  | 3
257323454 | B01751 | B01751 | 6820919 | 6820935 | BCRS/PCE/J00238/MBB01749 | 300510393 | Existing | RYB | BTHO-1 | BTHO-1 | CLOSED | CLOSED | LINK | 12.000 kV | 11 kV | GAS |  | 1991 | N/A |  | LUCY | Unknown | SF00087805 | N/A | TMN KOTA CHERAS NO 1 | SUBSTATION | Unknown | Unknown | Unknown | DISTRIBUTION | TNB | CHERAS | Unknown | 75 |  |  | Unknown | Unknown |  | LINE |  | 28 | 630.000 A | 0.63 | 50 | 20 | B01751 | Unknown |  |  |  |  | 0 | TAMAN KOTA CHERAS NO 1 |  | 3
257323780 | B06381 | PE LOT 2374 FURNIWEB | 6844106 | 6844105 | BCRS/PCE/J00289/MB | 300010061 | Existing | RYB | TAMI-7 | B10432 PE LOT 2374 FURNIWEB | CLOSED | CLOSED | LINK | 11.000 kV | 11 kV | GAS | 2001-11-01 | 2000 | 0027S088 | Unknown | F_and_G | INDKOM | 0027S088 |  | IVORY ASCENT S/B | SUBSTATION | Unknown | Unknown | Unknown | DISTRIBUTION | TNB | CHERAS | Unknown | 75 |  |  | Unknown | Unknown |  | Unknown |  | 28 | 630.000 A | 0.63 | 50 | 22 | B06381 | Unknown |  |  |  |  | 0 | IVORY ASCENT |  | 3
257323784 | B06382 | PE LIN LIN CREAMERIES S/B | 6844109 | 6844108 | BCRS/PCE/J00289/MB | 300010061 | Existing | RYB | TAMI-7 | B04772 PE LIN LIN CREAMERIES S/B | CLOSED | CLOSED | LINK | 11.000 kV | 11 kV | GAS | 2001-11-01 | 2000 | 0027S088 | Unknown | F_and_G | INDKOM | 0027S088 |  | IVORY ASCENT S/B | SUBSTATION | Unknown | Unknown | Unknown | DISTRIBUTION | TNB | CHERAS | Unknown | 75 |  |  | Unknown | Unknown |  | Unknown |  | 28 | 630.000 A | 0.63 | 50 | 22 | B06382 | Unknown |  |  |  |  | 0 | IVORY ASCENT |  | 3
257323806 | B06837 |  | 6855727 | 6855726 | BCRS/PCE/J00315/MB | 300431433 | Existing | RYB | CJYA-6 | B01366 CHAN KWAN YING | CLOSED | CLOSED | LINK | 12.000 kV | 11 kV | GAS | 2002-11-01 | 2002 | B225827 |  | FALCON BETA | TAMCO | B225827 |  | GOODTIME REVIEW S/B | Unknown | Unknown | Unknown | Unknown | DISTRIBUTION | TNB | CHERAS | Unknown | 75 |  |  |  | Unknown |  |  |  | 28 | 630.000 A | 0.63 | 50 | 20 | B06837 | [5 empty] | 0 | GOODTIME REVIEW S/B |  | 3
257323811 | B06834 |  | 6855739 | 6855738 | BCRS/PCE/J00315/MB | 300431433 | Existing | RYB | CJYA-6 | B01367 SETIA KASTURI | CLOSED | CLOSED | LINK | 12.000 kV | 11 kV | GAS | 2002-11-01 | 2002 | B225827 |  | FALCON BETA | TAMCO | B225827 |  | GOODTIME REVIEW S/B | Unknown | Unknown | Unknown | Unknown | DISTRIBUTION | TNB | CHERAS | Unknown | 75 |  |  |  | Unknown |  |  |  | 28 | 630.000 A | 0.63 | 50 | 20 | B06834 | [5 empty] | 0 | GOODTIME REVIEW S/B |  | 3
257323834 | B02094 |  | 6911717 | 6911716 | BCRS/PCE/J00154/MBB02094 | 300005317 | Existing | RYB | LMAS-14 | B02093 TAMAN PUTERI NO 3 | CLOSED | CLOSED | LINK | 12.000 kV | 11 kV | GAS | 1995-11-01 | 1995 | B950061 |  | FALCON BETA | TAMCO | B950061 |  | TMN PUTRI NO 5 | Unknown | Unknown | Unknown | Unknown | DISTRIBUTION | TNB | CHERAS | Unknown | 75 |  |  |  | Unknown |  |  |  | 28 | 630.000 A | 0.63 | 50 | 20 | B02094 | [5 empty] | 0 | TAMAN PUTERI NO 5 |  | 3
257323838 | B02096 |  | 6911720 | 6911719 | BCRS/PCE/J00154/MBB02094 | 300005317 | Existing | RYB | LMAS-14 | B02097 TAMAN MUDUN | CLOSED | CLOSED | LINK | 12.000 kV | 11 kV | GAS | 1995-11-01 | 1995 | B950061 |  | FALCON BETA | TAMCO | B950061 |  | TMN PUTRI NO 5 | Unknown | Unknown | Unknown | Unknown | DISTRIBUTION | TNB | CHERAS | Unknown | 75 |  |  |  | Unknown |  |  |  | 28 | 630.000 A | 0.63 | 50 | 20 | B02096 | [5 empty] | 0 | TAMAN PUTERI NO 5 |  | 3
257323867 | B01444 | CPT TMN SETIA IMPIAN EHSAN | 6870555 | 6870554 | BCRS/PCE/J00714/MBB01444 | 300270900 | Existing | RYB | TSRA-2 | B09234 CPT TMN SETIA IMPIAN ESN | CLOSED | CLOSED | LINK | 12.000 kV | 11 kV | GAS | 1995-11-01 | 1995 | N/A |  | INDKOM | INDKOM | N/A | N/A | TMN IMPIAN EHSAN NO 3 | SUBSTATION | Unknown | Unknown | Unknown | DISTRIBUTION | TNB | CHERAS | Unknown | 75 |  |  | Unknown | Unknown |  | LINE |  | 28 | 630.000 A | 0.63 | 50 | 20 | B01444 | NO | N/A |  |  |  | 0 | IMPIAN EHSAN NO 3 |  | 3
257323872 | B01447 | PDT R/KEDAI SETIA BLKG | 6870565 | 6870564 | BCRS/PCE/J00714/MBB01444 | 300270900 | Existing | RYB | TSRA-2 | B08119 INDUSTRI BLKG JAYA NO4 | CLOSED | CLOSED | LINK | 12.000 kV | 11 kV | GAS | 1995-11-01 | 1995 | N/A |  | INDKOM | INDKOM | N/A | N/A | TMN IMPIAN EHSAN NO 3 | SUBSTATION | Unknown | Unknown | Unknown | DISTRIBUTION | TNB | CHERAS | Unknown | 75 |  |  | Unknown | Unknown |  | LINE |  | 28 | 630.000 A | 0.63 | 50 | 20 | B01447 | NO |  |  |  |  | 0 | IMPIAN EHSAN NO 3 |  | 3
257325478 | B00855 | B00854 DESA SERDANG NO. 1 | 16309809 | 16309808 | BCRS/PCE/J00967/MB1 | 300319929 | Existing | RYB | BLKG-2 | B00854 DESA SERDANG NO 1 | CLOSED | CLOSED | LINK | 12.000 kV | 11 kV | GAS | 1997-11-11 | 1997 | B971948 |  | FALCON BETA | TAMCO | N/A |  | COMPACT KG SETIA | SUBSTATION | Unknown | Unknown | Unknown | DISTRIBUTION | TNB | CHERAS | Unknown | 75 |  |  |  | Unknown |  | LINE |  | 28 | 630.000 A | 20 | 50 | 20 | B00855 | Unknown |  |  |  |  | 0 | COMP. KG SETIA SRDANG LAMA |  | 3
257325482 | B00857 | B08325 RMH/P MURAH TMN. SURIA | 16309812 | 16309811 | BCRS/PCE/J00967/MB1 | 300319929 | Existing | RYB | BLKG-2 | B08325 RMH/P MURAH TMN. SURIA | CLOSED | CLOSED | LINK | 12.000 kV | 11 kV | GAS | 1997-11-11 | 1997 | B971948 |  | FALCON BETA | TAMCO | N/A |  | COMPACT KG SETIA | SUBSTATION | Unknown | Unknown | Unknown | DISTRIBUTION | TNB | CHERAS | Unknown | 75 |  |  |  | Unknown |  | LINE |  | 28 | 630.000 A | 20 | 50 | 20 | B00857 | [5 empty] | 0 | COMP. KG SETIA SRDANG LAMA |  | 3
257327294 | B01743 | B01743 | 6823696 | 6823709 | BCRS/PCE/J00240/MBB01743 | 300005915 | Existing | RYB | LMAS-1 | B01742 PUTERI JAYA NO 2 | CLOSED | CLOSED | LINK | 12.000 kV | 11 kV | GAS | 1997-11-01 | 1997 | D970086 |  | FALCON BETA | INDKOM | D970086 |  | PUTRI JAYA NO 3 | SUBSTATION | Unknown | Unknown | Unknown | DISTRIBUTION | TNB | CHERAS | Unknown | 75 |  |  | Unknown | Unknown |  | LINE |  | 28 | 630.000 A | 0.63 | 50 | 20 | B01743 | Unknown |  |  |  |  | 0 | TAMAN PUTERI JAYA 3 |  | 3
257327313 | B01745 | B01745 | 6823707 | 6823723 | BCRS/PCE/J00240/MBB01743 | 300005915 | Existing | RYB | LMAS-1 | B01746 KOTA CHERAS NO 2 | CLOSED | OPEN | LINK | 12.000 kV | 11 kV | GAS | 1997-11-01 | 1997 | D970086 |  | FALCON BETA | INDKOM | D970086 |  | PUTRI JAYA NO 3 | SUBSTATION | Unknown | Unknown | Unknown | DISTRIBUTION | TNB | CHERAS | Unknown | 75 |  |  | Unknown | Unknown |  | LINE |  | 28 | 630.000 A | 0.63 | 50 | 20 | B01745 | Unknown |  |  |  |  | 0 | TAMAN PUTERI JAYA 3 |  | 3
257327382 | B01708 | B01708 | 6768006 | 6768005 | BCRS/PCE/J00178/MBB01708 | 300005493 | Existing | RYB | BTHO-9 | B01707 BTHO NO 5 | CLOSED | CLOSED | LINK | 12.000 kV | 11 kV | GAS | 1997-11-01 | 1997 | B972153 |  | FALCON BETA | TAMCO | B972153 | N/A | BTHO NO 7 | SUBSTATION | Unknown | Unknown | Unknown | DISTRIBUTION | TNB | CHERAS | Unknown | 75 |  |  | Unknown | Unknown |  | LINE |  | 28 | 630.000 A | 0.63 | 50 | 20 | B01708 | NO | N/A |  |  |  | 0 | BTHO NO 7 |  | 3
257327393 | B01710 | B01710 | 6784120 | 6784119 | BCRS/PCE/J00178/MBB01708 | 300005493 | Existing | RYB | BTHO-9 | B01711 BTH0 NO 6 | CLOSED | CLOSED | LINK | 12.000 kV | 11 kV | GAS | 1997-11-01 | 1997 | B972153 |  | FALCON BETA | TAMCO | B972153 | N/A | BTHO NO 7 | SUBSTATION | Unknown | Unknown | Unknown | DISTRIBUTION | TNB | CHERAS | Unknown | 75 |  |  | Unknown | Unknown |  | LINE |  | 28 | 630.000 A | 0.63 | 50 | 20 | B01710 | NO | N/A |  |  |  | 0 | BTHO NO 7 |  | 3
257327482 | B02135 | B02135 | 6792938 | 6792937 | BCRS/PCE/J00020/MBB02133 | 300004135 | Existing | RYB | TMASS-4 | B08749 PE TMN SEGAR PERDANA NO 9 | CLOSED | CLOSED | LINK | 12.000 kV | 11 kV | GAS | 2012-11-01 | 0 | N/A | Unknown | F_and_G | INDKOM | 1104214052 |  | TMN CHERAS AWANA NO 1 | SUBSTATION | Unknown | Unknown | Unknown | DISTRIBUTION | TNB | CHERAS | Unknown | 75 |  |  | Unknown | Unknown |  | LINE |  | 28 | 630.000 A | 0.63 | 50 | 20 | B02135 | Unknown |  |  |  |  | 0 | TAMAN CHERAS AWANA NO 1 |  | 3
257327486 | B02133 |  | 6792941 | 6792940 | BCRS/PCE/J00020/MBB02133 | 300004135 | Existing | RYB | TMASS-4 | B07239 PE RUMAH PAM SEGAR PERDANA | CLOSED | CLOSED | LINK | 12.000 kV | 11 kV | GAS | 2012-11-01 | 0 | N/A | Unknown | F_and_G | INDKOM | 1104214052 |  | TMN CHERAS AWANA NO 1 | SUBSTATION | Unknown | Unknown | Unknown | DISTRIBUTION | TNB | CHERAS | Unknown | 75 |  |  | Unknown | Unknown |  | LINE |  | 28 | 630.000 A | 0.63 | 50 | 20 | B02133 | Unknown |  |  |  |  | 0 | TAMAN CHERAS AWANA NO 1 |  | 3
257327535 | B01922 | PE DAIREN DEVELOPMENT | 6811853 | 6811852 | BCRS/PCE/J00399/MBB01920 | 300011113 | Existing | RYB | PBEL(P)-1 | B01923 PE DAIREN DEVELOPMENT | CLOSED | CLOSED | LINK | 12.000 kV | 11 kV | GAS | 2010-11-11 | 1995 | B950200 | Unknown | FALCON BETA | TAMCO | B950200 |  | YAP KON FAH TRADING | Unknown | Unknown | Unknown | Unknown | DISTRIBUTION | TNB | CHERAS | Unknown | 75 |  |  | Unknown | Unknown |  | Unknown |  | 28 | 630.000 A | 0.63 | 50 | 20 | B01922 | Unknown |  |  |  |  | 0 | YAP KO FAH |  | 3
257327540 | B01920 | PE CHOY AH BEE & SONS SDN BHD | 6811862 | 6811861 | BCRS/PCE/J00399/MBB01920 | 300011113 | Existing | RYB | PBEL(P)-1 | B01919 PE CHOY AH BEE & SONS SDN BHD | CLOSED | CLOSED | LINK | 12.000 kV | 11 kV | GAS | 2010-11-11 | 1995 | B950200 | Unknown | FALCON BETA | TAMCO | B950200 |  | YAP KON FAH TRADING | SUBSTATION | Unknown | Unknown | Unknown | DISTRIBUTION | TNB | CHERAS | Unknown | 75 |  |  | Unknown | Unknown |  | Unknown |  | 28 | 630.000 A | 0.63 | 50 | 20 | B01920 | Unknown |  |  |  |  | 0 | YAP KO FAH |  | 3
257327569 | B07503 | B07503 | 6876331 | 6876330 | BCRS/PCE/J00141/MBB01627 | 300005249 | Existing | RYB | TAMI-3 | B01435 LEW YERK HARDWARE | CLOSED | CLOSED | LINK | 12.000 kV | 11 kV | GAS | 2000-11-01 | 2005 | 2248 |  | FALCON BETA | INDKOM | D21066212 |  | APARTMENT SUMMERFIELD | SUBSTATION | Unknown | Unknown | Unknown | DISTRIBUTION | TNB | CHERAS | Unknown | 75 |  |  | Unknown | Unknown |  | LINE |  | 28 | 630.000 A | 0.63 | 50 | 20 | B07503 | Unknown |  |  |  |  | 0 | P/PURI SUMMER FIELD |  | 3
257327574 | B07501 | B07501 | 6876341 | 6876340 | BCRS/PCE/J00141/MBB01627 | 300005249 | Existing | RYB | TAMI-3 | TAMI- 3 | CLOSED | CLOSED | LINK | 12.000 kV | 11 kV | GAS | 2000-11-01 | 2005 | 2248 |  | FALCON BETA | INDKOM | D21066212 |  | APARTMENT SUMMERFIELD | SUBSTATION | Unknown | Unknown | Unknown | DISTRIBUTION | TNB | CHERAS | Unknown | 75 |  |  | Unknown | Unknown |  | LINE |  | 28 | 630.000 A | 0.63 | 50 | 20 | B07501 | Unknown |  |  |  |  | 0 | P/PURI SUMMER FIELD |  | 3
257328411 | B02248 |  | 6900115 | 6900114 | BCRS/PCE/J00064/MBB02246 | 300004329 | Existing | RYB |  | B02249 FAIRVIEW | CLOSED | CLOSED | LINK | 16.000 kV | 11 kV | OIL | 1990-11-01 | 0 | KSS/2102 |  | EPE | EPE |  |  | TMN INDAH JAYA | Unknown | Unknown | Unknown | Unknown | DISTRIBUTION | TNB | CHERAS | Unknown | Unknown |  |  |  | Unknown |  |  |  |  | 630.000 A | 0.63 | 21.9 | 21.9 | B02248 | [5 empty] | 0 | TMN INDAH JAYA |  | 3
257328415 | B02246 |  | 6900118 | 6900117 | BCRS/PCE/J00064/MBB02246 | 300004329 | Existing | RYB |  | B10153 PPURI KOS RENDAH,TMN WAW | CLOSED | CLOSED | LINK | 16.000 kV | 11 kV | OIL | 1990-11-01 | 0 | KSS/2102 |  | EPE | EPE |  |  | TMN INDAH JAYA | Unknown | Unknown | Unknown | Unknown | DISTRIBUTION | TNB | CHERAS | Unknown | Unknown |  |  |  | Unknown |  |  |  |  | 630.000 A | 0.63 | 21.9 | 21.9 | B02246 | [5 empty] | 0 | TMN INDAH JAYA |  | 3
257328444 | B01321 | B01321 | 6760259 | 6760258 | BCRS/PCE/J00292/MBB01321 | 300010075 | Existing | RYB | CJYA-3 | B01320 GREAT ASIAN TIN CAN | CLOSED | CLOSED | LINK | 11.000 kV | 11 kV | GAS | 1998-11-01 | 1997 | 9736S119 |  | INDKOM | INDKOM | 9736S119 | N/A | THAM PONG AGRICULTURE SB | SUBSTATION | Unknown | Unknown | Unknown | DISTRIBUTION | TNB | CHERAS | Unknown | 75 |  |  | Unknown | Unknown |  | LINE |  | 28 | 630.000 A | 0.63 | 50 | 20 | B01321 | NO | N/A |  |  |  | 0 | THAM PHONG AGRICULTURE S/B |  | 3
257328450 | B01323 | B01323 | 6760281 | 6760280 | BCRS/PCE/J00292/MBB01321 | 300010075 | Existing | RYB | CJYA-3 | B01324 KG BARU BALAKONG | CLOSED | CLOSED | LINK | 11.000 kV | 11 kV | GAS | 1998-11-01 | 1997 | 9736S119 |  | INDKOM | INDKOM | 9736S119 | N/A | THAM PONG AGRICULTURE SB | SUBSTATION | Unknown | Unknown | Unknown | DISTRIBUTION | TNB | CHERAS | Unknown | 75 |  |  | Unknown | Unknown |  | LINE |  | 28 | 630.000 A | 0.63 | 50 | 20 | B01323 | NO | N/A |  |  |  | 0 | THAM PHONG AGRICULTURE S/B |  | 3
257332301 | B01435 | B01435 | 6758859 | 6758858 | BCRS/PCE/J00653/MBB01435 | 300270645 | Existing | RYB | TAMI-3 | B07503 P/PURI SUMMER FIELD | CLOSED | CLOSED | LINK | 12.000 kV | 11 kV | GAS | 1991-11-01 | 1991 | 0001J386 |  | FALCON BETA | VEI | G290473 |  | LIEW YIEK HARDWARE | SUBSTATION | Unknown | Unknown | Unknown | DISTRIBUTION | TNB | CHERAS | Unknown | 75 |  |  | Unknown | Unknown |  | LINE |  | 28 | 630.000 A | 0.63 | 50 | 20 | B01435 | Unknown |  |  |  |  | 0 | LIEN YAIK HARDWARE SDN BHD |  | 3
257332306 | B01437 | B01437 | 6758865 | 6758864 | BCRS/PCE/J00653/MBB01435 | 300270645 | Existing | RYB | TAMI-3 | B01438 PANG HONG | CLOSED | CLOSED | LINK | 12.000 kV | 11 kV | GAS | 1991-11-01 | 1991 | 0001J386 |  | FALCON BETA | VEI | G290473 |  | LIEW YIEK HARDWARE | SUBSTATION | Unknown | Unknown | Unknown | DISTRIBUTION | TNB | CHERAS | Unknown | 75 |  |  | Unknown | Unknown |  | LINE |  | 28 | 630.000 A | 0.63 | 50 | 20 | B01437 | Unknown |  |  |  |  | 0 | LIEN YAIK HARDWARE SDN BHD |  | 3
257332335 | B08148 | B08148 | 6763237 | 6763236 |  |  | Existing | RYB | TAMI-1 | B10677 JLN IMPIAN INDAH NO. 4 | CLOSED | CLOSED | LINK | 12.000 kV | 11 kV | GAS |  | 2003 | 10753 |  | VEI | VEI | 10753 | N/A | TMN IMPIAN INDAH NO 3 | SUBSTATION | Unknown | Unknown | Unknown | DISTRIBUTION | TNB | CHERAS | Unknown | 75 |  |  | Unknown | Unknown |  | LINE |  | 28 | 630.000 A | 0.63 | 50 | 20 | B08148 | NO | N/A |  |  |  | 0 | TMN IMPIAN INDAH NO 3 |  | 3
257332636 | B08151 | B08151 | 6763247 | 6763246 |  |  | Existing | RYB | TAMI-1 | B01388 RAKAN BERSATU NO 1 | CLOSED | CLOSED | LINK | 12.000 kV | 11 kV | GAS |  | 2003 | 10753 |  | VEI | VEI | 10753 | N/A | TMN IMPIAN INDAH NO 3 | SUBSTATION | Unknown | Unknown | Unknown | DISTRIBUTION | TNB | CHERAS | Unknown | 75 |  |  | Unknown | Unknown |  | LINE |  | 28 | 630.000 A | 20 | 50 | 20 | B08151 | NO | N/A |  |  |  | 0 | TMN IMPIAN INDAH NO 3 |  | 3
257332659 | B09947 | B09947 | 6934609 | 6934608 | BCRS/PCE/J00678/MBB09947 | 300270723 | Existing | RYB | TSRA-3 | B08480 RMH PANGSA DESA KARUMAS | CLOSED | CLOSED | LINK | 12.000 kV | 11 kV | GAS | 18/07/1998 | 0 | N/A |  | MERLIN GERIN | MERLIN GERIN | R06111118F |  | IND RINGAN BKT ANGKAT NO 6 (GIANT VOICE) | SUBSTATION | Unknown | Unknown | Unknown | DISTRIBUTION | TNB | CHERAS | Unknown | 75 |  |  | Unknown | Unknown |  | LINE |  | 28 | 630.000 A | 0.63 | 50 | 20 | B09947 | Unknown |  |  |  |  | 0 | GIANT VOICE SDN BHD |  | 3
257332664 | B09949 | B09949 | 6934616 | 6934615 | BCRS/PCE/J00678/MBB09947 | 300270723 | Existing | RYB | TSRA-3 | B08273 BKT ANGKAT IND NO 3 | CLOSED | CLOSED | LINK | 12.000 kV | 11 kV | GAS | 18/07/1998 | 0 | N/A |  | MERLIN GERIN | MERLIN GERIN | R06111118F |  | IND RINGAN BKT ANGKAT NO 6 (GIANT VOICE) | SUBSTATION | Unknown | Unknown | Unknown | DISTRIBUTION | TNB | CHERAS | Unknown | 75 |  |  | Unknown | Unknown |  | LINE |  | 28 | 630.000 A | 0.63 | 50 | 20 | B09949 | Unknown |  |  |  |  | 0 | GIANT VOICE SDN BHD |  | 3
257335581 | B02334 | B02334 | 6907973 | 6907972 | BCRS/PCE/J00100/MBB06639 | 300431068 | Existing | RYB | TMASS-8 | B07077 TMN SG SERAI TAMBAHAN | CLOSED | CLOSED | LINK | 16.000 kV | 11 kV | GAS | 2000-11-01 | 1993 | KSS/2570 | Unknown | FALCON BETA | TAMCO | B21224593 |  | KG NURUL IMAN | SUBSTATION | Unknown | Unknown | Unknown | DISTRIBUTION | TNB | CHERAS | Unknown | 75 |  |  | Unknown | Unknown |  | LINE |  | 28 | 630.000 A | 0.63 | 50 | 21.9 | B02334 | Unknown |  |  |  |  | 0 | KAMPUNG NURUL IMAN |  | 3
257335585 | B02336 | B02336 | 6907982 | 6907981 | BCRS/PCE/J00100/MBB06639 | 300431068 | Existing | RYB | TMASS-8 | B02337 SS SG LONG | CLOSED | CLOSED | LINK | 16.000 kV | 11 kV | GAS | 2000-11-01 | 1993 | KSS/2570 | Unknown | FALCON BETA | TAMCO | B21224593 |  | KG NURUL IMAN | SUBSTATION | Unknown | Unknown | Unknown | DISTRIBUTION | TNB | CHERAS | Unknown | 75 |  |  | Unknown | Unknown |  | LINE |  | 28 | 630.000 A | 0.63 | 50 | 21.9 | B02336 | Unknown |  |  |  |  | 0 | KAMPUNG NURUL IMAN |  | 3
257335909 | B08608 |  | 6913180 | 6913179 | BCRS/PCE/J00453/MBB08607 | 300270044 | Existing | RYB | MHCR-11 | JLN PAHLAWAN 1/3 | CLOSED | CLOSED | LINK | 12.000 kV | 11 kV | GAS | 18/07/1998 | 2007 | D275217 |  | TAMCO | TAMCO | D275217 |  | JLN PAHLAWAN 6/3 | Unknown | Unknown | Unknown | Unknown | DISTRIBUTION | TNB | CHERAS | Unknown | 75 |  |  |  | Unknown |  |  |  | 28 | 630.000 A | 0.63 | 50 | 20 | B08608 | [5 empty] | 0 | BDR MAHKOTA CRS JLN PAHLWN 6/3 |  | 3
257335914 | B08606 |  | 6913190 | 6913189 | BCRS/PCE/J00453/MBB08607 | 300270044 | Existing | RYB | MHCR-11 | JLN PAHLAWAN 9/3 | CLOSED | CLOSED | LINK | 12.000 kV | 11 kV | GAS | 18/07/1998 | 2007 | D275217 |  | TAMCO | TAMCO | D275217 |  | JLN PAHLAWAN 6/3 | Unknown | Unknown | Unknown | Unknown | DISTRIBUTION | TNB | CHERAS | Unknown | 75 |  |  |  | Unknown |  |  |  | 28 | 630.000 A | 0.63 | 50 | 20 | B08606 | [5 empty] | 0 | BDR MAHKOTA CRS JLN PAHLWN 6/3 |  | 3
257335937 | B11473 | B09249 | 6820085 | 6820084 | BCRS/PCE/J01013/MB1 | 300319284 | Existing | RYB | SGLN-3 | B04875 TAMAN RAKAN NO 3 | CLOSED | CLOSED | LINK | 12.000 kV | 11 kV | GAS | 14/07/2011 | 2003 | B237310 | Unknown | EPE | EPE | SF6175 | Not applicable | TMN BUKIT SURIA NO 3 | SUBSTATION | Unknown | YES | Unknown | DISTRIBUTION | TNB | CHERAS | Unknown | 75 | Unknown | Unknown | Unknown | NO |  | LINE |  | 28 | 630.000 A | 0.63 | 50 | 20 | B11473 | Unknown | Not applicable |  |  | Unknown | 0 | TAMAN BUKIT SURIA 2 |  | 3
257335942 | B11475 | B09247 | 6820092 | 6820091 | BCRS/PCE/J01013/MB1 | 300319284 | Existing | RYB | SGLN-3 | SGLN-3 | CLOSED | CLOSED | LINK | 12.000 kV | 11 kV | GAS | 14/07/2011 | 2003 | B237310 | Unknown | EPE | EPE | SF6175 | Not applicable | TMN BUKIT SURIA NO 3 | SUBSTATION | Unknown | YES | Unknown | DISTRIBUTION | TNB | CHERAS | Unknown | 75 | Unknown | Unknown | Unknown | NO |  | LINE |  | 28 | 630.000 A | 0.63 | 50 | 20 | B11475 | Unknown | Not applicable |  |  | Unknown | 0 | TAMAN BUKIT SURIA 2 |  | 3
257336523 | B10021 | B10021 | 26117776 | 26117775 | BCRS/PCE/J00934/MB1 | 300445062 | Existing | RYB | LMAS-9 | B01696 BTHO NO.13 | CLOSED | CLOSED | LINK | 12.000 kV | 11 kV | GAS | 2007-11-11 | 2007 | 24176 |  | VEI | TAMCO | 24176 | N/A | JLN SUADAMAI 11/4 BTHO | SUBSTATION | Unknown | Unknown | Unknown | DISTRIBUTION | TNB | CHERAS | Unknown | 75 |  |  | Unknown | Unknown |  | LINE |  | 28 | 630.000 A | 0.63 | 50 | 20 | B10021 | NO | N/A |  |  |  | 0 | JALAN SUADAMAI 11/4,BTHO |  | 3
257336528 | B10024 | B10024 | 26117790 | 26117789 | BCRS/PCE/J00934/MB1 | 300445062 | Existing | RYB | LMAS-9 | B10043 JLN SUADAMAI 11/1 BTHO | CLOSED | CLOSED | LINK | 12.000 kV | 11 kV | GAS | 2007-11-11 | 2007 | 24176 |  | VEI | TAMCO | 24176 | N/A | JLN SUADAMAI 11/4 BTHO | SUBSTATION | Unknown | Unknown | Unknown | DISTRIBUTION | TNB | CHERAS | Unknown | 75 |  |  | Unknown | Unknown |  | LINE |  | 28 | 630.000 A | 0.63 | 50 | 20 | B10024 | NO | N/A |  |  |  | 0 | JALAN SUADAMAI 11/4,BTHO |  | 3
257341061 | B01899 | B01898 COSMO ENG | 6795297 | 6795296 | BCRS/PCE/J00405/MBB01899 | 300011145 | Existing | RYB | BLKG-1 | B01898 COSMO ENG | CLOSED | CLOSED | LINK | 12.000 kV | 11 kV | GAS | 18/07/1998 | 0 | N/A |  | MERLIN GERIN | INDKOM | 51236J 02-69 |  | MASTER JAYA | SUBSTATION | Unknown | Unknown | Unknown | DISTRIBUTION | TNB | CHERAS | Unknown | 75 |  |  |  | Unknown |  | LINE |  | 28 | 630.000 A | 0.63 | 50 | 20 | B01899 | Unknown |  |  |  |  | 0 | MASTER JAYA |  | 3
257341066 | B01901 | B01902 KINMA RUBBER | 6795310 | 6795309 | BCRS/PCE/J00405/MBB01899 | 300011145 | Existing | RYB | BLKG-1 | B01902 KINMA RUBBER | CLOSED | CLOSED | LINK | 12.000 kV | 11 kV | GAS | 18/07/1998 | 0 | N/A |  | MERLIN GERIN | INDKOM | 51236J 02-69 |  | MASTER JAYA | SUBSTATION | Unknown | Unknown | Unknown | DISTRIBUTION | TNB | CHERAS | Unknown | 75 |  |  |  | Unknown |  | LINE |  | 28 | 630.000 A | 0.63 | 50 | 20 | B01901 | Unknown |  |  |  |  | 0 | MASTER JAYA |  | 3
257343386 | B01662 |  | 6851928 | 6851927 | BCRS/PCE/J00136/MBB01660 | 300005219 | Existing | RYB | BTHO-2 | B01663 C.PERDANA NO 1 | CLOSED | CLOSED | LINK | 12.000 kV | 11 kV | GAS | 1997-11-01 | 1997 | B972158 |  | FALCON BETA | TAMCO | B972158 |  | FIRST WELCOME SUPERMARKET | Unknown | Unknown | Unknown | Unknown | DISTRIBUTION | TNB | CHERAS | Unknown | 75 |  |  | Unknown | Unknown |  | Unknown |  | 28 | 630.000 A | 0.63 | 50 | 20 | B01662 | [5 empty] | 0 | FIRST WELLCOME SUPERMARKET |  | 3
257343391 | B01660 |  | 6851940 | 6851939 | BCRS/PCE/J00136/MBB01660 | 300005219 | Existing | RYB | BTHO-2 | B06551 PERDANA HIGHT | CLOSED | CLOSED | LINK | 12.000 kV | 11 kV | GAS | 1997-11-01 | 1997 | B972158 | Unknown | FALCON BETA | TAMCO | B972158 |  | FIRST WELCOME SUPERMARKET | Unknown | Unknown | Unknown | Unknown | DISTRIBUTION | TNB | CHERAS | Unknown | 75 |  |  |  | Unknown |  | Unknown |  | 28 | 630.000 A | 0.63 | 50 | 20 | B01660 | Unknown |  |  |  |  | 0 | FIRST WELLCOME SUPERMARKET |  | 3
257343413 | B01907 | B01907 KINMA RUBBER | 6798752 | 6798751 | BCRS/PCE/J00404/MBB01906 | 300011139 | Existing | RYB | BLKG-1 | B01904 KINMA RUBBER | CLOSED | CLOSED | LINK | 12.000 kV | 11 kV | GAS | 1998-11-01 | 1998 | D950001 |  | FALCON BETA | TAMCO | N/A |  | SRI TIMAH | Unknown | Unknown | Unknown | Unknown | DISTRIBUTION | TNB | CHERAS | Unknown | 75 |  |  |  | Unknown |  | LINE |  | 28 | 630.000 A | 0.63 | 50 | 20 | B01907 | Unknown |  |  |  |  | 0 | TAMAN SRI TIMAH |  | 3
257343418 | B05480 | B05480 KYK METAL | 6798765 | 6798764 | BCRS/PCE/J00404/MBB01906 | 300011139 | Existing | RYB | BLKG-1 | B01908 EXPRESS AUDIO | CLOSED | CLOSED | LINK | 12.000 kV | 11 kV | GAS | 1998-11-01 | 1998 | D950001 |  | FALCON BETA | TAMCO | N/A |  | SRI TIMAH | SUBSTATION | Unknown | Unknown | Unknown | DISTRIBUTION | TNB | CHERAS | Unknown | 75 |  |  |  | Unknown |  | LINE |  | 28 | 630.000 A | 0.63 | 50 | 20 | B05480 | Unknown |  |  |  |  | 0 | TAMAN SRI TIMAH |  | 3
257343441 | B01989 |  | 6854854 | 6854853 | BCRS/PCE/J00631/MBB01987 | 300270155 | Existing | RYB | BLKG-11 | B05490 LI-FOONG NO 5 | CLOSED | CLOSED | LINK | 12.000 kV | 11 kV | GAS | 1997-11-11 | 0 | B972179 |  | FALCON BETA | TAMCO | B972179 |  | SIN YEE SENG NO 2 | SUBSTATION | Unknown | Unknown | Unknown | DISTRIBUTION | TNB | CHERAS | Unknown | 75 |  |  |  | Unknown |  |  |  | 28 | 630.000 A | 20 | 50 | 20 | B01989 | [5 empty] | 0 | SIN YEE SENG NO 2 |  | 3
257343445 | B01987 |  | 6854857 | 6854856 | BCRS/PCE/J00631/MBB01987 | 300270155 | Existing | RYB | BLKG-11 | B01986 SIN YEE SENG NO 1 | CLOSED | CLOSED | LINK | 12.000 kV | 11 kV | GAS | 1997-11-11 | 1997 | B972179 |  | FALCON BETA | TAMCO | B972179 |  | SIN YEE SENG NO 2 | SUBSTATION | Unknown | Unknown | Unknown | DISTRIBUTION | TNB | CHERAS | Unknown | 75 |  |  |  | Unknown |  |  |  | 28 | 630.000 A | 20 | 50 | 20 | B01987 | [5 empty] | 0 | SIN YEE SENG NO 2 |  | 3
257344068 | B06868 |  | 6920335 | 6920334 |  |  | Existing | RYB |  | B03966 PE LIM KOK YEONG | CLOSED | CLOSED | LINK | 12.000 kV | 11 kV | GAS |  | 2003 | B236314 |  | FALCON BETA | TAMCO | B236314 |  | BF ASET MANAGEMENT | Unknown | Unknown | Unknown | Unknown | DISTRIBUTION | TNB | CHERAS | Unknown | 75 |  |  |  | Unknown |  |  |  | 28 | 630.000 A | 0.63 | 50 | 20 | B06868 | [5 empty] | 0 | BF ASSET MANAGEMENT S/B |  | 3
257344072 | B06870 |  | 6920344 | 6920343 |  |  | Existing | RYB |  | PPU TSRA F6 | CLOSED | CLOSED | LINK | 12.000 kV | 11 kV | GAS |  | 2003 | B236314 |  | FALCON BETA | TAMCO | B236314 |  | BF ASET MANAGEMENT | Unknown | Unknown | Unknown | Unknown | DISTRIBUTION | TNB | CHERAS | Unknown | 75 |  |  |  | Unknown |  |  |  | 28 | 630.000 A | 0.63 | 50 | 20 | B06870 | [5 empty] | 0 | BF ASSET MANAGEMENT S/B |  | 3
257344416 | B05340 | PE SUADAMAI 10/1 | 6783891 | 6783890 | BCRS/PCE/J00175/MBB05340 | 300005470 | Existing | RYB | LMAS-9 | B07568 PE SUADAMAI 10/1 | OPEN | CLOSED | LINK | 11.000 kV | 11 kV | GAS | 2001-11-01 | 2001 | 0112S207 | Unknown | F_and_G | INDKOM | 1304319890 |  | BTHO NO 19 | SUBSTATION | Unknown | Unknown | Unknown | DISTRIBUTION | TNB | CHERAS | Unknown | 75 |  |  | Unknown | Unknown |  | Unknown |  | 28 | 630.000 A | 0.63 | 50 | 20 | B05340 | Unknown |  |  |  |  | 0 | BTHO NO 19 |  | 3
257344420 | B05342 | PE BTH0 18 | 6783894 | 6783893 | BCRS/PCE/J00175/MBB05340 | 300005470 | Existing | RYB | BTHO-6 | B05339 PE BTH0 18 | CLOSED | CLOSED | LINK | 11.000 kV | 11 kV | GAS | 2001-11-01 | 2001 | 0112S207 | Unknown | F_and_G | INDKOM | 1304319890 |  | BTHO NO 19 | SUBSTATION | Unknown | Unknown | Unknown | DISTRIBUTION | TNB | CHERAS | Unknown | 75 |  |  | Unknown | Unknown |  | Unknown |  | 28 | 630.000 A | 0.63 | 50 | 20 | B05342 | Unknown |  |  |  |  | 0 | BTHO NO 19 |  | 3
257349058 | B07844 | B07844 | 6790177 | 6790176 | BCRS/PCE/J00643/MBB07842 | 300270355 | Existing | RYB | PBEL(P)-2 | B10323 PIONEER ALUMINIUM 1870 | CLOSED | CLOSED | LINK | 12.000 kV | 11 kV | GAS | 2004-11-11 | 2004 | B248265 | Unknown | FALCON BETA | TAMCO | B248265 |  | WHITEX GARMENT NO 2 | SUBSTATION | Unknown | Unknown | Unknown | DISTRIBUTION | TNB | CHERAS | Unknown | 75 |  |  | Unknown | Unknown |  | LINE |  | 28 | 630.000 A | 0.63 | 50 | 20 | B07844 | Unknown |  |  |  |  | 0 | WHITEX GARMENT NO 2 |  | 3
257349063 | B07842 | B07842 | 6790189 | 6790188 | BCRS/PCE/J00643/MBB07842 | 300270355 | Existing | RYB | PBEL(P)-2 | B02782 STRUKTUR TEGUH | CLOSED | CLOSED | LINK | 12.000 kV | 11 kV | GAS | 2004-11-11 | 2004 | B248265 | Unknown | FALCON BETA | TAMCO | B248265 |  | WHITEX GARMENT NO 2 | SUBSTATION | Unknown | Unknown | Unknown | DISTRIBUTION | TNB | CHERAS | Unknown | 75 |  |  | Unknown | Unknown |  | LINE |  | 28 | 630.000 A | 0.63 | 50 | 20 | B07842 | Unknown |  |  |  |  | 0 | WHITEX GARMENT NO 2 |  | 3
257349083 | B01911 | B01910 EXPRESS AUDIO | 6795195 | 6795194 | BCRS/PCE/J00402/MBB01911 | 300011131 | Existing | RYB | BLKG-1 | B01910 EXPRESS AUDIO | CLOSED | CLOSED | LINK | 12.000 kV | 11 kV | GAS | 1990-11-01 | 1990 | CV 06-0197/35 |  | SIEMENS | SIEMENS |  |  | FLOORGO | SUBSTATION | Unknown | Unknown | Unknown | DISTRIBUTION | TNB | CHERAS | Unknown | 75 |  |  |  | Unknown |  | LINE |  | 28 | 400.000 A | 0.63 | 50 | 21 | B01911 | Unknown |  |  |  |  | 0 | FLOORGO |  | 3
257349088 | B01913 |  | 6795208 | 6795207 | BCRS/PCE/J00402/MBB01911 | 300011131 | Existing | RYB | BLKG-1 | B01916 BERKAT HASIL NO 1 | CLOSED | CLOSED | LINK | 12.000 kV | 11 kV | GAS | 1990-11-01 | 1990 | CV 06-0197/35 |  | SIEMENS | SIEMENS |  |  | FLOORGO | SUBSTATION | Unknown | Unknown | Unknown | DISTRIBUTION | TNB | CHERAS | Unknown | 75 |  |  |  | Unknown |  | LINE |  | 28 | 400.000 A | 0.63 | 50 | 21 | B01913 | Unknown |  |  |  |  | 0 | FLOORGO |  | 3
257349111 | B06784 | PE TAMAN BAYU SEKAMAT | 7010003 | 7010002 | BCRS/PCE/J00852/MBB06784 |  | Existing | RYB | SJIM-6 | B12272 PE TAMAN BAYU SEKAMAT | CLOSED | CLOSED | LINK | 12.000 kV | 11 kV | GAS |  | 0 | N/A | Unknown | SIEMENS | ITEM | CV 721473-1012/ 015 |  | TMN SEKAMAT UDA | SUBSTATION | Unknown | Unknown | Unknown | DISTRIBUTION | TNB | CHERAS | Unknown | 75 |  |  | Unknown | Unknown |  | Unknown |  | 28 | 630.000 A | 0.63 | 50 | 20 | B06784 | Unknown |  |  |  |  | 0 | UDA BINA TMN SEKAMAT |  | 3
257349115 | B03988 | PE RMH MURAH SIMPANG BALAK | 7010009 | 7010008 | BCRS/PCE/J00852/MBB03988 |  | Existing | RYB | SJIM-6 | B03978 PE RMH MURAH SIMPANG BALAK | CLOSED | CLOSED | LINK | 12.000 kV | 11 kV | GAS |  | 0 | N/A | Unknown | SIEMENS | ITEM | CV 721473-1012/ 015 |  | TMN SEKAMAT UDA | SUBSTATION | Unknown | Unknown | Unknown | DISTRIBUTION | TNB | CHERAS | Unknown | 75 |  |  | Unknown | Unknown |  | Unknown |  | 28 | 630.000 A | 0.63 | 50 | 20 | B03988 | Unknown |  |  |  |  | 0 | UDA BINA TMN SEKAMAT |  | 3
257349642 | B01312 | BO1312 BLKG-4 | 6834364 | 6834363 | BCRS/PCE/J00205/MBB01312 | 300005687 | Existing | RYB | BLKG-4 | BLKG-4 | CLOSED | CLOSED | LINK | 16.000 kV | 11 kV | OIL | 1990-11-01 | 0 | KSS/933 |  | REYROLLE | INDKOM |  |  | TELEKOM BALAKONG | SUBSTATION | Unknown | Unknown | Unknown | DISTRIBUTION | TNB | CHERAS | Unknown | 75 |  |  |  | Unknown |  | LINE |  | 28 | 630.000 A | 22 | 22 | 22 | B01312 | Unknown |  |  |  |  | 0 | IBUSAWAT BALAKONG |  | 3
257349646 | B01314 | B01314 STN SUIS GUPPY NO.1 | 6834367 | 6834366 | BCRS/PCE/J00205/MBB01312 | 300005687 | Existing | RYB | BLKG-4 | B01554 STN SUIS GUPPY NO.1 | CLOSED | OPEN | LINK | 16.000 kV | 11 kV | OIL | 1990-11-01 | 0 | KSS/933 | Unknown | REYROLLE | INDKOM |  |  | TELEKOM BALAKONG | SUBSTATION | Unknown | Unknown | Unknown | DISTRIBUTION | TNB | CHERAS | Unknown | 75 |  |  |  | Unknown |  | LINE |  | 28 | 630.000 A | 22 | 22 | 22 | B01314 | Unknown |  |  |  |  | 0 | IBUSAWAT BALAKONG |  | 3
257349662 | B05881 |  | 6811277 | 6811290 | BCRS/PCE/J00111/MBB05879 | 300004515 | Existing | RYB | TMASS-10 | B02211 BT 14 H/LANGAT | CLOSED | CLOSED | LINK | 11.000 kV | 11 kV | GAS | 2002-11-01 | 2002 | 0150S034 |  | INDKOM | INDKOM | 0150S034 |  | TMN INDAH JAYA NO 2 | Unknown | Unknown | Unknown | Unknown | DISTRIBUTION | TNB | CHERAS | Unknown | 75 |  |  | Unknown | Unknown |  | LINE |  | 28 | 630.000 A | 0.63 | 50 | 20 | B05881 | [5 empty] | 0 | TAMAN INDAH JAYA 2 |  | 3
257349666 | B05879 |  | 6811278 | 6811294 | BCRS/PCE/J00111/MBB05879 | 300004515 | Existing | RYB | TMASS-10 | B10200 TMN LESTARI INDAH | CLOSED | CLOSED | LINK | 11.000 kV | 11 kV | GAS | 2002-11-01 | 2002 | 0150S034 |  | INDKOM | INDKOM | 0150S034 |  | TMN INDAH JAYA NO 2 | Unknown | Unknown | Unknown | Unknown | DISTRIBUTION | TNB | CHERAS | Unknown | 75 |  |  | Unknown | Unknown |  | LINE |  | 28 | 630.000 A | 0.63 | 50 | 20 | B05879 | [5 empty] | 0 | TAMAN INDAH JAYA 2 |  | 3
257352556 | B04190 | B04190 | 6933962 | 6933961 | BCRS/PCE/J00761/MBB04189 | 300271233 | Existing | RYB | PMU KJNG-5 | BKT ANGKAT COMPACT | CLOSED | CLOSED | LINK | 12.000 kV | 11 kV | GAS | 18/07/1998 | 0 | N/A |  | FALCON BETA | TAMCO | B21224316 | N/A | SAMA PLASTIK | SUBSTATION | Unknown | Unknown | Unknown | DISTRIBUTION | TNB | CHERAS | Unknown | 75 |  |  | Unknown | Unknown |  | LINE |  | 28 | 630.000 A | 0.63 | 50 | 20 | B04190 | NO | N/A |  |  |  | 0 | SAMA PLASTIK |  | 3
257352561 | B04188 | B04188 | 6933969 | 6933968 | BCRS/PCE/J00761/MBB04189 | 300271233 | Existing | RYB | PMU KJNG-5 | KJNG-5 | CLOSED | CLOSED | LINK | 12.000 kV | 11 kV | GAS | 18/07/1998 | 0 | N/A |  | FALCON BETA | TAMCO | B21224316 | N/A | SAMA PLASTIK | SUBSTATION | Unknown | Unknown | Unknown | DISTRIBUTION | TNB | CHERAS | Unknown | 75 |  |  | Unknown | Unknown |  | LINE |  | 28 | 630.000 A | 0.63 | 50 | 20 | B04188 | NO | N/A |  |  |  | 0 | SAMA PLASTIK |  | 3
257352604 | B05083 |  | 6787344 | 6787357 | BCRS/PCE/J00083/MB1 | 300431066 | Existing | RYB | PBEL(P)-9 | B08364 MIKA FOOD NO 2 | CLOSED | CLOSED | LINK | 11.000 kV | 11 kV | GAS | 2000-11-01 | 2001 | 0109S029 |  | INDKOM | INDKOM | 01098029 |  | MIRACON | Unknown | Unknown | Unknown | Unknown | DISTRIBUTION | TNB | CHERAS | Unknown | 75 |  |  |  | Unknown |  | LINE |  | 28 | 630.000 A | 0.63 | 50 | 20 | B05083 | [5 empty] | 0 | MIRACON SDN BHD |  | 3
257352608 | B05081 |  | 6787345 | 6787361 | BCRS/PCE/J00083/MB1 | 300431066 | Existing | RYB | PBEL(P)-9 | B04715 ASAS EKUITI | CLOSED | CLOSED | LINK | 11.000 kV | 11 kV | GAS | 2000-11-01 | 2001 | 0109S029 |  | F_and_G | INDKOM | 01098029 |  | MIRACON | Unknown | Unknown | Unknown | Unknown | DISTRIBUTION | TNB | CHERAS | Unknown | 75 |  |  |  | Unknown |  | LINE |  | 28 | 630.000 A | 0.63 | 50 | 20 | B05081 | [5 empty] | 0 | MIRACON SDN BHD |  | 3
257353277 | B07812 | PE PANGSAPURI BLOK L8 | 6784804 | 6784803 | BCRS/PCE/J00525/MBB07812 | 300268111 | Existing | RYB | MHCR-1 | B07811 PE PANGSAPURI BLOK L8 | CLOSED | CLOSED | LINK | 11.000 kV | 11 kV | GAS | 2004-11-01 | 2004 | 0348S071 | Unknown | F_and_G | INDKOM | 0348S071 |  | PANGSAPURI BLOK L9, JLN PENGAWA, BDR MK | SUBSTATION | Unknown | Unknown | Unknown | DISTRIBUTION | TNB | CHERAS | Unknown | 75 |  |  | Unknown | Unknown |  | Unknown |  | 28 | 630.000 A | 0.63 | 50 | 22 | B07812 | Unknown |  |  |  |  | 0 | PANGSAPURI BLOK L9 |  | 3
257353281 | B07814 | PE APARTMENT ANGSANA 2/2 | 6784807 | 6784806 | BCRS/PCE/J00525/MBB07812 | 300268111 | Existing | RYB | MHCR-1 | B10085 PE APARTMENT ANGSANA 2/2 | CLOSED | CLOSED | LINK | 11.000 kV | 11 kV | GAS | 2004-11-01 | 2004 | 0348S071 | Unknown | F_and_G | INDKOM | 0348S071 |  | PANGSAPURI BLOK L9, JLN PENGAWA, BDR MK | SUBSTATION | Unknown | Unknown | Unknown | DISTRIBUTION | TNB | CHERAS | Unknown | 75 |  |  | Unknown | Unknown |  | Unknown |  | 28 | 630.000 A | 0.63 | 50 | 22 | B07814 | Unknown |  |  |  |  | 0 | PANGSAPURI BLOK L9 |  | 3
257353713 | B01638 | PE STP BANDAR TUN HUSSEIN ONN | 6765841 | 6765840 | BCRS/PCE/J00129/MB1 | 300431095 | Existing | RYB | LMAS-11 | B10587 PE STP BANDAR TUN HUSSEIN ONN | CLOSED | CLOSED | LINK | 11.000 kV | 11 kV | GAS | 2000-11-01 | 2004 | 0904S081 | Unknown | F_and_G | INDKOM | 0904S081 |  | BTHO NO 1 | SUBSTATION | Unknown | Unknown | Unknown | DISTRIBUTION | TNB | CHERAS | Unknown | 75 |  |  | Unknown | Unknown |  | Unknown |  | 28 | 630.000 A | 0.63 | 50 | 22 | B01638 | Unknown |  |  |  |  | 0 | BDR TUN HUSSIEN ONN NO.1 |  | 3
257353717 | B01639 | CABLE ABANDONE | 6765847 | 6765846 | BCRS/PCE/J00129/MB1 | 300431095 | Existing | RYB | LMAS-11 | SPARE | OPEN | OPEN | LINK | 11.000 kV | 11 kV | GAS | 2000-11-01 | 2004 | 0904S081 | Unknown | F_and_G | INDKOM | 0904S081 |  | BTHO NO 1 | SUBSTATION | Unknown | Unknown | Unknown | DISTRIBUTION | TNB | CHERAS | Unknown | 75 |  |  | Unknown | Unknown |  | Unknown |  | 28 | 630.000 A | 0.63 | 50 | 22 | B01639 | Unknown |  |  |  |  | 0 | BDR TUN HUSSIEN ONN NO.1 |  | 3
257353721 | B01636 | PE TAMAN CHERAS PERDANA | 6765849 | 6765848 | BCRS/PCE/J00129/MB1 | 300431095 | Existing | RYB | LMAS-11 | B01635 PE TAMAN CHERAS PERDANA | CLOSED | CLOSED | LINK | 11.000 kV | 11 kV | GAS | 2000-11-01 | 2004 | 0904S081 | Unknown | F_and_G | INDKOM | 0904S081 |  | BTHO NO 1 | SUBSTATION | Unknown | Unknown | Unknown | DISTRIBUTION | TNB | CHERAS | Unknown | 75 |  |  | Unknown | Unknown |  | Unknown |  | 28 | 630.000 A | 0.63 | 50 | 22 | B01636 | Unknown |  |  |  |  | 0 | BDR TUN HUSSIEN ONN NO.1 |  | 3
257353744 | B09278 | B09278 | 6923376 | 6923375 | BCRS/PCE/J00734/MBB09278 | 300271000 | Existing | RYB | SGLN-3 | B12425 PE TAMAN TROPICANA CHERAS | CLOSED | CLOSED | LINK | 12.000 kV | 11 kV | GAS | 18/07/1998 | 0 | 23322 | Unknown | VEI | VEI | 23322 |  | TMN SURIA | SUBSTATION | Unknown | Unknown | Unknown | DISTRIBUTION | TNB | CHERAS | Unknown | 75 |  |  | Unknown | Unknown |  | LINE |  | 28 | 630.000 A | 0.63 | 50 | 20 | B09278 | Unknown |  |  |  |  | 0 | TAMAN SURIA, BANDAR SUNGAI LONG |  | 3
257353748 | B09280 | B09280 | 6923379 | 6923378 | BCRS/PCE/J00734/MBB09278 | 300271000 | Existing | RYB | SGLN-3 | B02409 PE TMN RAKAN CHERAS NO 3 | CLOSED | CLOSED | LINK | 12.000 kV | 11 kV | GAS | 18/07/1998 | 0 | 23322 | Unknown | VEI | VEI | 23322 |  | TMN SURIA | SUBSTATION | Unknown | Unknown | Unknown | DISTRIBUTION | TNB | CHERAS | Unknown | 75 |  |  | Unknown | Unknown |  | LINE |  | 28 | 630.000 A | 0.63 | 50 | 20 | B09280 | Unknown |  |  |  |  | 0 | TAMAN SURIA, BANDAR SUNGAI LONG |  | 3
257353836 | B08014 | B08014 | 6787418 | 6787435 | BCRS/PCE/J00478/MBB08014 | 300523559 | Existing | RYB | PBEL(P)-2 | B05989 APARTMENT JUARA JAYA | CLOSED | CLOSED | LINK | 12.000 kV | 11 kV | GAS | 2200-02-01 | 2004 | B248445 | Unknown | FALCON BETA | TAMCO | B245445 |  | RUMAH TERES JUARA JAYA | SUBSTATION | Unknown | Unknown | Unknown | DISTRIBUTION | TNB | CHERAS | Unknown | 75 |  |  | Unknown | Unknown |  | LINE |  | 28 | 630.000 A | 0.63 | 50 | 20 | B08014 | Unknown |  |  |  |  | 0 | TAMAN JUARA |  | 3
257353840 | B08016 | B08016 | 6787419 | 6787428 | BCRS/PCE/J00478/MBB08014 | 300523559 | Existing | RYB | PBEL(P)-2 | B02873 TMN JUARA JAYA | CLOSED | CLOSED | LINK | 12.000 kV | 11 kV | GAS | 2200-02-01 | 2004 | B248445 | Unknown | FALCON BETA | TAMCO | B245445 |  | RUMAH TERES JUARA JAYA | SUBSTATION | Unknown | Unknown | Unknown | DISTRIBUTION | TNB | CHERAS | Unknown | 75 |  |  | Unknown | Unknown |  | LINE |  | 28 | 630.000 A | 20 | 50 | 20 | B08016 | Unknown |  |  |  |  | 0 | TAMAN JUARA |  | 3
257355513 | B09069 |  | 6855793 | 6855792 | BCRS/PCE/J00209/MB1 | 300431417 | Existing | RYB | CJYA-6 | B05106 PERODUA | CLOSED | CLOSED | LINK | 12.000 kV | 11 kV | GAS | 2005-11-11 | 2005 | 1227 |  | VEI | VEI | 1227 |  | HONG GUAN AGRICULTURE | Unknown | Unknown | Unknown | Unknown | DISTRIBUTION | TNB | CHERAS | Unknown | 75 |  |  |  | Unknown |  |  |  | 28 | 630.000 A | 0.63 | 50 | 20 | B09069 | [5 empty] | 0 | HONG GUAN AGRICULTURAL |  | 3
257355517 | B09071 |  | 6855796 | 6855795 | BCRS/PCE/J00209/MB1 | 300431417 | Existing | RYB | CJYA-6 | JLN KASTURI | CLOSED | CLOSED | LINK | 12.000 kV | 11 kV | GAS | 2005-11-11 | 2005 | 1227 |  | VEI | VEI | 1227 |  | HONG GUAN AGRICULTURE | Unknown | Unknown | Unknown | Unknown | DISTRIBUTION | TNB | CHERAS | Unknown | 75 |  |  |  | Unknown |  |  |  | 28 | 630.000 A | 0.63 | 50 | 20 | B09071 | [5 empty] | 0 | HONG GUAN AGRICULTURAL |  | 3
257355533 | B08361 | B08361 | 6803277 | 6803294 | BCRS/PCE/J00071/MB1 | 300431062 | Existing | RYB |  | B02254 PKNS BKT KUNDANG | CLOSED | CLOSED | LINK | 12.000 kV | 11 kV | GAS | 2000-11-01 | 2005 | B258998 |  | FALCON BETA | INDKOM | B258998 | N/A | BELIA DUSUN TUA (IKBN) | SUBSTATION | Unknown | Unknown | Unknown | DISTRIBUTION | TNB | CHERAS | Unknown | 75 |  |  | Unknown | Unknown |  | LINE |  | 28 | 630.000 A | 0.63 | 50 | 20 | B08361 | NO | N/A |  |  |  | 0 | IKBN DUSUN TUA |  | 3
257355537 | B02266 | B02266 | 6803278 | 6803287 | BCRS/PCE/J00071/MB1 | 300431062 | Existing | RYB |  | B08706 BELIA IKBN DSN TUA NO 5 | CLOSED | CLOSED | LINK | 12.000 kV | 11 kV | GAS | 2000-11-01 | 2005 | B258998 |  | FALCON BETA | INDKOM | B258998 | N/A | BELIA DUSUN TUA (IKBN) | SUBSTATION | Unknown | Unknown | Unknown | DISTRIBUTION | TNB | CHERAS | Unknown | 75 |  |  | Unknown | Unknown |  | LINE |  | 28 | 630.000 A | 0.63 | 50 | 20 | B02266 | NO | N/A |  |  |  | 0 | IKBN DUSUN TUA |  | 3
257355566 | B01504 | B01504 | 6869713 | 6869712 | BCRS/PCE/J00184/MBB01502 | 300005532 | Existing | RYB | SGLN-1 | B01505 SIA CHIN AIK | CLOSED | CLOSED | LINK | 12.000 kV | 11 kV | GAS | 1990-11-01 | 0 | N/A |  | INDKOM | INDKOM | 1108214903 |  | TMN INDAH NO 2 | SUBSTATION | Unknown | Unknown | Unknown | DISTRIBUTION | TNB | CHERAS | Unknown | 75 |  |  | Unknown | Unknown |  | LINE |  | 28 | 630.000 A | 0.63 | 50 | 20 | B01504 | Unknown |  |  |  |  | 0 | TAMAN INDAH NO 2 |  | 3
257355571 | B01502 |  | 6869725 | 6869724 | BCRS/PCE/J00184/MBB01502 | 300005532 | Existing | RYB | SGLN-1 | B01503 TMN INDAH NO 1 | CLOSED | CLOSED | LINK | 12.000 kV | 11 kV | GAS | 1990-11-01 | 0 | N/A |  | INDKOM | INDKOM | 1108214903 |  | TMN INDAH NO 2 | SUBSTATION | Unknown | Unknown | Unknown | DISTRIBUTION | TNB | CHERAS | Unknown | 75 |  |  | Unknown | Unknown |  | LINE |  | 28 | 630.000 A | 0.63 | 50 | 20 | B01502 | Unknown |  |  |  |  | 0 | TAMAN INDAH NO 2 |  | 3
257358891 | B10484 |  | 26355341 | 26355340 | BCRS/PCE/J00965/MB | 300319933 | Existing | RYB |  | B09108 SEK SRI SURIA | CLOSED | CLOSED | LINK | 12.000 kV | 11 kV | GAS | 18/07/1998 | 2008 | B2817134 |  | FALCON BETA | TAMCO |  |  | LAMAN KESUMA | Unknown | Unknown | Unknown | Unknown | DISTRIBUTION | TNB | CHERAS | Unknown | Unknown |  |  |  | Unknown |  |  |  |  | 630.000 A | 20 | 20 | 20 | B10484 | [5 empty] | 0 | LAMAN KESUMA |  | 3
257358895 | B10486 |  | 26355348 | 26355347 | BCRS/PCE/J00965/MB | 300319933 | Existing | RYB |  | B02237 TMN PINGRN DELIMA NO.1 | CLOSED | CLOSED | LINK | 12.000 kV | 11 kV | GAS | 18/07/1998 | 2008 | B2817134 |  | FALCON BETA | TAMCO |  |  | LAMAN KESUMA | Unknown | Unknown | Unknown | Unknown | DISTRIBUTION | TNB | CHERAS | Unknown | Unknown |  |  |  | Unknown |  |  |  |  | 630.000 A | 20 | 20 | 20 | B10486 | [5 empty] | 0 | LAMAN KESUMA |  | 3
257360648 | B01318 | CJYA VCB3 | 6754578 | 6754577 | BCRS/PCE/J00291/MB | 300010068 | Existing | RYB | CJYA-3 | CJYA-3 | CLOSED | CLOSED | LINK | 12.000 kV | 11 kV | GAS | 1996-11-11 | 1996 | 9247/201 |  | INDKOM | INDKOM | 9247/201 | N/A | GREAT ASIA TIN CAN SB | SUBSTATION | Unknown | Unknown | Unknown | DISTRIBUTION | TNB | CHERAS | Unknown | 75 |  |  | Unknown | Unknown |  | LINE |  | 28 | 630.000 A | 0.63 | 50 | 20 | B01318 | NO | N/A |  |  |  | 0 | GREAT ASIA TIN CAN |  | 3
257360652 | B01320 | B01321 THAM PONG | 6754581 | 6754580 | BCRS/PCE/J00291/MB | 300010068 | Existing | RYB | CJYA-3 | B01321 THAM PONG | CLOSED | CLOSED | LINK | 12.000 kV | 11 kV | GAS | 1996-11-11 | 1996 | 9247/201 |  | INDKOM | INDKOM | 9247/201 | N/A | GREAT ASIA TIN CAN SB | SUBSTATION | Unknown | Unknown | Unknown | DISTRIBUTION | TNB | CHERAS | Unknown | 75 |  |  | Unknown | Unknown |  | LINE |  | 28 | 630.000 A | 0.63 | 50 | 20 | B01320 | NO | N/A |  |  |  | 0 | GREAT ASIA TIN CAN |  | 3
257360675 | B01595 |  | 6767801 | 6767800 | BCRS/PCE/J00320/MB | 300010292 | Existing | RYB | CJYA-7 | B01596 DUASAMA | CLOSED | CLOSED | LINK | 12.000 kV | 11 kV | GAS | 2011-11-01 | 1986 | 862467 |  | LUCY | EPE | SF6 883 |  | UNITED CASTING SB | Unknown | Unknown | Unknown | Unknown | DISTRIBUTION | TNB | CHERAS | Unknown | 75 |  |  |  | Unknown |  |  |  | 28 | 630.000 A | 0.63 | 50 | 20 | B01595 | [5 empty] | 0 | UNITED CASTING S/B |  | 3
257360679 | B01593 |  | 6767804 | 6767803 | BCRS/PCE/J00320/MB | 300010292 | Existing | RYB | CJYA-7 | B01592 SUPERIOR | CLOSED | CLOSED | LINK | 12.000 kV | 11 kV | GAS | 2011-11-01 | 1986 | 862467 |  | LUCY | EPE | SF6 883 |  | UNITED CASTING SB | Unknown | Unknown | Unknown | Unknown | DISTRIBUTION | TNB | CHERAS | Unknown | 75 |  |  |  | Unknown |  |  |  | 28 | 630.000 A | 0.63 | 50 | 20 | B01593 | [5 empty] | 0 | UNITED CASTING S/B |  | 3
257360888 | B10470 | PE PADAT BANGLO LATIFAH | 26511325 | 26511324 | BCRS/PCE/J00535/MBB02032 | 300268216 | Existing | RYB | MHCR-12 | B13518 PE PADAT BANGLO LATIFAH | CLOSED | CLOSED | LINK | 12.000 kV | 11 kV | GAS | 18/07/1998 | 2008 | B2815868 |  | FALCON BETA | TAMCO | B2815868 | N/A | PALM WALK NO 2 | SUBSTATION | Unknown | Unknown | Unknown | DISTRIBUTION | TNB | CHERAS | Unknown | 75 |  |  | Unknown | Unknown |  | LINE |  | 28 | 630.000 A | 20 | 50 | 20 | B10470 | NO | N/A |  |  |  | 0 | PALM WALK NO.2 |  | 3
257360892 | B10472 | PE PALM WALK NO.1 | 26511330 | 26511329 | BCRS/PCE/J00535/MBB02032 | 300268216 | Existing | RYB | MHCR-12 | B10473 PE PALM WALK NO.1 | CLOSED | CLOSED | LINK | 12.000 kV | 11 kV | GAS | 18/07/1998 | 2008 | B2815868 |  | FALCON BETA | TAMCO | B2815868 | N/A | PALM WALK NO 2 | SUBSTATION | Unknown | Unknown | Unknown | DISTRIBUTION | TNB | CHERAS | Unknown | 75 |  |  | Unknown | Unknown |  | LINE |  | 28 | 630.000 A | 0.63 | 50 | 20 | B10472 | NO | N/A |  |  |  | 0 | PALM WALK NO.2 |  | 3
257361412 | B02382 |  | 6827880 | 6827879 | BCRS/PCE/J00216/MBB02382 | 300005763 | Existing | RYB | SGLN-12 | B08976 ADMIRAL PARK | CLOSED | CLOSED | LINK | 12.000 kV | 11 kV | GAS | 2000-11-01 | 0 | F.T |  | AMPSTON | TAMCO |  |  | SG LONG GOLF CLUB | Unknown | Unknown | Unknown | Unknown | DISTRIBUTION | TNB | CHERAS | Unknown | Unknown |  |  |  | Unknown |  |  |  |  | 630.000 A | 25 | 25 | 25 | B02382 | [5 empty] | 0 | BDR SG LONG NO 3 CLUB GOLF |  | 3
257361416 | B02384 | B02384 | 6827883 | 6827882 | BCRS/PCE/J00216/MBB02382 | 300005763 | Existing | RYB | SGLN-12 | SGLN-12 | CLOSED | CLOSED | LINK | 12.000 kV | 11 kV | GAS | 2000-11-01 | 0 | F.T |  | AMPSTON | TAMCO | N/A | N/A | SG LONG GOLF CLUB | SUBSTATION | Unknown | Unknown | Unknown | DISTRIBUTION | TNB | CHERAS | Unknown | 75 |  |  | Unknown | Unknown |  | LINE |  | 28 | 630.000 A | 0.63 | 50 | 20 | B02384 | NO | N/A |  |  |  | 0 | BDR SG LONG NO 3 CLUB GOLF |  | 3
257361435 | B09388 | PE EVERSMART SDN BHD LOT 1765 | 6790676 | 6790688 | BCRS/PCE/J00651/MBB09388 | 300270639 | Existing | RYB | PBEL(P)-1 | B10649 PE EVERSMART SDN BHD LOT 1765 | CLOSED | CLOSED | LINK | 11.000 kV | 11 kV | GAS | 1998-11-01 | 1998 | 9743S001 | Unknown | F_and_G | INDKOM | 9743S001 |  | ALEQUIP S/B | SUBSTATION | Unknown | Unknown | Unknown | DISTRIBUTION | TNB | CHERAS | Unknown | 75 |  |  | Unknown | Unknown |  | Unknown |  | 28 | 630.000 A | 0.63 | 50 | 22 | B09388 | Unknown |  |  |  |  | 0 | ALEQCUE SDN BHD |  | 3
257361439 | B09390 | PE WONG SUE KAU | 6790677 | 6790690 | BCRS/PCE/J00651/MBB09388 | 300270639 | Existing | RYB | PBEL(P)-1 | B09082 PE WONG SUE KAU | CLOSED | CLOSED | LINK | 11.000 kV | 11 kV | GAS | 1998-11-01 | 1998 | 9743S001 | Unknown | F_and_G | INDKOM | 9743S001 |  | ALEQUIP S/B | SUBSTATION | Unknown | Unknown | Unknown | DISTRIBUTION | TNB | CHERAS | Unknown | 75 |  |  | Unknown | Unknown |  | Unknown |  | 28 | 630.000 A | 0.63 | 50 | 22 | B09390 | Unknown |  |  |  |  | 0 | ALEQCUE SDN BHD |  | 3
257362746 | B09327 | PE COMMERCIAL AREA NO 10 | 6931728 | 6931727 | BCRS/PCE/J00493/MB | 300431586 | Existing | RYB | MHCR-2 | B09328 PE COMMERCIAL AREA NO 10 | CLOSED | CLOSED | LINK | 12.000 kV | 11 kV | GAS | 2006-11-01 | 2006 | 23220 | Unknown | VEI | VEI | 23220 |  | COMMERCIAL AREA NO 12 JLN TEMENGGONG 19/ | SUBSTATION | Unknown | Unknown | Unknown | DISTRIBUTION | TNB | CHERAS | Unknown | 75 |  |  | Unknown | Unknown |  | Unknown |  | 28 | 630.000 A | 0.63 | 50 | 20 | B09327 | Unknown |  |  |  |  | 0 | COMMERCIAL AREA NO 12 |  | 3
257362752 | B09324 | PE COMMERCIAL AREA NO 13 | 6931746 | 6931745 | BCRS/PCE/J00493/MB | 300431586 | Existing | RYB | MHCR-2 | B09323 PE COMMERCIAL AREA NO 13 | CLOSED | CLOSED | LINK | 12.000 kV | 11 kV | GAS | 2006-11-01 | 2006 | 23220 | Unknown | VEI | VEI | 23220 |  | COMMERCIAL AREA NO 12 JLN TEMENGGONG 19/ | SUBSTATION | Unknown | Unknown | Unknown | DISTRIBUTION | TNB | CHERAS | Unknown | 75 |  |  | Unknown | Unknown |  | Unknown |  | 28 | 630.000 A | 0.63 | 50 | 20 | B09324 | Unknown |  |  |  |  | 0 | COMMERCIAL AREA NO 12 |  | 3
257362774 | B07221 | PE LOT 5205 BLOK A BLKNG JAYA | 6987411 | 6987410 | BCRS/PCE/J00615/MB | 300431600 | Existing | RYB | BLKG-5 | B11550 PE LOT 5205 BLOK A BALAKONG JAYA: | CLOSED | CLOSED | LINK | 12.000 kV | 11 kV | GAS | 2003-11-01 | 2003 | 9684 | Unknown | VEI | VEI | 9684 |  | TIMELESS MILLION | SUBSTATION | Unknown | Unknown | Unknown | DISTRIBUTION | TNB | CHERAS | Unknown | 75 |  |  | Unknown | Unknown |  | Unknown |  | 28 | 630.000 A | 0.63 | 50 | 20 | B07221 | Unknown |  |  |  |  | 0 | TIMELESS MILLION |  | 3
257362779 | B07219 | PE YWE SDN BHD | 6987417 | 6987416 | BCRS/PCE/J00615/MB | 300431600 | Existing | RYB | BLKG-5 | B02830 PE YWE SDN BHD | CLOSED | CLOSED | LINK | 12.000 kV | 11 kV | GAS | 2003-11-01 | 2003 | 9684 | Unknown | VEI | VEI | 9684 |  | TIMELESS MILLION | SUBSTATION | Unknown | Unknown | Unknown | DISTRIBUTION | TNB | CHERAS | Unknown | 75 |  |  | Unknown | Unknown |  | Unknown |  | 28 | 630.000 A | 0.63 | 50 | 20 | B07219 | Unknown |  |  |  |  | 0 | TIMELESS MILLION |  | 3
257363235 | B01779 | B01779 | 6818664 | 6818663 | BCRS/PCE/J00235/MBB01779 | 300005883 | Existing | RYB | BTHO-1 | B01778 SG WAY QUARRY | CLOSED | CLOSED | LINK | 16.000 kV | 11 kV | GAS | 1990-11-01 | 0 | KSS/450 |  | EPE | EPE | KSS/450 | N/A | IPV | SUBSTATION | Unknown | Unknown | Unknown | DISTRIBUTION | TNB | CHERAS | Unknown | 75 |  |  | Unknown | Unknown |  | LINE |  | 28 | 630.000 A | 0.63 | 50 | 21.9 | B01779 | Unknown |  |  |  |  | 0 | IPV CHERAS |  | 3
257363239 | B01781 | B01781 | 6818667 | 6818666 | BCRS/PCE/J00235/MBB01779 | 300005883 | Existing | RYB | BTHO-1 | B01782 RMH ORG TUA | CLOSED | CLOSED | LINK | 16.000 kV | 11 kV | GAS | 1990-11-01 | 0 | KSS/450 | Unknown | EPE | EPE | KSS/450 | N/A | IPV | SUBSTATION | Unknown | Unknown | Unknown | DISTRIBUTION | TNB | CHERAS | Unknown | 75 |  |  | Unknown | Unknown |  | LINE |  | 28 | 630.000 A | 0.63 | 50 | 21.9 | B01781 | Unknown |  |  |  |  | 0 | IPV CHERAS |  | 3
257363880 | B06653 |  | 6856725 | 6856724 | BCRS/PCE/J00654/MBB00916 | 300270648 | Existing | RYB | BLKG-13 | BLKG-13 | CLOSED | CLOSED | LINK | 12.000 kV | 11 kV | GAS | 2002-11-01 | 2002 | E 220554 |  | FALCON BETA | TAMCO |  |  | DESA SERDANG NO 7 | Unknown | Unknown | Unknown | Unknown | DISTRIBUTION | TNB | CHERAS | Unknown | Unknown |  |  |  | Unknown |  |  |  |  | 630.000 A | 20 | 20 | 20 | B06653 | [5 empty] | 0 | DESA SERDANG NO 7 |  | 3
257363884 | B00918 |  | 6856731 | 6856730 | BCRS/PCE/J00654/MBB00916 | 300270648 | Existing | RYB | BLKG-13 | B04388 BKT BAYU NO 1 | CLOSED | CLOSED | LINK | 12.000 kV | 11 kV | GAS | 2002-11-01 | 2002 | E 220554 |  | FALCON BETA | TAMCO |  |  | DESA SERDANG NO 7 | Unknown | Unknown | Unknown | Unknown | DISTRIBUTION | TNB | CHERAS | Unknown | Unknown |  |  |  | Unknown |  |  |  |  | 630.000 A | 20 | 20 | 20 | B00918 | [5 empty] | 0 | DESA SERDANG NO 7 |  | 3
257364004 | B08991 | B08991 | 6846298 | 6846297 | BCRS/PCE/J00529/MB | 300268123 | Existing | RYB | SGLN-2 | B08992 BDR SG LONG 1 | CLOSED | CLOSED | LINK | 12.000 kV | 11 kV | GAS | 2006-11-11 | 2006 | D263624 | Unknown | FALCON BETA | TAMCO | D263624 |  | PERSIARAN SG LONG 1 BDR SG LONG 2 | SUBSTATION | Unknown | Unknown | Unknown | DISTRIBUTION | TNB | CHERAS | Unknown | 75 |  |  | Unknown | Unknown |  | LINE |  | 28 | 630.000 A | 0.63 | 50 | 20 | B08991 | Unknown |  |  |  |  | 0 | BDR SG LONG NO 2 |  | 3
257364306 | B08988 | B08988 | 6846316 | 6846315 | BCRS/PCE/J00529/MB | 300268123 | Existing | RYB | SGLN-2 | B09960 PRSRAN BKT SGI LONG 1/5 | CLOSED | CLOSED | LINK | 12.000 kV | 11 kV | GAS | 2006-11-11 | 2006 | D263624 | Unknown | FALCON BETA | TAMCO | D263624 |  | PERSIARAN SG LONG 1 BDR SG LONG 2 | SUBSTATION | Unknown | Unknown | Unknown | DISTRIBUTION | TNB | CHERAS | Unknown | 75 |  |  | Unknown | Unknown |  | LINE |  | 28 | 630.000 A | 0.63 | 50 | 20 | B08988 | Unknown |  |  |  |  | 0 | BDR SG LONG NO 2 |  | 3
257364400 | B02085 |  | 6911085 | 6911084 | BCRS/PCE/J00151/MBB02085 | 300005306 | Existing | RYB | LMAS-14 | B02084 TAMAN PUTERI NO 1 | CLOSED | CLOSED | LINK | 12.000 kV | 11 kV | GAS | 2000-11-01 | 0 | F962851 |  | MERLIN GERIN | MERLIN GERIN | F962851 |  | TMN PUTRI NO 2 | Unknown | Unknown | Unknown | Unknown | DISTRIBUTION | TNB | CHERAS | Unknown | 75 |  |  |  | Unknown |  |  |  | 28 | 630.000 A | 0.63 | 50 | 20 | B02085 | [5 empty] | 0 | TAMAN PUTERI NO 2 |  | 3
257364406 | B02087 |  | 6911103 | 6911102 | BCRS/PCE/J00151/MBB02085 | 300005306 | Existing | RYB | LMAS-14 | B02088 TAMAN PUTERI NO 6 | CLOSED | CLOSED | LINK | 12.000 kV | 11 kV | GAS | 2000-11-01 | 0 | F962851 |  | MERLIN GERIN | MERLIN GERIN | F962851 |  | TMN PUTRI NO 2 | Unknown | Unknown | Unknown | Unknown | DISTRIBUTION | TNB | CHERAS | Unknown | 75 |  |  |  | Unknown |  |  |  | 28 | 630.000 A | 0.63 | 50 | 20 | B02087 | [5 empty] | 0 | TAMAN PUTERI NO 2 |  | 3
257366057 | B01864 | PE TETUAN EUROMAS | 6750834 | 6750833 | BCRS/PCE/J00354/MB | 300010458 | Existing | RYB | CJYA-11 | B01865 PE TETUAN EUROMAS | CLOSED | CLOSED | LINK | 12.000 kV | 11 kV | GAS | 1995-11-01 | 1995 | B950015 | Unknown | FALCON BETA | TAMCO | B950015 |  | MITAH MANUFACTURE SB | SUBSTATION | Unknown | Unknown | Unknown | DISTRIBUTION | TNB | CHERAS | Unknown | 75 |  |  | Unknown | Unknown |  | Unknown |  | 28 | 630.000 A | 0.63 | 50 | 20 | B01864 | Unknown |  |  |  |  | 0 | MITAH MANUFACTURING S/B |  | 3
257366061 | B01862 | PE LOJI KUMBAHAN TMN CHERAS JAYA | 6750837 | 6750836 | BCRS/PCE/J00354/MB | 300010458 | Existing | RYB | CJYA-11 | B08821 PE LOJI KUMBAHAN TMN CHERAS JAYA | CLOSED | CLOSED | LINK | 12.000 kV | 11 kV | GAS | 1995-11-01 | 1995 | B950015 | Unknown | FALCON BETA | TAMCO | B950015 |  | MITAH MANUFACTURE SB | SUBSTATION | Unknown | Unknown | Unknown | DISTRIBUTION | TNB | CHERAS | Unknown | 75 |  |  | Unknown | Unknown |  | Unknown |  | 28 | 630.000 A | 0.63 | 50 | 20 | B01862 | Unknown |  |  |  |  | 0 | MITAH MANUFACTURING S/B |  | 3
257366507 | B01528 | B01528 | 6764398 | 6764397 | BCRS/PCE/J00001/MBB01526 | 300251949 | Existing | RYB | CJYA-4 | B01529 MEIL NO 3 | CLOSED | CLOSED | LINK | 12.000 kV | 11 kV | GAS | 27/01/1996 | 1996 | N/A |  | INDKOM | INDKOM | N/A | N/A | AE TECHNOLOGY S/B NO 2 | SUBSTATION | Unknown | Unknown | Unknown | DISTRIBUTION | TNB | CHERAS | Unknown | 75 |  |  | Unknown | Unknown |  | LINE |  | 28 | 630.000 A | 0.63 | 50 | 20 | B01528 | NO | N/A |  |  |  | 0 | A-E TCHNOLOGY SDN BHD |  | 3
257366513 | B01526 | B01526 | 6764676 | 6764675 | BCRS/PCE/J00001/MBB01526 | 300251949 | Existing | RYB | CJYA-4 | B01525 SOLID GOLD | CLOSED | CLOSED | LINK | 12.000 kV | 11 kV | GAS | 27/01/1996 | 1996 | N/A |  | INDKOM | INDKOM | N/A | N/A | AE TECHNOLOGY S/B NO 2 | SUBSTATION | Unknown | Unknown | Unknown | DISTRIBUTION | TNB | CHERAS | Unknown | 75 |  |  | Unknown | Unknown |  | LINE |  | 28 | 630.000 A | 0.63 | 50 | 20 | B01526 | NO | N/A |  |  |  | 0 | A-E TCHNOLOGY SDN BHD |  | 3
257370646 | B07806 | PE PANGSAPURI BLOK L6 | 6784747 | 6784746 | BCRS/PCE/J00523/MBB07806 | 300268105 | Existing | RYB | MHCR-1 | B07805 PE PANGSAPURI BLOK L6 | CLOSED | CLOSED | LINK | 12.000 kV | 11 kV | GAS | 2004-11-01 | 2004 | B237785 | Unknown | FALCON BETA | TAMCO | B237785 |  | PANGSAPURI BLOK L7, JLN PENGGAWA, BMC | SUBSTATION | Unknown | Unknown | Unknown | DISTRIBUTION | TNB | CHERAS | Unknown | 75 |  |  | Unknown | Unknown |  | Unknown |  | 28 | 630.000 A | 0.63 | 50 | 20 | B07806 | Unknown |  |  |  |  | 0 | PANGSAPURI BLOK L7 |  | 3
257370650 | B07808 | PE PANGSAPURI BLOK L8 | 6784750 | 6784749 | BCRS/PCE/J00523/MBB07806 | 300268105 | Existing | RYB | MHCR-1 | B07809 PE PANGSAPURI BLOK L8 | CLOSED | CLOSED | LINK | 12.000 kV | 11 kV | GAS | 2004-11-01 | 2004 | B237785 | Unknown | FALCON BETA | TAMCO | B237785 |  | PANGSAPURI BLOK L7, JLN PENGGAWA, BMC | SUBSTATION | Unknown | Unknown | Unknown | DISTRIBUTION | TNB | CHERAS | Unknown | 75 |  |  | Unknown | Unknown |  | Unknown |  | 28 | 630.000 A | 0.63 | 500 | 20 | B07808 | Unknown |  |  |  |  | 0 | PANGSAPURI BLOK L7 |  | 3
257373517 | B05545 | B05545 | 6789070 | 6789109 | BCRS/PCE/J00008/MBB05545 | 300266837 | Existing | RYB | PBEL(P)-2 | B08937 TMN SERI BELIMBING | CLOSED | CLOSED | LINK | 11.000 kV | 11 kV | GAS | 1999-11-11 | 1999 | 9847S031 | Unknown | F_and_G | INDKOM | 9845S060 |  | TMN JUARA JAYA | SUBSTATION | Unknown | Unknown | Unknown | DISTRIBUTION | TNB | CHERAS | Unknown | 75 |  |  | Unknown | Unknown |  | LINE |  | 28 | 630.000 A | 0.63 | 50 | 22 | B05545 | Unknown |  |  |  |  | 0 | TAMAN JUARA JAYA |  | 3
257373523 | B02873 | B02873 | 6789075 | 6789083 | BCRS/PCE/J00008/MBB02873 | 300266835 | Existing | RYB | PBEL(P)-2 | B08016 RUMAH TERES JUARA JAYA | CLOSED | CLOSED | LINK | 11.000 kV | 11 kV | GAS | 1999-11-11 | 1999 | 9847S031 | Unknown | F_and_G | INDKOM | 9847S031 |  | TMN JUARA JAYA | SUBSTATION | Unknown | Unknown | Unknown | DISTRIBUTION | TNB | CHERAS | Unknown | 75 |  |  | Unknown | Unknown |  | LINE |  | 28 | 630.000 A | 0.63 | 50 | 22 | B02873 | Unknown |  |  |  |  | 0 | TAMAN JUARA JAYA |  | 3
257373531 | B02874 | B05544 | 6789117 | 6789118 | BCRS/PCE/J00008/MBB05545 | 300266837 | Existing | RYB | PBEL(P)-2 | B02875 LOOPING | CLOSED | CLOSED | LINK | 11.000 kV | 11 kV | GAS | 1999-11-11 | 1999 | 9847S031 | Unknown | F_and_G | INDKOM | 9845S060 |  | TMN JUARA JAYA | INTERCONNECT (OTHER UTILITY) | Unknown | Unknown | Unknown | DISTRIBUTION | TNB | CHERAS | Unknown | 75 |  |  | Unknown | Unknown |  | LINE |  | 28 | 630.000 A | 0.63 | 50 | 22 | B02874 | Unknown |  |  |  |  | 0 | TAMAN JUARA JAYA |  | 3
257373537 | B02875 | B02875 | 6789122 | 6789123 | BCRS/PCE/J00008/MBB02873 | 300266835 | Existing | RYB | PBEL(P)-2 | B05544 LOOPING | CLOSED | CLOSED | LINK | 11.000 kV | 11 kV | GAS | 1999-11-11 | 1999 | 9847S031 | Unknown | F_and_G | INDKOM | 9847S031 |  | TMN JUARA JAYA | INTERCONNECT (OTHER UTILITY) | Unknown | Unknown | Unknown | DISTRIBUTION | TNB | CHERAS | Unknown | 75 |  |  | Unknown | Unknown |  | LINE |  | 28 | 630.000 A | 0.63 | 50 | 22 | B02875 | Unknown |  |  |  |  | 0 | TAMAN JUARA JAYA |  | 3
257373819 | B01858 | PE LOONG WENG PLASTIC | 6767201 | 6767200 | BCRS/PCE/J00356/MBB01856 | 300010467 | Existing | RYB | CJYA-11 | B01859 PE LOONG WENG PLASTIC | CLOSED | CLOSED | LINK | 12.000 kV | 11 kV | GAS | 1995-11-01 | 1995 | 2985/23 | Unknown | F_and_G | INDKOM | 2985/23 |  | KAW PERUSAHAAN CHERAS JAYA NO 3 | SUBSTATION | Unknown | Unknown | Unknown | DISTRIBUTION | TNB | CHERAS | Unknown | 75 |  |  | Unknown | Unknown |  | Unknown |  | 28 | 630.000 A | 0.63 | 50 | 22 | B01858 | Unknown |  |  |  |  | 0 | KAW PERUSAHAN CHERAS JAYA NO 3 |  | 3
257373825 | B01856 | PE BOGO OPTICAL SDN BHD | 6767219 | 6767218 | BCRS/PCE/J00356/MBB01856 | 300010467 | Existing | RYB | CJYA-11 | B09111 PE BOGO OPTICAL SDN BHD | OPEN | CLOSED | LINK | 12.000 kV | 11 kV | GAS | 1995-11-01 | 1995 | 2985/23 | Unknown | FALCON BETA | INDKOM | 2985/23 |  | KAW PERUSAHAAN CHERAS JAYA NO 3 | SUBSTATION | Unknown | Unknown | Unknown | DISTRIBUTION | TNB | CHERAS | Unknown | 75 |  |  | Unknown | Unknown |  | Unknown |  | 28 | 630.000 A | 0.63 | 50 | 22 | B01856 | Unknown |  |  |  |  | 0 | KAW PERUSAHAN CHERAS JAYA NO 3 |  | 3
257380343 | B10476 | B10476 | 26510691 | 26510690 | BCRS/PCE/J00991/MB1 | 300319370 | Existing | RYB | MHCR-12 | PALM WALK NO.3 | CLOSED | CLOSED | LINK | 12.000 kV | 11 kV | GAS | 2010-11-01 | 2008 | D285710 |  | FALCON BETA | TAMCO | D285710 | N/A | PALM WALK NO 1 | SUBSTATION | Unknown | Unknown | Unknown | DISTRIBUTION | TNB | CHERAS | Unknown | 75 |  |  | Unknown | Unknown |  | LINE |  | 28 | 630.000 A | 0.63 | 50 | 20 | B10476 | NO | N/A |  |  |  | 0 | PALM WALK NO.1 |  | 3
257380349 | B10473 | B10473 | 26510713 | 26510712 | BCRS/PCE/J00991/MB1 | 300319370 | Existing | RYB | MHCR-12 | PALM WALK NO.2 | CLOSED | CLOSED | LINK | 12.000 kV | 11 kV | GAS | 2010-11-01 | 2008 | D285710 |  | FALCON BETA | TAMCO | D285710 | N/A | PALM WALK NO 1 | SUBSTATION | Unknown | Unknown | Unknown | DISTRIBUTION | TNB | CHERAS | Unknown | 75 |  |  | Unknown | Unknown |  | LINE |  | 28 | 630.000 A | 0.63 | 50 | 20 | B10473 | NO | N/A |  |  |  | 0 | PALM WALK NO.1 |  | 3
257380943 | B05311 |  | 16506977 | 16506976 | BCRS/PCE/J00390/MB1 | 300431442 | Existing | RYB | PMU KJNG-2 | STADIUM KAJANG | CLOSED | OPEN | LINK | 12.000 kV | 11 kV | GAS | 2000-11-01 | 0 | R0328045SF |  | MERLIN GERIN | MERLIN GERIN | R0328045SF |  | PADAT SAAS | Unknown | Unknown | Unknown | Unknown | DISTRIBUTION | TNB | CHERAS | Unknown | 75 |  |  |  | Unknown |  | LINE |  | 28 | 630.000 A | 0.63 | 50 | 20 | B05311 | [5 empty] | 0 | PADAT SAAS |  | 3
257380948 | B05313 |  | 16506990 | 16506989 | BCRS/PCE/J00390/MB1 | 300431442 | Existing | RYB | PMU KJNG-2 | SHUKOR SAKAM | CLOSED | CLOSED | LINK | 12.000 kV | 11 kV | GAS | 2000-11-01 | 0 | R0328045SF |  | MERLIN GERIN | MERLIN GERIN | R0328045SF |  | PADAT SAAS | Unknown | Unknown | Unknown | Unknown | DISTRIBUTION | TNB | CHERAS | Unknown | 75 |  |  |  | Unknown |  | LINE |  | 28 | 630.000 A | 0.63 | 50 | 20 | B05313 | [5 empty] | 0 | PADAT SAAS |  | 3
257383695 | B10401 | PE BUKIT HATAMAS PHASE 2 | 26507974 | 26507973 | BCRS/PCE/J00920/MBB10401 |  | Existing | RYB | LMAS-10 | B10627 PE BUKIT HATAMAS PHASE 2 | CLOSED | CLOSED | LINK | 12.000 kV | 11 kV | GAS |  | 2007 | B2714014 | Unknown | FALCON BETA | TAMCO | B2714014 |  | RMH PANGSA BUKIT HARTAMAS | SUBSTATION | Unknown | Unknown | Unknown | DISTRIBUTION | TNB | CHERAS | Unknown | 75 |  |  | Unknown | Unknown |  | Unknown |  | 28 | 630.000 A | 0.63 | 50 | 20 | B10401 | Unknown |  |  |  |  | 0 | RUMAH PANGSA BUKIT HARTAMAS |  | 3
257383699 | B10399 | PE TMN SEGAR PERDANA NO 5 | 26507981 | 26507980 | BCRS/PCE/J00920/MBB10399 |  | Existing | RYB | LMAS-10 | B07074 PE TMN SEGAR PERDANA NO 5 | CLOSED | CLOSED | LINK | 12.000 kV | 11 kV | GAS |  | 2007 | B2714014 | Unknown | FALCON BETA | TAMCO | B2714014 |  | RMH PANGSA BUKIT HARTAMAS | Unknown | Unknown | Unknown | Unknown | DISTRIBUTION | TNB | CHERAS | Unknown | 75 |  |  | Unknown | Unknown |  | Unknown |  | 28 | 630.000 A | 0.63 | 50 | 20 | B10399 | Unknown |  |  |  |  | 0 | RUMAH PANGSA BUKIT HARTAMAS |  | 3
257388433 | B10339 |  | 26567111 | 26567110 | BCRS/PCE/J00730/MBB10337 | 300270985 | Existing | RYB | TAMI-5 | B02803 BHS HARDWARE | CLOSED | CLOSED | LINK | 12.000 kV | 11 kV | GAS | 18/07/1998 | 2008 | B 2815616 |  | FALCON BETA | TAMCO |  |  | ARMADA CERGAS | Unknown | Unknown | Unknown | Unknown | DISTRIBUTION | TNB | CHERAS | Unknown | Unknown |  |  |  | Unknown |  |  |  |  | 630.000 A | 20 | 20 | 20 | B10339 | [5 empty] | 0 | ARMADA CERGAS |  | 3
257388437 | B10337 |  | 26567118 | 26567117 | BCRS/PCE/J00730/MBB10337 | 300270985 | Existing | RYB | TAMI-5 | B14701 PE WOO SHAO CAN | CLOSED | CLOSED | LINK | 12.000 kV | 11 kV | GAS | 18/07/1998 | 2008 | B 2815616 |  | FALCON BETA | TAMCO |  |  | ARMADA CERGAS | Unknown | Unknown | Unknown | Unknown | DISTRIBUTION | TNB | CHERAS | Unknown | Unknown |  |  |  | Unknown |  |  |  |  | 630.000 A | 20 | 20 | 20 | B10337 | [5 empty] | 0 | ARMADA CERGAS |  | 3
257394997 | B10084 | B10084 | 26054702 | 26054701 | BCRS/PCE/J00807/MB1 | 300448353 | Existing | RYB | MHCR2-7 | B09204 JLN BENDAHARA 7A/7 | CLOSED | CLOSED | LINK | 12.000 kV | 11 kV | GAS | 2008-11-11 | 2005 | B225817 |  | FALCON BETA | TAMCO | B225817 | N/A | JALAN BENDAHARA BMC | SUBSTATION | Unknown | Unknown | Unknown | DISTRIBUTION | TNB | CHERAS | Unknown | 75 |  |  | Unknown | Unknown |  | LINE |  | 28 | 630.000 A | 0.63 | 50 | 20 | B10084 | NO | N/A |  |  |  | 0 | JLN BENDAHARA, BMC |  | 3
257395002 | B10082 | B10082 | 26054717 | 26054716 | BCRS/PCE/J00807/MB1 | 300448353 | Existing | RYB | MHCR2-7 | B10206 JLN BENDAHARA 12 | CLOSED | CLOSED | LINK | 12.000 kV | 11 kV | GAS | 2008-11-11 | 2005 | B225817 |  | FALCON BETA | TAMCO | B225817 | N/A | JALAN BENDAHARA BMC | SUBSTATION | Unknown | Unknown | Unknown | DISTRIBUTION | TNB | CHERAS | Unknown | 75 |  |  | Unknown | Unknown |  | LINE |  | 28 | 630.000 A | 0.63 | 50 | 20 | B10082 | NO | N/A |  |  |  | 0 | JLN BENDAHARA, BMC |  | 3
257397956 | B09105 | B09105 |  | 6910853 | BCRS/PCE/J00569/MBB09103 | 300268958 | Existing | RYB | TMASS-8 | TMN SERI MAS HULU LANGAT NO 1 | CLOSED | CLOSED | LINK | 12.000 kV | 11 kV | GAS | 2006-11-01 | 2006 | B2610902 | Unknown | FALCON BETA | TAMCO | N/A | NOT APPLICABLE | TMN PERKASA INDAH | SUBSTATION | Unknown | YES | Unknown | DISTRIBUTION | TNB | CHERAS | Unknown | 75 | Unknown | Unknown | Unknown | NO |  | LINE |  | 28 | 630.000 A | 0.63 | 50 | 20 | B09105 | NO | NOT APPLICABLE |  |  | Unknown | Unknown | TAMAN PERKASA INDAH |  | 3
257397960 | B09103 | B09103 |  | 6910856 | BCRS/PCE/J00569/MBB09103 | 300268958 | Existing | RYB | TMASS-8 | ESSO LANGAT JAYA | CLOSED | CLOSED | LINK | 12.000 kV | 11 kV | GAS | 2006-11-01 | 2006 | B2610902 |  | FALCON BETA | TAMCO | N/A | NOT APPLICABLE | TMN PERKASA INDAH | SUBSTATION | Unknown | YES | Unknown | DISTRIBUTION | TNB | CHERAS | Unknown | 75 | Unknown | Unknown |  | NO |  | LINE |  | 28 | 630.000 A | 0.63 | 50 | 20 | B09103 | NO | NOT APPLICABLE |  |  | Unknown | Unknown | TAMAN PERKASA INDAH |  | 3
257398742 | B02916 | PE MINES LODGE | 6880990 | 6880989 | BCRS/PCE/J00824/MB1 | 300444762 | Existing | RYB | MINE-7 | B02917 PE MINES LODGE | CLOSED | CLOSED | LINK | 12.000 kV | 11 kV | GAS | 1998-11-01 | 1998 | B982855 | Unknown | FALCON BETA | TAMCO | B982855 |  | SG BESI INDAH NO 2 | SUBSTATION | Unknown | Unknown | Unknown | DISTRIBUTION | TNB | CHERAS | Unknown | 75 |  |  | Unknown | Unknown |  | Unknown |  | 28 | 630.000 A | 0.63 | 50 | 20 | B02916 | Unknown |  |  |  |  | 0 | TMN SG.BESI INDAH NO2 |  | 3
257398746 | B02914 | PE KONDOMINIUM DESA SAUJANA | 6880999 | 6880998 | BCRS/PCE/J00824/MB1 | 300444762 | Existing | RYB | MINE-7 | B07775 PE KONDOMINIUM DESA SAUJANA | CLOSED | CLOSED | LINK | 12.000 kV | 11 kV | GAS | 1998-11-01 | 1998 | B982855 | Unknown | FALCON BETA | TAMCO | B982855 |  | SG BESI INDAH NO 2 | SUBSTATION | Unknown | Unknown | Unknown | DISTRIBUTION | TNB | CHERAS | Unknown | 75 |  |  | Unknown | Unknown |  | Unknown |  | 28 | 630.000 A | 0.63 | 50 | 20 | B02914 | Unknown |  |  |  |  | 0 | TMN SG.BESI INDAH NO2 |  | 3
257398776 | B03977 | PE TMN DELIMA NO 1 | 6934653 | 6934652 | BCRS/PCE/J00856/MBB03977 |  | Existing | RYB | SJIM-6 | B03983 PE TMN DELIMA NO 1 | OPEN | CLOSED | LINK | 11.000 kV | 11 kV | GAS |  | 0 | J2992/1/2/28 | Unknown | SCHNEIDER | SCHNEIDER | SF-2010-W26-4-0075 |  | JKR SIMPANG BALAK | SUBSTATION | Unknown | Unknown | Unknown | DISTRIBUTION | TNB | CHERAS | Unknown | 75 |  |  | Unknown | Unknown |  | Unknown |  | 28 | 400.000 A | 0.63 | 50 | 20 | B03977 | Unknown |  |  |  |  | 0 | RMH MURAH SIMPANG BALAK |  | 3
257398785 | B03978 | PE UDA BINA TMN SEKAMAT | 6935713 | 6935717 | BCRS/PCE/J00856/MBB03978 |  | Existing | RYB | SJIM-6 | B03988 PE UDA BINA TMN SEKAMAT | CLOSED | OPEN | LINK | 11.000 kV | 11 kV | GAS |  | 0 | J3909/1H/419 | Unknown | SCHNEIDER | TAMCO | SF-2010-W26-4-0075 |  | JKR SIMPANG BALAK | SUBSTATION | Unknown | Unknown | Unknown | DISTRIBUTION | TNB | CHERAS | Unknown | 75 |  |  | Unknown | Unknown |  | Unknown |  | 28 | 400.000 A | 0.63 | 50 | 20 | B03978 | Unknown |  |  |  |  | 0 | RMH MURAH SIMPANG BALAK |  | 3
257398790 | B03975 | PE TMN PERIND. SG BALAK | 6935718 | 6935722 | BCRS/PCE/J00856/MBB03975 |  | Existing | RYB | SJIM-6 | B09986 PE TMN PERIND. SG BALAK | CLOSED | CLOSED | LINK | 11.000 kV | 11 kV | GAS |  | 0 | R97076-G2/R | Unknown | SCHNEIDER | TAMCO | SF-2010-W26-4-0075 |  | JKR SIMPANG BALAK | SUBSTATION | Unknown | Unknown | Unknown | DISTRIBUTION | TNB | CHERAS | Unknown | 75 |  |  | Unknown | Unknown |  | Unknown |  | 28 | 400.000 A | 0.63 | 50 | 20 | B03975 | Unknown |  |  |  |  | 0 | RMH MURAH SIMPANG BALAK |  | 3
257398813 | B01463 |  | 6845209 | 6845208 | BCRS/PCE/J00571/MB01463 | 300268963 | Existing | RYB | BLKG-14 | BLKG-14 | CLOSED | CLOSED | LINK | 12.000 kV | 11 kV | GAS | 2005-11-01 | 2008 | G280317 |  | FALCON BETA | TAMCO |  |  | YOONG SING TYRES | Unknown | Unknown | Unknown | Unknown | DISTRIBUTION | TNB | CHERAS | Unknown | Unknown |  |  |  | Unknown |  |  |  |  | 630.000 A | 20 | 20 | 20 | B01463 | [5 empty] | 0 | YOONG SING TYRE RET READERS S/B |  | 3
257398817 | B01465 |  | 6845212 | 6845211 | BCRS/PCE/J00571/MB01463 | 300268963 | Existing | RYB | BLKG-14 | B09184 COPPERTECH KG BR BLAKONG | CLOSED | CLOSED | LINK | 12.000 kV | 11 kV | GAS | 2005-11-01 | 2008 | G280317 |  | FALCON BETA | TAMCO |  |  | YOONG SING TYRES | Unknown | Unknown | Unknown | Unknown | DISTRIBUTION | TNB | CHERAS | Unknown | Unknown |  |  |  | Unknown |  |  |  |  | 630.000 A | 20 | 20 | 20 | B01465 | [5 empty] | 0 | YOONG SING TYRE RET READERS S/B |  | 3
257398936 | B01613 |  | 6754538 | 6754537 | BCRS/PCE/J00326/MB | 300431436 | Existing | RYB | BTHO-3 | B01614 NEW ELECTRONIC GATE | CLOSED | CLOSED | LINK | 12.000 kV | 11 kV | GAS | 1993-11-11 | 1991 | 62109390/285 | Unknown | F_and_G | INDKOM | 62109390/285 |  | FUJILITHO | Unknown | Unknown | Unknown | Unknown | DISTRIBUTION | TNB | CHERAS | Unknown | 75 |  |  | Unknown | Unknown |  | LINE |  | 28 | 630.000 A | 0.63 | 50 | 20 | B01613 | Unknown |  |  |  |  | 0 | FUJILITO |  | 3
257398940 | B01611 |  | 6754541 | 6754540 | BCRS/PCE/J00326/MB | 300431436 | Existing | RYB | CJYA-7 | B01610 LEGUAN | CLOSED | CLOSED | LINK | 12.000 kV | 11 kV | GAS | 1993-11-11 | 1991 | 62109390/285 | Unknown | F_and_G | INDKOM | 62109390/285 |  | FUJILITHO | Unknown | Unknown | Unknown | Unknown | DISTRIBUTION | TNB | CHERAS | Unknown | 75 |  |  | Unknown | Unknown |  | LINE |  | 28 | 630.000 A | 0.63 | 50 | 20 | B01611 | Unknown |  |  |  |  | 0 | FUJILITO |  | 3
257398962 | B01269 | PE CITIZEN SCREEN SDN BHD | 6810900 | 6810899 | BCRS/PCE/J00287/MBB01269 | 300010051 | Existing | RYB | PBEL(P)-5 | B08444 PE CITIZEN SCREEN SDN BHD | CLOSED | CLOSED | LINK | 11.000 kV | 11 kV | GAS | 1998-11-01 | 1998 | 9826S049 | Unknown | FALCON BETA | INDKOM | B238057 | Not Available | TAN CHENG KAY | SUBSTATION | Unknown | Unknown | Unknown | DISTRIBUTION | TNB | CHERAS | Unknown | 75 |  |  | Unknown | Unknown |  | LINE |  | 28 | 630.000 A | 0.63 | 50 | 20 | B01269 | NO | Not Available |  |  |  | 0 | TAN CHENG KAY |  | 3
257398967 | B01271 | PE EXSULA LANDSCAPE | 6810909 | 6810908 | BCRS/PCE/J00287/MBB01269 | 300010051 | Existing | RYB | PBEL(P)-5 | B01272 PE EXSULA LANDSCAPE | CLOSED | CLOSED | LINK | 11.000 kV | 11 kV | GAS | 1998-11-01 | 1998 | 9826S049 | Unknown | FALCON BETA | INDKOM | B238057 | Not Available | TAN CHENG KAY | SUBSTATION | Unknown | Unknown | Unknown | DISTRIBUTION | TNB | CHERAS | Unknown | 75 |  |  | Unknown | Unknown |  | LINE |  | 28 | 630.000 A | 0.63 | 50 | 20 | B01271 | NO | Not Available |  |  |  | 0 | TAN CHENG KAY |  | 3
257398990 | B092604 | B09204 | 6900726 | 6900725 | BCRS/PCE/J00503/MBB09204 | 300267315 | Existing | RYB | MHCR2-7 | B10084 JLN BENDAHARA BMC | CLOSED | CLOSED | LINK | 12.000 kV | 11 kV | GAS | 18/07/1998 | 0 | R0541305SF |  | MERLIN GERIN | MERLIN GERIN | R0541305SF | N/A | JLN BENDAHARA 7A/7 | SUBSTATION | Unknown | Unknown | Unknown | DISTRIBUTION | TNB | CHERAS | Unknown | 75 |  |  | Unknown | Unknown |  | LINE |  | 28 | 630.000 A | 0.63 | 50 | 20 | B092604 | NO | N/A |  |  |  | 0 | PJALAN BENDAHARA 7A/7 |  | 3
257398994 | B09206 | B09206 | 6900735 | 6900734 | BCRS/PCE/J00503/MBB09204 | 300267315 | Existing | RYB | MHCR2-7 | B07902 JLN BENDAHARA 12/7 | CLOSED | CLOSED | LINK | 12.000 kV | 11 kV | GAS | 18/07/1998 | 0 | R0541305SF |  | MERLIN GERIN | MERLIN GERIN | R0541305SF | N/A | JLN BENDAHARA 7A/7 | SUBSTATION | Unknown | Unknown | Unknown | DISTRIBUTION | TNB | CHERAS | Unknown | 75 |  |  | Unknown | Unknown |  | LINE |  | 28 | 630.000 A | 0.63 | 50 | 20 | B09206 | NO | N/A |  |  |  | 0 | PJALAN BENDAHARA 7A/7 |  | 3
257399151 | B02146 |  | 6824088 | 6824087 | BCRS/PCE/J00018/MB1 | 300004123 | Existing | RYB | TSGR-6 | B02147 PE TAMAN MASRIA | CLOSED | CLOSED | LINK | 11.000 kV | 11 kV | OIL | 28/10/2011 | 0 | J3078/1/1/22 |  | INDKOM | INDKOM | 1106214528 |  | TMN CUEPACS NO 1 | Unknown | Unknown | Unknown | Unknown | DISTRIBUTION | TNB | CHERAS | Unknown | 75 |  |  |  | Unknown |  | LINE |  | 28 | 400.000 A | 0.4 | 50 | 20 | B02146 | [5 empty] | 0 | TAMAN CEUPACS NO 1 |  | 3
257399156 | B02144 |  | 6824100 | 6824099 | BCRS/PCE/J00018/MB1 | 300004123 | Existing | RYB | TSGR-6 | B02072 PE TMN CHERAS PERMAI | CLOSED | CLOSED | LINK | 11.000 kV | 11 kV | OIL | 28/10/2011 | 0 | J3078/1/1/87 |  | TAMCO | INDKOM | 1106214528 |  | TMN CUEPACS NO 1 | Unknown | Unknown | Unknown | Unknown | DISTRIBUTION | TNB | CHERAS | Unknown | 75 |  |  |  | Unknown |  | LINE |  | 28 | 400.000 A | 0.63 | 50 | 20 | B02144 | [5 empty] | 0 | TAMAN CEUPACS NO 1 |  | 3
257399557 | B10284 | PE TOWN PARK 1 NO.2 | 26131330 | 26131329 | BCRS/PCE/J00907/MBB10282 | 300448618 | Existing | RYB | BTHO-6 | B10285 PE TOWN PARK 1 NO.2 | CLOSED | CLOSED | LINK | 12.000 kV | 11 kV | GAS | 2012-02-08 | 2008 | B2815840 | Unknown | F_and_G | INDKOM | 1204226768 |  | TOWN PARK 1 NO 1 | SUBSTATION | Unknown | Unknown | Unknown | DISTRIBUTION | TNB | CHERAS | Unknown | 75 |  |  | Unknown | Unknown |  | Unknown |  | 28 | 630.000 A | 0.63 | 50 | 20 | B10284 | Unknown |  |  |  |  | 0 | TOWN PARK 1 NO.1 |  | 3
257399562 | B10282 | PE AVENUE 6 NO 1 | 26131343 | 26131342 | BCRS/PCE/J00907/MBB10282 | 300448618 | Existing | RYB | BTHO-6 | B11990 PE AVENUE 6 NO 1 | CLOSED | CLOSED | LINK | 12.000 kV | 11 kV | GAS | 2012-02-08 | 2008 | B2815840 | Unknown | F_and_G | INDKOM | 1204226768 |  | TOWN PARK 1 NO 1 | SUBSTATION | Unknown | Unknown | Unknown | DISTRIBUTION | TNB | CHERAS | Unknown | 75 |  |  | Unknown | Unknown |  | Unknown |  | 28 | 630.000 A | 0.63 | 50 | 20 | B10282 | Unknown |  |  |  |  | 0 | TOWN PARK 1 NO.1 |  | 3
257399607 | B10468 | B10468 | 26358834 | 26358833 | BCRS/PCE/J00487/MB | 300431581 | Existing | RYB | MHCR-13 | PENGGUNA HT | CLOSED | CLOSED | LINK | 12.000 kV | 11 kV | GAS | 2010-11-11 | 2008 | G280289 |  | FALCON BETA | TAMCO |  | N/A | POLAR ICE CREAM | SUBSTATION | Unknown | Unknown | Unknown | DISTRIBUTION | TNB | CHERAS | Unknown | 75 |  |  | Unknown | Unknown |  | LINE |  | 28 | 630.000 A | 0.63 | 50 | 20 | B10468 | NO | N/A |  |  |  | 0 | POLAR ICE CREAM SDN BHD |  | 3
257399611 | B10467 | B10467 | 26358838 | 26358837 | BCRS/PCE/J00487/MB | 300431581 | Existing | RYB | MHCR-13 | B01825 WATTA BATERI NO.2 | CLOSED | CLOSED | LINK | 12.000 kV | 11 kV | GAS | 2010-11-11 | 2008 | G280289 |  | FALCON BETA | TAMCO |  | N/A | POLAR ICE CREAM | SUBSTATION | Unknown | Unknown | Unknown | DISTRIBUTION | TNB | CHERAS | Unknown | 75 |  |  | Unknown | Unknown |  | LINE |  | 28 | 630.000 A | 0.63 | 50 | 20 | B10467 | NO | N/A |  |  |  | 0 | POLAR ICE CREAM SDN BHD |  | 3
257399615 | B10469 | B10469 | 26358843 | 26358846 | BCRS/PCE/J00487/MB | 300431581 | Existing | RYB | MHCR-13 | B01829 REALCO | CLOSED | CLOSED | LINK | 12.000 kV | 11 kV | GAS | 2010-11-11 | 2008 | G280289 |  | FALCON BETA | TAMCO |  | N/A | POLAR ICE CREAM | SUBSTATION | Unknown | Unknown | Unknown | DISTRIBUTION | TNB | CHERAS | Unknown | 75 |  |  | Unknown | Unknown |  | LINE |  | 28 | 630.000 A | 0.63 | 50 | 20 | B10469 | NO | N/A |  |  |  | 0 | POLAR ICE CREAM SDN BHD |  | 3
257400112 | B02782 | B02782 | 6790150 | 6790149 | BCRS/PCE/J00642/MBB02780 | 300270352 | Existing | RYB | PBEL(P)-2 | B07842 WHITEX GARMENT NO 2 | CLOSED | CLOSED | LINK | 12.000 kV | 11 kV | GAS | 2003-11-11 | 2003 | B236989 | Unknown | FALCON BETA | TAMCO | B236989 |  | STRUKTUR TEGUH | Unknown | Unknown | Unknown | Unknown | DISTRIBUTION | TNB | CHERAS | Unknown | 75 |  |  | Unknown | Unknown |  | LINE |  | 28 | 630.000 A | 0.63 | 50 | 20 | B02782 | Unknown |  |  |  |  | 0 | STRUKTUR TEGUH S/B |  | 3
257400117 | B02780 |  | 6790162 | 6790161 | BCRS/PCE/J00642/MBB02780 | 300270352 | Existing | RYB | PBEL(P)-2 | B02779 TEACH AIR INDUSTRIS | OPEN | CLOSED | LINK | 12.000 kV | 11 kV | GAS | 2003-11-11 | 2003 | B236989 |  | FALCON BETA | TAMCO |  |  | STRUKTUR TEGUH | Unknown | Unknown | Unknown | Unknown | DISTRIBUTION | TNB | CHERAS | Unknown | Unknown |  |  |  | Unknown |  |  |  |  | 630.000 A | 20 | 20 | 20 | B02780 | [5 empty] | 0 | STRUKTUR TEGUH S/B |  | 3
257403633 | B02034 | B02034 | 6822116 | 6822115 | BCRS/PCE/J00031/MBB02032 | 300004173 | Existing | RYB | BTHO-5 | B10384 PUSAT PERNIAGAAN MASRIA | CLOSED | CLOSED | LINK | 12.000 kV | 11 kV | GAS | 2003-11-11 | 2003 | B237050 | Unknown | FALCON BETA | TAMCO | B237050 | N/A | TOL PLAZA HULU LANGAT | SUBSTATION | Unknown | Unknown | Unknown | DISTRIBUTION | TNB | CHERAS | Unknown | 75 |  |  | Unknown | Unknown |  | LINE |  | 28 | 630.000 A | 0.63 | 20 | 20 | B02034 | Unknown |  |  |  |  | 0 | PLAZA TOL HULU LANGAT |  | 3
257403638 | B02032 | B02032 | 6822128 | 6822127 | BCRS/PCE/J00031/MBB02032 | 300004173 | Existing | RYB | BTHO-5 | B02028 STN SUIS CHG | CLOSED | CLOSED | LINK | 12.000 kV | 11 kV | GAS | 2003-11-11 | 2003 | B237050 | Unknown | FALCON BETA | TAMCO | B237050 | N/A | TOL PLAZA HULU LANGAT | SUBSTATION | Unknown | Unknown | Unknown | DISTRIBUTION | TNB | CHERAS | Unknown | 75 |  |  | Unknown | Unknown |  | LINE |  | 28 | 630.000 A | 0.63 | 50 | 20 | B02032 | Unknown |  |  |  |  | 0 | PLAZA TOL HULU LANGAT |  | 3
257403691 | B08140 | B08140 | 6760025 | 6760024 | BCRS/PCE/J00581/MBB08140 | 300269143 | Existing | RYB | TAMI-1 | TAMI-1 | CLOSED | CLOSED | LINK | 12.000 kV | 11 kV | GAS | 2003-11-01 | 2003 | 11683 |  | VEI | VEI | 11683 | N/A | TMN IMPIAN INDAH NO 1 | SUBSTATION | Unknown | Unknown | Unknown | DISTRIBUTION | TNB | CHERAS | Unknown | 75 |  |  | Unknown | Unknown |  | LINE |  | 28 | 630.000 A | 0.63 | 50 | 20 | B08140 | NO | N/A |  |  |  | 0 | TMN IMPIAN INDAH NO 1 |  | 3
257403696 | B08143 | B08143 | 6760035 | 6760034 | BCRS/PCE/J00581/MBB08140 | 300269143 | Existing | RYB | TAMI-1 | B08144 TMN IMPIAN INDAH NO 2 | CLOSED | CLOSED | LINK | 12.000 kV | 11 kV | GAS | 2003-11-01 | 2003 | 11683 |  | VEI | VEI | 11683 | N/A | TMN IMPIAN INDAH NO 1 | SUBSTATION | Unknown | Unknown | Unknown | DISTRIBUTION | TNB | CHERAS | Unknown | 75 |  |  | Unknown | Unknown |  | LINE |  | 28 | 630.000 A | 0.63 | 50 | 20 | B08143 | NO | N/A |  |  |  | 0 | TMN IMPIAN INDAH NO 1 |  | 3
257404823 | B01529 | B01529 | 6764303 | 6764302 | BCRS/PCE/J00439/MB | 300013654 | Existing | RYB | CJYA-4 | B01528 AE TECHNOLOGY NO 2 | CLOSED | CLOSED | LINK | 12.000 kV | 11 kV | GAS | 1990-11-11 | 0 | N/A |  | MERLIN GERIN | TAMCO | N/A | N/A | MIEL NO 3 CHERAS JAYA | SUBSTATION | Unknown | Unknown | Unknown | DISTRIBUTION | TNB | CHERAS | Unknown | 75 |  |  | Unknown | Unknown |  | LINE |  | 28 | 630.000 A | 0.63 | 50 | 20 | B01529 | NO | N/A |  |  |  | 0 | MIEL NO 3 |  | 3
257404829 | B01532 | B01532 | 6764325 | 6764324 | BCRS/PCE/J00439/MB | 300013654 | Existing | RYB | CJYA-4 | B01533 MEIL NO 4 | CLOSED | CLOSED | LINK | 12.000 kV | 11 kV | GAS | 1990-11-11 | 0 | N/A |  | MERLIN GERIN | TAMCO | N/A | N/A | MIEL NO 3 CHERAS JAYA | SUBSTATION | Unknown | Unknown | Unknown | DISTRIBUTION | TNB | CHERAS | Unknown | 75 |  |  | Unknown | Unknown |  | LINE |  | 28 | 630.000 A | 0.63 | 50 | 20 | B01532 | NO | N/A |  |  |  | 0 | MIEL NO 3 |  | 3
257407093 | B02626 | PE MINES LOTUS PHASE 2/1 | 16303885 | 16303884 |  |  | Existing | RYB |  | B08235 PE MINES LOTUS PHASE 2/1 | CLOSED | CLOSED | LINK | 12.000 kV | 11 kV | GAS |  | 0 | F9613179 | Unknown | MERLIN GERIN | MERLIN GERIN | 9613179 |  | CITY BEACH RESORT | SUBSTATION | Unknown | Unknown | Unknown | DISTRIBUTION | TNB | CHERAS | Unknown | 75 |  |  | Unknown | Unknown |  | Unknown |  | 28 | 630.000 A | 0.63 | 50 | 18.4 | B02626 | Unknown |  |  |  |  | 0 | CITY BEACH RESORT |  | 3
257407099 | B02627 | PE GOLF RESORT GREEN WATER ROCK | 16303906 | 16303905 |  |  | Existing | RYB |  | B02630 PE GOLF RESORT GREEN WATER ROCK | CLOSED | CLOSED | LINK | 12.000 kV | 11 kV | GAS |  | 0 | F9613179 | Unknown | MERLIN GERIN | MERLIN GERIN | 9613179 |  | CITY BEACH RESORT | SUBSTATION | Unknown | Unknown | Unknown | DISTRIBUTION | TNB | CHERAS | Unknown | 75 |  |  | Unknown | Unknown |  | Unknown |  | 28 | 630.000 A | 0.63 | 50 | 18.4 | B02627 | Unknown |  |  |  |  | 0 | CITY BEACH RESORT |  | 3
257407708 | MBB01383 | B01384 | 6767106 | 6767105 | BCRS/PCE/J00334/MBB01383 | 300516275 | Existing | RYB | TAMI-1 | IDAM RC CENTRO | CLOSED | CLOSED | LINK | 11.000 kV | 11 kV | GAS |  | 0 | L97077-488L |  | INDKOM | INDKOM | 14060312695 | N/A | IDAM RC CENTRO | SUBSTATION | Unknown | Unknown | Unknown | DISTRIBUTION | TNB | CHERAS | Unknown | 75 |  |  | Unknown | Unknown |  | LINE |  | 28 | 400.000 A | 20 | 50 | 20 | MBB01383 | NO | N/A |  |  |  | 0 | IDAM SDN BHD |  | 1
257407712 | MBB01383 | B01385 | 6767109 | 6767108 | BCRS/PCE/J00334/MBB01383 | 300516275 | Existing | RYB | TAMI-1 | IDAM RC CENTRO | CLOSED | CLOSED | LINK | 11.000 kV | 11 kV | GAS |  | 0 | L97077-430L |  | INDKOM | INDKOM | 14060312695 | N/A | IDAM RC CENTRO | CUSTOMER | Unknown | Unknown | Unknown | DISTRIBUTION | TNB | CHERAS | Unknown | 75 |  |  | Unknown | Unknown |  | LINE |  | 28 | 400.000 A | 20 | 50 | 20 | MBB01383 | NO | N/A |  |  |  | 0 | IDAM SDN BHD |  | 1
257407716 | MBB01383 | B01383 | 6767116 | 6767115 | BCRS/PCE/J00334/MBB01383 | 300516275 | Existing | RYB | TAMI-1 | IDAM RC CENTRO | CLOSED | CLOSED | LINK | 11.000 kV | 11 kV | GAS |  | 0 | L97077-418L |  | INDKOM | INDKOM | 14060312695 | N/A | IDAM RC CENTRO | SUBSTATION | Unknown | Unknown | Unknown | DISTRIBUTION | TNB | CHERAS | Unknown | 75 |  |  | Unknown | Unknown |  | LINE |  | 28 | 400.000 A | 20 | 50 | 20 | MBB01383 | NO | N/A |  |  |  | 0 | IDAM SDN BHD |  | 1
257408252 | B01798 | B01798 | 6773394 | 6773393 | BCRS/PCE/J00032/MB1 | 300004179 | Existing | RYB | LMAS-8 | B01797 TMN SRI RAYA | CLOSED | CLOSED | LINK | 12.000 kV | 11 kV | GAS | 2006-11-11 | 2006 | B2611120 |  | FALCON BETA | TAMCO | B2611120 | N/A | CHERAS BT 9 | SUBSTATION | Unknown | Unknown | Unknown | DISTRIBUTION | TNB | CHERAS | Unknown | 75 |  |  | Unknown | Unknown |  | LINE |  | 28 | 630.000 A | 0.63 | 50 | 20 | B01798 | NO | N/A |  |  |  | 0 | CHERAS BT 9 |  | 3
257408256 | B01800 | B01800 | 6773397 | 6773396 | BCRS/PCE/J00032/MB1 | 300004179 | Existing | RYB | LMAS-8 | TMASS-6 | CLOSED | CLOSED | LINK | 12.000 kV | 11 kV | GAS | 2006-11-11 | 2006 | B2611120 |  | FALCON BETA | TAMCO | B2611120 | N/A | CHERAS BT 9 | SUBSTATION | Unknown | Unknown | Unknown | DISTRIBUTION | TNB | CHERAS | Unknown | 75 |  |  | Unknown | Unknown |  | LINE |  | 28 | 630.000 A | 0.63 | 50 | 20 | B01800 | NO | N/A |  |  |  | 0 | CHERAS BT 9 |  | 3
257408371 | B02401 |  | 6912159 | 6912158 | BCRS/PCE/J00213/MBB02399 | 300005734 | Existing | RYB | SGLN-5 | SGLN-5 | CLOSED | CLOSED | LINK | 11.000 kV | 11 kV | GAS | 2006-11-01 | 0 | R17163-50R | Unknown | F_and_G | INDKOM | 1111225415 |  | BDR SG LONG NO 1 | SUBSTATION | Unknown | Unknown | Unknown | DISTRIBUTION | TNB | CHERAS | Unknown | 75 |  |  | Unknown | Unknown |  | Unknown |  | 28 | 400.000 A | 0.63 | 50 | 20 | B02401 | NO |  |  |  |  | 0 | BANDAR SG LONG NO 1 |  | 3
257408375 | B02399 | PE PANGSAPURI FOREST GREEN | 6912170 | 6912169 | BCRS/PCE/J00213/MBB02399 | 300005734 | Existing | RYB | SGLN-5 | B04846 PE PANGSAPURI FOREST GREEN | CLOSED | CLOSED | LINK | 11.000 kV | 11 kV | GAS | 2006-11-01 | 0 | R17162-110H | Unknown | F_and_G | INDKOM | 1111225415 |  | BDR SG LONG NO 1 | SUBSTATION | Unknown | Unknown | Unknown | DISTRIBUTION | TNB | CHERAS | Unknown | 75 |  |  | Unknown | Unknown |  | Unknown |  | 28 | 400.000 A | 0.63 | 50 | 20 | B02399 | NO |  |  |  |  | 0 | BANDAR SG LONG NO 1 |  | 3
257408733 | B05737 | PE CHIP NGAI | 6886522 | 6886521 | BCRS/PCE/J00826/MB1 | 300444866 | Existing | RYB | PBEL(P)-1 | B02906 PE CHIP NGAI | CLOSED | CLOSED | LINK | 12.000 kV | 11 kV | GAS | 2011-11-11 | 0 | 9926053 | Unknown | MERLIN GERIN | MERLIN GERIN | 9926053 |  | SG BESI INDAH NO 8 | SUBSTATION | Unknown | Unknown | Unknown | DISTRIBUTION | TNB | CHERAS | Unknown | 75 |  |  | Unknown | Unknown |  | Unknown |  | 28 | 630.000 A | 0.63 | 50 | 20 | B05737 | Unknown |  |  |  |  | 0 | TMN SG BESI INDAH NO8 |  | 3
257408737 | B05735 | PE MINES LODGE | 6892163 | 6892162 | BCRS/PCE/J00826/MB1 | 300444866 | Existing | RYB | PBEL(P)-1 | B02919 PE MINES LODGE | CLOSED | CLOSED | LINK | 12.000 kV | 11 kV | GAS | 2011-11-11 | 0 | 9926053 | Unknown | MERLIN GERIN | MERLIN GERIN | 9926053 |  | SG BESI INDAH NO 8 | SUBSTATION | Unknown | Unknown | Unknown | DISTRIBUTION | TNB | CHERAS | Unknown | 75 |  |  | Unknown | Unknown |  | Unknown |  | 28 | 630.000 A | 0.63 | 50 | 20 | B05735 | Unknown |  |  |  |  | 0 | TMN SG BESI INDAH NO8 |  | 3
257409579 | B08174 |  | 6825086 | 6825085 | BCRS/PCE/J00471/MB | 300431567 | Existing | RYB | SGLN-4 | SGLN-4 | CLOSED | CLOSED | LINK | 12.000 kV | 11 kV | GAS | 2004-11-01 | 2004 | 2L2T/04/158 | Unknown | TOPRANK | TOPRANK | 2L2T/04/158 |  | JLN SL 13/4 SG LONG | Unknown | Unknown | Unknown | Unknown | DISTRIBUTION | TNB | CHERAS | Unknown | 75 |  |  | Unknown | Unknown |  | LINE |  | 28 | 630.000 A | 0.63 | 50 | 20 | B08174 | Unknown |  |  |  |  | 0 | JLN SL 13/4 SG LONG |  | 3
257409585 | B08176 |  | 6825876 | 6825875 | BCRS/PCE/J00471/MB | 300431567 | Existing | RYB | SGLN-4 | B07486 SILK KTDRR COMPACTNO 1 | CLOSED | CLOSED | LINK | 12.000 kV | 11 kV | GAS | 2004-11-01 | 2004 | 2L2T/04/158 |  | TOPRANK | TOPRANK |  |  | JLN SL 13/4 SG LONG | Unknown | Unknown | Unknown | Unknown | DISTRIBUTION | TNB | CHERAS | Unknown | Unknown |  |  |  | Unknown |  |  |  |  | 630.000 A | 20 | 20 | 20 | B08176 | [5 empty] | 0 | JLN SL 13/4 SG LONG |  | 3
257411457 | B01577 |  | 6757780 | 6757779 | BCRS/PCE/J00534/MBB01575 | 300268213 | Existing | RYB | CJYA-7 | B07083 JLN CJ 3/17-1 TMN CRS JY | CLOSED | CLOSED | LINK | 12.000 kV | 11 kV | GAS | 1997-11-11 | 1997 | B972083 |  | FALCON BETA | TAMCO | B972083 |  | PKNS CHERAS JAYA NO 5 COMPACT | Unknown | Unknown | Unknown | Unknown | DISTRIBUTION | TNB | CHERAS | Unknown | 75 |  |  |  | Unknown |  |  |  | 28 | 630.000 A | 0.63 | 50 | 20 | B01577 | [5 empty] | 0 | TMN CHERAS JAYA NO 5 |  | 3
257411461 | B01575 |  | 6757783 | 6757782 | BCRS/PCE/J00534/MBB01575 | 300268213 | Existing | RYB | CJYA-7 | CJYA-7 | CLOSED | CLOSED | LINK | 12.000 kV | 11 kV | GAS | 1997-11-11 | 1997 | B972083 |  | FALCON BETA | TAMCO | B972083 |  | PKNS CHERAS JAYA NO 5 COMPACT | Unknown | Unknown | Unknown | Unknown | DISTRIBUTION | TNB | CHERAS | Unknown | 75 |  |  |  | Unknown |  |  |  | 28 | 630.000 A | 0.63 | 50 | 20 | B01575 | [5 empty] | 0 | TMN CHERAS JAYA NO 5 |  | 3
257412272 | B10027 | B10027 | 26018975 | 26018974 | BCRS/PCE/J00270/MBB00397 | 300009450 | Existing | RYB | PBEL(P)-14 | B05363 MEGAPOWER (M) SDN BHD | CLOSED | CLOSED | LINK | 12.000 kV | 11 kV | GAS | 2010-11-01 | 2007 | B2713522 | Unknown | FALCON BETA | EPE | B2713522 |  | FACES MARKETING | SUBSTATION | Unknown | Unknown | Unknown | DISTRIBUTION | TNB | CHERAS | Unknown | 75 |  |  | Unknown | Unknown |  | LINE |  | 28 | 630.000 A | 0.63 | 50 | 20 | B10027 | Unknown |  |  |  |  | 0 | FACES MARKETING SDN BHD |  | 3
257412276 | B10025 | B10025 | 26018982 | 26018981 | BCRS/PCE/J00270/MBB00397 | 300009450 | Existing | RYB | PBEL(P)-14 | B11417 PE LOT 1875 JLN KPB-1 | CLOSED | CLOSED | LINK | 12.000 kV | 11 kV | GAS | 2010-11-01 | 2007 | B2713522 | Unknown | FALCON BETA | EPE | B2713522 |  | FACES MARKETING | SUBSTATION | Unknown | Unknown | Unknown | DISTRIBUTION | TNB | CHERAS | Unknown | 75 |  |  | Unknown | Unknown |  | LINE |  | 28 | 630.000 A | 0.63 | 50 | 20 | B10025 | Unknown |  |  |  |  | 0 | FACES MARKETING SDN BHD |  | 3
257412758 | B07009 | PE PADAT SMK PERIMBUN CRS | 6820302 | 6820319 | BCRS/PCE/J00598/MBB07009 | 300269190 | Existing | RYB | LMAS-4 | B07037 PE PADAT SMK PERIMBUN CRS | CLOSED | CLOSED | LINK | 12.000 kV | 11 kV | GAS | 2003-11-11 | 0 | R03/327/SF | Unknown | MERLIN GERIN | SCHNEIDER | R03/327/SF |  | COMPACT PETRONAS | SUBSTATION | Unknown | Unknown | Unknown | DISTRIBUTION | TNB | CHERAS | Unknown | 75 |  |  | Unknown | Unknown |  | Unknown |  | 28 | 630.000 A | 18.5 | 50 | 18.5 | B07009 | Unknown |  |  |  |  | 0 | COMPACT PETRONAS |  | 3
257412762 | B07011 | PE TAMAN MURNI | 6820303 | 6820312 | BCRS/PCE/J00598/MBB07009 | 300269190 | Existing | RYB | LMAS-4 | B01730 PE TAMAN MURNI | CLOSED | OPEN | LINK | 12.000 kV | 11 kV | GAS | 2003-11-11 | 0 | R03/327/SF | Unknown | MERLIN GERIN | SCHNEIDER | R03/327/SF |  | COMPACT PETRONAS | SUBSTATION | Unknown | Unknown | Unknown | DISTRIBUTION | TNB | CHERAS | Unknown | 75 |  |  | Unknown | Unknown |  | Unknown |  | 28 | 630.000 A | 18.5 | 50 | 18.5 | B07011 | Unknown |  |  |  |  | 0 | COMPACT PETRONAS |  | 3
257412789 | B02150 |  | 6822882 | 6822881 | BCRS/PCE/J00015/MB1 | 300004107 | Existing | RYB | TSGR-6 | B0857 FRU | CLOSED | CLOSED | LINK | 11.000 kV | 11 kV | GAS | 16/11/2000 | 2000 | 00325061 |  | INDKOM | INDKOM | 0032S061 |  | SWS POLIS HUTAN | Unknown | Unknown | Unknown | Unknown | DISTRIBUTION | TNB | CHERAS | Unknown | 75 |  |  |  | Unknown |  | LINE |  | 28 | 630.000 A | 0.63 | 50 | 20 | B02150 | [5 empty] | 0 | SWS POLIS HUTAN |  | 3
257412793 | B02150 |  | 6822886 | 6822885 | BCRS/PCE/J00015/MB1 | 300004107 | Existing | RYB | TSGR-6 | B02149 TMN MASRIA | OPEN | CLOSED | LINK | 11.000 kV | 11 kV | GAS | 16/11/2000 | 2000 | 00325061 |  | INDKOM | INDKOM | 0032S061 |  | SWS POLIS HUTAN | Unknown | Unknown | Unknown | Unknown | DISTRIBUTION | TNB | CHERAS | Unknown | 75 |  |  |  | Unknown |  | LINE |  | 28 | 630.000 A | 0.63 | 50 | 20 | B02150 | [5 empty] | 0 | SWS POLIS HUTAN |  | 3
257413760 | B03994 |  | 6759667 | 6759666 | BCRS/PCE/J00537/MBB03992 | 300268222 | Existing | RYB | SGLN-8 | B03995 JUTAMATE | CLOSED | CLOSED | LINK | 11.000 kV | 11 kV | GAS | 18/07/1998 | 1999 | 9847S042 |  | INDKOM | INDKOM | 9847S042 |  | RUM.REHAT GRAND SAGA BKT.DUKONG | Unknown | Unknown | Unknown | Unknown | DISTRIBUTION | TNB | CHERAS | Unknown | 75 |  |  | Unknown | Unknown |  | LINE |  | 28 | 630.000 A | 0.63 | 50 | 20 | B03994 | [5 empty] | 0 | RNR BUKIT DUKUNG |  | 3
257413764 | B03992 |  | 6759670 | 6759669 | BCRS/PCE/J00537/MBB03992 | 300268222 | Existing | RYB | SGLN-8 | B03998 KIAN ANN SAWMILL | CLOSED | CLOSED | LINK | 11.000 kV | 11 kV | GAS | 18/07/1998 | 1999 | 9847S042 |  | INDKOM | INDKOM | 9847S042 |  | RUM.REHAT GRAND SAGA BKT.DUKONG | Unknown | Unknown | Unknown | Unknown | DISTRIBUTION | TNB | CHERAS | Unknown | 75 |  |  | Unknown | Unknown |  | LINE |  | 28 | 630.000 A | 0.63 | 50 | 20 | B03992 | [5 empty] | 0 | RNR BUKIT DUKUNG |  | 3
257413787 | B07972 | B07972 | 6824797 | 6824796 | BCRS/PCE/J00480/MBB07972 | 300431575 | Existing | RYB | SGLN-2 | B09066 BDR SG LONG 3 | CLOSED | CLOSED | LINK | 12.000 kV | 11 kV | GAS | 2004-11-01 | 2004 | B248029 | Unknown | FALCON BETA | TAMCO | B248029 |  | P/PURI BIDARA LUMAYAN SG LONG | SUBSTATION | Unknown | Unknown | Unknown | DISTRIBUTION | TNB | CHERAS | Unknown | 75 |  |  | Unknown | Unknown |  | LINE |  | 28 | 630.000 A | 0.63 | 50 | 20 | B07972 | Unknown |  |  |  |  | 0 | PANGSAPURI BIDARA LUMAYAN |  | 3
257413791 | B07974 | B07974 | 6824800 | 6824799 | BCRS/PCE/J00480/MBB07972 | 300431575 | Existing | RYB | SGLN-2 | B02359 SG LONG NO 7 | CLOSED | CLOSED | LINK | 12.000 kV | 11 kV | GAS | 2004-11-01 | 2004 | B248029 | Unknown | FALCON BETA | TAMCO | B248029 |  | P/PURI BIDARA LUMAYAN SG LONG | SUBSTATION | Unknown | Unknown | Unknown | DISTRIBUTION | TNB | CHERAS | Unknown | 75 |  |  | Unknown | Unknown |  | LINE |  | 28 | 630.000 A | 0.63 | 50 | 20 | B07974 | Unknown |  |  |  |  | 0 | PANGSAPURI BIDARA LUMAYAN |  | 3
257413911 | B01379 | B01379 | 6788934 | 6788933 | BCRS/PCE/J00332/MB | 300010334 | Existing | RYB | CJYA-8 | B01380 RAKAN BERSATU NO 2 | CLOSED | CLOSED | LINK | 12.000 kV | 11 kV | GAS | 1991-11-01 | 1991 | 62109127/400 |  | F_and_G | INDKOM |  | N/A | SWS MOULD BASE | SUBSTATION | Unknown | Unknown | Unknown | DISTRIBUTION | TNB | CHERAS | Unknown | 75 |  |  | Unknown | Unknown |  | LINE |  | 28 | 630.000 A | 0.63 | 50 | 20 | B01379 | NO | N/A |  |  |  | 0 | SWS MOULDBASE |  | 3
257413915 | B01377 | B01377 | 6788937 | 6788936 | BCRS/PCE/J00332/MB | 300010334 | Existing | RYB | CJYA-8 | B06390 RAKAN BERSATU NO 4 | CLOSED | CLOSED | LINK | 12.000 kV | 11 kV | GAS | 1991-11-01 | 1991 | 62109127/400 |  | F_and_G | INDKOM |  | N/A | SWS MOULD BASE | SUBSTATION | Unknown | Unknown | Unknown | DISTRIBUTION | TNB | CHERAS | Unknown | 75 |  |  | Unknown | Unknown |  | LINE |  | 28 | 630.000 A | 0.63 | 50 | 20 | B01377 | NO | N/A |  |  |  | 0 | SWS MOULDBASE |  | 3
257413919 | B01378 | B01378 | 6788944 | 6788943 | BCRS/PCE/J00332/MB | 300010334 | Existing | RYB | CJYA-8 | MSB 11KV SWS MOULDBASE | CLOSED | CLOSED | LINK | 12.000 kV | 11 kV | GAS | 1991-11-01 | 1991 | 62109127/400 |  | EPE | INDKOM |  | N/A | SWS MOULD BASE | CUSTOMER | Unknown | Unknown | Unknown | DISTRIBUTION | TNB | CHERAS | Unknown | 75 |  |  | Unknown | Unknown |  | LINE |  | 28 | 630.000 A | 0.63 | 50 | 20 | B01378 | NO | N/A |  |  |  | 0 | SWS MOULDBASE |  | 3
257419119 | B07803 | PE BANDAR MAHKOTA CHERAS NO.16 | 6784720 | 6784719 | BCRS/PCE/J00522/MBB07803 | 300268102 | Existing | RYB | MHCR-1 | B06757 PE BANDAR MAHKOTA CHERAS NO.16 | CLOSED | CLOSED | LINK | 11.000 kV | 11 kV | GAS | 2004-11-01 | 2004 | 0349S058 | Unknown | F_and_G | INDKOM | 0349S058 |  | PANGSAPURI BLOK L6, JLN PENGGAWA, BMC | SUBSTATION | Unknown | Unknown | Unknown | DISTRIBUTION | TNB | CHERAS | Unknown | 75 |  |  | Unknown | Unknown |  | Unknown |  | 28 | 630.000 A | 0.63 | 50 | 22 | B07803 | Unknown |  |  |  |  | 0 | PANGSAPURI BLOK L6 |  | 3
257419123 | B07805 | PE PANGSAPURI BLOK L7 | 6784723 | 6784722 | BCRS/PCE/J00522/MBB07803 | 300268102 | Existing | RYB | MHCR-1 | B07806 PE PANGSAPURI BLOK L7 | CLOSED | CLOSED | LINK | 11.000 kV | 11 kV | GAS | 2004-11-01 | 2004 | 0349S058 | Unknown | F_and_G | INDKOM | 0349S058 |  | PANGSAPURI BLOK L6, JLN PENGGAWA, BMC | SUBSTATION | Unknown | Unknown | Unknown | DISTRIBUTION | TNB | CHERAS | Unknown | 75 |  |  | Unknown | Unknown |  | Unknown |  | 28 | 630.000 A | 0.63 | 50 | 22 | B07805 | Unknown |  |  |  |  | 0 | PANGSAPURI BLOK L6 |  | 3
257419146 | B09310 | B09310 | 6787592 | 6787591 |  |  | Existing | RYB | BTHO-4 | B10498 TAMAN SG SERING FASA 4 | CLOSED | CLOSED | LINK | 12.000 kV | 11 kV | GAS |  | 2007 | B2712829 |  | FALCON BETA | TAMCO | B2712829 | N/A | JLN SG SERING 1 | SUBSTATION | Unknown | Unknown | Unknown | DISTRIBUTION | TNB | CHERAS | Unknown | 75 |  |  | Unknown | Unknown |  | LINE |  | 28 | 630.000 A | 0.63 | 50 | 20 | B09310 | NO | N/A |  |  |  | 0 | JLN SG SERING 1, TMN SG SERING |  | 3
257419150 | B09308 | B09308 | 6787595 | 6787594 |  |  | Existing | RYB | BTHO-4 | B07670 TMN ORKID NO 2 | CLOSED | CLOSED | LINK | 12.000 kV | 11 kV | GAS |  | 2007 | B2712829 |  | FALCON BETA | TAMCO | B2712829 | N/A | JLN SG SERING 1 | SUBSTATION | Unknown | Unknown | Unknown | DISTRIBUTION | TNB | CHERAS | Unknown | 75 |  |  | Unknown | Unknown |  | LINE |  | 28 | 630.000 A | 20 | 50 | 20 | B09308 | NO | N/A |  |  |  | 0 | JLN SG SERING 1, TMN SG SERING |  | 3
257419938 | B02305 | B02305 | 6908961 | 6908960 | BCRS/PCE/J00081/MB1 | 300431065 | Existing | RYB | PMU SMYH-8 | B02306 PKNS SG LUI | CLOSED | CLOSED | LINK | 12.000 kV | 11 kV | GAS | 2000-11-01 | 2000 | B203801 | Unknown | FALCON BETA | TAMCO | B203801 |  | KG SG LUI NO 1 | SUBSTATION | Unknown | Unknown | Unknown | DISTRIBUTION | TNB | CHERAS | Unknown | 75 |  |  | Unknown | Unknown |  | LINE |  | 28 | 630.000 A | 0.63 | 50 | 20 | B02305 | Unknown |  |  |  |  | 0 | KAMPUNG SG LUI |  | 3
257419942 | B02303 | B02303 | 6908970 | 6908969 | BCRS/PCE/J00081/MB1 | 300431065 | Existing | RYB | PMU SMYH-8 | B06748 PADAT LAMAN KENCANA | CLOSED | CLOSED | LINK | 12.000 kV | 11 kV | GAS | 2000-11-01 | 2000 | B203801 | Unknown | FALCON BETA | TAMCO | B203801 |  | KG SG LUI NO 1 | SUBSTATION | Unknown | Unknown | Unknown | DISTRIBUTION | TNB | CHERAS | Unknown | 75 |  |  | Unknown | Unknown |  | LINE |  | 28 | 630.000 A | 0.63 | 50 | 20 | B02303 | Unknown |  |  |  |  | 0 | KAMPUNG SG LUI |  | 3
257420406 | B01247 | PE TUCK HUA NO 1 | 6835892 | 6835891 | BCRS/PCE/J00276/MBB01245 | 300009999 | Existing | RYB | PBEL(P)-6 | B01251 PE TUCK HUA NO 1 | OPEN | CLOSED | LINK | 12.000 kV | 11 kV | GAS | 1995-11-01 | 1995 | B950069 | Unknown | FALCON BETA | TAMCO | B950069 |  | TUCK HUA NO 2 | SUBSTATION | Unknown | Unknown | Unknown | DISTRIBUTION | TNB | CHERAS | Unknown | 75 |  |  | Unknown | Unknown |  | Unknown |  | 28 | 630.000 A | 0.63 | 50 | 20 | B01247 | Unknown |  |  |  |  | 0 | TUCK HUA NO 2 |  | 3
257420411 | B01245 | PE PADAT OVERSEA | 6835899 | 6835898 | BCRS/PCE/J00276/MBB01245 | 300009999 | Existing | RYB | PBEL(P)-6 | B11453 PE PADAT OVERSEA | CLOSED | CLOSED | LINK | 12.000 kV | 11 kV | GAS | 1995-11-01 | 1995 | B950069 | Unknown | FALCON BETA | TAMCO | B950069 |  | TUCK HUA NO 2 | SUBSTATION | Unknown | Unknown | Unknown | DISTRIBUTION | TNB | CHERAS | Unknown | 75 |  |  | Unknown | Unknown |  | Unknown |  | 28 | 630.000 A | 0.63 | 50 | 20 | B01245 | Unknown |  |  |  |  | 0 | TUCK HUA NO 2 |  | 3
257420433 | B01326 | B01326 | 6845069 | 6845068 | BCRS/PCE/J00293/MBB01324 | 300010082 | Existing | RYB | CJYA-3 | B01327 DAPAT IND | CLOSED | CLOSED | LINK | 12.000 kV | 11 kV | GAS | 2006-11-11 | 1996 | B961169 |  | FALCON BETA | TAMCO | B961169 | N/A | KG BARU BALAKONG | SUBSTATION | Unknown | Unknown | Unknown | DISTRIBUTION | TNB | CHERAS | Unknown | 75 |  |  | Unknown | Unknown |  | LINE |  | 28 | 630.000 A | 0.63 | 50 | 20 | B01326 | NO | N/A |  |  |  | 0 | KAMPUNG BARU BALAKONG |  | 3
257420438 | B01324 | B01324 | 6845076 | 6845075 | BCRS/PCE/J00293/MBB01324 | 300010082 | Existing | RYB | CJYA-3 | B01323 THAM PONG | CLOSED | CLOSED | LINK | 12.000 kV | 11 kV | GAS | 2006-11-11 | 1996 | B961169 |  | FALCON BETA | TAMCO | B961169 | N/A | KG BARU BALAKONG | SUBSTATION | Unknown | Unknown | Unknown | DISTRIBUTION | TNB | CHERAS | Unknown | 75 |  |  | Unknown | Unknown |  | LINE |  | 28 | 630.000 A | 0.63 | 50 | 20 | B01324 | NO | n/a |  |  |  | 0 | KAMPUNG BARU BALAKONG |  | 3
257420454 | B01283 | B12383 | 6788021 | 6788038 | BCRS/PCE/J00211/MBB01281 | 300005721 | Existing | RYB | PBEL(P)-3 | B01284 AIM RIGHT | CLOSED | CLOSED | LINK | 12.000 kV | 11 kV | GAS | 1996-11-01 | 1996 | B960843 | Unknown | FALCON BETA | TAMCO | B960843 |  | STARLIGHT | SUBSTATION | Unknown | Unknown | Unknown | DISTRIBUTION | TNB | CHERAS | Unknown | 75 |  |  | Unknown | Unknown |  | LINE |  | 28 | 630.000 A | 0.63 | 50 | 20 | B01283 | Unknown |  |  |  |  | 0 | STARLIGHT |  | 3
257420458 | B01281 | B01281 | 6788022 | 6788031 | BCRS/PCE/J00211/MBB01281 | 300005721 | Existing | RYB | PBEL(P)-3 | B10281 LOT 1849, JALAN KPB 10 | CLOSED | CLOSED | LINK | 12.000 kV | 11 kV | GAS | 1996-11-01 | 1996 | B960843 | Unknown | FALCON BETA | TAMCO | B960843 |  | STARLIGHT | SUBSTATION | Unknown | Unknown | Unknown | DISTRIBUTION | TNB | CHERAS | Unknown | 75 |  |  | Unknown | Unknown |  | LINE |  | 28 | 630.000 A | 0.63 | 50 | 20 | B01281 | Unknown |  |  |  |  | 0 | STARLIGHT |  | 3
257420620 | B01855 |  | 6805655 | 6805654 | BCRS/PCE/J00357/MBB01853 | 300510395 | Existing | RYB | BLKG-8 | B09109 BOGO OPTICAL | CLOSED | CLOSED | LINK | 16.000 kV | 11 kV | GAS |  | 0 | KSS/1143 |  | INDKOM | INDKOM | 15032214666DE |  | KAW PERUSAHAAN CHERAS JAYA NO 2 | Unknown | Unknown | Unknown | Unknown | DISTRIBUTION | TNB | CHERAS | Unknown | 75 |  |  |  | Unknown |  |  |  | 28 | 630.000 A | 0.63 | 50 | 20 | B01855 | [5 empty] | 0 | KAW PERUSAHAAN CHERAS JAYA NO 2 |  | 3
257420626 | B01853 |  | 6805673 | 6805672 | BCRS/PCE/J00357/MBB01853 | 300510395 | Existing | RYB | BLKG-8 | B04468 SINORITA NO 2 | CLOSED | CLOSED | LINK | 16.000 kV | 11 kV | GAS |  | 0 | KSS/1143 |  | INDKOM | INDKOM | 15032214666DE |  | KAW PERUSAHAAN CHERAS JAYA NO 2 | Unknown | Unknown | Unknown | Unknown | DISTRIBUTION | TNB | CHERAS | Unknown | 75 |  |  |  | Unknown |  |  |  | 28 | 630.000 A | 0.36 | 50 | 20 | B01853 | [5 empty] | 0 | KAW PERUSAHAAN CHERAS JAYA NO 2 |  | 3
257420747 | B07905 | B07905 | 6824845 | 6824844 | BCRS/PCE/J00809/MBB07905 | 300448355 | Existing | RYB | MHCR2-7 | B08642 JLN PUTRA 13/1 | CLOSED | CLOSED | LINK | 12.000 kV | 11 kV | GAS | 2008-11-11 | 2004 | D242608 |  | FALCON BETA | TAMCO | D242608 | N/A | JALAN PUTRA BMC | SUBSTATION | Unknown | Unknown | Unknown | DISTRIBUTION | TNB | CHERAS | Unknown | 75 |  |  | Unknown | Unknown |  | LINE |  | 28 | 630.000 A | 0.63 | 50 | 20 | B07905 | NO | N/A |  |  |  | 0 | BNDR MHKOTA CHERAS JLN PUTRA |  | 3
257420753 | B07908 | B07908 | 6824867 | 6824866 | BCRS/PCE/J00809/MBB07905 | 300448355 | Existing | RYB | MHCR2-7 | B06750 BNDR MHKOTA CHERAS NO 15 | CLOSED | CLOSED | LINK | 12.000 kV | 11 kV | GAS | 2008-11-11 | 2004 | D242608 |  | FALCON BETA | TAMCO | D242608 | N/A | JALAN PUTRA BMC | SUBSTATION | Unknown | Unknown | Unknown | DISTRIBUTION | TNB | CHERAS | Unknown | 75 |  |  | Unknown | Unknown |  | LINE |  | 28 | 630.000 A | 0.63 | 50 | 20 | B07908 | NO | N/A |  |  |  | 0 | BNDR MHKOTA CHERAS JLN PUTRA |  | 3
257421147 | B01623 |  | 6791314 | 6791313 | BCRS/PCE/J00139/MBB01620 | 300005236 | Existing | RYB | BTHO-3 | B01630 TAPAK CHERAS PERDANA | CLOSED | CLOSED | LINK | 12.000 kV | 11 kV | GAS | 1993-11-11 | 1991 | 0001J495 |  | F_and_G | INDKOM | 0001J495 |  | TMN SRI INDAH | Unknown | Unknown | Unknown | Unknown | DISTRIBUTION | TNB | CHERAS | Unknown | 75 |  |  | Unknown | Unknown |  | LINE |  | 28 | 630.000 A | 0.63 | 50 | 20 | B01623 | [5 empty] | 0 | TMN SRI INDAH |  | 3
257421153 | B01620 |  | 6791332 | 6791331 | BCRS/PCE/J00139/MBB01620 | 300005236 | Existing | RYB | BTHO-3 | B01570 CHERAS JAYA NO 1 | CLOSED | CLOSED | LINK | 12.000 kV | 11 kV | GAS | 1993-11-11 | 1991 | 0001J495 |  | F_and_G | INDKOM | 0001J495 |  | TMN SRI INDAH | Unknown | Unknown | Unknown | Unknown | DISTRIBUTION | TNB | CHERAS | Unknown | 75 |  |  | Unknown | Unknown |  | MBB |  | 28 | 630.000 A | 0.63 | 50 | 20 | B01620 | [5 empty] | 0 | TMN SRI INDAH |  | 3
257423080 | B10461 |  | 26568350 | 26568349 | BCRS/PCE/J00942/MB1 | 300444868 | Existing | RYB |  | B02640 GREEN WATER ROCK | CLOSED | CLOSED | LINK | 11.000 kV | 11 kV | GAS | 2000-11-01 | 2008 | N/A |  | TAMCO | TAMCO | N/A |  | COMPACT DR SRI TIONG KING | Unknown | Unknown | Unknown | Unknown | DISTRIBUTION | TNB | CHERAS | Unknown | 75 |  |  |  | Unknown |  |  |  | 28 |  | 0.63 | 50 | 20 | B10461 | [5 empty] | 0 | COMPACT DATO SERI TIONG KING |  | 3
257423085 | B10463 |  | 26568363 | 26568362 | BCRS/PCE/J00942/MB1 | 300444868 | Existing | RYB |  | B02638 COUNTRY HEIGHT PARADE 1 | CLOSED | CLOSED | LINK | 11.000 kV | 11 kV | GAS | 2000-11-01 | 2008 | N/A | Unknown | TAMCO | TAMCO | N/A |  | COMPACT DR SRI TIONG KING | Unknown | Unknown | Unknown | Unknown | DISTRIBUTION | TNB | CHERAS | Unknown | 75 |  |  |  | Unknown |  |  |  | 28 |  | 0.63 | 50 | 20 | B10463 | Unknown |  |  |  |  | 0 | COMPACT DATO SERI TIONG KING |  | 3
257423998 | B07670 | B07670 | 6792039 | 6792038 |  |  | Existing | RYB | BTHO-4 | JLN SERING 1 TMN SG SERING | CLOSED | CLOSED | LINK | 11.000 kV | 11 kV | GAS |  | 2004 | 0226S109 |  | INDKOM | INDKOM | 0226S109 | N/A | TMN ORKID NO 2 | SUBSTATION | Unknown | Unknown | Unknown | DISTRIBUTION | TNB | CHERAS | Unknown | 75 |  |  | Unknown | Unknown |  | LINE |  | 28 | 630.000 A | 0.63 | 50 | 20 | B07670 | NO | N/A |  |  |  | 0 | TMN ORKID NO 2 |  | 3
257424002 | B07672 | B07672 | 6792042 | 6792041 |  |  | Existing | RYB | BTHO-4 | B06919 KOMPLEKS PENGHULU BT 10 | CLOSED | CLOSED | LINK | 11.000 kV | 11 kV | GAS |  | 2004 | 0226S109 |  | INDKOM | INDKOM | 0226S109 | N/A | TMN ORKID NO 2 | SUBSTATION | Unknown | Unknown | Unknown | DISTRIBUTION | TNB | CHERAS | Unknown | 75 |  |  | Unknown | Unknown |  | LINE |  | 28 | 630.000 A | 0.63 | 50 | 20 | B07672 | NO | N/A |  |  |  | 0 | TMN ORKID NO 2 |  | 3
257425273 | B01718 | B01718 | 6829416 | 6829429 | BCRS/PCE/J00624/MB | 300431601 | Existing | RYB | BTHO-9 | B01717 TMN SRI CHERAS NO 2 | CLOSED | CLOSED | LINK | 11.000 kV | 11 kV | GAS | 18/07/1998 | 0 | L07110-272 |  | VEI | VEI | 26329 | N/A | TMN SRI CHERAS NO 3 | SUBSTATION | Unknown | Unknown | Unknown | DISTRIBUTION | TNB | CHERAS | Unknown | 75 |  |  | Unknown | Unknown |  | LINE |  | 28 | 400.000 A | 0.63 | 50 | 20 | B01718 | NO | N/A |  |  |  | 0 | TMN SRI CHERAS NO 3 |  | 3
257425583 | B01720 | B01720 | 6867328 | 6867330 | BCRS/PCE/J00624/MB | 300431601 | Existing | RYB | BTHO-9 | B01725 TMN SRI CHERAS JAYA | CLOSED | CLOSED | LINK | 11.000 kV | 11 kV | GAS | 18/07/1998 | 0 | L19/1/703R |  | VEI | VEI | 26329 | N/A | TMN SRI CHERAS NO 3 | SUBSTATION | Unknown | Unknown | Unknown | DISTRIBUTION | TNB | CHERAS | Unknown | 75 |  |  | Unknown | Unknown |  | LINE |  | 28 | 400.000 A | 0.63 | 50 | 20 | B01720 | NO | N/A |  |  |  | 0 | TMN SRI CHERAS NO 3 |  | 3
257425648 | B08624 | PE COMMERCIAL AREA 2 | 6933230 | 6933229 |  |  | Existing | RYB | MHCR2-9 | B08623 PE COMMERCIAL AREA 2 | CLOSED | CLOSED | LINK | 12.000 kV | 11 kV | GAS |  | 2005 | D253257 | Unknown | FALCON BETA | TAMCO | D253257 |  | COMMERCIAL AREA NO 1 | SUBSTATION | Unknown | Unknown | Unknown | DISTRIBUTION | TNB | CHERAS | Unknown | 75 |  |  | Unknown | Unknown |  | Unknown |  | 28 | 630.000 A | 0.63 | 50 | 20 | B08624 | [5 empty] | 0 | COMMERCIAL AREA 1 |  | 3
257425654 | B08627 | PE COMMERCIAL AREA NO.5 | 6933248 | 6933247 |  |  | Existing | RYB | MHCR2-9 | B08628 PE COMMERCIAL AREA NO.5 | CLOSED | CLOSED | LINK | 12.000 kV | 11 kV | GAS |  | 2005 | D253257 | Unknown | FALCON BETA | TAMCO | D253257 |  | COMMERCIAL AREA NO 1 | SUBSTATION | Unknown | Unknown | Unknown | DISTRIBUTION | TNB | CHERAS | Unknown | 75 |  |  | Unknown | Unknown |  | Unknown |  | 28 | 630.000 A | 0.63 | 50 | 20 | B08627 | [5 empty] | 0 | COMMERCIAL AREA 1 |  | 3
257426769 | B01838 |  | 6830814 | 6830813 | BCRS/PCE/J00362/MBB01838 | 300010512 | Existing | RYB | BLKG-8 | B06273 SENG YIP CHERAS JAYA | CLOSED | CLOSED | LINK | 16.000 kV | 11 kV | GAS | 1995-11-01 | 0 | KSS/1750 |  | EPE | TAMCO |  |  | HOOVER TILING SB | Unknown | Unknown | Unknown | Unknown | DISTRIBUTION | TNB | CHERAS | Unknown | 75 |  |  |  | Unknown |  |  |  | 28 | 630.000 A | 0.63 | 50 | 20 | B01838 | [5 empty] | 0 | HOOVER TILING SDN BHD |  | 3
257426773 | B01840 |  | 6830817 | 6830816 | BCRS/PCE/J00362/MBB01838 | 300010512 | Existing | RYB | BLKG-8 | B01841 NGEE WING SHOE | CLOSED | CLOSED | LINK | 16.000 kV | 11 kV | GAS | 1995-11-01 | 0 | KSS/1750 |  | EPE | TAMCO |  |  | HOOVER TILING SB | Unknown | Unknown | Unknown | Unknown | DISTRIBUTION | TNB | CHERAS | Unknown | 75 |  |  |  | Unknown |  |  |  | 28 | 630.000 A | 0.63 | 50 | 20 | B01840 | [5 empty] | 0 | HOOVER TILING SDN BHD |  | 3
257426829 | B09323 | PE COMMERCIAL AREA NO 12 | 6932898 | 6932897 | BCRS/PCE/J00494/MB | 300431587 | Existing | RYB | MHCR-2 | B09324 PE COMMERCIAL AREA NO 12 | CLOSED | CLOSED | LINK | 12.000 kV | 11 kV | GAS | 2006-11-01 | 2006 | 23174 | Unknown | VEI | VEI | 23174 |  | COMMERCIAL AREA NO 13 JLN TEMENGGONG 17/ | SUBSTATION | Unknown | Unknown | Unknown | DISTRIBUTION | TNB | CHERAS | Unknown | 75 |  |  | Unknown | Unknown |  | Unknown |  | 28 | 630.000 A | 0.63 | 50 | 20 | B09323 | Unknown |  |  |  |  | 0 | COMMERCIAL AREA NO 13 |  | 3
257426835 | B09320 | MHCR-2 | 6932916 | 6932915 | BCRS/PCE/J00494/MB | 300431587 | Existing | RYB | MHCR-2 | PPU MHCR CB 2 | CLOSED | CLOSED | LINK | 12.000 kV | 11 kV | GAS | 2006-11-01 | 2006 | 23174 | Unknown | VEI | VEI | 23174 |  | COMMERCIAL AREA NO 13 JLN TEMENGGONG 17/ | SUBSTATION | Unknown | Unknown | Unknown | DISTRIBUTION | TNB | CHERAS | Unknown | 75 |  |  | Unknown | Unknown |  | Unknown |  | 28 | 630.000 A | 0.63 | 50 | 20 | B09320 | Unknown |  |  |  |  | 0 | COMMERCIAL AREA NO 13 |  | 3
257426857 | B08191 | B08191 | 7002714 | 7002713 | BCRS/PCE/J00673/MBB08189 | 300270705 | Existing | RYB | TSRA-3 | B08192 TMN BUKIT EMAS NO 2 | OPEN | OPEN | LINK | 12.000 kV | 11 kV | GAS | 2004-11-01 | 2004 | B248722 |  | FALCON BETA | TAMCO | B248722 |  | TMN BKT EMAS NO 1 | SUBSTATION | Unknown | Unknown | Unknown | DISTRIBUTION | TNB | CHERAS | Unknown | 75 |  |  | Unknown | Unknown |  | LINE |  | 28 | 630.000 A | 0.63 | 50 | 20 | B08191 | Unknown |  |  |  |  | 0 | TAMAN BUKIT EMAS NO 1 |  | 3
257426862 | B08189 | B08189 | 7002720 | 7002719 | BCRS/PCE/J00673/MBB08189 | 300270705 | Existing | RYB | TAMI-3 | B06540 EKSPEDISI EMAS | CLOSED | CLOSED | LINK | 12.000 kV | 11 kV | GAS | 2004-11-01 | 2004 | B248722 |  | FALCON BETA | TAMCO | B248722 |  | TMN BKT EMAS NO 1 | SUBSTATION | Unknown | Unknown | Unknown | DISTRIBUTION | TNB | CHERAS | Unknown | 75 |  |  | Unknown | Unknown |  | LINE |  | 28 | 630.000 A | 0.63 | 50 | 20 | B08189 | Unknown |  |  |  |  | 0 | TAMAN BUKIT EMAS NO 1 |  | 3
257426883 | B07486 |  | 7007623 | 7007622 | BCRS/PCE/J00544/MBB07486 | 300268245 | Existing | RYB | SGLN-4 | B08176 PE JLN SL 13/4 SUNGAI LONG | CLOSED | CLOSED | LINK | 12.000 kV | 11 kV | GAS | 18/07/1998 | 0 | R0323123 SF | Unknown | MERLIN GERIN | MERLIN GERIN | R0323123 SF |  | SILK KTTDR SG LONG NO 1 | Unknown | Unknown | Unknown | Unknown | DISTRIBUTION | TNB | CHERAS | Unknown | 75 |  |  | Unknown | Unknown |  | LINE |  | 28 | 630.000 A | 0.63 | 50 | 20 | B07486 | Unknown |  |  |  |  | 0 | SILK KTDRR COMPACT NO 1 |  | 3
257426888 | B07488 |  | 7007629 | 7007628 | BCRS/PCE/J00544/MBB07486 | 300268245 | Existing | RYB | SGLN-4 | SILK KTDRR COMPACT NO 2 | CLOSED | CLOSED | LINK | 12.000 kV | 11 kV | GAS | 18/07/1998 | 0 | R0323123 SF |  | MERLIN GERIN | MERLIN GERIN | R0323123 SF |  | SILK KTTDR SG LONG NO 1 | SUBSTATION | Unknown | Unknown | Unknown | DISTRIBUTION | TNB | CHERAS | Unknown | 75 |  |  | Unknown | Unknown |  | LINE |  | 28 | 630.000 A | 0.63 | 20 | 20 | B07488 | Unknown |  |  |  |  | 0 | SILK KTDRR COMPACT NO 1 |  | 3
257426911 | B08085 | TMN PUTRA BDIMAN NO 2 | 6856803 | 6856802 | BCRS/PCE/J00588/MBB08085 | 300269167 | Existing | RYB | TAMI-6 | B06305 TMN PUTRA BUDIMAN NO 2 | CLOSED | CLOSED | LINK | 12.000 kV | 11 kV | GAS | 2004-11-01 | 2004 | B 248719 | Unknown | FALCON BETA | TAMCO | B 248719 |  | TMN PUTRA BUDIMAN 1/2 PHASE 3 | Unknown | Unknown | Unknown | Unknown | DISTRIBUTION | TNB | CHERAS | Unknown | 75 |  |  | Unknown | Unknown |  | Unknown |  | 28 | 630.000 A | 0.63 | 50 | 20 | B08085 | Unknown |  |  |  |  | 0 | TAMAN PUTRA BUDIMAN PHASE 3 |  | 3
257426915 | B08087 |  | 6856806 | 6856805 | BCRS/PCE/J00588/MBB08085 | 300269167 | Existing | RYB | TAMI-6 | B07871 SRI PULAI | CLOSED | CLOSED | LINK | 12.000 kV | 11 kV | GAS | 2004-11-01 | 2004 | B 248719 | Unknown | FALCON BETA | TAMCO | B 248719 |  | TMN PUTRA BUDIMAN 1/2 PHASE 3 | Unknown | Unknown | Unknown | Unknown | DISTRIBUTION | TNB | CHERAS | Unknown | 75 |  |  | Unknown | Unknown |  | Unknown |  | 28 | 630.000 A | 0.63 | 50 | 20 | B08087 | Unknown |  |  |  |  | 0 | TAMAN PUTRA BUDIMAN PHASE 3 |  | 3
257428180 | B05077 |  | 6866881 | 6866880 | BCRS/PCE/J00585/MBB05077 | 300269156 | Existing | RYB | TAMI-6 | B07312 JLN PUTRA BUDIMAN 2/4 | CLOSED | CLOSED | LINK | 12.000 kV | 11 kV | GAS | 2001-11-01 | 2001 | CV 712125-00070/008 | Unknown | SIEMENS | SIEMENS | CV 712125-00070/008 |  | TMN PUTRA BUDIMAN NO 1 | Unknown | Unknown | Unknown | Unknown | DISTRIBUTION | TNB | CHERAS | Unknown | 75 |  |  |  | Unknown |  | Unknown |  | 28 | 630.000 A | 0.63 | 50 | 20 | B05077 | Unknown |  |  |  |  | 0 | TMN PUTRA BUDIMAN NO 1 |  | 3
257428186 | B05080 |  | 6866899 | 6866898 | BCRS/PCE/J00585/MBB05077 | 300269156 | Existing | RYB | TAMI-6 | B06308 PUTRA BUDIMAN NO 2 | CLOSED | CLOSED | LINK | 12.000 kV | 11 kV | GAS | 2001-11-01 | 2001 | CV 712125-00070/008 | Unknown | SIEMENS | SIEMENS | CV 712125-00070/008 |  | TMN PUTRA BUDIMAN NO 1 | Unknown | Unknown | Unknown | Unknown | DISTRIBUTION | TNB | CHERAS | Unknown | 75 |  |  | Unknown | Unknown |  | Unknown |  | 28 | 630.000 A | 0.63 | 50 | 20 | B05080 | Unknown |  |  |  |  | 0 | TMN PUTRA BUDIMAN NO 1 |  | 3
257429442 | B01507 | B01057 | 6857967 | 6857966 | BCRS/PCE/J00183/MBB01505 | 300005526 | Existing | RYB | SGLN-1 | SGLN-1 | CLOSED | CLOSED | LINK | 12.000 kV | 11 kV | GAS | 2010-11-11 | 1991 | 62109127/203 |  | EPE | INDKOM | 62109127/203 |  | SIA CHIN AIK | SUBSTATION | Unknown | Unknown | Unknown | DISTRIBUTION | TNB | CHERAS | Unknown | 75 |  |  | Unknown | Unknown |  | LINE |  | 28 | 630.000 A | 0.63 | 50 | 20 | B01507 | Unknown |  |  |  |  | 0 | SIA CHIN AIK |  | 3
257429446 | B01505 | B01505 | 6857970 | 6857969 | BCRS/PCE/J00183/MBB01505 | 300005526 | Existing | RYB | SGLN-1 | B01504 TMN INDAH NO 2 | CLOSED | CLOSED | LINK | 12.000 kV | 11 kV | GAS | 2010-11-11 | 1991 | 62109127/203 |  | EPE | INDKOM | 62109127/203 |  | SIA CHIN AIK | SUBSTATION | Unknown | Unknown | Unknown | DISTRIBUTION | TNB | CHERAS | Unknown | 75 |  |  | Unknown | Unknown |  | LINE |  | 28 | 630.000 A | 0.63 | 50 | 20 | B01505 | Unknown |  |  |  |  | 0 | SIA CHIN AIK |  | 3
257429475 | B05396 | PE JLN DB 1/3 DESA BUDIMAN NO 1 | 6893086 | 6893085 | BCRS/PCE/J00228/MBB05393 | 300005840 | Existing | RYB | SGLN-7 | B08713 PE JALAN DB 1/3 DESA BUDIMAN NO 1 | CLOSED | CLOSED | LINK | 12.000 kV | 11 kV | GAS | 2001-11-01 | 2001 | 0107S173 | Unknown | F_and_G | INDKOM | 0107S173 | Not applicable | GARDEN PARK SG LONG NO 3 | SUBSTATION | Unknown | YES | Unknown | DISTRIBUTION | TNB | CHERAS | Unknown | 75 | Unknown | Unknown | Unknown | NO |  | LINE |  | 28 | 630.000 A | 0.63 | 50 | 22 | B05396 | NO | Not applicable |  |  | Unknown | 0 | GARDEN PARK SG.LONG NO 3 |  | 3
257429481 | B05393 | PE GARDEN PARK SG.LONG NO 2 | 6893108 | 6893107 | BCRS/PCE/J00228/MBB05393 | 300005840 | Existing | RYB | SGLN-7 | B05392 PE GARDEN PARK SG.LONG NO 2 | CLOSED | CLOSED | LINK | 12.000 kV | 11 kV | GAS | 2001-11-01 | 2001 | 0107S173 | Unknown | F_and_G | INDKOM | 0107S173 | Not applicable | GARDEN PARK SG LONG NO 3 | SUBSTATION | Unknown | YES | Unknown | DISTRIBUTION | TNB | CHERAS | Unknown | 75 | Unknown | Unknown | Unknown | NO |  | LINE |  | 28 | 630.000 A | 0.63 | 50 | 22 | B05393 | NO | Not applicable |  |  | Unknown | 0 | GARDEN PARK SG.LONG NO 3 |  | 3
257429510 | B09137 | B09137 | 26377646 | 26377645 | BCRS/PCE/J00551/MBB09137 | 300268507 | Existing | RYB | SGLN-9 | B08451 TMN PGGN BDR MAHKOTA | CLOSED | CLOSED | LINK | 11.000 kV | 11 kV | GAS | 2006-11-01 | 2007 |  | Unknown | OMAZABAL | TAMCO | 0735S078 | N/A | TAMAN SUNNYSIDE NO 3 | SUBSTATION | Unknown | Unknown | Unknown | DISTRIBUTION | TNB | CHERAS | Unknown | 75 |  |  | Unknown | Unknown |  | LINE |  | 28 | 630.000 A | 0.63 | 50 | 20 | B09137 | NO | N/A |  |  |  | 0 | TAMAN SUNNYSIDE VALE NO 3 |  | 3
257429515 | B09139 | B09139 | 26377660 | 26377659 | BCRS/PCE/J00551/MBB09137 | 300268507 | Existing | RYB | SGLN-9 | TMN SRI SG.LONG | CLOSED | CLOSED | LINK | 11.000 kV | 11 kV | GAS | 2006-11-01 | 2007 |  | Unknown | OMAZABAL | TAMCO | 0735S078 | N/A | TAMAN SUNNYSIDE NO 3 | SUBSTATION | Unknown | Unknown | Unknown | DISTRIBUTION | TNB | CHERAS | Unknown | 75 |  |  | Unknown | Unknown |  | LINE |  | 28 | 630.000 A | 0.63 | 50 | 20 | B09139 | NO | N/A |  |  |  | 0 | TAMAN SUNNYSIDE VALE NO 3 |  | 3
257431520 | B04006 |  | 6819909 | 6819908 | BCRS/PCE/J00846/MB1 | 300444766 | Existing | RYB | SGLN-8 | B04007 WAI FONG | CLOSED | CLOSED | LINK | 12.000 kV | 11 kV | GAS | 18/07/1998 | 2000 | D201131 |  | TAMCO | TAMCO | D201131 |  | 1ST PAPER MILL | Unknown | Unknown | Unknown | Unknown | DISTRIBUTION | TNB | CHERAS | Unknown | 75 |  |  | Unknown | Unknown |  | LINE |  | 28 | 630.000 A | 0.63 | 50 | 20 | B04006 | [5 empty] | 0 | FIRST PAPER MILL |  | 3
257431525 | B04004 |  | 6819926 | 6819925 | BCRS/PCE/J00846/MB1 | 300444766 | Existing | RYB | SGLN-8 | B04003 S/S LOJI AIR | CLOSED | CLOSED | LINK | 12.000 kV | 11 kV | GAS | 18/07/1998 | 2000 | D201131 |  | TAMCO | TAMCO | D201131 |  | 1ST PAPER MILL | Unknown | Unknown | Unknown | Unknown | DISTRIBUTION | TNB | CHERAS | Unknown | 75 |  |  | Unknown | Unknown |  | LINE |  | 28 | 630.000 A | 0.63 | 50 | 20 | B04004 | Unknown |  |  |  |  | 0 | FIRST PAPER MILL |  | 3
257431908 | B10030 | PE AVENUE TWO | 26054317 | 26054316 | BCRS/PCE/J00573/MB10028 | 300268972 | Existing | RYB | BTHO-6 | B12043 PE AVENUE TWO | CLOSED | CLOSED | LINK | 12.000 kV | 11 kV | GAS | 2010-11-01 | 2007 | B2714746 | Unknown | TAMCO | TAMCO | B2714746 | NOT APPLICABLE | AVENUE ONE BTHO NO 1 | SUBSTATION | Unknown | YES | Unknown | DISTRIBUTION | TNB | CHERAS | Unknown | 75 | Unknown | Unknown | Unknown | NO |  | LINE |  | 28 | 630.000 A | 0.63 | 50 | 20 | B10030 | NO | NOT APPLICABLE |  |  | Unknown | 0 | AVENUE ONE BTHO NO.1 |  | 3
257431919 | B10028 | B10028 | 26054776 | 26054775 | BCRS/PCE/J00573/MB10028 | 300268972 | Existing | RYB | BTHO-6 | BTHO-6 | CLOSED | CLOSED | LINK | 12.000 kV | 11 kV | GAS | 2010-11-01 | 2007 | B2714746 | Unknown | TAMCO | TAMCO | B2714746 | NOT APPLICABLE | AVENUE ONE BTHO NO 1 | SUBSTATION | Unknown | YES | Unknown | DISTRIBUTION | TNB | CHERAS | Unknown | 75 | Unknown | Unknown | Unknown | NO |  | LINE |  | 28 | 630.000 A | 0.63 | 50 | 20 | B10028 | NO | NOT APPLICABLE |  |  | Unknown | 0 | AVENUE ONE BTHO NO.1 |  | 3
257432625 | B08314 | B08314 | 6909263 | 6909262 | BCRS/PCE/J00087/MB1 | 300431067 | Existing | RYB | PMU SMYH-8 | B02316 SG LUI 3 | CLOSED | CLOSED | LINK | 11.000 kV | 11 kV | OIL | 2000-11-01 | 0 | 05/66296-70 | Unknown | BRUSH | VEI | 05/60296-3 |  | KG PAYA LEBAR A/T | SUBSTATION | Unknown | Unknown | Unknown | DISTRIBUTION | TNB | CHERAS | Unknown | 75 |  |  | Unknown | Unknown |  | LINE |  | 28 | 400.000 A | 0.4 | 50 | 13.1 | B08314 | Unknown |  |  |  |  | 0 | KG PAYA LEBAR |  | 3
257432629 | B02321 | B02321 | 6909272 | 6909271 | BCRS/PCE/J00087/MB1 | 300431067 | Existing | RYB | PMU SMYH-8 | B02311 SG LUI NO 2 | CLOSED | CLOSED | LINK | 11.000 kV | 11 kV | OIL | 2000-11-01 | 0 | 05/66296-7 | Unknown | BRUSH | VEI | 05/60296-3 |  | KG PAYA LEBAR A/T | SUBSTATION | Unknown | Unknown | Unknown | DISTRIBUTION | TNB | CHERAS | Unknown | 75 |  |  | Unknown | Unknown |  | LINE |  | 28 | 400.000 A | 0.4 | 50 | 13.1 | B02321 | Unknown |  |  |  |  | 0 | KG PAYA LEBAR |  | 3
257439123 | B02277 | B02277 | 6811409 | 6811426 | BCRS/PCE/J00073/MBB02275 | 300004357 | Existing | RYB |  | B02281 BT 17 DUSUN TUA | CLOSED | CLOSED | LINK | 12.000 kV | 11 kV | GAS | 2007-11-01 | 2007 | 23827 |  | VEI | VEI | 23827 | NOT AVAILABLE | DUSUN TUA MASJID A/T | SUBSTATION | Unknown | Unknown | Unknown | DISTRIBUTION | TNB | CHERAS | Unknown | 75 |  |  | Unknown | Unknown |  | LINE |  | 28 | 630.000 A | 0.63 | 50 | 20 | B02277 | NO | NOT AVAILABLE |  |  |  | 0 | DUSUN TUA MASJID |  | 3
257439127 | B02278 | B02278 | 6811410 | 6811419 | BCRS/PCE/J00073/MBB02275 | 300004357 | Existing | RYB |  | B02279 DUSUN TUA SEBERANG | CLOSED | CLOSED | LINK | 12.000 kV | 11 kV | GAS | 2007-11-01 | 2007 | 23827 |  | VEI | VEI | 23827 | NOT AVAILABLE | DUSUN TUA MASJID A/T | SUBSTATION | Unknown | Unknown | Unknown | DISTRIBUTION | TNB | CHERAS | Unknown | 75 |  |  | Unknown | Unknown |  | LINE |  | 28 | 630.000 A | 0.63 | 50 | 20 | B02278 | NO | NOT AVAILABLE |  |  |  | 0 | DUSUN TUA MASJID |  | 3
257439880 | B10131 | B10131 | 26012597 | 26012596 | BCRS/PCE/J00843/MB | 300435156 | Existing | RYB | SGLN-2 | B09957 PERSIARAN BKT SG LONG 2 | CLOSED | CLOSED | LINK | 12.000 kV | 11 kV | GAS | 2007-11-12 | 2007 | B2715235 | Unknown | FALCON BETA | TAMCO | B2715235 |  | JLN BKT SL 3/1 | SUBSTATION | Unknown | Unknown | Unknown | DISTRIBUTION | TNB | CHERAS | Unknown | 75 |  |  | Unknown | Unknown |  | LINE |  | 28 | 630.000 A | 20 | 50 | 20 | B10131 | Unknown |  |  |  |  | 0 | JLN BUKIT SG. LONG 3/1 |  | 3
257439885 | B10133 | B10133 | 26012610 | 26012609 | BCRS/PCE/J00843/MB | 300435156 | Existing | RYB | SGLN-2 | B09958 P'RAN BKT SG LONG 1/5 | CLOSED | CLOSED | LINK | 12.000 kV | 11 kV | GAS | 2007-11-12 | 2007 | B2715235 | Unknown | FALCON BETA | TAMCO | B2715235 |  | JLN BKT SL 3/1 | SUBSTATION | Unknown | Unknown | Unknown | DISTRIBUTION | TNB | CHERAS | Unknown | 75 |  |  | Unknown | Unknown |  | LINE |  | 28 | 630.000 A | 0.63 | 50 | 20 | B10133 | Unknown |  |  |  |  | 0 | JLN BUKIT SG. LONG 3/1 |  | 3
257444582 | B10263 | B10263 | 26126496 | 26126495 |  |  | Existing | RYB | BTHO-4 | B07668 TMN ORKID NO.3 | CLOSED | CLOSED | LINK | 12.000 kV | 11 kV | GAS | 24/07/2008 | 2008 | B2815767 |  | FALCON BETA | TAMCO | B2815767 | N/A | PANGSAPURI CASAURINA | SUBSTATION | Unknown | Unknown | Unknown | DISTRIBUTION | TNB | CHERAS | Unknown | 75 |  |  | Unknown | Unknown |  | LINE |  | 28 | 630.000 A | 0.63 | 50 | 20 | B10263 | NO | N/A |  |  |  | 0 | PANGSAPURI CASUARINA SG SERING |  | 3
257444587 | B10265 | B10265 | 26126509 | 26126508 |  |  | Existing | RYB | BTHO-4 | B10496 TAMAN SG SERING FASA 4 | CLOSED | CLOSED | LINK | 12.000 kV | 11 kV | GAS | 24/07/2008 | 2008 | B2815767 |  | FALCON BETA | TAMCO | B2815767 | N/A | PANGSAPURI CASAURINA | SUBSTATION | Unknown | Unknown | Unknown | DISTRIBUTION | TNB | CHERAS | Unknown | 75 |  |  | Unknown | Unknown |  | LINE |  | 28 | 630.000 A | 0.63 | 50 | 20 | B10265 | NO | N/A |  |  |  | 0 | PANGSAPURI CASUARINA SG SERING |  | 3
257445112 | B02855 | B02855 | 6942210 | 6942229 | BCRS/PCE/J00750/MBB02855 | 300271070 | Existing | RYB | MINE-12 | B02854 PEH AH SOON | CLOSED | CLOSED | LINK | 12.000 kV | 11 kV | GAS | 1997-11-11 | 1997 | B971682 |  | FALCON BETA | TAMCO | B971682 | N/A | FORMATIVE VIEW | SUBSTATION | Unknown | Unknown | Unknown | DISTRIBUTION | TNB | CHERAS | Unknown | 75 |  |  | Unknown | Unknown |  | LINE |  | 28 | 630.000 A | 0.63 | 50 | 20 | B02855 | NO | N/A |  |  |  | 0 | FORMATIC VIEW |  | 3
257445117 | B02857 | B02857 | 6942213 | 6942238 | BCRS/PCE/J00750/MBB02855 | 300271070 | Existing | RYB | MINE-12 | B02858 OOI BIN KEONG | CLOSED | CLOSED | LINK | 12.000 kV | 11 kV | GAS | 1997-11-11 | 1997 | B971682 |  | FALCON BETA | TAMCO | B971682 | N/A | FORMATIVE VIEW | SUBSTATION | Unknown | Unknown | Unknown | DISTRIBUTION | TNB | CHERAS | Unknown | 75 |  |  | Unknown | Unknown |  | LINE |  | 28 | 630.000 A | 0.63 | 50 | 20 | B02857 | NO | N/A |  |  |  | 0 | FORMATIC VIEW |  | 3
257445133 | B08358 | PE TMN HARMONI | 6790302 | 6790313 | BCRS/PCE/J00465/MBB08358 | 300431561 | Existing | RYB | PBEL(P)-1 | B02891 PE TMN HARMONI | CLOSED | CLOSED | LINK | 12.000 kV | 11 kV | GAS | 2004-11-11 | 2004 | B248405 | Unknown | FALCON BETA | TAMCO | B248405 |  | FLAT TAMAN HARMONI | SUBSTATION | Unknown | Unknown | Unknown | DISTRIBUTION | TNB | CHERAS | Unknown | 75 |  |  | Unknown | Unknown |  | Unknown |  | 28 | 630.000 A | 0.63 | 50 | 20 | B08358 | Unknown |  |  |  |  | 0 | FLAT TMN HARMONI |  | 3
257445142 | B08360 | PE BOULEVARD BELIMBING HILL | 6790308 | 6790322 | BCRS/PCE/J00465/MBB08358 | 300431561 | Existing | RYB | PBEL(P)-1 | B10616 PE BOULEVARD BELIMBING HILL | CLOSED | CLOSED | LINK | 12.000 kV | 11 kV | GAS | 2004-11-11 | 2004 | B248405 | Unknown | FALCON BETA | TAMCO | B248405 |  | FLAT TAMAN HARMONI | SUBSTATION | Unknown | Unknown | Unknown | DISTRIBUTION | TNB | CHERAS | Unknown | 75 |  |  | Unknown | Unknown |  | Unknown |  | 28 | 630.000 A | 0.63 | 50 | 20 | B08360 | Unknown |  |  |  |  | 0 | FLAT TMN HARMONI |  | 3
257448720 | B08640 | B08640 | 6825030 | 6825029 | BCRS/PCE/J00808/MB1 | 300448354 | Existing | RYB | MHCR2-7 | B07904 JLN BENDAHARA 12/7 | CLOSED | CLOSED | LINK | 12.000 kV | 11 kV | GAS | 2008-11-11 | 2005 | B259791 |  | FALCON BETA | TAMCO | B259791 | N/A | JALAN PUTRA 13/1 | SUBSTATION | Unknown | Unknown | Unknown | DISTRIBUTION | TNB | CHERAS | Unknown | 75 |  |  | Unknown | Unknown |  | LINE |  | 28 | 630.000 A | 0.63 | 50 | 20 | B08640 | NO | N/A |  |  |  | 0 | BNDR MHKOTA CRS JLN PUTERA 13/1 |  | 3
257448725 | B08642 | B08642 | 6825043 | 6825042 | BCRS/PCE/J00808/MB1 | 300448354 | Existing | RYB | MHCR2-7 | B07905 JLN PUTRA | CLOSED | CLOSED | LINK | 12.000 kV | 11 kV | GAS | 2008-11-11 | 2005 | B259791 |  | FALCON BETA | TAMCO | B259791 | N/A | JALAN PUTRA 13/1 | SUBSTATION | Unknown | Unknown | Unknown | DISTRIBUTION | TNB | CHERAS | Unknown | 75 |  |  | Unknown | Unknown |  | LINE |  | 28 | 630.000 A | 0.63 | 50 | 20 | B08642 | NO | N/A |  |  |  | 0 | BNDR MHKOTA CRS JLN PUTERA 13/1 |  | 3
257449044 | B05647 | B/S05647 | 16309635 | 16309634 | BCRS/PCE/J00539/MB4 | 300268231 | Existing | RYB | MINE-4 | BUS COUPLE | OPEN | OPEN | BUSBAR SECTION | 12.000 kV | 11 kV | VACUMM | 2000-11-01 | 1997 |  |  | GEC | ITEM | 1766 | PM18/17936A | MINES EXIBITION CENTRE | Unknown | Unknown | YES | Unknown | DISTRIBUTION | TNB | CHERAS | Unknown | 75 | Unknown | Unknown | Unknown | NO |  | LINE |  | 28 | 630.000 A | 0.63 | 50 | 20 | B05647 | NO |  |  |  | Unknown | Unknown | MINES EXIBHITION CENTRE |  | 3
257449351 | B10390 | B02371 | 26356980 | 26356979 | BCRS/PCE/J00882/MB1 | 300448859 | Existing | RYB | MHCR-4 | B02371 SG.LONG NO.6 | CLOSED | CLOSED | LINK | 12.000 kV | 11 kV | GAS | 2010-11-11 | 2008 | B2815757 |  | FALCON BETA | TAMCO | B2815757 |  | PANGSAPURI ADALIA | SUBSTATION | Unknown | Unknown | Unknown | DISTRIBUTION | TNB | CHERAS | Unknown | 75 |  |  |  | Unknown |  | LINE |  | 28 | 630.000 A | 0.63 | 50 | 20 | B10390 | Unknown |  |  |  |  | 0 | PANGSAPURI ADALIA |  | 3
257449355 | B10388 | B08429 TANMING INDAH NO. 2 | 26356987 | 26356986 | BCRS/PCE/J00882/MB1 | 300448859 | Existing | RYB | MHCR-4 | B08429 TANMING INDAH NO.2 | CLOSED | CLOSED | LINK | 12.000 kV | 11 kV | GAS | 2010-11-11 | 2008 | B2815757 |  | FALCON BETA | TAMCO | B2815757 |  | PANGSAPURI ADALIA | SUBSTATION | Unknown | Unknown | Unknown | DISTRIBUTION | TNB | CHERAS | Unknown | 75 |  |  |  | Unknown |  | LINE |  | 28 | 630.000 A | 0.63 | 50 | 20 | B10388 | Unknown |  |  |  |  | 0 | PANGSAPURI ADALIA |  | 3
257451333 | B01769 | B01769 | 6818764 | 6818769 | BCRS/PCE/J00035/MB1 | 300431052 | Existing | RYB | BTHO-1 | B01748 TAMAN KOTA CHERAS NO1 | CLOSED | CLOSED | LINK | 11.000 kV | 11 kV | GAS | 2000-11-11 | 1982 | J4870839 |  | FALCON BETA | TAMCO | B21122325 | N/A | TELEKOM BT 10 1128 | SUBSTATION | Unknown | Unknown | Unknown | DISTRIBUTION | TNB | CHERAS | Unknown | 75 |  |  | Unknown | Unknown |  | LINE |  | 28 | 630.000 A | 0.63 | 50 | 20 | B01769 | Unknown |  |  |  |  | 0 | TM CHERAS |  | 3
257451337 | B01772 | B01772 | 6818765 | 6818777 | BCRS/PCE/J00035/MB1 | 300431052 | Existing | RYB | BTHO-1 | B01773 SHAH JAYA | CLOSED | CLOSED | LINK | 11.000 kV | 11 kV | GAS | 2000-11-11 | 1982 | 821696 |  | FALCON BETA | TAMCO | B21122325 |  | TELEKOM BT 10 1128 | SUBSTATION | Unknown | Unknown | Unknown | DISTRIBUTION | TNB | CHERAS | Unknown | 75 |  |  | Unknown | Unknown |  | LINE |  | 28 | 630.000 A | 0.63 | 50 | 20 | B01772 | Unknown |  |  |  |  | 0 | TM CHERAS |  | 3
257453495 | B02961 | B02961 | 6831798 | 6831797 | BCRS/PCE/J00705/MBB02961 | 300270870 | Existing | RYB | BLKG-12 | B02960 NO 2 TMN SETIA BALAKONG | CLOSED | CLOSED | LINK | 11.000 kV | 11 kV | GAS | 2000-11-01 | 2000 | 9945S073 | Unknown | F_and_G | INDKOM | 9945S073 | N/A | NO 3 TAMAN SETIA BALAKONG | SUBSTATION | Unknown | Unknown | Unknown | DISTRIBUTION | TNB | CHERAS | Unknown | 75 |  |  | Unknown | Unknown |  | LINE |  | 28 | 630.000 A | 0.63 | 50 | 20 | B02961 | NO | N/A |  |  |  | 0 | NO 3 TMN SETIA BALAKONG |  | 3
257453500 | B02964 | BB02964 | 6831808 | 6831807 | BCRS/PCE/J00705/MBB02961 | 300270870 | Existing | RYB | BLKG-12 | B06072 COMMOND WOOD PRODUCTS | CLOSED | CLOSED | LINK | 11.000 kV | 11 kV | GAS | 2000-11-01 | 2000 | 9945S073 | Unknown | F_and_G | INDKOM | 9945S073 | N/A | NO 3 TAMAN SETIA BALAKONG | SUBSTATION | Unknown | Unknown | Unknown | DISTRIBUTION | TNB | CHERAS | Unknown | 75 |  |  | Unknown | Unknown |  | LINE |  | 28 | 630.000 A | 0.63 | 50 | 20 | B02964 | NO | N/A |  |  |  | 0 | NO 3 TMN SETIA BALAKONG |  | 3
257453524 | B02353 |  | 6926398 | 6926397 | BCRS/PCE/J00106/MBB02353 | 300004492 | Existing | RYB | TMASS-10 | B02352 SONG TIEK SUN | CLOSED | CLOSED | LINK | 12.000 kV | 11 kV | GAS | 1990-11-01 | 1995 | B950163 |  | FALCON BETA | TAMCO | B950163 |  | TUCK SIN ENGINEERING | Unknown | Unknown | Unknown | Unknown | DISTRIBUTION | TNB | CHERAS | Unknown | 75 |  |  | Unknown | Unknown |  | LINE |  | 28 | 630.000 A | 0.63 | 50 | 20 | B02353 | [5 empty] | 0 | TICK SIN ENGINEERINGNCONST S/B |  | 3
257453528 | B02355 |  | 6926401 | 6926400 | BCRS/PCE/J00106/MBB02353 | 300004492 | Existing | RYB | TMASS-10 | B04563 TIP COOPRATION | CLOSED | CLOSED | LINK | 12.000 kV | 11 kV | GAS | 1990-11-01 | 1995 | B950163 | Unknown | FALCON BETA | TAMCO | B950163 |  | TUCK SIN ENGINEERING | Unknown | Unknown | Unknown | Unknown | DISTRIBUTION | TNB | CHERAS | Unknown | 75 |  |  | Unknown | Unknown |  | LINE |  | 28 | 630.000 A | 0.63 | 50 | 20 | B02355 | Unknown |  |  |  |  | 0 | TICK SIN ENGINEERINGNCONST S/B |  | 3
257453560 | B06754 | PE TAMAN SINAR MAHKOTA | 6773494 | 6773493 | BCRS/PCE/J00258/MBB06754 | 300006128 | Existing | RYB | MHCR-1 | B11689 PE TAMAN SINAR MAHKOTA | CLOSED | CLOSED | LINK | 12.000 kV | 11 kV | GAS | 2002-11-01 | 2002 | D221453 | Unknown | FALCON BETA | TAMCO | I2100178 |  | BDR MAHKOTA CHERAS NO 16 | SUBSTATION | Unknown | Unknown | Unknown | DISTRIBUTION | TNB | CHERAS | Unknown | 75 |  |  | Unknown | Unknown |  | Unknown |  | 28 | 630.000 A | 0.63 | 50 | 20 | B06754 | Unknown |  |  |  |  | 0 | BANDAR MAHKOTA CHERAS NO 16 |  | 3
257453564 | B06757 | PE PANGSAPURI BLOK L6 | 6773496 | 6773495 | BCRS/PCE/J00258/MBB06754 | 300006128 | Existing | RYB | MHCR-1 | B07803 PE PANGSAPURI BLOK L6 | CLOSED | CLOSED | LINK | 12.000 kV | 11 kV | GAS | 2002-11-01 | 2002 | D221453 | Unknown | FALCON BETA | TAMCO | I2100178 |  | BDR MAHKOTA CHERAS NO 16 | SUBSTATION | Unknown | Unknown | Unknown | DISTRIBUTION | TNB | CHERAS | Unknown | 75 |  |  | Unknown | Unknown |  | Unknown |  | 28 | 630.000 A | 0.63 | 50 | 20 | B06757 | Unknown |  |  |  |  | 0 | BANDAR MAHKOTA CHERAS NO 16 |  | 3
257453593 | B06358 |  | 6928395 | 6928394 | BCRS/PCE/J00250/MB | 300431426 | Existing | RYB | MHCR-10 | B09398 JLN PAHLAWAN 2A/3 BMC | CLOSED | CLOSED | LINK | 12.000 kV | 11 kV | GAS | 2002-11-01 | 2002 | D221457 |  | FALCON BETA | TAMCO |  |  | BDR MAHKOTA CHERAS NO. 12 | Unknown | Unknown | Unknown | Unknown | DISTRIBUTION | TNB | CHERAS | Unknown | 75 |  |  |  | Unknown |  |  |  | 28 | 630.000 A | 0.63 | 50 | 20 | B06358 | [5 empty] | 0 | BDR MAHKOTA CHERAS NO 12 |  | 3
257453598 | B06355 |  | 6928405 | 6928404 | BCRS/PCE/J00250/MB | 300431426 | Existing | RYB | MHCR-10 | B08600 JLN PAHLAWAN 20/3 BMC | CLOSED | CLOSED | LINK | 12.000 kV | 11 kV | GAS | 2002-11-01 | 2002 | D221457 |  | FALCON BETA | TAMCO |  |  | BDR MAHKOTA CHERAS NO. 12 | Unknown | Unknown | Unknown | Unknown | DISTRIBUTION | TNB | CHERAS | Unknown | 75 |  |  |  | Unknown |  |  |  | 28 | 630.000 A | 0.63 | 50 | 20 | B06355 | [5 empty] | 0 | BDR MAHKOTA CHERAS NO 12 |  | 3
257454816 | B00409 | B00409 | 6909214 | 6909213 | BCRS/PCE/J00898/MB1 | 300444632 | Existing | RYB | PMU SMYH-8 | B00408 RUMAH PAM SEMENYIH | CLOSED | CLOSED | LINK | 12.000 kV | 11 kV | GAS | 1998-11-01 | 2006 | B2611178 | Unknown | FALCON BETA | TAMCO | B2611178 |  | DONGLAI | SUBSTATION | Unknown | Unknown | Unknown | DISTRIBUTION | TNB | CHERAS | Unknown | 75 |  |  | Unknown | Unknown |  | LINE |  | 28 | 630.000 A | 0.63 | 50 | 20 | B00409 | Unknown |  |  |  |  | 0 | DONG LAI |  | 3
257454820 | B02319 | B02318 | 6909223 | 6909222 | BCRS/PCE/J00898/MB1 | 300444632 | Existing | RYB | PMU SMYH-8 | B02318 SG LUI NO 3 | CLOSED | CLOSED | LINK | 12.000 kV | 11 kV | GAS | 1998-11-01 | 2006 | B2611178 | Unknown | FALCON BETA | TAMCO | B2611178 |  | DONGLAI | SUBSTATION | Unknown | Unknown | Unknown | DISTRIBUTION | TNB | CHERAS | Unknown | 75 |  |  | Unknown | Unknown |  | LINE |  | 28 | 630.000 A | 0.63 | 50 | 20 | B02319 | Unknown |  |  |  |  | 0 | DONG LAI |  | 3
257456275 | B02139 | PE RUMAH KEDAI TAMAN AWANA | 6782789 | 6782788 | BCRS/PCE/J00021/MB02139 | 300266930 | Existing | RYB | TMASS-4 | B10373 PE RUMAH KEDAI TAMAN AWANA | CLOSED | CLOSED | LINK | 11.000 kV | 11 kV | GAS | 1999-11-01 | 1999 | 9902S115 | Unknown | F_and_G | INDKOM | 9902S115 |  | TMN CHERAS AWANA NO 2 | SUBSTATION | Unknown | Unknown | Unknown | DISTRIBUTION | TNB | CHERAS | Unknown | 75 |  |  | Unknown | Unknown |  | LINE |  | 28 | 630.000 A | 0.63 | 50 | 22 | B02139 | Unknown |  |  |  |  | 0 | TAMAN CHERAS AWANA NO 2 |  | 3
257456281 | B02141 | PE TAMAN ONE LAGENDA | 6782807 | 6782806 | BCRS/PCE/J00021/MB02139 | 300266930 | Existing | RYB | TMASS-4 | B12046 PE TAMAN ONE LAGENDA | CLOSED | CLOSED | LINK | 11.000 kV | 11 kV | GAS | 1999-11-01 | 1999 | 9902S115 | Unknown | F_and_G | INDKOM | 9902S115 |  | TMN CHERAS AWANA NO 2 | SUBSTATION | Unknown | Unknown | Unknown | DISTRIBUTION | TNB | CHERAS | Unknown | 75 |  |  | Unknown | Unknown |  | LINE |  | 28 | 630.000 A | 0.63 | 50 | 22 | B02141 | Unknown |  |  |  |  | 0 | TAMAN CHERAS AWANA NO 2 |  | 3
257456310 | B01794 | B01794 | 6784878 | 6784877 | BCRS/PCE/J00033/MB01794 | 300267731 | Existing | RYB | LMAS-8 | B01793 SEK AGAMA BT 9 | CLOSED | CLOSED | LINK | 11.000 kV | 11 kV | GAS | 1999-11-01 | 1998 | 9836S073 |  | INDKOM | INDKOM | 9836S073 | N/A | TMN SRI RAYA (KAUSAR) | SUBSTATION | Unknown | Unknown | Unknown | DISTRIBUTION | TNB | CHERAS | Unknown | 75 |  |  | Unknown | Unknown |  | LINE |  | 28 | 630.000 A | 0.63 | 50 | 20 | B01794 | NO | N/A |  |  |  | 0 | TAMAN SERIRAYA /PRIMASURIA |  | 3
257456316 | B01797 | B01797 | 6786432 | 6784895 | BCRS/PCE/J00033/MB01794 | 300267731 | Existing | RYB | LMAS-8 | B01798 BT9 JLN H.LANGAT | CLOSED | CLOSED | LINK | 11.000 kV | 11 kV | GAS | 1999-11-01 | 1998 | 9836S073 |  | INDKOM | INDKOM | 9836S073 | N/A | TMN SRI RAYA (KAUSAR) | SUBSTATION | Unknown | Unknown | Unknown | DISTRIBUTION | TNB | CHERAS | Unknown | 75 |  |  | Unknown | Unknown |  | LINE |  | 28 | 630.000 A | 0.63 | 50 | 20 | B01797 | NO |  |  |  |  | 0 | TAMAN SERIRAYA /PRIMASURIA |  | 3
257456339 | B04401 |  | 6848735 | 6848734 | BCRS/PCE/J00665/MBB04400 | 300270679 | Existing | RYB | BLKG-13 | B04403 BUKIT BAYU NO 6 | CLOSED | CLOSED | LINK | 12.000 kV | 11 kV | GAS | 1999-11-01 | 1999 | B993168 |  | FALCON BETA | TAMCO |  |  | BUKIT BAYU NO 5 | Unknown | Unknown | Unknown | Unknown | DISTRIBUTION | TNB | CHERAS | Unknown | 75 |  |  |  | Unknown |  |  |  | 28 | 630.000 A | 0.63 | 50 | 20 | B04401 | [5 empty] | 0 | BUKIT BAYU NO 5 |  | 3
257456343 | B04400 |  | 6848738 | 6848737 | BCRS/PCE/J00665/MBB04400 | 300270679 | Existing | RYB | BLKG-13 | B04397 BUKIT BAYU NO 4 | CLOSED | CLOSED | LINK | 12.000 kV | 11 kV | GAS | 1999-11-01 | 1999 | B993168 |  | FALCON BETA | TAMCO |  |  | BUKIT BAYU NO 5 | Unknown | Unknown | Unknown | Unknown | DISTRIBUTION | TNB | CHERAS | Unknown | 75 |  |  |  | Unknown |  |  |  | 28 | 630.000 A | 0.63 | 50 | 20 | B04400 | [5 empty] | 0 | BUKIT BAYU NO 5 |  | 3
257456366 | B06949 | B06949 | 6943590 | 6943589 | BCRS/PCE/J00776/MBB06949 | 300271308 | Existing | RYB | PMU KJNG-8 | B04220 GIRIMAS NO 2 | CLOSED | CLOSED | LINK | 12.000 kV | 11 kV | GAS | 18/07/1998 | 2006 | 23660 |  | VEI | VEI | 23660 | N/A | BKT ANGKAT NO 2 | SUBSTATION | Unknown | Unknown | Unknown | DISTRIBUTION | TNB | CHERAS | Unknown | 75 |  |  | Unknown | Unknown |  | LINE |  | 28 | 630.000 A | 0.63 | 50 | 20 | B06949 | NO | N/A |  |  |  | 0 | PADAT BKT ANGKAT NO 2 |  | 3
257456370 | B06951 | B06951 | 6943593 | 6943592 | BCRS/PCE/J00776/MBB06949 | 300271308 | Existing | RYB | PMU KJNG-8 | B04221 LCL FURNITURE | CLOSED | CLOSED | LINK | 12.000 kV | 11 kV | GAS | 18/07/1998 | 2006 | 23660 |  | VEI | VEI | 23660 | N/A | BKT ANGKAT NO 2 | SUBSTATION | Unknown | Unknown | Unknown | DISTRIBUTION | TNB | CHERAS | Unknown | 75 |  |  | Unknown | Unknown |  | LINE |  | 28 | 630.000 A | 0.63 | 50 | 20 | B06951 | NO | N/A |  |  |  | 0 | PADAT BKT ANGKAT NO 2 |  | 3
257456399 | B02704 | B02704 | 6785344 | 6785343 | BCRS/PCE/J00411/MBB02701 | 300011189 | Existing | RYB | TAMI-2 | B02705 BERKAT HASIL NO 4A | CLOSED | CLOSED | LINK | 11.000 kV | 11 kV | OIL | 2014-11-01 | 0 | 17025-225R |  | BRUSH | ABB | 87025-225B | N/A | BERKAT HASIL NO 5 | SUBSTATION | Unknown | Unknown | Unknown | DISTRIBUTION | TNB | CHERAS | Unknown | 75 |  |  | Unknown | Unknown |  | LINE |  | 28 | 400.000 A | 0.63 | 50 | 20 | B02704 | NO | N/A |  |  |  | 0 | BERKAT HASIL NO 5 |  | 3
257456405 | B02701 | B02701 | 6785362 | 6785361 | BCRS/PCE/J00411/MBB02701 | 300011189 | Existing | RYB | TAMI-2 | TAMI-2 | CLOSED | CLOSED | LINK | 11.000 kV | 11 kV | OIL | 2014-11-01 | 0 | L19/1/704R |  | BRUSH | ABB | 87025-224B | N/A | BERKAT HASIL NO 5 | SUBSTATION | Unknown | Unknown | Unknown | DISTRIBUTION | TNB | CHERAS | Unknown | 75 |  |  | Unknown | Unknown |  | LINE |  | 28 | 400.000 A | 0.63 | 50 | 20 | B02701 | NO | N/A |  |  |  | 0 | BERKAT HASIL NO 5 |  | 3
257456428 | B02828 | PE SUPERSAVE COPORATION | 6849582 | 6849581 | BCRS/PCE/J00614/MBB02828 | 300270092 | Existing | RYB | BLKG-5 | B09412 PE SUPERSAVE COPORATION | CLOSED | CLOSED | LINK | 12.000 kV | 11 kV | GAS | 1995-11-01 | 1995 | B950261 | Unknown | FALCON BETA | TAMCO | B950261 |  | YWE | SUBSTATION | Unknown | Unknown | Unknown | DISTRIBUTION | TNB | CHERAS | Unknown | 75 |  |  | Unknown | Unknown |  | Unknown |  | 28 | 630.000 A | 0.63 | 50 | 20 | B02828 | Unknown |  |  |  |  | 0 | YWE SDN BHD |  | 3
257456432 | B02830 | PE TIMESS MILION | 6849585 | 6849584 | BCRS/PCE/J00614/MBB02828 | 300270092 | Existing | RYB | BLKG-5 | B07219 PE TIMESS MILION | CLOSED | CLOSED | LINK | 12.000 kV | 11 kV | GAS | 1995-11-01 | 1995 | B950261 | Unknown | FALCON BETA | TAMCO | B950261 |  | YWE | SUBSTATION | Unknown | Unknown | Unknown | DISTRIBUTION | TNB | CHERAS | Unknown | 75 |  |  | Unknown | Unknown |  | Unknown |  | 28 | 630.000 A | 0.63 | 50 | 20 | B02830 | Unknown |  |  |  |  | 0 | YWE SDN BHD |  | 3
257456459 | B06689 | B06689 | 6951874 | 6951873 | BCRS/PCE/J00268/MB | 300431430 | Existing | RYB | MHCR-14 | B06330 BDR MAHKOTA CHERAS NO 5 | CLOSED | CLOSED | LINK | 12.000 kV | 11 kV | GAS | 2002-11-01 | 2002 | D221622 |  | FALCON BETA | TAMCO | D221622 | N/A | RUMAH PAM BDR MAHKOTA CHERAS | SUBSTATION | Unknown | Unknown | Unknown | DISTRIBUTION | TNB | CHERAS | Unknown | 75 |  |  | Unknown | Unknown |  | LINE |  | 28 | 630.000 A | 0.63 | 50 | 20 | B06689 | NO | N/A |  |  |  | 0 | BDR MAHKOTA CHERAS RUMAH PAM |  | 3
257456465 | B06692 | B06692 | 6951892 | 6951891 | BCRS/PCE/J00268/MB | 300431430 | Existing | RYB | MHCR-14 | B07202 JLN DAYANG 4/8 BMC | CLOSED | CLOSED | LINK | 12.000 kV | 11 kV | GAS | 2002-11-01 | 2002 | D221622 |  | FALCON BETA | TAMCO | D221622 | N/A | RUMAH PAM BDR MAHKOTA CHERAS | SUBSTATION | Unknown | Unknown | Unknown | DISTRIBUTION | TNB | CHERAS | Unknown | 75 |  |  | Unknown | Unknown |  | LINE |  | 28 | 630.000 A | 0.63 | 50 | 20 | B06692 | NO | N/A |  |  |  | 0 | BDR MAHKOTA CHERAS RUMAH PAM |  | 3
257456564 | B07432 | PANGSAPURI SETIA KASTURI | 6857928 | 6857927 | BCRS/PCE/J00782/MBB07432 | 300272336 | Existing | RYB | CJYA-6 | B06969 PANGSAPURI SETIA KASTURI | CLOSED | CLOSED | LINK | 12.000 kV | 11 kV | GAS | 2003-11-11 | 2003 | B237404 |  | FALCON BETA | TAMCO | B237404 |  | SETIA KASTURI NO 4 | Unknown | Unknown | Unknown | Unknown | DISTRIBUTION | TNB | CHERAS | Unknown | 75 |  |  |  | Unknown |  |  |  | 28 | 630.000 A | 0.63 | 50 | 20 | B07432 | [5 empty] | 0 | TAMAN SETIA KASTURI NO4 |  | 3
257456569 | B07434 | TAMAN SETIA KASTURI | 6857940 | 6857939 | BCRS/PCE/J00782/MBB07432 | 300272336 | Existing | RYB | CJYA-6 | B01370 TAMAN SETIA KASTURI | CLOSED | CLOSED | LINK | 12.000 kV | 11 kV | GAS | 2003-11-11 | 2003 | B237404 |  | FALCON BETA | TAMCO | B237404 |  | SETIA KASTURI NO 4 | Unknown | Unknown | Unknown | Unknown | DISTRIBUTION | TNB | CHERAS | Unknown | 75 |  |  |  | Unknown |  |  |  | 28 | 630.000 A | 0.63 | 50 | 20 | B07434 | [5 empty] | 0 | TAMAN SETIA KASTURI NO4 |  | 3
257458727 | B07823 | B07823 | 7000296 | 7000295 | BCRS/PCE/J00670/MBB07821 | 300270694 | Existing | RYB | TAMI-3 | B06146 APARTMENT RAKYAT | CLOSED | CLOSED | LINK | 12.000 kV | 11 kV | GAS | 2003-11-01 | 2003 | 11271 |  | VEI | VEI | 11271 |  | SETIA NO 2 BALAKONG | SUBSTATION | Unknown | Unknown | Unknown | DISTRIBUTION | TNB | CHERAS | Unknown | 75 |  |  | Unknown | Unknown |  | LINE |  | 28 | 630.000 A | 0.63 | 50 | 20 | B07823 | Unknown |  |  |  |  | 0 | TMN SETIA 2 BALAKONG |  | 3
257458732 | B07821 | B07821 | 7000302 | 7000301 | BCRS/PCE/J00670/MBB07821 | 300270694 | Existing | RYB | TAMI-3 | B01440 PANG HONG | CLOSED | CLOSED | LINK | 12.000 kV | 11 kV | GAS | 2003-11-01 | 2003 | 11271 |  | VEI | VEI | 11271 |  | SETIA NO 2 BALAKONG | SUBSTATION | Unknown | Unknown | Unknown | DISTRIBUTION | TNB | CHERAS | Unknown | 75 |  |  | Unknown | Unknown |  | LINE |  | 28 | 630.000 A | 0.63 | 50 | 20 | B07821 | Unknown |  |  |  |  | 0 | TMN SETIA 2 BALAKONG |  | 3
257458817 | B11527 | PPU BUKIT BELIMBING VCB11 | 6803654 | 6803653 | BCRS/PCE/J00570/MB1 | 300431594 | Existing | RYB | PBEL(P)-11 | PPU BUKIT BELIMBING VCB11 | CLOSED | CLOSED | LINK | 12.000 kV | 11 kV | GAS | 1998-11-01 | 1995 | B950062 | Unknown | SCHNEIDER | INDKOM | SF-2011-W14-1-0115 | Not applicable | PADAT LOT 1898 JLN KPB 9 | SUBSTATION | Unknown | YES | Unknown | DISTRIBUTION | TNB | CHERAS | Unknown | 75 | Unknown | Unknown | Unknown | NO |  | LINE |  | 28 | 630.000 A | 0.63 | 50 | 20 | B11527 | NO | Not applicable |  |  | Unknown | Unknown | CHONG SAN PRAWN CRACKERSNCONFEC |  | 3
257458822 | B11529 | PE DIAMOND PROPERTIES | 6803666 | 6803665 | BCRS/PCE/J00570/MB1 | 300431594 | Existing | RYB | PBEL(P)-11 | B01268 PE DIAMOND PROPERTIES | CLOSED | CLOSED | LINK | 12.000 kV | 11 kV | GAS | 1998-11-01 | 1995 | B950062 | Unknown | SCHNEIDER | INDKOM | SF-2011-W14-1-0115 | Not applicable | PADAT LOT 1898 JLN KPB 9 | SUBSTATION | Unknown | YES | Unknown | DISTRIBUTION | TNB | CHERAS | Unknown | 75 | Unknown | Unknown | Unknown | NO |  | LINE |  | 28 | 630.000 A | 0.63 | 50 | 20 | B11529 | NO | Not applicable |  |  | Unknown | Unknown | CHONG SAN PRAWN CRACKERSNCONFEC |  | 3
257460315 | B01345 | B01347 | 6834309 | 6834308 | BCRS/PCE/J00786/MBB01345 | 300272356 | Existing | RYB | CJYA-3 | B01348 TANMING RAYA NO 3 | CLOSED | CLOSED | LINK | 11.000 kV | 11 kV | GAS | 18/07/1998 | 1998 | LM1851214 |  | OMAZABAL | OMAZABAL | LM1851214 | N/A | TANMING RAYA NO 4 | SUBSTATION | Unknown | Unknown | Unknown | DISTRIBUTION | TNB | CHERAS | Unknown | 75 |  |  | Unknown | Unknown |  | LINE |  | 28 | 630.000 A | 0.63 | 50 | 20 | B01345 | NO | N/A |  |  |  | 0 | TANMING RAYA NO 4 |  | 3
257460319 | B01347 | B01345 | 6834312 | 6834311 | BCRS/PCE/J00786/MBB01345 | 300272356 | Existing | RYB | CJYA-3 | B01344 SAMWON RUBBER | CLOSED | CLOSED | LINK | 11.000 kV | 11 kV | GAS | 18/07/1998 | 1998 | LM1851214 |  | OMAZABAL | OMAZABAL | LM1851214 | N/A | TANMING RAYA NO 4 | SUBSTATION | Unknown | Unknown | Unknown | DISTRIBUTION | TNB | CHERAS | Unknown | 75 |  |  | Unknown | Unknown |  | LINE |  | 28 | 630.000 A | 0.63 | 50 | 20 | B01347 | NO | N/A |  |  |  | 0 | TANMING RAYA NO 4 |  | 3
257460418 | B08450 | PE ALLIED FOAM | 6811785 | 6811784 | BCRS/PCE/J00461/MB | 300431557 | Existing | RYB | PBEL(P)-5 | B09269 PE ALLIED FOAM | CLOSED | CLOSED | LINK | 12.000 kV | 11 kV | GAS | 18/07/1998 | 0 | R0437384SF | Unknown | MERLIN GERIN | MERLIN GERIN | R0437384SF |  | Y&L METAL INDUSTRIES - B2330 | SUBSTATION | Unknown | Unknown | Unknown | DISTRIBUTION | TNB | CHERAS | Unknown | 75 |  |  | Unknown | Unknown |  | Unknown |  | 28 | 630.000 A | 0.63 | 50 | 18.5 | B08450 | Unknown |  |  |  |  | 0 | YNL METAL INDUSTRIES SDN BHD |  | 3
257460422 | B08447 | PE GIACOMO MARKETING(M) SDN BHD | 6811791 | 6811790 | BCRS/PCE/J00461/MB | 300431557 | Existing | RYB | PBEL(P)-5 | B11684 PE GIACOMO MARKETING(M) SDN BHD | CLOSED | CLOSED | LINK | 12.000 kV | 11 kV | GAS | 18/07/1998 | 0 | R0437384SF | Unknown | MERLIN GERIN | MERLIN GERIN | R0437384SF |  | Y&L METAL INDUSTRIES - B2330 | SUBSTATION | Unknown | Unknown | Unknown | DISTRIBUTION | TNB | CHERAS | Unknown | 75 |  |  | Unknown | Unknown |  | Unknown |  | 28 | 630.000 A | 18.5 | 50 | 18.5 | B08447 | Unknown |  |  |  |  | 0 | YNL METAL INDUSTRIES SDN BHD |  | 3
257460426 | B08449 | SPARE | 6811795 | 6811794 | BCRS/PCE/J00461/MB | 300431557 | Existing | RYB | PBEL(P)-5 | SPARE | OPEN | OPEN | LINK | 12.000 kV | 11 kV | GAS | 18/07/1998 | 0 | R0437384SF | Unknown | MERLIN GERIN | MERLIN GERIN | R0437384SF |  | Y&L METAL INDUSTRIES - B2330 | SUBSTATION | Unknown | Unknown | Unknown | DISTRIBUTION | TNB | CHERAS | Unknown | 75 |  |  | Unknown | Unknown |  | Unknown |  | 28 | 630.000 A | 0.63 | 50 | 18.5 | B08449 | Unknown |  |  |  |  | 0 | YNL METAL INDUSTRIES SDN BHD |  | 3
257461650 | B09449 |  | 6787470 | 6787469 |  |  | Existing | RYB | MHCR-9 | B02327 TMN MAS JAYA INDUSTRI NO 2 | CLOSED | CLOSED | LINK | 12.000 kV | 11 kV | GAS |  | 2006 | 23759 |  | VEI | VEI |  |  | JLN.MAS JAYA, MAS JAYA NO 2 | Unknown | Unknown | Unknown | Unknown | DISTRIBUTION | TNB | CHERAS | Unknown | 75 |  |  |  | Unknown |  |  |  | 28 | 630.000 A | 0.63 | 50 | 20 | B09449 | [5 empty] | 0 | JLN MAS JAYA, TAMAN MAS JAYA |  | 3
257461656 | B09446 |  | 6787488 | 6787487 |  |  | Existing | RYB | MHCR-9 | B10210 JLN MAS JAYA, TMN MAS JAYA N | CLOSED | CLOSED | LINK | 12.000 kV | 11 kV | GAS |  | 2006 | 23759 |  | VEI | VEI |  |  | JLN.MAS JAYA, MAS JAYA NO 2 | Unknown | Unknown | Unknown | Unknown | DISTRIBUTION | TNB | CHERAS | Unknown | 75 |  |  |  | Unknown |  |  |  | 28 | 630.000 A | 0.63 | 50 | 20 | B09446 | [5 empty] | 0 | JLN MAS JAYA, TAMAN MAS JAYA |  | 3
257462039 | B01825 | B01825 | 6800275 | 6800274 | BCRS/PCE/J00367/MB | 300010540 | Existing | RYB | MHCR-13 | B10467 POLAR ICE CREAM SDN B | CLOSED | CLOSED | LINK | 12.000 kV | 11 kV | GAS | 2005-11-11 | 2006 | B2510625 |  | FALCON BETA | TAMCO | B2510625 | N/A | WATTA BATTERY NO 2 | SUBSTATION | Unknown | Unknown | Unknown | DISTRIBUTION | TNB | CHERAS | Unknown | 75 |  |  | Unknown | Unknown |  | LINE |  | 28 | 630.000 A | 0.63 | 50 | 20 | B01825 | NO | N/A |  |  |  | 0 | WATTA NO 2 |  | 3
257462043 | B01823 | B01823 | 6800278 | 6800277 | BCRS/PCE/J00367/MB | 300010540 | Existing | RYB | MHCR-13 | B01822 TERRAZO | CLOSED | CLOSED | LINK | 12.000 kV | 11 kV | GAS | 2005-11-11 | 2006 | B2510625 |  | FALCON BETA | TAMCO | B2510625 | N/A | WATTA BATTERY NO 2 | SUBSTATION | Unknown | Unknown | Unknown | DISTRIBUTION | TNB | CHERAS | Unknown | 75 |  |  | Unknown | Unknown |  | LINE |  | 28 | 630.000 A | 0.63 | 50 | 20 | B01823 | NO | N/A |  |  |  | 0 | WATTA NO 2 |  | 3
257462072 | B02330 | KONDOMINIUM LANGAT JAYA | 6782942 | 6782941 | BCRS/PCE/J00098/MBB02327 | 300004473 | Existing | RYB | MHCR-9 | B08458 KONDOMINIUM LANGAT JAYA | CLOSED | CLOSED | LINK | 11.000 kV | 11 kV | GAS | 1994-11-11 | 0 | 9735SO58 |  |  | INDKOM |  |  | TMN MAS JAYA IND NO 2 | Unknown | Unknown | Unknown | Unknown | DISTRIBUTION | TNB | CHERAS | Unknown | 75 |  |  |  | Unknown |  |  |  | 28 | 630.000 A | 0.63 | 50 | 20 | B02330 | [5 empty] | 0 | MAS JAYA INDUSTRI NO 2 |  | 3
257462078 | B02327 | JLN MAS JAYA TMN MAS JAYA | 6782959 | 6782958 | BCRS/PCE/J00098/MBB02327 | 300004473 | Existing | RYB | MHCR-9 | B09449 JLN MAS JAYA TMN MAS JAYA | CLOSED | CLOSED | LINK | 11.000 kV | 11 kV | GAS | 1994-11-11 | 0 | 9735SO58 |  |  | INDKOM |  |  | TMN MAS JAYA IND NO 2 | Unknown | Unknown | Unknown | Unknown | DISTRIBUTION | TNB | CHERAS | Unknown | 75 |  |  |  | Unknown |  |  |  | 28 | 630.000 A | 0.63 | 50 | 20 | B02327 | [5 empty] | 0 | MAS JAYA INDUSTRI NO 2 |  | 3
257462128 | B08262 |  | 6819160 | 6819159 | BCRS/PCE/J00780/MBB08262 | 300272327 | Existing | RYB | PMU KJNG-2 | B08402 SHUKOR SAKAM AIS RINTK BT 12 | CLOSED | CLOSED | LINK | 12.000 kV | 11 kV | GAS | 18/07/1998 | 2003 | 11293 |  | VEI | VEI |  |  | COMPACT PAM MINYAK PROJET GRAND SAGA | Unknown | Unknown | Unknown | Unknown | DISTRIBUTION | TNB | CHERAS | Unknown | Unknown |  |  |  | Unknown |  |  |  |  | 630.000 A | 20 | 20 | 20 | B08262 | [5 empty] | 0 | PAM MINYAK PROJET GRAND SAGA |  | 3
257462132 | B08264 |  | 6819163 | 6819162 | BCRS/PCE/J00780/MBB08262 | 300272327 | Existing | RYB | PMU KJNG-2 | B14966 PE STN MRT BUKIT DUKONG | CLOSED | CLOSED | LINK | 12.000 kV | 11 kV | GAS | 18/07/1998 | 2003 | 11293 |  | VEI | VEI |  |  | COMPACT PAM MINYAK PROJET GRAND SAGA | Unknown | Unknown | Unknown | Unknown | DISTRIBUTION | TNB | CHERAS | Unknown | Unknown |  |  |  | Unknown |  |  |  |  | 630.000 A | 20 | 20 | 20 | B08264 | [5 empty] | 0 | PAM MINYAK PROJET GRAND SAGA |  | 3
257462972 | B08195 | B08195 | 6989432 | 6989431 | BCRS/PCE/J00674/MBB08192 | 300270708 | Existing | RYB | TSRA-3 | B05099 CONDO DESA KARUMAS | CLOSED | CLOSED | LINK | 12.000 kV | 11 kV | GAS | 2004-11-01 | 2004 | D242869 |  | FALCON BETA | TAMCO | D242869 |  | TMN BKT EMAS NO 2 | SUBSTATION | Unknown | Unknown | Unknown | DISTRIBUTION | TNB | CHERAS | Unknown | 75 |  |  | Unknown | Unknown |  | LINE |  | 28 | 630.000 A | 0.63 | 50 | 20 | B08195 | Unknown |  |  |  |  | 0 | TAMAN BUKIT EMAS 2 |  | 3
257462977 | B08192 | B08192 | 7002498 | 7002497 | BCRS/PCE/J00674/MBB08192 | 300270708 | Existing | RYB | TSRA-3 | B08191 TAMAN BUKIT EMAS NO 1 | CLOSED | CLOSED | LINK | 12.000 kV | 11 kV | GAS | 2004-11-01 | 2004 | D242869 |  | FALCON BETA | TAMCO | D242869 |  | TMN BKT EMAS NO 2 | SUBSTATION | Unknown | Unknown | Unknown | DISTRIBUTION | TNB | CHERAS | Unknown | 75 |  |  | Unknown | Unknown |  | LINE |  | 28 | 630.000 A | 0.63 | 50 | 20 | B08192 | Unknown |  |  |  |  | 0 | TAMAN BUKIT EMAS 2 |  | 3
257463265 | B02623 | PE COUNTRY HEIGHT PARADE NO.2 | 16303995 | 16303994 |  |  | Existing | RYB |  | B02621 PE COUNTRY HEIGHT PARADE NO.2 | CLOSED | CLOSED | LINK | 12.000 kV | 11 kV | GAS |  | 1998 | B982355 | Unknown | FALCON BETA | TAMCO | B982355 |  | COUNTRY HEIGHT PARADE NO 3 | SUBSTATION | Unknown | Unknown | Unknown | DISTRIBUTION | TNB | CHERAS | Unknown | 75 |  |  | Unknown | Unknown |  | Unknown |  | 28 | 630.000 A | 0.63 | 50 | 20 | B02623 | Unknown |  |  |  |  | 0 | COUNTRY HEIGHT PARADE NO.3 |  | 3
257463269 | B02624 | PE MINES RESORT NO.1 | 16303998 | 16303997 |  |  | Existing | RYB |  | B02614 PE MINES RESORT NO.1 | CLOSED | CLOSED | LINK | 12.000 kV | 11 kV | GAS |  | 1998 | B982355 | Unknown | FALCON BETA | TAMCO | B982355 |  | COUNTRY HEIGHT PARADE NO 3 | SUBSTATION | Unknown | Unknown | Unknown | DISTRIBUTION | TNB | CHERAS | Unknown | 75 |  |  | Unknown | Unknown |  | Unknown |  | 28 | 630.000 A | 0.63 | 50 | 20 | B02624 | Unknown |  |  |  |  | 0 | COUNTRY HEIGHT PARADE NO.3 |  | 3
257463357 | B01277 | B01277 | 6838301 | 6838300 | BCRS/PCE/J00283/MBB01275 | 300010027 | Existing | RYB | PBEL(P)-3 | B01278 WENG ZHENG | CLOSED | CLOSED | LINK | 12.000 kV | 11 kV | GAS | 2005-11-01 | 2005 | 1322 | Unknown | VEI | VEI | 1322 |  | ENG SIONG | SUBSTATION | Unknown | Unknown | Unknown | DISTRIBUTION | TNB | CHERAS | Unknown | 75 |  |  | Unknown | Unknown |  | LINE |  | 28 | 630.000 A | 0.63 | 50 | 20 | B01277 | Unknown |  |  |  |  | 0 | ENG SEONG |  | 3
257463361 | B01275 | B01275 | 6838304 | 6838303 | BCRS/PCE/J00283/MBB01275 | 300010027 | Existing | RYB | PBEL(P)-3 | B01274 EXSULA LANDSCAPE | CLOSED | CLOSED | LINK | 12.000 kV | 11 kV | GAS | 2005-11-01 | 2005 | 1322 | Unknown | VEI | VEI | 1322 |  | ENG SIONG | SUBSTATION | Unknown | Unknown | Unknown | DISTRIBUTION | TNB | CHERAS | Unknown | 75 |  |  | Unknown | Unknown |  | LINE |  | 28 | 630.000 A | 0.63 | 50 | 20 | B01275 | Unknown |  |  |  |  | 0 | ENG SEONG |  | 3
257464142 | B08611 |  | 6946534 | 6946533 | BCRS/PCE/J00452/MBB08609 | 300270036 | Existing | RYB | MHCR-11 | B06591 LOJI RAWATAN SISA NO 1 BMC | CLOSED | CLOSED | LINK | 12.000 kV | 11 kV | GAS | 2005-11-01 | 2005 |  |  | TAMCO | TAMCO | B225789 |  | JLN PAHLAWAN 1/3 | Unknown | Unknown | Unknown | Unknown | DISTRIBUTION | TNB | CHERAS | Unknown | 75 |  |  |  | Unknown |  |  |  | 28 | 630.000 A | 0.63 | 50 | 20 | B08611 | [5 empty] | 0 | BMC JLN PAHLAWAN 1/3 |  | 3
257464146 | B08609 |  | 6946543 | 6946542 | BCRS/PCE/J00452/MBB08609 | 300270036 | Existing | RYB | MHCR-11 | B08608 JLN PAHLAWAN 6/3 | CLOSED | CLOSED | LINK | 12.000 kV | 11 kV | GAS | 2005-11-01 | 2005 |  |  | TAMCO | TAMCO | B225789 |  | JLN PAHLAWAN 1/3 | Unknown | Unknown | Unknown | Unknown | DISTRIBUTION | TNB | CHERAS | Unknown | 75 |  |  |  | Unknown |  |  |  | 28 | 630.000 A | 0.63 | 50 | 20 | B08609 | [5 empty] | 0 | BMC JLN PAHLAWAN 1/3 |  | 3
257464176 | B09336 |  | 6930322 | 6930321 | BCRS/PCE/J00554/MBB09336 | 300268516 | Existing | RYB | TAMI-6 | TAMI-6 | CLOSED | CLOSED | LINK | 12.000 kV | 11 kV | GAS | 18/07/1998 | 2007 | D274531 |  | FALCON BETA | TAMCO | D274531 |  | TANMING JAYA INDUSTRIAL PARK | Unknown | Unknown | Unknown | Unknown | DISTRIBUTION | TNB | CHERAS | Unknown | 75 |  |  |  | Unknown |  |  |  | 28 | 630.000 A | 0.63 | 50 | 20 | B09336 | [5 empty] | 0 | TAMING JAYA INDUSTRIAL PARK |  | 3
257464182 | B09339 |  | 6930344 | 6930343 | BCRS/PCE/J00554/MBB09336 | 300268516 | Existing | RYB | TAMI-6 | B02786 DESA KL | CLOSED | CLOSED | LINK | 12.000 kV | 11 kV | GAS | 18/07/1998 | 2007 | D274531 | Unknown | FALCON BETA | TAMCO | D274531 |  | TANMING JAYA INDUSTRIAL PARK | Unknown | Unknown | Unknown | Unknown | DISTRIBUTION | TNB | CHERAS | Unknown | 75 |  |  | Unknown | Unknown |  |  |  | 28 | 630.000 A | 0.63 | 50 | 20 | B09339 | Unknown |  |  |  |  | 0 | TAMING JAYA INDUSTRIAL PARK |  | 3
257465661 | B09095 | B09095 | 6819478 | 6819499 | BCRS/PCE/J00507/MBB09095 | 300267376 | Existing | RYB | LMAS-2 | B10382 PUSAT PERNIAGAAN MASRIA | CLOSED | CLOSED | LINK | 12.000 kV | 11 kV | GAS | 18/07/1998 | 2005 | CV744626-000270/010 |  | SIEMENS | SIEMENS | CV744626-000270/010 | N/A | JLN MAS 3 TMN LAGENDA MAS | SUBSTATION | Unknown | Unknown | Unknown | DISTRIBUTION | TNB | CHERAS | Unknown | 75 |  |  | Unknown | Unknown |  | LINE |  | 28 | 630.000 A | 0.63 | 50 | 20 | B09095 | NO | N/A |  |  |  | 0 | TMN LAGENDA MAS |  | 3
257465665 | B09098 | B09098 | 6819479 | 6819494 | BCRS/PCE/J00507/MBB09095 | 300267376 | Existing | RYB | LMAS-2 | B09099 JLN MAS UTAMA | CLOSED | CLOSED | LINK | 12.000 kV | 11 kV | GAS | 18/07/1998 | 2005 | CV744626-000270/010 |  | SIEMENS | SIEMENS | CV744626-000270/010 | N/A | JLN MAS 3 TMN LAGENDA MAS | SUBSTATION | Unknown | Unknown | Unknown | DISTRIBUTION | TNB | CHERAS | Unknown | 75 |  |  | Unknown | Unknown |  | LINE |  | 28 | 630.000 A | 0.63 | 50 | 20 | B09098 | NO | N/A |  |  |  | 0 | TMN LAGENDA MAS |  | 3
257466443 | B01580 |  | 6764824 | 6764823 | BCRS/PCE/J00358/MBB01850 | 300510394 | Existing | RYB | BLKG-8 | B01849 LUB TECHNOLOGY | CLOSED | OPEN | LINK | 16.000 kV | 11 kV | GAS |  | 0 | KSS/1131 |  | INDKOM | INDKOM | 15032214697DE |  | KAW PERUSAHAAN CHERAS JAYA NO 1 | Unknown | Unknown | Unknown | Unknown | DISTRIBUTION | TNB | CHERAS | Unknown | 75 |  |  |  | Unknown |  |  |  | 28 | 630.000 A | 0.63 | 50 | 20 | B01580 | [5 empty] | 0 | KAW PERUSAHAAN CHERAS JAYA NO 1 |  | 3
257466449 | B01852 |  | 6764847 | 6764846 | BCRS/PCE/J00358/MBB01850 | 300510394 | Existing | RYB | BLKG-8 | B06625 JELITA HEIGHT CRS JAYA | CLOSED | CLOSED | LINK | 16.000 kV | 11 kV | GAS |  | 0 | KSS/1131 |  | INDKOM | INDKOM | 15032214697DE |  | KAW PERUSAHAAN CHERAS JAYA NO 1 | Unknown | Unknown | Unknown | Unknown | DISTRIBUTION | TNB | CHERAS | Unknown | 75 |  |  |  | Unknown |  |  |  | 28 | 630.000 A | 0.63 | 50 | 20 | B01852 | [5 empty] | 0 | KAW PERUSAHAAN CHERAS JAYA NO 1 |  | 3
257466530 |  | B09231 | 6925000 | 6924986 |  |  | Existing | RYB | MINE-11 | 11KV BUSBAR | CLOSED | OPEN | BUSBAR SECTION | 12.000 kV | 11 kV | AIR |  | 2006 |  |  | TOPRANK | TOPRANK | HV12C1N29 | HV12C1N29 | MINES HERITAGE | Unknown | Unknown | Unknown | Unknown | DISTRIBUTION | TNB | CHERAS | Unknown | 75 |  |  | Unknown | Unknown |  | LINE |  | 28 | 800.000 A | 20 | 50 | 20 |  | NO |  |  |  |  | 0 | THE MINES HERITAGE |  | 3
257466595 | B09409 | PE K.K METAL PROCESSING SDN.BHD. | 6854475 | 6854474 | BCRS/PCE/J00613/MBB09409 | 300270088 | Existing | RYB | BLKG-5 | B08720 PE K.K METAL PROCESSING SDN.BHD. | CLOSED | CLOSED | LINK | 12.000 kV | 11 kV | GAS | 2006-11-01 | 2006 | 23222 | Unknown | VEI | VEI | 23222 |  | SUPERSAVE C.P | SUBSTATION | Unknown | Unknown | Unknown | DISTRIBUTION | TNB | CHERAS | Unknown | 75 |  |  | Unknown | Unknown |  | Unknown |  | 28 | 630.000 A | 0.63 | 50 | 20 | B09409 | Unknown |  |  |  |  | 0 | SUPERSAVE CORPORATION SDN BHD |  | 3
257466601 | B09412 | PE YWE SDN BHD | 6854493 | 6854492 | BCRS/PCE/J00613/MBB09409 | 300270088 | Existing | RYB | BLKG-5 | B02828 PE YWE SDN BHD | CLOSED | CLOSED | LINK | 12.000 kV | 11 kV | GAS | 2006-11-01 | 2006 | 23222 | Unknown | VEI | VEI | 23222 |  | SUPERSAVE C.P | SUBSTATION | Unknown | Unknown | Unknown | DISTRIBUTION | TNB | CHERAS | Unknown | 75 |  |  | Unknown | Unknown |  | Unknown |  | 28 | 630.000 A | 0.63 | 50 | 20 | B09412 | Unknown |  |  |  |  | 0 | SUPERSAVE CORPORATION SDN BHD |  | 3
257467892 | B01944 |  | 6789990 | 6790002 | BCRS/PCE/J00688/MBB01942 | 300270758 | Existing | RYB | PBEL(P)-9 | B01945 PE SUN HAP SENG | CLOSED | CLOSED | LINK | 11.000 kV | 11 kV | GAS | 1997-11-01 | 1997 | 9720S080 | Unknown | F_and_G | INDKOM | 9720S080 |  | YAT ENGINEERING | Unknown | Unknown | Unknown | Unknown | DISTRIBUTION | TNB | CHERAS | Unknown | 75 |  |  |  | Unknown |  | Unknown |  | 28 | 630.000 A | 0.63 | 50 | 20 | B01944 | Unknown |  |  |  |  | 0 | YAT ENGRG WORKS |  | 3
257467896 | B01942 |  | 6789991 | 6790004 | BCRS/PCE/J00688/MBB01942 | 300270758 | Existing | RYB | PBEL(P)-9 | B12566 PE TECK LEE FOUNDRY | CLOSED | CLOSED | LINK | 11.000 kV | 11 kV | GAS | 1997-11-01 | 1997 | 9720S080 | Unknown | F_and_G | INDKOM | 9720S080 |  | YAT ENGINEERING | Unknown | Unknown | Unknown | Unknown | DISTRIBUTION | TNB | CHERAS | Unknown | 75 |  |  |  | Unknown |  | Unknown |  | 28 | 630.000 A | 0.63 | 50 | 20 | B01942 | Unknown |  |  |  |  | 0 | YAT ENGRG WORKS |  | 3
257469442 | B00915 |  | 6856358 | 6856357 | BCRS/PCE/J00656/MB | 300270655 | Existing | RYB | BLKG-2 | DESA SERDANG NO 4 | CLOSED | CLOSED | LINK | 12.000 kV | 11 kV | GAS | 1995-11-11 | 1995 | B950116 |  | FALCON BETA | TAMCO |  |  | DESA SERDANG NO 6 | SUBSTATION | Unknown | Unknown | Unknown | DISTRIBUTION | TNB | CHERAS | Unknown | 75 |  |  |  | Unknown |  | LINE |  | 28 | 630.000 A | 0.63 | 50 | 20 | B00915 | Unknown |  |  |  |  | 0 | DESA SERDANG NO 6 |  | 3
257469446 | B00913 | B00912 DESA SERDANG NO.5 | 6856361 | 6856360 | BCRS/PCE/J00656/MB | 300270655 | Existing | RYB | BLKG-2 | B00912 DESA SERDANG NO 5 | CLOSED | CLOSED | LINK | 12.000 kV | 11 kV | GAS | 1995-11-11 | 1995 | B950116 |  | FALCON BETA | TAMCO |  |  | DESA SERDANG NO 6 | SUBSTATION | Unknown | Unknown | Unknown | DISTRIBUTION | TNB | CHERAS | Unknown | 75 |  |  |  | Unknown |  | LINE |  | 28 | 630.000 A | 0.63 | 50 | 20 | B00913 | Unknown |  |  |  |  | 0 | DESA SERDANG NO 6 |  | 3
257469464 | B07554 |  | 6854927 | 6854926 | BCRS/PCE/J00499/MB | 300431592 | Existing | RYB | CJYA-6 | B09071 HONG GUAN AGKICULTURAL | CLOSED | CLOSED | LINK | 11.000 kV | 11 kV | GAS | 18/12/2003 | 2003 | 0344S030 |  | INDKOM | INDKOM | 0344S050 |  | JALAN KASTURI TMN KASTURI | Unknown | Unknown | Unknown | Unknown | DISTRIBUTION | TNB | CHERAS | Unknown | 75 |  |  |  | Unknown |  |  |  | 28 | 630.000 A | 0.63 | 50 | 20 | B07554 | [5 empty] | 0 | JLN KASTURI TMN KASTURI |  | 3
257469468 | B07552 |  | 6854930 | 6854929 | BCRS/PCE/J00499/MB | 300431592 | Existing | RYB | CJYA-6 | B06550 SETIA KASTURI NO 3 | CLOSED | CLOSED | LINK | 11.000 kV | 11 kV | GAS | 18/12/2003 | 2003 | 0344S030 |  | INDKOM | INDKOM | 0344S050 |  | JALAN KASTURI TMN KASTURI | Unknown | Unknown | Unknown | Unknown | DISTRIBUTION | TNB | CHERAS | Unknown | 75 |  |  |  | Unknown |  |  |  | 28 | 630.000 A | 0.63 | 50 | 20 | B07552 | [5 empty] | 0 | JLN KASTURI TMN KASTURI |  | 3
257469505 | B05484 |  | 6889738 | 6889737 | BCRS/PCE/J00123/MBB01656 | 300005123 | Existing | RYB | BTHO-2 | RUMAH KELAB TMN CHERAS PERDANA | OPEN | OPEN | LINK | 11.000 kV | 11 kV | OIL | 13/11/2013 | 0 | R17157-91R |  | TAMCO | ABB | H17157-91A |  | TMN CHERAS PERDANA NO 2 | Unknown | Unknown | Unknown | Unknown | DISTRIBUTION | TNB | CHERAS | Unknown | 75 |  |  |  | Unknown |  |  |  | 28 | 400.000 A | 0.63 | 50 | 20 | B05484 | [5 empty] | 0 | TMN CHERAS PERDANA NO 2 |  | 3
257469510 | B01659 |  | 6889753 | 6889752 | BCRS/PCE/J00123/MBB01656 | 300005123 | Existing | RYB | BTHO-2 | B06554 PERDANA HEIGHT | CLOSED | CLOSED | LINK | 11.000 kV | 11 kV | OIL | 13/11/2013 | 0 | R17157-93R |  | TAMCO | ABB | H17157-93A |  | TMN CHERAS PERDANA NO 2 | Unknown | Unknown | Unknown | Unknown | DISTRIBUTION | TNB | CHERAS | Unknown | 75 |  |  |  | Unknown |  | Unknown |  | 28 | 400.000 A | 0.63 | 50 | 20 | B01659 | [5 empty] | 0 | TMN CHERAS PERDANA NO 2 |  | 3
257469515 | B01656 |  | 6889773 | 6889777 | BCRS/PCE/J00123/MBB01656 | 300005123 | Existing | RYB | BTHO-2 | B01655 CHERAS PERDANA NO 6 | CLOSED | CLOSED | LINK | 11.000 kV | 11 kV | OIL | 13/11/2013 | 0 | R17157-92R |  | TAMCO | ABB | H17157-92A |  | TMN CHERAS PERDANA NO 2 | Unknown | Unknown | Unknown | Unknown | DISTRIBUTION | TNB | CHERAS | Unknown | 75 |  |  |  | Unknown |  |  |  | 28 | 400.000 A | 0.63 | 50 | 20 | B01656 | [5 empty] | 0 | TMN CHERAS PERDANA NO 2 |  | 3
257469539 | B03951 | B03951 | 6999105 | 6999104 | BCRS/PCE/J00966/MB1 | 300319931 | Existing | RYB | SJIM-11 | B03950 TMN MESRA | CLOSED | CLOSED | LINK | 12.000 kV | 11 kV | GAS | 18/07/1998 | 1997 | B971496 |  | FALCON BETA | TAMCO | B971496 | N/A | SUMBER MAJU | SUBSTATION | Unknown | Unknown | Unknown | DISTRIBUTION | TNB | CHERAS | Unknown | 75 |  |  | Unknown | Unknown |  | LINE |  | 28 | 630.000 A | 0.63 | 50 | 20 | B03951 | NO | N/A |  |  |  | 0 | SUMBER MAJU |  | 3
257469544 | B03953 | B03953 | 6999111 | 6999110 | BCRS/PCE/J00966/MB1 | 300319931 | Existing | RYB | SJIM-11 | B08075 JLN MESRA NIAGA | CLOSED | CLOSED | LINK | 12.000 kV | 11 kV | GAS | 18/07/1998 | 1997 | B971496 |  | FALCON BETA | TAMCO | B971496 | N/A | SUMBER MAJU | SUBSTATION | Unknown | Unknown | Unknown | DISTRIBUTION | TNB | CHERAS | Unknown | 75 |  |  | Unknown | Unknown |  | LINE |  | 28 | 630.000 A | 0.63 | 50 | 20 | B03953 | NO | N/A |  |  |  | 0 | SUMBER MAJU |  | 3
257469566 | B07966 | PE LAI CHEE KONG | 7016611 | 7016610 | BCRS/PCE/J00617/MBB07966 | 300270098 | Existing | RYB | BLKG-5 | B02833 PE LAI CHEE KONG | CLOSED | CLOSED | LINK | 12.000 kV | 11 kV | GAS | 2004-11-01 | 2004 | B248370 | Unknown | FALCON BETA | TAMCO | B248370 |  | TROPICAL EXPANSION | SUBSTATION | Unknown | Unknown | Unknown | DISTRIBUTION | TNB | CHERAS | Unknown | 75 |  |  | Unknown | Unknown |  | Unknown |  | 28 | 630.000 A | 0.63 | 50 | 20 | B07966 | Unknown |  |  |  |  | 0 | TROPICAL EXPANSION |  | 3
257469571 | B07968 | PE WING LOONG ENGENERING WORKS | 7016617 | 7016616 | BCRS/PCE/J00617/MBB07966 | 300270098 | Existing | RYB | BLKG-5 | B02834 PE WING LOONG ENGENERING WORKS | CLOSED | CLOSED | LINK | 12.000 kV | 11 kV | GAS | 2004-11-01 | 2004 | B248370 | Unknown | FALCON BETA | TAMCO | B248370 |  | TROPICAL EXPANSION | SUBSTATION | Unknown | Unknown | Unknown | DISTRIBUTION | TNB | CHERAS | Unknown | 75 |  |  | Unknown | Unknown |  | Unknown |  | 28 | 630.000 A | 0.63 | 50 | 20 | B07968 | Unknown |  |  |  |  | 0 | TROPICAL EXPANSION |  | 3
257470214 | B01525 |  | 6758125 | 6758124 | BCRS/PCE/J00301/MB | 300010196 | Existing | RYB | CJYA-4 | B01526 AE TECHNOLOGY NO 2 | OPEN | CLOSED | LINK | 11.000 kV | 11 kV | GAS | 2011-11-11 | 0 | J 4175/1/2L |  | VEI | VEI | 26868 | N/A | SOLID GOLD | SUBSTATION | Unknown | Unknown | Unknown | DISTRIBUTION | TNB | CHERAS | Unknown | 75 |  |  | Unknown | Unknown |  | LINE |  | 28 | 400.000 A | 0.63 | 50 | 20 | B01525 | NO | N/A |  |  |  | 0 | SOLID GOLD |  | 3
257470220 | B01523 | B01523 | 6758143 | 6758142 | BCRS/PCE/J00301/MB | 300010196 | Existing | RYB | CJYA-4 | B01522 ES METAL | CLOSED | CLOSED | LINK | 11.000 kV | 11 kV | GAS | 2011-11-11 | 0 | R07195-13R |  | VEI | VEI | 26868 | N/A | SOLID GOLD | SUBSTATION | Unknown | Unknown | Unknown | DISTRIBUTION | TNB | CHERAS | Unknown | 75 |  |  | Unknown | Unknown |  | LINE |  | 28 | 400.000 A | 0.63 | 50 | 20 | B01523 | NO | N/A |  |  |  | 0 | SOLID GOLD |  | 3
257470242 | B07269 | B07269 | 6759968 | 6759967 | BCRS/PCE/J00684/MBB07267 | 300270744 | Existing | RYB | TSRA-2 | B06841 RMH PANGSA KOS RENDAH | CLOSED | CLOSED | LINK | 12.000 kV | 11 kV | GAS | 2003-11-01 | 2003 | 9701 |  | VEI | VEI | 9701 | N/A | RMH PANGSA KOS RENDAH NO 2 IMPIAN EHSAN | SUBSTATION | Unknown | Unknown | Unknown | DISTRIBUTION | TNB | CHERAS | Unknown | 75 |  |  | Unknown | Unknown |  | LINE |  | 28 | 630.000 A | 20 | 50 | 20 | B07269 | NO | N/A |  |  |  | 0 | RUMAH PANGSA KOS RENDAH NO 2 |  | 3
257470247 | B07267 | B07267 | 6759974 | 6759973 | BCRS/PCE/J00684/MBB07267 | 300270744 | Existing | RYB | TSRA-2 | BKT ANGKAT IND NO 1 | CLOSED | CLOSED | LINK | 12.000 kV | 11 kV | GAS | 2003-11-01 | 2003 | 9701 |  | VEI | VEI | 9701 | N/A | RMH PANGSA KOS RENDAH NO 2 IMPIAN EHSAN | SUBSTATION | Unknown | Unknown | Unknown | DISTRIBUTION | TNB | CHERAS | Unknown | 75 |  |  | Unknown | Unknown |  | LINE |  | 28 | 630.000 A | 20 | 50 | 20 | B07267 | NO | N/A |  |  |  | 0 | RUMAH PANGSA KOS RENDAH NO 2 |  | 3
257470276 | B01348 | PE TAMING RAYA NO 4 | 6833228 | 6833227 | BCRS/PCE/J00580/MBB01348 | 300269142 | Existing | RYB | CJYA-3 | B01347 PE TAMING RAYA NO 4 | OPEN | OPEN | LINK | 11.000 kV | 11 kV | GAS | 18/07/1998 | 0 | R07104-112R | Unknown | TOPRANK | TAMCO | OD3L2T AY 13 | N/A | TANMING RAYA NO 3 | SUBSTATION | Unknown | Unknown | Unknown | DISTRIBUTION | TNB | CHERAS | Unknown | 75 |  |  | Unknown | Unknown |  | LINE |  | 28 | 400.000 A | 0.63 | 50 | 20 | B01348 | NO | N/A |  |  |  | 0 | TMN TANMING NO3 |  | 3
257470282 | B01350 | PPU TAMING JAYA CB 14 | 6833246 | 6833245 | BCRS/PCE/J00580/MBB01348 | 300269142 | Existing | RYB | TAMI-14 | PPU TAMING JAYA CB 14 | CLOSED | CLOSED | LINK | 11.000 kV | 11 kV | GAS | 18/07/1998 | 0 | R07035-64R | Unknown | TOPRANK | TAMCO | OD3L2T AY 13 | N/A | TANMING RAYA NO 3 | SUBSTATION | Unknown | Unknown | Unknown | DISTRIBUTION | TNB | CHERAS | Unknown | 75 |  |  | Unknown | Unknown |  | LINE |  | 28 | 400.000 A | 0.63 | 50 | 20 | B01350 | NO | N/A |  |  |  | 0 | TMN TANMING NO3 |  | 3
257470311 | B07618 | B07618 | 6819352 | 6819351 | BCRS/PCE/J00607/MBB07615 | 300269879 | Existing | RYB | PBEL(P)-2 | B07619 BELIMBING HEIGHT NO 2 | OPEN | CLOSED | LINK | 12.000 kV | 11 kV | GAS | 2004-11-01 | 2004 | D242352 | Unknown | FALCON BETA | TAMCO | D242352 |  | BELIMBING HEIGHTS NO 1 | SUBSTATION | Unknown | Unknown | Unknown | DISTRIBUTION | TNB | CHERAS | Unknown | 75 |  |  | Unknown | Unknown |  | LINE |  | 28 | 630.000 A | 0.63 | 50 | 20 | B07618 | Unknown |  |  |  |  | 0 | BELIMBING HEIGHT NO 1 |  | 3
257470317 | B07615 | B07615 | 6819370 | 6819369 | BCRS/PCE/J00607/MBB07615 | 300269879 | Existing | RYB | PBEL(P)-2 | B02890 BKT BELIMBING NO 1 | CLOSED | CLOSED | LINK | 12.000 kV | 11 kV | GAS | 2004-11-01 | 2004 | D242352 | Unknown | FALCON BETA | TAMCO | D242352 |  | BELIMBING HEIGHTS NO 1 | SUBSTATION | Unknown | Unknown | Unknown | DISTRIBUTION | TNB | CHERAS | Unknown | 75 |  |  | Unknown | Unknown |  | LINE |  | 28 | 630.000 A | 0.63 | 50 | 20 | B07615 | Unknown |  |  |  |  | 0 | BELIMBING HEIGHT NO 1 |  | 3
257470781 | B05388 | B05388 | 6823376 | 6823375 | BCRS/PCE/J00203/MBB05385 | 300005678 | Existing | RYB | SGLN-3 | B02417 TMN KOP CUEPACS NO 3 | CLOSED | CLOSED | LINK | 12.000 kV | 11 kV | GAS | 2002-11-01 | 2002 | D221437 | Unknown | FALCON BETA | TAMCO | D221437 |  | TMN LINGKARAN NUR | SUBSTATION | Unknown | Unknown | Unknown | DISTRIBUTION | TNB | CHERAS | Unknown | 75 |  |  | Unknown | Unknown |  | LINE |  | 28 | 630.000 A | 0.63 | 50 | 20 | B05388 | Unknown |  |  |  |  | 0 | TAMAN LINGKARAN NUR |  | 3
257470787 | B05385 | B05385 | 6823398 | 6823397 | BCRS/PCE/J00203/MBB05385 | 300005678 | Existing | RYB | SGLN-3 | B02418 TMN KOP CUEPACS NO 2 | CLOSED | CLOSED | LINK | 12.000 kV | 11 kV | GAS | 2002-11-01 | 2002 | D221437 | Unknown | FALCON BETA | TAMCO | D221437 |  | TMN LINGKARAN NUR | SUBSTATION | Unknown | Unknown | Unknown | DISTRIBUTION | TNB | CHERAS | Unknown | 75 |  |  | Unknown | Unknown |  | LINE |  | 28 | 630.000 A | 0.63 | 50 | 20 | B05385 | Unknown |  |  |  |  | 0 | TAMAN LINGKARAN NUR |  | 3
257470816 | B02374 | B08763 SG LONG MEDICAL CENTRE | 6834073 | 6834072 | BCRS/PCE/J00190/MBB02371 | 300005581 | Existing | RYB | MHCR-4 | B08763 SG LONG MEDICAL CENTRE | CLOSED | CLOSED | LINK | 155.000 kV | 11 kV | GAS | 2010-11-11 | 0 | KSS/2501 |  | INDKOM | INDKOM | N/A |  | SG LONG NO 6 | SUBSTATION | Unknown | Unknown | Unknown | DISTRIBUTION | TNB | CHERAS | Unknown | 75 |  |  |  | Unknown |  | LINE |  | 28 | 630.000 A | 0.63 | 50 | 21.9 | B02374 | Unknown |  |  |  |  | 0 | BANDAR SG LONG NO 6 |  | 3
257470822 | B02371 | B10390 PANGSAPURI ADALIA | 6834091 | 6834090 | BCRS/PCE/J00190/MBB02371 | 300005581 | Existing | RYB | MHCR-4 | B10390 PANGSAPURI ADALIA | CLOSED | CLOSED | LINK | 155.000 kV | 11 kV | GAS | 2010-11-11 | 0 | KSS/2501 |  | INDKOM | INDKOM | N/A |  | SG LONG NO 6 | SUBSTATION | Unknown | Unknown | Unknown | DISTRIBUTION | TNB | CHERAS | Unknown | 75 |  |  |  | Unknown |  | LINE |  | 28 | 630.000 A | 0.63 | 50 | 21.9 | B02371 | Unknown |  |  |  |  | 0 | BANDAR SG LONG NO 6 |  | 3
257470845 | B02815 |  | 6857108 | 6857107 | BCRS/PCE/J00722/MBB02813 | 300270926 | Existing | RYB | TAMI-5 | B02816 KHOW MOK CHIN | CLOSED | CLOSED | LINK | 12.000 kV | 11 kV | GAS | 1996-11-01 | 1996 | B961180 |  | FALCON BETA | TAMCO |  |  | MALAYSIAN MEGA GALVANIES | Unknown | Unknown | Unknown | Unknown | DISTRIBUTION | TNB | CHERAS | Unknown | Unknown |  |  |  | Unknown |  |  |  |  | 630.000 A | 20 | 20 | 20 | B02815 | [5 empty] | 0 | MALAYSIAN MEGA GALVANISER S B |  | 3
257470849 | B02813 |  | 6857111 | 6857110 | BCRS/PCE/J00722/MBB02813 | 300270926 | Existing | RYB | TAMI-5 | B02809 TANMING VEHICLE | CLOSED | CLOSED | LINK | 12.000 kV | 11 kV | GAS | 1996-11-01 | 1996 | B961180 |  | FALCON BETA | TAMCO |  |  | MALAYSIAN MEGA GALVANIES | Unknown | Unknown | Unknown | Unknown | DISTRIBUTION | TNB | CHERAS | Unknown | Unknown |  |  |  | Unknown |  |  |  |  | 630.000 A | 20 | 20 | 20 | B02813 | [5 empty] | 0 | MALAYSIAN MEGA GALVANISER S B |  | 3
257470872 | B02167 | PE MASTERSKILL (M) SDN BHD | 6910627 | 6910626 | BCRS/PCE/J00091/MBB02165 | 300004433 | Existing | RYB | TMASS-12 | B09936 PE MASTERSKILL (M) SDN BHD | CLOSED | CLOSED | LINK | 11.000 kV | 11 kV | GAS | 1998-11-01 | 1998 | LM1878005 | Unknown | OMAZABAL | LIG A MURNI | LV 1872005 |  | KEMACAHAYA NO 2 | SUBSTATION | Unknown | Unknown | Unknown | DISTRIBUTION | TNB | CHERAS | Unknown | 75 |  |  | Unknown | Unknown |  | Unknown |  | 28 | 630.000 A | 0.63 | 50 | 20 | B02167 | Unknown |  |  |  |  | 0 | TAMAN KEMACAHAYA NO 2 |  | 3
257470876 | B02165 | PE BESI CRAF | 6910630 | 6910629 | BCRS/PCE/J00091/MBB02165 | 300004433 | Existing | RYB | TMASS-12 | B02164 PE BESI CRAF | CLOSED | CLOSED | LINK | 11.000 kV | 11 kV | GAS | 1998-11-01 | 1998 | LM1878005 | Unknown | OMAZABAL | LIG A MURNI | LV 1872005 |  | KEMACAHAYA NO 2 | SUBSTATION | Unknown | Unknown | Unknown | DISTRIBUTION | TNB | CHERAS | Unknown | 75 |  |  |  | Unknown |  | Unknown |  | 28 | 630.000 A | 0.63 | 50 | 20 | B02165 | Unknown |  |  |  |  | 0 | TAMAN KEMACAHAYA NO 2 |  | 3
257470933 | B08665 |  | 6911486 | 6911485 | BCRS/PCE/J00456/MB | 300431551 | Existing | RYB | MHCR-11 | JLN PAHLAWAN 22/3 | CLOSED | CLOSED | LINK | 11.000 kV | 11 kV | GAS | 2001-11-01 | 2001 | 0033S053 |  | Unknown | INDKOM | 0033S053 |  | CHERAS VISTA BMC | Unknown | Unknown | Unknown | Unknown | DISTRIBUTION | TNB | CHERAS | Unknown | 75 |  |  |  | Unknown |  |  |  | 28 | 630.000 A | 0.63 | 50 | 20 | B08665 | [5 empty] | 0 | TAMAN CHERAS VISTA BMC |  | 3
257470938 | B08667 |  | 6911492 | 6911491 | BCRS/PCE/J00456/MB | 300431551 | Existing | RYB | MHCR-11 | JLN BENTERA 1/5 BMC | CLOSED | CLOSED | LINK | 11.000 kV | 11 kV | GAS | 2001-11-01 | 2001 | 0033S053 |  | Unknown | INDKOM | 0033S053 |  | CHERAS VISTA BMC | Unknown | Unknown | Unknown | Unknown | DISTRIBUTION | TNB | CHERAS | Unknown | 75 |  |  |  | Unknown |  |  |  | 28 | 630.000 A | 0.63 | 50 | 20 | B08667 | [5 empty] | 0 | TAMAN CHERAS VISTA BMC |  | 3
257474147 | B08635 | PE JLN TEMENGGUNG 3/9 | 6934309 | 6934308 |  |  | Existing | RYB | MHCR2-9 | B11929 PE JLN TEMENGGUNG 3/9 | CLOSED | CLOSED | LINK | 12.000 kV | 11 kV | GAS |  | 2005 | D253258 | Unknown | FALCON BETA | TAMCO | D253258 |  | COMMERCIAL AREA NO 6 | SUBSTATION | Unknown | Unknown | Unknown | DISTRIBUTION | TNB | CHERAS | Unknown | 75 |  |  | Unknown | Unknown |  | Unknown |  | 28 | 630.000 A | 0.63 | 50 | 20 | B08635 | Unknown |  |  |  |  | 0 | COMMERCIAL AREA NO 6 |  | 3
257474152 | B08632 | PE COMMERCIAL AREA NO.5 | 6934319 | 6934318 |  |  | Existing | RYB | MHCR2-9 | B08631 PE COMMERCIAL AREA NO.5 | CLOSED | CLOSED | LINK | 12.000 kV | 11 kV | GAS |  | 2005 | D253258 | Unknown | FALCON BETA | TAMCO | D253258 |  | COMMERCIAL AREA NO 6 | SUBSTATION | Unknown | Unknown | Unknown | DISTRIBUTION | TNB | CHERAS | Unknown | 75 |  |  | Unknown | Unknown |  | Unknown |  | 28 | 630.000 A | 0.63 | 50 | 20 | B08632 | Unknown |  |  |  |  | 0 | COMMERCIAL AREA NO 6 |  | 3
257477856 | B01286 | B01286 | 6784483 | 6784495 | BCRS/PCE/J00210/MBB01284 | 300005715 | Existing | RYB | PBEL(P)-3 | B07460 JORDONE CORP | CLOSED | OPEN | LINK | 12.000 kV | 11 kV | GAS | 1996-11-01 | 1996 | B960892 | Unknown | FALCON BETA | TAMCO | B960892 |  | AIM RIGHT | SUBSTATION | Unknown | Unknown | Unknown | DISTRIBUTION | TNB | CHERAS | Unknown | 75 |  |  | Unknown | Unknown |  | LINE |  | 28 | 630.000 A | 0.63 | 50 | 20 | B01286 | Unknown |  |  |  |  | 0 | AIM RIGHT |  | 3
257477860 | B01284 | B01284 | 6784484 | 6784497 | BCRS/PCE/J00210/MBB01284 | 300005715 | Existing | RYB | PBEL(P)-3 | B01283 STARLITE | CLOSED | CLOSED | LINK | 12.000 kV | 11 kV | GAS | 1996-11-01 | 1996 | B960892 | Unknown | FALCON BETA | TAMCO | B960892 |  | AIM RIGHT | SUBSTATION | Unknown | Unknown | Unknown | DISTRIBUTION | TNB | CHERAS | Unknown | 75 |  |  | Unknown | Unknown |  | LINE |  | 28 | 630.000 A | 0.63 | 50 | 20 | B01284 | Unknown |  |  |  |  | 0 | AIM RIGHT |  | 3
257477886 | B02777 | B02777 | 6790250 | 6790249 | BCRS/PCE/J00563/MBB02777 | 300268936 | Existing | RYB | TAMI-4 | B10187 MINLON LIGHT INDUSTR A | CLOSED | CLOSED | LINK | 12.000 kV | 11 kV | GAS | 1996-11-11 | 1995 | B950637 |  | FALCON BETA | TAMCO | B950637 | N/A | TECH AIR IND | SUBSTATION | Unknown | Unknown | Unknown | DISTRIBUTION | TNB | CHERAS | Unknown | 75 |  |  | Unknown | Unknown |  | LINE |  | 28 | 630.000 A | 0.63 | 50 | 20 | B02777 | NO | N/A |  |  |  | 0 | TECHAIR IND |  | 3
257477891 | B02779 | B02779 | 6790262 | 6790261 | BCRS/PCE/J00563/MBB02777 | 300268936 | Existing | RYB | TAMI-4 | B02780 STRUKTUR TEGUH | CLOSED | CLOSED | LINK | 12.000 kV | 11 kV | GAS | 1996-11-11 | 1995 | B950637 |  | FALCON BETA | TAMCO | B950637 | N/A | TECH AIR IND | SUBSTATION | Unknown | Unknown | Unknown | DISTRIBUTION | TNB | CHERAS | Unknown | 75 |  |  | Unknown | Unknown |  | LINE |  | 28 | 630.000 A | 0.63 | 50 | 20 | B02779 | NO | N/A |  |  |  | 0 | TECHAIR IND |  | 3
257479719 | B09986 |  | 6936810 | 6936809 | BCRS/PCE/J00546/MBB09983 | 300268252 | Existing | RYB |  | B03975 PE JKR SIMPANG BALAK | CLOSED | CLOSED | LINK | 12.000 kV | 11 kV | GAS | 2007-11-01 | 2007 | D275018 | Unknown | FALCON BETA | TAMCO | D275018 |  | TMN PERINDUSTRIAN SG BALAK | Unknown | Unknown | Unknown | Unknown | DISTRIBUTION | TNB | CHERAS | Unknown | 75 |  |  |  | Unknown |  | LINE |  | 28 | 630.000 A | 0.63 | 50 | 20 | B09986 | Unknown |  |  |  |  | 0 | TAMAN PERINDUSTRIAN SG BALAK |  | 3
257479724 | B09983 |  | 6936827 | 6936826 | BCRS/PCE/J00546/MBB09983 | 300268252 | Existing | RYB |  | B10808 PE BINAFIMAS SDN BHD | CLOSED | CLOSED | LINK | 12.000 kV | 11 kV | GAS | 2007-11-01 | 2007 | D275018 | Unknown | FALCON BETA | TAMCO | D275018 |  | TMN PERINDUSTRIAN SG BALAK | Unknown | Unknown | Unknown | Unknown | DISTRIBUTION | TNB | CHERAS | Unknown | 75 |  |  |  | Unknown |  | LINE |  | 28 | 630.000 A | 0.63 | 50 | 20 | B09983 | Unknown |  |  |  |  | 0 | TAMAN PERINDUSTRIAN SG BALAK |  | 3
257480570 | B05238 | B05238 | 6781545 | 6781544 | BCRS/PCE/J00029/MB1 | 300267336 | Existing | RYB |  | B02109 ALAM JAYA NO 1 | CLOSED | CLOSED | LINK | 12.000 kV | 11 kV | GAS | 2001-11-01 | 2001 | CV712784-00100/027 | Unknown | SIEMENS | SIEMENS | CV712784-00100/027 |  | SEKOLAH SRI CEMPAKA | SUBSTATION | Unknown | Unknown | Unknown | DISTRIBUTION | TNB | CHERAS | Unknown | 75 |  |  | Unknown | Unknown |  | LINE |  | 28 | 630.000 A | 0.63 | 50 | 20 | B05238 | Unknown |  |  |  |  | 0 | SEKOLAH SRI CEMPAKA |  | 3
257480576 | B05241 | B05241 | 6781567 | 6781566 | BCRS/PCE/J00029/MB1 | 300267336 | Existing | RYB |  | B02105 ALAM JAYA NO 3 | CLOSED | CLOSED | LINK | 12.000 kV | 11 kV | GAS | 2001-11-01 | 2001 | CV712784-00100/027 | Unknown | SIEMENS | SIEMENS | CV712784-00100/027 |  | SEKOLAH SRI CEMPAKA | SUBSTATION | Unknown | Unknown | Unknown | DISTRIBUTION | TNB | CHERAS | Unknown | 75 |  |  | Unknown | Unknown |  | LINE |  | 28 | 630.000 A | 0.63 | 50 | 20 | B05241 | Unknown |  |  |  |  | 0 | SEKOLAH SRI CEMPAKA |  | 3
257480598 | B02768 | B02768 | 6790205 | 6790204 | BCRS/PCE/J00640/MBB02768 | 300270346 | Existing | RYB | TAMI-4 | B02767 N. SHIN | CLOSED | CLOSED | LINK | 12.000 kV | 11 kV | GAS | 1990-11-01 | 1990 | CV 06-0197/043 |  | SIEMENS | SIEMENS | CV 06-0197/043 | N/A | WHITEX GARMENT | SUBSTATION | Unknown | Unknown | Unknown | DISTRIBUTION | TNB | CHERAS | Unknown | 75 |  |  | Unknown | Unknown |  | LINE |  | 28 | 400.000 A | 0.63 | 50 | 20 | B02768 | NO |  |  |  |  | 0 | WHITEX GARMENT |  | 3
257480603 | B02770 | B02770 | 6790217 | 6790216 | BCRS/PCE/J00640/MBB02768 | 300270346 | Existing | RYB | TAMI-4 | B02771 MEGA MOULDING | CLOSED | CLOSED | LINK | 12.000 kV | 11 kV | GAS | 1990-11-01 | 1990 | CV 06-0197/043 |  | SIEMENS | SIEMENS | CV 06-0197/043 | N/A | WHITEX GARMENT | SUBSTATION | Unknown | Unknown | Unknown | DISTRIBUTION | TNB | CHERAS | Unknown | 75 |  |  | Unknown | Unknown |  | LINE |  | 28 | 400.000 A | 0.63 | 50 | 20 | B02770 | NO | N/A |  |  |  | 0 | WHITEX GARMENT |  | 3
257480626 | B01408 | PE NAM MEOW | 6805820 | 6805819 | BCRS/PCE/J00339/MB | 300010383 | Existing | RYB | CJYA-9 | B01407 PE NAM MEOW | CLOSED | CLOSED | LINK | 12.000 kV | 11 kV | GAS | 2006-11-11 | 2006 | B2510645 | Unknown | FALCON BETA | TAMCO | B2510645 |  | SENORITA | SUBSTATION | Unknown | Unknown | Unknown | DISTRIBUTION | TNB | CHERAS | Unknown | 75 |  |  | Unknown | Unknown |  | Unknown |  | 28 | 630.000 A | 0.63 | 50 | 20 | B01408 | Unknown |  |  |  |  | 0 | SINORITA |  | 3
257480630 | B01410 | PE BINTANG PELANTAR (M) S\B | 6805823 | 6805822 | BCRS/PCE/J00339/MB | 300010383 | Existing | RYB | CJYA-9 | B01411 PE BINTANG PELANTAR (M) S\B | CLOSED | CLOSED | LINK | 12.000 kV | 11 kV | GAS | 2006-11-11 | 2006 | B2510645 | Unknown | FALCON BETA | TAMCO | B2510645 |  | SENORITA | SUBSTATION | Unknown | Unknown | Unknown | DISTRIBUTION | TNB | CHERAS | Unknown | 75 |  |  | Unknown | Unknown |  | Unknown |  | 28 | 630.000 A | 0.63 | 50 | 20 | B01410 | Unknown |  |  |  |  | 0 | SINORITA |  | 3
257480661 | B01740 | B01740 | 6867352 | 6867354 | BCRS/PCE/J00241/MBB01740 | 300005923 | Existing | RYB | LMAS-1 | LMAS-1 | CLOSED | CLOSED | LINK | 12.000 kV | 11 kV | GAS | 1996-11-01 | 1996 | D950021 |  | FALCON BETA | MERLIN GERIN | D950021 |  | PUTRI JAYA NO 2 | SUBSTATION | Unknown | Unknown | Unknown | DISTRIBUTION | TNB | CHERAS | Unknown | 75 |  |  | Unknown | Unknown |  | LINE |  | 28 | 630.000 A | 0.63 | 50 | 20 | B01740 | Unknown |  |  |  |  | 0 | TAMAN PUTERI JAYA NO 2 |  | 3
257480665 | B01742 | B01742 | 6867356 | 6867358 | BCRS/PCE/J00241/MBB01740 | 300005923 | Existing | RYB | LMAS-1 | B01743 PUTERI JAYA NO 3 | CLOSED | CLOSED | LINK | 12.000 kV | 11 kV | GAS | 1996-11-01 | 1996 | D950021 |  | FALCON BETA | MERLIN GERIN | D950021 |  | PUTRI JAYA NO 2 | SUBSTATION | Unknown | Unknown | Unknown | DISTRIBUTION | TNB | CHERAS | Unknown | 75 |  |  | Unknown | Unknown |  | LINE |  | 28 | 630.000 A | 0.63 | 50 | 20 | B01742 | Unknown |  |  |  |  | 0 | TAMAN PUTERI JAYA NO 2 |  | 3
257480733 | B01647 | PE TAMAN CHERAS PERDANA NO 4 | 6860480 | 6860479 | BCRS/PCE/J00126/MBB01647 | 300005143 | Existing | RYB | JUBA-4 | B12750 PE DATARAN C180 NO 2 | CLOSED | CLOSED | LINK | 11.000 kV | 11 kV | GAS | 2003-11-01 | 0 | R97076-673R | Unknown | VEI | INDKOM | 26173 |  | TMN CHERAS PERDANA NO 3 | SUBSTATION | Unknown | Unknown | Unknown | DISTRIBUTION | TNB | CHERAS | Unknown | 75 |  |  | Unknown | Unknown |  | Unknown |  | 28 | 400.000 A | 0.63 | 50 | 20 | B01647 | Unknown |  |  |  |  | 0 | CHERAS PERDANA NO 3 |  | 3
257480738 | B01649 | PE SMK CHERAS PERDANA | 6860492 | 6860491 | BCRS/PCE/J00126/MBB01647 | 300005143 | Existing | RYB | JUBA-4 | B01650 PE SMK CHERAS PERDANA | CLOSED | CLOSED | LINK | 12.000 kV | 11 kV | GAS | 2003-11-01 | 0 | R97076-679R | Unknown | VEI | INDKOM | 26173 |  | TMN CHERAS PERDANA NO 3 | SUBSTATION | Unknown | Unknown | Unknown | DISTRIBUTION | TNB | CHERAS | Unknown | 75 |  |  | Unknown | Unknown |  | Unknown |  | 28 | 400.000 A | 0.63 | 50 | 20 | B01649 | Unknown |  |  |  |  | 0 | CHERAS PERDANA NO 3 |  | 3
257480766 | B06179 | B06179 | 6895582 | 6895581 | BCRS/PCE/J00325/MB | 300431435 | Existing | RYB |  | SWN SUIS THE MINES RESORT | CLOSED | CLOSED | LINK | 11.000 kV | 11 kV | GAS | 2000-11-01 | 2000 | CV704048-01011/001 |  | SIEMENS | ITEM | 704048-01011/001 | NOT APPLICABLE | SG BESI INDAH NO 3 | SUBSTATION | Unknown | Unknown | Unknown | DISTRIBUTION | TNB | CHERAS | Unknown | 75 | Unknown | Unknown |  | Unknown |  | LINE |  | 28 | 630.000 A | 0.63 | 50 | 20 | B06179 | NO | NOT APPLICABLE |  |  | Unknown | 0 | TAMAN SG BESI INDAH NO3 |  | 3
257480771 | B06182 | B06182 | 6895599 | 6895598 | BCRS/PCE/J00325/MB | 300431435 | Existing | RYB |  | B02642 GREEN WATER POCN NO1 | CLOSED | CLOSED | LINK | 11.000 kV | 11 kV | GAS | 2000-11-01 | 2000 | CV704048-01011/001 |  | SIEMENS | ITEM | 704048-01011/001 | NOT APPLICABLE | SG BESI INDAH NO 3 | SUBSTATION | Unknown | Unknown | Unknown | DISTRIBUTION | TNB | CHERAS | Unknown | 75 | Unknown | Unknown | Unknown | Unknown |  | LINE |  | 28 | 630.000 A | 0.63 | 50 | 20 | B06182 | NO | NOT APPLICABLE |  |  | Unknown | 0 | TAMAN SG BESI INDAH NO3 |  | 3
257480801 | B08639 | PE JALAN PERMAISURI 1 BMC | 6931923 | 6931922 |  |  | Existing | RYB | MHCR2-9 | B07114 PE JALAN PERMAISURI 1 BMC | CLOSED | CLOSED | LINK | 12.000 kV | 11 kV | GAS |  | 2005 | D253254 | Unknown | FALCON BETA | TAMCO | D253254 |  | COMMERCIAL AREA NO 3 | SUBSTATION | Unknown | Unknown | Unknown | DISTRIBUTION | TNB | CHERAS | Unknown | 75 |  |  | Unknown | Unknown |  | Unknown |  | 28 | 630.000 A | 0.63 | 50 | 20 | B08639 | Unknown |  |  |  |  | 0 | COMMERCIAL AREA NO 3 |  | 3
257480807 | B08636 | PE JLN TEMENGGUNG 3/9 | 6931941 | 6931940 |  |  | Existing | RYB | MHCR2-9 | B11932 PE JLN TEMENGGUNG 3/9 | CLOSED | CLOSED | LINK | 12.000 kV | 11 kV | GAS |  | 2005 | D253254 | Unknown | FALCON BETA | TAMCO | D253254 |  | COMMERCIAL AREA NO 3 | SUBSTATION | Unknown | Unknown | Unknown | DISTRIBUTION | TNB | CHERAS | Unknown | 75 |  |  | Unknown | Unknown |  | Unknown |  | 28 | 630.000 A | 0.63 | 50 | 20 | B08636 | Unknown |  |  |  |  | 0 | COMMERCIAL AREA NO 3 |  | 3
257481083 | B08866 | PE BUKIT PERMAI SG LONG | 6900614 | 6900613 | BCRS/PCE/J00890/MBB08866 |  | Existing | RYB | SGLN-5 | B04484 PE BUKIT PERMAI SG LONG | CLOSED | CLOSED | LINK | 12.000 kV | 11 kV | GAS |  | 2005 | 2L1T294 | Unknown | TOPRANK | TOPRANK | 2L1T294 |  | BKT. RASA SAYANG | SUBSTATION | Unknown | Unknown | Unknown | DISTRIBUTION | TNB | CHERAS | Unknown | 75 |  |  | Unknown | Unknown |  | Unknown |  | 28 | 630.000 A | 0.63 | 50 | 20 | B08866 | NO |  |  |  |  | 0 | BKT RASA SAYANG |  | 3
257481087 | B08868 | PE TMN TAMING MUTIARA SG.LONG2 | 6900623 | 6900622 | BCRS/PCE/J00890/MBB08868 |  | Existing | RYB | SGLN-5 | B10985 PE TMN TAMING MUTIARA SG.LONG2 | CLOSED | CLOSED | LINK | 12.000 kV | 11 kV | GAS |  | 2005 | 2L1T294 | Unknown | TOPRANK | TOPRANK | 2L1T294 |  | BKT. RASA SAYANG | SUBSTATION | Unknown | Unknown | Unknown | DISTRIBUTION | TNB | CHERAS | Unknown | 75 |  |  | Unknown | Unknown |  | Unknown |  | 28 | 630.000 A | 0.63 | 50 | 20 | B08868 | NO |  |  |  |  | 0 | BKT RASA SAYANG |  | 3
257481118 | B04207 | PE DENSHI MARUWA | 6925232 | 6925231 | BCRS/PCE/J00766/MBB04203 | 300516288 | Existing | RYB | JUBA-13 | B04208 PE DENSHI MARUWA | CLOSED | CLOSED | LINK | 16.000 kV | 11 kV | GAS | 20/07/2015 | 0 | 01 | Unknown | EPE | EPE | 14J1868(110) |  | LOT 5757 KIDAMAI | SUBSTATION | Unknown | Unknown | Unknown | DISTRIBUTION | TNB | CHERAS | Unknown | 75 |  |  | Unknown | Unknown |  | LINE |  | 28 | 630.000 A | 20 | 50 | 20 | B04207 | Unknown |  |  |  |  | 0 | LOT 5755 (KIDAMAI) |  | 1
257481124 | B04203 | B04202 PENCETAKAN SAKTI | 6925261 | 6925260 | BCRS/PCE/J00766/MBB04203 | 300516288 | Existing | RYB | JUBA-13 | B04202 PENCETAKAN SAKTI | CLOSED | CLOSED | LINK | 16.000 kV | 11 kV | GAS | 20/07/2015 | 0 | 01 | Unknown | EPE | EPE | 14J1868(110) |  | LOT 5757 KIDAMAI | SUBSTATION | Unknown | Unknown | Unknown | DISTRIBUTION | TNB | CHERAS | Unknown | 75 |  |  | Unknown | Unknown |  | LINE |  | 28 | 630.000 A | 20 | 50 | 20 | B04203 | Unknown |  |  |  |  | 0 | LOT 5755 (KIDAMAI) |  | 1
257481130 | B04204 | B04211 FORMAPAC SB | 6925267 | 6925270 | BCRS/PCE/J00766/MBB04203 | 300516288 | Existing | RYB | JUBA-13 | B04211 LOT 5755 FORMAPAC SB | CLOSED | CLOSED | LINK | 16.000 kV | 11 kV | GAS | 20/07/2015 | 0 | 01 | Unknown | EPE | EPE | 14J1868(110) |  | LOT 5757 KIDAMAI | SUBSTATION | Unknown | Unknown | Unknown | DISTRIBUTION | TNB | CHERAS | Unknown | 75 |  |  | Unknown | Unknown |  | Unknown |  | 28 | 630.000 A | 20 | 50 | 20 | B04204 | Unknown |  |  |  |  | 0 | LOT 5755 (KIDAMAI) |  | 1
257481218 | B02764 | B02764 | 6930424 | 6930423 | BCRS/PCE/J00277/MBB01248 | 300010005 | Existing | RYB | TAMI-4 | B02765 AISHIN | CLOSED | CLOSED | LINK | 12.000 kV | 11 kV | SF6 | 1991-11-01 | 1991 | N/A |  | LUCY | INDKOM | SF00035724 | N/A | YEW CHAI SENG | SUBSTATION | Unknown | Unknown | Unknown | DISTRIBUTION | TNB | CHERAS | Unknown | 75 |  |  | Unknown | Unknown |  | LINE |  | 28 | 630.000 A | 20 | 50 | 20 | B02764 | NO | N/A |  |  |  | 0 | YEW CHYE SENG |  | 1
257481222 | B02762 | B02762 | 6930429 | 6930428 | BCRS/PCE/J00277/MBB01248 | 300010005 | Existing | RYB | TAMI-4 | TAMI-4 | CLOSED | CLOSED | LINK | 12.000 kV | 11 kV | SF6 | 1991-11-01 | 1991 | N/A |  | LUCY | INDKOM | SF00035724 | N/A | YEW CHAI SENG | SUBSTATION | Unknown | Unknown | Unknown | DISTRIBUTION | TNB | CHERAS | Unknown | 75 |  |  | Unknown | Unknown |  | LINE |  | 28 | 630.000 A | 20 | 50 | 20 | B02762 | NO | N/A |  |  |  | 0 | YEW CHYE SENG |  | 1
257481249 | B08480 |  | 6945727 | 6945726 | BCRS/PCE/J00457/MB | 300431552 | Existing | RYB | TSRA-3 | B09947 BKT ANGKAT INDUSTRI NO 6 | CLOSED | CLOSED | LINK | 12.000 kV | 11 kV | GAS | 18/07/1998 | 2005 | 1936 |  | VEI | VEI | 1936 |  | RUMAH PANGSA TMN DESA KARUMAS | SUBSTATION | Unknown | Unknown | Unknown | DISTRIBUTION | TNB | CHERAS | Unknown | 75 |  |  | Unknown | Unknown |  | LINE |  | 28 | 630.000 A | 0.63 | 50 | 20 | B08480 | Unknown |  |  |  |  | 0 | TAMAN DESA KARUMAS |  | 3
257481253 | B08482 | B08482 | 6945733 | 6945732 | BCRS/PCE/J00457/MB | 300431552 | Existing | RYB | TSRA-3 | B06449 DESA KARUMAS NO 4 | CLOSED | CLOSED | LINK | 12.000 kV | 11 kV | GAS | 18/07/1998 | 2005 | 1936 |  | VEI | VEI | 1936 |  | RUMAH PANGSA TMN DESA KARUMAS | SUBSTATION | Unknown | Unknown | Unknown | DISTRIBUTION | TNB | CHERAS | Unknown | 75 |  |  | Unknown | Unknown |  | LINE |  | 28 | 630.000 A | 0.63 | 50 | 20 | B08482 | Unknown |  |  |  |  | 0 | TAMAN DESA KARUMAS |  | 3
257485949 | B01696 | B01696 | 6768985 | 6768984 | BCRS/PCE/J00174/MBB01694 | 300005463 | Existing | RYB | LMAS-9 | B10021 JALAN SUADAMAI 11/4,BTHO | CLOSED | OPEN | LINK | 12.000 kV | 11 kV | GAS | 1998-11-11 | 1998 | D980310 |  | FALCON BETA | TAMCO | D/F980310 | N/A | BTHO NO 13 | SUBSTATION | Unknown | Unknown | Unknown | DISTRIBUTION | TNB | CHERAS | Unknown | 75 |  |  | Unknown | Unknown |  | LINE |  | 28 | 630.000 A | 0.63 | 50 | 20 | B01696 | NO | N/A |  |  |  | 0 | BTHO NO 13 |  | 3
257485955 | B01694 | B01694 | 6769003 | 6769002 | BCRS/PCE/J00174/MBB01694 | 300005463 | Existing | RYB | LMAS-9 | B01693 BTHO NO.11 | CLOSED | CLOSED | LINK | 12.000 kV | 11 kV | GAS | 1998-11-11 | 1998 | D980310 |  | FALCON BETA | TAMCO | D/F980310 | N/A | BTHO NO 13 | SUBSTATION | Unknown | Unknown | Unknown | DISTRIBUTION | TNB | CHERAS | Unknown | 75 |  |  | Unknown | Unknown |  | LINE |  | 28 | 630.000 A | 0.63 | 50 | 20 | B01694 | NO | N/A |  |  |  | 0 | BTHO NO 13 |  | 3
257486625 | B02106 | B02106 | 6783720 | 6783719 | BCRS/PCE/J00027/MB1 | 300267329 | Existing | RYB |  | B05238 SEK SRI CEMPAKA | CLOSED | CLOSED | LINK | 11.000 kV | 11 kV | GAS | 1986-11-01 | 0 | L17/2/1471 | Unknown | VEI | VEI | 25819 |  | TMN ALAM JAYA NO 1 | SUBSTATION | Unknown | Unknown | Unknown | DISTRIBUTION | TNB | CHERAS | Unknown | 75 |  |  | Unknown | Unknown |  | LINE |  | 28 | 400.000 A | 0.63 | 50 | 20 | B02106 | Unknown |  |  |  |  | 0 | TAMAN ALAM JAYA NO 1 |  | 3
257486630 | B02110 | B02110 | 6783746 | 6783745 | BCRS/PCE/J00027/MB1 | 300267329 | Existing | RYB |  | ABANDONED | OPEN | OPEN | LINK | 11.000 kV | 11 kV | GAS | 1986-11-01 | 0 | L17/1/241R | Unknown | VEI | VEI | 25819 |  | TMN ALAM JAYA NO 1 | SUBSTATION | Unknown | Unknown | Unknown | DISTRIBUTION | TNB | CHERAS | Unknown | 75 |  |  | Unknown | Unknown |  | LINE |  | 28 | 400.000 A | 0.63 | 50 | 21.9 | B02110 | Unknown |  |  |  |  | 0 | TAMAN ALAM JAYA NO 1 |  | 3
257486635 | B02109 | B02109 | 6783756 | 6783760 | BCRS/PCE/J00027/MB1 | 300267329 | Existing | RYB |  | B02111 TMN ALAM JAYA NO 2 | CLOSED | CLOSED | LINK | 11.000 kV | 11 kV | GAS | 1986-11-01 | 0 | L17/2/1841 | Unknown | VEI | VEI | 25819 |  | TMN ALAM JAYA NO 1 | SUBSTATION | Unknown | Unknown | Unknown | DISTRIBUTION | TNB | CHERAS | Unknown | 75 |  |  | Unknown | Unknown |  | LINE |  | 28 | 400.000 A | 0.63 | 50 |  | B02109 | Unknown |  |  |  |  | 0 | TAMAN ALAM JAYA NO 1 |  | 3
257486653 | B01936 |  | 6787177 | 6787190 | BCRS/PCE/J00079/MBB02294 | 300004387 | Existing | RYB | PBEL(P)-9 | LOT 1779 JLN KPB 4 | CLOSED | CLOSED | LINK | 11.000 kV | 11 kV | GAS | 1998-11-01 | 1998 | 9835S093 | Unknown | F_and_G | INDKOM | R0688 | N/A | MASTER SHANGHAI | Unknown | Unknown | Unknown | Unknown | DISTRIBUTION | TNB | CHERAS | Unknown | 75 |  |  |  | Unknown |  | Unknown |  | 28 | 630.000 A | 0.63 | 50 | 20 | B01936 | Unknown |  |  |  |  | 0 | MASTER SHANGHAI TURNPARTS SDN B |  | 3
257486657 | B01938 |  | 6787178 | 6787194 | BCRS/PCE/J00079/MBB02294 | 300004387 | Existing | RYB | PBEL(P)-9 | B08362 MIKA FOOD NO 2 | CLOSED | CLOSED | LINK | 11.000 kV | 11 kV | GAS | 1998-11-01 | 1998 | 9835S093 | Unknown | F_and_G | INDKOM | R0688 | N/A | MASTER SHANGHAI | Unknown | Unknown | Unknown | Unknown | DISTRIBUTION | TNB | CHERAS | Unknown | 75 |  |  |  | Unknown |  | Unknown |  | 28 | 630.000 A | 0.63 | 50 | 20 | B01938 | Unknown |  |  |  |  | 0 | MASTER SHANGHAI TURNPARTS SDN B |  | 3
257486754 | B04880 | B04880 | 6881599 | 6881598 | BCRS/PCE/J00778/MBB04880 | 300271607 | Existing | RYB | JUBA-5 | B05878 LIC IND S/B | CLOSED | CLOSED | LINK | 12.000 kV | 11 kV | GAS | 18/07/1998 | 2001 | D211225 |  | FALCON BETA | TAMCO | D211255 |  | 3V PERABOT | SUBSTATION | Unknown | Unknown | Unknown | DISTRIBUTION | TNB | CHERAS | Unknown | 75 |  |  | Unknown | Unknown |  | LINE |  | 28 | 630.000 A | 0.63 | 50 | 20 | B04880 | Unknown |  |  |  |  | 0 | THREE V HOLDING SDN BHD |  | 3
257486759 | B04883 | B04883 | 6881616 | 6881615 | BCRS/PCE/J00778/MBB04880 | 300271607 | Existing | RYB | JUBA-5 | B08999 3 V | CLOSED | CLOSED | LINK | 12.000 kV | 11 kV | GAS | 18/07/1998 | 2001 | D211225 |  | FALCON BETA | TAMCO | D211255 | N/A | 3V PERABOT | SUBSTATION | Unknown | Unknown | Unknown | DISTRIBUTION | TNB | CHERAS | Unknown | 75 |  |  | Unknown | Unknown |  | LINE |  | 28 | 630.000 A | 0.63 | 50 | 20 | B04883 | Unknown |  |  |  |  | 0 | THREE V HOLDING SDN BHD |  | 3
257486782 | B04191 | B04191 | 6934003 | 6934002 | BCRS/PCE/J00762/MBB04191 | 300271235 | Existing | RYB | PMU KJNG-5 | B04190 SAMA PLASTIK | CLOSED | CLOSED | LINK | 12.000 kV | 11 kV | GAS | 18/07/1998 | 1997 | B972162 |  | FALCON BETA | TAMCO | B972162 | N/A | BKT ANGKAT COMPACT SG CHUA | SUBSTATION | Unknown | Unknown | Unknown | DISTRIBUTION | TNB | CHERAS | Unknown | 75 |  |  | Unknown | Unknown |  | LINE |  | 28 | 630.000 A | 0.63 | 50 | 20 | B04191 | NO | N/A |  |  |  | 0 | BUKIT ANGKAT (COMPACT) SG CHUA |  | 3
257486787 | B04193 | B04193 | 6934010 | 6934009 | BCRS/PCE/J00762/MBB04191 | 300271235 | Existing | RYB | PMU KJNG-5 | B04197 SS DUNHAM BUSH | CLOSED | CLOSED | LINK | 12.000 kV | 11 kV | GAS | 18/07/1998 | 1997 | B972162 |  | FALCON BETA | TAMCO | B972162 | N/A | BKT ANGKAT COMPACT SG CHUA | SUBSTATION | Unknown | Unknown | Unknown | DISTRIBUTION | TNB | CHERAS | Unknown | 75 |  |  | Unknown | Unknown |  | LINE |  | 28 | 630.000 A | 0.63 | 50 | 20 | B04193 | NO | N/A |  |  |  | 0 | BUKIT ANGKAT (COMPACT) SG CHUA |  | 3
257487764 | B05328 | PE B.T.H.O. 15 | 6770248 | 6770247 | BCRS/PCE/J00182/MBB05328 | 300005519 | Existing | RYB | BTHO-6 | B05324 PE B.T.H.O. 15 | CLOSED | CLOSED | LINK | 11.000 kV | 11 kV | GAS | 2000-11-01 | 2000 | 0011S029 | Unknown | FALCON BETA | INDKOM | 0011S029 |  | BTHO NO 16 | SUBSTATION | Unknown | Unknown | Unknown | DISTRIBUTION | TNB | CHERAS | Unknown | 75 |  |  | Unknown | Unknown |  | Unknown |  | 28 | 630.000 A | 0.63 | 50 | 22 | B05328 | Unknown |  |  |  |  | 0 | BTHO NO 16 |  | 3
257487770 | B05331 | PE BTHO 17 | 6770266 | 6770265 | BCRS/PCE/J00182/MBB05328 | 300005519 | Existing | RYB | BTHO-6 | B05332 PE BTHO 17 | CLOSED | CLOSED | LINK | 11.000 kV | 11 kV | GAS | 2000-11-01 | 2000 | 0011S029 | Unknown | FALCON BETA | INDKOM | 0011S029 |  | BTHO NO 16 | SUBSTATION | Unknown | Unknown | Unknown | DISTRIBUTION | TNB | CHERAS | Unknown | 75 |  |  | Unknown | Unknown |  | Unknown |  | 28 | 630.000 A | 0.63 | 50 | 22 | B05331 | Unknown |  |  |  |  | 0 | BTHO NO 16 |  | 3
257489367 | B01483 | PE PDT PLAZA PERABOT BALAKONG | 6794144 | 6794143 | BCRS/PCE/J00385/MB | 300431441 | Existing | RYB | JUBA-10 | B10495 PE PDT PLAZA PERABOT BALAKONG | CLOSED | CLOSED | LINK | 11.000 kV | 11 kV | GAS | 2003-11-01 | 2003 | 0226S180 | Unknown | F_and_G | INDKOM | 0226S180 |  | HONG KONG TOYS | SUBSTATION | Unknown | Unknown | Unknown | DISTRIBUTION | TNB | CHERAS | Unknown | 75 |  |  | Unknown | Unknown |  | Unknown |  | 28 | 630.000 A | 0.63 | 50 | 22 | B01483 | Unknown |  |  |  |  | 0 | HONG KONG TOYS |  | 3
257489371 | B01481 | PE COLOMBIA ASIA HOSPITAL | 6794147 | 6794146 | BCRS/PCE/J00385/MB | 300431441 | Existing | RYB | JUBA-10 | B11076 PE COLOMBIA ASIA HOSPITAL | CLOSED | CLOSED | LINK | 11.000 kV | 11 kV | GAS | 2003-11-01 | 2003 | 0226S180 | Unknown | F_and_G | INDKOM | 0226S180 |  | HONG KONG TOYS | SUBSTATION | Unknown | Unknown | Unknown | DISTRIBUTION | TNB | CHERAS | Unknown | 75 |  |  | Unknown | Unknown |  | Unknown |  | 28 | 630.000 A | 0.63 | 50 | 22 | B01481 | Unknown |  |  |  |  | 0 | HONG KONG TOYS |  | 3
257516706 | B10142 | PE EVERSMART SDN BHD LOT 1765 | 26017031 | 26017030 | BCRS/PCE/J00650/MBB10140 | 300270364 | Existing | RYB | PBEL(P)-1 | B10647 PE EVERSMART SDN BHD LOT 1765 | CLOSED | CLOSED | LINK | 12.000 kV | 11 kV | GAS | 2007-11-11 | 2007 | B 2714909 | Unknown | FALCON BETA | TAMCO | B2714909 |  | HASIL KARYA S/B | SUBSTATION | Unknown | Unknown | Unknown | DISTRIBUTION | TNB | CHERAS | Unknown | 75 |  |  | Unknown | Unknown |  | Unknown |  | 28 | 630.000 A | 0.63 | 50 | 20 | B10142 | Unknown |  |  |  |  | 0 | P/E HASIL KARYA SDN BHD LOT 183 |  | 3
257516711 | B10140 | PE KEJURUTERAAN VIBROPUMP S/B | 26017046 | 26017045 | BCRS/PCE/J00650/MBB10140 | 300270364 | Existing | RYB | PBEL(P)-1 | B10839 PE KEJURUTERAAN VIBROPUMP SDN.BHD | CLOSED | CLOSED | LINK | 12.000 kV | 11 kV | GAS | 2007-11-11 | 2007 | B 2714909 | Unknown | FALCON BETA | TAMCO | B2714909 |  | HASIL KARYA S/B | SUBSTATION | Unknown | Unknown | Unknown | DISTRIBUTION | TNB | CHERAS | Unknown | 75 |  |  | Unknown | Unknown |  | Unknown |  | 28 | 630.000 A | 0.63 | 50 | 20 | B10140 | Unknown |  |  |  |  | 0 | P/E HASIL KARYA SDN BHD LOT 183 |  | 3
257519247 | B09960 | B09960 | 26106590 | 26106589 | BCRS/PCE/J00844/MB | 300434888 | Existing | RYB | SGLN-2 | B08988 PRSN S.LONG 1 BDR SL 2 | CLOSED | CLOSED | LINK | 12.000 kV | 11 kV | GAS | 2007-11-01 | 2007 | B2713561 |  | FALCON BETA | TAMCO | B2713561 |  | PERSIARAN SG LONG 1/5 | SUBSTATION | Unknown | Unknown | Unknown | DISTRIBUTION | TNB | CHERAS | Unknown | 75 |  |  | Unknown | Unknown |  | LINE |  | 28 | 630.000 A | 0.63 | 50 | 20 | B09960 | Unknown |  |  |  |  | 0 | PERSIARAN BUKIT SUNGAI LONG 1/5 |  | 3
257519252 | B09958 | TX | 26106603 | 26106602 | BCRS/PCE/J00844/MB | 300434888 | Existing | RYB | SGLN-2 | B10133 JLN BKT SG.LONG 3/1 | CLOSED | CLOSED | LINK | 12.000 kV | 11 kV | GAS | 2007-11-01 | 2007 | B2713561 | Unknown | FALCON BETA | TAMCO | B2713561 |  | PERSIARAN SG LONG 1/5 | SUBSTATION | Unknown | Unknown | Unknown | DISTRIBUTION | TNB | CHERAS | Unknown | 75 |  |  | Unknown | Unknown |  | LINE |  | 28 | 630.000 A | 0.63 | 50 | 20 | B09958 | Unknown |  |  |  |  | 0 | PERSIARAN BUKIT SUNGAI LONG 1/5 |  | 3
257524281 | 33572 |  | 16928721 | 16928720 |  |  | Existing | RYB |  | 34665 RPNGSA J.TMN BKT SGR UTMA | CLOSED | CLOSED | LINK | 12.000 kV | 11 kV | GAS |  | 2004 | D242681 |  |  | TAMCO |  |  | PE JALAN TAMAN BUKIT SEGAR | Unknown | Unknown | Unknown | Unknown | DISTRIBUTION | TNB | CHERAS | Unknown | Unknown |  |  |  | Unknown |  |  |  |  | 630.000 A | 20 | 20 | 20 | [6 empty] | 0 | WKLS/PCE/J00555/MB33572 |  | 3
257524286 | 33571 |  | 16928737 | 16928736 |  |  | Existing | RYB |  | 33568 JLN BSJ 3A TMN BKT SEGAR | CLOSED | CLOSED | LINK | 12.000 kV | 11 kV | GAS |  | 2004 | D242681 |  |  | TAMCO |  |  | PE JALAN TAMAN BUKIT SEGAR | Unknown | Unknown | Unknown | Unknown | DISTRIBUTION | TNB | CHERAS | Unknown | Unknown |  |  |  | Unknown |  |  |  |  | 630.000 A | 20 | 20 | 20 | [6 empty] | 0 | WKLS/PCE/J00555/MB33571 |  | 3
257527942 | B10151 |  | 26054612 | 26054611 |  |  | Existing | RYB |  | B08947 TMN WAWASAN 1A | CLOSED | CLOSED | LINK | 12.000 kV | 11 kV | GAS |  | 2007 | B2714906 |  | FALCON BETA | TAMCO |  |  | RUMAH PANGSA KOS RENDAH TMN WAWASAN | Unknown | Unknown | Unknown | Unknown | DISTRIBUTION | TNB | CHERAS | Unknown | Unknown |  |  |  | Unknown |  |  |  |  | 630.000 A | 20 | 20 | 20 | B10151 | [5 empty] | 0 | PPURI KOS RENDAH,TMN WAWASAN |  | 3
257527947 | B10153 |  | 26054627 | 26054626 |  |  | Existing | RYB |  | B02246 TMN INDAH JAYA | CLOSED | CLOSED | LINK | 12.000 kV | 11 kV | GAS |  | 2007 | B2714906 |  | FALCON BETA | TAMCO |  |  | RUMAH PANGSA KOS RENDAH TMN WAWASAN | Unknown | Unknown | Unknown | Unknown | DISTRIBUTION | TNB | CHERAS | Unknown | Unknown |  |  |  | Unknown |  |  |  |  | 630.000 A | 20 | 20 | 20 | B10153 | [5 empty] | 0 | PPURI KOS RENDAH,TMN WAWASAN |  | 3
257529857 | B09950 | B09950 | 26097808 | 26097807 | BCRS/PCE/J00549/MBB08992 | 300268501 | Existing | RYB | SGLN-2 | SGLN-2 | CLOSED | CLOSED | LINK | 12.000 kV | 11 kV | GAS | 18/07/1998 | 2006 | 23749 |  | VEI | TAMCO | 23749 |  | PERSIARAN BKT SG LONG NO 1 | SUBSTATION | Unknown | Unknown | Unknown | DISTRIBUTION | TNB | CHERAS | Unknown | 75 |  |  | Unknown | Unknown |  | LINE |  | 28 | 630.000 A | 0.63 | 50 | 20 | B09950 | Unknown |  |  |  |  | 0 | BUKIT SUNGAI LONG 1 |  | 3
257529862 | B09953 | B09953 | 26097822 | 26097821 | BCRS/PCE/J00549/MBB08992 | 300268501 | Existing | RYB | SGLN-2 | B09954 PSIARAN BUKIT SG LONG 2 | CLOSED | CLOSED | LINK | 12.000 kV | 11 kV | GAS | 18/07/1998 | 2006 | 23749 | Unknown | VEI | TAMCO | 23749 |  | PERSIARAN BKT SG LONG NO 1 | SUBSTATION | Unknown | Unknown | Unknown | DISTRIBUTION | TNB | CHERAS | Unknown | 75 |  |  | Unknown | Unknown |  | LINE |  | 28 | 630.000 A | 0.63 | 50 | 20 | B09953 | Unknown |  |  |  |  | 0 | BUKIT SUNGAI LONG 1 |  | 3
257541254 | B10200 |  | 26019091 | 26019090 |  |  | Existing | RYB | TMASS-10 | B05879 P/E INDAH JAYA NO 2 | CLOSED | CLOSED | LINK | 12.000 kV | 11 kV | GAS |  | 2007 | B2714910 |  | FALCON BETA | TAMCO | B2714910 |  | TMN LESTARI INDAH | Unknown | Unknown | Unknown | Unknown | DISTRIBUTION | TNB | CHERAS | Unknown | 75 |  |  | Unknown | Unknown |  | LINE |  | 28 | 630.000 A | 0.63 | 50 | 20 | B10200 | [5 empty] | 0 | TMN LESTARI INDAH |  | 3
257541259 | B10198 |  | 26019106 | 26019105 |  |  | Existing | RYB | TMASS-10 | B02212 P/E PKNS SG MAKAU | CLOSED | CLOSED | LINK | 12.000 kV | 11 kV | GAS |  | 2007 | B2714910 |  | FALCON BETA | TAMCO | B2714910 |  | TMN LESTARI INDAH | Unknown | Unknown | Unknown | Unknown | DISTRIBUTION | TNB | CHERAS | Unknown | 75 |  |  | Unknown | Unknown |  | LINE |  | 28 | 630.000 A | 0.63 | 50 | 20 | B10198 | [5 empty] | 0 | TMN LESTARI INDAH |  | 3
257543504 | 37357 |  | 17021198 | 17021197 | WKLS/PCE/J00917/MB37357 |  | Existing | RYB |  | LOOPING | CLOSED | CLOSED | LINK | 12.000 kV | 11 kV | GAS |  | 2006 | B 2612477 |  | FALCON BETA | TAMCO |  |  | PE P/PURI PUNCAK BAIDURI | Unknown | Unknown | Unknown | Unknown | DISTRIBUTION | TNB | CHERAS | Unknown | Unknown |  |  |  | Unknown |  |  |  |  | 630.000 A | 20 | 20 | 20 | [6 empty] | 0 |  |  | 3
257543511 | 37354 |  | 17021230 | 17021229 | WKLS/PCE/J00917/MB37354 |  | Existing | RYB |  | 28067 SEK KEB TMN BAIDURI | CLOSED | CLOSED | LINK | 12.000 kV | 11 kV | GAS |  | 2006 | B 2612477 |  | FALCON BETA | TAMCO |  |  | PE P/PURI PUNCAK BAIDURI | Unknown | Unknown | Unknown | Unknown | DISTRIBUTION | TNB | CHERAS | Unknown | Unknown |  |  |  | Unknown |  |  |  |  | 630.000 A | 20 | 20 | 20 | [6 empty] | 0 |  |  | 3
257543515 | 37358 |  | 17021233 | 17021239 | WKLS/PCE/J00917/MB37358 |  | Existing | RYB |  | LOOPING | CLOSED | CLOSED | LINK | 12.000 kV | 11 kV | GAS |  | 2006 | B 2612477 |  | FALCON BETA | TAMCO |  |  | PE P/PURI PUNCAK BAIDURI | Unknown | Unknown | Unknown | Unknown | DISTRIBUTION | TNB | CHERAS | Unknown | Unknown |  |  |  | Unknown |  |  |  |  | 630.000 A | 20 | 20 | 20 | [6 empty] | 0 |  |  | 3
257543523 | 37360 |  | 17021241 | 17021242 | WKLS/PCE/J00917/MB37360 |  | Existing | RYB |  | 28439 RMH PANGSA TMN KOPERASI | CLOSED | CLOSED | LINK | 12.000 kV | 11 kV | GAS |  | 2006 | B 2612477 |  | FALCON BETA | TAMCO |  |  | PE P/PURI PUNCAK BAIDURI | Unknown | Unknown | Unknown | Unknown | DISTRIBUTION | TNB | CHERAS | Unknown | Unknown |  |  |  | Unknown |  |  |  |  | 630.000 A | 20 | 20 | 20 | [6 empty] | 0 |  |  | 3
257697823 |  | BTHO-10 | 6741906 | 6742047 |  |  | Existing | RYB |  | JUSCO CHERAS SELATAN | OPEN | CLOSED | RESERVE |  | 11 kV | Unknown |  | 0 |  |  |  | Unknown |  |  | PPU BANDAR TUN HUSSEIN ONN | Unknown | Unknown | Unknown | Unknown | DISTRIBUTION | TNB | CHERAS | Unknown | Unknown |  |  |  | Unknown | [17 empty] | 3
257697827 |  | BTHO-10 | 6741907 | 6742048 |  |  | Existing | RYB |  | JUSCO CHERAS SELATAN | CLOSED | OPEN | MAIN |  | 11 kV | Unknown |  | 0 |  |  |  | Unknown |  |  | PPU BANDAR TUN HUSSEIN ONN | Unknown | Unknown | Unknown | Unknown | DISTRIBUTION | TNB | CHERAS | Unknown | Unknown |  |  |  | Unknown | [17 empty] | 3
257697831 |  | BTHO-12 | 6741908 | 6742061 |  |  | Existing | RYB |  | SPARE(BTHO) | OPEN | CLOSED | RESERVE |  | 11 kV | Unknown |  | 0 |  |  |  | Unknown |  |  | PPU BANDAR TUN HUSSEIN ONN | Unknown | Unknown | Unknown | Unknown | DISTRIBUTION | TNB | CHERAS | Unknown | Unknown |  |  |  | Unknown | [17 empty] | 3
257697835 |  | BTHO-12 | 6741909 | 6742060 |  |  | Existing | RYB |  | SPARE(BTHO) | CLOSED | OPEN | MAIN |  | 11 kV | Unknown |  | 0 |  |  |  | Unknown |  |  | PPU BANDAR TUN HUSSEIN ONN | Unknown | Unknown | Unknown | Unknown | DISTRIBUTION | TNB | CHERAS | Unknown | Unknown |  |  |  | Unknown | [17 empty] | 3
257697849 |  | BTHO-6 | 6741920 | 6742057 |  |  | Existing | RYB |  | APARTMENT SUAKASIH | OPEN | CLOSED | RESERVE |  | 11 kV | Unknown |  | 0 |  |  |  | Unknown |  |  | PPU BANDAR TUN HUSSEIN ONN | Unknown | Unknown | Unknown | Unknown | DISTRIBUTION | TNB | CHERAS | Unknown | Unknown |  |  |  | Unknown | [17 empty] | 3
257697853 |  | BTHO-6 | 6741921 | 6742058 |  |  | Existing | RYB |  | APARTMENT SUAKASIH | CLOSED | OPEN | MAIN |  | 11 kV | Unknown |  | 0 |  |  |  | Unknown |  |  | PPU BANDAR TUN HUSSEIN ONN | Unknown | Unknown | Unknown | Unknown | DISTRIBUTION | TNB | CHERAS | Unknown | Unknown |  |  |  | Unknown | [17 empty] | 3
257697857 |  | BTHO-8 | 6741922 | 6742044 |  |  | Existing | RYB |  | ABANDONED2(BTHO) | OPEN | CLOSED | RESERVE |  | 11 kV | Unknown |  | 0 |  |  |  | Unknown |  |  | PPU BANDAR TUN HUSSEIN ONN | Unknown | Unknown | Unknown | Unknown | DISTRIBUTION | TNB | CHERAS | Unknown | Unknown |  |  |  | Unknown | [17 empty] | 3
257697861 |  | BTHO-8 | 6741923 | 6742045 |  |  | Existing | RYB |  | ABANDONED2(BTHO) | CLOSED | OPEN | MAIN |  | 11 kV | Unknown |  | 0 |  |  |  | Unknown |  |  | PPU BANDAR TUN HUSSEIN ONN | Unknown | Unknown | Unknown | Unknown | DISTRIBUTION | TNB | CHERAS | Unknown | Unknown |  |  |  | Unknown | [17 empty] | 3
257697870 |  | BTHO-4 | 6741929 | 6742075 |  |  | Existing | RYB |  | KOMPLEKS PENGHULU BT 10 | OPEN | CLOSED | RESERVE |  | 11 kV | Unknown |  | 0 |  |  |  | Unknown |  |  | PPU BANDAR TUN HUSSEIN ONN | Unknown | Unknown | Unknown | Unknown | DISTRIBUTION | TNB | CHERAS | Unknown | Unknown |  |  |  | Unknown | [17 empty] | 3
257697874 |  | BTHO-4 | 6741930 | 6742076 |  |  | Existing | RYB |  | KOMPLEKS PENGHULU BT 10 | CLOSED | OPEN | MAIN |  | 11 kV | Unknown |  | 0 |  |  |  | Unknown |  |  | PPU BANDAR TUN HUSSEIN ONN | Unknown | Unknown | Unknown | Unknown | DISTRIBUTION | TNB | CHERAS | Unknown | Unknown |  |  |  | Unknown | [17 empty] | 3
257697878 |  | BTHO-G95 (R) | 6741931 | 6742084 |  |  | Existing | RYB |  | LMAS-2P5 | CLOSED | CLOSED | RESERVE |  | Unknown | Unknown |  | 0 |  |  |  | Unknown |  |  | PPU BANDAR TUN HUSSEIN ONN | Unknown | Unknown | Unknown | Unknown | DISTRIBUTION | TNB | CHERAS | Unknown | Unknown |  |  |  | Unknown | [17 empty] | 3
257697882 |  | BTHO-G95 (M) | 6741932 | 6742083 |  |  | Existing | RYB |  | LMAS-2P5 | OPEN | OPEN | MAIN |  | Unknown | Unknown |  | 0 |  |  |  | Unknown |  |  | PPU BANDAR TUN HUSSEIN ONN | Unknown | Unknown | Unknown | Unknown | DISTRIBUTION | TNB | CHERAS | Unknown | Unknown |  |  |  | Unknown | [17 empty] | 3
257697893 |  | BTHO-32 | 6741945 | 6742089 |  |  | Existing | RYB |  | 11KV BUSBAR | CLOSED | OPEN | MAIN |  | 11 kV | Unknown |  | 0 |  |  |  | Unknown |  |  | PPU BANDAR TUN HUSSEIN ONN | Unknown | Unknown | Unknown | Unknown | DISTRIBUTION | TNB | CHERAS | Unknown | Unknown |  |  |  | Unknown | [17 empty] | 3
257697897 |  | BTHO-32 | 6741946 | 6742090 |  |  | Existing | RYB |  | 11KV BUSBAR | OPEN | CLOSED | RESERVE |  | 11 kV | Unknown |  | 0 |  |  |  | Unknown |  |  | PPU BANDAR TUN HUSSEIN ONN | Unknown | Unknown | Unknown | Unknown | DISTRIBUTION | TNB | CHERAS | Unknown | Unknown |  |  |  | Unknown | [17 empty] | 3
257697901 |  | BTHO-2 | 6741947 | 6742091 |  |  | Existing | RYB |  | CHERAS PERDANA NO 1 | CLOSED | OPEN | MAIN |  | 11 kV | Unknown |  | 0 |  |  |  | Unknown |  |  | PPU BANDAR TUN HUSSEIN ONN | Unknown | Unknown | Unknown | Unknown | DISTRIBUTION | TNB | CHERAS | Unknown | Unknown |  |  |  | Unknown | [17 empty] | 3
257697905 |  | BTHO-2 | 6741948 | 6742092 |  |  | Existing | RYB |  | CHERAS PERDANA NO 1 | OPEN | CLOSED | RESERVE |  | 11 kV | Unknown |  | 0 |  |  |  | Unknown |  |  | PPU BANDAR TUN HUSSEIN ONN | Unknown | Unknown | Unknown | Unknown | DISTRIBUTION | TNB | CHERAS | Unknown | Unknown |  |  |  | Unknown | [17 empty] | 3
257697909 |  | BTHO-2H0 (R) | 6741949 | 6742068 |  |  | Existing | RYB |  | BTHO-TX2-2H0 | OPEN | OPEN | RESERVE |  | 33 kV | Unknown |  | 0 |  |  |  | Unknown |  |  | PPU BANDAR TUN HUSSEIN ONN | Unknown | Unknown | Unknown | Unknown | DISTRIBUTION | TNB | CHERAS | Unknown | Unknown |  |  |  | Unknown | [17 empty] | 3
257697913 |  | BTHO-2H0 (M) | 6741950 | 6742067 |  |  | Existing | RYB |  | BTHO-TX2-2H0 | CLOSED | CLOSED | MAIN |  | 33 kV | Unknown |  | 0 |  |  |  | Unknown |  |  | PPU BANDAR TUN HUSSEIN ONN | Unknown | Unknown | Unknown | Unknown | DISTRIBUTION | TNB | CHERAS | Unknown | Unknown |  |  |  | Unknown | [17 empty] | 3
257697926 |  | BTHO-31 | 6741967 | 6742111 |  |  | Existing | RYB |  | 11KV BUSBAR | CLOSED | CLOSED | MAIN |  | 11 kV | Unknown |  | 0 |  |  |  | Unknown |  |  | PPU BANDAR TUN HUSSEIN ONN | Unknown | Unknown | Unknown | Unknown | DISTRIBUTION | TNB | CHERAS | Unknown | Unknown |  |  |  | Unknown | [17 empty] | 3
257697930 |  | BTHO-31 | 6741968 | 6742108 |  |  | Existing | RYB |  | 11KV BUSBAR | OPEN | OPEN | RESERVE |  | 11 kV | Unknown |  | 0 |  |  |  | Unknown |  |  | PPU BANDAR TUN HUSSEIN ONN | Unknown | Unknown | Unknown | Unknown | DISTRIBUTION | TNB | CHERAS | Unknown | Unknown |  |  |  | Unknown | [17 empty] | 3
257697934 |  | BTHO-1 | 6741969 | 6742131 |  |  | Existing | RYB |  | TAMAN KOTA CHERAS NO 1 | OPEN | OPEN | RESERVE |  | 11 kV | Unknown |  | 0 |  |  |  | Unknown |  |  | PPU BANDAR TUN HUSSEIN ONN | Unknown | Unknown | Unknown | Unknown | DISTRIBUTION | TNB | CHERAS | Unknown | Unknown |  |  |  | Unknown | [17 empty] | 3
257697938 |  | BTHO-1 | 6741970 | 6742132 |  |  | Existing | RYB |  | TAMAN KOTA CHERAS NO 1 | CLOSED | CLOSED | MAIN |  | 11 kV | Unknown |  | 0 |  |  |  | Unknown |  |  | PPU BANDAR TUN HUSSEIN ONN | Unknown | Unknown | Unknown | Unknown | DISTRIBUTION | TNB | CHERAS | Unknown | Unknown |  |  |  | Unknown | [17 empty] | 3
257697942 | 30 | BTHO-B/S-30 | 6741972 | 6742099 | BCRS/PPU/G00001/NB30 | 300048161 | Existing | RYB |  | 11KV BUSBAR | CLOSED | CLOSED | BUSBAR SECTION | 12.000 kV | 11 kV | VACUMM | 17/08/1996 | 1995 |  |  | EPE | EPE | N/A | PM 32/088C | PPU BANDAR TUN HUSSEIN ONN | Unknown | Unknown | Unknown | Unknown | DISTRIBUTION | TNB | CHERAS | Unknown | Unknown |  |  |  | Unknown | [8 empty] | 30 | [8 empty] | 3
257697946 | 34 | BTHO-B/C-34 | 6741973 | 6742101 | BCRS/PPU/G00001/NB34 | 300048164 | Existing | RYB |  | 11KV BUSBAR | CLOSED | CLOSED | BUSBAR COUPLER | 12.000 kV | Unknown | VACUMM | 17/08/1996 | 1995 |  |  | EPE | EPE | N/A | PM 32/099C | PPU BANDAR TUN HUSSEIN ONN | Unknown | Unknown | Unknown | Unknown | DISTRIBUTION | TNB | CHERAS | Unknown | Unknown |  |  |  | Unknown | [8 empty] | 34 | [8 empty] | 3
257697950 |  | BTHO-1H0 (R) | 6741974 | 6742133 |  |  | Existing | RYB |  | BTHO-TX1-1H0 | OPEN | OPEN | RESERVE |  | 33 kV | Unknown |  | 0 |  |  |  | Unknown |  |  | PPU BANDAR TUN HUSSEIN ONN | Unknown | Unknown | Unknown | Unknown | DISTRIBUTION | TNB | CHERAS | Unknown | Unknown |  |  |  | Unknown | [17 empty] | 3
257697954 |  | BTHO-1H0 (M) | 6741975 | 6742134 |  |  | Existing | RYB |  | BTHO-TX1-1H0 | CLOSED | CLOSED | MAIN |  | 33 kV | Unknown |  | 0 |  |  |  | Unknown |  |  | PPU BANDAR TUN HUSSEIN ONN | Unknown | Unknown | Unknown | Unknown | DISTRIBUTION | TNB | CHERAS | Unknown | Unknown |  |  |  | Unknown | [17 empty] | 3
257697979 |  | N2 | 6742003 | 6742175 |  |  | Existing | RYB |  |  | CLOSED | CLOSED | NEUTRAL |  | Unknown | Unknown |  | 0 |  |  |  | Unknown |  |  | PPU BANDAR TUN HUSSEIN ONN | Unknown | Unknown | Unknown | Unknown | DISTRIBUTION | TNB | CHERAS | Unknown | Unknown |  |  |  | Unknown | [17 empty] | 3
257697983 |  | N4 | 6742004 | 6742166 |  |  | Existing | RYB |  |  | OPEN | OPEN | NEUTRAL |  | Unknown | Unknown |  | 0 |  |  |  | Unknown |  |  | PPU BANDAR TUN HUSSEIN ONN | Unknown | Unknown | Unknown | Unknown | DISTRIBUTION | TNB | CHERAS | Unknown | Unknown |  |  |  | Unknown | [17 empty] | 3
257697987 |  | BTHO-3 | 6742005 | 6742119 |  |  | Existing | RYB |  | PLAZA TOL BALAKONG | CLOSED | CLOSED | MAIN |  | 11 kV | Unknown |  | 0 |  |  |  | Unknown |  |  | PPU BANDAR TUN HUSSEIN ONN | Unknown | Unknown | Unknown | Unknown | DISTRIBUTION | TNB | CHERAS | Unknown | Unknown |  |  |  | Unknown | [17 empty] | 3
257697991 |  | BTHO-G93 (M) | 6742006 | 6742161 |  |  | Existing | RYB |  | CJYA-1L5 | CLOSED | CLOSED | MAIN |  | Unknown | Unknown |  | 0 |  |  |  | Unknown |  |  | PPU BANDAR TUN HUSSEIN ONN | Unknown | Unknown | Unknown | Unknown | DISTRIBUTION | TNB | CHERAS | Unknown | Unknown |  |  |  | Unknown | [17 empty] | 3
257697995 |  | BTHO-G93 (R) | 6742007 | 6742145 |  |  | Existing | RYB |  | CJYA-1L5 | OPEN | OPEN | RESERVE |  | Unknown | Unknown |  | 0 |  |  |  | Unknown |  |  | PPU BANDAR TUN HUSSEIN ONN | Unknown | Unknown | Unknown | Unknown | DISTRIBUTION | TNB | CHERAS | Unknown | Unknown |  |  |  | Unknown | [17 empty] | 3
257697999 |  | BTHO-G94 (R) | 6742008 | 6742115 |  |  | Existing | RYB |  | JUBA-2P5 | CLOSED | CLOSED | RESERVE |  | Unknown | Unknown |  | 0 |  |  |  | Unknown |  |  | PPU BANDAR TUN HUSSEIN ONN | Unknown | Unknown | Unknown | Unknown | DISTRIBUTION | TNB | CHERAS | Unknown | Unknown |  |  |  | Unknown | [17 empty] | 3
257698003 |  | BTHO-G94 (M) | 6742009 | 6742127 |  |  | Existing | RYB |  | JUBA-2P5 | OPEN | OPEN | MAIN |  | Unknown | Unknown |  | 0 |  |  |  | Unknown |  |  | PPU BANDAR TUN HUSSEIN ONN | Unknown | Unknown | Unknown | Unknown | DISTRIBUTION | TNB | CHERAS | Unknown | Unknown |  |  |  | Unknown | [17 empty] | 3
257698007 |  | BTHO-9 | 6742010 | 6742152 |  |  | Existing | RYB |  | DESA WANGSA BTHO | CLOSED | CLOSED | MAIN |  | 11 kV | Unknown |  | 0 |  |  |  | Unknown |  |  | PPU BANDAR TUN HUSSEIN ONN | Unknown | Unknown | Unknown | Unknown | DISTRIBUTION | TNB | CHERAS | Unknown | Unknown |  |  |  | Unknown | [17 empty] | 3
257698011 |  | BTHO-9 | 6742011 | 6742151 |  |  | Existing | RYB |  | DESA WANGSA BTHO | OPEN | OPEN | RESERVE |  | 11 kV | Unknown |  | 0 |  |  |  | Unknown |  |  | PPU BANDAR TUN HUSSEIN ONN | Unknown | Unknown | Unknown | Unknown | DISTRIBUTION | TNB | CHERAS | Unknown | Unknown |  |  |  | Unknown | [17 empty] | 3
257698015 |  | BTHO-7 | 6742012 | 6742155 |  |  | Existing | RYB |  | JLN MEGAH 2/2 TMN MEGAH | CLOSED | CLOSED | MAIN |  | 11 kV | Unknown |  | 0 |  |  |  | Unknown |  |  | PPU BANDAR TUN HUSSEIN ONN | Unknown | Unknown | Unknown | Unknown | DISTRIBUTION | TNB | CHERAS | Unknown | Unknown |  |  |  | Unknown | [17 empty] | 3
257698019 |  | BTHO-7 | 6742013 | 6742154 |  |  | Existing | RYB |  | JLN MEGAH 2/2 TMN MEGAH | OPEN | OPEN | RESERVE |  | 11 kV | Unknown |  | 0 |  |  |  | Unknown |  |  | PPU BANDAR TUN HUSSEIN ONN | Unknown | Unknown | Unknown | Unknown | DISTRIBUTION | TNB | CHERAS | Unknown | Unknown |  |  |  | Unknown | [17 empty] | 3
257698023 |  | BTHO-5 | 6742014 | 6742158 |  |  | Existing | RYB |  | STN SUIS PDRM | CLOSED | CLOSED | MAIN |  | 11 kV | Unknown |  | 0 |  |  |  | Unknown |  |  | PPU BANDAR TUN HUSSEIN ONN | Unknown | Unknown | Unknown | Unknown | DISTRIBUTION | TNB | CHERAS | Unknown | Unknown |  |  |  | Unknown | [17 empty] | 3
257698027 |  | BTHO-5 | 6742015 | 6742157 |  |  | Existing | RYB |  | STN SUIS PDRM | OPEN | OPEN | RESERVE |  | 11 kV | Unknown |  | 0 |  |  |  | Unknown |  |  | PPU BANDAR TUN HUSSEIN ONN | Unknown | Unknown | Unknown | Unknown | DISTRIBUTION | TNB | CHERAS | Unknown | Unknown |  |  |  | Unknown | [17 empty] | 3
257698031 |  | BTHO-3 | 6742016 | 6742120 |  |  | Existing | RYB |  | PLAZA TOL BALAKONG | OPEN | OPEN | RESERVE |  | 11 kV | Unknown |  | 0 |  |  |  | Unknown |  |  | PPU BANDAR TUN HUSSEIN ONN | Unknown | Unknown | Unknown | Unknown | DISTRIBUTION | TNB | CHERAS | Unknown | Unknown |  |  |  | Unknown | [17 empty] | 3
257698035 |  | N1 | 6742017 | 6742107 |  |  | Existing | RYB |  |  | CLOSED | CLOSED | NEUTRAL |  | Unknown | Unknown |  | 0 |  |  |  | Unknown |  |  | PPU BANDAR TUN HUSSEIN ONN | Unknown | Unknown | Unknown | Unknown | DISTRIBUTION | TNB | CHERAS | Unknown | Unknown |  |  |  | Unknown | [17 empty] | 3
257698039 |  | N5 | 6742018 | 6742168 |  |  | Existing | RYB |  |  | CLOSED | CLOSED | NEUTRAL |  | Unknown | Unknown |  | 0 |  |  |  | Unknown |  |  | PPU BANDAR TUN HUSSEIN ONN | Unknown | Unknown | Unknown | Unknown | DISTRIBUTION | TNB | CHERAS | Unknown | Unknown |  |  |  | Unknown | [17 empty] | 3
257698059 |  | BTHO-11 | 6742031 | 6742180 |  |  | Existing | RYB |  | ABANDONED1(BTHO) | OPEN | OPEN | RESERVE |  | 11 kV | Unknown |  | 0 |  |  |  | Unknown |  |  | PPU BANDAR TUN HUSSEIN ONN | Unknown | Unknown | Unknown | Unknown | DISTRIBUTION | TNB | CHERAS | Unknown | Unknown |  |  |  | Unknown | [17 empty] | 3
257698063 |  | BTHO-11 | 6742032 | 6742181 |  |  | Existing | RYB |  | ABANDONED1(BTHO) | CLOSED | CLOSED | MAIN |  | 11 kV | Unknown |  | 0 |  |  |  | Unknown |  |  | PPU BANDAR TUN HUSSEIN ONN | Unknown | Unknown | Unknown | Unknown | DISTRIBUTION | TNB | CHERAS | Unknown | Unknown |  |  |  | Unknown | [17 empty] | 3
257698070 |  | BTHO-14 | 6742478 | 6742485 |  |  | Existing | RYB |  | LOCAL TRANSFORMER | CLOSED | OPEN | MAIN |  | 11 kV | Unknown |  | 0 |  |  |  | Unknown |  |  | PPU BANDAR TUN HUSSEIN ONN | Unknown | Unknown | Unknown | Unknown | DISTRIBUTION | TNB | CHERAS | Unknown | Unknown |  |  |  | Unknown | [17 empty] | 3
257698074 |  | BTHO-14 | 6742479 | 6742484 |  |  | Existing | RYB |  | LOCAL TRANSFORMER | OPEN | CLOSED | RESERVE |  | 11 kV | Unknown |  | 0 |  |  |  | Unknown |  |  | PPU BANDAR TUN HUSSEIN ONN | Unknown | Unknown | Unknown | Unknown | DISTRIBUTION | TNB | CHERAS | Unknown | Unknown |  |  |  | Unknown | [17 empty] | 3
257698481 |  | SGLN-6 | 6748063 | 6748208 |  |  | Existing | RYB |  | THAM KOK | CLOSED | CLOSED | RESERVE |  | 11 kV | Unknown |  | 0 |  |  |  | Unknown |  |  | PPU SUNGAI LONG | Unknown | Unknown | Unknown | Unknown | DISTRIBUTION | TNB | CHERAS | Unknown | Unknown |  |  |  | Unknown | [17 empty] | 3
257698485 |  | SGLN-6 | 6748064 | 6748207 |  |  | Existing | RYB |  | THAM KOK | OPEN | OPEN | MAIN |  | 11 kV | Unknown |  | 0 |  |  |  | Unknown |  |  | PPU SUNGAI LONG | Unknown | Unknown | Unknown | Unknown | DISTRIBUTION | TNB | CHERAS | Unknown | Unknown |  |  |  | Unknown | [17 empty] | 3
257698489 |  | SGLN-8 | 6748065 | 6748200 |  |  | Existing | RYB |  | WETEX | CLOSED | CLOSED | RESERVE |  | 11 kV | Unknown |  | 0 |  |  |  | Unknown |  |  | PPU SUNGAI LONG | Unknown | Unknown | Unknown | Unknown | DISTRIBUTION | TNB | CHERAS | Unknown | Unknown |  |  |  | Unknown | [17 empty] | 3
257698493 |  | SGLN-8 | 6748066 | 6748201 |  |  | Existing | RYB |  | WETEX | OPEN | OPEN | MAIN |  | 11 kV | Unknown |  | 0 |  |  |  | Unknown |  |  | PPU SUNGAI LONG | Unknown | Unknown | Unknown | Unknown | DISTRIBUTION | TNB | CHERAS | Unknown | Unknown |  |  |  | Unknown | [17 empty] | 3
257698497 |  | SGLN-10 | 6748067 | 6748203 |  |  | Existing | RYB |  | LOCAL TRANSFORMER | CLOSED | CLOSED | RESERVE |  | 11 kV | Unknown |  | 0 |  |  |  | Unknown |  |  | PPU SUNGAI LONG | Unknown | Unknown | Unknown | Unknown | DISTRIBUTION | TNB | CHERAS | Unknown | Unknown |  |  |  | Unknown | [17 empty] | 3
257698501 |  | SGLN-10 | 6748068 | 6748204 |  |  | Existing | RYB |  | LOCAL TRANSFORMER | OPEN | OPEN | MAIN |  | 11 kV | Unknown |  | 0 |  |  |  | Unknown |  |  | PPU SUNGAI LONG | Unknown | Unknown | Unknown | Unknown | DISTRIBUTION | TNB | CHERAS | Unknown | Unknown |  |  |  | Unknown | [17 empty] | 3
257698505 |  | SGLN-12 | 6748069 | 6748206 |  |  | Existing | RYB |  | BDR SG LONG GOLF CLUB | CLOSED | CLOSED | RESERVE |  | 11 kV | Unknown |  | 0 |  |  |  | Unknown |  |  | PPU SUNGAI LONG | Unknown | Unknown | Unknown | Unknown | DISTRIBUTION | TNB | CHERAS | Unknown | Unknown |  |  |  | Unknown | [17 empty] | 3
257698509 |  | SGLN-12 | 6748070 | 6748218 |  |  | Existing | RYB |  | BDR SG LONG GOLF CLUB | OPEN | OPEN | MAIN |  | 11 kV | Unknown |  | 0 |  |  |  | Unknown |  |  | PPU SUNGAI LONG | Unknown | Unknown | Unknown | Unknown | DISTRIBUTION | TNB | CHERAS | Unknown | Unknown |  |  |  | Unknown | [17 empty] | 3
257698525 |  | SGLN-4 | 6748087 | 6748227 |  |  | Existing | RYB |  | JLN SL 13/4 SG LONG | CLOSED | CLOSED | RESERVE |  | 11 kV | Unknown |  | 0 |  |  |  | Unknown |  |  | PPU SUNGAI LONG | Unknown | Unknown | Unknown | Unknown | DISTRIBUTION | TNB | CHERAS | Unknown | Unknown |  |  |  | Unknown | [17 empty] | 3
257698529 |  | SGLN-4 | 6748088 | 6748226 |  |  | Existing | RYB |  | JLN SL 13/4 SG LONG | OPEN | OPEN | MAIN |  | 11 kV | Unknown |  | 0 |  |  |  | Unknown |  |  | PPU SUNGAI LONG | Unknown | Unknown | Unknown | Unknown | DISTRIBUTION | TNB | CHERAS | Unknown | Unknown |  |  |  | Unknown | [17 empty] | 3
257698533 |  | SGLN-2 | 6748089 | 6748252 |  |  | Existing | RYB |  | PERSIARAN SG LONG 1 BDR SG LONG | CLOSED | CLOSED | RESERVE |  | 11 kV | Unknown |  | 0 |  |  |  | Unknown |  |  | PPU SUNGAI LONG | Unknown | Unknown | Unknown | Unknown | DISTRIBUTION | TNB | CHERAS | Unknown | Unknown |  |  |  | Unknown | [17 empty] | 3
257698537 |  | SGLN-2 | 6748090 | 6748251 |  |  | Existing | RYB |  | PERSIARAN SG LONG 1 BDR SG LONG | OPEN | OPEN | MAIN |  | 11 kV | Unknown |  | 0 |  |  |  | Unknown |  |  | PPU SUNGAI LONG | Unknown | Unknown | Unknown | Unknown | DISTRIBUTION | TNB | CHERAS | Unknown | Unknown |  |  |  | Unknown | [17 empty] | 3
257698541 |  | SGLN-4P5 (R) | 6748091 | 6748241 |  |  | Existing | RYB |  | SJIM-J28 | CLOSED | CLOSED | RESERVE |  | Unknown | Unknown |  | 0 |  |  |  | Unknown |  |  | PPU SUNGAI LONG | Unknown | Unknown | Unknown | Unknown | DISTRIBUTION | TNB | CHERAS | Unknown | Unknown |  |  |  | Unknown | [17 empty] | 3
257698545 |  | SGLN-4P5 (M) | 6748092 | 6748239 |  |  | Existing | RYB |  | SJIM-J28 | OPEN | OPEN | MAIN |  | Unknown | Unknown |  | 0 |  |  |  | Unknown |  |  | PPU SUNGAI LONG | Unknown | Unknown | Unknown | Unknown | DISTRIBUTION | TNB | CHERAS | Unknown | Unknown |  |  |  | Unknown | [17 empty] | 3
257698557 |  | SGLN-31 | 6748114 | 6748272 |  |  | Existing | RYB |  | 11KV BUSBAR | CLOSED | CLOSED | MAIN |  | 11 kV | Unknown |  | 0 |  |  |  | Unknown |  |  | PPU SUNGAI LONG | Unknown | Unknown | Unknown | Unknown | DISTRIBUTION | TNB | CHERAS | Unknown | Unknown |  |  |  | Unknown | [17 empty] | 3
257698561 |  | SGLN-31 | 6748115 | 6748274 |  |  | Existing | RYB |  | 11KV BUSBAR | OPEN | OPEN | RESERVE |  | 11 kV | Unknown |  | 0 |  |  |  | Unknown |  |  | PPU SUNGAI LONG | Unknown | Unknown | Unknown | Unknown | DISTRIBUTION | TNB | CHERAS | Unknown | Unknown |  |  |  | Unknown | [17 empty] | 3
257698565 |  | SGLN-B/S-30 | 6748117 | 6748245 | BCRS/PPU/G00003/NB30 | 300048100 | Existing | RYB |  | 11KV BUSBAR | CLOSED | CLOSED | BUSBAR SECTION | 12.000 kV | Unknown | VACUMM | 13/01/1996 | 0 |  |  | TAMCO | TAMCO | N/A | U/95 0479 | PPU SUNGAI LONG | Unknown | Unknown | Unknown | Unknown | DISTRIBUTION | TNB | CHERAS | Unknown | Unknown |  |  |  | Unknown | [17 empty] | 3
257698569 |  | SGLN-32 | 6748118 | 6748249 |  |  | Existing | RYB |  | 11KV BUSBAR | OPEN | OPEN | MAIN |  | 11 kV | Unknown |  | 0 |  |  |  | Unknown |  |  | PPU SUNGAI LONG | Unknown | Unknown | Unknown | Unknown | DISTRIBUTION | TNB | CHERAS | Unknown | Unknown |  |  |  | Unknown | [17 empty] | 3
257698573 |  | SGLN-32 | 6748119 | 6748250 |  |  | Existing | RYB |  | 11KV BUSBAR | CLOSED | CLOSED | RESERVE |  | 11 kV | Unknown |  | 0 |  |  |  | Unknown |  |  | PPU SUNGAI LONG | Unknown | Unknown | Unknown | Unknown | DISTRIBUTION | TNB | CHERAS | Unknown | Unknown |  |  |  | Unknown | [17 empty] | 3
257698577 |  | SGLN-B/C-34 | 6748120 | 6748260 | BCRS/PPU/G00003/NB34 | 300048103 | Existing | RYB |  | 11KV BUSBAR | OPEN | OPEN | BUSBAR COUPLER | 12.000 kV | Unknown | VACUMM | 13/01/1996 | 0 |  |  | TAMCO | TAMCO | N/A | U/95 0485 | PPU SUNGAI LONG | Unknown | Unknown | Unknown | Unknown | DISTRIBUTION | TNB | CHERAS | Unknown | Unknown |  |  |  | Unknown | [17 empty] | 3
257698581 |  | SGLN-1H0 (R) | 6748121 | 6748257 |  |  | Existing | RYB |  | SGLN-TX1-1H0 | OPEN | OPEN | RESERVE |  | 33 kV | Unknown |  | 0 |  |  |  | Unknown |  |  | PPU SUNGAI LONG | Unknown | Unknown | Unknown | Unknown | DISTRIBUTION | TNB | CHERAS | Unknown | Unknown |  |  |  | Unknown | [17 empty] | 3
257698585 |  | SGLN-2H0 (R) | 6748122 | 6748224 |  |  | Existing | RYB |  | SGLN-TX2-2H0 | OPEN | OPEN | RESERVE |  | 33 kV | Unknown |  | 0 |  |  |  | Unknown |  |  | PPU SUNGAI LONG | Unknown | Unknown | Unknown | Unknown | DISTRIBUTION | TNB | CHERAS | Unknown | Unknown |  |  |  | Unknown | [17 empty] | 3
257698589 |  | SGLN-2H0 (M) | 6748123 | 6748223 |  |  | Existing | RYB |  | SGLN-TX2-2H0 | CLOSED | CLOSED | MAIN |  | 33 kV | Unknown |  | 0 |  |  |  | Unknown |  |  | PPU SUNGAI LONG | Unknown | Unknown | Unknown | Unknown | DISTRIBUTION | TNB | CHERAS | Unknown | Unknown |  |  |  | Unknown | [17 empty] | 3
257698593 |  | SGLN-1H0 (M) | 6748124 | 6748256 |  |  | Existing | RYB |  | SGLN-TX1-1H0 | CLOSED | CLOSED | MAIN |  | 33 kV | Unknown |  | 0 |  |  |  | Unknown |  |  | PPU SUNGAI LONG | Unknown | Unknown | Unknown | Unknown | DISTRIBUTION | TNB | CHERAS | Unknown | Unknown |  |  |  | Unknown | [17 empty] | 3
257698607 |  | N2 | 6748144 | 6748278 |  |  | Existing | RYB |  |  | CLOSED | CLOSED | NEUTRAL |  | Unknown | Unknown |  | 0 |  |  |  | Unknown |  |  | PPU SUNGAI LONG | Unknown | Unknown | Unknown | Unknown | DISTRIBUTION | TNB | CHERAS | Unknown | Unknown |  |  |  | Unknown | [17 empty] | 3
257698611 |  | N4 | 6748145 | 6748325 |  |  | Existing | RYB |  |  | OPEN | OPEN | NEUTRAL |  | Unknown | Unknown |  | 0 |  |  |  | Unknown |  |  | PPU SUNGAI LONG | Unknown | Unknown | Unknown | Unknown | DISTRIBUTION | TNB | CHERAS | Unknown | Unknown |  |  |  | Unknown | [17 empty] | 3
257698615 |  | SGLN-1 | 6748146 | 6748307 |  |  | Existing | RYB |  | SIAN CHIN AIK | CLOSED | CLOSED | MAIN |  | 11 kV | Unknown |  | 0 |  |  |  | Unknown |  |  | PPU SUNGAI LONG | Unknown | Unknown | Unknown | Unknown | DISTRIBUTION | TNB | CHERAS | Unknown | Unknown |  |  |  | Unknown | [17 empty] | 3
257698619 |  | SGLN-F96 (M) | 6748147 | 6748305 |  |  | Existing | RYB |  | CJYA-3L5 | CLOSED | CLOSED | MAIN |  | Unknown | Unknown |  | 0 |  |  |  | Unknown |  |  | PPU SUNGAI LONG | Unknown | Unknown | Unknown | Unknown | DISTRIBUTION | TNB | CHERAS | Unknown | Unknown |  |  |  | Unknown | [17 empty] | 3
257698623 |  | SGLN-F96 (R) | 6748148 | 6748321 |  |  | Existing | RYB |  | CJYA-3L5 | OPEN | OPEN | RESERVE |  | Unknown | Unknown |  | 0 |  |  |  | Unknown |  |  | PPU SUNGAI LONG | Unknown | Unknown | Unknown | Unknown | DISTRIBUTION | TNB | CHERAS | Unknown | Unknown |  |  |  | Unknown | [17 empty] | 3
257698627 |  | SGLN-F97 (R) | 6748149 | 6748285 |  |  | Existing | RYB |  | MHCR-2P5 | CLOSED | CLOSED | RESERVE |  | Unknown | Unknown |  | 0 |  |  |  | Unknown |  |  | PPU SUNGAI LONG | Unknown | Unknown | Unknown | Unknown | DISTRIBUTION | TNB | CHERAS | Unknown | Unknown |  |  |  | Unknown | [17 empty] | 3
257698631 |  | SGLN-F97 (M) | 6748150 | 6748289 |  |  | Existing | RYB |  | MHCR-2P5 | OPEN | OPEN | MAIN |  | Unknown | Unknown |  | 0 |  |  |  | Unknown |  |  | PPU SUNGAI LONG | Unknown | Unknown | Unknown | Unknown | DISTRIBUTION | TNB | CHERAS | Unknown | Unknown |  |  |  | Unknown | [17 empty] | 3
257698635 |  | SGLN-3 | 6748153 | 6748310 |  |  | Existing | RYB |  | TMN BUKIT SURIA 2 TMN RAKAN | CLOSED | CLOSED | MAIN |  | 11 kV | Unknown |  | 0 |  |  |  | Unknown |  |  | PPU SUNGAI LONG | Unknown | Unknown | Unknown | Unknown | DISTRIBUTION | TNB | CHERAS | Unknown | Unknown |  |  |  | Unknown | [17 empty] | 3
257698639 |  | SGLN-3 | 6748154 | 6748311 |  |  | Existing | RYB |  | TMN BUKIT SURIA 2 TMN RAKAN | OPEN | OPEN | RESERVE |  | 11 kV | Unknown |  | 0 |  |  |  | Unknown |  |  | PPU SUNGAI LONG | Unknown | Unknown | Unknown | Unknown | DISTRIBUTION | TNB | CHERAS | Unknown | Unknown |  |  |  | Unknown | [17 empty] | 3
257698643 |  | SGLN-1 | 6748155 | 6748308 |  |  | Existing | RYB |  | SIAN CHIN AIK | OPEN | OPEN | RESERVE |  | 11 kV | Unknown |  | 0 |  |  |  | Unknown |  |  | PPU SUNGAI LONG | Unknown | Unknown | Unknown | Unknown | DISTRIBUTION | TNB | CHERAS | Unknown | Unknown |  |  |  | Unknown | [17 empty] | 3
257698647 |  | N1 | 6748156 | 6748276 |  |  | Existing | RYB |  |  | CLOSED | CLOSED | NEUTRAL |  | Unknown | Unknown |  | 0 |  |  |  | Unknown |  |  | PPU SUNGAI LONG | Unknown | Unknown | Unknown | Unknown | DISTRIBUTION | TNB | CHERAS | Unknown | Unknown |  |  |  | Unknown | [17 empty] | 3
257698651 |  | N5 | 6748157 | 6748327 |  |  | Existing | RYB |  |  | CLOSED | CLOSED | NEUTRAL |  | Unknown | Unknown |  | 0 |  |  |  | Unknown |  |  | PPU SUNGAI LONG | Unknown | Unknown | Unknown | Unknown | DISTRIBUTION | TNB | CHERAS | Unknown | Unknown |  |  |  | Unknown | [17 empty] | 3
257698678 |  | SGLN-5 | 6748183 | 6748314 |  |  | Existing | RYB |  | SG LONG NO 1 | OPEN | OPEN | RESERVE |  | 11 kV | Unknown |  | 0 |  |  |  | Unknown |  |  | PPU SUNGAI LONG | Unknown | Unknown | Unknown | Unknown | DISTRIBUTION | TNB | CHERAS | Unknown | Unknown |  |  |  | Unknown | [17 empty] | 3
257698682 |  | SGLN-5 | 6748184 | 6748313 |  |  | Existing | RYB |  | SG LONG NO 1 | CLOSED | CLOSED | MAIN |  | 11 kV | Unknown |  | 0 |  |  |  | Unknown |  |  | PPU SUNGAI LONG | Unknown | Unknown | Unknown | Unknown | DISTRIBUTION | TNB | CHERAS | Unknown | Unknown |  |  |  | Unknown | [17 empty] | 3
257698686 |  | SGLN-7 | 6748185 | 6748338 |  |  | Existing | RYB |  | GARDEN PARK NO 1 | OPEN | OPEN | RESERVE |  | 11 kV | Unknown |  | 0 |  |  |  | Unknown |  |  | PPU SUNGAI LONG | Unknown | Unknown | Unknown | Unknown | DISTRIBUTION | TNB | CHERAS | Unknown | Unknown |  |  |  | Unknown | [17 empty] | 3
257698690 |  | SGLN-7 | 6748186 | 6748339 |  |  | Existing | RYB |  | GARDEN PARK NO 1 | CLOSED | CLOSED | MAIN |  | 11 kV | Unknown |  | 0 |  |  |  | Unknown |  |  | PPU SUNGAI LONG | Unknown | Unknown | Unknown | Unknown | DISTRIBUTION | TNB | CHERAS | Unknown | Unknown |  |  |  | Unknown | [17 empty] | 3
257698694 |  | SGLN-9 | 6748187 | 6748335 |  |  | Existing | RYB |  | BDR MAHKOTA CHERAS NO 14 | OPEN | OPEN | RESERVE |  | 11 kV | Unknown |  | 0 |  |  |  | Unknown |  |  | PPU SUNGAI LONG | Unknown | Unknown | Unknown | Unknown | DISTRIBUTION | TNB | CHERAS | Unknown | Unknown |  |  |  | Unknown | [17 empty] | 3
257698698 |  | SGLN-9 | 6748188 | 6748336 |  |  | Existing | RYB |  | BDR MAHKOTA CHERAS NO 14 | CLOSED | CLOSED | MAIN |  | 11 kV | Unknown |  | 0 |  |  |  | Unknown |  |  | PPU SUNGAI LONG | Unknown | Unknown | Unknown | Unknown | DISTRIBUTION | TNB | CHERAS | Unknown | Unknown |  |  |  | Unknown | [17 empty] | 3
257699078 |  | MHCR-6 | 6780807 | 6781060 |  |  | Existing | RYB |  | LOT 4166 FONG YAT SIEW | CLOSED | CLOSED | RESERVE |  | 11 kV | Unknown |  | 0 |  |  |  | Unknown |  |  | PPU BANDAR MAHKOTA CHERAS | Unknown | Unknown | Unknown | Unknown | DISTRIBUTION | TNB | CHERAS | Unknown | Unknown |  |  |  | Unknown | [17 empty] | 3
257699082 |  | MHCR-8 | 6780809 | 6781054 |  |  | Existing | RYB |  | SPARE3(MHCR) | CLOSED | CLOSED | RESERVE |  | 11 kV | Unknown |  | 0 |  |  |  | Unknown |  |  | PPU BANDAR MAHKOTA CHERAS | Unknown | Unknown | Unknown | Unknown | DISTRIBUTION | TNB | CHERAS | Unknown | Unknown |  |  |  | Unknown | [17 empty] | 3
257699086 |  | MHCR-10 | 6780811 | 6781057 |  |  | Existing | RYB |  | B08602 JLN PAHLAWAN 20/3 | CLOSED | CLOSED | RESERVE |  | 11 kV | Unknown |  | 0 |  |  |  | Unknown |  |  | PPU BANDAR MAHKOTA CHERAS | Unknown | Unknown | Unknown | Unknown | DISTRIBUTION | TNB | CHERAS | Unknown | Unknown |  |  |  | Unknown | [17 empty] | 3
257699090 |  | MHCR-12 | 6780813 | 6781071 |  |  | Existing | RYB |  | BMC NO 2 | CLOSED | CLOSED | RESERVE |  | 11 kV | Unknown |  | 0 |  |  |  | Unknown |  |  | PPU BANDAR MAHKOTA CHERAS | Unknown | Unknown | Unknown | Unknown | DISTRIBUTION | TNB | CHERAS | Unknown | Unknown |  |  |  | Unknown | [17 empty] | 3
257699122 |  | MHCR-4 | 6780831 | 6781075 |  |  | Existing | RYB |  | RUMAH PAM BKT SG LONG | CLOSED | CLOSED | RESERVE |  | 11 kV | Unknown |  | 0 |  |  |  | Unknown |  |  | PPU BANDAR MAHKOTA CHERAS | Unknown | Unknown | Unknown | Unknown | DISTRIBUTION | TNB | CHERAS | Unknown | Unknown |  |  |  | Unknown | [17 empty] | 3
257699126 |  | MHCR-2 | 6780833 | 6781083 |  |  | Existing | RYB |  | COMMERCIAL AREA NO 13 JLN TEMENGGON | CLOSED | CLOSED | RESERVE |  | 11 kV | Unknown |  | 0 |  |  |  | Unknown |  |  | PPU BANDAR MAHKOTA CHERAS | Unknown | Unknown | Unknown | Unknown | DISTRIBUTION | TNB | CHERAS | Unknown | Unknown |  |  |  | Unknown | [17 empty] | 3
257699130 |  | MHCR-2P5 (R) | 6780834 | 6780948 |  |  | Existing | RYB |  | SG LONG-F97 | OPEN | OPEN | MAIN |  | Unknown | Unknown |  | 0 |  |  |  | Unknown |  |  | PPU BANDAR MAHKOTA CHERAS | Unknown | Unknown | Unknown | Unknown | DISTRIBUTION | TNB | CHERAS | Unknown | Unknown |  |  |  | Unknown | [17 empty] | 3
257699134 |  | MHCR-2P5 (M) | 6780835 | 6780946 |  |  | Existing | RYB |  | SG LONG-F97 | CLOSED | CLOSED | RESERVE |  | Unknown | Unknown |  | 0 |  |  |  | Unknown |  |  | PPU BANDAR MAHKOTA CHERAS | Unknown | Unknown | Unknown | Unknown | DISTRIBUTION | TNB | CHERAS | Unknown | Unknown |  |  |  | Unknown | [17 empty] | 3
257699156 | 1SO | MHCR-B/S-1SO | 6780856 | 6780950 | BCRS/PPU/G00002/MB1SO | 300047949 | Existing | RYB |  | 33KV BUSBAR | CLOSED | CLOSED | BUSBAR SECTION | 36.000 kV | 33 kV | OTHERS | 2003-03-08 | 2000 |  |  |  | ABB |  |  | PPU BANDAR MAHKOTA CHERAS | Unknown | Unknown | Unknown | Unknown | DISTRIBUTION | TNB | CHERAS | Unknown | Unknown |  |  |  | Unknown | [8 empty] | 1SO | [8 empty] | 3
257699160 |  | MHCR-31 | 6780857 | 6781045 |  |  | Existing | RYB |  | 11KV BUSBAR | CLOSED | CLOSED | RESERVE |  | 11 kV | Unknown |  | 0 |  |  |  | Unknown |  |  | PPU BANDAR MAHKOTA CHERAS | Unknown | Unknown | Unknown | Unknown | DISTRIBUTION | TNB | CHERAS | Unknown | Unknown |  |  |  | Unknown | [17 empty] | 3
257699164 | 1WO | MHCR-B/C-1WO | 6780859 | 6780955 | BCRS/PPU/G00002/MB1WO | 300047950 | Existing | RYB |  | 33KV BUSBAR | OPEN | OPEN | BUSBAR COUPLER | 36.000 kV | 33 kV | OTHERS | 2003-03-08 | 2000 |  |  | ABB | ABB | N/A | 7005920/4001/00 | PPU BANDAR MAHKOTA CHERAS | Unknown | Unknown | Unknown | Unknown | DISTRIBUTION | TNB | CHERAS | Unknown | Unknown |  |  |  | Unknown | [8 empty] | 1WO | [8 empty] | 3
257699168 | 30 | MHCR-B/S-30 | 6780860 | 6781041 | BCRS/PPU/G00002/NB30 | 300047963 | Existing | RYB |  | 11KV BUSBAR | OPEN | OPEN | BUSBAR SECTION | 12.000 kV | 11 kV | VACUMM | 2003-03-08 | 2001 |  |  | EPE | EPE | N/A | PM52/067C | PPU BANDAR MAHKOTA CHERAS | Unknown | Unknown | Unknown | Unknown | DISTRIBUTION | TNB | CHERAS | Unknown | Unknown |  |  |  | Unknown | [8 empty] | 30 | [8 empty] | 3
257699172 |  | MHCR-32 | 6780861 | 6781042 |  |  | Existing | RYB |  | 11KV BUSBAR | CLOSED | CLOSED | RESERVE |  | 11 kV | Unknown |  | 0 |  |  |  | Unknown |  |  | PPU BANDAR MAHKOTA CHERAS | Unknown | Unknown | Unknown | Unknown | DISTRIBUTION | TNB | CHERAS | Unknown | Unknown |  |  |  | Unknown | [17 empty] | 3
257699176 |  | MHCR-1H0 | 6780864 | 6780953 |  |  | Existing | RYB |  | MHCR-TX1-1H0 | CLOSED | CLOSED | MAIN |  | 33 kV | Unknown |  | 0 |  |  |  | Unknown |  |  | PPU BANDAR MAHKOTA CHERAS | Unknown | Unknown | Unknown | Unknown | DISTRIBUTION | TNB | CHERAS | Unknown | Unknown |  |  |  | Unknown | [17 empty] | 3
257699180 |  | MHCR-2H0 | 6780865 | 6780940 |  |  | Existing | RYB |  | MHCR-TX2-2H0 | OPEN | OPEN | MAIN |  | 33 kV | Unknown |  | 0 |  |  |  | Unknown |  |  | PPU BANDAR MAHKOTA CHERAS | Unknown | Unknown | Unknown | Unknown | DISTRIBUTION | TNB | CHERAS | Unknown | Unknown |  |  |  | Unknown | [17 empty] | 3
257699184 |  | MHCR-2H0 | 6780866 | 6780939 |  |  | Existing | RYB |  | MHCR-TX2-2H0 | CLOSED | CLOSED | RESERVE |  | 33 kV | Unknown |  | 0 |  |  |  | Unknown |  |  | PPU BANDAR MAHKOTA CHERAS | Unknown | Unknown | Unknown | Unknown | DISTRIBUTION | TNB | CHERAS | Unknown | Unknown |  |  |  | Unknown | [17 empty] | 3
257699188 |  | MHCR-1H0 | 6780867 | 6780952 |  |  | Existing | RYB |  | MHCR-TX1-1H0 | OPEN | OPEN | RESERVE |  | 33 kV | Unknown |  | 0 |  |  |  | Unknown |  |  | PPU BANDAR MAHKOTA CHERAS | Unknown | Unknown | Unknown | Unknown | DISTRIBUTION | TNB | CHERAS | Unknown | Unknown |  |  |  | Unknown | [17 empty] | 3
257699227 |  | N2 | 6780887 | 6780963 |  |  | Existing | RYB |  | N2 | CLOSED | CLOSED | NEUTRAL |  | Unknown | Unknown |  | 0 |  |  |  | Unknown |  |  | PPU BANDAR MAHKOTA CHERAS | Unknown | Unknown | Unknown | Unknown | DISTRIBUTION | TNB | CHERAS | Unknown | Unknown |  |  |  | Unknown | [17 empty] | 3
257699231 |  | N4 | 6780888 | 6781007 |  |  | Existing | RYB |  | N4 | OPEN | OPEN | NEUTRAL |  | Unknown | Unknown |  | 0 |  |  |  | Unknown |  |  | PPU BANDAR MAHKOTA CHERAS | Unknown | Unknown | Unknown | Unknown | DISTRIBUTION | TNB | CHERAS | Unknown | Unknown |  |  |  | Unknown | [17 empty] | 3
257699235 |  | MHCR-5 | 6780889 | 6781012 |  |  | Existing | RYB |  | B07059 TMN MAKMUR | CLOSED | CLOSED | RESERVE |  | 11 kV | Unknown |  | 0 |  |  |  | Unknown |  |  | PPU BANDAR MAHKOTA CHERAS | Unknown | Unknown | Unknown | Unknown | DISTRIBUTION | TNB | CHERAS | Unknown | Unknown |  |  |  | Unknown | [17 empty] | 3
257699239 |  | MHCR-3P5 | 6780890 | 6780986 |  |  | Existing | RYB |  | SPARE4(MHCR) | OPEN | OPEN | RESERVE |  | Unknown | Unknown |  | 0 |  |  |  | Unknown |  |  | PPU BANDAR MAHKOTA CHERAS | Unknown | Unknown | Unknown | Unknown | DISTRIBUTION | TNB | CHERAS | Unknown | Unknown |  |  |  | Unknown | [17 empty] | 3
257699243 |  | MHCR-3P5 | 6780891 | 6780985 |  |  | Existing | RYB |  | SPARE4(MHCR) | OPEN | OPEN | MAIN |  | 33 kV | Unknown |  | 0 |  |  |  | Unknown |  |  | PPU BANDAR MAHKOTA CHERAS | Unknown | Unknown | Unknown | Unknown | DISTRIBUTION | TNB | CHERAS | Unknown | Unknown |  |  |  | Unknown | [17 empty] | 3
257699247 |  | MHCR-1P5 | 6780892 | 6780968 |  |  | Existing | RYB |  | KJNG-6L5 | CLOSED | CLOSED | MAIN |  | 33 kV | Unknown |  | 0 |  |  |  | Unknown |  |  | PPU BANDAR MAHKOTA CHERAS | Unknown | Unknown | Unknown | Unknown | DISTRIBUTION | TNB | CHERAS | Unknown | Unknown |  |  |  | Unknown | [17 empty] | 3
257699251 |  | MHCR-1P5 | 6780893 | 6780972 |  |  | Existing | RYB |  | KJNG-6L5 | OPEN | OPEN | RESERVE |  | Unknown | Unknown |  | 0 |  |  |  | Unknown |  |  | PPU BANDAR MAHKOTA CHERAS | Unknown | Unknown | Unknown | Unknown | DISTRIBUTION | TNB | CHERAS | Unknown | Unknown |  |  |  | Unknown | [17 empty] | 3
257699255 |  | MHCR-3 | 6780895 | 6781037 |  |  | Existing | RYB |  | IBUSAWAT TELEKOM | CLOSED | CLOSED | RESERVE |  | 11 kV | Unknown |  | 0 |  |  |  | Unknown |  |  | PPU BANDAR MAHKOTA CHERAS | Unknown | Unknown | Unknown | Unknown | DISTRIBUTION | TNB | CHERAS | Unknown | Unknown |  |  |  | Unknown | [17 empty] | 3
257699259 |  | MHCR-7 | 6780896 | 6781015 |  |  | Existing | RYB |  | SPARE2(MHCR) | CLOSED | CLOSED | RESERVE |  | 11 kV | Unknown |  | 0 |  |  |  | Unknown |  |  | PPU BANDAR MAHKOTA CHERAS | Unknown | Unknown | Unknown | Unknown | DISTRIBUTION | TNB | CHERAS | Unknown | Unknown |  |  |  | Unknown | [17 empty] | 3
257699263 |  | N1 | 6780899 | 6780961 |  |  | Existing | RYB |  | N1 | CLOSED | CLOSED | NEUTRAL |  | Unknown | Unknown |  | 0 |  |  |  | Unknown |  |  | PPU BANDAR MAHKOTA CHERAS | Unknown | Unknown | Unknown | Unknown | DISTRIBUTION | TNB | CHERAS | Unknown | Unknown |  |  |  | Unknown | [17 empty] | 3
257699267 |  | N5 | 6780900 | 6780980 |  |  | Existing | RYB |  | N5 | CLOSED | CLOSED | NEUTRAL |  | Unknown | Unknown |  | 0 |  |  |  | Unknown |  |  | PPU BANDAR MAHKOTA CHERAS | Unknown | Unknown | Unknown | Unknown | DISTRIBUTION | TNB | CHERAS | Unknown | Unknown |  |  |  | Unknown | [17 empty] | 3
257699306 |  | MHCR-9 | 6780927 | 6781018 |  |  | Existing | RYB |  | SPARE1(MHCR) | CLOSED | CLOSED | RESERVE |  | 11 kV | Unknown |  | 0 |  |  |  | Unknown |  |  | PPU BANDAR MAHKOTA CHERAS | Unknown | Unknown | Unknown | Unknown | DISTRIBUTION | TNB | CHERAS | Unknown | Unknown |  |  |  | Unknown | [17 empty] | 3
257699310 |  | MHCR-11 | 6780929 | 6781024 |  |  | Existing | RYB |  | JLN PAHLAWAN 913 | CLOSED | CLOSED | RESERVE |  | 11 kV | Unknown |  | 0 |  |  |  | Unknown |  |  | PPU BANDAR MAHKOTA CHERAS | Unknown | Unknown | Unknown | Unknown | DISTRIBUTION | TNB | CHERAS | Unknown | Unknown |  |  |  | Unknown | [17 empty] | 3
257699314 |  | MHCR-13 | 6780931 | 6781027 |  |  | Existing | RYB |  | B01317 MAN FATT | CLOSED | CLOSED | RESERVE |  | 11 kV | Unknown |  | 0 |  |  |  | Unknown |  |  | PPU BANDAR MAHKOTA CHERAS | Unknown | Unknown | Unknown | Unknown | DISTRIBUTION | TNB | CHERAS | Unknown | Unknown |  |  |  | Unknown | [17 empty] | 3
257699332 |  | MHCR-1 | 6781105 | 6781113 |  |  | Existing | RYB |  | BDR MAHKOTA CHERAS NO 16 | CLOSED | CLOSED | RESERVE |  | 11 kV | Unknown |  | 0 |  |  |  | Unknown |  |  | PPU BANDAR MAHKOTA CHERAS | Unknown | Unknown | Unknown | Unknown | DISTRIBUTION | TNB | CHERAS | Unknown | Unknown |  |  |  | Unknown | [17 empty] | 3
257699359 |  | MHCR-14 | 6781213 | 6781221 |  |  | Existing | RYB |  | BMC NO 3 | CLOSED | CLOSED | RESERVE |  | 11 kV | Unknown |  | 0 |  |  |  | Unknown |  |  | PPU BANDAR MAHKOTA CHERAS | Unknown | Unknown | Unknown | Unknown | DISTRIBUTION | TNB | CHERAS | Unknown | Unknown |  |  |  | Unknown | [17 empty] | 3
257699374 |  | MHCR-16 | 6781237 | 6781243 |  |  | Existing | RYB |  | LOCAL TX | CLOSED | CLOSED | RESERVE |  | 11 kV | Unknown |  | 0 |  |  |  | Unknown |  |  | PPU BANDAR MAHKOTA CHERAS | Unknown | Unknown | Unknown | Unknown | DISTRIBUTION | TNB | CHERAS | Unknown | Unknown |  |  |  | Unknown | [17 empty] | 3
257699385 |  | MHCR-4P5 (M) | 6781573 | 6781581 |  |  | Existing | RYB |  | SPARE5(MHCR) | OPEN | OPEN | RESERVE |  | Unknown | Unknown |  | 0 |  |  |  | Unknown |  |  | PPU BANDAR MAHKOTA CHERAS | Unknown | Unknown | Unknown | Unknown | DISTRIBUTION | TNB | CHERAS | Unknown | Unknown |  |  |  | Unknown | [17 empty] | 3
257699389 |  | MHCR-4P5 (R) | 6781574 | 6781580 |  |  | Existing | RYB |  | SPARE5(MHCR) | OPEN | OPEN | MAIN |  | Unknown | Unknown |  | 0 |  |  |  | Unknown |  |  | PPU BANDAR MAHKOTA CHERAS | Unknown | Unknown | Unknown | Unknown | DISTRIBUTION | TNB | CHERAS | Unknown | Unknown |  |  |  | Unknown | [17 empty] | 3
257699642 |  | NSK-5S5 | 6937486 | 6937526 |  |  | Existing | RYB |  | PPU MINES RESORT G82 | OPEN | OPEN | MAIN |  | Unknown | Unknown |  | 0 |  |  |  | Unknown |  |  | SSU NSK | Unknown | Unknown | Unknown | Unknown | DISTRIBUTION | TNB | CHERAS | Unknown | Unknown |  |  |  | Unknown | [17 empty] | 3
257699646 |  | NSK-5S5 | 6937487 | 6937528 |  |  | Existing | RYB |  | PPU MINES RESORT G82 | CLOSED | CLOSED | RESERVE |  | Unknown | Unknown |  | 0 |  |  |  | Unknown |  |  | SSU NSK | Unknown | Unknown | Unknown | Unknown | DISTRIBUTION | TNB | CHERAS | Unknown | Unknown |  |  |  | Unknown | [17 empty] | 3
257699660 |  | NSK-1S5 | 6937506 | 6937533 |  |  | Existing | RYB |  | PMU BALAKONG 3L5 | OPEN | OPEN | MAIN |  | Unknown | Unknown |  | 0 |  |  |  | Unknown |  |  | SSU NSK | Unknown | Unknown | Unknown | Unknown | DISTRIBUTION | TNB | CHERAS | Unknown | Unknown |  |  |  | Unknown | [17 empty] | 3
257699664 |  | NSK-1S5 | 6937507 | 6937535 |  |  | Existing | RYB |  | PMU BALAKONG 3L5 | CLOSED | CLOSED | RESERVE |  | Unknown | Unknown |  | 0 |  |  |  | Unknown |  |  | SSU NSK | Unknown | Unknown | Unknown | Unknown | DISTRIBUTION | TNB | CHERAS | Unknown | Unknown |  |  |  | Unknown | [17 empty] | 3
257699668 |  | NSK-2S5 | 6937508 | 6937544 |  |  | Existing | RYB |  | PMU BALAKONG 6L5 | OPEN | OPEN | RESERVE |  | Unknown | Unknown |  | 0 |  |  |  | Unknown |  |  | SSU NSK | Unknown | Unknown | Unknown | Unknown | DISTRIBUTION | TNB | CHERAS | Unknown | Unknown |  |  |  | Unknown | [17 empty] | 3
257699672 |  | NSK-2S5 | 6937509 | 6937546 |  |  | Existing | RYB |  | PMU BALAKONG 6L5 | CLOSED | CLOSED | MAIN |  | Unknown | Unknown |  | 0 |  |  |  | Unknown |  |  | SSU NSK | Unknown | Unknown | Unknown | Unknown | DISTRIBUTION | TNB | CHERAS | Unknown | Unknown |  |  |  | Unknown | [17 empty] | 3
257699676 |  | NSK-3S5 | 6937510 | 6937547 |  |  | Existing | RYB |  | CONSUMER NO 1 | OPEN | OPEN | RESERVE |  | Unknown | Unknown |  | 0 |  |  |  | Unknown |  |  | SSU NSK | Unknown | Unknown | Unknown | Unknown | DISTRIBUTION | TNB | CHERAS | Unknown | Unknown |  |  |  | Unknown | [17 empty] | 3
257699680 |  | NSK-3S5 | 6937511 | 6937548 |  |  | Existing | RYB |  | CONSUMER NO 1 | CLOSED | CLOSED | MAIN |  | Unknown | Unknown |  | 0 |  |  |  | Unknown |  |  | SSU NSK | Unknown | Unknown | Unknown | Unknown | DISTRIBUTION | TNB | CHERAS | Unknown | Unknown |  |  |  | Unknown | [17 empty] | 3
257699684 |  | NSK-4S5 | 6937512 | 6937550 |  |  | Existing | RYB |  | N/A | OPEN | OPEN | MAIN |  | Unknown | Unknown |  | 0 |  |  |  | Unknown |  |  | SSU NSK | Unknown | Unknown | Unknown | Unknown | DISTRIBUTION | TNB | CHERAS | Unknown | Unknown |  |  |  | Unknown | [17 empty] | 3
257699688 |  | NSK-4S5 | 6937513 | 6937551 |  |  | Existing | RYB |  | N/A | OPEN | OPEN | RESERVE |  | Unknown | Unknown |  | 0 |  |  |  | Unknown |  |  | SSU NSK | Unknown | Unknown | Unknown | Unknown | DISTRIBUTION | TNB | CHERAS | Unknown | Unknown |  |  |  | Unknown | [17 empty] | 3
257869147 |  | LMAS-31 | 6747634 | 6747639 |  |  | Existing | RYB |  | 11KV BUSBAR | CLOSED | CLOSED | MAIN |  | 11 kV | Unknown |  | 0 |  |  |  | Unknown |  |  | PPU LAGENDA MAS | Unknown | Unknown | Unknown | Unknown | DISTRIBUTION | TNB | CHERAS | Unknown | Unknown |  |  |  | Unknown | [17 empty] | 3
257869151 |  | LMAS-1 | 6747600 | 6747601 |  |  | Existing | RYB |  | TMN PUTRI JAYA NO 2 | CLOSED | CLOSED | MAIN |  | 11 kV | Unknown |  | 0 |  |  |  | Unknown |  |  | PPU LAGENDA MAS | Unknown | Unknown | Unknown | Unknown | DISTRIBUTION | TNB | CHERAS | Unknown | Unknown |  |  |  | Unknown | [17 empty] | 3
257869155 |  | LMAS-16 | 6747572 | 6747573 |  |  | Existing | RYB |  | LOCAL TRANSFORMER | CLOSED | CLOSED | MAIN |  | 11 kV | Unknown |  | 0 |  |  |  | Unknown |  |  | PPU LAGENDA MAS | Unknown | Unknown | Unknown | Unknown | DISTRIBUTION | TNB | CHERAS | Unknown | Unknown |  |  |  | Unknown | [17 empty] | 3
257869159 |  | LMAS-14 | 6747560 | 6747561 |  |  | Existing | RYB |  | SPARE8(LMAS) | CLOSED | CLOSED | MAIN |  | 11 kV | Unknown |  | 0 |  |  |  | Unknown |  |  | PPU LAGENDA MAS | Unknown | Unknown | Unknown | Unknown | DISTRIBUTION | TNB | CHERAS | Unknown | Unknown |  |  |  | Unknown | [17 empty] | 3
257869163 |  | LMAS-32 | 6747557 | 6747556 |  |  | Existing | RYB |  | SPARE9(LMAS) | CLOSED | CLOSED | MAIN |  | 11 kV | Unknown |  | 0 |  |  |  | Unknown |  |  | PPU LAGENDA MAS | Unknown | Unknown | Unknown | Unknown | DISTRIBUTION | TNB | CHERAS | Unknown | Unknown |  |  |  | Unknown | [17 empty] | 3
257869171 |  | LMAS-7 | 6746917 | 6747047 |  |  | Existing | RYB |  | SPARE2(LMAS) | CLOSED | CLOSED | MAIN |  | 11 kV | Unknown |  | 0 |  |  |  | Unknown |  |  | PPU LAGENDA MAS | Unknown | Unknown | Unknown | Unknown | DISTRIBUTION | TNB | CHERAS | Unknown | Unknown |  |  |  | Unknown | [17 empty] | 3
257869175 |  | LMAS-9 | 6746915 | 6747050 |  |  | Existing | RYB |  | TMN SRI MINANG BTHO | CLOSED | CLOSED | MAIN |  | 11 kV | Unknown |  | 0 |  |  |  | Unknown |  |  | PPU LAGENDA MAS | Unknown | Unknown | Unknown | Unknown | DISTRIBUTION | TNB | CHERAS | Unknown | Unknown |  |  |  | Unknown | [17 empty] | 3
257869179 |  | LMAS-13 | 6746914 | 6747056 |  |  | Existing | RYB |  | SPARE1(LMAS) | CLOSED | CLOSED | MAIN |  | 11 kV | Unknown |  | 0 |  |  |  | Unknown |  |  | PPU LAGENDA MAS | Unknown | Unknown | Unknown | Unknown | DISTRIBUTION | TNB | CHERAS | Unknown | Unknown |  |  |  | Unknown | [17 empty] | 3
257869183 |  | LMAS-11 | 6746912 | 6747053 |  |  | Existing | RYB |  | TMN MINANG RIA BTHO | CLOSED | CLOSED | MAIN |  | 11 kV | Unknown |  | 0 |  |  |  | Unknown |  |  | PPU LAGENDA MAS | Unknown | Unknown | Unknown | Unknown | DISTRIBUTION | TNB | CHERAS | Unknown | Unknown |  |  |  | Unknown | [17 empty] | 3
257869187 |  | LMAS-3 | 6746824 | 6747037 |  |  | Existing | RYB |  | MAKMAL FORENSIK PDRM | CLOSED | CLOSED | MAIN |  | 11 kV | Unknown |  | 0 |  |  |  | Unknown |  |  | PPU LAGENDA MAS | Unknown | Unknown | Unknown | Unknown | DISTRIBUTION | TNB | CHERAS | Unknown | Unknown |  |  |  | Unknown | [17 empty] | 3
257869191 |  | LMAS-5 | 6746819 | 6747044 |  |  | Existing | RYB |  | SPARE3(LMAS) | CLOSED | CLOSED | MAIN |  | 11 kV | Unknown |  | 0 |  |  |  | Unknown |  |  | PPU LAGENDA MAS | Unknown | Unknown | Unknown | Unknown | DISTRIBUTION | TNB | CHERAS | Unknown | Unknown |  |  |  | Unknown | [17 empty] | 3
257869459 |  | LMAS-B/C-1W0 | 6746797 | 6746948 |  |  | Existing | RYB |  | 33KV BUSBAR | OPEN | CLOSED | BUSBAR COUPLER | 36.000 kV | 33 kV | GAS |  | 2006 |  |  | SIEMENS | ITEM | N/A | CV746802-000070/001 | PPU LAGENDA MAS | Unknown | Unknown | Unknown | Unknown | DISTRIBUTION | TNB | CHERAS | Unknown | Unknown |  |  |  | Unknown | [17 empty] | 3
257869463 |  | LMAS-B/S-30 | 6746823 | 6746961 |  |  | Existing | RYB |  | 11KV BUSBAR | OPEN | CLOSED | BUSBAR SECTION | 12.000 kV | 11 kV | VACUMM |  | 2005 |  |  | ITEM | ITEM | 6089 | N/A | PPU LAGENDA MAS | Unknown | Unknown | Unknown | Unknown | DISTRIBUTION | TNB | CHERAS | Unknown | Unknown |  |  |  | Unknown | [17 empty] | 3
257869467 |  | LMAS-B/S-1S0 | 6746788 | 6746936 |  |  | Existing | RYB |  | 33KV BUSBAR | CLOSED | CLOSED | BUSBAR SECTION | 36.000 kV | 33 kV | GAS |  | 2006 |  |  | SIEMENS | ITEM | N/A | CV746800-000090/001 | PPU LAGENDA MAS | Unknown | Unknown | Unknown | Unknown | DISTRIBUTION | TNB | CHERAS | Unknown | Unknown |  |  |  | Unknown | [17 empty] | 3
257869471 |  | N4 | 6746910 | 6747028 |  |  | Existing | RYB |  | N4 | OPEN | OPEN | NEUTRAL |  | Unknown | Unknown |  | 0 |  |  |  | Unknown |  |  | PPU LAGENDA MAS | Unknown | Unknown | Unknown | Unknown | DISTRIBUTION | TNB | CHERAS | Unknown | Unknown |  |  |  | Unknown | [17 empty] | 3
257869475 |  | N5 | 6746830 | 6747008 |  |  | Existing | RYB |  | N5 | CLOSED | CLOSED | NEUTRAL |  | Unknown | Unknown |  | 0 |  |  |  | Unknown |  |  | PPU LAGENDA MAS | Unknown | Unknown | Unknown | Unknown | DISTRIBUTION | TNB | CHERAS | Unknown | Unknown |  |  |  | Unknown | [17 empty] | 3
257869479 |  | N1 | 6746829 | 6747000 |  |  | Existing | RYB |  | N1 | CLOSED | CLOSED | NEUTRAL |  | Unknown | Unknown |  | 0 |  |  |  | Unknown |  |  | PPU LAGENDA MAS | Unknown | Unknown | Unknown | Unknown | DISTRIBUTION | TNB | CHERAS | Unknown | Unknown |  |  |  | Unknown | [17 empty] | 3
257869483 |  | N2 | 6746818 | 6747002 |  |  | Existing | RYB |  | N2 | OPEN | OPEN | NEUTRAL |  | Unknown | Unknown |  | 0 |  |  |  | Unknown |  |  | PPU LAGENDA MAS | Unknown | Unknown | Unknown | Unknown | DISTRIBUTION | TNB | CHERAS | Unknown | Unknown |  |  |  | Unknown | [17 empty] | 3
257869514 |  | LMAS-2P5 | 6746770 | 6746923 |  |  | Existing | RYB |  | BTHO-G95 | OPEN | OPEN | MAIN |  | Unknown | Unknown |  | 0 |  |  |  | Unknown |  |  | PPU LAGENDA MAS | Unknown | Unknown | Unknown | Unknown | DISTRIBUTION | TNB | CHERAS | Unknown | Unknown |  |  |  | Unknown | [17 empty] | 3
257869518 |  | LMAS-4P5 | 6747480 | 6747488 |  |  | Existing | RYB |  | SPARE11(LMAS) | OPEN | OPEN | MAIN |  | Unknown | Unknown |  | 0 |  |  |  | Unknown |  |  | PPU LAGENDA MAS | Unknown | Unknown | Unknown | Unknown | DISTRIBUTION | TNB | CHERAS | Unknown | Unknown |  |  |  | Unknown | [17 empty] | 3
257869526 |  | LMAS-3P5 | 6746801 | 6747018 |  |  | Existing | RYB |  | SPARE10(LMAS) | OPEN | OPEN | MAIN |  | Unknown | Unknown |  | 0 |  |  |  | Unknown |  |  | PPU LAGENDA MAS | Unknown | Unknown | Unknown | Unknown | DISTRIBUTION | TNB | CHERAS | Unknown | Unknown |  |  |  | Unknown | [17 empty] | 3
257869530 |  | LMAS-1P5 | 6746798 | 6747024 |  |  | Existing | RYB |  | BLKG-10L5 | CLOSED | CLOSED | MAIN |  | Unknown | Unknown |  | 0 |  |  |  | Unknown |  |  | PPU LAGENDA MAS | Unknown | Unknown | Unknown | Unknown | DISTRIBUTION | TNB | CHERAS | Unknown | Unknown |  |  |  | Unknown | [17 empty] | 3
257869534 |  | LMAS-1H0 | 6746795 | 6746930 |  |  | Existing | RYB |  | LMAS-TX1-1H0 | CLOSED | CLOSED | MAIN |  | 33 kV | Unknown |  | 0 |  |  |  | Unknown |  |  | PPU LAGENDA MAS | Unknown | Unknown | Unknown | Unknown | DISTRIBUTION | TNB | CHERAS | Unknown | Unknown |  |  |  | Unknown | [17 empty] | 3
257869538 |  | LMAS-2H0 | 6746786 | 6746931 |  |  | Existing | RYB |  | LMAS-TX2-2H0 | OPEN | OPEN | MAIN |  | 33 kV | Unknown |  | 0 |  |  |  | Unknown |  |  | PPU LAGENDA MAS | Unknown | Unknown | Unknown | Unknown | DISTRIBUTION | TNB | CHERAS | Unknown | Unknown |  |  |  | Unknown | [17 empty] | 3
257869542 |  | LMAS-2P5 | 6746771 | 6746925 |  |  | Existing | RYB |  | BTHO-G95 | CLOSED | CLOSED | RESERVE |  | Unknown | Unknown |  | 0 |  |  |  | Unknown |  |  | PPU LAGENDA MAS | Unknown | Unknown | Unknown | Unknown | DISTRIBUTION | TNB | CHERAS | Unknown | Unknown |  |  |  | Unknown | [17 empty] | 3
257869546 |  | LMAS-4P5 | 6747479 | 6747487 |  |  | Existing | RYB |  | SPARE11(LMAS) | OPEN | OPEN | RESERVE |  | Unknown | Unknown |  | 0 |  |  |  | Unknown |  |  | PPU LAGENDA MAS | Unknown | Unknown | Unknown | Unknown | DISTRIBUTION | TNB | CHERAS | Unknown | Unknown |  |  |  | Unknown | [17 empty] | 3
257869554 |  | LMAS-3P5 | 6746800 | 6747019 |  |  | Existing | RYB |  | SPARE10(LMAS) | OPEN | OPEN | RESERVE |  | Unknown | Unknown |  | 0 |  |  |  | Unknown |  |  | PPU LAGENDA MAS | Unknown | Unknown | Unknown | Unknown | DISTRIBUTION | TNB | CHERAS | Unknown | Unknown |  |  |  | Unknown | [17 empty] | 3
257869558 |  | LMAS-1P5 | 6746799 | 6747014 |  |  | Existing | RYB |  | BLKG-10L5 | OPEN | OPEN | RESERVE |  | Unknown | Unknown |  | 0 |  |  |  | Unknown |  |  | PPU LAGENDA MAS | Unknown | Unknown | Unknown | Unknown | DISTRIBUTION | TNB | CHERAS | Unknown | Unknown |  |  |  | Unknown | [17 empty] | 3
257869562 |  | LMAS-1H0 | 6746796 | 6746933 |  |  | Existing | RYB |  | LMAS-TX1-1H0 | OPEN | OPEN | RESERVE |  | 33 kV | Unknown |  | 0 |  |  |  | Unknown |  |  | PPU LAGENDA MAS | Unknown | Unknown | Unknown | Unknown | DISTRIBUTION | TNB | CHERAS | Unknown | Unknown |  |  |  | Unknown | [17 empty] | 3
257869566 |  | LMAS-2H0 | 6746787 | 6746932 |  |  | Existing | RYB |  | LMAS-TX2-2H0 | CLOSED | CLOSED | RESERVE |  | 33 kV | Unknown |  | 0 |  |  |  | Unknown |  |  | PPU LAGENDA MAS | Unknown | Unknown | Unknown | Unknown | DISTRIBUTION | TNB | CHERAS | Unknown | Unknown |  |  |  | Unknown | [17 empty] | 3
257869624 |  | LMAS-4 | 6746782 | 6746970 |  |  | Existing | RYB |  | TMN PUTRI JAYA NO 1 | CLOSED | CLOSED | MAIN |  | 11 kV | Unknown |  | 0 |  |  |  | Unknown |  |  | PPU LAGENDA MAS | Unknown | Unknown | Unknown | Unknown | DISTRIBUTION | TNB | CHERAS | Unknown | Unknown |  |  |  | Unknown | [17 empty] | 3
257869628 |  | LMAS-6 | 6746780 | 6746973 |  |  | Existing | RYB |  | SPARE4(LMAS) | CLOSED | CLOSED | MAIN |  | 11 kV | Unknown |  | 0 |  |  |  | Unknown |  |  | PPU LAGENDA MAS | Unknown | Unknown | Unknown | Unknown | DISTRIBUTION | TNB | CHERAS | Unknown | Unknown |  |  |  | Unknown | [17 empty] | 3
257869632 |  | LMAS-8 | 6746778 | 6746984 |  |  | Existing | RYB |  | SPARE5(LMAS) | CLOSED | CLOSED | MAIN |  | 11 kV | Unknown |  | 0 |  |  |  | Unknown |  |  | PPU LAGENDA MAS | Unknown | Unknown | Unknown | Unknown | DISTRIBUTION | TNB | CHERAS | Unknown | Unknown |  |  |  | Unknown | [17 empty] | 3
257869636 |  | LMAS-10 | 6746776 | 6746987 |  |  | Existing | RYB |  | SPARE6(LMAS) | CLOSED | CLOSED | MAIN |  | 11 kV | Unknown |  | 0 |  |  |  | Unknown |  |  | PPU LAGENDA MAS | Unknown | Unknown | Unknown | Unknown | DISTRIBUTION | TNB | CHERAS | Unknown | Unknown |  |  |  | Unknown | [17 empty] | 3
257869640 |  | LMAS-12 | 6746774 | 6746990 |  |  | Existing | RYB |  | SPARE7(LMAS) | CLOSED | CLOSED | MAIN |  | 11 kV | Unknown |  | 0 |  |  |  | Unknown |  |  | PPU LAGENDA MAS | Unknown | Unknown | Unknown | Unknown | DISTRIBUTION | TNB | CHERAS | Unknown | Unknown |  |  |  | Unknown | [17 empty] | 3
257869644 |  | LMAS-2 | 6746772 | 6746957 |  |  | Existing | RYB |  | LAGENDA MAY NO 1 | CLOSED | CLOSED | MAIN |  | 11 kV | Unknown |  | 0 |  |  |  | Unknown |  |  | PPU LAGENDA MAS | Unknown | Unknown | Unknown | Unknown | DISTRIBUTION | TNB | CHERAS | Unknown | Unknown |  |  |  | Unknown | [17 empty] | 3
257879055 |  |  | 6743346 | 6743394 |  |  | Existing | RYB |  |  | CLOSED | CLOSED | NEUTRAL |  | Unknown | Unknown |  | 0 |  |  |  | Unknown |  |  | PPU SEMENTARA TAMAN MAS, ULU LANGAT | Unknown | Unknown | Unknown | Unknown | DISTRIBUTION | TNB | CHERAS | Unknown | Unknown |  |  |  | Unknown | [17 empty] | 3
257879059 |  |  | 6743345 | 6743403 |  |  | Existing | RYB |  |  | CLOSED | CLOSED | NEUTRAL |  | Unknown | Unknown |  | 0 |  |  |  | Unknown |  |  | PPU SEMENTARA TAMAN MAS, ULU LANGAT | Unknown | Unknown | Unknown | Unknown | DISTRIBUTION | TNB | CHERAS | Unknown | Unknown |  |  |  | Unknown | [17 empty] | 3
257879063 |  |  | 6743331 | 6743401 |  |  | Existing | RYB |  |  | CLOSED | CLOSED | NEUTRAL |  | Unknown | Unknown |  | 0 |  |  |  | Unknown |  |  | PPU SEMENTARA TAMAN MAS, ULU LANGAT | Unknown | Unknown | Unknown | Unknown | DISTRIBUTION | TNB | CHERAS | Unknown | Unknown |  |  |  | Unknown | [17 empty] | 3
257879080 |  | TMASS-1P5 | 6743340 | 6743419 |  |  | Existing | RYB |  | SLGT-4S5 | CLOSED | CLOSED | MAIN |  | Unknown | Unknown |  | 0 |  |  |  | Unknown |  |  | PPU SEMENTARA TAMAN MAS, ULU LANGAT | Unknown | Unknown | Unknown | Unknown | DISTRIBUTION | TNB | CHERAS | Unknown | Unknown |  |  |  | Unknown | [17 empty] | 3
257879084 |  | TMASS-2H0 | 6743290 | 6743372 |  |  | Existing | RYB |  | TMASS-TX2-2H0 | CLOSED | CLOSED | MAIN |  | 33 kV | Unknown |  | 0 |  |  |  | Unknown |  |  | PPU SEMENTARA TAMAN MAS, ULU LANGAT | Unknown | Unknown | Unknown | Unknown | DISTRIBUTION | TNB | CHERAS | Unknown | Unknown |  |  |  | Unknown | [17 empty] | 3
257879088 |  | TMASS-2P5 | 6743279 | 6743381 |  |  | Existing | RYB |  | TMAS-A32 | CLOSED | CLOSED | MAIN |  | Unknown | Unknown |  | 0 |  |  |  | Unknown |  |  | PPU SEMENTARA TAMAN MAS, ULU LANGAT | Unknown | Unknown | Unknown | Unknown | DISTRIBUTION | TNB | CHERAS | Unknown | Unknown |  |  |  | Unknown | [17 empty] | 3
257879092 |  | TMASS-1P5 | 6743341 | 6743420 |  |  | Existing | RYB |  | SLGT-4S5 | OPEN | OPEN | RESERVE |  | Unknown | Unknown |  | 0 |  |  |  | Unknown |  |  | PPU SEMENTARA TAMAN MAS, ULU LANGAT | Unknown | Unknown | Unknown | Unknown | DISTRIBUTION | TNB | CHERAS | Unknown | Unknown |  |  |  | Unknown | [17 empty] | 3
257879096 |  | TMASS-2H0 | 6743289 | 6743373 |  |  | Existing | RYB |  | TMASS-TX2-2H0 | OPEN | OPEN | RESERVE |  | 33 kV | Unknown |  | 0 |  |  |  | Unknown |  |  | PPU SEMENTARA TAMAN MAS, ULU LANGAT | Unknown | Unknown | Unknown | Unknown | DISTRIBUTION | TNB | CHERAS | Unknown | Unknown |  |  |  | Unknown | [17 empty] | 3
257879100 |  | TMASS-2P5 | 6743281 | 6743379 |  |  | Existing | RYB |  | TMAS-A32 | OPEN | OPEN | RESERVE |  | Unknown | Unknown |  | 0 |  |  |  | Unknown |  |  | PPU SEMENTARA TAMAN MAS, ULU LANGAT | Unknown | Unknown | Unknown | Unknown | DISTRIBUTION | TNB | CHERAS | Unknown | Unknown |  |  |  | Unknown | [17 empty] | 3
257879104 |  | TMASS-2 | 6743525 | 6743535 |  |  | Existing | RYB |  | LOCAL TRANSFORMER | CLOSED | OPEN | RESERVE |  | 11 kV | Unknown |  | 0 |  |  |  | Unknown |  |  | PPU SEMENTARA TAMAN MAS, ULU LANGAT | Unknown | Unknown | Unknown | Unknown | DISTRIBUTION | TNB | CHERAS | Unknown | Unknown |  |  |  | Unknown | [17 empty] | 3
257879108 |  | TMASS-4 | 6743292 | 6743504 |  |  | Existing | RYB |  | B02128 CHERAS PERMATA NO 1 | CLOSED | OPEN | RESERVE |  | 11 kV | Unknown |  | 0 |  |  |  | Unknown |  |  | PPU SEMENTARA TAMAN MAS, ULU LANGAT | Unknown | Unknown | Unknown | Unknown | DISTRIBUTION | TNB | CHERAS | Unknown | Unknown |  |  |  | Unknown | [17 empty] | 3
257879112 |  | TMASS-2 | 6743287 | 6743475 |  |  | Existing | RYB |  | B02065 CHEN HIN GIAP | CLOSED | OPEN | RESERVE |  | 11 kV | Unknown |  | 0 |  |  |  | Unknown |  |  | PPU SEMENTARA TAMAN MAS, ULU LANGAT | Unknown | Unknown | Unknown | Unknown | DISTRIBUTION | TNB | CHERAS | Unknown | Unknown |  |  |  | Unknown | [17 empty] | 3
257879116 |  | TMASS-32 | 6743285 | 6743444 |  |  | Existing | RYB |  | TMASS-TX2-32 | CLOSED | OPEN | RESERVE |  | 11 kV | Unknown |  | 0 |  |  |  | Unknown |  |  | PPU SEMENTARA TAMAN MAS, ULU LANGAT | Unknown | Unknown | Unknown | Unknown | DISTRIBUTION | TNB | CHERAS | Unknown | Unknown |  |  |  | Unknown | [17 empty] | 3
257879120 |  | TMASS-12 | 6743256 | 6743489 |  |  | Existing | RYB |  | SPARE | CLOSED | OPEN | RESERVE |  | 11 kV | Unknown |  | 0 |  |  |  | Unknown |  |  | PPU SEMENTARA TAMAN MAS, ULU LANGAT | Unknown | Unknown | Unknown | Unknown | DISTRIBUTION | TNB | CHERAS | Unknown | Unknown |  |  |  | Unknown | [17 empty] | 3
257879124 |  | TMASS-10 | 6743254 | 6743486 |  |  | Existing | RYB |  | B02350 SEONG TEIK SUN | CLOSED | OPEN | RESERVE |  | 11 kV | Unknown |  | 0 |  |  |  | Unknown |  |  | PPU SEMENTARA TAMAN MAS, ULU LANGAT | Unknown | Unknown | Unknown | Unknown | DISTRIBUTION | TNB | CHERAS | Unknown | Unknown |  |  |  | Unknown | [17 empty] | 3
257879128 |  | TMASS-8 | 6743252 | 6743483 |  |  | Existing | RYB |  | BT 9 CHERAS | CLOSED | OPEN | RESERVE |  | 11 kV | Unknown |  | 0 |  |  |  | Unknown |  |  | PPU SEMENTARA TAMAN MAS, ULU LANGAT | Unknown | Unknown | Unknown | Unknown | DISTRIBUTION | TNB | CHERAS | Unknown | Unknown |  |  |  | Unknown | [17 empty] | 3
257879132 |  | TMASS-6 | 6743250 | 6743507 |  |  | Existing | RYB |  | B07336 LOT BANGLO TMN MAS | CLOSED | OPEN | RESERVE |  | 11 kV | Unknown |  | 0 |  |  |  | Unknown |  |  | PPU SEMENTARA TAMAN MAS, ULU LANGAT | Unknown | Unknown | Unknown | Unknown | DISTRIBUTION | TNB | CHERAS | Unknown | Unknown |  |  |  | Unknown | [17 empty] | 3
257879163 |  | TMASS-14 | 6743524 | 6743534 |  |  | Existing | RYB |  | LOCAL TRANSFORMER | OPEN | CLOSED | MAIN |  | 11 kV | Unknown |  | 0 |  |  |  | Unknown |  |  | PPU SEMENTARA TAMAN MAS, ULU LANGAT | Unknown | Unknown | Unknown | Unknown | DISTRIBUTION | TNB | CHERAS | Unknown | Unknown |  |  |  | Unknown | [17 empty] | 3
257879167 |  | TMASS-2 | 6743291 | 6743505 |  |  | Existing | RYB |  | B02128 CHERAS PERMATA NO 1 | OPEN | CLOSED | MAIN |  | 11 kV | Unknown |  | 0 |  |  |  | Unknown |  |  | PPU SEMENTARA TAMAN MAS, ULU LANGAT | Unknown | Unknown | Unknown | Unknown | DISTRIBUTION | TNB | CHERAS | Unknown | Unknown |  |  |  | Unknown | [17 empty] | 3
257879171 |  | TMASS-4 | 6743286 | 6743474 |  |  | Existing | RYB |  | B02065 CHEN HIN GIAP | OPEN | CLOSED | MAIN |  | 11 kV | Unknown |  | 0 |  |  |  | Unknown |  |  | PPU SEMENTARA TAMAN MAS, ULU LANGAT | Unknown | Unknown | Unknown | Unknown | DISTRIBUTION | TNB | CHERAS | Unknown | Unknown |  |  |  | Unknown | [17 empty] | 3
257879175 |  | TMASS-32 | 6743284 | 6743443 |  |  | Existing | RYB |  | TMASS-TX2-32 | OPEN | CLOSED | MAIN |  | 11 kV | Unknown |  | 0 |  |  |  | Unknown |  |  | PPU SEMENTARA TAMAN MAS, ULU LANGAT | Unknown | Unknown | Unknown | Unknown | DISTRIBUTION | TNB | CHERAS | Unknown | Unknown |  |  |  | Unknown | [17 empty] | 3
257879179 |  | TMASS-12 | 6743257 | 6743490 |  |  | Existing | RYB |  | SPARE | OPEN | OPEN | MAIN |  | 11 kV | Unknown |  | 0 |  |  |  | Unknown |  |  | PPU SEMENTARA TAMAN MAS, ULU LANGAT | Unknown | Unknown | Unknown | Unknown | DISTRIBUTION | TNB | CHERAS | Unknown | Unknown |  |  |  | Unknown | [17 empty] | 3
257879183 |  | TMASS-10 | 6743255 | 6743487 |  |  | Existing | RYB |  | B02350 SEONG TEIK SUN | OPEN | CLOSED | MAIN |  | 11 kV | Unknown |  | 0 |  |  |  | Unknown |  |  | PPU SEMENTARA TAMAN MAS, ULU LANGAT | Unknown | Unknown | Unknown | Unknown | DISTRIBUTION | TNB | CHERAS | Unknown | Unknown |  |  |  | Unknown | [17 empty] | 3
257879187 |  | TMASS-8 | 6743253 | 6743484 |  |  | Existing | RYB |  | BT 9 CHERAS | OPEN | CLOSED | MAIN |  | 11 kV | Unknown |  | 0 |  |  |  | Unknown |  |  | PPU SEMENTARA TAMAN MAS, ULU LANGAT | Unknown | Unknown | Unknown | Unknown | DISTRIBUTION | TNB | CHERAS | Unknown | Unknown |  |  |  | Unknown | [17 empty] | 3
257879191 |  | TMASS-6 | 6743251 | 6743508 |  |  | Existing | RYB |  | B07336 LOT BANGLO TMN MAS | OPEN | CLOSED | MAIN |  | 11 kV | Unknown |  | 0 |  |  |  | Unknown |  |  | PPU SEMENTARA TAMAN MAS, ULU LANGAT | Unknown | Unknown | Unknown | Unknown | DISTRIBUTION | TNB | CHERAS | Unknown | Unknown |  |  |  | Unknown | [17 empty] | 3
257879518 |  | JUBA-B/C-1W0 | 6722646 | 6722835 |  |  | Existing | RYB |  | 33KV BUSBAR | CLOSED | CLOSED | BUSBAR COUPLER | 36.000 kV | 33 kV | GAS |  | 2006 |  |  | ABB | ABB | N/A | IVBV07036627/4054 | PPU JUSCO CHERAS (BALAKONG) | Unknown | Unknown | Unknown | Unknown | DISTRIBUTION | TNB | CHERAS | Unknown | Unknown |  |  |  | Unknown | [17 empty] | 3
257879522 |  | JUBA-B/S-30 | 6722686 | 6722851 |  |  | Existing | RYB |  | 11KV BUSBAR | OPEN | OPEN | BUSBAR SECTION | 12.000 kV | 11 kV | GAS |  | 2006 |  |  | ABB | ABB | N/A | 1VC1AG000 13665 | PPU JUSCO CHERAS (BALAKONG) | Unknown | Unknown | Unknown | Unknown | DISTRIBUTION | TNB | CHERAS | Unknown | Unknown |  |  |  | Unknown | [17 empty] | 3
257879526 |  | JUBA-B/S-1S0 | 6722647 | 6722863 |  |  | Existing | RYB |  | 33KV BUSBAR | CLOSED | CLOSED | BUSBAR SECTION | 36.000 kV | 33 kV | GAS |  | 2006 |  |  | ABB | ABB | N/A | IVBV07036627/4017 | PPU JUSCO CHERAS (BALAKONG) | Unknown | Unknown | Unknown | Unknown | DISTRIBUTION | TNB | CHERAS | Unknown | Unknown |  |  |  | Unknown | [17 empty] | 3
257879530 |  |  | 6722683 | 6722799 |  |  | Existing | RYB |  |  | CLOSED | CLOSED | NEUTRAL |  | Unknown | Unknown |  | 0 |  |  |  | Unknown |  |  | PPU JUSCO CHERAS (BALAKONG) | Unknown | Unknown | Unknown | Unknown | DISTRIBUTION | TNB | CHERAS | Unknown | Unknown |  |  |  | Unknown | [17 empty] | 3
257879534 |  |  | 6722678 | 6722793 |  |  | Existing | RYB |  |  | CLOSED | CLOSED | NEUTRAL |  | Unknown | Unknown |  | 0 |  |  |  | Unknown |  |  | PPU JUSCO CHERAS (BALAKONG) | Unknown | Unknown | Unknown | Unknown | DISTRIBUTION | TNB | CHERAS | Unknown | Unknown |  |  |  | Unknown | [17 empty] | 3
257879538 |  | N7 | 6722754 | 6722774 |  |  | Existing | RYB |  |  | OPEN | OPEN | NEUTRAL |  | Unknown | Unknown |  | 0 |  |  |  | Unknown |  |  | PPU JUSCO CHERAS (BALAKONG) | Unknown | Unknown | Unknown | Unknown | DISTRIBUTION | TNB | CHERAS | Unknown | Unknown |  |  |  | Unknown | [17 empty] | 3
257879542 |  |  | 6722747 | 6722788 |  |  | Existing | RYB |  |  | CLOSED | CLOSED | NEUTRAL |  | Unknown | Unknown |  | 0 |  |  |  | Unknown |  |  | PPU JUSCO CHERAS (BALAKONG) | Unknown | Unknown | Unknown | Unknown | DISTRIBUTION | TNB | CHERAS | Unknown | Unknown |  |  |  | Unknown | [17 empty] | 3
257879570 |  | JUBA-1P5 | 6722650 | 6722796 |  |  | Existing | RYB |  | CJYA-4L5 | CLOSED | CLOSED | MAIN |  | Unknown | Unknown |  | 0 |  |  |  | Unknown |  |  | PPU JUSCO CHERAS (BALAKONG) | Unknown | Unknown | Unknown | Unknown | DISTRIBUTION | TNB | CHERAS | Unknown | Unknown |  |  |  | Unknown | [17 empty] | 3
257879574 |  | JUBA-1H0 | 6722645 | 6722829 |  |  | Existing | RYB |  | JUBA-TX1-1H0 | CLOSED | CLOSED | MAIN |  | 33 kV | Unknown |  | 0 |  |  |  | Unknown |  |  | PPU JUSCO CHERAS (BALAKONG) | Unknown | Unknown | Unknown | Unknown | DISTRIBUTION | TNB | CHERAS | Unknown | Unknown |  |  |  | Unknown | [17 empty] | 3
257879578 |  | JUBA-2H0 | 6722643 | 6722875 |  |  | Existing | RYB |  | JUBA-TX2-2H0 | OPEN | OPEN | MAIN |  | 33 kV | Unknown |  | 0 |  |  |  | Unknown |  |  | PPU JUSCO CHERAS (BALAKONG) | Unknown | Unknown | Unknown | Unknown | DISTRIBUTION | TNB | CHERAS | Unknown | Unknown |  |  |  | Unknown | [17 empty] | 3
257879582 |  | JUBA-2P5 | 6722642 | 6722883 |  |  | Existing | RYB |  | BTHO-G94 | OPEN | OPEN | MAIN |  | Unknown | Unknown |  | 0 |  |  |  | Unknown |  |  | PPU JUSCO CHERAS (BALAKONG) | Unknown | Unknown | Unknown | Unknown | DISTRIBUTION | TNB | CHERAS | Unknown | Unknown |  |  |  | Unknown | [17 empty] | 3
257879586 |  | JUBA-4P5 | 6723011 | 6723014 |  |  | Existing | RYB |  | SPARE1(JUBA) | OPEN | OPEN | MAIN |  | Unknown | Unknown |  | 0 |  |  |  | Unknown |  |  | PPU JUSCO CHERAS (BALAKONG) | Unknown | Unknown | Unknown | Unknown | DISTRIBUTION | TNB | CHERAS | Unknown | Unknown |  |  |  | Unknown | [17 empty] | 3
257879594 |  | JUBA-3P5 | 6722739 | 6722784 |  |  | Existing | RYB |  | SPARE15(JUBA) | OPEN | OPEN | MAIN |  | Unknown | Unknown |  | 0 |  |  |  | Unknown |  |  | PPU JUSCO CHERAS (BALAKONG) | Unknown | Unknown | Unknown | Unknown | DISTRIBUTION | TNB | CHERAS | Unknown | Unknown |  |  |  | Unknown | [17 empty] | 3
257879598 |  | JUBA-3P5 | 6722637 | 6722783 |  |  | Existing | RYB |  | SPARE15(JUBA) | CLOSED | CLOSED | RESERVE |  | Unknown | Unknown |  | 0 |  |  |  | Unknown |  |  | PPU JUSCO CHERAS (BALAKONG) | Unknown | Unknown | Unknown | Unknown | DISTRIBUTION | TNB | CHERAS | Unknown | Unknown |  |  |  | Unknown | [17 empty] | 3
257879602 |  | JUBA-1P5 | 6722636 | 6722797 |  |  | Existing | RYB |  | CJYA-4L5 | OPEN | OPEN | RESERVE |  | Unknown | Unknown |  | 0 |  |  |  | Unknown |  |  | PPU JUSCO CHERAS (BALAKONG) | Unknown | Unknown | Unknown | Unknown | DISTRIBUTION | TNB | CHERAS | Unknown | Unknown |  |  |  | Unknown | [17 empty] | 3
257879606 |  | JUBA-1H0 | 6722631 | 6722830 |  |  | Existing | RYB |  | JUBA-TX1-1H0 | OPEN | OPEN | RESERVE |  | 33 kV | Unknown |  | 0 |  |  |  | Unknown |  |  | PPU JUSCO CHERAS (BALAKONG) | Unknown | Unknown | Unknown | Unknown | DISTRIBUTION | TNB | CHERAS | Unknown | Unknown |  |  |  | Unknown | [17 empty] | 3
257879610 |  | JUBA-2H0 | 6722628 | 6722874 |  |  | Existing | RYB |  | JUBA-TX2-2H0 | CLOSED | CLOSED | RESERVE |  | 33 kV | Unknown |  | 0 |  |  |  | Unknown |  |  | PPU JUSCO CHERAS (BALAKONG) | Unknown | Unknown | Unknown | Unknown | DISTRIBUTION | TNB | CHERAS | Unknown | Unknown |  |  |  | Unknown | [17 empty] | 3
257879614 |  | JUBA-2P5 | 6722627 | 6722884 |  |  | Existing | RYB |  | BTHO-G94 | CLOSED | CLOSED | RESERVE |  | Unknown | Unknown |  | 0 |  |  |  | Unknown |  |  | PPU JUSCO CHERAS (BALAKONG) | Unknown | Unknown | Unknown | Unknown | DISTRIBUTION | TNB | CHERAS | Unknown | Unknown |  |  |  | Unknown | [17 empty] | 3
257879618 |  | JUBA-4P5 | 6723010 | 6723015 |  |  | Existing | RYB |  | SPARE1(JUBA) | OPEN | OPEN | RESERVE |  | Unknown | Unknown |  | 0 |  |  |  | Unknown |  |  | PPU JUSCO CHERAS (BALAKONG) | Unknown | Unknown | Unknown | Unknown | DISTRIBUTION | TNB | CHERAS | Unknown | Unknown |  |  |  | Unknown | [17 empty] | 3
257879670 |  | JUBA-3 | 6722695 | 6722820 |  |  | Existing | RYB |  | SPARE7(JUBA) | CLOSED | CLOSED | MAIN |  | Unknown | Unknown |  | 0 |  |  |  | Unknown |  |  | PPU JUSCO CHERAS (BALAKONG) | Unknown | Unknown | Unknown | Unknown | DISTRIBUTION | TNB | CHERAS | Unknown | Unknown |  |  |  | Unknown | [17 empty] | 3
257879674 |  | JUBA-1 | 6722694 | 6722826 |  |  | Existing | RYB |  | SPARE8(JUBA) | CLOSED | CLOSED | MAIN |  | 11 kV | Unknown |  | 0 |  |  |  | Unknown |  |  | PPU JUSCO CHERAS (BALAKONG) | Unknown | Unknown | Unknown | Unknown | DISTRIBUTION | TNB | CHERAS | Unknown | Unknown |  |  |  | Unknown | [17 empty] | 3
257879678 |  | JUBA-5 | 6722690 | 6722810 |  |  | Existing | RYB |  | SPARE6(JUBA) | CLOSED | CLOSED | MAIN |  | Unknown | Unknown |  | 0 |  |  |  | Unknown |  |  | PPU JUSCO CHERAS (BALAKONG) | Unknown | Unknown | Unknown | Unknown | DISTRIBUTION | TNB | CHERAS | Unknown | Unknown |  |  |  | Unknown | [17 empty] | 3
257879682 |  | JUBA-10 | 6722654 | 6722894 |  |  | Existing | RYB |  | SPARE13(JUBA) | CLOSED | CLOSED | MAIN |  | Unknown | Unknown |  | 0 |  |  |  | Unknown |  |  | PPU JUSCO CHERAS (BALAKONG) | Unknown | Unknown | Unknown | Unknown | DISTRIBUTION | TNB | CHERAS | Unknown | Unknown |  |  |  | Unknown | [17 empty] | 3
257879686 |  | JUBA-12 | 6722652 | 6722909 |  |  | Existing | RYB |  | B09007 SSU JUSCO CHERAS SELATAN | CLOSED | CLOSED | MAIN |  | Unknown | Unknown |  | 0 |  |  |  | Unknown |  |  | PPU JUSCO CHERAS (BALAKONG) | Unknown | Unknown | Unknown | Unknown | DISTRIBUTION | TNB | CHERAS | Unknown | Unknown |  |  |  | Unknown | [17 empty] | 3
257879698 |  | JUBA-31 | 6722971 | 6722841 |  |  | Existing | RYB |  | JUBA-TX1-31 | CLOSED | CLOSED | MAIN |  | 11 kV | Unknown |  | 0 |  |  |  | Unknown |  |  | PPU JUSCO CHERAS (BALAKONG) | Unknown | Unknown | Unknown | Unknown | DISTRIBUTION | TNB | CHERAS | Unknown | Unknown |  |  |  | Unknown | [17 empty] | 3
257879702 |  | JUBA-32 | 6722969 | 6722856 |  |  | Existing | RYB |  | JUBA-TX2-32 | CLOSED | CLOSED | MAIN |  | Unknown | Unknown |  | 0 |  |  |  | Unknown |  |  | PPU JUSCO CHERAS (BALAKONG) | Unknown | Unknown | Unknown | Unknown | DISTRIBUTION | TNB | CHERAS | Unknown | Unknown |  |  |  | Unknown | [17 empty] | 3
257879706 |  | JUBA-16 | 6722940 | 6722946 |  |  | Existing | RYB |  | LOCAL TRANS | CLOSED | CLOSED | MAIN |  | Unknown | Unknown |  | 0 |  |  |  | Unknown |  |  | PPU JUSCO CHERAS (BALAKONG) | Unknown | Unknown | Unknown | Unknown | DISTRIBUTION | TNB | CHERAS | Unknown | Unknown |  |  |  | Unknown | [17 empty] | 3
257879710 |  | JUBA-14 | 6722927 | 6722933 |  |  | Existing | RYB |  | SPARE14(JUBA) | CLOSED | CLOSED | MAIN |  | Unknown | Unknown |  | 0 |  |  |  | Unknown |  |  | PPU JUSCO CHERAS (BALAKONG) | Unknown | Unknown | Unknown | Unknown | DISTRIBUTION | TNB | CHERAS | Unknown | Unknown |  |  |  | Unknown | [17 empty] | 3
257879714 |  | JUBA-13 | 6722913 | 6722919 |  |  | Existing | RYB |  | SPARE2(JUBA) | CLOSED | CLOSED | MAIN |  | Unknown | Unknown |  | 0 |  |  |  | Unknown |  |  | PPU JUSCO CHERAS (BALAKONG) | Unknown | Unknown | Unknown | Unknown | DISTRIBUTION | TNB | CHERAS | Unknown | Unknown |  |  |  | Unknown | [17 empty] | 3
257879718 |  | JUBA-9 | 6722756 | 6722775 |  |  | Existing | RYB |  | SPARE4(JUBA) | CLOSED | CLOSED | MAIN |  | Unknown | Unknown |  | 0 |  |  |  | Unknown |  |  | PPU JUSCO CHERAS (BALAKONG) | Unknown | Unknown | Unknown | Unknown | DISTRIBUTION | TNB | CHERAS | Unknown | Unknown |  |  |  | Unknown | [17 empty] | 3
257879722 |  | JUBA-7 | 6722745 | 6722807 |  |  | Existing | RYB |  | SPARE5(JUBA) | CLOSED | CLOSED | MAIN |  | 11 kV | Unknown |  | 0 |  |  |  | Unknown |  |  | PPU JUSCO CHERAS (BALAKONG) | Unknown | Unknown | Unknown | Unknown | DISTRIBUTION | TNB | CHERAS | Unknown | Unknown |  |  |  | Unknown | [17 empty] | 3
257879726 |  | JUBA-11 | 6722743 | 6722766 |  |  | Existing | RYB |  | SPARE3(JUBA) | CLOSED | CLOSED | MAIN |  | Unknown | Unknown |  | 0 |  |  |  | Unknown |  |  | PPU JUSCO CHERAS (BALAKONG) | Unknown | Unknown | Unknown | Unknown | DISTRIBUTION | TNB | CHERAS | Unknown | Unknown |  |  |  | Unknown | [17 empty] | 3
257879730 |  | JUBA-8 | 6722732 | 6722891 |  |  | Existing | RYB |  | SPARE12(JUBA) | CLOSED | OPEN | MAIN |  | Unknown | Unknown |  | 0 |  |  |  | Unknown |  |  | PPU JUSCO CHERAS (BALAKONG) | Unknown | Unknown | Unknown | Unknown | DISTRIBUTION | TNB | CHERAS | Unknown | Unknown |  |  |  | Unknown | [17 empty] | 3
257879734 |  | JUBA-2 | 6722716 | 6722859 |  |  | Existing | RYB |  | SPARE9(JUBA) | CLOSED | CLOSED | MAIN |  | 11 kV | Unknown |  | 0 |  |  |  | Unknown |  |  | PPU JUSCO CHERAS (BALAKONG) | Unknown | Unknown | Unknown | Unknown | DISTRIBUTION | TNB | CHERAS | Unknown | Unknown |  |  |  | Unknown | [17 empty] | 3
257879738 |  | JUBA-6 | 6722714 | 6722886 |  |  | Existing | RYB |  | SPARE11(JUBA) | CLOSED | CLOSED | MAIN |  | Unknown | Unknown |  | 0 |  |  |  | Unknown |  |  | PPU JUSCO CHERAS (BALAKONG) | Unknown | Unknown | Unknown | Unknown | DISTRIBUTION | TNB | CHERAS | Unknown | Unknown |  |  |  | Unknown | [17 empty] | 3
257879742 |  | JUBA-4 | 6722712 | 6722869 |  |  | Existing | RYB |  | SPARE10(JUBA) | CLOSED | CLOSED | MAIN |  | Unknown | Unknown |  | 0 |  |  |  | Unknown |  |  | PPU JUSCO CHERAS (BALAKONG) | Unknown | Unknown | Unknown | Unknown | DISTRIBUTION | TNB | CHERAS | Unknown | Unknown |  |  |  | Unknown | [17 empty] | 3
257884988 |  | TAMI-1 | 6732259 | 6732363 |  |  | Existing | RYB |  | TMN INTAN INDAH | OPEN | OPEN | RESERVE |  | 11 kV | Unknown |  | 0 |  |  |  | Unknown |  |  | PPU TAMING JAYA | Unknown | Unknown | Unknown | Unknown | DISTRIBUTION | TNB | CHERAS | Unknown | Unknown |  |  |  | Unknown | [17 empty] | 3
257884992 |  | TAMI-3 | 6732258 | 6732400 |  |  | Existing | RYB |  | PANGSAPURI SUMMER FIELD | OPEN | OPEN | RESERVE |  | 11 kV | Unknown |  | 0 |  |  |  | Unknown |  |  | PPU TAMING JAYA | Unknown | Unknown | Unknown | Unknown | DISTRIBUTION | TNB | CHERAS | Unknown | Unknown |  |  |  | Unknown | [17 empty] | 3
257884996 |  | TAMI-5 | 6732256 | 6732397 |  |  | Existing | RYB |  | SPARE4(TAMI) | OPEN | OPEN | RESERVE |  | 11 kV | Unknown |  | 0 |  |  |  | Unknown |  |  | PPU TAMING JAYA | Unknown | Unknown | Unknown | Unknown | DISTRIBUTION | TNB | CHERAS | Unknown | Unknown |  |  |  | Unknown | [17 empty] | 3
257885000 |  | TAMI-7 | 6732254 | 6732394 |  |  | Existing | RYB |  | SPARE3(TAMI) | OPEN | OPEN | RESERVE |  | 11 kV | Unknown |  | 0 |  |  |  | Unknown |  |  | PPU TAMING JAYA | Unknown | Unknown | Unknown | Unknown | DISTRIBUTION | TNB | CHERAS | Unknown | Unknown |  |  |  | Unknown | [17 empty] | 3
257885060 |  | TAMI-10 | 6732150 | 6732291 |  |  | Existing | RYB |  | SUN HAP SENG | OPEN | OPEN | MAIN |  | 11 kV | Unknown |  | 0 |  |  |  | Unknown |  |  | PPU TAMING JAYA | Unknown | Unknown | Unknown | Unknown | DISTRIBUTION | TNB | CHERAS | Unknown | Unknown |  |  |  | Unknown | [17 empty] | 3
257885064 |  | TAMI-31 | 6732210 | 6732354 |  |  | Existing | RYB |  | 11KV BUSBAR | CLOSED | CLOSED | MAIN |  | 11 kV | Unknown |  | 0 |  |  |  | Unknown |  |  | PPU TAMING JAYA | Unknown | Unknown | Unknown | Unknown | DISTRIBUTION | TNB | CHERAS | Unknown | Unknown |  |  |  | Unknown | [17 empty] | 3
257885068 |  | TAMI-2 | 6732190 | 6732334 |  |  | Existing | RYB |  | BERKAT HASIL NO 5 | OPEN | OPEN | MAIN |  | 11 kV | Unknown |  | 0 |  |  |  | Unknown |  |  | PPU TAMING JAYA | Unknown | Unknown | Unknown | Unknown | DISTRIBUTION | TNB | CHERAS | Unknown | Unknown |  |  |  | Unknown | [17 empty] | 3
257885072 |  | TAMI-32 | 6732188 | 6732332 |  |  | Existing | RYB |  | 11KV BUSBAR | OPEN | OPEN | MAIN |  | 11 kV | Unknown |  | 0 |  |  |  | Unknown |  |  | PPU TAMING JAYA | Unknown | Unknown | Unknown | Unknown | DISTRIBUTION | TNB | CHERAS | Unknown | Unknown |  |  |  | Unknown | [17 empty] | 3
257885076 |  | TAMI-4 | 6732173 | 6732319 |  |  | Existing | RYB |  | YEW CHAI SENG | OPEN | OPEN | MAIN |  | 11 kV | Unknown |  | 0 |  |  |  | Unknown |  |  | PPU TAMING JAYA | Unknown | Unknown | Unknown | Unknown | DISTRIBUTION | TNB | CHERAS | Unknown | Unknown |  |  |  | Unknown | [17 empty] | 3
257885080 |  | TAMI-8 | 6732166 | 6732288 |  |  | Existing | RYB |  | APARTMENT TMN JUARA JAYA | OPEN | OPEN | MAIN |  | 11 kV | Unknown |  | 0 |  |  |  | Unknown |  |  | PPU TAMING JAYA | Unknown | Unknown | Unknown | Unknown | DISTRIBUTION | TNB | CHERAS | Unknown | Unknown |  |  |  | Unknown | [17 empty] | 3
257885084 |  | TAMI-6 | 6732164 | 6732301 |  |  | Existing | RYB |  | TAMING JAYA INDUSTRIAL PARK | OPEN | OPEN | MAIN |  | 11 kV | Unknown |  | 0 |  |  |  | Unknown |  |  | PPU TAMING JAYA | Unknown | Unknown | Unknown | Unknown | DISTRIBUTION | TNB | CHERAS | Unknown | Unknown |  |  |  | Unknown | [17 empty] | 3
257885088 |  | TAMI-12 | 6732152 | 6732303 |  |  | Existing | RYB |  | LI FOONG NO 2 | OPEN | OPEN | MAIN |  | 11 kV | Unknown |  | 0 |  |  |  | Unknown |  |  | PPU TAMING JAYA | Unknown | Unknown | Unknown | Unknown | DISTRIBUTION | TNB | CHERAS | Unknown | Unknown |  |  |  | Unknown | [17 empty] | 3
257885092 |  | TAMI-14 | 6732509 | 6732523 |  |  | Existing | RYB |  | TANMING RAYA NO 3 | OPEN | OPEN | MAIN |  | 11 kV | Unknown |  | 0 |  |  |  | Unknown |  |  | PPU TAMING JAYA | Unknown | Unknown | Unknown | Unknown | DISTRIBUTION | TNB | CHERAS | Unknown | Unknown |  |  |  | Unknown | [17 empty] | 3
257885096 |  | TAMI-16 | 6732508 | 6732519 |  |  | Existing | RYB |  | LOCAL TRANSFORMER | OPEN | OPEN | MAIN |  | 11 kV | Unknown |  | 0 |  |  |  | Unknown |  |  | PPU TAMING JAYA | Unknown | Unknown | Unknown | Unknown | DISTRIBUTION | TNB | CHERAS | Unknown | Unknown |  |  |  | Unknown | [17 empty] | 3
257885108 |  | TAMI-9 | 6732275 | 6732424 |  |  | Existing | RYB |  | BERKAT HASIL NO 9 | CLOSED | CLOSED | MAIN |  | 11 kV | Unknown |  | 0 |  |  |  | Unknown |  |  | PPU TAMING JAYA | Unknown | Unknown | Unknown | Unknown | DISTRIBUTION | TNB | CHERAS | Unknown | Unknown |  |  |  | Unknown | [17 empty] | 3
257885112 |  | TAMI-3 | 6732257 | 6732401 |  |  | Existing | RYB |  | PANGSAPURI SUMMER FIELD | CLOSED | CLOSED | MAIN |  | 11 kV | Unknown |  | 0 |  |  |  | Unknown |  |  | PPU TAMING JAYA | Unknown | Unknown | Unknown | Unknown | DISTRIBUTION | TNB | CHERAS | Unknown | Unknown |  |  |  | Unknown | [17 empty] | 3
257885120 |  | TAMI-7 | 6732253 | 6732395 |  |  | Existing | RYB |  | SPARE3(TAMI) | CLOSED | OPEN | MAIN |  | 11 kV | Unknown |  | 0 |  |  |  | Unknown |  |  | PPU TAMING JAYA | Unknown | Unknown | Unknown | Unknown | DISTRIBUTION | TNB | CHERAS | Unknown | Unknown |  |  |  | Unknown | [17 empty] | 3
257885124 |  | TAMI-1 | 6732248 | 6732362 |  |  | Existing | RYB |  | TMN INTAN INDAH | CLOSED | CLOSED | MAIN |  | 11 kV | Unknown |  | 0 |  |  |  | Unknown |  |  | PPU TAMING JAYA | Unknown | Unknown | Unknown | Unknown | DISTRIBUTION | TNB | CHERAS | Unknown | Unknown |  |  |  | Unknown | [17 empty] | 3
257885400 | 1WO | TAMI-B/C-1W0 | 6732214 | 6732339 | BCRS/PPU/G00008/MB1WO | 300048132 | Existing | RYB |  | 33KV BUSBAR | OPEN | OPEN | BUSBAR COUPLER | 36.000 kV | Unknown | VACUMM | 1999-01-07 | 1997 |  | Unknown | EPE | EPE | N/A | PM 28/079C | PPU TAMING JAYA | INTERCONNECT (OTHER UTILITY) | Unknown | Unknown | Unknown | DISTRIBUTION | TNB | CHERAS | Unknown | Unknown |  |  | CONTROL | Unknown |  | Unknown |  | Unknown |  | 25 |  | 25 | 1WO | Unknown | [7 empty] | 3
257885404 |  | TAMI-B/C-34 | 6732216 | 6732344 | BCRS/PPU/G00008/NB34 | 300048143 | Existing | RYB |  | 11KV BUSBAR | OPEN | OPEN | BUSBAR COUPLER | 12.000 kV | Unknown | VACUMM | 1999-01-07 | 1996 |  |  | EPE | EPE | PM 32/120C | PM 32/431A | PPU TAMING JAYA | INTERCONNECT (OTHER UTILITY) | Unknown | Unknown | Unknown | DISTRIBUTION | TNB | CHERAS | Unknown | 75 |  |  | CONTROL | Unknown |  | Unknown |  | 28 |  | 25 |  | 25 |  | Unknown | [7 empty] | 3
257885408 |  | TAMI-B/S-30 | 6732215 | 6732342 | BCRS/PPU/G00008/NB30 | 300048141 | Existing | RYB |  | 11KV BUSBAR | CLOSED | CLOSED | BUSBAR SECTION | 12.000 kV | 11 kV | VACUMM | 1999-01-07 | 1996 |  | Unknown | EPE | EPE | N/A | PM 32/123C | PPU TAMING JAYA | INTERCONNECT (OTHER UTILITY) | Unknown | Unknown | Unknown | DISTRIBUTION | TNB | CHERAS | Unknown | 75 |  |  | CONTROL | Unknown |  | Unknown |  | 28 |  | 25 |  | 25 |  | Unknown | [7 empty] | 3
257885412 | 1SO | TAMI-B/S-1S0 | 6732209 | 6732343 | BCRS/PPU/G00008/MB1SO | 300048131 | Existing | RYB |  | 33KV BUSBAR | CLOSED | CLOSED | BUSBAR SECTION | 36.000 kV | 33 kV | VACUMM | 1999-01-07 | 1997 |  | Unknown | EPE | EPE | N/A | PM 28/078C | PPU TAMING JAYA | INTERCONNECT (OTHER UTILITY) | Unknown | Unknown | Unknown | DISTRIBUTION | TNB | CHERAS | Unknown | Unknown |  |  | CONTROL | Unknown |  | Unknown |  | Unknown |  | 25 |  | 25 | 1SO | Unknown | [7 empty] | 3
257885416 |  | N5 | 6732261 | 6732411 |  |  | Existing | RYB |  | N5 | CLOSED | CLOSED | NEUTRAL |  | Unknown | Unknown |  | 0 |  |  |  | Unknown |  |  | PPU TAMING JAYA | Unknown | Unknown | Unknown | Unknown | DISTRIBUTION | TNB | CHERAS | Unknown | Unknown |  |  |  | Unknown | [17 empty] | 3
257885420 |  | N1 | 6732260 | 6732350 |  |  | Existing | RYB |  | N1 | CLOSED | CLOSED | NEUTRAL |  | Unknown | Unknown |  | 0 |  |  | Unknown | Unknown |  |  | PPU TAMING JAYA | Unknown | Unknown | Unknown | Unknown | DISTRIBUTION | TNB | CHERAS | Unknown | Unknown |  |  |  | Unknown |  | Unknown | [15 empty] | 3
257885424 |  | N4 | 6732247 | 6732409 |  |  | Existing | RYB |  | N4 | CLOSED | CLOSED | NEUTRAL |  | Unknown | Unknown |  | 0 |  |  |  | Unknown |  |  | PPU TAMING JAYA | Unknown | Unknown | Unknown | Unknown | DISTRIBUTION | TNB | CHERAS | Unknown | Unknown |  |  |  | Unknown | [17 empty] | 3
257885428 |  | N2 | 6732246 | 6732418 |  |  | Existing | RYB |  | N2 | CLOSED | CLOSED | NEUTRAL |  | Unknown | Unknown |  | 0 |  |  |  | Unknown |  |  | PPU TAMING JAYA | Unknown | Unknown | Unknown | Unknown | DISTRIBUTION | TNB | CHERAS | Unknown | Unknown |  |  |  | Unknown | [17 empty] | 3
257885461 |  | TAMI-2H0 (M) | 6732193 | 6732310 |  |  | Existing | RYB |  | TAMI-TX2-2H0 | OPEN | OPEN | MAIN |  | 33 kV | Unknown |  | 0 |  |  |  | Unknown |  |  | PPU TAMING JAYA | Unknown | Unknown | Unknown | Unknown | DISTRIBUTION | TNB | CHERAS | Unknown | Unknown |  |  |  | Unknown | [17 empty] | 3
257885465 |  | TAMI-2P5 (M) | 6732175 | 6732326 |  |  | Existing | RYB |  | BLKG-1L5 | OPEN | OPEN | MAIN |  | Unknown | Unknown |  | 0 |  |  |  | Unknown |  |  | PPU TAMING JAYA | Unknown | Unknown | Unknown | Unknown | DISTRIBUTION | TNB | CHERAS | Unknown | Unknown |  |  |  | Unknown | [17 empty] | 3
257885469 |  | TAMI-4P5 (M) | 6732433 | 6732434 |  |  | Existing | RYB |  | CJYA-5L5 | OPEN | OPEN | MAIN |  | Unknown | Unknown |  | 0 |  |  |  | Unknown |  |  | PPU TAMING JAYA | Unknown | Unknown | Unknown | Unknown | DISTRIBUTION | TNB | CHERAS | Unknown | Unknown |  |  |  | Unknown | [17 empty] | 3
257885473 |  | TAMI-1P5 (M) | 6732252 | 6732370 |  |  | Existing | RYB |  | SPARE2(TAMI) | CLOSED | CLOSED | MAIN |  | Unknown | Unknown |  | 0 |  |  |  | Unknown |  |  | PPU TAMING JAYA | Unknown | Unknown | Unknown | Unknown | DISTRIBUTION | TNB | CHERAS | Unknown | Unknown |  |  |  | Unknown | [17 empty] | 3
257885477 |  | TAMI-3P5 (M) | 6732249 | 6732404 |  |  | Existing | RYB |  | SPARE1(TAMI) | OPEN | OPEN | MAIN |  | Unknown | Unknown |  | 0 |  |  |  | Unknown |  |  | PPU TAMING JAYA | Unknown | Unknown | Unknown | Unknown | DISTRIBUTION | TNB | CHERAS | Unknown | Unknown |  |  |  | Unknown | [17 empty] | 3
257885481 |  | TAMI-1H0 (M) | 6732218 | 6732377 |  |  | Existing | RYB |  | TAMI-TX1-1H0 | CLOSED | CLOSED | MAIN |  | 33 kV | Unknown |  | 0 |  |  |  | Unknown |  |  | PPU TAMING JAYA | Unknown | Unknown | Unknown | Unknown | DISTRIBUTION | TNB | CHERAS | Unknown | Unknown |  |  |  | Unknown | [17 empty] | 3
257885485 |  | TAMI-2H0 (R) | 6732192 | 6732311 |  |  | Existing | RYB |  | TAMI-TX2-2H0 | CLOSED | CLOSED | RESERVE |  | 33 kV | Unknown |  | 0 |  |  |  | Unknown |  |  | PPU TAMING JAYA | Unknown | Unknown | Unknown | Unknown | DISTRIBUTION | TNB | CHERAS | Unknown | Unknown |  |  |  | Unknown | [17 empty] | 3
257885489 |  | TAMI-2P5 (R) | 6732174 | 6732327 |  |  | Existing | RYB |  | BLKG-1L5 | CLOSED | CLOSED | RESERVE |  | Unknown | Unknown |  | 0 |  |  |  | Unknown |  |  | PPU TAMING JAYA | Unknown | Unknown | Unknown | Unknown | DISTRIBUTION | TNB | CHERAS | Unknown | Unknown |  |  |  | Unknown | [17 empty] | 3
257885493 |  | TAMI-4P5 (R) | 6732431 | 6732439 |  |  | Existing | RYB |  | CJYA-5L5 | CLOSED | CLOSED | RESERVE |  | Unknown | Unknown |  | 0 |  |  |  | Unknown |  |  | PPU TAMING JAYA | Unknown | Unknown | Unknown | Unknown | DISTRIBUTION | TNB | CHERAS | Unknown | Unknown |  |  |  | Unknown | [17 empty] | 3
257885497 |  | TAMI-1P5 (R) | 6732251 | 6732358 |  |  | Existing | RYB |  | SPARE2(TAMI) | OPEN | OPEN | RESERVE |  | Unknown | Unknown |  | 0 |  |  |  | Unknown |  |  | PPU TAMING JAYA | Unknown | Unknown | Unknown | Unknown | DISTRIBUTION | TNB | CHERAS | Unknown | Unknown |  |  |  | Unknown | [17 empty] | 3
257885501 |  | TAMI-3P5 (R) | 6732250 | 6732388 |  |  | Existing | RYB |  | SPARE1(TAMI) | OPEN | OPEN | RESERVE |  | Unknown | Unknown |  | 0 |  |  |  | Unknown |  |  | PPU TAMING JAYA | Unknown | Unknown | Unknown | Unknown | DISTRIBUTION | TNB | CHERAS | Unknown | Unknown |  |  |  | Unknown | [17 empty] | 3
257885505 |  | TAMI-1H0 (R) | 6732217 | 6732376 |  |  | Existing | RYB |  | TAMI-TX1-1H0 | OPEN | OPEN | RESERVE |  | 33 kV | Unknown |  | 0 |  |  |  | Unknown |  |  | PPU TAMING JAYA | Unknown | Unknown | Unknown | Unknown | DISTRIBUTION | TNB | CHERAS | Unknown | Unknown |  |  |  | Unknown | [17 empty] | 3
257885509 |  | TAMI-12 | 6732151 | 6732304 |  |  | Existing | RYB |  | LI FOONG NO 2 | CLOSED | CLOSED | RESERVE |  | 11 kV | Unknown |  | 0 |  |  |  | Unknown |  |  | PPU TAMING JAYA | Unknown | Unknown | Unknown | Unknown | DISTRIBUTION | TNB | CHERAS | Unknown | Unknown |  |  |  | Unknown | [17 empty] | 3
257885513 |  | TAMI-10 | 6732149 | 6732290 |  |  | Existing | RYB |  | SUN HAP SENG | CLOSED | CLOSED | RESERVE |  | 11 kV | Unknown |  | 0 |  |  |  | Unknown |  |  | PPU TAMING JAYA | Unknown | Unknown | Unknown | Unknown | DISTRIBUTION | TNB | CHERAS | Unknown | Unknown |  |  |  | Unknown | [17 empty] | 3
257885517 |  | TAMI-31 | 6732211 | 6732351 |  |  | Existing | RYB |  | 11KV BUSBAR | OPEN | OPEN | RESERVE |  | 11 kV | Unknown |  | 0 |  |  |  | Unknown |  |  | PPU TAMING JAYA | Unknown | Unknown | Unknown | Unknown | DISTRIBUTION | TNB | CHERAS | Unknown | Unknown |  |  |  | Unknown | [17 empty] | 3
257885521 |  | TAMI-2 | 6732191 | 6732335 |  |  | Existing | RYB |  | BERKAT HASIL NO 5 | CLOSED | CLOSED | RESERVE |  | 11 kV | Unknown |  | 0 |  |  |  | Unknown |  |  | PPU TAMING JAYA | Unknown | Unknown | Unknown | Unknown | DISTRIBUTION | TNB | CHERAS | Unknown | Unknown |  |  |  | Unknown | [17 empty] | 3
257885525 |  | TAMI-32 | 6732189 | 6732333 |  |  | Existing | RYB |  | 11KV BUSBAR | CLOSED | CLOSED | RESERVE |  | 11 kV | Unknown |  | 0 |  |  |  | Unknown |  |  | PPU TAMING JAYA | Unknown | Unknown | Unknown | Unknown | DISTRIBUTION | TNB | CHERAS | Unknown | Unknown |  |  |  | Unknown | [17 empty] | 3
257885529 |  | TAMI-4 | 6732172 | 6732318 |  |  | Existing | RYB |  | YEW CHAI SENG | CLOSED | CLOSED | RESERVE |  | 11 kV | Unknown |  | 0 |  |  |  | Unknown |  |  | PPU TAMING JAYA | Unknown | Unknown | Unknown | Unknown | DISTRIBUTION | TNB | CHERAS | Unknown | Unknown |  |  |  | Unknown | [17 empty] | 3
257885533 |  | TAMI-8 | 6732165 | 6732287 |  |  | Existing | RYB |  | APARTMENT TMN JUARA JAYA | CLOSED | CLOSED | RESERVE |  | 11 kV | Unknown |  | 0 |  |  |  | Unknown |  |  | PPU TAMING JAYA | Unknown | Unknown | Unknown | Unknown | DISTRIBUTION | TNB | CHERAS | Unknown | Unknown |  |  |  | Unknown | [17 empty] | 3
257885537 |  | TAMI-6 | 6732163 | 6732300 |  |  | Existing | RYB |  | TAMING JAYA INDUSTRIAL PARK | CLOSED | CLOSED | RESERVE |  | 11 kV | Unknown |  | 0 |  |  |  | Unknown |  |  | PPU TAMING JAYA | Unknown | Unknown | Unknown | Unknown | DISTRIBUTION | TNB | CHERAS | Unknown | Unknown |  |  |  | Unknown | [17 empty] | 3
257885541 |  | TAMI-16 | 6732507 | 6732518 |  |  | Existing | RYB |  | LOCAL TRANSFORMER | CLOSED | CLOSED | RESERVE |  | 11 kV | Unknown |  | 0 |  |  |  | Unknown |  |  | PPU TAMING JAYA | Unknown | Unknown | Unknown | Unknown | DISTRIBUTION | TNB | CHERAS | Unknown | Unknown |  |  |  | Unknown | [17 empty] | 3
257885545 |  | TAMI-14 | 6732506 | 6732524 |  |  | Existing | RYB |  | TANMING RAYA NO 3 | CLOSED | CLOSED | RESERVE |  | 11 kV | Unknown |  | 0 |  |  |  | Unknown |  |  | PPU TAMING JAYA | Unknown | Unknown | Unknown | Unknown | DISTRIBUTION | TNB | CHERAS | Unknown | Unknown |  |  |  | Unknown | [17 empty] | 3
257885557 |  | TAMI-9 | 6732274 | 6732423 |  |  | Existing | RYB |  | BERKAT HASIL NO 9 | OPEN | OPEN | RESERVE |  | 11 kV | Unknown |  | 0 |  |  |  | Unknown |  |  | PPU TAMING JAYA | Unknown | Unknown | Unknown | Unknown | DISTRIBUTION | TNB | CHERAS | Unknown | Unknown |  |  |  | Unknown | [17 empty] | 3
257916422 |  | MINE-G83 | 6751425 | 6751582 |  |  | Existing | RYB |  | CJYA-2L5 | CLOSED | CLOSED | MAIN |  | 33 kV | Unknown |  | 0 |  |  |  | Unknown |  |  | PPU MINES | Unknown | Unknown | Unknown | Unknown | DISTRIBUTION | TNB | CHERAS | Unknown | Unknown |  |  |  | Unknown | [17 empty] | 3
257916426 |  | MINE-1H0 | 6751407 | 6751542 |  |  | Existing | RYB |  | MINE-TX1-1H0 | CLOSED | CLOSED | MAIN |  | 33 kV | Unknown |  | 0 |  |  |  | Unknown |  |  | PPU MINES | Unknown | Unknown | Unknown | Unknown | DISTRIBUTION | TNB | CHERAS | Unknown | Unknown |  |  |  | Unknown | [17 empty] | 3
257916430 |  | MINE-2H0 | 6751406 | 6751536 |  |  | Existing | RYB |  | MINE-TX2-2H0 | CLOSED | CLOSED | MAIN |  | 33 kV | Unknown |  | 0 |  |  |  | Unknown |  |  | PPU MINES | Unknown | Unknown | Unknown | Unknown | DISTRIBUTION | TNB | CHERAS | Unknown | Unknown |  |  |  | Unknown | [17 empty] | 3
257916434 |  | MINE-G84 | 6751368 | 6751523 |  |  | Existing | RYB |  | SRDA-1P5 | OPEN | OPEN | MAIN |  | 33 kV | Unknown |  | 0 |  |  |  | Unknown |  |  | PPU MINES | Unknown | Unknown | Unknown | Unknown | DISTRIBUTION | TNB | CHERAS | Unknown | Unknown |  |  |  | Unknown | [17 empty] | 3
257916442 |  | MINE-G83 | 6751424 | 6751581 |  |  | Existing | RYB |  | CJYA-2L5 | OPEN | OPEN | RESERVE |  | 33 kV | Unknown |  | 0 |  |  |  | Unknown |  |  | PPU MINES | Unknown | Unknown | Unknown | Unknown | DISTRIBUTION | TNB | CHERAS | Unknown | Unknown |  |  |  | Unknown | [17 empty] | 3
257916446 |  | MINE-2H0 | 6751405 | 6751515 |  |  | Existing | RYB |  | MINE-TX2-2H0 | OPEN | OPEN | RESERVE |  | 33 kV | Unknown |  | 0 |  |  |  | Unknown |  |  | PPU MINES | Unknown | Unknown | Unknown | Unknown | DISTRIBUTION | TNB | CHERAS | Unknown | Unknown |  |  |  | Unknown | [17 empty] | 3
257916450 |  | MINE-1H0 | 6751404 | 6751543 |  |  | Existing | RYB |  | MINE-TX1-1H0 | OPEN | OPEN | RESERVE |  | 33 kV | Unknown |  | 0 |  |  |  | Unknown |  |  | PPU MINES | Unknown | Unknown | Unknown | Unknown | DISTRIBUTION | TNB | CHERAS | Unknown | Unknown |  |  |  | Unknown | [17 empty] | 3
257916454 |  | MINE-G84 | 6751369 | 6751521 |  |  | Existing | RYB |  | SRDA-1P5 | CLOSED | CLOSED | RESERVE |  | 33 kV | Unknown |  | 0 |  |  |  | Unknown |  |  | PPU MINES | Unknown | Unknown | Unknown | Unknown | DISTRIBUTION | TNB | CHERAS | Unknown | Unknown |  |  |  | Unknown | [17 empty] | 3
257916458 |  | MINE-7 | 6751463 | 6751595 |  |  | Existing | RYB |  | SG BESI INDAH NO 3 | OPEN | OPEN | RESERVE |  | 11 kV | Unknown |  | 0 |  |  |  | Unknown |  |  | PPU MINES | Unknown | Unknown | Unknown | Unknown | DISTRIBUTION | TNB | CHERAS | Unknown | Unknown |  |  |  | Unknown | [17 empty] | 3
257916462 |  | MINE-5 | 6751461 | 6751612 |  |  | Existing | RYB |  | PUJIAN DEVELOPMENT | OPEN | OPEN | RESERVE |  | 11 kV | Unknown |  | 0 |  |  |  | Unknown |  |  | PPU MINES | Unknown | Unknown | Unknown | Unknown | DISTRIBUTION | TNB | CHERAS | Unknown | Unknown |  |  |  | Unknown | [17 empty] | 3
257916466 |  | MINE-1 | 6751437 | 6751571 |  |  | Existing | RYB |  | S/SUIS MINES SHOPPING FAIR | OPEN | OPEN | RESERVE |  | 11 kV | Unknown |  | 0 |  |  |  | Unknown |  |  | PPU MINES | Unknown | Unknown | Unknown | Unknown | DISTRIBUTION | TNB | CHERAS | Unknown | Unknown |  |  |  | Unknown | [17 empty] | 3
257916470 |  | MINE-3 | 6751435 | 6751589 |  |  | Existing | RYB |  | STN SUIS THE MINES | OPEN | OPEN | RESERVE |  | 11 kV | Unknown |  | 0 |  |  |  | Unknown |  |  | PPU MINES | Unknown | Unknown | Unknown | Unknown | DISTRIBUTION | TNB | CHERAS | Unknown | Unknown |  |  |  | Unknown | [17 empty] | 3
257916474 |  | MINE-32 | 6751402 | 6751513 |  |  | Existing | RYB |  | 11KV BUSBAR | CLOSED | CLOSED | RESERVE |  | 11 kV | Unknown |  | 0 |  |  |  | Unknown |  |  | PPU MINES | Unknown | Unknown | Unknown | Unknown | DISTRIBUTION | TNB | CHERAS | Unknown | Unknown |  |  |  | Unknown | [17 empty] | 3
257916478 |  | MINE-31 (R) | 6751398 | 6751558 |  |  | Existing | RYB |  | 11KV BUSBAR | OPEN | OPEN | RESERVE |  | 11 kV | Unknown |  | 0 |  |  |  | Unknown |  |  | PPU MINES | Unknown | Unknown | Unknown | Unknown | DISTRIBUTION | TNB | CHERAS | Unknown | Unknown |  |  |  | Unknown | [17 empty] | 3
257916482 |  | MINE-4 | 6751373 | 6751533 |  |  | Existing | RYB |  | STN SUIS MALAYSIA INTERNATIONAL | CLOSED | OPEN | RESERVE |  | 11 kV | Unknown |  | 0 |  |  |  | Unknown |  |  | PPU MINES | Unknown | Unknown | Unknown | Unknown | DISTRIBUTION | TNB | CHERAS | Unknown | Unknown |  |  |  | Unknown | [17 empty] | 3
257916486 |  | MINE-2 | 6751371 | 6751517 |  |  | Existing | RYB |  | S/SUIS MINES SHOPPING FAIR | CLOSED | OPEN | RESERVE |  | 11 kV | Unknown |  | 0 |  |  |  | Unknown |  |  | PPU MINES | Unknown | Unknown | Unknown | Unknown | DISTRIBUTION | TNB | CHERAS | Unknown | Unknown |  |  |  | Unknown | [17 empty] | 3
257916490 |  | MINE-12 | 6751356 | 6751506 |  |  | Existing | RYB |  | MARVELLOUS | CLOSED | OPEN | RESERVE |  | 11 kV | Unknown |  | 0 |  |  |  | Unknown |  |  | PPU MINES | Unknown | Unknown | Unknown | Unknown | DISTRIBUTION | TNB | CHERAS | Unknown | Unknown |  |  |  | Unknown | [17 empty] | 3
257916494 |  | MINE-10 | 6751354 | 6751503 |  |  | Existing | RYB |  | SG BESI M. RESORT NO 1 | CLOSED | OPEN | RESERVE |  | 11 kV | Unknown |  | 0 |  |  |  | Unknown |  |  | PPU MINES | Unknown | Unknown | Unknown | Unknown | DISTRIBUTION | TNB | CHERAS | Unknown | Unknown |  |  |  | Unknown | [17 empty] | 3
257916498 |  | MINE-8 | 6751352 | 6751500 |  |  | Existing | RYB |  | SG BESI INDAH NO 6A | CLOSED | OPEN | RESERVE |  | 11 kV | Unknown |  | 0 |  |  |  | Unknown |  |  | PPU MINES | Unknown | Unknown | Unknown | Unknown | DISTRIBUTION | TNB | CHERAS | Unknown | Unknown |  |  |  | Unknown | [17 empty] | 3
257916502 |  | MINE-6 | 6751350 | 6751488 |  |  | Existing | RYB |  | NO.4 SOUTHERN LAKE | CLOSED | OPEN | RESERVE |  | 11 kV | Unknown |  | 0 |  |  |  | Unknown |  |  | PPU MINES | Unknown | Unknown | Unknown | Unknown | DISTRIBUTION | TNB | CHERAS | Unknown | Unknown |  |  |  | Unknown | [17 empty] | 3
257916506 |  | MINE-14 | 6751663 | 6751672 |  |  | Existing | RYB |  | LOCAL TX | CLOSED | OPEN | RESERVE |  | 11 kV | Unknown |  | 0 |  |  |  | Unknown |  |  | PPU MINES | Unknown | Unknown | Unknown | Unknown | DISTRIBUTION | TNB | CHERAS | Unknown | Unknown |  |  |  | Unknown | [17 empty] | 3
257916518 |  | MINE-11 | 6751467 | 6751625 |  |  | Existing | RYB |  | MINES HIRITAGE | OPEN | OPEN | RESERVE |  | 11 kV | Unknown |  | 0 |  |  |  | Unknown |  |  | PPU MINES | Unknown | Unknown | Unknown | Unknown | DISTRIBUTION | TNB | CHERAS | Unknown | Unknown |  |  |  | Unknown | [17 empty] | 3
257916522 |  | MINE-9 | 6751465 | 6751628 |  |  | Existing | RYB |  | SG. BESI INDAH NO.9 (COMPACT) | OPEN | OPEN | RESERVE |  | 11 kV | Unknown |  | 0 |  |  |  | Unknown |  |  | PPU MINES | Unknown | Unknown | Unknown | Unknown | DISTRIBUTION | TNB | CHERAS | Unknown | Unknown |  |  |  | Unknown | [17 empty] | 3
257916579 |  | MINE-7 | 6751464 | 6751596 |  |  | Existing | RYB |  | SG BESI INDAH NO 3 | CLOSED | CLOSED | MAIN |  | 11 kV | Unknown |  | 0 |  |  |  | Unknown |  |  | PPU MINES | Unknown | Unknown | Unknown | Unknown | DISTRIBUTION | TNB | CHERAS | Unknown | Unknown |  |  |  | Unknown | [17 empty] | 3
257916583 |  | MINE-5 | 6751462 | 6751588 |  |  | Existing | RYB |  | PUJIAN DEVELOPMENT | CLOSED | CLOSED | MAIN |  | 11 kV | Unknown |  | 0 |  |  |  | Unknown |  |  | PPU MINES | Unknown | Unknown | Unknown | Unknown | DISTRIBUTION | TNB | CHERAS | Unknown | Unknown |  |  |  | Unknown | [17 empty] | 3
257916587 |  | MINE-3 | 6751440 | 6751610 |  |  | Existing | RYB |  | STN SUIS THE MINES | CLOSED | CLOSED | MAIN |  | 11 kV | Unknown |  | 0 |  |  |  | Unknown |  |  | PPU MINES | Unknown | Unknown | Unknown | Unknown | DISTRIBUTION | TNB | CHERAS | Unknown | Unknown |  |  |  | Unknown | [17 empty] | 3
257916591 |  | MINE-1 | 6751436 | 6751580 |  |  | Existing | RYB |  | S/SUIS MINES SHOPPING FAIR | CLOSED | CLOSED | MAIN |  | 11 kV | Unknown |  | 0 |  |  |  | Unknown |  |  | PPU MINES | Unknown | Unknown | Unknown | Unknown | DISTRIBUTION | TNB | CHERAS | Unknown | Unknown |  |  |  | Unknown | [17 empty] | 3
257916595 |  | MINE-32 | 6751401 | 6751512 |  |  | Existing | RYB |  | 11KV BUSBAR | OPEN | OPEN | MAIN |  | 11 kV | Unknown |  | 0 |  |  |  | Unknown |  |  | PPU MINES | Unknown | Unknown | Unknown | Unknown | DISTRIBUTION | TNB | CHERAS | Unknown | Unknown |  |  |  | Unknown | [17 empty] | 3
257916599 |  | MINE-31 (M) | 6751397 | 6751556 |  |  | Existing | RYB |  | 11KV BUSBAR | CLOSED | CLOSED | MAIN |  | 11 kV | Unknown |  | 0 |  |  |  | Unknown |  |  | PPU MINES | Unknown | Unknown | Unknown | Unknown | DISTRIBUTION | TNB | CHERAS | Unknown | Unknown |  |  |  | Unknown | [17 empty] | 3
257916603 |  | MINE-4 | 6751372 | 6751534 |  |  | Existing | RYB |  | STN SUIS MALAYSIA INTERNATIONAL | OPEN | CLOSED | MAIN |  | 11 kV | Unknown |  | 0 |  |  |  | Unknown |  |  | PPU MINES | Unknown | Unknown | Unknown | Unknown | DISTRIBUTION | TNB | CHERAS | Unknown | Unknown |  |  |  | Unknown | [17 empty] | 3
257916607 |  | MINE-2 | 6751370 | 6751518 |  |  | Existing | RYB |  | S/SUIS MINES SHOPPING FAIR | OPEN | CLOSED | MAIN |  | 11 kV | Unknown |  | 0 |  |  |  | Unknown |  |  | PPU MINES | Unknown | Unknown | Unknown | Unknown | DISTRIBUTION | TNB | CHERAS | Unknown | Unknown |  |  |  | Unknown | [17 empty] | 3
257916611 |  | MINE-12 | 6751357 | 6751498 |  |  | Existing | RYB |  | MARVELLOUS | OPEN | CLOSED | MAIN |  | 11 kV | Unknown |  | 0 |  |  |  | Unknown |  |  | PPU MINES | Unknown | Unknown | Unknown | Unknown | DISTRIBUTION | TNB | CHERAS | Unknown | Unknown |  |  |  | Unknown | [17 empty] | 3
257916615 |  | MINE-10 | 6751355 | 6751504 |  |  | Existing | RYB |  | SG BESI M. RESORT NO 1 | OPEN | CLOSED | MAIN |  | 11 kV | Unknown |  | 0 |  |  |  | Unknown |  |  | PPU MINES | Unknown | Unknown | Unknown | Unknown | DISTRIBUTION | TNB | CHERAS | Unknown | Unknown |  |  |  | Unknown | [17 empty] | 3
257916619 |  | MINE-8 | 6751353 | 6751501 |  |  | Existing | RYB |  | SG BESI INDAH NO 6A | OPEN | CLOSED | MAIN |  | 11 kV | Unknown |  | 0 |  |  |  | Unknown |  |  | PPU MINES | Unknown | Unknown | Unknown | Unknown | DISTRIBUTION | TNB | CHERAS | Unknown | Unknown |  |  |  | Unknown | [17 empty] | 3
257916623 |  | MINE-6 | 6751351 | 6751487 |  |  | Existing | RYB |  | NO.4 SOUTHERN LAKE | OPEN | CLOSED | MAIN |  | 11 kV | Unknown |  | 0 |  |  |  | Unknown |  |  | PPU MINES | Unknown | Unknown | Unknown | Unknown | DISTRIBUTION | TNB | CHERAS | Unknown | Unknown |  |  |  | Unknown | [17 empty] | 3
257916627 |  | MINE-14 | 6751662 | 6751671 |  |  | Existing | RYB |  | LOCAL TX | OPEN | CLOSED | MAIN |  | 11 kV | Unknown |  | 0 |  |  |  | Unknown |  |  | PPU MINES | Unknown | Unknown | Unknown | Unknown | DISTRIBUTION | TNB | CHERAS | Unknown | Unknown |  |  |  | Unknown | [17 empty] | 3
257916639 |  | MINE-11 | 6751468 | 6751626 |  |  | Existing | RYB |  | MINES HIRITAGE | CLOSED | CLOSED | MAIN |  | 11 kV | Unknown |  | 0 |  |  |  | Unknown |  |  | PPU MINES | Unknown | Unknown | Unknown | Unknown | DISTRIBUTION | TNB | CHERAS | Unknown | Unknown |  |  |  | Unknown | [17 empty] | 3
257916643 |  | MINE-9 | 6751466 | 6751629 |  |  | Existing | RYB |  | SG. BESI INDAH NO.9 (COMPACT) | CLOSED | CLOSED | MAIN |  | 11 kV | Unknown |  | 0 |  |  |  | Unknown |  |  | PPU MINES | Unknown | Unknown | Unknown | Unknown | DISTRIBUTION | TNB | CHERAS | Unknown | Unknown |  |  |  | Unknown | [17 empty] | 3
257916923 |  | MINE-B/C-34 | 6751403 | 6751546 | BCRS/PPU/G00009/NB34 | 300047988 | Existing | RYB |  | 11KV BUSBAR | OPEN | CLOSED | BUSBAR COUPLER | 12.000 kV | Unknown | VACUMM | 1996-07-06 | 1996 |  |  | EPE | EPE | N/A | PM32/106C | PPU MINES | Unknown | Unknown | Unknown | Unknown | DISTRIBUTION | TNB | CHERAS | Unknown | Unknown |  |  |  | Unknown | [17 empty] | 3
257916927 |  | MINE-B/S-30 | 6751400 | 6751548 | BCRS/PPU/G00009/NB30 | 300047985 | Existing | RYB |  | 11KV BUSBAR | OPEN | CLOSED | BUSBAR SECTION | 12.000 kV | Unknown | VACUMM | 1996-07-06 | 1996 |  |  | EPE | EPE | N/A | PM32/103C | PPU MINES | Unknown | Unknown | Unknown | Unknown | DISTRIBUTION | TNB | CHERAS | Unknown | Unknown |  |  |  | Unknown | [17 empty] | 3
257916931 |  | N2 | 6751441 | 6751576 |  |  | Existing | RYB |  | N2 | CLOSED | CLOSED | NEUTRAL |  | Unknown | Unknown |  | 0 |  |  |  | Unknown |  |  | PPU MINES | Unknown | Unknown | Unknown | Unknown | DISTRIBUTION | TNB | CHERAS | Unknown | Unknown |  |  |  | Unknown | [17 empty] | 3
257916935 |  | N5 | 6751434 | 6751608 |  |  | Existing | RYB |  | N5 | CLOSED | CLOSED | NEUTRAL |  | Unknown | Unknown |  | 0 |  |  |  | Unknown |  |  | PPU MINES | Unknown | Unknown | Unknown | Unknown | DISTRIBUTION | TNB | CHERAS | Unknown | Unknown |  |  |  | Unknown | [17 empty] | 3
257916939 |  | N1 | 6751408 | 6751567 |  |  | Existing | RYB |  | N1 | CLOSED | CLOSED | NEUTRAL |  | Unknown | Unknown |  | 0 |  |  |  | Unknown |  |  | PPU MINES | Unknown | Unknown | Unknown | Unknown | DISTRIBUTION | TNB | CHERAS | Unknown | Unknown |  |  |  | Unknown | [17 empty] | 3
257916943 |  | N4 | 6751469 | 6751599 |  |  | Existing | RYB |  | N4 | OPEN | OPEN | NEUTRAL |  | Unknown | Unknown |  | 0 |  |  |  | Unknown |  |  | PPU MINES | Unknown | Unknown | Unknown | Unknown | DISTRIBUTION | TNB | CHERAS | Unknown | Unknown |  |  |  | Unknown | [17 empty] | 3
376446467 | B05448 |  |  |  | BCRS/PCE/J00108/MB1 | 300431086 | Existing | RYB | TMASS-10 | B11015 ALLIANCE INDUSTRIES(M) SDN BH | CLOSED |  | LINK |  | 11 kV |  | 2000-11-01 |  |  |  |  | TAMCO |  |  | MADAH PERKAYUAN | Unknown | Unknown | Unknown | Unknown | DISTRIBUTION | TNB | CHERAS | Unknown |  |  |  |  | Unknown | [8 empty] | B05448 | [8 empty] | 3
376446471 | B05447 | [5 empty] | Existing | RYB | TMASS-10 | B11015 ALLIANCE INDUSTRIES(M) SDN BH | CLOSED |  | LINK |  | 11 kV | [6 empty] | TAMCO |  |  | MADAH PERKAYUAN | Unknown | Unknown | Unknown | Unknown | DISTRIBUTION | TNB | CHERAS | Unknown |  |  |  |  | Unknown | [8 empty] | B05447 | [8 empty] | 3
376446475 | B02224 | [5 empty] | Existing | RYB | TMASS-10 | B11015 ALLIANCE INDUSTRIES(M) SDN BH | OPEN |  | LINK |  | 11 kV | [6 empty] | TAMCO |  |  | MADAH PERKAYUAN | Unknown | Unknown | Unknown | Unknown | DISTRIBUTION | TNB | CHERAS | Unknown |  |  |  |  | Unknown | [8 empty] | B02224 | [8 empty] | 3
376446493 | B02232 |  |  |  | BCRS/PCE/J00114/MB1 | 300431088 | Existing | RYB |  |  | CLOSED | CLOSED | LINK |  | 11 kV |  | 2000-11-01 |  |  |  |  | TAMCO |  |  | KG SG TEKALI NO 2 A/T | Unknown | Unknown | NO | NONE | DISTRIBUTION | TNB | CHERAS | NO | Unknown |  |  |  | NO | [8 empty] | B02232 | NO | [7 empty] | 3
376446495 | B02234 |  |  |  | BCRS/PCE/J00114/MB1 | 300431088 | Existing | RYB |  |  | CLOSED | CLOSED | LINK |  | 11 kV |  | 2000-11-01 |  |  |  |  | TAMCO |  |  | KG SG TEKALI NO 2 A/T | Unknown | Unknown | NO | NONE | DISTRIBUTION | TNB | CHERAS | NO | Unknown |  |  |  | NO | [8 empty] | B02234 | NO | [7 empty] | 3
376450717 |  | SGLN-9 | 6748187 | 6748335 |  |  | Existing | RYB |  | BDR MAHKOTA CHERAS NO 14 | OPEN | OPEN | RESERVE |  | 11 kV | Unknown |  | 0 |  |  |  | Unknown |  |  | PPU SUNGAI LONG | Unknown | Unknown | Unknown | Unknown | DISTRIBUTION | TNB | CHERAS | Unknown |  |  |  |  | Unknown | [17 empty] | 3
376450722 |  | SGLN-9 | 6748188 | 6748336 |  |  | Existing | RYB |  | BDR MAHKOTA CHERAS NO 14 | CLOSED | CLOSED | MAIN |  | 11 kV | Unknown |  | 0 |  |  |  | Unknown |  |  | PPU SUNGAI LONG | Unknown | Unknown | Unknown | Unknown | DISTRIBUTION | TNB | CHERAS | Unknown |  |  |  |  | Unknown | [17 empty] | 3
376450733 |  | SGLN-12 | 6748069 | 6748206 |  |  | Existing | RYB |  | BDR SG LONG GOLF CLUB | CLOSED | CLOSED | RESERVE |  | 11 kV | Unknown |  | 0 |  |  |  | Unknown |  |  | PPU SUNGAI LONG | Unknown | Unknown | Unknown | Unknown | DISTRIBUTION | TNB | CHERAS | Unknown |  |  |  |  | Unknown | [17 empty] | 3
376450738 |  | SGLN-12 | 6748070 | 6748218 |  |  | Existing | RYB |  | BDR SG LONG GOLF CLUB | OPEN | OPEN | MAIN |  | 11 kV | Unknown |  | 0 |  |  |  | Unknown |  |  | PPU SUNGAI LONG | Unknown | Unknown | Unknown | Unknown | DISTRIBUTION | TNB | CHERAS | Unknown |  |  |  |  | Unknown | [17 empty] | 3
376450813 | B10882 |  |  |  | BCRS/PCE/J00973/MB1 | 300319479 | Existing | RYB |  | B01480 PE FU YUEN | CLOSED | CLOSED | LINK |  | 11 kV |  | 24/07/2008 |  |  |  |  | INDKOM |  |  | RUMAH KEDAI JUSCO | Unknown | Unknown | NO | NONE | DISTRIBUTION | TNB | CHERAS | NO | Unknown |  |  |  | NO | [8 empty] | B10882 | NO | [7 empty] | 3
376450818 | B14115 |  |  |  | BCRS/PCE/J00973/MB1 | 300319479 | Existing | RYB |  |  | OPEN | CLOSED | LINK |  | 11 kV |  | 24/07/2008 |  |  |  |  | INDKOM |  |  | RUMAH KEDAI JUSCO | Unknown | Unknown | NO | NONE | DISTRIBUTION | TNB | CHERAS | NO | Unknown |  |  |  | NO | [8 empty] | B14115 | NO | [7 empty] | 3
376450822 | B10885 |  |  |  | BCRS/PCE/J00973/MB1 | 300319479 | Existing | RYB |  | B11037 PE C180 NO 1 BALAKONG | CLOSED | CLOSED | LINK |  | 11 kV |  | 24/07/2008 |  |  |  |  | INDKOM |  |  | RUMAH KEDAI JUSCO | Unknown | Unknown | NO | NONE | DISTRIBUTION | TNB | CHERAS | NO | Unknown |  |  |  | NO | [8 empty] | B10885 | NO | [7 empty] | 3
376455127 | [6 empty] | Existing | RYB |  |  | OPEN | OPEN | BUSBAR SECTION |  | 11 kV | [9 empty] | SSU WOTP | Unknown | Unknown | NO | NONE | DISTRIBUTION | TNB | CHERAS | NO | Unknown |  |  |  | NO | [17 empty] | 1
376455140 | B14112 |  |  |  | BCRS/PCE/J01257/MB1 | 300506417 | Existing | RYB |  | B14113 PE WOTP CHERAS NO 3 | CLOSED | CLOSED | LINK |  | 11 kV | [6 empty] | INDKOM |  |  | PE WOTP CHERAS NO 2 | Unknown | Unknown | NO | NONE | DISTRIBUTION | TNB | CHERAS | NO | Unknown |  |  |  | NO | [8 empty] | B14112 | NO | [7 empty] | 1
376455154 | B14109 |  |  |  | BCRS/PCE/J01257/MB1 | 300506417 | Existing | RYB |  | B14107 SSU WOTP CHERAS NO 1 | CLOSED | CLOSED | LINK |  | 11 kV | [6 empty] | INDKOM |  |  | PE WOTP CHERAS NO 2 | Unknown | Unknown | NO | NONE | DISTRIBUTION | TNB | CHERAS | NO | Unknown |  |  |  | NO | [8 empty] | B14109 | NO | [7 empty] | 1
376455301 | B14113 |  |  |  | BCRS/PCE/J01254/MB1 | 300503044 | Existing | RYB |  | B14112 PE WOTP CHERAS NO 2 | CLOSED | CLOSED | LINK |  | 11 kV | [6 empty] | INDKOM |  |  | PE WOTP CHERAS NO 3 | Unknown | Unknown | NO | NONE | DISTRIBUTION | TNB | CHERAS | NO | Unknown |  |  |  | NO | [8 empty] | B14113 | NO | [7 empty] | 1
376455306 | B14117 |  |  |  | BCRS/PCE/J01254/MB1 | 300503044 | Existing | RYB |  | B14118 PE WOTP CHERAS NO 4 | CLOSED | CLOSED | LINK |  | 11 kV | [6 empty] | INDKOM |  |  | PE WOTP CHERAS NO 3 | Unknown | Unknown | NO | NONE | DISTRIBUTION | TNB | CHERAS | NO | Unknown |  |  |  | NO | [8 empty] | B14117 | NO | [7 empty] | 1
376455310 | B14114 |  |  |  | BCRS/PCE/J01254/MB1 | 300503044 | Existing | RYB |  | B14115 PE RMH KEDAI JUSCO | CLOSED | CLOSED | LINK |  | 11 kV | [6 empty] | INDKOM |  |  | PE WOTP CHERAS NO 3 | Unknown | Unknown | NO | NONE | DISTRIBUTION | TNB | CHERAS | NO | Unknown |  |  |  | NO | [8 empty] | B14114 | NO | [7 empty] | 1
376455397 | B14121 |  |  |  | BCRS/PCE/J01255/MB1 | 300506415 | Existing | RYB |  | B14104 SSU WOTP CHERAS NO 1 | CLOSED | CLOSED | LINK |  | 11 kV | [6 empty] | INDKOM |  |  | PE WOTP CHERAS NO 4 | Unknown | Unknown | NO | NONE | DISTRIBUTION | TNB | CHERAS | NO | Unknown |  |  |  | NO | [8 empty] | B14121 | NO | [7 empty] | 3
376455411 | B14118 |  |  |  | BCRS/PCE/J01255/MB1 | 300506415 | Existing | RYB |  | B14117 PE WOTP CHERAS NO 3 | OPEN | CLOSED | LINK |  | 11 kV | [6 empty] | INDKOM |  |  | PE WOTP CHERAS NO 4 | Unknown | Unknown | NO | NONE | DISTRIBUTION | TNB | CHERAS | NO | Unknown |  |  |  | NO | [8 empty] | B14118 | NO | [7 empty] | 1
376498056 | B04391 |  |  |  | BCRS/PCE/J00662/MBB04391 | 300270670 | Existing | RYB |  |  | CLOSED | CLOSED | LINK |  | 11 kV |  | 1999-11-01 |  |  |  |  | TAMCO |  |  | BUKIT BAYU NO 2 | Unknown | Unknown | NO | NONE | DISTRIBUTION | TNB | CHERAS | NO | Unknown |  |  |  | NO | [8 empty] | B04391 | NO | [7 empty] | 3
376498058 | B04392 |  |  |  | BCRS/PCE/J00662/MBB04391 | 300270670 | Existing | RYB |  |  | CLOSED | CLOSED | LINK |  | 11 kV |  | 1999-11-01 |  |  |  |  | TAMCO |  |  | BUKIT BAYU NO 2 | Unknown | Unknown | NO | NONE | DISTRIBUTION | TNB | CHERAS | NO | Unknown |  |  |  | NO | [8 empty] | B04392 | NO | [7 empty] | 3
376498808 | B14798 | [5 empty] | Existing | RYB |  |  | CLOSED | CLOSED | LINK |  | 11 kV | [9 empty] | PE PDT TMN VILLA SAKURA (0691) | Unknown | Unknown | NO | NONE | DISTRIBUTION | TNB | CHERAS | NO | Unknown |  |  |  | NO | [8 empty] | B14798 | NO | [7 empty] | 3
376498810 | B14796 | [5 empty] | Existing | RYB |  |  | CLOSED | CLOSED | LINK |  | 11 kV | [9 empty] | PE PDT TMN VILLA SAKURA (0691) | Unknown | Unknown | NO | NONE | DISTRIBUTION | TNB | CHERAS | NO | Unknown |  |  |  | NO | [8 empty] | B14796 | NO | [7 empty] | 3
376498932 | B14939 |  |  |  | BCRS/PCE/J01342/MB1 | 310329624 | Existing | Unknown |  |  | CLOSED | CLOSED | LINK |  | 11 kV | [6 empty] | INDKOM |  |  | PE CLOUDTREE NO 1 | Unknown | Unknown | NO | NONE | DISTRIBUTION | TNB | CHERAS | NO | Unknown |  |  |  | NO | [8 empty] | B14939 | NO | [7 empty] | 0
376498946 | B14938 |  |  |  | BCRS/PCE/J01342/MB1 | 310329624 | Existing | Unknown |  |  | CLOSED | CLOSED | LINK |  | 11 kV | [6 empty] | INDKOM |  |  | PE CLOUDTREE NO 1 | Unknown | Unknown | NO | NONE | DISTRIBUTION | TNB | CHERAS | NO | Unknown |  |  |  | NO | [8 empty] | B14938 | NO | [7 empty] | 0
376499137 | B14947 |  |  |  | BCRS/PCE/J01344/MB1 | 310329626 | Existing | Unknown |  |  | CLOSED | CLOSED | LINK |  | 11 kV | [6 empty] | INDKOM |  |  | PE CLOUDTREE NO 3 | Unknown | Unknown | NO | NONE | DISTRIBUTION | TNB | CHERAS | NO | Unknown |  |  |  | NO | [8 empty] | B14947 | NO | [7 empty] | 0
376499151 | B14946 |  |  |  | BCRS/PCE/J01344/MB1 | 310329626 | Existing | Unknown |  |  | CLOSED | CLOSED | LINK |  | 11 kV | [6 empty] | INDKOM |  |  | PE CLOUDTREE NO 3 | Unknown | Unknown | NO | NONE | DISTRIBUTION | TNB | CHERAS | NO | Unknown |  |  |  | NO | [8 empty] | B14946 | NO | [7 empty] | 0
376499342 | B14942 |  |  |  | BCRS/PCE/J01343/MB1 | 310329623 | Existing | Unknown |  |  | CLOSED | CLOSED | LINK |  | 11 kV | [6 empty] | INDKOM |  |  | PE CLOUDTREE NO 2 | Unknown | Unknown | NO | NONE | DISTRIBUTION | TNB | CHERAS | NO | Unknown |  |  |  | NO | [8 empty] | B14942 | NO | [7 empty] | 0
376499356 | B14943 |  |  |  | BCRS/PCE/J01343/MB1 | 310329623 | Existing | Unknown |  |  | CLOSED | CLOSED | LINK |  | 11 kV | [6 empty] | INDKOM |  |  | PE CLOUDTREE NO 2 | Unknown | Unknown | NO | NONE | DISTRIBUTION | TNB | CHERAS | NO | Unknown |  |  |  | NO | [8 empty] | B14943 | NO | [7 empty] | 0
376523954 | B14861 |  |  |  | BCRS/PCE/J01331/MB1 | 310159664 | Existing | RYB |  | PMU CJYA CB 14 | CLOSED | CLOSED | LINK |  | 11 kV | [9 empty] | D-CRS-C16-0333 | Unknown | Unknown | NO | NONE | DISTRIBUTION | TNB | CHERAS | NO | Unknown |  |  |  | NO | [8 empty] | B14861 | NO | [7 empty] | 3
376523956 | B14863 |  |  |  | BCRS/PCE/J01331/MB1 | 310159664 | Existing | RYB |  | B14922 PE PDT DEWAN WIRA | CLOSED | CLOSED | LINK |  | 11 kV | [9 empty] | D-CRS-C16-0333 | Unknown | Unknown | NO | NONE | DISTRIBUTION | TNB | CHERAS | NO | Unknown |  |  |  | NO | [8 empty] | B14863 | NO | [7 empty] | 3
376588095 | B13941 |  |  |  | BCRS/PCE/J00695/MB | 300510153 | Existing | RYB | BLKG-7 | B10398 PE CLUB HOUSE JADE HILL | CLOSED |  | LINK |  | 11 kV |  | 22/10/2015 |  |  |  |  | SIEMENS |  |  | STP JADE HILL | Unknown | Unknown | Unknown | Unknown | DISTRIBUTION | TNB | CHERAS | Unknown |  |  |  |  | Unknown | [8 empty] | B13941 | [8 empty] | 3
376588120 | B13947 |  |  |  | BCRS/PCE/J00601/MBB02876 | 300512621 | Existing | RYB | TAMI-5 | KAJANG HEIGHT NO.1 | CLOSED |  | LINK |  | 11 kV | [6 empty] | INDKOM |  |  | KAJANG HEIGHT NO 4 | Unknown | Unknown | Unknown | Unknown | DISTRIBUTION | TNB | CHERAS | Unknown |  |  |  |  | Unknown | [8 empty] | B13947 | [8 empty] | 3
376712658 | B13541 |  |  |  | BCRS/PCE/J00259/MBB06758 | 300006138 | Existing | RYB | MHCR-1 | B09970 PE JLN PENGGAWA 2/2 | CLOSED |  | LINK |  | 11 kV |  | 2002-11-01 |  |  |  |  | TAMCO |  |  | BDR MAHKOTA CHERAS NO 17 | Unknown | Unknown | Unknown | Unknown | DISTRIBUTION | TNB | CHERAS | Unknown |  |  |  |  | Unknown | [8 empty] | B13541 | [8 empty] | 3
376734098 | B11065 |  |  |  | BCRS/PCE/J00984/MB | 300319444 | Existing | RYB |  | B11064 PE TMN DUTAMAS NO.1 | CLOSED | CLOSED | LINK |  | 11 kV |  | 22/07/2010 |  |  |  |  | VEI |  |  | TMN DUTAMAS NO 2 | Unknown | Unknown | NO | NONE | DISTRIBUTION | TNB | CHERAS | NO | Unknown |  |  |  | NO | [8 empty] | B11065 | NO | [7 empty] | 3
376734103 | B11068 |  |  |  | BCRS/PCE/J00984/MB | 300319444 | Existing | RYB |  | PPU JUSCO BALAKONG CB 14 | CLOSED | CLOSED | LINK |  | 11 kV |  | 22/07/2010 |  |  |  |  | VEI |  |  | TMN DUTAMAS NO 2 | Unknown | Unknown | NO | NONE | DISTRIBUTION | TNB | CHERAS | NO | Unknown |  |  |  | NO | [8 empty] | B11068 | NO | [7 empty] | 3
376734107 | B13940 |  |  |  | BCRS/PCE/J00984/MB | 300319444 | Existing | RYB |  | B13955 PE SILK RESIDENCE | CLOSED | CLOSED | LINK |  | 11 kV |  | 22/07/2010 |  |  |  |  | VEI |  |  | TMN DUTAMAS NO 2 | Unknown | Unknown | NO | NONE | DISTRIBUTION | TNB | CHERAS | NO | Unknown |  |  |  | NO | [8 empty] | B13940 | NO | [7 empty] | 3
376734132 | B13925 |  |  |  | BCRS/PCE/J00344/MB | 300010400 | Existing | RYB | CJYA-9 | PPU JUSCO BALAKONG CB 13 | CLOSED |  | LINK |  | 11 kV |  | 2006-11-01 |  |  |  |  | SCHNEIDER |  |  | KHONG PENG | Unknown | Unknown | Unknown | Unknown | DISTRIBUTION | TNB | CHERAS | Unknown |  |  |  |  | Unknown | [8 empty] | B13925 | [8 empty] | 3
376751288 | B08171 |  |  |  | BCRS/PCE/J00157/MBB02103 | 300005335 | Existing | RYB |  | PPU BTHO FDR 7 | CLOSED | CLOSED | LINK |  | 11 kV |  | 2005-11-01 |  |  |  |  | TAMCO |  |  | JLN MEGAH 2/2 | Unknown | Unknown | NO | NONE | DISTRIBUTION | TNB | CHERAS | NO | Unknown |  |  |  | NO | [8 empty] | B08171 | NO | [7 empty] | 3
376751290 | B08173 |  |  |  | BCRS/PCE/J00157/MBB02103 | 300005335 | Existing | RYB |  | B01640 PE CHERAS PERDANA NO 5 | CLOSED | CLOSED | LINK |  | 11 kV |  | 2005-11-01 |  |  |  |  | TAMCO |  |  | JLN MEGAH 2/2 | Unknown | Unknown | NO | NONE | DISTRIBUTION | TNB | CHERAS | NO | Unknown |  |  |  | NO | [8 empty] | B08173 | NO | [7 empty] | 3
376901589 | B13784 |  |  |  | BCRS/PCE/J00478/MBB08014 | 300523559 | Existing | RYB | PBEL(P)-2 |  | CLOSED |  | LINK |  | 11 kV |  | 2200-02-01 |  |  |  |  | TAMCO |  |  | RUMAH TERES JUARA JAYA | Unknown | Unknown | Unknown | Unknown | DISTRIBUTION | TNB | CHERAS | Unknown |  |  |  |  | Unknown | [8 empty] | B13784 | [8 empty] | 3
376935911 | B05642 |  |  |  | BCRS/PCE/J00667/MBB09184 | 300270685 | Existing | RYB |  | SS MINES S/FAIR | CLOSED |  | LINK |  | 11 kV |  | 18/07/1998 |  |  |  |  | TAMCO |  |  | SWS THE MINES | Unknown | Unknown | Unknown | Unknown | DISTRIBUTION | TNB | CHERAS | Unknown |  |  |  |  | Unknown | [8 empty] | B05642 | [8 empty] | 3
376935918 | B05601 |  |  |  | BCRS/PCE/J00667/MBB09184 | 300270685 | Existing | RYB |  | SS MINES S/FAIR | CLOSED |  | LINK |  | 11 kV |  | 18/07/1998 |  |  |  |  | TAMCO |  |  | SWS THE MINES | Unknown | Unknown | Unknown | Unknown | DISTRIBUTION | TNB | CHERAS | Unknown |  |  |  |  | Unknown | [8 empty] | B05601 | [8 empty] | 3
376974613 | B04585 |  |  |  | BCRS/PCE/J00676/MB | 300540269 | Existing | RYB |  |  | CLOSED | CLOSED | LINK |  | 11 kV | [6 empty] | TAMCO |  |  | DESA KARUNMAS NO 1 | Unknown | Unknown | NO | NONE | DISTRIBUTION | TNB | CHERAS | NO | Unknown |  |  |  | NO | [8 empty] | B04585 | NO | [7 empty] | 3
376974615 | B04587 |  |  |  | BCRS/PCE/J00676/MB | 300540269 | Existing | RYB |  |  | CLOSED | CLOSED | LINK |  | 11 kV | [6 empty] | TAMCO |  |  | DESA KARUNMAS NO 1 | Unknown | Unknown | NO | NONE | DISTRIBUTION | TNB | CHERAS | NO | Unknown |  |  |  | NO | [8 empty] | B04587 | NO | [7 empty] | 3
376996205 | B10868 |  |  |  | BCRS/PCE/J00960/MB | 300319944 | Existing | RYB |  | B12722 PE BUDIMAN BUSINESS NO.2 | CLOSED | CLOSED | LINK |  | 11 kV |  | 2010-07-01 |  |  |  |  | INDKOM |  |  | RUMAH SRI KENANGAN | Unknown | Unknown | NO | NONE | DISTRIBUTION | TNB | CHERAS | NO | Unknown |  |  |  | NO | [8 empty] | B10868 | NO | [7 empty] | 3
376996207 | B10866 |  |  |  | BCRS/PCE/J00960/MB | 300319944 | Existing | RYB |  | B12834 PE TAMAN SINAR HARAPAN | CLOSED | CLOSED | LINK |  | 11 kV |  | 2010-07-01 |  |  |  |  | INDKOM |  |  | RUMAH SRI KENANGAN | Unknown | Unknown | NO | NONE | DISTRIBUTION | TNB | CHERAS | NO | Unknown |  |  |  | NO | [8 empty] | B10866 | NO | [7 empty] | 3
377094910 | B02714 |  |  |  | BCRS/PCE/J00424/MBB02714 | 300011332 | Existing | RYB |  |  | CLOSED | CLOSED | LINK |  | 11 kV |  | 18/07/1998 |  |  |  |  | TAMCO |  |  | BERKAT HASIL NO 6 | Unknown | Unknown | NO | NONE | DISTRIBUTION | TNB | CHERAS | NO | Unknown |  |  |  | NO | [8 empty] | B02714 | NO | [7 empty] | 3
377094915 | B05549 |  |  |  | BCRS/PCE/J00424/MBB02714 | 300011332 | Existing | RYB |  |  | OPEN | OPEN | LINK |  | 11 kV |  | 18/07/1998 |  |  |  |  | TAMCO |  |  | BERKAT HASIL NO 6 | Unknown | Unknown | NO | NONE | DISTRIBUTION | TNB | CHERAS | NO | Unknown |  |  |  | NO | [8 empty] | B05549 | NO | [7 empty] | 3
377094919 | B02716 |  |  |  | BCRS/PCE/J00424/MBB02714 | 300011332 | Existing | RYB |  |  | CLOSED | CLOSED | LINK |  | 11 kV |  | 18/07/1998 |  |  |  |  | TAMCO |  |  | BERKAT HASIL NO 6 | Unknown | Unknown | NO | NONE | DISTRIBUTION | TNB | CHERAS | NO | Unknown |  |  |  | NO | [8 empty] | B02716 | NO | [7 empty] | 3
377095060 | B12648 |  |  |  | BCRS/PCE/J01145/MB1 | 310523192 | Existing | RYB |  |  | CLOSED | CLOSED | LINK |  | 11 kV | [9 empty] | JLN WIRA HEIGHT 3 | Unknown | Unknown | NO | NONE | DISTRIBUTION | TNB | CHERAS | NO | Unknown |  |  |  | NO | [8 empty] | B12648 | NO | [7 empty] | 3
377095062 | B12647 |  |  |  | BCRS/PCE/J01145/MB1 | 310523192 | Existing | RYB |  |  | CLOSED | CLOSED | LINK |  | 11 kV | [9 empty] | JLN WIRA HEIGHT 3 | Unknown | Unknown | NO | NONE | DISTRIBUTION | TNB | CHERAS | NO | Unknown |  |  |  | NO | [8 empty] | B12647 | NO | [7 empty] | 3
377099241 | B14565 |  |  |  | BCRS/PCE/J01316/MB1 | 309895403 | Existing | RYB |  |  | CLOSED | CLOSED | LINK |  | 11 kV | [9 empty] | PE LOT 33132A BALAKONG | Unknown | Unknown | NO | NONE | DISTRIBUTION | TNB | CHERAS | NO | Unknown |  |  |  | NO | [8 empty] | B14565 | NO | [7 empty] | 3
377099243 | B14564 |  |  |  | BCRS/PCE/J01316/MB1 | 309895403 | Existing | RYB |  |  | CLOSED | CLOSED | LINK |  | 11 kV | [9 empty] | PE LOT 33132A BALAKONG | Unknown | Unknown | NO | NONE | DISTRIBUTION | TNB | CHERAS | NO | Unknown |  |  |  | NO | [8 empty] | B14564 | NO | [7 empty] | 3
377111972 | B14123 | [5 empty] | Existing | RYB |  |  | CLOSED | CLOSED | LINK |  | 11 kV | [9 empty] | PE PDT FLAT SEKAMAT | Unknown | Unknown | NO | NONE | DISTRIBUTION | TNB | CHERAS | NO | Unknown |  |  |  | NO | [8 empty] | B14123 | NO | [7 empty] | 3
377111974 | B14125 | [5 empty] | Existing | RYB |  |  | CLOSED | CLOSED | LINK |  | 11 kV | [9 empty] | PE PDT FLAT SEKAMAT | Unknown | Unknown | NO | NONE | DISTRIBUTION | TNB | CHERAS | NO | Unknown |  |  |  | NO | [8 empty] | B14125 | NO | [7 empty] | 3
377112306 | B13954 | [5 empty] | Existing | RYB |  |  | CLOSED | CLOSED | BUSBAR SECTION |  | 11 kV | [9 empty] | PE SILK RESIDENCE | Unknown | Unknown | Unknown | Unknown | DISTRIBUTION | TNB | CHERAS | Unknown |  |  |  |  | Unknown | [8 empty] | B13954 | [8 empty] | 3
377124874 | B13916 | [5 empty] | Existing | RYB |  | B14960 PE TASIK VISTA RESIDEN | CLOSED | CLOSED | LINK |  | 11 kV | [9 empty] | PE PADAT AZ-ZAHRAH | Unknown | Unknown | NO | NONE | DISTRIBUTION | TNB | CHERAS | NO | Unknown |  |  |  | NO | [8 empty] | B13916 | NO | [7 empty] | 3
377124876 | B13918 | [5 empty] | Existing | RYB |  | B08171 PE JLN MEGAH 2/2 TAMAN MEGAH | CLOSED | CLOSED | LINK |  | 11 kV | [9 empty] | PE PADAT AZ-ZAHRAH | Unknown | Unknown | NO | NONE | DISTRIBUTION | TNB | CHERAS | NO | Unknown |  |  |  | NO | [8 empty] | B13918 | NO | [7 empty] | 3
377124973 | B14101 | [5 empty] | Existing | RYB |  | B10718 SSU BUKIT BELIMBING | CLOSED | CLOSED | LINK |  | 11 kV | [9 empty] | PE PDT TANG YEOW WAH | Unknown | Unknown | NO | NONE | DISTRIBUTION | TNB | CHERAS | NO | Unknown |  |  |  | NO | [8 empty] | B14101 | NO | [7 empty] | 3
377124975 | B13957 | [5 empty] | Existing | RYB |  | B07136 PE JEMCO MARKETING ENTERPRISE S/B | CLOSED | CLOSED | LINK |  | 11 kV | [9 empty] | PE PDT TANG YEOW WAH | Unknown | Unknown | NO | NONE | DISTRIBUTION | TNB | CHERAS | NO | Unknown |  |  |  | NO | [8 empty] | B13957 | NO | [7 empty] | 3
377125074 | B14134 | [5 empty] | Existing | RYB |  | B11129 PE LOT 1779 JLN KPB 4 | CLOSED | CLOSED | LINK |  | 11 kV | [6 empty] | INDKOM |  |  | PDT WEI HUNG KPB 4 | Unknown | Unknown | NO | NONE | DISTRIBUTION | TNB | CHERAS | NO | Unknown |  |  |  | NO | [8 empty] | B14134 | NO | [7 empty] | 3
377125076 | B14138 | [5 empty] | Existing | RYB |  | B01936 PE MASTER SHANGHAI TURNPARTS S/B | CLOSED | CLOSED | LINK |  | 11 kV | [6 empty] | INDKOM |  |  | PDT WEI HUNG KPB 4 | Unknown | Unknown | NO | NONE | DISTRIBUTION | TNB | CHERAS | NO | Unknown |  |  |  | NO | [8 empty] | B14138 | NO | [7 empty] | 3
377172333 | B14747 |  |  |  | BCRS/PCE/J01329/MB1 | 310159644 | Existing | RYB |  |  | CLOSED | CLOSED | LINK |  | 11 kV | [9 empty] | PE SPECRIVER SDN BHD | Unknown | Unknown | NO | NONE | DISTRIBUTION | TNB | CHERAS | NO | Unknown |  |  |  | NO | [8 empty] | B14747 | NO | [7 empty] | 3
377172335 | B14745 |  |  |  | BCRS/PCE/J01329/MB1 | 310159644 | Existing | RYB |  | LOT 33132 BALAKONG | CLOSED | CLOSED | LINK |  | 11 kV | [9 empty] | PE SPECRIVER SDN BHD | Unknown | Unknown | NO | NONE | DISTRIBUTION | TNB | CHERAS | NO | Unknown |  |  |  | NO | [8 empty] | B14745 | NO | [7 empty] | 3
377215023 |  | SGLN-12 | 6748069 | 6748206 |  |  | Existing | RYB |  | BDR SG LONG GOLF CLUB | CLOSED | CLOSED | RESERVE |  | 11 kV | Unknown |  | 0 |  |  |  | Unknown |  |  | PPU SUNGAI LONG | Unknown | Unknown | Unknown | Unknown | DISTRIBUTION | TNB | CHERAS | Unknown |  |  |  |  | Unknown | [17 empty] | 3
377215028 |  | SGLN-12 | 6748070 | 6748218 |  |  | Existing | RYB |  | BDR SG LONG GOLF CLUB | OPEN | OPEN | MAIN |  | 11 kV | Unknown |  | 0 |  |  |  | Unknown |  |  | PPU SUNGAI LONG | Unknown | Unknown | Unknown | Unknown | DISTRIBUTION | TNB | CHERAS | Unknown |  |  |  |  | Unknown | [17 empty] | 3
377215048 | B12801 | PE SUKMA PESONA SURIA | 6842234 | 6842233 | BCRS/PCE/J00840/MBB09356 |  | Existing | RYB | SGLN-7 | PPU SGLN FDR 16 | CLOSED | CLOSED | LINK | 12.000 kV | 11 kV | GAS |  | 2006 | 23934 | Unknown | VEI | VEI | 23934 |  | SUKMA PESONA | SUBSTATION | Unknown | Unknown | Unknown | DISTRIBUTION | TNB | CHERAS | Unknown |  |  |  | Unknown | Unknown |  | Unknown |  | 28 | 630.000 A | 0.63 | 50 | 20 | B12801 | Unknown |  |  |  |  | 0 | SUKMA PESONA |  | 3
377326665 | B14397 | [5 empty] | Existing | RYB |  |  | CLOSED | CLOSED | LINK |  | 11 kV | [9 empty] | PE PDT SG MACAU | Unknown | Unknown | NO | NONE | DISTRIBUTION | TNB | CHERAS | NO | Unknown |  |  |  | NO | [8 empty] | B14397 | NO | [7 empty] | 3
377326670 | B14416 | [5 empty] | Existing | RYB |  |  | OPEN | CLOSED | LINK |  | 11 kV | [9 empty] | PE PDT SG MACAU | Unknown | Unknown | NO | NONE | DISTRIBUTION | TNB | CHERAS | NO | Unknown |  |  |  | NO | [8 empty] | B14416 | NO | [7 empty] | 3
377326746 | B14375 |  |  |  | BCRS/PCE/J00112/MBB02216 | 300004520 | Existing | RYB | TMASS-10 | B02214 PKNS SG MACAU | CLOSED |  | LINK |  | 11 kV |  | 1996-11-01 |  |  |  |  | TAMCO |  |  | KG BARU CINA SG MACAU | Unknown | Unknown | Unknown | Unknown | DISTRIBUTION | TNB | CHERAS | Unknown |  |  |  |  | Unknown | [8 empty] | B14375 | [8 empty] | 3
377330960 | B14145 | [5 empty] | Existing | RYB |  |  | CLOSED | CLOSED | LINK |  | 11 kV | [9 empty] | PE JEMCO DEVELOPMENT | Unknown | Unknown | NO | NONE | DISTRIBUTION | TNB | CHERAS | NO | Unknown |  |  |  | NO | [8 empty] | B14145 | NO | [7 empty] | 3
377330977 | B14142 | [5 empty] | Existing | RYB |  |  | CLOSED | CLOSED | LINK |  | 11 kV | [9 empty] | PE JEMCO DEVELOPMENT | Unknown | Unknown | NO | NONE | DISTRIBUTION | TNB | CHERAS | NO | Unknown |  |  |  | NO | [8 empty] | B14142 | NO | [7 empty] | 3
377331122 | B14148 | [5 empty] | Existing | RYB |  |  | CLOSED | CLOSED | LINK |  | 11 kV | [9 empty] | PE PADAT JEMCO DEV | Unknown | Unknown | NO | NONE | DISTRIBUTION | TNB | CHERAS | NO | Unknown |  |  |  | NO | [8 empty] | B14148 | NO | [7 empty] | 3
377331127 | B14146 | [5 empty] | Existing | RYB |  |  | CLOSED | CLOSED | LINK |  | 11 kV | [9 empty] | PE PADAT JEMCO DEV | Unknown | Unknown | NO | NONE | DISTRIBUTION | TNB | CHERAS | NO | Unknown |  |  |  | NO | [8 empty] | B14146 | NO | [7 empty] | 3
377335253 | B14393 | [5 empty] | Existing | RYB |  |  | CLOSED | CLOSED | LINK |  | 11 kV | [9 empty] | PE PDT PEH AH SOON KBP 6 | Unknown | Unknown | NO | NONE | DISTRIBUTION | TNB | CHERAS | NO | Unknown |  |  |  | NO | [8 empty] | B14393 | NO | [7 empty] | 3
377335258 | B14391 | [5 empty] | Existing | RYB |  |  | CLOSED | CLOSED | LINK |  | 11 kV | [9 empty] | PE PDT PEH AH SOON KBP 6 | Unknown | Unknown | NO | NONE | DISTRIBUTION | TNB | CHERAS | NO | Unknown |  |  |  | NO | [8 empty] | B14391 | NO | [7 empty] | 3
377343841 | B14485 | [5 empty] | Existing | RYB |  |  | CLOSED | CLOSED | LINK |  | 11 kV | [6 empty] | INDKOM |  |  | PE PDT PSTN KG BARU | Unknown | Unknown | NO | NONE | DISTRIBUTION | TNB | CHERAS | NO | Unknown |  |  |  | NO | [8 empty] | B14485 | NO | [7 empty] | 3
377343846 | B14483 | [5 empty] | Existing | RYB |  | PPU PBEL(P) Fdr 4 | CLOSED | CLOSED | LINK |  | 11 kV | [6 empty] | INDKOM |  |  | PE PDT PSTN KG BARU | Unknown | Unknown | NO | NONE | DISTRIBUTION | TNB | CHERAS | NO | Unknown |  |  |  | NO | [8 empty] | B14483 | NO | [7 empty] | 3
377356723 | B14463 |  |  |  | BCRS/PCE/J01298/MB1 | 300537764 | Existing | RYB |  | B12202 PE ASAHI KOSEI (M) NO.3 | CLOSED | CLOSED | LINK |  | 11 kV | [6 empty] | EPE |  |  | PE HQ HASIL KARYA | Unknown | Unknown | NO | NONE | DISTRIBUTION | TNB | CHERAS | NO | Unknown |  |  |  | NO | [8 empty] | B14463 | NO | [7 empty] | 3
377356728 | B14461 |  |  |  | BCRS/PCE/J01298/MB1 | 300537764 | Existing | RYB |  | B09471 PE TECHNICAL WORLD SDN. BHD | CLOSED | CLOSED | LINK |  | 11 kV | [6 empty] | EPE |  |  | PE HQ HASIL KARYA | Unknown | Unknown | NO | NONE | DISTRIBUTION | TNB | CHERAS | NO | Unknown |  |  |  | NO | [8 empty] | B14461 | NO | [7 empty] | 3
377361017 | B14388 |  |  |  | BCRS/PCE/J01271/MB1 | 300504901 | Existing | RYB |  |  | CLOSED | CLOSED | LINK |  | 11 kV | [6 empty] | INDKOM |  |  | PE 737 APARTMENT NO 2 | Unknown | Unknown | NO | NONE | DISTRIBUTION | TNB | CHERAS | NO | Unknown |  |  |  | NO | [8 empty] | B14388 | NO | [7 empty] | 3
377361022 | B14386 |  |  |  | BCRS/PCE/J01271/MB1 | 300504901 | Existing | RYB |  |  | CLOSED | CLOSED | LINK |  | 11 kV | [6 empty] | INDKOM |  |  | PE 737 APARTMENT NO 2 | Unknown | Unknown | NO | NONE | DISTRIBUTION | TNB | CHERAS | NO | Unknown |  |  |  | NO | [8 empty] | B14386 | NO | [7 empty] | 3
377361210 | B14382 |  |  |  | BCRS/PCE/J01270/MB1 | 300506422 | Existing | RYB |  |  | OPEN | CLOSED | LINK |  | 11 kV | [6 empty] | INDKOM |  |  | PE 737 APARTMENT NO 1 | Unknown | Unknown | NO | NONE | DISTRIBUTION | TNB | CHERAS | NO | Unknown |  |  |  | NO | [8 empty] | B14382 | NO | [7 empty] | 3
377361227 | B14385 |  |  |  | BCRS/PCE/J01270/MB1 | 300506422 | Existing | RYB |  |  | CLOSED | CLOSED | LINK |  | 11 kV | [6 empty] | INDKOM |  |  | PE 737 APARTMENT NO 1 | Unknown | Unknown | NO | NONE | DISTRIBUTION | TNB | CHERAS | NO | Unknown |  |  |  | NO | [8 empty] | B14385 | NO | [7 empty] | 3
377361263 | B14389 |  |  |  | BCRS/PCE/J00197/MBB02406 | 300005637 | Existing | RYB | SGLN-3 | B08438 TMN CHERAS IDAMAN | CLOSED |  | LINK |  | 11 kV |  | 2005-11-01 |  |  |  |  | TOPRANK |  |  | TMN RAKAN CHERAS NO 2 | Unknown | Unknown | Unknown | Unknown | DISTRIBUTION | TNB | CHERAS | Unknown |  |  |  |  | Unknown | [8 empty] | B14389 | [8 empty] | 3
377361287 | B14138 |  |  |  | BCRS/PCE/J00201/MBB02418 | 300005663 | Existing | RYB |  | B05385 LINGKARAN NUR | CLOSED |  | LINK |  | 11 kV |  | 1999-11-01 |  |  |  |  | INDKOM |  |  | TMN KOPERASI CUEPAC NO 2 | Unknown | Unknown | Unknown | Unknown | DISTRIBUTION | TNB | CHERAS | Unknown |  |  |  |  | Unknown | [8 empty] | B14138 | [8 empty] | 3
377365311 | B14395 | [5 empty] | Existing | RYB |  | B13130 PE GRAND INCOME SDN BHD | CLOSED | CLOSED | LINK |  | 11 kV | [9 empty] | PE PDT KAMPUNG SG TEKALI | Unknown | Unknown | NO | NONE | DISTRIBUTION | TNB | CHERAS | NO | Unknown |  |  |  | NO | [8 empty] | B14395 | NO | [7 empty] | 3
377365316 | B14394 | [5 empty] | Existing | RYB |  | B11305 PE PUSAT KOKURIKULUM | CLOSED | CLOSED | LINK |  | 11 kV | [9 empty] | PE PDT KAMPUNG SG TEKALI | Unknown | Unknown | NO | NONE | DISTRIBUTION | TNB | CHERAS | NO | Unknown |  |  |  | NO | [8 empty] | B14394 | NO | [7 empty] | 3
377412545 | B15252 |  |  |  | BCRS/PCE/J01375/MB1 | 310555537 | Existing | RYB |  | B15252 - TMN SRI MINANG | CLOSED | CLOSED | LINK |  | 11 kV | [9 empty] | KK3 BTHO | Unknown | Unknown | NO | NONE | DISTRIBUTION | TNB | CHERAS | NO | Unknown |  |  |  | NO | [8 empty] | B15252 | NO | [7 empty] | 3
377412550 | B15253 |  |  |  | BCRS/PCE/J01375/MB1 | 310555537 | Existing | RYB |  | B15253 - PE BTHO NO 9 | CLOSED | CLOSED | LINK |  | 11 kV | [9 empty] | KK3 BTHO | Unknown | Unknown | NO | NONE | DISTRIBUTION | TNB | CHERAS | NO | Unknown |  |  |  | NO | [8 empty] | B15253 | NO | [7 empty] | 3
377425425 | B14261 |  |  |  | BCRS/PCE/J01283/MB1 | 300511724 | Existing | RYB |  |  | CLOSED | CLOSED | LINK |  | 11 kV | [6 empty] | EPE |  |  | PE CHERAS SELATAN 118 | Unknown | Unknown | NO | NONE | DISTRIBUTION | TNB | CHERAS | NO | Unknown |  |  |  | NO | [8 empty] | B14261 | NO | [7 empty] | 3
377425436 | B14259 |  |  |  | BCRS/PCE/J01283/MB1 | 300499121 | Existing | RYB |  |  | CLOSED | CLOSED | LINK |  | 11 kV | [6 empty] | EPE |  |  | PE CHERAS SELATAN 118 | Unknown | Unknown | NO | NONE | DISTRIBUTION | TNB | CHERAS | NO | Unknown |  |  |  | NO | [8 empty] | B14259 | NO | [7 empty] | 3
377425462 | B14258 |  |  |  | BCRS/PCE/J01283/MB1 | 300499121 | Existing | RYB |  |  | CLOSED | CLOSED | LINK |  | 11 kV | [6 empty] | EPE |  |  | PE CHERAS SELATAN 118 | Unknown | Unknown | NO | NONE | DISTRIBUTION | TNB | CHERAS | NO | Unknown |  |  |  | NO | [8 empty] | B14258 | NO | [7 empty] | 3
377425611 | B14257 |  |  |  | BCRS/PCE/J01283/MB1 | 300499121 | Existing | RYB |  | CJYA-VCB5 | CLOSED |  | LINK |  | 11 kV |  | 2006-11-11 |  |  |  |  | EPE |  |  | PE CHERAS SELATAN 118 | Unknown | Unknown | Unknown | Unknown | DISTRIBUTION | TNB | CHERAS | Unknown |  |  |  |  | Unknown | [8 empty] | B14257 | [8 empty] | 3
377506086 | B14930 |  |  |  | BCRS/PCE/J01337/MB1 | 310089774 | Existing | RYB |  | B14926 PE RESIDENSI 9 CHERAS 1 | CLOSED | CLOSED | LINK |  | 11 kV | [9 empty] | D-CRS-C16-0628 | Unknown | Unknown | NO | NONE | DISTRIBUTION | TNB | CHERAS | NO | Unknown |  |  |  | NO | [8 empty] | B14930 | NO | [7 empty] | 3
377506088 | B14929 |  |  |  | BCRS/PCE/J01337/MB1 | 310089774 | Existing | RYB |  | B10701 PE TAMAN KEMA CAHAYA, BLOK 3 | CLOSED | CLOSED | LINK |  | 11 kV | [9 empty] | D-CRS-C16-0628 | Unknown | Unknown | NO | NONE | DISTRIBUTION | TNB | CHERAS | NO | Unknown |  |  |  | NO | [8 empty] | B14929 | NO | [7 empty] | 3
377506209 | B14926 |  |  |  | BCRS/PCE/J01336/MB1 | 310230951 | Existing | RYB |  | B14930 PE RESIDENSI 9 CHERAS 2 | CLOSED | CLOSED | LINK |  | 11 kV | [6 empty] | SIEMENS |  |  | D-CRS-C16-0628 | Unknown | Unknown | NO | NONE | DISTRIBUTION | TNB | CHERAS | NO | Unknown |  |  |  | NO | [8 empty] | B14926 | NO | [7 empty] | 3
377506223 | B14925 |  |  |  | BCRS/PCE/J01336/MB1 | 310230951 | Existing | RYB |  | B10560 PE TAMAN SURIA RESIDENCE | CLOSED | CLOSED | LINK |  | 11 kV | [6 empty] | SIEMENS |  |  | D-CRS-C16-0628 | Unknown | Unknown | NO | NONE | DISTRIBUTION | TNB | CHERAS | NO | Unknown |  |  |  | NO | [8 empty] | B14925 | NO | [7 empty] | 3
377506512 | B14970 |  |  |  | BCRS/PCE/J01346/MB1 | 310389796 | Existing | RYB |  | PPU TSRA CB 7 | CLOSED | CLOSED | LINK |  | 11 kV | [9 empty] | D-CRS-C16-0654 | Unknown | Unknown | NO | NONE | DISTRIBUTION | TNB | CHERAS | NO | Unknown |  |  |  | NO | [8 empty] | B14970 | NO | [7 empty] | 3
377506514 | B14971 |  |  |  | BCRS/PCE/J01346/MB1 | 310389796 | Existing | RYB |  | B07691 PE LUBS TECHNOLOGY S/B | CLOSED | CLOSED | LINK |  | 11 kV | [9 empty] | D-CRS-C16-0654 | Unknown | Unknown | NO | NONE | DISTRIBUTION | TNB | CHERAS | NO | Unknown |  |  |  | NO | [8 empty] | B14971 | NO | [7 empty] | 3
377506668 | B14918 | [5 empty] | Existing | RYB |  | B/S | OPEN | OPEN | BUSBAR SECTION |  | 11 kV | [9 empty] | D-CRS-C16-0631 | Unknown | Unknown | NO | NONE | DISTRIBUTION | TNB | CHERAS | NO | Unknown |  |  |  | NO | [8 empty] | B14918 | [8 empty] | 3
377506983 | B14963 |  |  |  | BCRS/PCE/J01353/MB1 | 310392951 | Existing | RYB |  |  | CLOSED | CLOSED | LINK |  | 11 kV | [6 empty] | INDKOM |  |  | D-CRS-C16-0625 | Unknown | Unknown | NO | NONE | DISTRIBUTION | TNB | CHERAS | NO | Unknown |  |  |  | NO | [8 empty] | B14963 | NO | [7 empty] | 3
377506997 | B14966 |  |  |  | BCRS/PCE/J01353/MB1 | 310392951 | Existing | RYB |  | B08264 PE PAM MINYAK PROJET GRAND SAGA | CLOSED | CLOSED | LINK |  | 11 kV | [6 empty] | INDKOM |  |  | D-CRS-C16-0625 | Unknown | Unknown | NO | NONE | DISTRIBUTION | TNB | CHERAS | NO | Unknown |  |  |  | NO | [8 empty] | B14966 | NO | [7 empty] | 3
377515654 | B14137 |  |  |  | BCRS/PCE/J01045/MB1 | 300357593 | Existing | RYB |  |  | CLOSED | CLOSED | LINK |  | 11 kV |  | 30/05/2012 |  |  |  |  | INDKOM |  |  | TMN MESRA UTAMA IMPIAN EHSAN | Unknown | Unknown | NO | NONE | DISTRIBUTION | TNB | CHERAS | NO | Unknown |  |  |  | NO | [8 empty] | B14137 | NO | [7 empty] | 3
377515655 | B11780 |  |  |  | BCRS/PCE/J01045/MB1 | 300357593 | Existing | RYB |  |  | CLOSED | CLOSED | LINK |  | 11 kV |  | 30/05/2012 |  |  |  |  | INDKOM |  |  | TMN MESRA UTAMA IMPIAN EHSAN | Unknown | Unknown | NO | NONE | DISTRIBUTION | TNB | CHERAS | NO | Unknown |  |  |  | NO | [8 empty] | B11780 | NO | [7 empty] | 3
377515669 | B11782 |  |  |  | BCRS/PCE/J01045/MB1 | 300357593 | Existing | RYB |  |  | OPEN | CLOSED | LINK |  | 11 kV |  | 30/05/2012 |  |  |  |  | INDKOM |  |  | TMN MESRA UTAMA IMPIAN EHSAN | Unknown | Unknown | NO | NONE | DISTRIBUTION | TNB | CHERAS | NO | Unknown |  |  |  | NO | [8 empty] | B11782 | NO | [7 empty] | 3
377515776 | B14365 | B07228 |  |  | BCRS/PCE/J00870/MB1 | 300502989 | Existing | RYB | SJIM-11 | B07357 TOL PLAZA SAUJANA IMPIAN | CLOSED | CLOSED | LINK | 12.000 kV | 11 kV | GAS |  |  |  |  | VEI | INDKOM | 1907 | N/A | CHERAS PRIMA NO 1 | SUBSTATION | Unknown | NO | Unknown | DISTRIBUTION | TNB | CHERAS | Unknown |  |  |  | Unknown | Unknown |  | LINE |  | 28 | 630.000 A | 0.63 | 50 | 20 | B14365 | NO | N/A |  |  |  | 0 | TAMAN CHERAS PRIMA NO 1 |  | 3
377696019 | B14953 |  |  |  | BCRS/PCE/J01003 | 300519493 | Existing | RYB |  |  | CLOSED | CLOSED | LINK |  | 11 kV |  | 26/10/2010 |  |  |  |  | INDKOM |  |  | TMN INDUSTRI TALENT NO 2 | Unknown | Unknown | NO | NONE | DISTRIBUTION | TNB | CHERAS | NO | Unknown |  |  |  | NO | [8 empty] | B14953 | NO | [7 empty] | 3
377696030 | B11216 |  |  |  | BCRS/PCE/J01003 | 300519493 | Existing | RYB |  |  | CLOSED | CLOSED | LINK |  | 11 kV |  | 26/10/2010 |  |  |  |  | INDKOM |  |  | TMN INDUSTRI TALENT NO 2 | Unknown | Unknown | NO | NONE | DISTRIBUTION | TNB | CHERAS | NO | Unknown |  |  |  | NO | [8 empty] | B11216 | NO | [7 empty] | 3
377696040 | B11219 |  |  |  | BCRS/PCE/J01003 | 300519493 | Existing | RYB |  |  | OPEN | CLOSED | LINK |  | 11 kV |  | 26/10/2010 |  |  |  |  | INDKOM |  |  | TMN INDUSTRI TALENT NO 2 | Unknown | Unknown | NO | NONE | DISTRIBUTION | TNB | CHERAS | NO | Unknown |  |  |  | NO | [8 empty] | B11219 | NO | [7 empty] | 3
377696160 | B15002 |  |  |  | BCRS/PCE/J01345/MB1 | 310371025 | Existing | RYB |  |  | CLOSED | CLOSED | LINK |  | 11 kV | [6 empty] | INDKOM |  |  | PE CHERAS VISTA 6 | Unknown | Unknown | NO | NONE | DISTRIBUTION | TNB | CHERAS | NO | Unknown |  |  |  | NO | [8 empty] | B15002 | NO | [7 empty] | 3
377696177 | B15001 |  |  |  | BCRS/PCE/J01345/MB1 | 310371025 | Existing | RYB |  |  | CLOSED | CLOSED | LINK |  | 11 kV | [6 empty] | INDKOM |  |  | PE CHERAS VISTA 6 | Unknown | Unknown | NO | NONE | DISTRIBUTION | TNB | CHERAS | NO | Unknown |  |  |  | NO | [8 empty] | B15001 | NO | [7 empty] | 3
377696425 | B15071 | [5 empty] | Existing | RYB |  |  | CLOSED | CLOSED | LINK |  | 11 kV | [9 empty] | PE IWK SG LONG | Unknown | Unknown | NO | NONE | DISTRIBUTION | TNB | CHERAS | NO | Unknown |  |  |  | NO | [8 empty] | B15071 | NO | [7 empty] | 3
377696430 | B15073 | [5 empty] | Existing | RYB |  |  | CLOSED | CLOSED | LINK |  | 11 kV | [9 empty] | PE IWK SG LONG | Unknown | Unknown | NO | NONE | DISTRIBUTION | TNB | CHERAS | NO | Unknown |  |  |  | NO | [8 empty] | B15073 | NO | [7 empty] | 3
377786123 | B14553 | [5 empty] | Existing | RYB |  |  | CLOSED | CLOSED | LINK |  | 11 kV | [9 empty] | PE PDT SENJA NO 2 | Unknown | Unknown | NO | NONE | DISTRIBUTION | TNB | CHERAS | NO | Unknown |  |  |  | NO | [8 empty] | B14553 | NO | [7 empty] | 3
377786128 | B14551 | [5 empty] | Existing | RYB |  |  | CLOSED | CLOSED | LINK |  | 11 kV | [9 empty] | PE PDT SENJA NO 2 | Unknown | Unknown | NO | NONE | DISTRIBUTION | TNB | CHERAS | NO | Unknown |  |  |  | NO | [8 empty] | B14551 | NO | [7 empty] | 3
377786206 | B14539 | [5 empty] | Existing | RYB |  |  | CLOSED | CLOSED | LINK |  | 11 kV | [9 empty] | PE SENJA NO 5 | Unknown | Unknown | NO | NONE | DISTRIBUTION | TNB | CHERAS | NO | Unknown |  |  |  | NO | [8 empty] | B14539 | NO | [7 empty] | 3
377786210 | B14541 | [5 empty] | Existing | RYB |  |  | CLOSED | CLOSED | LINK |  | 11 kV | [9 empty] | PE SENJA NO 5 | Unknown | Unknown | NO | NONE | DISTRIBUTION | TNB | CHERAS | NO | Unknown |  |  |  | NO | [8 empty] | B14541 | NO | [7 empty] | 3
377786227 | B14538 | [5 empty] | Existing | RYB |  |  | CLOSED | CLOSED | LINK |  | 11 kV | [9 empty] | PE SENJA NO 5 | Unknown | Unknown | NO | NONE | DISTRIBUTION | TNB | CHERAS | NO | Unknown |  |  |  | NO | [8 empty] | B14538 | NO | [7 empty] | 3
377786308 | B14544 | [5 empty] | Existing | RYB |  | PE PDT SENJA NO 3 | CLOSED | CLOSED | LINK |  | 11 kV | [9 empty] | PE PDT SENJA NO 6 | Unknown | Unknown | NO | NONE | DISTRIBUTION | TNB | CHERAS | NO | Unknown |  |  |  | NO | [8 empty] | B14544 | NO | [7 empty] | 3
377786313 | B14542 | [5 empty] | Existing | RYB |  | S/S SENJA NO 5 | CLOSED | CLOSED | LINK |  | 11 kV | [9 empty] | PE PDT SENJA NO 6 | Unknown | Unknown | NO | NONE | DISTRIBUTION | TNB | CHERAS | NO | Unknown |  |  |  | NO | [8 empty] | B14542 | NO | [7 empty] | 3
377786392 | B14550 | [5 empty] | Existing | RYB |  | PDT SENJA NO 2 | CLOSED | CLOSED | LINK |  | 11 kV | [9 empty] | PE PDT SENJA NO 4 | Unknown | Unknown | NO | NONE | DISTRIBUTION | TNB | CHERAS | NO | Unknown |  |  |  | NO | [8 empty] | B14550 | NO | [7 empty] | 3
377786397 | B14548 | [5 empty] | Existing | RYB |  | PDT SENJA NO 3 | CLOSED | CLOSED | LINK |  | 11 kV | [9 empty] | PE PDT SENJA NO 4 | Unknown | Unknown | NO | NONE | DISTRIBUTION | TNB | CHERAS | NO | Unknown |  |  |  | NO | [8 empty] | B14548 | NO | [7 empty] | 3
377786474 | B14545 | [5 empty] | Existing | RYB |  | PDT SENJA NO 6 | CLOSED | CLOSED | LINK |  | 11 kV | [9 empty] | PE PDT SENJA NO 3 | Unknown | Unknown | NO | NONE | DISTRIBUTION | TNB | CHERAS | NO | Unknown |  |  |  | NO | [8 empty] | B14545 | NO | [7 empty] | 3
377786479 | B14547 | [5 empty] | Existing | RYB |  | PDT SENJA NO 4 | CLOSED | CLOSED | LINK |  | 11 kV | [9 empty] | PE PDT SENJA NO 3 | Unknown | Unknown | NO | NONE | DISTRIBUTION | TNB | CHERAS | NO | Unknown |  |  |  | NO | [8 empty] | B14547 | NO | [7 empty] | 3
378017999 | B13802 | [5 empty] | Existing | RYB |  |  | CLOSED | CLOSED | LINK |  | 11 kV | [9 empty] | PE PADAT SG MAMPIR | Unknown | Unknown | NO | NONE | DISTRIBUTION | TNB | CHERAS | NO | Unknown |  |  |  | NO | [8 empty] | B13802 | NO | [7 empty] | 3
378018004 | B13800 | [5 empty] | Existing | RYB |  |  | CLOSED | CLOSED | LINK |  | 11 kV | [9 empty] | PE PADAT SG MAMPIR | Unknown | Unknown | NO | NONE | DISTRIBUTION | TNB | CHERAS | NO | Unknown |  |  |  | NO | [8 empty] | B13800 | NO | [7 empty] | 3
378018105 | B14379 |  |  |  | BCRS/PCE/J01294/MB1 | 300523428 | Existing | RYB |  |  | CLOSED | CLOSED | LINK |  | 11 kV | [6 empty] | INDKOM |  |  | PE SIN CHEE HENG | Unknown | Unknown | NO | NONE | DISTRIBUTION | TNB | CHERAS | NO | Unknown |  |  |  | NO | [8 empty] | B14379 | NO | [7 empty] | 3
378018110 | B14381 |  |  |  | BCRS/PCE/J01294/MB1 | 300523428 | Existing | RYB |  |  | CLOSED | CLOSED | LINK |  | 11 kV | [6 empty] | INDKOM |  |  | PE SIN CHEE HENG | Unknown | Unknown | NO | NONE | DISTRIBUTION | TNB | CHERAS | NO | Unknown |  |  |  | NO | [8 empty] | B14381 | NO | [7 empty] | 3
378035175 | B14366 |  |  |  | BCRS/PCE/J01274/MB1 | 300519716 | Existing | RYB |  |  | CLOSED | CLOSED | LINK |  | 11 kV | [6 empty] | ITEM |  |  | PE D' LANGAT | Unknown | Unknown | NO | NONE | DISTRIBUTION | TNB | CHERAS | NO | Unknown |  |  |  | NO | [8 empty] | B14366 | NO | [7 empty] | 3
378035180 | B14368 |  |  |  | BCRS/PCE/J01274/MB1 | 300519716 | Existing | RYB |  |  | CLOSED | CLOSED | LINK |  | 11 kV | [6 empty] | ITEM |  |  | PE D' LANGAT | Unknown | Unknown | NO | NONE | DISTRIBUTION | TNB | CHERAS | NO | Unknown |  |  |  | NO | [8 empty] | B14368 | NO | [7 empty] | 3
378065234 | B14369 |  |  |  | BCRS/PCE/J01289/MB1 | 300511720 | Existing | RYB |  |  | CLOSED | CLOSED | LINK |  | 11 kV | [6 empty] | EPE |  |  | PE JADE HILL I-PARK | Unknown | Unknown | NO | NONE | DISTRIBUTION | TNB | CHERAS | NO | Unknown |  |  |  | NO | [8 empty] | B14369 | NO | [7 empty] | 3
378065251 | B14372 |  |  |  | BCRS/PCE/J01289/MB1 | 300511720 | Existing | RYB |  |  | CLOSED | CLOSED | LINK |  | 11 kV | [6 empty] | EPE |  |  | PE JADE HILL I-PARK | Unknown | Unknown | NO | NONE | DISTRIBUTION | TNB | CHERAS | NO | Unknown |  |  |  | NO | [8 empty] | B14372 | NO | [7 empty] | 3
378254166 | [6 empty] | Existing | RYB |  | B01948 LFIP NO 1 | CLOSED |  | MAIN |  | 11 kV | [6 empty] | Unknown |  |  | PMU CHERAS JAYA 132/33/11kV | Unknown | Unknown | Unknown | Unknown | DISTRIBUTION | TNB | CHERAS | Unknown |  |  |  |  | Unknown | [17 empty] | 3
378254197 |  | SGLN-9 | 6748187 | 6748335 |  |  | Existing | RYB |  | BDR MAHKOTA CHERAS NO 14 | OPEN | OPEN | RESERVE |  | 11 kV | Unknown |  | 0 |  |  |  | Unknown |  |  | PPU SUNGAI LONG | Unknown | Unknown | Unknown | Unknown | DISTRIBUTION | TNB | CHERAS | Unknown |  |  |  |  | Unknown | [17 empty] | 3
378254202 |  | SGLN-9 | 6748188 | 6748336 |  |  | Existing | RYB |  | BDR MAHKOTA CHERAS NO 14 | CLOSED | CLOSED | MAIN |  | 11 kV | Unknown |  | 0 |  |  |  | Unknown |  |  | PPU SUNGAI LONG | Unknown | Unknown | Unknown | Unknown | DISTRIBUTION | TNB | CHERAS | Unknown |  |  |  |  | Unknown | [17 empty] | 3
379388376 | [6 empty] | Existing | RYB |  |  | CLOSED |  | MAIN |  | 33 kV | [9 empty] | PMU BALAKONG 132/33kV | Unknown | Unknown | Unknown | Unknown | DISTRIBUTION | TNB | CHERAS | Unknown |  |  |  |  | Unknown | [17 empty] | 3
379388380 | [6 empty] | Existing | RYB |  |  | CLOSED |  | MAIN |  | 33 kV | [9 empty] | PMU BALAKONG 132/33kV | Unknown | Unknown | Unknown | Unknown | DISTRIBUTION | TNB | CHERAS | Unknown |  |  |  |  | Unknown | [17 empty] | 3
379388384 | [6 empty] | Existing | RYB |  |  | CLOSED |  | MAIN |  | 33 kV | [9 empty] | PMU BALAKONG 132/33kV | Unknown | Unknown | Unknown | Unknown | DISTRIBUTION | TNB | CHERAS | Unknown |  |  |  |  | Unknown | [17 empty] | 3
379388388 | [6 empty] | Existing | RYB |  |  | CLOSED |  | MAIN |  | 33 kV | [9 empty] | PMU BALAKONG 132/33kV | Unknown | Unknown | Unknown | Unknown | DISTRIBUTION | TNB | CHERAS | Unknown |  |  |  |  | Unknown | [17 empty] | 3
379388392 | [6 empty] | Existing | RYB |  |  | CLOSED |  | MAIN |  | 33 kV | [9 empty] | PMU BALAKONG 132/33kV | Unknown | Unknown | Unknown | Unknown | DISTRIBUTION | TNB | CHERAS | Unknown |  |  |  |  | Unknown | [17 empty] | 3
379388396 | [6 empty] | Existing | RYB |  |  | CLOSED |  | MAIN |  | 33 kV | [9 empty] | PMU BALAKONG 132/33kV | Unknown | Unknown | Unknown | Unknown | DISTRIBUTION | TNB | CHERAS | Unknown |  |  |  |  | Unknown | [17 empty] | 3
379388400 | [6 empty] | Existing | RYB |  |  | OPEN |  | MAIN |  | 33 kV | [9 empty] | PMU BALAKONG 132/33kV | Unknown | Unknown | Unknown | Unknown | DISTRIBUTION | TNB | CHERAS | Unknown |  |  |  |  | Unknown | [17 empty] | 3
379388404 | [6 empty] | Existing | RYB |  |  | OPEN |  | MAIN |  | 33 kV | [9 empty] | PMU BALAKONG 132/33kV | Unknown | Unknown | Unknown | Unknown | DISTRIBUTION | TNB | CHERAS | Unknown |  |  |  |  | Unknown | [17 empty] | 3
379388408 | [6 empty] | Existing | RYB |  |  | OPEN |  | MAIN |  | 33 kV | [9 empty] | PMU BALAKONG 132/33kV | Unknown | Unknown | Unknown | Unknown | DISTRIBUTION | TNB | CHERAS | Unknown |  |  |  |  | Unknown | [17 empty] | 3
379388412 | [6 empty] | Existing | RYB |  |  | OPEN |  | MAIN |  | 33 kV | [9 empty] | PMU BALAKONG 132/33kV | Unknown | Unknown | Unknown | Unknown | DISTRIBUTION | TNB | CHERAS | Unknown |  |  |  |  | Unknown | [17 empty] | 3
379388416 | [6 empty] | Existing | RYB |  |  | OPEN |  | MAIN |  | 33 kV | [9 empty] | PMU BALAKONG 132/33kV | Unknown | Unknown | Unknown | Unknown | DISTRIBUTION | TNB | CHERAS | Unknown |  |  |  |  | Unknown | [17 empty] | 3
379388423 | [6 empty] | Existing | RYB |  |  | OPEN |  | RESERVE |  | 33 kV | [9 empty] | PMU BALAKONG 132/33kV | Unknown | Unknown | Unknown | Unknown | DISTRIBUTION | TNB | CHERAS | Unknown |  |  |  |  | Unknown | [17 empty] | 3
379388427 | [6 empty] | Existing | RYB |  |  | OPEN |  | RESERVE |  | 33 kV | [9 empty] | PMU BALAKONG 132/33kV | Unknown | Unknown | Unknown | Unknown | DISTRIBUTION | TNB | CHERAS | Unknown |  |  |  |  | Unknown | [17 empty] | 3
379388431 | [6 empty] | Existing | RYB |  |  | OPEN |  | RESERVE |  | 33 kV | [9 empty] | PMU BALAKONG 132/33kV | Unknown | Unknown | Unknown | Unknown | DISTRIBUTION | TNB | CHERAS | Unknown |  |  |  |  | Unknown | [17 empty] | 3
379388435 | [6 empty] | Existing | RYB |  |  | OPEN |  | RESERVE |  | 33 kV | [9 empty] | PMU BALAKONG 132/33kV | Unknown | Unknown | Unknown | Unknown | DISTRIBUTION | TNB | CHERAS | Unknown |  |  |  |  | Unknown | [17 empty] | 3
379388439 | [6 empty] | Existing | RYB |  |  | OPEN |  | RESERVE |  | 33 kV | [9 empty] | PMU BALAKONG 132/33kV | Unknown | Unknown | Unknown | Unknown | DISTRIBUTION | TNB | CHERAS | Unknown |  |  |  |  | Unknown | [17 empty] | 3
379388443 | [6 empty] | Existing | RYB |  |  | OPEN |  | RESERVE |  | 33 kV | [9 empty] | PMU BALAKONG 132/33kV | Unknown | Unknown | Unknown | Unknown | DISTRIBUTION | TNB | CHERAS | Unknown |  |  |  |  | Unknown | [17 empty] | 3
379388447 | [6 empty] | Existing | RYB |  |  | OPEN |  | RESERVE |  | 33 kV | [9 empty] | PMU BALAKONG 132/33kV | Unknown | Unknown | Unknown | Unknown | DISTRIBUTION | TNB | CHERAS | Unknown |  |  |  |  | Unknown | [17 empty] | 3
379388451 | [6 empty] | Existing | RYB |  |  | CLOSED |  | RESERVE |  | 33 kV | [9 empty] | PMU BALAKONG 132/33kV | Unknown | Unknown | Unknown | Unknown | DISTRIBUTION | TNB | CHERAS | Unknown |  |  |  |  | Unknown | [17 empty] | 3
379388455 | [6 empty] | Existing | RYB |  |  | CLOSED |  | RESERVE |  | 33 kV | [9 empty] | PMU BALAKONG 132/33kV | Unknown | Unknown | Unknown | Unknown | DISTRIBUTION | TNB | CHERAS | Unknown |  |  |  |  | Unknown | [17 empty] | 3
379388459 | [6 empty] | Existing | RYB |  |  | CLOSED |  | RESERVE |  | 33 kV | [9 empty] | PMU BALAKONG 132/33kV | Unknown | Unknown | Unknown | Unknown | DISTRIBUTION | TNB | CHERAS | Unknown |  |  |  |  | Unknown | [17 empty] | 3
379388463 | [6 empty] | Existing | RYB |  |  | CLOSED |  | RESERVE |  | 33 kV | [9 empty] | PMU BALAKONG 132/33kV | Unknown | Unknown | Unknown | Unknown | DISTRIBUTION | TNB | CHERAS | Unknown |  |  |  |  | Unknown | [17 empty] | 3
379388467 | [6 empty] | Existing | RYB |  |  | CLOSED |  | RESERVE |  | 33 kV | [9 empty] | PMU BALAKONG 132/33kV | Unknown | Unknown | Unknown | Unknown | DISTRIBUTION | TNB | CHERAS | Unknown |  |  |  |  | Unknown | [17 empty] | 3
379538331 |  |  |  |  | BCRS/PCE/J01381/MB1 | 310554224 | Existing | RYB |  | B15379 - JLN PUTRA BMC | CLOSED | CLOSED | LINK |  | 11 kV | [9 empty] | PDT SHELL BMC | Unknown | Unknown | NO | NONE | DISTRIBUTION | TNB | CHERAS | NO | Unknown |  |  |  | NO | [9 empty] | NO | [7 empty] | 3
379538336 |  |  |  |  | BCRS/PCE/J01381/MB1 | 310554224 | Existing | RYB |  | B15377 - PPU BMC 2 VCB 7 | CLOSED | CLOSED | LINK |  | 11 kV | [9 empty] | PDT SHELL BMC | Unknown | Unknown | NO | NONE | DISTRIBUTION | TNB | CHERAS | NO | Unknown |  |  |  | NO | [9 empty] | NO | [7 empty] | 3
379559544 | [6 empty] | Existing | RYB |  |  | CLOSED | CLOSED | MAIN |  | 33 kV | [9 empty] | SSU MRT TAMAN CEUPACS | Unknown | Unknown | NO | NONE | DISTRIBUTION | TNB | CHERAS | NO | Unknown |  |  |  | NO | [17 empty] | 3
379559554 | [6 empty] | Existing | RYB |  |  | CLOSED | CLOSED | MAIN |  | 33 kV | [9 empty] | SSU MRT TAMAN CEUPACS | Unknown | Unknown | NO | NONE | DISTRIBUTION | TNB | CHERAS | Unknown |  |  |  |  | NO | [17 empty] | 3
379559557 | [6 empty] | Existing | RYB |  |  | CLOSED | CLOSED | MAIN |  | 33 kV | [9 empty] | SSU MRT TAMAN CEUPACS | Unknown | Unknown | NO | NONE | DISTRIBUTION | TNB | CHERAS | NO | Unknown |  |  |  | NO | [17 empty] | 3
379559560 | [6 empty] | Existing | RYB |  |  | CLOSED | CLOSED | MAIN |  | 33 kV | [9 empty] | SSU MRT TAMAN CEUPACS | Unknown | Unknown | NO | NONE | DISTRIBUTION | TNB | CHERAS | NO | Unknown |  |  |  | NO | [17 empty] | 3
379559563 | [6 empty] | Existing | RYB |  |  | CLOSED | CLOSED | MAIN |  | 33 kV | [9 empty] | SSU MRT TAMAN CEUPACS | Unknown | Unknown | NO | NONE | DISTRIBUTION | TNB | CHERAS | NO | Unknown |  |  |  | NO | [17 empty] | 3
379559578 | [6 empty] | Existing | RYB |  |  | CLOSED | CLOSED | MAIN |  | 33 kV | [9 empty] | SSU MRT TAMAN CEUPACS | Unknown | Unknown | NO | NONE | DISTRIBUTION | TNB | CHERAS | NO | Unknown |  |  |  | NO | [17 empty] | 3
379559601 | [6 empty] | Existing | RYB |  |  | CLOSED | CLOSED | MAIN |  | 33 kV | [9 empty] | SSU MRT TAMAN CEUPACS | Unknown | Unknown | Unknown | Unknown | DISTRIBUTION | TNB | CHERAS | Unknown |  |  |  |  | Unknown | [17 empty] | 3
379559602 | [6 empty] | Existing | RYB |  |  | CLOSED | CLOSED | MAIN |  | 33 kV | [9 empty] | SSU MRT TAMAN CEUPACS | Unknown | Unknown | Unknown | Unknown | DISTRIBUTION | TNB | CHERAS | Unknown |  |  |  |  | Unknown | [17 empty] | 3
379838659 | B14570 |  |  |  | BCRS/PCE/J01313/MB1 | 309895386 | Existing | RYB |  |  | CLOSED | CLOSED | LINK |  | 11 kV | [9 empty] | PE YEW LUM BALAKONG JAYA | Unknown | Unknown | NO | NONE | DISTRIBUTION | TNB | CHERAS | NO | Unknown |  |  |  | NO | [8 empty] | B14570 | NO | [7 empty] | 3
379838664 | B14572 |  |  |  | BCRS/PCE/J01313/MB1 | 309895386 | Existing | RYB |  |  | CLOSED | CLOSED | LINK |  | 11 kV | [9 empty] | PE YEW LUM BALAKONG JAYA | Unknown | Unknown | NO | NONE | DISTRIBUTION | TNB | CHERAS | NO | Unknown |  |  |  | NO | [8 empty] | B14572 | NO | [7 empty] | 3
379851660 | [6 empty] | Existing | RYB |  |  | CLOSED |  | MAIN |  | 11 kV | [9 empty] | PPU TAMAN SUTERA (T): Transformer 33/11 | Unknown | Unknown | Unknown | Unknown | DISTRIBUTION | TNB | CHERAS | Unknown |  |  |  |  | Unknown | [17 empty] | 3
379851669 | [6 empty] | Existing | RYB |  |  | CLOSED |  | MAIN |  | 11 kV | [9 empty] | PPU TAMAN SUTERA (T): Transformer 33/11 | Unknown | Unknown | Unknown | Unknown | DISTRIBUTION | TNB | CHERAS | Unknown |  |  |  |  | Unknown | [17 empty] | 3
379851678 | [6 empty] | Existing | RYB |  |  | CLOSED |  | MAIN |  | 11 kV | [9 empty] | PPU TAMAN SUTERA (T): Transformer 33/11 | Unknown | Unknown | Unknown | Unknown | DISTRIBUTION | TNB | CHERAS | Unknown |  |  |  |  | Unknown | [17 empty] | 3
379851686 | [6 empty] | Existing | RYB |  |  | CLOSED |  | MAIN |  | 11 kV | [9 empty] | PPU TAMAN SUTERA (T): Transformer 33/11 | Unknown | Unknown | Unknown | Unknown | DISTRIBUTION | TNB | CHERAS | Unknown |  |  |  |  | Unknown | [17 empty] | 3
379851757 | [6 empty] | Existing | RYB |  |  | CLOSED | CLOSED | NEUTRAL |  | 11 kV | [9 empty] | PPU TAMAN SUTERA (T): Transformer 33/11 | Unknown | Unknown | NO | NONE | DISTRIBUTION | TNB | CHERAS | NO | Unknown |  |  |  | NO | [17 empty] | 3
379851761 | [6 empty] | Existing | RYB |  |  | CLOSED |  | MAIN |  | 11 kV | [9 empty] | PPU TAMAN SUTERA (T): Transformer 33/11 | Unknown | Unknown | Unknown | Unknown | DISTRIBUTION | TNB | CHERAS | Unknown |  |  |  |  | Unknown | [17 empty] | 3
379851786 | [6 empty] | Existing | RYB |  |  | CLOSED |  | MAIN |  | 11 kV | [9 empty] | PPU TAMAN SUTERA (T): Transformer 33/11 | Unknown | Unknown | Unknown | Unknown | DISTRIBUTION | TNB | CHERAS | Unknown |  |  |  |  | Unknown | [17 empty] | 3
379851791 | [6 empty] | Existing | RYB |  |  | CLOSED |  | MAIN |  | 11 kV | [9 empty] | PPU TAMAN SUTERA (T): Transformer 33/11 | Unknown | Unknown | Unknown | Unknown | DISTRIBUTION | TNB | CHERAS | Unknown |  |  |  |  | Unknown | [17 empty] | 3
379851808 | [6 empty] | Existing | RYB |  |  | CLOSED |  | MAIN |  | 11 kV | [9 empty] | PPU TAMAN SUTERA (T): Transformer 33/11 | Unknown | Unknown | Unknown | Unknown | DISTRIBUTION | TNB | CHERAS | Unknown |  |  |  |  | Unknown | [17 empty] | 3
379851831 | [6 empty] | Existing | RYB |  |  | CLOSED |  | MAIN |  | 11 kV | [9 empty] | PPU TAMAN SUTERA (T): Transformer 33/11 | Unknown | Unknown | Unknown | Unknown | DISTRIBUTION | TNB | CHERAS | Unknown |  |  |  |  | Unknown | [17 empty] | 3
379851852 | [6 empty] | Existing | RYB |  |  | CLOSED | CLOSED | MAIN |  | 11 kV | [9 empty] | PPU TAMAN SUTERA (T): Transformer 33/11 | Unknown | Unknown | NO | NONE | DISTRIBUTION | TNB | CHERAS | NO | Unknown |  |  |  | NO | [17 empty] | 3
379851860 | [6 empty] | Existing | RYB |  |  | CLOSED |  | MAIN |  | 11 kV | [9 empty] | PPU TAMAN SUTERA (T): Transformer 33/11 | Unknown | Unknown | Unknown | Unknown | DISTRIBUTION | TNB | CHERAS | Unknown |  |  |  |  | Unknown | [17 empty] | 3
379851932 | [6 empty] | Existing | RYB |  |  | CLOSED | CLOSED | NEUTRAL |  | 11 kV | [9 empty] | PPU TAMAN SUTERA (T): Transformer 33/11 | Unknown | Unknown | NO | NONE | DISTRIBUTION | TNB | CHERAS | NO | Unknown |  |  |  | NO | [17 empty] | 3
379851975 | [6 empty] | Existing | RYB |  |  | CLOSED |  | MAIN |  | 11 kV | [9 empty] | PPU TAMAN SUTERA (T): Transformer 33/11 | Unknown | Unknown | Unknown | Unknown | DISTRIBUTION | TNB | CHERAS | Unknown |  |  |  |  | Unknown | [17 empty] | 3
379852001 | [6 empty] | Existing | RYB |  |  | CLOSED |  | MAIN |  | 11 kV | [9 empty] | PPU TAMAN SUTERA (T): Transformer 33/11 | Unknown | Unknown | Unknown | Unknown | DISTRIBUTION | TNB | CHERAS | Unknown |  |  |  |  | Unknown | [17 empty] | 3
379852042 | [6 empty] | Existing | RYB |  |  | CLOSED | CLOSED | NEUTRAL |  | 11 kV | [9 empty] | PPU TAMAN SUTERA (T): Transformer 33/11 | Unknown | Unknown | NO | NONE | DISTRIBUTION | TNB | CHERAS | NO | Unknown |  |  |  | NO | [17 empty] | 3
379852054 | [6 empty] | Existing | RYB |  |  | CLOSED |  | MAIN |  | 11 kV | [9 empty] | PPU TAMAN SUTERA (T): Transformer 33/11 | Unknown | Unknown | Unknown | Unknown | DISTRIBUTION | TNB | CHERAS | Unknown |  |  |  |  | Unknown | [17 empty] | 3
379852060 | [6 empty] | Existing | RYB |  |  | CLOSED |  | MAIN |  | 11 kV | [9 empty] | PPU TAMAN SUTERA (T): Transformer 33/11 | Unknown | Unknown | Unknown | Unknown | DISTRIBUTION | TNB | CHERAS | Unknown |  |  |  |  | Unknown | [17 empty] | 3
379852083 | [6 empty] | Existing | RYB |  |  | CLOSED |  | MAIN |  | 11 kV | [9 empty] | PPU TAMAN SUTERA (T): Transformer 33/11 | Unknown | Unknown | Unknown | Unknown | DISTRIBUTION | TNB | CHERAS | Unknown |  |  |  |  | Unknown | [17 empty] | 3
379852099 | [6 empty] | Existing | RYB |  |  | CLOSED |  | MAIN |  | 11 kV | [9 empty] | PPU TAMAN SUTERA (T): Transformer 33/11 | Unknown | Unknown | Unknown | Unknown | DISTRIBUTION | TNB | CHERAS | Unknown |  |  |  |  | Unknown | [17 empty] | 3
380294376 | B14141 |  |  |  | BCRS/PCE/J01287/MB1 | 300493543 | Existing | RYB |  |  | CLOSED | CLOSED | LINK |  | 11 kV | [6 empty] | TOSHIBA |  |  | D-CRS-C16-0656 | Unknown | Unknown | NO | NONE | DISTRIBUTION | TNB | CHERAS | NO | Unknown |  |  |  | NO | [8 empty] | B14141 | NO | [7 empty] | 3
380294381 | B14139 |  |  |  | BCRS/PCE/J01287/MB1 | 300493543 | Existing | RYB |  |  | CLOSED | CLOSED | LINK |  | 11 kV | [6 empty] | TOSHIBA |  |  | D-CRS-C16-0656 | Unknown | Unknown | NO | NONE | DISTRIBUTION | TNB | CHERAS | NO | Unknown |  |  |  | NO | [8 empty] | B14139 | NO | [7 empty] | 3
380349642 | B14489 |  |  |  | BCRS/PCE/J01309/MB1 | 300545680 | Existing | RYB |  |  | CLOSED | CLOSED | LINK |  | 11 kV | [6 empty] | INDKOM |  |  | D-CRS-C16-0659 | Unknown | Unknown | NO | NONE | DISTRIBUTION | TNB | CHERAS | NO | Unknown |  |  |  | NO | [8 empty] | B14489 | NO | [7 empty] | 3
380349659 | B14486 |  |  |  | BCRS/PCE/J01309/MB1 | 300545680 | Existing | RYB |  |  | CLOSED | CLOSED | LINK |  | 11 kV | [6 empty] | INDKOM |  |  | D-CRS-C16-0659 | Unknown | Unknown | NO | NONE | DISTRIBUTION | TNB | CHERAS | NO | Unknown |  |  |  | NO | [8 empty] | B14486 | NO | [7 empty] | 3
380487049 | B14657 | [5 empty] | Existing | RYB |  | B10432 PE LOT 2374 FURNIWEB | CLOSED | CLOSED | LINK |  | 11 kV | [6 empty] | SCHNEIDER |  |  | D-CRS-C16-0665 | Unknown | Unknown | NO | NONE | DISTRIBUTION | TNB | CHERAS | NO | Unknown |  |  |  | NO | [8 empty] | B14657 | NO | [7 empty] | 3
380487054 | B14659 | [5 empty] | Existing | RYB |  | B06381 PE IVORY ASCENT | CLOSED | CLOSED | LINK |  | 11 kV | [6 empty] | SCHNEIDER |  |  | D-CRS-C16-0665 | Unknown | Unknown | NO | NONE | DISTRIBUTION | TNB | CHERAS | NO | Unknown |  |  |  | NO | [8 empty] | B14659 | NO | [7 empty] | 3
381049987 | B14891 | [5 empty] | Existing | RYB |  | JLN CHERAS VISTA 2 | CLOSED | CLOSED | LINK |  | 11 kV | [9 empty] | PE PDT CHERAS VISTA 4 | Unknown | Unknown | NO | NONE | DISTRIBUTION | TNB | CHERAS | NO | Unknown |  |  |  | NO | [8 empty] | B14891 | NO | [7 empty] | 3
381049992 | B14890 | [5 empty] | Existing | RYB |  | JLN CHERAS VISTA 2/1 | CLOSED | CLOSED | LINK |  | 11 kV | [9 empty] | PE PDT CHERAS VISTA 4 | Unknown | Unknown | NO | NONE | DISTRIBUTION | TNB | CHERAS | NO | Unknown |  |  |  | NO | [8 empty] | B14890 | NO | [7 empty] | 3
381066739 | B13926 | [5 empty] | Existing | RYB |  |  | CLOSED | CLOSED | LINK |  | 11 kV | [9 empty] | PE JLN HULUBALANG BMC | Unknown | Unknown | NO | NONE | DISTRIBUTION | TNB | CHERAS | NO | Unknown |  |  |  | NO | [8 empty] | B13926 | NO | [7 empty] | 3
381066744 | B13928 | [5 empty] | Existing | RYB |  |  | CLOSED | CLOSED | LINK |  | 11 kV | [9 empty] | PE JLN HULUBALANG BMC | Unknown | Unknown | NO | NONE | DISTRIBUTION | TNB | CHERAS | NO | Unknown |  |  |  | NO | [8 empty] | B13928 | NO | [7 empty] | 3
381109689 | [6 empty] | Existing | RYB |  |  | CLOSED | CLOSED | MAIN |  | 33 kV | [9 empty] | PMU BALAKONG 132/33kV | Unknown | Unknown | NO | NONE | DISTRIBUTION | TNB | CHERAS | Unknown |  |  |  |  | NO | [17 empty] | 3
381109882 | [6 empty] | Existing | RYB |  |  | CLOSED | CLOSED | MAIN |  | 11 kV | [9 empty] | PMU BALAKONG 132/11kV | Unknown | Unknown | NO | NONE | DISTRIBUTION | TNB | CHERAS | NO | Unknown |  |  |  | NO | [17 empty] | 3
381109886 | [6 empty] | Existing | RYB |  |  | OPEN | OPEN | MAIN |  | 11 kV | [9 empty] | PMU BALAKONG 132/11kV | Unknown | Unknown | NO | NONE | DISTRIBUTION | TNB | CHERAS | NO | Unknown |  |  |  | NO | [17 empty] | 3
381109887 | [6 empty] | Existing | RYB |  |  | OPEN | OPEN | MAIN |  | 11 kV | [9 empty] | PMU BALAKONG 132/11kV | Unknown | Unknown | NO | NONE | DISTRIBUTION | TNB | CHERAS | NO | Unknown |  |  |  | NO | [17 empty] | 3
381109895 | [6 empty] | Existing | RYB |  |  | OPEN | OPEN | MAIN |  | 11 kV | [9 empty] | PMU BALAKONG 132/11kV | Unknown | Unknown | NO | NONE | DISTRIBUTION | TNB | CHERAS | NO | Unknown |  |  |  | NO | [17 empty] | 3
381109903 | [6 empty] | Existing | RYB |  |  | CLOSED | CLOSED | MAIN |  | 11 kV | [9 empty] | PMU BALAKONG 132/11kV | Unknown | Unknown | NO | NONE | DISTRIBUTION | TNB | CHERAS | NO | Unknown |  |  |  | NO | [17 empty] | 3
381109911 | [6 empty] | Existing | RYB |  |  | CLOSED | CLOSED | MAIN |  | 11 kV | [9 empty] | PMU BALAKONG 132/11kV | Unknown | Unknown | NO | NONE | DISTRIBUTION | TNB | CHERAS | NO | Unknown |  |  |  | NO | [17 empty] | 3
381109924 | [6 empty] | Existing | RYB |  |  | CLOSED | CLOSED | MAIN |  | 11 kV | [9 empty] | PMU BALAKONG 132/11kV | Unknown | Unknown | NO | NONE | DISTRIBUTION | TNB | CHERAS | NO | Unknown |  |  |  | NO | [17 empty] | 3
381109931 | [6 empty] | Existing | RYB |  |  | OPEN | OPEN | MAIN |  | 11 kV | [9 empty] | PMU BALAKONG 132/11kV | Unknown | Unknown | NO | NONE | DISTRIBUTION | TNB | CHERAS | NO | Unknown |  |  |  | NO | [17 empty] | 3
381109936 | [6 empty] | Existing | RYB |  |  | CLOSED | CLOSED | MAIN |  | 11 kV | [9 empty] | PMU BALAKONG 132/11kV | Unknown | Unknown | NO | NONE | DISTRIBUTION | TNB | CHERAS | NO | Unknown |  |  |  | NO | [17 empty] | 3
381109937 | [6 empty] | Existing | RYB |  |  | OPEN | OPEN | MAIN |  | 11 kV | [9 empty] | PMU BALAKONG 132/11kV | Unknown | Unknown | NO | NONE | DISTRIBUTION | TNB | CHERAS | NO | Unknown |  |  |  | NO | [17 empty] | 3
381109944 | [6 empty] | Existing | RYB |  |  | OPEN | OPEN | MAIN |  | 11 kV | [9 empty] | PMU BALAKONG 132/11kV | Unknown | Unknown | NO | NONE | DISTRIBUTION | TNB | CHERAS | NO | Unknown |  |  |  | NO | [17 empty] | 3
381109950 | [6 empty] | Existing | RYB |  |  | CLOSED | CLOSED | MAIN |  | 11 kV | [9 empty] | PMU BALAKONG 132/11kV | Unknown | Unknown | NO | NONE | DISTRIBUTION | TNB | CHERAS | NO | Unknown |  |  |  | NO | [17 empty] | 3
381109955 | [6 empty] | Existing | RYB |  |  | CLOSED | CLOSED | MAIN |  | 11 kV | [9 empty] | PMU BALAKONG 132/11kV | Unknown | Unknown | NO | NONE | DISTRIBUTION | TNB | CHERAS | NO | Unknown |  |  |  | NO | [17 empty] | 3
381109958 | [6 empty] | Existing | RYB |  |  | OPEN | OPEN | MAIN |  | 11 kV | [9 empty] | PMU BALAKONG 132/11kV | Unknown | Unknown | NO | NONE | DISTRIBUTION | TNB | CHERAS | NO | Unknown |  |  |  | NO | [17 empty] | 3
381109959 | [6 empty] | Existing | RYB |  |  | OPEN | OPEN | MAIN |  | 11 kV | [9 empty] | PMU BALAKONG 132/11kV | Unknown | Unknown | NO | NONE | DISTRIBUTION | TNB | CHERAS | NO | Unknown |  |  |  | NO | [17 empty] | 3
381109966 | [6 empty] | Existing | RYB |  |  | CLOSED | CLOSED | MAIN |  | 11 kV | [9 empty] | PMU BALAKONG 132/11kV | Unknown | Unknown | NO | NONE | DISTRIBUTION | TNB | CHERAS | NO | Unknown |  |  |  | NO | [17 empty] | 3
381109970 | [6 empty] | Existing | RYB |  |  | OPEN | OPEN | MAIN |  | 11 kV | [9 empty] | PMU BALAKONG 132/11kV | Unknown | Unknown | NO | NONE | DISTRIBUTION | TNB | CHERAS | NO | Unknown |  |  |  | NO | [17 empty] | 3
381109974 | [6 empty] | Existing | RYB |  |  | CLOSED | CLOSED | MAIN |  | 11 kV | [9 empty] | PMU BALAKONG 132/11kV | Unknown | Unknown | NO | NONE | DISTRIBUTION | TNB | CHERAS | NO | Unknown |  |  |  | NO | [17 empty] | 3
381109975 | [6 empty] | Existing | RYB |  |  | CLOSED | CLOSED | MAIN |  | 11 kV | [9 empty] | PMU BALAKONG 132/11kV | Unknown | Unknown | NO | NONE | DISTRIBUTION | TNB | CHERAS | NO | Unknown |  |  |  | NO | [17 empty] | 3
381109982 | [6 empty] | Existing | RYB |  |  | OPEN | OPEN | MAIN |  | 11 kV | [9 empty] | PMU BALAKONG 132/11kV | Unknown | Unknown | NO | NONE | DISTRIBUTION | TNB | CHERAS | NO | Unknown |  |  |  | NO | [17 empty] | 3
381109984 | [6 empty] | Existing | RYB |  |  | OPEN | OPEN | MAIN |  | 11 kV | [9 empty] | PMU BALAKONG 132/11kV | Unknown | Unknown | NO | NONE | DISTRIBUTION | TNB | CHERAS | NO | Unknown |  |  |  | NO | [17 empty] | 3
381109994 | [6 empty] | Existing | RYB |  |  | OPEN | OPEN | MAIN |  | 11 kV | [9 empty] | PMU BALAKONG 132/11kV | Unknown | Unknown | NO | NONE | DISTRIBUTION | TNB | CHERAS | NO | Unknown |  |  |  | NO | [17 empty] | 3
381110000 | [6 empty] | Existing | RYB |  |  | OPEN | OPEN | MAIN |  | 11 kV | [9 empty] | PMU BALAKONG 132/11kV | Unknown | Unknown | NO | NONE | DISTRIBUTION | TNB | CHERAS | NO | Unknown |  |  |  | NO | [17 empty] | 3
381110035 | [6 empty] | Existing | RYB |  |  | CLOSED | CLOSED | MAIN |  | 11 kV | [9 empty] | PMU BALAKONG 132/11kV | Unknown | Unknown | NO | NONE | DISTRIBUTION | TNB | CHERAS | NO | Unknown |  |  |  | NO | [17 empty] | 3
381110065 | [6 empty] | Existing | RYB |  |  | CLOSED | CLOSED | MAIN |  | 11 kV | [9 empty] | PMU BALAKONG 132/11kV | Unknown | Unknown | NO | NONE | DISTRIBUTION | TNB | CHERAS | NO | Unknown |  |  |  | NO | [17 empty] | 3
381110074 | [6 empty] | Existing | RYB |  |  | OPEN | OPEN | MAIN |  | 11 kV | [9 empty] | PMU BALAKONG 132/11kV | Unknown | Unknown | NO | NONE | DISTRIBUTION | TNB | CHERAS | NO | Unknown |  |  |  | NO | [17 empty] | 3
381110080 | [6 empty] | Existing | RYB |  |  | CLOSED | CLOSED | MAIN |  | 11 kV | [9 empty] | PMU BALAKONG 132/11kV | Unknown | Unknown | NO | NONE | DISTRIBUTION | TNB | CHERAS | NO | Unknown |  |  |  | NO | [17 empty] | 3
381110081 | [6 empty] | Existing | RYB |  |  | CLOSED | CLOSED | MAIN |  | 11 kV | [9 empty] | PMU BALAKONG 132/11kV | Unknown | Unknown | NO | NONE | DISTRIBUTION | TNB | CHERAS | NO | Unknown |  |  |  | NO | [17 empty] | 3
381110093 | [6 empty] | Existing | RYB |  |  | OPEN | OPEN | MAIN |  | 11 kV | [9 empty] | PMU BALAKONG 132/11kV | Unknown | Unknown | NO | NONE | DISTRIBUTION | TNB | CHERAS | NO | Unknown |  |  |  | NO | [17 empty] | 3
381110095 | [6 empty] | Existing | RYB |  |  | CLOSED | CLOSED | MAIN |  | 11 kV | [9 empty] | PMU BALAKONG 132/11kV | Unknown | Unknown | NO | NONE | DISTRIBUTION | TNB | CHERAS | NO | Unknown |  |  |  | NO | [17 empty] | 3
381110096 | [6 empty] | Existing | RYB |  |  | OPEN | OPEN | MAIN |  | 11 kV | [9 empty] | PMU BALAKONG 132/11kV | Unknown | Unknown | NO | NONE | DISTRIBUTION | TNB | CHERAS | NO | Unknown |  |  |  | NO | [17 empty] | 3
381110121 | [6 empty] | Existing | RYB |  |  | CLOSED | CLOSED | MAIN |  | 11 kV | [9 empty] | PMU BALAKONG 132/11kV | Unknown | Unknown | NO | NONE | DISTRIBUTION | TNB | CHERAS | NO | Unknown |  |  |  | NO | [17 empty] | 3
381345849 | B14505 | [5 empty] | Existing | RYB |  | SG BESI INDAH 5A | CLOSED | CLOSED | LINK |  | 11 kV | [6 empty] | INDKOM |  |  | KTM SERDANG | Unknown | Unknown | NO | NONE | DISTRIBUTION | TNB | CHERAS | NO | Unknown |  |  |  | NO | [8 empty] | B14505 | NO | [7 empty] | 3
381345854 | B14503 | [5 empty] | Existing | RYB |  | RUMAH PAM SOUTHERN LAKE | CLOSED | CLOSED | LINK |  | 11 kV | [6 empty] | INDKOM |  |  | KTM SERDANG | Unknown | Unknown | NO | NONE | DISTRIBUTION | TNB | CHERAS | NO | Unknown |  |  |  | NO | [8 empty] | B14503 | NO | [7 empty] | 3
381354437 | B14439 |  |  |  | BCRS/PCE/J01277/MB1 |  | Existing | RYB |  | SS NGAI MENG PLASTIC | CLOSED | CLOSED | LINK |  | 11 kV | [6 empty] | OTHERS |  |  | PE PDT ENNAI PLASTIK | Unknown | Unknown | NO | NONE | DISTRIBUTION | TNB | CHERAS | NO | Unknown |  |  |  | NO | [8 empty] | B14439 | NO | [7 empty] | 3
381354442 | B14437 |  |  |  | BCRS/PCE/J01277/MB1 |  | Existing | RYB |  | TMN TAMING MAJU | CLOSED | CLOSED | LINK |  | 11 kV | [6 empty] | OTHERS |  |  | PE PDT ENNAI PLASTIK | Unknown | Unknown | NO | NONE | DISTRIBUTION | TNB | CHERAS | NO | Unknown |  |  |  | NO | [8 empty] | B14437 | NO | [7 empty] | 3
381453198 | A225 | [5 empty] | Existing | RYB |  |  | CLOSED | CLOSED | MAIN |  | 33 kV | [9 empty] | SSU LOJI AIR SUNGAI LANGAT | Unknown | Unknown | NO | NONE | DISTRIBUTION | TNB | CHERAS | NO | Unknown |  |  |  | NO | [8 empty] | A225 | [8 empty] | 3
381453208 | A219 | [5 empty] | Existing | RYB |  |  | CLOSED | CLOSED | MAIN |  | 33 kV | [9 empty] | SSU LOJI AIR SUNGAI LANGAT | Unknown | Unknown | NO | NONE | DISTRIBUTION | TNB | CHERAS | Unknown |  |  |  |  | NO | [8 empty] | A219 | [8 empty] | 3
381453211 | A224 | [5 empty] | Existing | RYB |  |  | CLOSED | CLOSED | MAIN |  | 33 kV | [9 empty] | SSU LOJI AIR SUNGAI LANGAT | Unknown | Unknown | NO | NONE | DISTRIBUTION | TNB | CHERAS | NO | Unknown |  |  |  | NO | [8 empty] | A224 | [8 empty] | 3
381453214 | A218 | [5 empty] | Existing | RYB |  |  | CLOSED | CLOSED | MAIN |  | 33 kV | [9 empty] | SSU LOJI AIR SUNGAI LANGAT | Unknown | Unknown | NO | NONE | DISTRIBUTION | TNB | CHERAS | NO | Unknown |  |  |  | NO | [8 empty] | A218 | [8 empty] | 3
381453217 | A220 | [5 empty] | Existing | RYB |  |  | CLOSED | CLOSED | MAIN |  | 33 kV | [9 empty] | SSU LOJI AIR SUNGAI LANGAT | Unknown | Unknown | NO | NONE | DISTRIBUTION | TNB | CHERAS | NO | Unknown |  |  |  | NO | [8 empty] | A220 | [8 empty] | 3
381453232 | A223 | [5 empty] | Existing | RYB |  |  | CLOSED | CLOSED | MAIN |  | 33 kV | [9 empty] | SSU LOJI AIR SUNGAI LANGAT | Unknown | Unknown | NO | NONE | DISTRIBUTION | TNB | CHERAS | NO | Unknown |  |  |  | NO | [8 empty] | A223 | [8 empty] | 3
381453263 | B01680 |  |  |  | BCRS/PCE/J00169/MBB01677 | 300003121 | Existing | RYB |  |  | CLOSED | CLOSED | LINK |  | 11 kV |  | 2000-11-01 |  |  |  |  | TAMCO |  |  | BTHO NO 3 | Unknown | Unknown | NO | NONE | DISTRIBUTION | TNB | CHERAS | NO | Unknown |  |  |  | NO | [8 empty] | B01680 | NO | [7 empty] | 3
381453271 | B01677 |  |  |  | BCRS/PCE/J00169/MBB01677 | 300003121 | Existing | RYB |  |  | OPEN | CLOSED | LINK |  | 11 kV |  | 2000-11-01 |  |  |  |  | TAMCO |  |  | BTHO NO 3 | Unknown | Unknown | NO | NONE | DISTRIBUTION | TNB | CHERAS | NO | Unknown |  |  |  | NO | [8 empty] | B01677 | NO | [7 empty] | 3
381453278 | B01681 |  |  |  | BCRS/PCE/J00169/MBB01677 | 300003121 | Existing | RYB |  |  | CLOSED | CLOSED | LINK |  | 11 kV |  | 2000-11-01 |  |  |  |  | TAMCO |  |  | BTHO NO 3 | Unknown | Unknown | NO | NONE | DISTRIBUTION | TNB | CHERAS | NO | Unknown |  |  |  | NO | [8 empty] | B01681 | NO | [7 empty] | 3
381453874 | B12435 |  |  |  | BCRS/PCE/J01101/MB1 | 300447719 | Existing | RYB | SGLN-7 | B12432 PE TAMING MUTIARA 2 NO1 | OPEN |  | LINK |  | 11 kV |  | 29/07/2013 |  |  |  |  | TAMCO |  |  | TANMING MUTIARA 2 | Unknown | Unknown | Unknown | Unknown | DISTRIBUTION | TNB | CHERAS | Unknown |  |  |  |  | Unknown | [8 empty] | B12435 | [8 empty] | 3
381453882 | B11327 |  |  |  | BCRS/PCE/J00790/MB1 | 300448348 | Existing | RYB |  |  | CLOSED | CLOSED | LINK |  | 11 kV |  | 2012-11-11 |  |  |  |  | TAMCO |  |  | TMN PERINDUSTRIAN ALFA IMPIAN NO 2 | Unknown | Unknown | NO | NONE | DISTRIBUTION | TNB | CHERAS | NO | Unknown |  |  |  | NO | [8 empty] | B11327 | NO | [7 empty] | 3
381453896 | B11324 |  |  |  | BCRS/PCE/J00790/MB1 | 300448348 | Existing | RYB |  |  | CLOSED | CLOSED | LINK |  | 11 kV |  | 2012-11-11 |  |  |  |  | TAMCO |  |  | TMN PERINDUSTRIAN ALFA IMPIAN NO 2 | Unknown | Unknown | NO | NONE | DISTRIBUTION | TNB | CHERAS | NO | Unknown |  |  |  | NO | [8 empty] | B11324 | NO | [7 empty] | 3
381454026 | B08761 |  |  |  | BCRS/PCE/J00443/MBB08761 | 300269673 | Existing | RYB |  |  | CLOSED | CLOSED | LINK |  | 11 kV |  | 18/07/1998 |  |  |  |  | TAMCO |  |  | SG LONG MEDICAL CENTRE | Unknown | Unknown | NO | NONE | DISTRIBUTION | TNB | CHERAS | NO | Unknown |  |  |  | NO | [8 empty] | B08761 | NO | [7 empty] | 3
381454032 | B08763 |  |  |  | BCRS/PCE/J00443/MBB08761 | 300269673 | Existing | RYB |  |  | OPEN | CLOSED | LINK |  | 11 kV |  | 18/07/1998 |  |  |  |  | TAMCO |  |  | SG LONG MEDICAL CENTRE | Unknown | Unknown | NO | NONE | DISTRIBUTION | TNB | CHERAS | NO | Unknown |  |  |  | NO | [8 empty] | B08763 | NO | [7 empty] | 3
381454037 | B08762 |  |  |  | BCRS/PCE/J00443/MBB08761 | 300269673 | Existing | RYB |  |  | CLOSED | CLOSED | LINK |  | 11 kV |  | 18/07/1998 |  |  |  |  | TAMCO |  |  | SG LONG MEDICAL CENTRE | Unknown | Unknown | NO | NONE | DISTRIBUTION | TNB | CHERAS | NO | Unknown |  |  |  | NO | [8 empty] | B08762 | NO | [7 empty] | 3
381454046 | B08749 |  |  |  | BCRS/PCE/J00445/MBB08746 | 300269682 | Existing | RYB |  |  | CLOSED | CLOSED | LINK |  | 11 kV |  | 2005-11-01 |  |  |  |  | TAMCO |  |  | TAMAN SEGAR PERDANA NO 9 | Unknown | Unknown | NO | NONE | DISTRIBUTION | TNB | CHERAS | NO | Unknown |  |  |  | NO | [8 empty] | B08749 | NO | [7 empty] | 3
381454060 | B08746 |  |  |  | BCRS/PCE/J00445/MBB08746 | 300269682 | Existing | RYB |  |  | CLOSED | CLOSED | LINK |  | 11 kV |  | 2005-11-01 |  |  |  |  | TAMCO |  |  | TAMAN SEGAR PERDANA NO 9 | Unknown | Unknown | NO | NONE | DISTRIBUTION | TNB | CHERAS | NO | Unknown |  |  |  | NO | [8 empty] | B08746 | NO | [7 empty] | 3
381454290 | B08775 | [5 empty] | Existing | RYB |  |  | CLOSED | CLOSED | LINK |  | 11 kV | [9 empty] | RTM SEBERANG LAUT | Unknown | Unknown | NO | NONE | DISTRIBUTION | TNB | CHERAS | NO | Unknown |  |  |  | NO | [8 empty] | B08775 | NO | [7 empty] | 3
381454295 | B03199 | [5 empty] | Existing | RYB |  |  | CLOSED | CLOSED | LINK |  | 11 kV | [9 empty] | RTM SEBERANG LAUT | Unknown | Unknown | NO | NONE | DISTRIBUTION | TNB | CHERAS | NO | Unknown |  |  |  | NO | [8 empty] | B03199 | NO | [7 empty] | 3
381454415 | B03200 | [5 empty] | Existing | RYB |  |  | CLOSED |  | LINK |  | 11 kV | [9 empty] | RTM SEBERANG LAUT | Unknown | Unknown | Unknown | Unknown | DISTRIBUTION | TNB | CHERAS | Unknown |  |  |  |  | Unknown | [8 empty] | B03200 | [8 empty] | 3
381719426 |  | SGLN-12 | 6748069 | 6748206 |  |  | Existing | RYB |  | BDR SG LONG GOLF CLUB | CLOSED | CLOSED | RESERVE |  | 11 kV | Unknown |  | 0 |  |  |  | Unknown |  |  | PPU SUNGAI LONG | Unknown | Unknown | Unknown | Unknown | DISTRIBUTION | TNB | CHERAS | Unknown |  |  |  |  | Unknown | [17 empty] | 3
381719431 |  | SGLN-12 | 6748070 | 6748218 |  |  | Existing | RYB |  | BDR SG LONG GOLF CLUB | OPEN | OPEN | MAIN |  | 11 kV | Unknown |  | 0 |  |  |  | Unknown |  |  | PPU SUNGAI LONG | Unknown | Unknown | Unknown | Unknown | DISTRIBUTION | TNB | CHERAS | Unknown |  |  |  |  | Unknown | [17 empty] | 3
381719444 |  | SGLN-12 | 6748069 | 6748206 |  |  | Existing | RYB |  | BDR SG LONG GOLF CLUB | CLOSED | CLOSED | RESERVE |  | 11 kV | Unknown |  | 0 |  |  |  | Unknown |  |  | PPU SUNGAI LONG | Unknown | Unknown | Unknown | Unknown | DISTRIBUTION | TNB | CHERAS | Unknown |  |  |  |  | Unknown | [17 empty] | 3
381719449 |  | SGLN-12 | 6748070 | 6748218 |  |  | Existing | RYB |  | BDR SG LONG GOLF CLUB | OPEN | OPEN | MAIN |  | 11 kV | Unknown |  | 0 |  |  |  | Unknown |  |  | PPU SUNGAI LONG | Unknown | Unknown | Unknown | Unknown | DISTRIBUTION | TNB | CHERAS | Unknown |  |  |  |  | Unknown | [17 empty] | 3
381719460 |  | SGLN-9 | 6748187 | 6748335 |  |  | Existing | RYB |  | BDR MAHKOTA CHERAS NO 14 | OPEN | OPEN | RESERVE |  | 11 kV | Unknown |  | 0 |  |  |  | Unknown |  |  | PPU SUNGAI LONG | Unknown | Unknown | Unknown | Unknown | DISTRIBUTION | TNB | CHERAS | Unknown |  |  |  |  | Unknown | [17 empty] | 3
381719465 |  | SGLN-9 | 6748188 | 6748336 |  |  | Existing | RYB |  | BDR MAHKOTA CHERAS NO 14 | CLOSED | CLOSED | MAIN |  | 11 kV | Unknown |  | 0 |  |  |  | Unknown |  |  | PPU SUNGAI LONG | Unknown | Unknown | Unknown | Unknown | DISTRIBUTION | TNB | CHERAS | Unknown |  |  |  |  | Unknown | [17 empty] | 3
381719478 |  | SGLN-9 | 6748187 | 6748335 |  |  | Existing | RYB |  | BDR MAHKOTA CHERAS NO 14 | OPEN | OPEN | RESERVE |  | 11 kV | Unknown |  | 0 |  |  |  | Unknown |  |  | PPU SUNGAI LONG | Unknown | Unknown | Unknown | Unknown | DISTRIBUTION | TNB | CHERAS | Unknown |  |  |  |  | Unknown | [17 empty] | 3
381719483 |  | SGLN-9 | 6748188 | 6748336 |  |  | Existing | RYB |  | BDR MAHKOTA CHERAS NO 14 | CLOSED | CLOSED | MAIN |  | 11 kV | Unknown |  | 0 |  |  |  | Unknown |  |  | PPU SUNGAI LONG | Unknown | Unknown | Unknown | Unknown | DISTRIBUTION | TNB | CHERAS | Unknown |  |  |  |  | Unknown | [17 empty] | 3
382153122 | B14698 |  |  |  | BCRS/PCE/J01325/MB1 |  | Existing | RYB |  | B02804 PE PRIMA MASTONE | CLOSED | CLOSED | LINK |  | 11 kV | [9 empty] | PE WOO SHAO CON | Unknown | Unknown | NO | NONE | DISTRIBUTION | TNB | CHERAS | NO | Unknown |  |  |  | NO | [8 empty] | B14698 | NO | [7 empty] | 3
382153136 | B14701 |  |  |  | BCRS/PCE/J01325/MB1 |  | Existing | RYB |  | B10337 PE ARMADA CERGAS | CLOSED | CLOSED | LINK |  | 11 kV | [9 empty] | PE WOO SHAO CON | Unknown | Unknown | NO | NONE | DISTRIBUTION | TNB | CHERAS | NO | Unknown |  |  |  | NO | [8 empty] | B14701 | NO | [7 empty] | 3
382153443 | B14737 | [5 empty] | Existing | RYB |  | BUS SECTION | CLOSED | CLOSED | BUSBAR SECTION |  | 11 kV | [9 empty] | PE LOT 4 BHS BOOK (D-CRS-C16-0700) | Unknown | Unknown | NO | NONE | DISTRIBUTION | TNB | CHERAS | NO | Unknown |  |  |  | NO | [8 empty] | B14737 | [8 empty] | 3
382157416 | B14677 |  |  |  | BCRS/PCE/J01326/MB1 | 310024044 | Existing | RYB |  | B13951 PE JADITE SUITE | CLOSED | CLOSED | LINK |  | 11 kV | [6 empty] | INDKOM |  |  | D-CRS-C16-0644 | Unknown | Unknown | NO | NONE | DISTRIBUTION | TNB | CHERAS | NO | Unknown |  |  |  | NO | [8 empty] | B14677 | NO | [7 empty] | 3
382157430 | B14678 |  |  |  | BCRS/PCE/J01326/MB1 | 310024044 | Existing | RYB |  | B14489 EATON INT SCHOOL | CLOSED | CLOSED | LINK |  | 11 kV | [6 empty] | INDKOM |  |  | D-CRS-C16-0644 | Unknown | Unknown | NO | NONE | DISTRIBUTION | TNB | CHERAS | NO | Unknown |  |  |  | NO | [8 empty] | B14678 | NO | [7 empty] | 3
382157645 | B14901 | PE TUCK HUA NO. 3 |  |  | BCRS/PCE/J00545/MBB11488 | 300431593 | Existing | RYB | PBEL(P)-11 | B09421 PE TUCK HUA NO. 3 | OPEN | CLOSED | LINK | 12.000 kV | 11 kV | GAS | 20/07/2011 |  |  | Unknown | F_and_G | INDKOM | 1102223662 | Unknown | SURIA INDUSTRIAL PARK | SUBSTATION | Unknown | YES | Unknown | DISTRIBUTION | TNB | CHERAS | Unknown |  | Unknown | Unknown | Unknown | NO |  | LINE |  | 28 | 630.000 A | 0.63 | 50 | 20 | B14901 | NO | NOOT APPLICABLE |  |  | Unknown | Unknown |  |  | 3
382943674 | B12194 | [5 empty] | Existing | RYB |  | LOOPING | CLOSED | CLOSED | LINK |  | 11 kV | [9 empty] | GREEN WATER ROCK NO 2 | Unknown | Unknown | NO | NONE | DISTRIBUTION | TNB | CHERAS | NO | Unknown |  |  |  | NO | [8 empty] | B12194 | NO | [7 empty] | 3
382943678 | B02633 | [5 empty] | Existing | RYB |  | B02878 PE MINES GOLF RESORT | OPEN | OPEN | LINK |  | 11 kV | [9 empty] | GREEN WATER ROCK NO 2 | Unknown | Unknown | NO | NONE | DISTRIBUTION | TNB | CHERAS | NO | Unknown |  |  |  | NO | [8 empty] | B02633 | NO | [7 empty] | 3
382943679 | B12193 | [5 empty] | Existing | RYB |  | LOOPING | CLOSED | CLOSED | LINK |  | 11 kV | [9 empty] | GREEN WATER ROCK NO 2 | Unknown | Unknown | NO | NONE | DISTRIBUTION | TNB | CHERAS | NO | Unknown |  |  |  | NO | [8 empty] | B12193 | NO | [7 empty] | 3
382943702 | B02634 | [5 empty] | Existing | RYB |  | B11809 PADAT JURUNATURE, JLN TIMAH 3 | CLOSED | CLOSED | LINK |  | 11 kV | [9 empty] | GREEN WATER ROCK NO 2 | Unknown | Unknown | NO | NONE | DISTRIBUTION | TNB | CHERAS | NO | Unknown |  |  |  | NO | [8 empty] | B02634 | NO | [7 empty] | 3
383067826 | B14902 |  |  |  | BCRS/PCE/J01338/MB1 | 310286497 | Existing | RYB |  |  | CLOSED | CLOSED | LINK |  | 11 kV | [6 empty] | INDKOM |  |  | PE LOT 2297 BUKIT ANGKAT | Unknown | Unknown | NO | NONE | DISTRIBUTION | TNB | CHERAS | NO | Unknown |  |  |  | NO | [8 empty] | B14902 | NO | [7 empty] | 3
383067840 | B14903 |  |  |  | BCRS/PCE/J01338/MB1 | 310286497 | Existing | RYB |  |  | CLOSED | CLOSED | LINK |  | 11 kV | [6 empty] | INDKOM |  |  | PE LOT 2297 BUKIT ANGKAT | Unknown | Unknown | NO | NONE | DISTRIBUTION | TNB | CHERAS | NO | Unknown |  |  |  | NO | [8 empty] | B14903 | NO | [7 empty] | 3
383072037 | B14640 |  |  |  | BCRS/PCE/J01323/MB1 | 309954066 | Existing | RYB |  | B02196 PE TMN DUSUN NANDING NO2 | CLOSED | CLOSED | LINK |  | 11 kV | [6 empty] | SIEMENS |  |  | D-CRS-C16-0684 | Unknown | Unknown | NO | NONE | DISTRIBUTION | TNB | CHERAS | NO | Unknown |  |  |  | NO | [8 empty] | B14640 | NO | [7 empty] | 3
383072039 | B14641 |  |  |  | BCRS/PCE/J01323/MB1 | 309954066 | Existing | RYB |  | B02195 PE TAMAN DESA RAYA | CLOSED | CLOSED | LINK |  | 11 kV | [6 empty] | SIEMENS |  |  | D-CRS-C16-0684 | Unknown | Unknown | NO | NONE | DISTRIBUTION | TNB | CHERAS | NO | Unknown |  |  |  | NO | [8 empty] | B14641 | NO | [7 empty] | 3
383102108 | B13506 | [5 empty] | Existing | RYB |  |  | CLOSED | CLOSED | LINK |  | 11 kV | [9 empty] | PDT LESTARI MEWAH | Unknown | Unknown | NO | NONE | DISTRIBUTION | TNB | CHERAS | NO | Unknown |  |  |  | NO | [8 empty] | B13506 | NO | [7 empty] | 3
383102110 | B13508 | [5 empty] | Existing | RYB |  |  | CLOSED | CLOSED | LINK |  | 11 kV | [9 empty] | PDT LESTARI MEWAH | Unknown | Unknown | NO | NONE | DISTRIBUTION | TNB | CHERAS | NO | Unknown |  |  |  | NO | [8 empty] | B13508 | NO | [7 empty] | 3
383170800 | B02640 | [5 empty] | Existing | RYB |  |  | CLOSED | CLOSED | LINK |  | 11 kV | [9 empty] | GREEN WATER ROCK NO 1 | Unknown | Unknown | NO | NONE | DISTRIBUTION | TNB | CHERAS | NO | Unknown |  |  |  | NO | [8 empty] | B02640 | NO | [7 empty] | 3
383170802 | B02642 | [5 empty] | Existing | RYB |  |  | CLOSED | CLOSED | LINK |  | 11 kV | [9 empty] | GREEN WATER ROCK NO 1 | Unknown | Unknown | NO | NONE | DISTRIBUTION | TNB | CHERAS | NO | Unknown |  |  |  | NO | [8 empty] | B02642 | NO | [7 empty] | 3
383200893 | B02919 |  |  |  | BCRS/PCE/J00825/MB1 | 300447511 | Existing | RYB |  |  | CLOSED | CLOSED | LINK |  | 11 kV |  | 2008-11-11 |  |  |  |  | TAMCO |  |  | MINES LODGE | Unknown | Unknown | NO | NONE | DISTRIBUTION | TNB | CHERAS | NO | Unknown |  |  |  | NO | [8 empty] | B02919 | NO | [7 empty] | 3
383200894 | B02917 |  |  |  | BCRS/PCE/J00825/MB1 | 300447511 | Existing | RYB |  |  | OPEN | OPEN | LINK |  | 11 kV |  | 2008-11-11 |  |  |  |  | TAMCO |  |  | MINES LODGE | Unknown | Unknown | NO | NONE | DISTRIBUTION | TNB | CHERAS | NO | Unknown |  |  |  | NO | [8 empty] | B02917 | NO | [7 empty] | 3
383200908 | B02909 |  |  |  | BCRS/PCE/J00825/MB1 | 300447511 | Existing | RYB |  |  | OPEN | OPEN | LINK |  | 11 kV |  | 2008-11-11 |  |  |  |  | TAMCO |  |  | MINES LODGE | Unknown | Unknown | NO | NONE | DISTRIBUTION | TNB | CHERAS | NO | Unknown |  |  |  | NO | [8 empty] | B02909 | NO | [7 empty] | 3
383806308 | B02151 |  |  |  | BCRS/PCE/J00015/MB1 | 300004107 | Existing | RYB | TSGR-6 | B02149 TMN MASRIA | CLOSED |  | LINK |  | 11 kV |  | 16/11/2000 |  |  |  |  | INDKOM |  |  | SWS POLIS HUTAN | Unknown | Unknown | Unknown | Unknown | DISTRIBUTION | TNB | CHERAS | Unknown |  |  |  |  | Unknown | [8 empty] | B02151 | [8 empty] | 3
384141244 | B15276 | [5 empty] | Existing | RYB |  |  | CLOSED | CLOSED | LINK |  | 11 kV | [9 empty] | D-CRS-C15-0624 | Unknown | Unknown | NO | NONE | DISTRIBUTION | TNB | CHERAS | NO | Unknown |  |  |  | NO | [8 empty] | B15276 | NO | [7 empty] | 3
384141248 | B15277 | [5 empty] | Existing | RYB |  |  | CLOSED | CLOSED | LINK |  | 11 kV | [9 empty] | D-CRS-C15-0624 | Unknown | Unknown | NO | NONE | DISTRIBUTION | TNB | CHERAS | NO | Unknown |  |  |  | NO | [8 empty] | B15277 | NO | [7 empty] | 3
384141265 | B15278 | [5 empty] | Existing | RYB |  |  | CLOSED | CLOSED | LINK |  | 11 kV | [9 empty] | D-CRS-C15-0624 | Unknown | Unknown | NO | NONE | DISTRIBUTION | TNB | CHERAS | NO | Unknown |  |  |  | NO | [8 empty] | B15278 | NO | [7 empty] | 3
384141367 | B15273 | [5 empty] | Existing | RYB |  |  | CLOSED | CLOSED | LINK |  | 11 kV | [9 empty] | D-CRS-C15-0624 | Unknown | Unknown | NO | NONE | DISTRIBUTION | TNB | CHERAS | NO | Unknown |  |  |  | NO | [8 empty] | B15273 | NO | [7 empty] | 3
384141384 | B15272 | [5 empty] | Existing | RYB |  |  | CLOSED | CLOSED | LINK |  | 11 kV | [9 empty] | D-CRS-C15-0624 | Unknown | Unknown | NO | NONE | DISTRIBUTION | TNB | CHERAS | NO | Unknown |  |  |  | NO | [8 empty] | B15272 | NO | [7 empty] | 3
384141578 | B15281 | [5 empty] | Existing | RYB |  |  | CLOSED | CLOSED | LINK |  | 11 kV | [9 empty] | D-CRS-C15-0624 | Unknown | Unknown | NO | NONE | DISTRIBUTION | TNB | CHERAS | NO | Unknown |  |  |  | NO | [8 empty] | B15281 | NO | [7 empty] | 3
384141595 | B15280 | [5 empty] | Existing | RYB |  |  | CLOSED | CLOSED | LINK |  | 11 kV | [9 empty] | D-CRS-C15-0624 | Unknown | Unknown | NO | NONE | DISTRIBUTION | TNB | CHERAS | NO | Unknown |  |  |  | NO | [8 empty] | B15280 | NO | [7 empty] | 3
384142015 | B15127 |  | 6894620 | 6894619 | BCRS/PCE/J00760/MBB02655 | 310104695 | Existing | RYB | TCLB-9 | B02658 SAPURA SG BESI | CLOSED | CLOSED | LINK | 11.000 kV | 11 kV | GAS | 2016-05-09 | 1997 | 9723S028 |  | INDKOM | INDKOM | 9723S028 |  | SG BESI INDAH NO 5 | Unknown | Unknown | Unknown | Unknown | DISTRIBUTION | TNB | CHERAS | Unknown |  |  |  |  | Unknown |  | LINE |  | 28 | 630.000 A | 0.63 | 50 | 20 | B15127 | [5 empty] | 0 | TAMAN SG BESI INDAH5 |  | 3
384142046 | B15247 |  |  |  | BCRS/PCE/J01350/MB1 | 310401143 | Existing | RYB |  |  | CLOSED | CLOSED | LINK |  | 11 kV | [6 empty] | TAMCO |  |  | D-CRS-C15-0581 | Unknown | Unknown | NO | NONE | DISTRIBUTION | TNB | CHERAS | NO | Unknown |  |  |  | NO | [8 empty] | B15247 | NO | [7 empty] | 3
384142063 | B15244 |  |  |  | BCRS/PCE/J01350/MB1 | 310401143 | Existing | RYB |  |  | CLOSED | CLOSED | LINK |  | 11 kV | [6 empty] | TAMCO |  |  | D-CRS-C15-0581 | Unknown | Unknown | NO | NONE | DISTRIBUTION | TNB | CHERAS | NO | Unknown |  |  |  | NO | [8 empty] | B15244 | NO | [7 empty] | 3
385485486 | [6 empty] | Existing | RYB |  |  | CLOSED |  | MAIN |  | 33 kV | [10 empty] | Unknown | Unknown | Unknown | Unknown | DISTRIBUTION | TNB | CHERAS | Unknown |  |  |  |  | Unknown | [17 empty] | 3
385485505 | [6 empty] | Existing | RYB |  |  | OPEN |  | MAIN |  | 33 kV | [10 empty] | Unknown | Unknown | Unknown | Unknown | DISTRIBUTION | TNB | CHERAS | Unknown |  |  |  |  | Unknown | [17 empty] | 3
385485511 | [6 empty] | Existing | RYB |  |  | CLOSED |  | MAIN |  | 33 kV | [10 empty] | Unknown | Unknown | Unknown | Unknown | DISTRIBUTION | TNB | CHERAS | Unknown |  |  |  |  | Unknown | [17 empty] | 3
385485519 | [6 empty] | Existing | RYB |  |  | CLOSED |  | MAIN |  | 33 kV | [10 empty] | Unknown | Unknown | Unknown | Unknown | DISTRIBUTION | TNB | CHERAS | Unknown |  |  |  |  | Unknown | [17 empty] | 3
385485540 | [6 empty] | Existing | RYB |  |  | OPEN | CLOSED | MAIN |  | 33 kV | [10 empty] | Unknown | Unknown | Unknown | Unknown | DISTRIBUTION | TNB | CHERAS | Unknown |  |  |  |  | Unknown | [17 empty] | 3
385485553 | [6 empty] | Existing | RYB |  |  | CLOSED |  | MAIN |  | 33 kV | [10 empty] | Unknown | Unknown | Unknown | Unknown | DISTRIBUTION | TNB | CHERAS | Unknown |  |  |  |  | Unknown | [17 empty] | 3
385485580 | [6 empty] | Existing | RYB |  |  | CLOSED | CLOSED | MAIN |  | 33 kV | [10 empty] | Unknown | Unknown | Unknown | Unknown | DISTRIBUTION | TNB | CHERAS | Unknown |  |  |  |  | Unknown | [17 empty] | 3
385485589 | [6 empty] | Existing | RYB |  |  | OPEN | CLOSED | MAIN |  | 33 kV | [10 empty] | Unknown | Unknown | Unknown | Unknown | DISTRIBUTION | TNB | CHERAS | Unknown |  |  |  |  | Unknown | [17 empty] | 3
385485604 | [6 empty] | Existing | RYB |  |  | OPEN | OPEN | RESERVE |  | 33 kV | [10 empty] | Unknown | Unknown | NO | NONE | DISTRIBUTION | TNB | CHERAS | Unknown |  |  |  |  | NO | [17 empty] | 3
385485621 | [6 empty] | Existing | RYB |  |  | CLOSED | CLOSED | MAIN |  | 33 kV | [10 empty] | Unknown | Unknown | NO | NONE | DISTRIBUTION | TNB | CHERAS | Unknown |  |  |  |  | NO | [17 empty] | 3
385485626 | [6 empty] | Existing | RYB |  |  | CLOSED | CLOSED | MAIN |  | 33 kV | [10 empty] | Unknown | Unknown | NO | NONE | DISTRIBUTION | TNB | CHERAS | NO | Unknown |  |  |  | NO | [17 empty] | 3
385485637 | [6 empty] | Existing | RYB |  |  | OPEN | CLOSED | MAIN |  | 33 kV | [10 empty] | Unknown | Unknown | NO | NONE | DISTRIBUTION | TNB | CHERAS | NO | Unknown |  |  |  | NO | [17 empty] | 3
385485641 | [6 empty] | Existing | RYB |  |  | OPEN | CLOSED | RESERVE |  | 33 kV | [10 empty] | Unknown | Unknown | NO | NONE | DISTRIBUTION | TNB | CHERAS | NO | Unknown |  |  |  | NO | [17 empty] | 3
385485649 | [6 empty] | Existing | RYB |  |  | OPEN | CLOSED | RESERVE |  | 33 kV | [10 empty] | Unknown | Unknown | NO | NONE | DISTRIBUTION | TNB | CHERAS | NO | Unknown |  |  |  | NO | [17 empty] | 3
385485655 | [6 empty] | Existing | RYB |  |  | OPEN | CLOSED | MAIN |  | 33 kV | [10 empty] | Unknown | Unknown | NO | NONE | DISTRIBUTION | TNB | CHERAS | NO | Unknown |  |  |  | NO | [17 empty] | 3
385485659 | [6 empty] | Existing | RYB |  |  | OPEN | CLOSED | MAIN |  | 33 kV | [10 empty] | Unknown | Unknown | NO | NONE | DISTRIBUTION | TNB | CHERAS | Unknown |  |  |  |  | NO | [17 empty] | 3
385485667 | [6 empty] | Existing | RYB |  |  | OPEN | CLOSED | MAIN |  | 33 kV | [10 empty] | Unknown | Unknown | NO | NONE | DISTRIBUTION | TNB | CHERAS | Unknown |  |  |  |  | NO | [17 empty] | 3
385485677 | [6 empty] | Existing | RYB |  |  | OPEN | OPEN | RESERVE |  | 33 kV | [10 empty] | Unknown | Unknown | NO | NONE | DISTRIBUTION | TNB | CHERAS | NO | Unknown |  |  |  | NO | [17 empty] | 3
385485687 | [6 empty] | Existing | RYB |  |  | OPEN | CLOSED | RESERVE |  | 33 kV | [10 empty] | Unknown | Unknown | NO | NONE | DISTRIBUTION | TNB | CHERAS | NO | Unknown |  |  |  | NO | [17 empty] | 3
385485691 | [6 empty] | Existing | RYB |  |  | OPEN | CLOSED | RESERVE |  | 33 kV | [10 empty] | Unknown | Unknown | NO | NONE | DISTRIBUTION | TNB | CHERAS | Unknown |  |  |  |  | NO | [17 empty] | 3
385485713 | [6 empty] | Existing | RYB |  |  | OPEN | CLOSED | MAIN |  | 33 kV | [10 empty] | Unknown | Unknown | NO | NONE | DISTRIBUTION | TNB | CHERAS | NO | Unknown |  |  |  | NO | [17 empty] | 3
385485743 | [6 empty] | Existing | RYB |  |  | CLOSED | CLOSED | MAIN |  | 33 kV | [10 empty] | Unknown | Unknown | NO | NONE | DISTRIBUTION | TNB | CHERAS | NO | Unknown |  |  |  | NO | [17 empty] | 3
385485747 | [6 empty] | Existing | RYB |  |  | OPEN | CLOSED | RESERVE |  | 33 kV | [10 empty] | Unknown | Unknown | NO | NONE | DISTRIBUTION | TNB | CHERAS | Unknown |  |  |  |  | NO | [17 empty] | 3
385485756 | [6 empty] | Existing | RYB |  |  | OPEN | OPEN | RESERVE |  | 33 kV | [10 empty] | Unknown | Unknown | NO | NONE | DISTRIBUTION | TNB | CHERAS | Unknown |  |  |  |  | NO | [17 empty] | 3
385485771 | [6 empty] | Existing | RYB |  |  | OPEN | CLOSED | MAIN |  | 33 kV | [10 empty] | Unknown | Unknown | NO | NONE | DISTRIBUTION | TNB | CHERAS | NO | Unknown |  |  |  | NO | [17 empty] | 3
385485775 | [6 empty] | Existing | RYB |  |  | OPEN | CLOSED | MAIN |  | 33 kV | [10 empty] | Unknown | Unknown | NO | NONE | DISTRIBUTION | TNB | CHERAS | NO | Unknown |  |  |  | NO | [17 empty] | 3
385485789 | [6 empty] | Existing | RYB |  |  | OPEN | CLOSED | MAIN |  | 33 kV | [10 empty] | Unknown | Unknown | NO | NONE | DISTRIBUTION | TNB | CHERAS | Unknown |  |  |  |  | NO | [17 empty] | 3
385485802 | [6 empty] | Existing | RYB |  |  | OPEN | CLOSED | RESERVE |  | 33 kV | [10 empty] | Unknown | Unknown | NO | NONE | DISTRIBUTION | TNB | CHERAS | Unknown |  |  |  |  | NO | [17 empty] | 3
385485807 | [6 empty] | Existing | RYB |  |  | OPEN | CLOSED | RESERVE |  | 33 kV | [10 empty] | Unknown | Unknown | NO | NONE | DISTRIBUTION | TNB | CHERAS | NO | Unknown |  |  |  | NO | [17 empty] | 3
385485812 | [6 empty] | Existing | RYB |  |  | CLOSED | CLOSED | MAIN |  | 33 kV | [10 empty] | Unknown | Unknown | NO | NONE | DISTRIBUTION | TNB | CHERAS | Unknown |  |  |  |  | NO | [17 empty] | 3
385485817 | [6 empty] | Existing | RYB |  |  | OPEN | CLOSED | RESERVE |  | 33 kV | [10 empty] | Unknown | Unknown | NO | NONE | DISTRIBUTION | TNB | CHERAS | NO | Unknown |  |  |  | NO | [17 empty] | 3
385485846 | [6 empty] | Existing | RYB |  |  | OPEN | CLOSED | RESERVE |  | 33 kV | [10 empty] | Unknown | Unknown | NO | NONE | DISTRIBUTION | TNB | CHERAS | Unknown |  |  |  |  | NO | [17 empty] | 3
385485852 | [6 empty] | Existing | RYB |  |  | OPEN | CLOSED | RESERVE |  | 33 kV | [10 empty] | Unknown | Unknown | NO | NONE | DISTRIBUTION | TNB | CHERAS | NO | Unknown |  |  |  | NO | [17 empty] | 3
385485867 | [6 empty] | Existing | RYB |  |  | OPEN | CLOSED | MAIN |  | 33 kV | [10 empty] | Unknown | Unknown | NO | NONE | DISTRIBUTION | TNB | CHERAS | Unknown |  |  |  |  | NO | [17 empty] | 3
385485878 | [6 empty] | Existing | RYB |  |  | OPEN | CLOSED | RESERVE |  | 33 kV | [10 empty] | Unknown | Unknown | NO | NONE | DISTRIBUTION | TNB | CHERAS | Unknown |  |  |  |  | NO | [17 empty] | 3
385485883 | [6 empty] | Existing | RYB |  |  | OPEN | CLOSED | MAIN |  | 33 kV | [10 empty] | Unknown | Unknown | NO | NONE | DISTRIBUTION | TNB | CHERAS | Unknown |  |  |  |  | NO | [17 empty] | 3
385506744 | [6 empty] | Existing | RYB |  |  | CLOSED |  | MAIN |  | 11 kV | [9 empty] | PPU TAMAN SUTERA (T): Transformer 33/11 | Unknown | Unknown | Unknown | Unknown | DISTRIBUTION | TNB | CHERAS | Unknown |  |  |  |  | Unknown | [17 empty] | 3
385506762 | [6 empty] | Existing | RYB |  |  | CLOSED |  | MAIN |  | 33 kV | [9 empty] | PPU TAMAN SUTERA (T): Transformer 33/11 | Unknown | Unknown | Unknown | Unknown | DISTRIBUTION | TNB | CHERAS | Unknown |  |  |  |  | Unknown | [17 empty] | 3
385506766 | [6 empty] | Existing | RYB |  |  | CLOSED |  | MAIN |  | 33 kV | [9 empty] | PPU TAMAN SUTERA (T): Transformer 33/11 | Unknown | Unknown | Unknown | Unknown | DISTRIBUTION | TNB | CHERAS | Unknown |  |  |  |  | Unknown | [17 empty] | 3
385506770 | [6 empty] | Existing | RYB |  |  | CLOSED |  | MAIN |  | 33 kV | [9 empty] | PPU TAMAN SUTERA (T): Transformer 33/11 | Unknown | Unknown | Unknown | Unknown | DISTRIBUTION | TNB | CHERAS | Unknown |  |  |  |  | Unknown | [17 empty] | 3
385506774 | [6 empty] | Existing | RYB |  |  | CLOSED |  | MAIN |  | 33 kV | [9 empty] | PPU TAMAN SUTERA (T): Transformer 33/11 | Unknown | Unknown | Unknown | Unknown | DISTRIBUTION | TNB | CHERAS | Unknown |  |  |  |  | Unknown | [17 empty] | 3
385506778 | [6 empty] | Existing | RYB |  |  | CLOSED |  | MAIN |  | 33 kV | [9 empty] | PPU TAMAN SUTERA (T): Transformer 33/11 | Unknown | Unknown | Unknown | Unknown | DISTRIBUTION | TNB | CHERAS | Unknown |  |  |  |  | Unknown | [17 empty] | 3
385506782 | [6 empty] | Existing | RYB |  |  | CLOSED |  | MAIN |  | 33 kV | [9 empty] | PPU TAMAN SUTERA (T): Transformer 33/11 | Unknown | Unknown | Unknown | Unknown | DISTRIBUTION | TNB | CHERAS | Unknown |  |  |  |  | Unknown | [17 empty] | 3
385506786 | [6 empty] | Existing | RYB |  |  | CLOSED |  | MAIN |  | 33 kV | [9 empty] | PPU TAMAN SUTERA (T): Transformer 33/11 | Unknown | Unknown | Unknown | Unknown | DISTRIBUTION | TNB | CHERAS | Unknown |  |  |  |  | Unknown | [17 empty] | 3
385506790 | [6 empty] | Existing | RYB |  |  | CLOSED |  | MAIN |  | 33 kV | [9 empty] | PPU TAMAN SUTERA (T): Transformer 33/11 | Unknown | Unknown | Unknown | Unknown | DISTRIBUTION | TNB | CHERAS | Unknown |  |  |  |  | Unknown | [17 empty] | 3
387649492 | B15404 | [5 empty] | Existing | RYB |  |  | CLOSED | CLOSED | LINK |  | 11 kV | [10 empty] | Unknown | Unknown | NO | NONE | DISTRIBUTION | TNB | CHERAS | NO | Unknown |  |  |  | NO | [8 empty] | B15404 | NO | [7 empty] | 3
387649497 | B15406 | [5 empty] | Existing | RYB |  |  | CLOSED | CLOSED | LINK |  | 11 kV | [10 empty] | Unknown | Unknown | NO | NONE | DISTRIBUTION | TNB | CHERAS | NO | Unknown |  |  |  | NO | [8 empty] | B15406 | NO | [7 empty] | 3
387821202 | [6 empty] | Existing | RYB |  |  | CLOSED | CLOSED | LINK |  | 11 kV | [9 empty] | LOT 5757 KIDAMAI | Unknown | Unknown | NO | NONE | DISTRIBUTION | TNB | CHERAS | NO | Unknown |  |  |  | NO | [9 empty] | NO | [7 empty] | 3
387821206 | [6 empty] | Existing | RYB |  |  | CLOSED | CLOSED | LINK |  | 11 kV | [9 empty] | LOT 5757 KIDAMAI | Unknown | Unknown | NO | NONE | DISTRIBUTION | TNB | CHERAS | NO | Unknown |  |  |  | NO | [9 empty] | NO | [7 empty] | 3
387821223 | [6 empty] | Existing | RYB |  |  | CLOSED | CLOSED | LINK |  | 11 kV | [9 empty] | LOT 5757 KIDAMAI | Unknown | Unknown | NO | NONE | DISTRIBUTION | TNB | CHERAS | NO | Unknown |  |  |  | NO | [9 empty] | NO | [7 empty] | 3
390599420 | B15249 |  |  |  | BCRS/PCE/J01373/MB1 | 310452676 | Existing | RYB |  |  | CLOSED | CLOSED | LINK |  | 11 kV | [9 empty] | D-CRS-C17-0680 | Unknown | Unknown | NO | NONE | DISTRIBUTION | TNB | CHERAS | NO | Unknown |  |  |  | NO | [8 empty] | B15249 | NO | [7 empty] | 3
390599437 | B15250 |  |  |  | BCRS/PCE/J01373/MB1 | 310452676 | Existing | RYB |  |  | CLOSED | CLOSED | LINK |  | 11 kV | [9 empty] | D-CRS-C17-0680 | Unknown | Unknown | NO | NONE | DISTRIBUTION | TNB | CHERAS | NO | Unknown |  |  |  | NO | [8 empty] | B15250 | NO | [7 empty] | 3

## Output
Id | Label | Feeder Label | Record ID | Father ID | ERMS Functional Location | ERMS Equipment No | Status | Phasing | Circuit ID | Feeder Direction | Normal Status | Operating Status | Class | Rated Voltage | Operating Voltage | Insulation Type | Date Commissioned | Year of Manufacturing | Serial Number | Mounting Type | Brand | Manufacturer _Old_ | Panel Serial No | Truck Sl.no | Substation Name | Interconnect Type | Operating Mechanism | Load Break Indicator | Ground Type | Owner Name | Owner Type | Operational Area | Mirrored | Dry impluse withstand voltage (KV) | Scada Control ID | Scada Monitor ID | Scada Type | Gang Operated Indicator | Country of Manufacture | Isolator Location | Rated Operating Motor Voltage | Power Frequency Withstand Voltage (KV) | Rated Continous Current | Breaking Current _kA_ | Making Current | Fault Level Current _kA_ | Switch Number | Defect Doc Available? | Bus Section | Net book value | Asset useful life | Contract No | Control State | Address | Remarks | Switch Bank Units | Check | Detail
5032684 | B12566 | B12566 |  |  |  |  | Existing | RYB | PBEL(P)-9 | B01942 PE YAT ENGRG WORKS | CLOSED | CLOSED | LINK |  | 11 kV | GAS |  |  |  |  | INDKOM | INDKOM | 13092111023 | NOT APPLICABLE | PADAT TECK LEE | SUBSTATION | Unknown | NO | Unknown | DISTRIBUTION | TNB | CHERAS | Unknown | 75 |  |  |  | NO |  |  |  | 28 |  | 0.63 | 50 | 20 | B12566 | NO | NOT APPLICABLE | [6 empty] | 3 | Pass | null
5032685 | B12564 | B12564 |  |  |  |  | Existing | RYB | PBEL(P)-9 | B11127 PE LOT 1779 JLN KPB 4 | CLOSED | CLOSED | LINK |  | 11 kV | GAS |  |  |  |  | INDKOM | INDKOM | 13092111023 | NA | PADAT TECK LEE | SUBSTATION | Unknown | NO | NONE | DISTRIBUTION | TNB | CHERAS | NO | 75 |  |  |  | NO |  |  |  | 28 |  | 0.63 | 50 | 20 | B12564 | NO | [7 empty] | 3 | Pass | null
5414910 | B12474 | B12474 |  |  |  |  | Existing | RYB | CJYA-12 | PE LEW MEW CHOI | CLOSED | CLOSED | LINK |  | 11 kV | GAS |  |  |  |  | INDKOM | INDKOM | 1302219397 | N/A | MERCEDES | SUBSTATION | Unknown | NO | Unknown | DISTRIBUTION | TNB | CHERAS | Unknown | 75 |  |  | Unknown | NO |  | LINE |  | 28 |  | 0.63 | 50 | 20 | B12474 | NO | N/A | [6 empty] | 3 | Pass | null
5414911 | B12475 | B12475 |  |  |  |  | Existing | RYB | CJYA-12 | PE LEW MEW CHOI NO 2 | CLOSED | CLOSED | LINK |  | 11 kV | GAS |  |  |  | Unknown | INDKOM | INDKOM | 1302219397 | N/A | MERCEDES | SUBSTATION | Unknown | NO | Unknown | DISTRIBUTION | TNB | CHERAS | Unknown | 75 |  |  | Unknown | NO |  |  |  | 28 |  | 0.63 | 50 | 20 | B12475 | NO | N/A | [6 empty] | 3 | Pass | null
5457698 | B12336 | PPU LMAS CB 10 | 6825833 | 6825832 | BCRS/PCE/J00436/MB | 300431451 | Existing | RYB | LMAS-10 | PPU LMAS CB 10 | CLOSED | CLOSED | LINK |  | 11 kV | GAS | 20031101 |  |  | Unknown | SCHNEIDER | MTM | SF-2012-W04-5-0070 |  | TMN SEGAR PERDANA NO 5 | SUBSTATION | Unknown | Unknown | Unknown | DISTRIBUTION | TNB | CHERAS | Unknown | 75 |  |  | Unknown | Unknown |  | Unknown |  | 28 |  | 0.63 | 50 | 20 | B12336 | Unknown |  |  |  |  | 0 | TMN SEGAR PERDANA NO 5 |  | 3 | Pass | null
6097484 | B12529 | RICHWAY (B11654) |  |  | BCRS/PCE/J01111/MBB12529 |  | Existing | RYB | BTHO-1 | PE RICHWAY (B11654) | CLOSED | CLOSED | LINK |  | 11 kV | GAS |  |  |  | Unknown | LUCY | W. LUCY LTD & CO. LTD | SF0006514 | N/A | PE MPSB LOT 62034 | SUBSTATION | Unknown | NO | NONE | DISTRIBUTION | TNB | CHERAS | NO | 75 |  |  | Unknown | NO |  | LINE |  | 28 |  | 0.63 | 50 | 20 | B12529 | NO | [7 empty] | 3 | Pass | null
6097485 | B12530 | PERSIARAN BUDIMAN (B11894) |  |  | BCRS/PCE/J01111/MBB12530 |  | Existing | RYB | BTHO-1 | PE PERSIARAN BUDIMAN (B11894) | CLOSED | CLOSED | LINK |  | 11 kV | GAS |  |  |  |  | LUCY | W. LUCY LTD & CO. LTD | SF0006514 |  | PE MPSB LOT 62034 | SUBSTATION | Unknown | NO | NONE | DISTRIBUTION | TNB | CHERAS | NO | 75 |  |  | Unknown | NO |  | LINE |  | 28 |  | 0.63 | 50 | 20 | B12530 | NO | [7 empty] | 3 | Pass | null
6158392 | B12816 | B12816 |  |  |  |  | Existing | RYB | MHCR-3 | PE VISTA CITY JLN PANGLIMA | CLOSED | CLOSED | LINK |  | 11 kV | GAS |  |  |  | Unknown | INDKOM | INDKOM | 13122111524 | N/A | PDT SURIA MAHKOTA | SUBSTATION | Unknown | NO | Unknown | DISTRIBUTION | TNB | CHERAS | NO | 75 |  |  | Unknown | Unknown |  |  |  | 28 |  | 0.63 | 50 | 20 | B12816 | NO |  |  |  |  | Unknown |  |  | 3 | Pass | null
6158393 | B12814 | B12814 |  |  |  |  | Existing | RYB | MHCR-3 | PE SURIA COURT | CLOSED | CLOSED | LINK |  | 11 kV | GAS |  |  |  | Unknown | INDKOM | INDKOM | 13122111524 | N/A | PDT SURIA MAHKOTA | SUBSTATION | Unknown | NO | NONE | DISTRIBUTION | TNB | CHERAS | NO | 75 |  |  | Unknown | NO |  | Unknown |  | 28 |  | 0.63 | 50 | 20 | B12814 | NO | N/A | [6 empty] | 3 | Pass | null
6307937 | B12850 | B12850 |  |  |  |  | Existing | RYB | SGLN-9 | B08453 PE TAMAN PINGGIRAN MAHKOTA | CLOSED | CLOSED | LINK |  | 11 kV | GAS |  |  |  |  | F_and_G | INDKOM | 13062110654 | N/A | MAHKOTA HILLS | SUBSTATION | Unknown | NO | NONE | DISTRIBUTION | TNB | CHERAS | NO | 75 |  |  | Unknown | NO |  | LINE |  | 28 |  | 0.63 | 50 | 20 | B12850 | NO | [7 empty] | 3 | Pass | null
6307938 | B12851 | B12851 |  |  |  |  | Existing | RYB | SGLN-9 | B13562 PE PDT VISTA HILL NO.2 | CLOSED | CLOSED | LINK |  | 11 kV | GAS |  |  |  |  | F_and_G | INDKOM | 13062110654 | N/A | MAHKOTA HILLS | SUBSTATION | Unknown | NO | NONE | DISTRIBUTION | TNB | CHERAS | NO | 75 |  |  | Unknown | NO |  | LINE |  | 28 |  | 0.63 | 50 | 20 | B12851 | NO | [7 empty] | 3 | Pass | null
6350924 | B12718 |  |  |  | BCRS/PCE/J01146/MB1 | 310523195 | Existing | RYB | MHCR-6 | B12719 PE BUDIMAN BUSINESS NO.2 | CLOSED | CLOSED | LINK |  | 11 kV | GAS |  |  |  |  | TOSHIBA | TOSHIBA | 1D2L2TB1177 |  | BUDIMAN BUSINESS NO 1 | SUBSTATION | Unknown | NO | NONE | DISTRIBUTION | TNB | CHERAS | NO | 75 |  |  | Unknown | NO |  | Unknown |  | 28 |  | 0.63 | 50 | 20 | B12718 | NO | [7 empty] | 3 | Pass | null
6350930 | B12715 |  |  |  | BCRS/PCE/J01146/MB1 | 310523195 | Existing | RYB | MHCR-6 | B06280 PE LIM KOK YEONG | CLOSED | CLOSED | LINK |  | 11 kV | GAS |  |  |  |  | TOSHIBA | TOSHIBA | 1D2L2TB1177 |  | BUDIMAN BUSINESS NO 1 | SUBSTATION | Unknown | NO | NONE | DISTRIBUTION | TNB | CHERAS | NO | 75 |  |  | Unknown | NO |  | Unknown |  | 28 |  | 0.63 | 50 | 20 | B12715 | NO | [7 empty] | 3 | Pass | null
6352261 | B12719 | [5 empty] | Existing | RYB | MHCR-6 | B12722 PE BUDIMAN BUSINESS NO.1 | CLOSED | CLOSED | LINK |  | 11 kV | GAS |  |  |  |  | TOSHIBA | TOSHIBA | 1D2L2T B1179 |  | BUDIMAN BUSINESS NO 2 | SUBSTATION | Unknown | NO | NONE | DISTRIBUTION | TNB | CHERAS | NO | 75 |  |  | Unknown | NO |  | Unknown |  | 28 |  | 0.63 | 50 | 20 | B12719 | NO | [7 empty] | 3 | Pass | null
6352267 | B12722 | [5 empty] | Existing | RYB | MHCR-6 | B10868 PE RUMAH SRI KENANGA | CLOSED | CLOSED | LINK |  | 11 kV | GAS |  |  |  |  | TOSHIBA | TOSHIBA | 1D2L2T B1179 |  | BUDIMAN BUSINESS NO 2 | SUBSTATION | Unknown | NO | NONE | DISTRIBUTION | TNB | CHERAS | NO | 75 |  |  | Unknown | NO |  | Unknown |  | 28 |  | 0.63 | 50 | 20 | B12722 | NO | [7 empty] | 3 | Pass | null
6488238 | B12832 | [5 empty] | Existing | RYB | MHCR-6 | RUMAH ORANG ORANG TUA | CLOSED | CLOSED | LINK |  | 11 kV | GAS |  |  |  |  | LUCY |  | SF00085746 |  | TAMAN SINAR HARAPAN | Unknown | Unknown | NO | NONE | DISTRIBUTION | TNB | CHERAS | Unknown | 75 |  |  |  | NO |  |  |  | 28 |  | 0.63 | 50 | 20 | B12832 | Unknown | [7 empty] | 3 | Pass | null
6488239 | B12834 | [5 empty] | Existing | RYB | MHCR-6 | RUMAH SRI KENAGAN | CLOSED | CLOSED | LINK |  | 11 kV | GAS |  |  |  |  | LUCY |  | SF00085746 |  | TAMAN SINAR HARAPAN | Unknown | Unknown | NO | NONE | DISTRIBUTION | TNB | CHERAS | Unknown | 75 |  |  |  | NO |  |  |  | 28 |  | 0.63 | 50 | 20 | B12834 | Unknown | [7 empty] | 3 | Pass | null
6806029 | B12346 | PE DAIDO AMSTAR (M) SDN BHD | 6833228 | 6833227 | BCRS/PCE/J00580/MBB01348 | 300269142 | Existing | RYB | TAMI-14 | B12345 PE DAIDO AMSTAR (M) SDN BHD | CLOSED | CLOSED | LINK |  | 11 kV | GAS | 18/07/1998 |  |  | Unknown | TOPRANK | TAMCO | OD3L2T AY 13 | N/A | TANMING RAYA NO 3 | SUBSTATION | Unknown | Unknown | Unknown | DISTRIBUTION | TNB | CHERAS | Unknown | 75 |  |  | Unknown | Unknown |  | Unknown |  | 28 |  | 0.63 | 50 | 20 | B12346 | NO | N/A |  |  |  | 0 | TMN TANMING NO3 |  | 3 | Pass | null
6806040 | B12345 | PE TAMAN TAMING NO3 |  |  | BCRS/PCE/J01007/MB | 300319296 | Existing | RYB | TAMI-14 | B12346 PE TAMAN TAMING NO3 | CLOSED | CLOSED | LINK |  | 11 kV | GAS | 20111101 |  |  | Unknown | F_and_G | INDKOM | 1304319894 | N/A | DAIDO AMISTAR (M) SDN BHD | SUBSTATION | Unknown | NO | NONE | DISTRIBUTION | TNB | CHERAS | NO | 75 |  |  | Unknown | NO |  | LINE |  | 28 |  | 0.63 | 50 | 20 | B12345 | NO | N/A | [6 empty] | 3 | Pass | null
8407864 | B11476 |  |  |  | BCRS/PCE/J01017/MB1 | 300318580 | Existing | RYB | BLKG-7 | B11825 PE COLOUR IMAGE | CLOSED | CLOSED | LINK |  | 11 kV | SF6 | 20130207 |  |  | Unknown | TOSHIBA | TOPRANK | ID2L2T B1 36 |  | JLN JADE HILL 4/1 | SUBSTATION | Unknown | NO | NONE | DISTRIBUTION | TNB | CHERAS | NO | 75 |  |  | Unknown | NO |  | Unknown |  | 28 |  | 0.63 | 50 | 20 | B11476 | NO | [7 empty] | 3 | Pass | null
8407870 | B11478 |  |  |  | BCRS/PCE/J01017/MB1 | 300318580 | Existing | RYB | BLKG-7 | B10920 PE JLN JADE HILL 2/1 | CLOSED | CLOSED | LINK |  | 11 kV | SF6 | 20130207 |  |  | Unknown | TOSHIBA | TOPRANK | ID2L2T B1 36 |  | JLN JADE HILL 4/1 | SUBSTATION | Unknown | NO | NONE | DISTRIBUTION | TNB | CHERAS | NO | 75 |  |  | Unknown | NO |  | Unknown |  | 28 |  | 0.63 | 50 | 20 | B11478 | NO | [7 empty] | 3 | Pass | null
8898400 | B01342 | B01342 |  |  | BCRS/PCE/J00787/MBB01342 | 300272359 | Existing | RYB | CJYA-3 | B01341 LAKSANA REALITY | CLOSED | CLOSED | LINK |  | 11 kV | GAS | 18/07/1998 |  |  |  | FALCON BETA | TAMCO | B2816647 | N/A | SAMWON RUBBER | SUBSTATION | Unknown | NO | NONE | DISTRIBUTION | TNB | CHERAS | NO | 75 |  |  | Unknown | NO |  | LINE |  | 28 |  | 0.63 | 50 | 20 | B01342 | NO | N/A | [6 empty] | 3 | Pass | null
8898401 |  | LOOPING |  |  |  |  | Existing | RYB | CJYA-3 | LOOPING | CLOSED | CLOSED | LINK |  | 11 kV | GAS |  |  |  |  | FALCON BETA | TAMCO | B2816647 | N/A | SAMWON RUBBER | INTERCONNECT (OTHER UTILITY) | Unknown | NO | NONE | DISTRIBUTION | TNB | CHERAS | NO | 75 |  |  | Unknown | NO |  | LINE |  | 28 |  | 0.63 | 50 | 20 |  | NO | N/A | [6 empty] | 3 | Pass | null
8898403 | B01344 | B01344 |  |  | BCRS/PCE/J00787/MBB05626 | 300272363 | Existing | RYB | CJYA-3 | B01345 PE TAMING RAYA NO 4 | CLOSED | CLOSED | LINK |  | 11 kV | GAS | 18/07/1998 |  |  |  | FALCON BETA | TAMCO | B295952 | N/A | SAMWON RUBBER | SUBSTATION | Unknown | NO | NONE | DISTRIBUTION | TNB | CHERAS | NO | 75 |  |  | Unknown | NO |  | LINE |  | 28 |  | 0.63 | 50 | 20 | B01344 | NO | N/A | [6 empty] | 3 | Pass | null
8898411 |  | LOOPING |  |  |  |  | Existing | RYB | CJYA-3 | LOOPING | CLOSED | CLOSED | LINK |  | 11 kV | GAS |  |  |  |  | FALCON BETA | TAMCO | B295952 | N/A | SAMWON RUBBER | INTERCONNECT (OTHER UTILITY) | Unknown | NO | NONE | DISTRIBUTION | TNB | CHERAS | NO | 75 |  |  | Unknown | NO |  | LINE |  | 28 |  | 0.63 | 50 | 20 |  | NO | N/A | [6 empty] | 3 | Pass | null
9532740 |  | LOOPING |  |  | N/A |  | Existing | RYB | CJYA-14 | LOOPING | CLOSED | CLOSED | LINK |  | 11 kV | GAS |  |  |  |  | FALCON BETA | TAMCO | D2106207 |  | LFIP NO 1 | Unknown | Unknown | NO | NONE | DISTRIBUTION | TNB | CHERAS | NO | 75 |  |  |  | NO |  | LINE |  | 28 |  | 0.63 | 50 | 20 |  | NO | [7 empty] | 3 | Pass | null
9532742 |  | LOOPING |  |  | N/A |  | Existing | RYB | CJYA-14 | LOOPING | CLOSED | CLOSED | LINK |  | 11 kV | GAS |  |  |  |  | FALCON BETA | TAMCO | B21019228 |  | LFIP NO 1 | Unknown | Unknown | NO | NONE | DISTRIBUTION | TNB | CHERAS | NO | 75 |  |  |  | NO |  | LINE |  | 28 |  | 0.63 | 50 | 20 |  | NO | [7 empty] | 3 | Pass | null
9532750 | B01948 | B01948 |  |  | BCRS/PCE/J00574/MBB01948 | 300268975 | Existing | RYB | CJYA-14 | PMU CHERAS JAYA VCB4 | CLOSED | CLOSED | LINK |  | 11 kV | GAS | 18/07/1998 |  |  |  | FALCON BETA | TAMCO | B21019228 |  | LFIP NO 1 | SUBSTATION | Unknown | NO | NONE | DISTRIBUTION | TNB | CHERAS | NO | 75 |  |  |  | NO |  | LINE |  | 28 |  | 50 | 50 | 20 | B01948 | NO | [7 empty] | 3 | Pass | null
9532771 | B01951 | B01951 |  |  | BCRS/PCE/J00574/MBB01951 | 300268978 | Existing | RYB | CJYA-14 | B07441 TMN TAMING RIA | CLOSED | CLOSED | LINK |  | 11 kV | GAS | 18/07/1998 |  |  |  | FALCON BETA | INDKOM | D2106207 |  | LFIP NO 1 | SUBSTATION | Unknown | NO | NONE | DISTRIBUTION | TNB | CHERAS | NO | 75 |  |  |  | NO |  | LINE |  | 28 |  | 0.63 | 50 | 20 | B01951 | NO | [7 empty] | 3 | Pass | null
9532807 | B01955 | B01955 |  |  | BCRS/PCE/J00795/MBB01955 | 300272378 | Existing | RYB | CJYA-14 | B05890 WOON HWA TRADING | CLOSED | CLOSED | LINK |  | 11 kV | GAS | 20121111 |  |  |  | FALCON BETA | INDKOM | D2137102 |  | LFIP NO 3 | SUBSTATION | Unknown | NO | NONE | DISTRIBUTION | TNB | CHERAS | NO | 75 |  |  |  | NO |  | LINE |  | 28 |  | 0.63 | 50 | 20 | B01955 | NO | [7 empty] | 3 | Pass | null
9532808 | B12411 | B012411 |  |  | BCRS/PCE/J00795/MBB01955 | 300272378 | Existing | RYB | CJYA-14 | LOOPING | CLOSED | CLOSED | LINK |  | 11 kV | GAS | 20121111 |  |  |  | FALCON BETA | INDKOM | D2137102 |  | LFIP NO 3 | Unknown | Unknown | NO | NONE | DISTRIBUTION | TNB | CHERAS | NO | 75 |  |  |  | NO |  | LINE |  | 28 |  | 0.63 | 50 | 20 | B12411 | NO | [7 empty] | 3 | Pass | null
9532810 | B01952 | B01952 |  |  | BCRS/PCE/J00795/MBB01952 | 300272374 | Existing | RYB | CJYA-14 | B07439 TMN TAMING RIA | CLOSED | CLOSED | LINK |  | 11 kV | GAS | 20121111 |  |  |  | SCHNEIDER | INDKOM | 101525617 |  | LFIP NO 3 | SUBSTATION | Unknown | NO | NONE | DISTRIBUTION | TNB | CHERAS | NO | 75 |  |  |  | NO |  | LINE |  | 28 |  | 0.63 | 50 | 20 | B01952 | NO | [7 empty] | 3 | Pass | null
9532818 | B12412 | B12412 |  |  | BCRS/PCE/J00795/MBB01952 | 300272374 | Existing | RYB | CJYA-14 | LOOPING | CLOSED | CLOSED | LINK |  | 11 kV | GAS | 20121111 |  |  |  | SCHNEIDER | INDKOM | 101525617 |  | LFIP NO 3 | Unknown | Unknown | NO | NONE | DISTRIBUTION | TNB | CHERAS | NO | 75 |  |  |  | NO |  | LINE |  | 28 |  | 0.63 | 50 | 20 | B12412 | NO | [7 empty] | 3 | Pass | null
10000763 | B02711 | B02711 |  |  | BCRS/PCE/J00687/MBB02711 | 300270755 | Existing | RYB |  | B02710 BERKAT HASIL 4B | CLOSED | CLOSED | LINK |  | 11 kV | GAS | 19961101 |  |  |  | FALCON BETA | TAMCO | C960111 | N/A | ISC | SUBSTATION | Unknown | NO | NONE | DISTRIBUTION | TNB | CHERAS | NO | 75 |  |  | Unknown | NO |  | LINE |  | 28 |  | 0.63 | 50 | 20 | B02711 | NO | N/A | [6 empty] | 3 | Pass | null
10000773 | B02713 | B02713 |  |  | BCRS/PCE/J00687/MBB02711 | 300270755 | Existing | RYB |  | B02714 BERKAT HASIL NO6 | CLOSED | CLOSED | LINK |  | 11 kV | GAS | 19961101 |  |  |  | FALCON BETA | TAMCO | C/A960111 | N/A | ISC | SUBSTATION | Unknown | NO | NONE | DISTRIBUTION | TNB | CHERAS | NO | 75 |  |  | Unknown | NO |  | LINE |  | 28 |  | 0.63 | 50 | 20 | B02713 | NO | N/A | [6 empty] | 3 | Pass | null
10000774 | B02712 | B02712 |  |  | BCRS/PCE/J00687/MBB02711 | 300270755 | Existing | RYB |  | PENGGUNA HT 11kV | CLOSED | CLOSED | LINK |  | 11 kV | GAS | 19961101 |  |  |  | FALCON BETA | TAMCO | C960111 | N/A | ISC | SUBSTATION | Unknown | NO | NONE | DISTRIBUTION | TNB | CHERAS | NO | 75 |  |  | Unknown | NO |  | LINE |  | 28 |  | 0.63 | 50 | 20 | B02712 | NO | N/A | [6 empty] | 3 | Pass | null
11005598 | B12704 | PE TAMAN PINGGIRAN SEKAMAT |  |  |  |  | Existing | RYB | SJIM-6 | B12688 PE TAMAN PINGGIRAN SEKAMAT | CLOSED | CLOSED | LINK |  | 11 kV | GAS |  |  |  | Unknown | TOSHIBA | TOSHIBA | 1D2L2TB1158 |  | TAMAN CHERAS IDAMAN NO 2 | SUBSTATION | Unknown | NO | Unknown | DISTRIBUTION | TNB | CHERAS | NO | 75 |  |  | Unknown | NO |  | Unknown |  | 28 |  | 0.63 | 50 | 20 | B12704 | NO | [7 empty] | 3 | Pass | null
11005604 | B12701 | PE TAMAN CHERAS IDAMAN |  |  |  |  | Existing | RYB | SGLN-3 | B12687 PE TAMAN CHERAS IDAMAN | OPEN | OPEN | LINK |  | 11 kV | GAS |  |  |  | Unknown | TOSHIBA | TOSHIBA | 1D2L2TB1158 |  | TAMAN CHERAS IDAMAN NO 2 | SUBSTATION | Unknown | NO | NONE | DISTRIBUTION | TNB | CHERAS | NO | 75 |  |  | Unknown | NO |  | Unknown |  | 28 |  | 0.63 | 50 | 20 | B12701 | NO | [7 empty] | 3 | Pass | null
11005749 | B12688 | PE TAMAN CHERAS IDAMAN 2 |  |  | BCRS/PCE/J00851/MBB12688 |  | Existing | RYB | SJIM-6 | B12704 PE TAMAN CHERAS IDAMAN 2 | CLOSED | CLOSED | LINK |  | 11 kV | GAS |  |  |  | Unknown | OMAZABAL | OMAZABAL | 1313S046 |  | TMN PINGGIRAN SEKAMAT | SUBSTATION | Unknown | NO | NONE | DISTRIBUTION | TNB | CHERAS | NO | 75 |  |  | Unknown | NO |  | Unknown |  | 28 |  | 0.63 | 50 | 20 | B12688 | NO | [7 empty] | 3 | Pass | null
11005751 | B10225 | PE KG. RUMAH BIDAN |  |  | BCRS/PCE/J00851/MBB10225 |  | Existing | RYB | SJIM-6 | B05663 PE KG. RUMAH BIDAN | CLOSED | CLOSED | LINK |  | 11 kV | GAS |  |  |  | Unknown | OMAZABAL | OMAZABAL | 1313S046 |  | TMN PINGGIRAN SEKAMAT | SUBSTATION | Unknown | NO | NONE | DISTRIBUTION | TNB | CHERAS | NO | 75 |  |  | Unknown | NO |  | Unknown |  | 28 |  | 0.63 | 50 | 20 | B10225 | NO | [7 empty] | 3 | Pass | null
11005754 | B10227 | PE TAMAN KASIH |  |  | BCRS/PCE/J00851/MBB10227 |  | Existing | RYB | SJIM-6 | B06803 PE TAMAN KASIH | OPEN | CLOSED | LINK |  | 11 kV | GAS |  |  |  | UNDEFINED | OMAZABAL | OMAZABAL | 1313S046 |  | TMN PINGGIRAN SEKAMAT | SUBSTATION | Unknown | NO | NONE | DISTRIBUTION | TNB | CHERAS | NO | 75 |  |  | Unknown | NO |  | Unknown |  | 28 |  | 0.63 | 50 | 20 | B10227 | NO | [7 empty] | 3 | Pass | null
11005816 | B12687 | B12687 | 7007814 | 7007813 | BCRS/PCE/J00550/MBB08436 | 300268504 | Existing | RYB | SGLN-3 | B122701 PE TAMAN CHERAS IDAMAN 2 | CLOSED | CLOSED | LINK |  | 11 kV | GAS | 20051101 |  |  | Unknown | FALCON BETA | VEI | B259598 |  | TAMAN CHERAS IDAMAN | SUBSTATION | Unknown | Unknown | Unknown | DISTRIBUTION | TNB | CHERAS | Unknown | 75 |  |  | Unknown | Unknown |  | Unknown |  | 28 |  | 0.63 | 50 | 20 | B12687 | Unknown |  |  |  |  | 0 | TAMAN CHERAS IDAMAN |  | 3 | Pass | null
11656282 | B08774 | B03200 |  |  |  |  | Existing | RYB | PMU KJNG-2 | PADAT SAAS | CLOSED | CLOSED | LINK |  | 11 kV | GAS |  |  |  | Unknown | VEI | VEI | 25601 |  | RTM SEBERANG LAUT | SUBSTATION | Unknown | YES | Unknown | DISTRIBUTION | TNB | CHERAS | Unknown | Unknown | Unknown | Unknown | Unknown | NO |  | LINE | [5 empty] | 20 | B08774 | NO | Not applicable |  |  | Unknown | Unknown |  |  | 3 | Pass | null
11656286 | B05539 | B03201 |  |  |  |  | Existing | RYB | PMU KJNG-2 | PENGGUNA NO.1 | CLOSED | CLOSED | LINK |  | 11 kV | GAS |  |  |  | Unknown | VEI | VEI | 25601 | Not applicable | RTM SEBERANG LAUT | Unknown | Unknown | YES | Unknown | DISTRIBUTION | TNB | CHERAS | Unknown | Unknown | Unknown | Unknown | Unknown | NO |  | LINE | [5 empty] | 20 | B05539 | NO | Not applicable |  |  | Unknown | Unknown |  |  | 3 | Pass | null
11656290 | B08773 | B08773 |  |  |  |  | Existing | RYB | PMU KJNG-2 | LOOPING | CLOSED | CLOSED | LINK |  | 11 kV | GAS |  |  |  | Unknown | VEI | VEI | 25601 | Not applicable | RTM SEBERANG LAUT | Unknown | Unknown | YES | Unknown | DISTRIBUTION | TNB | CHERAS | Unknown | Unknown | Unknown | Unknown | Unknown | NO |  | LINE | [5 empty] | 20 | B08773 | NO | Not applicable |  |  | Unknown | Unknown |  |  | 3 | Pass | null
11656298 | B03197 | B03197 |  |  |  |  | Existing | RYB | PMU KJNG-2 | SHUKOR SAKAM | CLOSED | CLOSED | LINK |  | 11 kV | GAS |  |  |  | Unknown | VEI | VEI | 25602 | Not applicable | RTM SEBERANG LAUT | SUBSTATION | Unknown | YES | NONE | DISTRIBUTION | TNB | CHERAS | Unknown | Unknown | Unknown | Unknown | Unknown | NO |  | LINE | [5 empty] | 20 | B03197 | NO | Not applicable |  |  | Unknown | Unknown |  |  | 3 | Pass | null
11656302 | B03201 | B05539 |  |  |  |  | Existing | RYB | PMU KJNG-2 | PENGGUNA NO.2 | CLOSED | CLOSED | LINK |  | 11 kV | GAS |  |  |  | Unknown | VEI | VEI | 25602 | Not applicable | RTM SEBERANG LAUT | Unknown | Unknown | YES | Unknown | DISTRIBUTION | TNB | CHERAS | Unknown | Unknown | Unknown | Unknown | Unknown | NO |  | LINE | [5 empty] | 20 | B03201 | NO | Not applicable |  |  | Unknown | Unknown |  |  | 3 | Pass | null
11656306 | B08772 | B08772 |  |  |  |  | Existing | RYB | PMU KJNG-2 | LOOPING | CLOSED | CLOSED | LINK |  | 11 kV | GAS |  |  |  | Unknown | VEI | VEI | 25602 | Not applicable | RTM SEBERANG LAUT | Unknown | Unknown | YES | Unknown | DISTRIBUTION | TNB | CHERAS | Unknown | Unknown | Unknown | Unknown | Unknown | NO |  | LINE | [5 empty] | 20 | B08772 | NO | Not applicable |  |  | Unknown | Unknown |  |  | 3 | Pass | null
11723935 | B06359 | B06359 |  |  | BCRS/PCE/J00249/MBB06359 | 300006074 | Existing | RYB | MHCR-10 | JLN PAHLAWAN 2A/3 | CLOSED | CLOSED | LINK |  | 11 kV | GAS | 20021101 |  |  |  | VEI | TAMCO | 25939 |  | BDR MAHKOTA CHERAS NO. 13 | SUBSTATION | Unknown | NO | NONE | DISTRIBUTION | TNB | CHERAS | NO | 75 |  |  |  | NO |  |  |  | 28 |  | 0.63 | 50 | 20 | B06359 | NO | [7 empty] | 3 | Pass | null
11723941 | B06361 | B06361 |  |  | BCRS/PCE/J00249/MBB06359 | 300006074 | Existing | RYB | MHCR-10 | P/PURI MAHKOTA 1 | CLOSED | CLOSED | LINK |  | 11 kV | GAS | 20021101 |  |  |  | VEI | TAMCO | 25939 |  | BDR MAHKOTA CHERAS NO. 13 | SUBSTATION | Unknown | NO | NONE | DISTRIBUTION | TNB | CHERAS | NO | 75 |  |  |  | NO |  |  |  | 28 |  | 0.63 | 50 | 20 | B06361 | NO | [7 empty] | 3 | Pass | null
12736026 | B12749 | B12749 |  |  |  |  | Existing | RYB | MHCR-11 | VISTANA MAHKOTA (B10250) | CLOSED | CLOSED | LINK |  | 11 kV | GAS |  |  |  | Unknown | LUCY | W. LUCY LTD & CO. LTD | SSE/TNB448/12-1/0098 |  | PE 2 : SURIA RESIDENT NO.2 | SUBSTATION | Unknown | NO | NONE | DISTRIBUTION | TNB | CHERAS | NO | 75 |  |  |  | NO |  | LINE |  | 28 |  | 0.63 | 50 | 20 | B12749 | NO | [7 empty] | 3 | Pass | null
12736038 | B12747 | B12747 |  |  |  |  | Existing | RYB | MHCR-11 | SURIA RESIDENCE NO. 1 | CLOSED | CLOSED | LINK |  | 11 kV | GAS |  |  |  |  | LUCY | W. LUCY LTD & CO. LTD | SSE/TNB448/12-1/0098 |  | PE 2 : SURIA RESIDENT NO.2 | SUBSTATION | Unknown | NO | NONE | DISTRIBUTION | TNB | CHERAS | NO | 75 |  |  |  | NO |  | LINE |  | 28 |  | 0.63 | 50 | 20 | B12747 | NO | [7 empty] | 3 | Pass | null
12736771 | B12746 | B12746 |  |  |  |  | Existing | RYB | MHCR-11 | SURIA RESIDENCE NO. 2 | CLOSED | CLOSED | LINK |  | 11 kV | GAS |  |  |  |  | F_and_G | INDKOM | 13112211229 |  | PE 1 :SURIA RESIDENT NO.1 | SUBSTATION | Unknown | NO | NONE | DISTRIBUTION | TNB | CHERAS | NO | 75 |  |  |  | NO |  | LINE |  | 28 |  | 0.63 | 50 | 20 | B12746 | NO | [7 empty] | 3 | Pass | null
12736775 | B12743 | B12743 |  |  |  |  | Existing | RYB | MHCR-11 | SISA LOJI RAWATAN NO. 1 | CLOSED | CLOSED | LINK |  | 11 kV | GAS |  |  |  |  | F_and_G | INDKOM | 13112211229 |  | PE 1 :SURIA RESIDENT NO.1 | SUBSTATION | Unknown | NO | NONE | DISTRIBUTION | TNB | CHERAS | NO | 75 |  |  |  | NO |  | LINE |  | 28 |  | 0.63 | 50 | 20 | B12743 | NO | [7 empty] | 3 | Pass | null
12856383 | B11320 | B11320 |  |  | BCRS/PCE/J00789/MB1 | 300448347 | Existing | RYB | TSRA-2 | PE R.P. KOS RENDAH NO. 2 | CLOSED | CLOSED | LINK |  | 11 kV | GAS | 20121111 |  |  | Unknown | F_and_G | TAMCO | 1007222756 | NOT APPLICABLE | TMN PERINDUSTRIAN ALFA IMPIAN NO 1 | SUBSTATION | Unknown | YES | Unknown | DISTRIBUTION | TNB | CHERAS | Unknown | 75 | Unknown | Unknown | Unknown | NO |  | LINE |  | 28 | 630.000 A | 0.063 | 50 | 20 | B11320 | NO | NOT APPLICABLE |  |  | Unknown | Unknown |  |  | 1 | Pass | null
12856387 | B11323 | B11323 |  |  | BCRS/PCE/J00789/MB1 | 300448347 | Existing | RYB | TSRA-2 | PE TMN PERINDUSTRIAN ALFA IMPIAN NO 2 | CLOSED | CLOSED | LINK |  | 11 kV | GAS | 20121111 |  |  |  | F_and_G | TAMCO | 1007222756 | NOT APPLICABLE | TMN PERINDUSTRIAN ALFA IMPIAN NO 1 | SUBSTATION | Unknown | YES | Unknown | DISTRIBUTION | TNB | CHERAS | Unknown | 75 | Unknown | Unknown | Unknown | NO |  | LINE |  | 28 | 630.000 A | 0.63 | 50 | 20 | B11323 | NO | NOT APPLICABLE |  |  | Unknown | Unknown |  |  | 1 | Pass | null
13603865 | M1 | CJYA-5L5 | 6728506 | 6728722 |  |  | Existing | RYB |  | TJYA-4P5 | OPEN | OPEN | MAIN |  | Unknown | Unknown |  | 0 |  |  |  | Unknown |  |  |  | Unknown | Unknown | Unknown | Unknown | DISTRIBUTION | TNB | CHERAS | Unknown | Unknown |  |  |  | Unknown | [17 empty] | 3 | Fail | Please check "Operating Voltage"
13604057 | SPARE | CJYA-3L5 | 6728466 | 6728658 |  |  | Existing | RYB |  | SGLN-F96 | OPEN | OPEN | RESERVE |  | Unknown | Unknown |  | 0 |  |  |  | Unknown |  |  |  | Unknown | Unknown | Unknown | Unknown | DISTRIBUTION | TNB | CHERAS | Unknown | Unknown |  |  |  | Unknown | [17 empty] | 3 | Fail | Please check "Operating Voltage"
14518073 | B11305 | [5 empty] | Existing | RYB |  | B03974 PE SENADAYA SDN. BHD. | CLOSED | CLOSED | LINK |  | 11 kV | GAS |  |  |  |  | LUCY | EPE | SF6 159 |  | BINAFIMAS S/B NO 2 | Unknown | Unknown | NO | NONE | DISTRIBUTION | TNB | CHERAS | NO | 75 |  |  |  | NO |  |  |  | 28 |  | 0.63 | 50 | 20 | B11305 | NO | [7 empty] | 1 | Pass | null
14518085 | B11307 | [5 empty] | Existing | RYB |  | B10811 PE BINAFIMAS SDN BHD | CLOSED | CLOSED | LINK |  | 11 kV | GAS |  |  |  |  | LUCY | EPE | SF6 159 |  | BINAFIMAS S/B NO 2 | Unknown | Unknown | NO | NONE | DISTRIBUTION | TNB | CHERAS | NO | 75 |  |  |  | NO |  |  |  | 28 |  | 0.63 | 50 | 20 | B11307 | NO | [7 empty] | 1 | Pass | null
14518413 | B10808 |  |  |  | BCRS/PCE/J00553/MBB05799 | 300268513 | Existing | RYB |  | B09983 PE TMN PERIND. SG BALAK | CLOSED | CLOSED | LINK |  | 11 kV | GAS | 20091101 |  |  |  | VEI | INDKOM | unknow |  | BINAFIMAS S/B | SUBSTATION | Unknown | NO | NONE | DISTRIBUTION | TNB | CHERAS | NO | 75 |  |  |  | NO |  |  |  | 28 |  | 0.63 | 50 | 20 | B10808 | NO | [7 empty] | 1 | Pass | null
14518428 | B10811 |  |  |  | BCRS/PCE/J00553/MBB05799 | 300268513 | Existing | RYB |  | B11307 PE BINAFIMAS SDN. BHD. NO 2 | CLOSED | CLOSED | LINK |  | 11 kV | GAS | 20091101 |  |  |  | VEI | INDKOM | unknow |  | BINAFIMAS S/B | SUBSTATION | Unknown | NO | NONE | DISTRIBUTION | TNB | CHERAS | NO | 75 |  |  |  | NO |  |  |  | 28 |  | 0.63 | 50 | 20 | B10811 | NO | [7 empty] | 1 | Pass | null
14900717 | B12187 | LOOPING |  |  | BCRS/PCE/J00736/MBB02020 | 300271006 | Existing | RYB | TAMI-12 | LOOPING | CLOSED | CLOSED | LINK |  | 11 kV | GAS | 18/07/1998 |  |  | Unknown | F_and_G | INDKOM | 1101223654 |  | LFIP NO 2 | SUBSTATION | Unknown | Unknown | Unknown | DISTRIBUTION | TNB | CHERAS | Unknown | 75 |  |  | Unknown | Unknown |  | Unknown |  | 28 |  | 0.63 | 50 | 20 | B12187 | Unknown |  |  |  |  | 0 | LFIP NO 2 |  | 3 | Pass | null
14900724 | B12188 | LOOPING | 6840204 |  | BCRS/PCE/J00736/MBB02025 | 300271011 | Existing | RYB | TAMI-12 | LOOPING | CLOSED | CLOSED | LINK | 11.000 kV | 11 kV | GAS | 18/07/1998 | 0 | L17172-76L | Unknown | F_and_G | INDKOM | 1102223679 |  | LFIP NO 2 | SUBSTATION | Unknown | Unknown | Unknown | DISTRIBUTION | TNB | CHERAS | Unknown | 75 |  |  | Unknown | Unknown |  | Unknown |  | 28 | 400.000 A | 0.63 | 50 | 20 | B12188 | Unknown |  |  |  |  | 0 | LFIP NO 2 |  | 3 | Pass | null
15213781 | B03960 | B03960 |  |  | BCRS/PCE/J00875/MB1 | 300444626 | Existing | RYB | SJIM-11 | B08317 ESSO GRAND SAGA COMPACT | CLOSED | CLOSED | LINK | 14.000 kV | 11 kV | GAS | 20101101 |  |  |  | TAMCO | TAMCO | D274879 | N/A | SIMPANG BALAK A/T (OUDOOR) | SUBSTATION | Unknown | NO | NONE | DISTRIBUTION | TNB | CHERAS | NO | 75 |  |  | Unknown | NO |  | LINE |  | 28 | 630.000 A | 0.63 | 50 | 20 | B03960 | NO | N/A |  |  |  | 0 | SIMPANG BALAK ATAS TIANG |  | 3 | Pass | null
15213785 | B03962 | B03962 |  |  | BCRS/PCE/J00875/MB1 | 300444626 | Existing | RYB | SJIM-11 | B03963 TREND PAPER | CLOSED | CLOSED | LINK | 14.000 kV | 11 kV | GAS | 20101101 |  |  |  | TAMCO | TAMCO | D274879 | N/A | SIMPANG BALAK A/T (OUDOOR) | SUBSTATION | Unknown | NO | NONE | DISTRIBUTION | TNB | CHERAS | NO | 75 |  |  | Unknown | NO |  | LINE |  | 28 | 630.000 A | 0.63 | 50 | 20 | B03962 | NO | N/A |  |  |  | 0 | SIMPANG BALAK ATAS TIANG |  | 3 | Pass | null
15213805 | B03965 | B03965 |  |  | BCRS/PCE/J00874/MBB03965 |  | Existing | RYB | SJIM-11 | B07071 LAG LOV | CLOSED | CLOSED | LINK | 11.000 kV | 11 kV | GAS |  |  |  |  | F_and_G | INDKOM | 1107214823 | N/A | TREND PAPER | SUBSTATION | Unknown | NO | NONE | DISTRIBUTION | TNB | CHERAS | NO | 75 |  |  | Unknown | NO |  | LINE |  | 28 | 400.000 A | 0.63 | 50 | 20 | B03965 | NO | N/A |  |  |  | 0 | TREND PAPER |  | 3 | Pass | null
15213809 | B03963 | B03963 |  |  | BCRS/PCE/J00874/MBB03963 |  | Existing | RYB | SJIM-11 | B03962 SIMPANG BALAK A/T | CLOSED | CLOSED | LINK | 11.000 kV | 11 kV | GAS |  |  |  |  | F_and_G | INDKOM | 1107214823 | N/A | TREND PAPER | SUBSTATION | Unknown | NO | NONE | DISTRIBUTION | TNB | CHERAS | NO | 75 |  |  | Unknown | NO |  | LINE |  | 28 | 400.000 A | 0.63 | 50 | 20 | B03963 | NO | N/A |  |  |  | 0 | TREND PAPER |  | 3 | Pass | null
15213875 | B08265 | B08265 |  |  | BCRS/PCE/J00683/MBB08265 | 300493318 | Existing | RYB | TSRA-3 | PPU TAMAN SUTERA CB 3 | CLOSED | CLOSED | LINK | 12.000 kV | 11 kV | GAS | 20051101 |  |  |  | VEI | INDKOM | 2476 | N/A | IND RINGAN BKT ANGKAT NO 1 | SUBSTATION | Unknown | NO | NONE | DISTRIBUTION | TNB | CHERAS | NO | 75 |  |  | Unknown | NO |  | LINE |  | 28 | 630.000 A | 0.63 | 50 | 20 | B08265 | Unknown |  |  |  |  | 0 | IND RINGAN BUKIT ANGKAT NO 1 |  | 3 | Pass | null
15213879 | B08267 | B08267 |  |  | BCRS/PCE/J00683/MBB08265 | 300493318 | Existing | RYB | TSRA-3 | B09417 IND RGN BKT ANGKAT NO 4 | CLOSED | CLOSED | LINK | 12.000 kV | 11 kV | GAS | 20051101 |  |  |  | VEI | INDKOM | 2476 | N/A | IND RINGAN BKT ANGKAT NO 1 | SUBSTATION | Unknown | NO | NONE | DISTRIBUTION | TNB | CHERAS | NO | 75 |  |  | Unknown | NO |  | LINE |  | 28 | 630.000 A | 20 | 50 | 20 | B08267 | Unknown |  |  |  |  | 0 | IND RINGAN BUKIT ANGKAT NO 1 |  | 3 | Pass | null
15213883 | B08995 | B08995 |  |  | BCRS/PCE/J00683/MBB08265 | 300493318 | Existing | RYB | TSRA-3 | B13785 PE 3V ASIA FURNITURE | CLOSED | OPEN | LINK | 12.000 kV | 11 kV | GAS | 20051101 |  |  |  | VEI | INDKOM | 2476 | N/A | IND RINGAN BKT ANGKAT NO 1 | SUBSTATION | Unknown | NO | NONE | DISTRIBUTION | TNB | CHERAS | NO | 75 |  |  | Unknown | NO |  | LINE |  | 28 | 630.000 A | 20 | 50 | 20 | B08995 | Unknown |  |  |  |  | 0 | IND RINGAN BUKIT ANGKAT NO 1 |  | 3 | Pass | null
15213904 | B08568 | B08568 |  |  |  |  | Existing | RYB | JUBA-3 | B08300 APT MAWAR | CLOSED | CLOSED | LINK | 12.000 kV | 11 kV | GAS |  |  |  |  | FALCON BETA | TAMCO | B259044 | N/A | CHERAS PRIMA NO 4 | SUBSTATION | Unknown | Unknown | Unknown | DISTRIBUTION | TNB | CHERAS | Unknown | 75 |  |  | Unknown | Unknown |  | LINE |  | 28 | 630.000 A | 0.63 | 50 | 20 | B08568 | NO | N/A |  |  |  | 0 | TAMAN CHERAS PRIMA NO 4 |  | 3 | Pass | null
15213908 | B08566 | B08566 |  |  |  |  | Existing | RYB | JUBA-3 | B07230 TAMAN CHERAS PRIMA NO 1 | CLOSED | CLOSED | LINK | 12.000 kV | 11 kV | GAS |  |  |  |  | FALCON BETA | TAMCO | B259044 | N/A | CHERAS PRIMA NO 4 | SUBSTATION | Unknown | Unknown | Unknown | DISTRIBUTION | TNB | CHERAS | Unknown | 75 |  |  | Unknown | Unknown |  | LINE |  | 28 | 630.000 A | 0.63 | 50 | 20 | B08566 | NO | N/A |  |  |  | 0 | TAMAN CHERAS PRIMA NO 4 |  | 3 | Pass | null
15213928 | B04223 | B04223 |  |  | BCRS/PCE/J00775/MBB04221 | 300271305 | Existing | RYB | PMU KJNG-8 | B04224 GIRIMAS NO 1 | CLOSED | CLOSED | LINK | 11.000 kV | 11 kV | GAS | 18/07/1998 |  |  |  | LUCY | EPE | SF6 863 | N/A | LCL FURNITURE | SUBSTATION | Unknown | NO | Unknown | DISTRIBUTION | TNB | CHERAS | NO | 75 |  |  | Unknown | Unknown |  | LINE |  | 28 | 630.000 A | 0.63 | 50 | 20 | B04223 | NO | N/A |  |  |  | 0 | LCL FURNITURE |  | 3 | Pass | null
15213932 | B04221 | B04221 |  |  | BCRS/PCE/J00775/MBB04221 | 300271305 | Existing | RYB | PMU KJNG-8 | B06951 PADAT BKT ANGKAT NO 2 | CLOSED | CLOSED | LINK | 11.000 kV | 11 kV | GAS | 18/07/1998 |  |  |  | LUCY | EPE | SF6 863 | N/A | LCL FURNITURE | SUBSTATION | Unknown | NO | Unknown | DISTRIBUTION | TNB | CHERAS | NO | 75 |  |  | Unknown | Unknown |  | LINE |  | 28 | 630.000 A | 0.63 | 50 | 20 | B04221 | NO | N/A |  |  |  | 0 | LCL FURNITURE |  | 3 | Pass | null
15213953 | B08863 | B08863 |  |  |  |  | Existing | RYB | JUBA-3 | B08318 JLN SUTERA 2/5 TMN SUTERA | CLOSED | CLOSED | LINK | 12.000 kV | 11 kV | GAS |  |  |  |  | TOPRANK | TOPRANK | 2L1T285 | N/A | JLN SUTERA 1/5 | SUBSTATION | Unknown | NO | Unknown | DISTRIBUTION | TNB | CHERAS | NO | 75 |  |  | Unknown | Unknown |  | LINE |  | 28 | 630.000 A | 0.63 | 50 | 20 | B08863 | NO | N/A |  |  |  | 0 | JALAN SUTERA 1/5 |  | 3 | Pass | null
15213957 | B08865 | B08865 |  |  |  |  | Existing | RYB | JUBA-3 | B08298 APT MAWAR | CLOSED | CLOSED | LINK | 12.000 kV | 11 kV | GAS |  |  |  |  | TOPRANK | TOPRANK | 2L1T285 | N/A | JLN SUTERA 1/5 | SUBSTATION | Unknown | NO | Unknown | DISTRIBUTION | TNB | CHERAS | NO | 75 |  |  | Unknown | Unknown |  | LINE |  | 28 | 630.000 A | 0.63 | 50 | 20 | B08865 | NO | N/A |  |  |  | 0 | JALAN SUTERA 1/5 |  | 3 | Pass | null
15214006 | B08270 | B08270 |  |  | BCRS/PCE/J00681/MBB08268 | 300270733 | Existing | RYB | TSRA-3 | B09420 IND RGN BKT ANGKAT NO 4 | CLOSED | CLOSED | LINK | 12.000 kV | 11 kV | GAS | 20051101 |  |  |  | FALCON BETA | TAMCO | B248942 | N/A | IND RINGAN BKT ANGKAT NO 2 | SUBSTATION | Unknown | NO | Unknown | DISTRIBUTION | TNB | CHERAS | NO | 75 |  |  | Unknown | Unknown |  | LINE |  | 28 | 630.000 A | 0.63 | 50 | 20 | B08270 | Unknown |  |  |  |  | 0 | IND RINGAN BUKIT ANGKAT NO 2 |  | 3 | Pass | null
15214010 | B08269 | B08269 |  |  | BCRS/PCE/J00681/MBB08268 | 300270733 | Existing | RYB | TSRA-3 | B10598 PE GIANT VOICE SDN BHD | CLOSED | CLOSED | LINK | 12.000 kV | 11 kV | GAS | 20051101 |  |  |  | FALCON BETA | TAMCO | B248942 | N/A | IND RINGAN BKT ANGKAT NO 2 | SUBSTATION | Unknown | NO | Unknown | DISTRIBUTION | TNB | CHERAS | NO | 75 |  |  | Unknown | Unknown |  | LINE |  | 28 | 630.000 A | 0.63 | 50 | 20 | B08269 | Unknown |  |  |  |  | 0 | IND RINGAN BUKIT ANGKAT NO 2 |  | 3 | Pass | null
15214033 | B09417 | B09417 |  |  | BCRS/PCE/J00682/MBB09417 | 300270736 | Existing | RYB | TSRA-3 | B08267 IND RGN BKT ANGKAT NO 1 | CLOSED | CLOSED | LINK | 12.000 kV | 11 kV | GAS | 20071101 |  |  | Unknown | FALCON BETA | TAMCO | D274917 | N/A | IND RINGAN BKT ANGKAT NO 4 | SUBSTATION | Unknown | NO | Unknown | DISTRIBUTION | TNB | CHERAS | NO | 75 |  |  | Unknown | Unknown |  | LINE |  | 28 | 630.000 A | 0.63 | 50 | 20 | B09417 | Unknown |  |  |  |  | 0 | IND RINGAN BUKIT ANGKAT NO 4 |  | 3 | Pass | null
15214050 | B08816 | B08816 |  |  |  |  | Existing | RYB | JUBA-3 | JLN SUTERA 2/5 TMN SUTERA | CLOSED | CLOSED | LINK | 12.000 kV | 11 kV | GAS |  |  |  |  | SIEMENS | ITEM | CV744625-000170/019 | N/A | JLN SUTERA 2/1A | SUBSTATION | Unknown | NO | Unknown | DISTRIBUTION | TNB | CHERAS | NO | 75 |  |  | Unknown | Unknown |  | LINE |  | 28 | 630.000 A | 0.63 | 50 | 20 | B08816 | NO | N/A |  |  |  | 0 | BBB4902 JALAN SUTERA 2/1A |  | 3 | Pass | null
15214054 | B08813 | B08813 |  |  |  |  | Existing | RYB | JUBA-3 | B08065 TMN SUTERA | CLOSED | CLOSED | LINK | 12.000 kV | 11 kV | GAS |  |  |  |  | SIEMENS | ITEM | CV744625-000170/019 | N/A | JLN SUTERA 2/1A | SUBSTATION | Unknown | NO | Unknown | DISTRIBUTION | TNB | CHERAS | NO | 75 |  |  | Unknown | Unknown |  | LINE |  | 28 | 630.000 A | 0.63 | 50 | 20 | B08813 | NO | N/A |  |  |  | 0 | BBB4902 JALAN SUTERA 2/1A |  | 3 | Pass | null
15214111 | B09192 | B09192 |  |  | BCRS/PCE/J00680/MBB09190 | 300270729 | Existing | RYB | TSRA-3 | BKT ANGKAT IND NO 3 | CLOSED | CLOSED | LINK | 12.000 kV | 11 kV | GAS | 20061101 |  |  |  | INDKOM | INDKOM | 1206227226 |  | IND RINGAN BKT ANGKAT NO 5 | SUBSTATION | Unknown | Unknown | NONE | DISTRIBUTION | TNB | CHERAS | Unknown | 75 |  |  | Unknown | Unknown |  | LINE |  | 28 | 630.000 A | 0.63 | 50 | 20 | B09192 | Unknown |  |  |  |  | 0 | INDUSTRI RINGAN BKT ANGKAT NO 5 |  | 3 | Pass | null
15214115 | B09190 | B09190 |  |  | BCRS/PCE/J00680/MBB09190 | 300270729 | Existing | RYB | TSRA-3 | BKT ANGKAT IND NO 2 | CLOSED | CLOSED | LINK | 12.000 kV | 11 kV | GAS | 20061101 |  |  |  | VEI | INDKOM | 1206227226 |  | IND RINGAN BKT ANGKAT NO 5 | SUBSTATION | Unknown | Unknown | NONE | DISTRIBUTION | TNB | CHERAS | Unknown | 75 |  |  | Unknown | Unknown |  | LINE |  | 28 | 630.000 A | 0.63 | 50 | 20 | B09190 | Unknown |  |  |  |  | 0 | INDUSTRI RINGAN BKT ANGKAT NO 5 |  | 3 | Pass | null
15214139 | B08271 | B08271 |  |  | BCRS/PCE/J00679/MBB08271 | 300270726 | Existing | RYB | TSRA-3 | B09192 IND RGN BKT ANGKAT NO 5 | CLOSED | CLOSED | LINK | 12.000 kV | 11 kV | GAS | 20051101 |  |  |  | VEI | TOPRANK | ID2L+2T AK59 |  | IND RINGAN BKT ANGKAT NO 3 | SUBSTATION | Unknown | NO | NONE | DISTRIBUTION | TNB | CHERAS | NO | 75 |  |  | Unknown | Unknown |  | LINE |  | 28 | 630.000 A | 0.63 | 50 | 20 | B08271 | Unknown |  |  |  |  | 0 | INDUSTRI RINGAN BKT ANGKAT NO 3 |  | 3 | Pass | null
15214143 | B08273 | B08273 |  |  | BCRS/PCE/J00679/MBB08271 | 300270726 | Existing | RYB | TSRA-3 | B09949 IND RINGAN BKT ANGKATNO6 | CLOSED | CLOSED | LINK | 12.000 kV | 11 kV | GAS | 20051101 |  |  |  | VEI | TOPRANK | ID2L+2T AK59 |  | IND RINGAN BKT ANGKAT NO 3 | SUBSTATION | Unknown | NO | NONE | DISTRIBUTION | TNB | CHERAS | NO | 75 |  |  | Unknown | Unknown |  | LINE |  | 28 | 630.000 A | 20 | 50 | 20 | B08273 | Unknown |  |  |  |  | 0 | INDUSTRI RINGAN BKT ANGKAT NO 3 |  | 3 | Pass | null
15214154 | B09420 | B09420 |  |  | BCRS/PCE/J00682/MBB09417 | 300270736 | Existing | RYB | TSRA-3 | B08270 IND RGN BKT ANGKAT NO 2 | CLOSED | CLOSED | LINK | 12.000 kV | 11 kV | GAS | 20071101 |  |  |  | FALCON BETA | TAMCO | D274917 | N/A | IND RINGAN BKT ANGKAT NO 4 | SUBSTATION | Unknown | NO | Unknown | DISTRIBUTION | TNB | CHERAS | NO | 75 |  |  | Unknown | Unknown |  | LINE |  | 28 | 630.000 A | 0.63 | 50 | 20 | B09420 | Unknown |  |  |  |  | 0 | IND RINGAN BUKIT ANGKAT NO 4 |  | 3 | Pass | null
15214183 | B07230 | B07230 |  |  | BCRS/PCE/J00870/MB1 | 300502989 | Existing | RYB | JUBA-3 | B08566 TAMAN CHERAS PRIMA NO 4 | OPEN | OPEN | LINK | 12.000 kV | 11 kV | GAS |  |  |  |  | VEI | INDKOM | 1907 | N/A | CHERAS PRIMA NO 1 | SUBSTATION | Unknown | NO | Unknown | DISTRIBUTION | TNB | CHERAS | NO | 75 |  |  | Unknown | Unknown |  | LINE |  | 28 | 630.000 A | 0.63 | 50 | 20 | B07230 | NO | N/A |  |  |  | 0 | TAMAN CHERAS PRIMA NO 1 |  | 3 | Pass | null
15214187 | B07228 | B07228 |  |  | BCRS/PCE/J00870/MB1 | 300502989 | Existing | RYB | SJIM-11 | B07357 TOL PLAZA SAUJANA IMPIAN | CLOSED | CLOSED | LINK | 12.000 kV | 11 kV | GAS |  |  |  |  | VEI | INDKOM | 1907 | N/A | CHERAS PRIMA NO 1 | SUBSTATION | Unknown | NO | Unknown | DISTRIBUTION | TNB | CHERAS | NO | 75 |  |  | Unknown | Unknown |  | LINE |  | 28 | 630.000 A | 0.63 | 50 | 20 | B07228 | NO | N/A |  |  |  | 0 | TAMAN CHERAS PRIMA NO 1 |  | 3 | Pass | null
15214210 | B08812 | B07231 CHERAS PRIMA NO 2 |  |  |  |  | Existing | RYB | JUBA-3 | PPU JUBA Fdr3 | CLOSED | CLOSED | LINK | 12.000 kV | 11 kV | GAS |  |  |  |  | FALCON BETA | TAMCO | B2713346 | N/A | RMH PAM TMN SUTERA | SUBSTATION | Unknown | NO | Unknown | DISTRIBUTION | TNB | CHERAS | NO | 75 |  |  | Unknown | Unknown |  | LINE |  | 28 | 630.000 A | 0.63 | 50 | 20 | B08812 | NO | N/A |  |  |  | 0 | RUMAH PAM TAMAN SUTERA |  | 3 | Pass | null
15214214 | B08810 | B08063 TAMAN SUTERA |  |  |  |  | Existing | RYB | JUBA-3 | B08063 TAMAN SUTERA | CLOSED | CLOSED | LINK | 12.000 kV | 11 kV | GAS |  |  |  |  | FALCON BETA | TAMCO | B2713346 | N/A | RMH PAM TMN SUTERA | SUBSTATION | Unknown | NO | Unknown | DISTRIBUTION | TNB | CHERAS | NO | 75 |  |  | Unknown | Unknown |  | LINE |  | 28 | 630.000 A | 0.63 | 50 | 20 | B08810 | NO | N/A |  |  |  | 0 | RUMAH PAM TAMAN SUTERA |  | 3 | Pass | null
15214235 | B08300 | B08300 |  |  |  |  | Existing | RYB | JUBA-3 | B08568 TAMAN CHERAS PRIMA NO 4 | CLOSED | CLOSED | LINK | 12.000 kV | 11 kV | GAS |  |  |  |  | VEI | VEI | 1092 | N/A | APARTMENT MAWAR | SUBSTATION | Unknown | NO | NONE | DISTRIBUTION | TNB | CHERAS | NO | 75 |  |  | Unknown | Unknown |  | LINE |  | 28 | 630.000 A | 0.63 | 50 | 20 | B08300 | NO | N/A |  |  |  | 0 | APT MAWAR |  | 3 | Pass | null
15214239 | B08298 | B08298 |  |  |  |  | Existing | RYB | JUBA-3 | JLN SUTERA 1/5 TMN SUTERA | CLOSED | CLOSED | LINK | 12.000 kV | 11 kV | GAS |  |  |  |  | VEI | VEI | 1092 | N/A | APARTMENT MAWAR | SUBSTATION | Unknown | NO | NONE | DISTRIBUTION | TNB | CHERAS | NO | 75 |  |  | Unknown | Unknown |  | LINE |  | 28 | 630.000 A | 0.63 | 50 | 20 | B08298 | NO | N/A |  |  |  | 0 | APT MAWAR |  | 3 | Pass | null
15214257 | B07537 | B07535 |  |  | BCRS/PCE/J00872/MB | 300432409 | Existing | RYB | SJIM-11 | B07073 LACLOVE | CLOSED | CLOSED | LINK | 12.000 kV | 11 kV | GAS | 19931101 |  |  |  | ABB | ABB | 1XJN102403 | N/A | PLAZA TOL SAUJANA IMPIAN | SUBSTATION | Unknown | NO | Unknown | DISTRIBUTION | TNB | CHERAS | NO | 75 |  |  | Unknown | Unknown |  | LINE |  | 28 | 630.000 A | 0.63 | 50 | 20 | B07537 | NO | N/A |  |  |  | 0 | TOLL PLAZA SAUJANA IMPIAN |  | 3 | Pass | null
15214261 | B07535 | B07537 |  |  | BCRS/PCE/J00872/MB | 300432409 | Existing | RYB | SJIM-11 | B07073 LACLOVE | CLOSED | CLOSED | LINK | 12.000 kV | 11 kV | GAS | 19931101 |  |  |  | ABB | ABB | 1XJN102403 | N/A | PLAZA TOL SAUJANA IMPIAN | SUBSTATION | Unknown | NO | Unknown | DISTRIBUTION | TNB | CHERAS | NO | 75 |  |  | Unknown | Unknown |  | LINE |  | 28 | 630.000 A | 0.63 | 50 | 20 | B07535 | NO | N/A |  |  |  | 0 | TOLL PLAZA SAUJANA IMPIAN |  | 3 | Pass | null
15214287 | B07234 | [5 empty] | Existing | RYB |  | B08563 TMN CHERAS PRIMA NO 3 | CLOSED | CLOSED | LINK | 12.000 kV | 11 kV | GAS |  |  |  |  | ABB | ABB | 01683 |  | CHERAS PRIMA NO 2 | Unknown | Unknown | Unknown | Unknown | DISTRIBUTION | TNB | CHERAS | NO | 75 |  |  |  | Unknown |  |  |  | 28 | 630.000 A | 0.63 | 20 | 20 | B07234 | [5 empty] | 0 | TAMAN CHERAS PRIMA NO 2 |  | 3 | Pass | null
15214291 | B07231 | [5 empty] | Existing | RYB |  | B14106 SSU WOTP CHERAS NO 1 | CLOSED | CLOSED | LINK | 12.000 kV | 11 kV | GAS |  |  |  |  | ABB | ABB | 01683 |  | CHERAS PRIMA NO 2 | Unknown | Unknown | NO | Unknown | DISTRIBUTION | TNB | CHERAS | NO | 75 |  |  |  | Unknown |  |  |  | 28 | 630.000 A | 0.63 | 50 | 20 | B07231 | [5 empty] | 0 | TAMAN CHERAS PRIMA NO 2 |  | 3 | Pass | null
15862220 | B08405 | B08405 | 6812557 | 6812566 | BCRS/PCE/J00069/MB1 | 300431061 | Existing | RYB |  | B08188 BELIA IKBN NO 2 | CLOSED | CLOSED | LINK | 12.000 kV | 11 kV | GAS | 20001101 |  |  |  | FALCON BETA | TAMCO | B961280 | N/A | KG DARUL HIDAYAH A/T | SUBSTATION | Unknown | Unknown | Unknown | DISTRIBUTION | TNB | CHERAS | Unknown | 75 |  |  | Unknown | Unknown |  | LINE |  | 28 | 630.000 A | 0.63 | 50 | 20 | B08405 | NO | N/A |  |  |  | 0 | DARUL HIDAYAH |  | 3 | Pass | null
16141235 | B01998 | LFIP NO 8 | 6852358 | 6852357 | BCRS/PCE/J00638/MBB01998 | 300270334 | Existing | RYB | BLKG-11 | B01997 LFIP NO 4 | CLOSED | CLOSED | LINK | 11.000 kV | 11 kV | OIL | 20111111 | 2001 | 0124S156 |  | TAMCO | INDKOM | N/A | N/A | LFIP NO 6 | Unknown | Unknown | Unknown | Unknown | DISTRIBUTION | TNB | CHERAS | Unknown | 75 |  |  |  | Unknown |  | Unknown |  | 28 | 400.000 A | 0.4 | 50 | 20 | B01998 | NO |  |  |  |  | 0 | LFIP NO 6 |  | 3 | Pass | null
16141265 | B02001 |  | 6852358 | 6852357 | BCRS/PCE/J00638/MBB01998 | 300270334 | Existing | RYB | BLKG-11 | B11212 TMN IND TALENT 1 | CLOSED | CLOSED | LINK | 11.000 kV | 11 kV | OIL | 20111111 |  |  | NO | TAMCO | INDKOM | N/A | N/A | LFIP NO 6 | Unknown | Unknown | Unknown | Unknown | DISTRIBUTION | TNB | CHERAS | Unknown | 75 |  |  | Unknown | Unknown |  | LINE |  | 28 | 400.000 A | 0.63 | 50 | 20 | B02001 | NO |  |  |  |  | 0 | LFIP NO 6 |  | 3 | Pass | null
17025787 | B14472 | B11212 |  |  | BCRS/PCE/J01002/MB1 | 307416335 | Existing | RYB | BLKG-11 | B02001 LFIP 6 | CLOSED | CLOSED | LINK | 12.000 kV | 11 kV | GAS |  |  |  |  | TAMCO | TAMCO | B21019961 | N/A | TMN INDUSTRI TALENT JAYA NO 1 | SUBSTATION | Unknown | NO | NONE | DISTRIBUTION | TNB | CHERAS | NO | 75 |  |  | Unknown | NO |  | LINE |  | 28 | 630.000 A | 0.63 | 50 | 20 | B14472 | NO | [7 empty] | 3 | Pass | null
17025791 | B14474 | B11215 |  |  | BCRS/PCE/J01002/MB1 | 307416335 | Existing | RYB | BLKG-11 | B11216 PE TAMAN INDUSTRI TALENT NO.2 | CLOSED | CLOSED | LINK | 12.000 kV | 11 kV | GAS |  |  |  |  | TAMCO | TAMCO | B21019961 | N/A | TMN INDUSTRI TALENT JAYA NO 1 | SUBSTATION | Unknown | NO | NONE | DISTRIBUTION | TNB | CHERAS | NO | 75 |  |  | Unknown | NO |  | LINE |  | 28 | 630.000 A | 0.63 | 50 | 20 | B14474 | NO | [7 empty] | 3 | Pass | null
17025827 | B02786 | JOWAT MANAFACTURING |  |  | BCRS/PCE/J00583/MBB02786 | 300269150 | Existing | RYB | TAMI-6 | PE JOWAT MANUFACTURING SEA SB | CLOSED | CLOSED | LINK | 12.000 kV | 11 kV | GAS | 20051101 |  |  | Unknown | TAMCO | TAMCO | B248955 |  | DESA KL ENTERPRISE | Unknown | Unknown | NO | NONE | DISTRIBUTION | TNB | CHERAS | NO | 75 |  |  | Unknown | NO |  | Unknown |  | 28 | 630.000 A | 0.63 | 50 | 20 | B02786 | NO | [7 empty] | 3 | Pass | null
17025831 | B02788 |  |  |  | BCRS/PCE/J00583/MBB02786 | 300269150 | Existing | RYB | TAMI-6 | JLN PUTRA BUDIMAN 2/4 | CLOSED | CLOSED | LINK | 12.000 kV | 11 kV | GAS | 20051101 |  |  | Unknown | TAMCO | TAMCO | B248955 |  | DESA KL ENTERPRISE | Unknown | Unknown | NO | NONE | DISTRIBUTION | TNB | CHERAS | NO | 75 |  |  | Unknown | NO |  | Unknown |  | 28 | 630.000 A | 0.63 | 50 | 20 | B02788 | NO | [7 empty] | 3 | Pass | null
17025861 | B10734 |  |  |  | BCRS/PCE/J00695/MB | 300510153 | Existing | RYB | BLKG-7 | B10398 PE CLUB HOUSE JADE HILL | CLOSED | CLOSED | LINK | 11.000 kV | 11 kV | GAS | 22/10/2015 |  |  | Unknown | EPE | SIEMENS | SF6289 |  | STP JADE HILL | SUBSTATION | Unknown | NO | NONE | DISTRIBUTION | TNB | CHERAS | NO | 75 |  |  | Unknown | NO |  | Unknown |  | 28 | 630.000 A | 0.63 | 50 | 20 | B10734 | NO | [7 empty] | 3 | Pass | null
17025865 | B10732 |  |  |  | BCRS/PCE/J00695/MB | 300510153 | Existing | RYB | BLKG-7 | B12220 PE PERSIARAN JADE HILLS | CLOSED | CLOSED | LINK | 11.000 kV | 11 kV | GAS | 22/10/2015 |  |  | Unknown | EPE | SIEMENS | SF6289 |  | STP JADE HILL | Unknown | Unknown | NO | NONE | DISTRIBUTION | TNB | CHERAS | NO | 75 |  |  | Unknown | NO |  | Unknown |  | 28 | 630.000 A | 0.63 | 50 | 20 | B10732 | NO | [7 empty] | 3 | Pass | null
17025962 | B11161 | B11161 |  |  | BCRS/PCE/J01004/MB1 | 300516272 | Existing | RYB | JUBA-5 | PE TMN INDUSTRI ANGKAT PERDANA 2 | CLOSED | CLOSED | LINK | 12.000 kV | 11 kV | GAS |  |  |  | Unknown | VEI | INDKOM | 25396 | N/A | TMN INDUSTRI ANGKAT PERDANA NO 1 | SUBSTATION | Unknown | NO | NONE | DISTRIBUTION | TNB | CHERAS | NO | 75 |  |  | Unknown | NO |  | LINE |  | 28 | 630.000 A | 0.63 | 50 | 20 | B11161 | NO | [7 empty] | 3 | Pass | null
17025968 | B11158 | B11158 |  |  | BCRS/PCE/J01004/MB1 | 300516272 | Existing | RYB | JUBA-5 | PE LIC INDUSTRI | CLOSED | CLOSED | LINK | 12.000 kV | 11 kV | GAS |  |  |  | Unknown | VEI | INDKOM | 25396 | N/A | TMN INDUSTRI ANGKAT PERDANA NO 1 | SUBSTATION | Unknown | NO | NONE | DISTRIBUTION | TNB | CHERAS | NO | 75 |  |  | Unknown | NO |  | LINE |  | 28 | 630.000 A | 0.63 | 50 | 20 | B11158 | NO | [7 empty] | 3 | Pass | null
17025988 | B11550 | PE TIMELESS MILLION |  |  | BCRS/PCE/J01009/MB | 300319294 | Existing | RYB | BLKG-5 | B07221 PE TIMELESS MILLION | CLOSED | CLOSED | LINK | 12.000 kV | 11 kV | GAS | 20111101 |  |  | Unknown | VEI | VEI |  |  | LOT 5205 BLOK A | SUBSTATION | Unknown | NO | NONE | DISTRIBUTION | TNB | CHERAS | NO | 75 |  |  | Unknown | NO |  | Unknown |  | 28 | 630.000 A | 0.63 | 50 | 20 | B11550 | NO | [7 empty] | 3 | Pass | null
17025989 | B11548 | PE LOT 5205 BLOK B BLKNG JAYA |  |  | BCRS/PCE/J01009/MB | 300319294 | Existing | RYB | BLKG-5 | B11547 PE LOT 5205 BLOK B BALAKONG JAYA: | CLOSED | CLOSED | LINK | 12.000 kV | 11 kV | GAS | 20111101 |  |  | Unknown | VEI | VEI |  |  | LOT 5205 BLOK A | SUBSTATION | Unknown | NO | NONE | DISTRIBUTION | TNB | CHERAS | NO | 75 |  |  | Unknown | NO |  | Unknown |  | 28 | 630.000 A | 0.63 | 50 | 20 | B11548 | NO | [7 empty] | 3 | Pass | null
17038592 | B10179 | B04452 T. BALAKONG JY 4 |  |  | BCRS/PCE/J00596/MB | 300431598 | Existing | RYB | TAMI-5 |  | CLOSED | CLOSED | LINK | 12.000 kV | 11 kV | GAS | 20091101 |  |  |  | OMAZABAL | OMAZABAL | 0732S097 |  | BAYU COURTYARD | SUBSTATION | Unknown | NO | NONE | DISTRIBUTION | TNB | CHERAS | NO | 75 |  |  |  | NO |  |  |  | 28 |  | 0.63 | 50 | 20 | B10179 | NO | [7 empty] | 3 | Pass | null
17038593 | B10177 | B07883 P. SRI JATI |  |  | BCRS/PCE/J00596/MB | 300431598 | Existing | RYB | TAMI-5 |  | CLOSED | CLOSED | LINK | 12.000 kV | 11 kV | GAS | 20091101 |  |  |  | OMAZABAL | OMAZABAL | 0732S097 |  | BAYU COURTYARD | SUBSTATION | Unknown | NO | NONE | DISTRIBUTION | TNB | CHERAS | NO | 75 |  |  |  | NO |  |  |  | 28 |  | 0.63 | 50 | 20 | B10177 | NO | [7 empty] | 3 | Pass | null
22238683 | B06969 |  | 6856854 | 6856853 | BCRS/PCE/J00430/MB | 300431449 | Existing | RYB | CJYA-6 | B07432 SETIA KASTURI NO 4 | CLOSED | CLOSED | LINK |  | 11 kV | GAS | 20031111 |  |  | Unknown | FALCON BETA | TAMCO | D231741 |  | P/PURI SETIA KASTURI | Unknown | Unknown | Unknown | Unknown | DISTRIBUTION | TNB | CHERAS | Unknown | 75 |  |  |  | Unknown |  |  |  | 28 |  | 0.63 | 50 | 20 | B06969 | [5 empty] | 0 | PANGSAPURI SETIA KASTURI |  | 3 | Pass | null
22238689 | B06972 |  | 6856836 | 6856835 | BCRS/PCE/J00430/MB | 300431449 | Existing | RYB | CJYA-6 | B06545 SETIA KASTURI NO 2 | CLOSED | CLOSED | LINK |  | 11 kV | GAS | 20031111 |  |  | NO | FALCON BETA | TAMCO | D231741 |  | P/PURI SETIA KASTURI | Unknown | Unknown | Unknown | Unknown | DISTRIBUTION | TNB | CHERAS | Unknown | 75 |  |  |  | Unknown |  |  |  | 28 |  | 0.63 | 50 | 20 | B06972 | [5 empty] | 0 | PANGSAPURI SETIA KASTURI |  | 3 | Pass | null
22238817 | B10838 | TANMING RAYA NO.1 |  |  | BCRS/PCE/J00950/MB | 300319976 | Existing | RYB | TAMI-10 | B01879 P/E TANMING RAYA NO.1 | CLOSED | CLOSED | LINK |  | 11 kV | SF6 | 18/07/1998 |  |  |  | F_and_G | INDKOM | 0909301332 |  | YEW LUM NO 2 | Unknown | Unknown | YES | Unknown | DISTRIBUTION | TNB | CHERAS | Unknown | 75 | Unknown | Unknown | Unknown | NO |  | LINE |  | 28 |  | 0.63 | 50 | 20 | B10838 | NO | NOT APPLICABLE |  |  | Unknown | Unknown |  |  | 3 | Pass | null
22238827 | B10837 | PENGGUNA 11KV |  |  | BCRS/PCE/J00950/MB | 300319976 | Existing | RYB | TAMI-10 | PENGGUNA 11KV | CLOSED | CLOSED | LINK |  | 11 kV | SF6 | 18/07/1998 |  |  |  | INDKOM | INDKOM | 0909301332 |  | YEW LUM NO 2 | SUBSTATION | Unknown | NO | NONE | DISTRIBUTION | TNB | CHERAS | Unknown | 75 | Unknown | Unknown | Unknown | NO |  | LINE |  | 28 |  | 0.63 | 50 | 20 | B10837 | NO | NOT APPLICABLE |  |  | Unknown | Unknown |  |  | 3 | Pass | null
22238828 | B10836 | ASAHI KOSE |  |  | BCRS/PCE/J00950/MB | 300319976 | Existing | RYB | TAMI-10 | B01962 P/E ASAHI KOSE 1 | CLOSED | CLOSED | LINK |  | 11 kV | SF6 | 18/07/1998 |  |  |  | INDKOM | INDKOM | 0909301332 |  | YEW LUM NO 2 | SUBSTATION | Unknown | YES | Unknown | DISTRIBUTION | TNB | CHERAS | NO | 75 | Unknown | Unknown | Unknown | NO |  | LINE |  | 28 |  | 0.63 | 50 | 20 | B10836 | NO | NOT APPLICABLE | [6 empty] | 3 | Pass | null
22238890 | B11598 | B11598 |  |  | BCRS/PCE/J01021/MB1 | 300318504 | Existing | RYB | CJYA-12 | PMU CHERAS JAYA VCB12 | CLOSED | CLOSED | LINK |  | 11 kV | GAS | 20111111 |  |  |  | VEI | VEI | 25792 |  | LOT 33&42, JLN BALAKONG | SUBSTATION | Unknown | NO | NONE | DISTRIBUTION | TNB | CHERAS | NO | 75 |  |  |  | NO |  | LINE |  | 28 |  | 0.63 | 50 | 20 | B11598 | NO | [7 empty] | 3 | Pass | null
22238895 | B11601 | B22601 |  |  | BCRS/PCE/J01021/MB1 | 300318504 | Existing | RYB | CJYA-12 | B05045 LEW MEW CHOI | CLOSED | CLOSED | LINK |  | 11 kV | GAS | 20111111 |  |  |  | VEI | VEI | 25792 |  | LOT 33&42, JLN BALAKONG | SUBSTATION | Unknown | NO | NONE | DISTRIBUTION | TNB | CHERAS | NO | 75 |  |  |  | NO |  | LINE |  | 28 |  | 0.63 | 50 | 20 | B11601 | NO | [7 empty] | 3 | Pass | null
22238947 | B01382 | B01382 |  |  | BCRS/PCE/J00333/MBB01382 | 300010341 | Existing | RYB | CJYA-8 | B01383 IDAM RC CENTRO | OPEN | OPEN | LINK |  | 11 kV | GAS | 20101111 |  |  |  | VEI | VEI | 25492 | N/A | RAKAN BERSATU NO 2 | SUBSTATION | Unknown | NO | NONE | DISTRIBUTION | TNB | CHERAS | NO | 75 |  |  | Unknown | NO |  | LINE |  | 28 |  | 0.63 | 50 | 20 | B01382 | NO | N/A | [6 empty] | 3 | Pass | null
22238951 | B01380 | B01380 |  |  | BCRS/PCE/J00333/MBB01380 | 300010340 | Existing | RYB | CJYA-8 | B01379 SWS MOULDBASE | CLOSED | CLOSED | LINK |  | 11 kV | GAS | 20101111 |  |  |  | Unknown | VEI | 25390 | N/A | RAKAN BERSATU NO 2 | SUBSTATION | Unknown | NO | NONE | DISTRIBUTION | TNB | CHERAS | NO | 75 |  |  | Unknown | NO |  | LINE |  | 28 |  | 0.63 | 50 | 20 | B01380 | NO | N/A | [6 empty] | 3 | Pass | null
22238953 | B12189 | B12189 |  |  | BCRS/PCE/J00333/MBB01382 | 300010341 | Existing | RYB | CJYA-8 | LOOPING | CLOSED | CLOSED | LINK |  | 11 kV | GAS | 20101111 |  |  |  | VEI | VEI | 25492 | N/A | RAKAN BERSATU NO 2 | Unknown | Unknown | NO | NONE | DISTRIBUTION | TNB | CHERAS | NO | 75 |  |  | Unknown | NO |  | LINE |  | 28 |  | 0.63 | 50 | 20 | B12189 | NO | N/A | [6 empty] | 3 | Pass | null
22238963 | B12190 | B12190 |  |  | BCRS/PCE/J00333/MBB01380 | 300010340 | Existing | RYB | CJYA-8 | LOOPING | CLOSED | CLOSED | LINK |  | 12 kV | GAS | 20101111 | 1985 |  |  | VEI | VEI | 25390 | N/A | RAKAN BERSATU NO 2 | SUBSTATION | Unknown | NO | NONE | DISTRIBUTION | TNB | CHERAS | NO | 75 |  |  | Unknown | NO |  | LINE |  | 28 |  | 0.63 | 50 | 20 | B12190 | NO | N/A | [6 empty] | 3 | Pass | null
22766889 | B08127 | B11858 | 16307142 | 16307141 |  |  | Existing | RYB | MINE-5 | BUS SECTION | OPEN | OPEN | BUSBAR SECTION | 12.000 kV | 11 kV | VACUMM |  | 1998 |  |  | GEC | MAHKOTA | 2913 | 28404 | SSU PUJIAN DEVELOPM | Unknown | Unknown | Unknown | Unknown | DISTRIBUTION | TNB | CHERAS | Unknown | Unknown |  |  |  | Unknown |  |  |  |  | 800.000 A | 20 | 20 | 20 | B08127 | [5 empty] | 0 | PUJIAN DEVELOPM |  | 3 | Pass | null
26060321 | M2 | KJNG-8L5 (M) | 16344597 | 16344818 |  |  | Existing | RYB |  | PPU BANGI RESORT (2P5) | CLOSED | OPEN | MAIN |  | Unknown | Unknown |  | 0 |  |  |  | Unknown |  |  |  | Unknown | Unknown | Unknown | Unknown | DISTRIBUTION | TNB | CHERAS | Unknown | Unknown |  |  |  | Unknown | [17 empty] | 3 | Fail | Please check "Operating Voltage"
26060479 | R | KJNG-10L5 (R) | 16344589 | 16344820 |  |  | Existing | RYB |  | N/A1(KJNG) | CLOSED | OPEN | RESERVE |  | Unknown | Unknown |  | 0 |  |  |  | Unknown |  |  |  | Unknown | Unknown | Unknown | Unknown | DISTRIBUTION | TNB | CHERAS | Unknown | Unknown |  |  |  | Unknown | [17 empty] | 3 | Fail | Please check "Operating Voltage"
26060586 | M2 | KJNG-6L5 (M) | 16344594 | 16344832 |  |  | Existing | RYB |  | PPU MAHKOTA CHERAS NO 1 (1P5) | CLOSED | OPEN | MAIN |  | Unknown | Unknown |  | 0 |  |  |  | Unknown |  |  |  | Unknown | Unknown | Unknown | Unknown | DISTRIBUTION | TNB | CHERAS | Unknown | Unknown |  |  |  | Unknown | [17 empty] | 3 | Fail | Please check "Operating Voltage"
26060724 | M2 | KJNG-10L5 (M) | 16344595 | 16344819 |  |  | Existing | RYB |  | N/A1(KJNG) | CLOSED | OPEN | MAIN |  | Unknown | Unknown |  | 0 |  |  |  | Unknown |  |  |  | Unknown | Unknown | Unknown | Unknown | DISTRIBUTION | TNB | CHERAS | Unknown | Unknown |  |  |  | Unknown | [17 empty] | 3 | Fail | Please check "Operating Voltage"
26356882 | B01488 | B01488 | 6789693 | 6789692 | BCRS/PCE/J00387/MBB01488 | 300010692 | Existing | RYB | JUBA-2 | B10493 PE PDT PLAZA PERABOT BALAKONG | CLOSED | CLOSED | LINK |  | 11 kV | GAS | 18/07/1998 |  |  |  | INDKOM | INDKOM | 1011313256 | N/A | CHIN HUAT | SUBSTATION | Unknown | NO | NONE | DISTRIBUTION | TNB | CHERAS | Unknown | 75 |  |  | Unknown | NO |  | LINE |  | 28 |  | 0.63 | 50 | 20 | B01488 | NO | N/A |  |  |  | 0 | CHIN HUAT |  | 3 | Pass | null
26356996 | B03974 | B03974 |  |  | BCRS/PCE/J00857/MB1 | 300444772 | Existing | RYB |  | B11305 PE BINAFIMAS SDN. BHD. NO 2 | CLOSED | CLOSED | LINK |  | 11 kV | GAS | 19981101 |  |  |  | FALCON BETA | TAMCO | B960915 | N/A | SENADAYA | SUBSTATION | Unknown | NO | NONE | DISTRIBUTION | TNB | CHERAS | NO | 75 |  |  | Unknown | NO |  | LINE |  | 28 |  | 0.63 | 50 | 20 | B03974 | NO | N/A | [6 empty] | 3 | Pass | null
26357008 | B03972 | B03972 |  |  | BCRS/PCE/J00857/MB1 | 300444772 | Existing | RYB |  | B09481 PE AISTANA INDUSTRIES S/B | CLOSED | CLOSED | LINK |  | 11 kV | GAS | 19981101 |  |  |  | FALCON BETA | TAMCO | B960915 | N/A | SENADAYA | SUBSTATION | Unknown | NO | NONE | DISTRIBUTION | TNB | CHERAS | NO | 75 |  |  | Unknown | NO |  | LINE |  | 28 |  | 0.63 | 50 | 20 | B03972 | NO | N/A | [6 empty] | 3 | Pass | null
27791407 | B08318 | B08318 |  |  |  |  | Existing | RYB | JUBA-3 | B08863 PE JLN SUTERA 1/5 | CLOSED | CLOSED | LINK |  | 11 kV | GAS |  |  |  |  | FALCON BETA | TAMCO | D253198 | N/A | JLN SUTERA 2/5 | SUBSTATION | Unknown | NO | NONE | DISTRIBUTION | TNB | CHERAS | NO | 75 |  |  | Unknown | NO |  | LINE |  | 28 |  | 0.63 | 50 | 20 | B08318 | NO | N/A | [6 empty] | 3 | Pass | null
27791422 | B08321 | B08321 |  |  |  |  | Existing | RYB | JUBA-3 | B13297 PE JLN SR 3/4 | CLOSED | CLOSED | LINK |  | 11 kV | GAS |  |  |  |  | FALCON BETA | TAMCO | D253198 | N/A | JLN SUTERA 2/5 | SUBSTATION | Unknown | NO | NONE | DISTRIBUTION | TNB | CHERAS | NO | 75 |  |  | Unknown | NO |  | LINE |  | 28 |  | 0.63 | 50 | 20 | B08321 | NO | N/A | [6 empty] | 3 | Pass | null
28567984 |  | CJYA-7L5 | 6728763 | 6728777 |  |  | Existing | RYB | CJYA-8L5 | SPARE1(CJYA) | OPEN | OPEN | RESERVE |  | 33 kV | Unknown |  | 0 |  |  |  | Unknown |  |  | PMU CHERAS JAYA 132/33/11kV | Unknown | Unknown | Unknown | Unknown | DISTRIBUTION | TNB | CHERAS | Unknown | Unknown |  |  |  | Unknown | [17 empty] | 3 | Pass | null
28568008 |  | CJYA-1L5 | 6728469 | 6728693 |  |  | Existing | RYB | CJYA-8L5 | BTHO-G93 | OPEN | OPEN | MAIN |  | 33 kV | Unknown |  | 0 |  |  |  | Unknown |  |  | PMU CHERAS JAYA 132/33/11kV | Unknown | Unknown | Unknown | Unknown | DISTRIBUTION | TNB | CHERAS | Unknown | Unknown |  |  |  | Unknown | [17 empty] | 3 | Pass | null
28568055 |  | CJYA-6L5 | 6728367 | 6728573 |  |  | Existing | RYB | CJYA-8L5 | TCLB-C56 | OPEN | OPEN | RESERVE |  | 33 kV | Unknown |  | 0 |  |  |  | Unknown |  |  | PMU CHERAS JAYA 132/33/11kV | Unknown | Unknown | Unknown | Unknown | DISTRIBUTION | TNB | CHERAS | Unknown | Unknown |  |  |  | Unknown | [17 empty] | 3 | Pass | null
28568063 |  | CJYA-2H0 | 6729142 | 6729140 |  |  | Existing | RYB | CJYA-8L5 | CJYA-TX2-2H0 | OPEN | OPEN | MAIN |  | 33 kV | Unknown |  | 0 |  |  |  | Unknown |  |  | PMU CHERAS JAYA 132/33/11kV | Unknown | Unknown | Unknown | Unknown | DISTRIBUTION | TNB | CHERAS | Unknown | Unknown |  |  |  | Unknown | [17 empty] | 3 | Pass | null
28568071 |  | CJYA-4L5 | 6728392 | 6728579 |  |  | Existing | RYB | CJYA-8L5 | JUBA-1P5 | CLOSED | CLOSED | RESERVE |  | 33 kV | Unknown |  | 0 |  |  |  | Unknown |  |  | PMU CHERAS JAYA 132/33/11kV | Unknown | Unknown | Unknown | Unknown | DISTRIBUTION | TNB | CHERAS | Unknown | Unknown |  |  |  | Unknown | [17 empty] | 3 | Pass | null
28568113 |  | CJYA-6 | 6728389 | 6728561 |  |  | Existing | RYB |  | B01373 PKNS NO4 CHERAS JAYA | CLOSED | CLOSED | MAIN |  | 11 kV | Unknown |  | 0 |  |  |  | Unknown |  |  | PMU CHERAS JAYA 132/33/11kV | Unknown | Unknown | Unknown | Unknown | DISTRIBUTION | TNB | CHERAS | Unknown | Unknown |  |  |  | Unknown | [17 empty] | 3 | Pass | null
28568139 |  | CJYA-2L5 | 6728393 | 6728576 |  |  | Existing | RYB | CJYA-8L5 | MINE-G83 | OPEN | OPEN | MAIN |  | 33 kV | Unknown |  | 0 |  |  |  | Unknown |  |  | PMU CHERAS JAYA 132/33/11kV | Unknown | Unknown | Unknown | Unknown | DISTRIBUTION | TNB | CHERAS | Unknown | Unknown |  |  |  | Unknown | [17 empty] | 3 | Pass | null
28568143 |  | CJYA-14 | 6728342 | 6728540 |  |  | Existing | RYB |  | B01948 LFIP NO 1 | CLOSED | CLOSED | MAIN |  | 11 kV | Unknown |  | 0 |  |  |  | Unknown |  |  | PMU CHERAS JAYA 132/33/11kV | Unknown | Unknown | Unknown | Unknown | DISTRIBUTION | TNB | CHERAS | Unknown | Unknown |  |  |  | Unknown | [17 empty] | 3 | Pass | null
28568154 | T2N1 | N2 | 6728463 | 6728660 |  |  | Existing | RYB |  | N2 | CLOSED | CLOSED | NEUTRAL |  | Unknown | Unknown |  | 0 |  |  |  | Unknown |  |  | PMU CHERAS JAYA 132/33/11kV | Unknown | Unknown | Unknown | Unknown | DISTRIBUTION | TNB | CHERAS | Unknown | Unknown |  |  |  | Unknown | [8 empty] | T2N1 | [8 empty] | 3 | Fail | Please check "Operating Voltage"
28568184 |  | CJYA-1T0 | 6728451 | 6728641 |  |  | Existing | RYB | CJYA-8L5 | 33KV BUSBAR | OPEN | OPEN | MAIN |  | 33 kV | Unknown |  | 0 |  |  |  | Unknown |  |  | PMU CHERAS JAYA 132/33/11kV | Unknown | Unknown | Unknown | Unknown | DISTRIBUTION | TNB | CHERAS | Unknown | Unknown |  |  |  | Unknown | [17 empty] | 3 | Pass | null
28568192 |  | CJYA-13 | 6728531 | 6728743 |  |  | Existing | RYB |  | B01875 TAMING RAYA NO 2 | CLOSED | CLOSED | MAIN |  | 11 kV | Unknown |  | 0 |  |  |  | Unknown |  |  | PMU CHERAS JAYA 132/33/11kV | Unknown | Unknown | Unknown | Unknown | DISTRIBUTION | TNB | CHERAS | Unknown | Unknown |  |  |  | Unknown | [17 empty] | 3 | Pass | null
28568210 |  | CJYA-8 | 6728369 | 6728564 |  |  | Existing | RYB |  | B06095 KOH LABEL IND | CLOSED | CLOSED | MAIN |  | 11 kV | Unknown |  | 0 |  |  |  | Unknown |  |  | PMU CHERAS JAYA 132/33/11kV | Unknown | Unknown | Unknown | Unknown | DISTRIBUTION | TNB | CHERAS | Unknown | Unknown |  |  |  | Unknown | [17 empty] | 3 | Pass | null
28568227 |  | CJYA-1T0 | 6728452 | 6728640 |  |  | Existing | RYB | CJYA-8L5 | 33KV BUSBAR | CLOSED | CLOSED | RESERVE |  | 33 kV | Unknown |  | 0 |  |  |  | Unknown |  |  | PMU CHERAS JAYA 132/33/11kV | Unknown | Unknown | Unknown | Unknown | DISTRIBUTION | TNB | CHERAS | Unknown | Unknown |  |  |  | Unknown | [17 empty] | 3 | Pass | null
28568239 |  | CJYA-32 | 6728425 | 6728605 |  |  | Existing | RYB |  | CJYA-TX2-32 | CLOSED | CLOSED | MAIN |  | 11 kV | Unknown |  | 0 |  |  |  | Unknown |  |  | PMU CHERAS JAYA 132/33/11kV | Unknown | Unknown | Unknown | Unknown | DISTRIBUTION | TNB | CHERAS | Unknown | Unknown |  |  |  | Unknown | [17 empty] | 3 | Pass | null
28568259 |  | CJYA-1 | 6728486 | 6728657 |  |  | Existing | RYB |  | LOCAL TRANSFORMER | CLOSED | CLOSED | MAIN |  | 11 kV | Unknown |  | 0 |  |  |  | Unknown |  |  | PMU CHERAS JAYA 132/33/11kV | Unknown | Unknown | Unknown | Unknown | DISTRIBUTION | TNB | CHERAS | Unknown | Unknown |  |  |  | Unknown | [17 empty] | 3 | Pass | null
28568293 |  | CJYA-4L5 | 6728394 | 6728575 |  |  | Existing | RYB | CJYA-8L5 | JUBA-1P5 | OPEN | OPEN | MAIN |  | 33 kV | Unknown |  | 0 |  |  |  | Unknown |  |  | PMU CHERAS JAYA 132/33/11kV | Unknown | Unknown | Unknown | Unknown | DISTRIBUTION | TNB | CHERAS | Unknown | Unknown |  |  |  | Unknown | [17 empty] | 3 | Pass | null
28568297 | E1N1 | N4 | 6728511 | 6728706 |  |  | Existing | RYB |  | N4 | OPEN | OPEN | NEUTRAL |  | Unknown | Unknown |  | 0 |  |  |  | Unknown |  |  | PMU CHERAS JAYA 132/33/11kV | Unknown | Unknown | Unknown | Unknown | DISTRIBUTION | TNB | CHERAS | Unknown | Unknown |  |  |  | Unknown | [8 empty] | E1N1 | [8 empty] | 3 | Fail | Please check "Operating Voltage"
28568312 |  | CJYA-1L5 | 6728467 | 6728659 |  |  | Existing | RYB | CJYA-8L5 | BTHO-G93 | CLOSED | CLOSED | RESERVE |  | 33 kV | Unknown |  | 0 |  |  |  | Unknown |  |  | PMU CHERAS JAYA 132/33/11kV | Unknown | Unknown | Unknown | Unknown | DISTRIBUTION | TNB | CHERAS | Unknown | Unknown |  |  |  | Unknown | [17 empty] | 3 | Pass | null
28568344 |  | CJYA-5 | 6728489 | 6728677 |  |  | Existing | RYB |  | B01354 WING WAH | CLOSED | CLOSED | MAIN |  | 11 kV | Unknown |  | 0 |  |  |  | Unknown |  |  | PMU CHERAS JAYA 132/33/11kV | Unknown | Unknown | Unknown | Unknown | DISTRIBUTION | TNB | CHERAS | Unknown | Unknown |  |  |  | Unknown | [17 empty] | 3 | Pass | null
28568357 |  | CJYA-1H0 | 6729149 | 6729146 |  |  | Existing | RYB | CJYA-8L5 | CJYA-TX1-1H0 | OPEN | OPEN | RESERVE |  | 33 kV | Unknown |  | 0 |  |  |  | Unknown |  |  | PMU CHERAS JAYA 132/33/11kV | Unknown | Unknown | Unknown | Unknown | DISTRIBUTION | TNB | CHERAS | Unknown | Unknown |  |  |  | Unknown | [17 empty] | 3 | Pass | null
28568380 |  | CJYA-4 | 6728387 | 6728586 |  |  | Existing | RYB |  | BERKAT KLASIK | CLOSED | CLOSED | MAIN |  | 11 kV | Unknown |  | 0 |  |  |  | Unknown |  |  | PMU CHERAS JAYA 132/33/11kV | Unknown | Unknown | Unknown | Unknown | DISTRIBUTION | TNB | CHERAS | Unknown | Unknown |  |  |  | Unknown | [17 empty] | 3 | Pass | null
28568396 |  | CJYA-9 | 6728503 | 6728730 |  |  | Existing | RYB |  | GRANITE TILES | CLOSED | CLOSED | MAIN |  | 11 kV | Unknown |  | 0 |  |  |  | Unknown |  |  | PMU CHERAS JAYA 132/33/11kV | Unknown | Unknown | Unknown | Unknown | DISTRIBUTION | TNB | CHERAS | Unknown | Unknown |  |  |  | Unknown | [17 empty] | 3 | Pass | null
28568404 |  | CJYA-31 | 6728495 | 6728654 |  |  | Existing | RYB |  | 11KV BUSBAR | CLOSED | CLOSED | MAIN |  | 11 kV | Unknown |  | 0 |  |  |  | Unknown |  |  | PMU CHERAS JAYA 132/33/11kV | Unknown | Unknown | Unknown | Unknown | DISTRIBUTION | TNB | CHERAS | Unknown | Unknown |  |  |  | Unknown | [17 empty] | 3 | Pass | null
28568429 |  | CJYA-12 | 6728357 | 6728547 |  |  | Existing | RYB |  | B01417 WAH WAH ENGINEERING | CLOSED | CLOSED | MAIN |  | 11 kV | Unknown |  | 0 |  |  |  | Unknown |  |  | PMU CHERAS JAYA 132/33/11kV | Unknown | Unknown | Unknown | Unknown | DISTRIBUTION | TNB | CHERAS | Unknown | Unknown |  |  |  | Unknown | [17 empty] | 3 | Pass | null
28568447 |  | CJYA-6L5 | 6728366 | 6728574 |  |  | Existing | RYB | CJYA-8L5 | TCLB-C56 | CLOSED | CLOSED | MAIN |  | 33 kV | Unknown |  | 0 |  |  |  | Unknown |  |  | PMU CHERAS JAYA 132/33/11kV | Unknown | Unknown | Unknown | Unknown | DISTRIBUTION | TNB | CHERAS | Unknown | Unknown |  |  |  | Unknown | [17 empty] | 3 | Pass | null
28568499 |  | CJYA-11 | 6728528 | 6728749 |  |  | Existing | RYB |  | B01868 MAGNAVILLA NO 2 | CLOSED | CLOSED | MAIN |  | 11 kV | Unknown |  | 0 |  |  |  | Unknown |  |  | PMU CHERAS JAYA 132/33/11kV | Unknown | Unknown | Unknown | Unknown | DISTRIBUTION | TNB | CHERAS | Unknown | Unknown |  |  |  | Unknown | [17 empty] | 3 | Pass | null
28568504 |  | CJYA-1H0 | 6729148 | 6729147 |  |  | Existing | RYB | CJYA-8L5 | CJYA-TX1-1H0 | CLOSED | CLOSED | MAIN |  | 33 kV | Unknown |  | 0 |  |  |  | Unknown |  |  | PMU CHERAS JAYA 132/33/11kV | Unknown | Unknown | Unknown | Unknown | DISTRIBUTION | TNB | CHERAS | Unknown | Unknown |  |  |  | Unknown | [17 empty] | 3 | Pass | null
28568579 |  | CJYA-8L5 | 6729114 | 6729129 |  |  | Existing | RYB | CJYA-8L5 | SJIM-J30 | CLOSED | CLOSED | MAIN |  | 33 kV | Unknown |  | 0 |  |  |  | Unknown |  |  | PMU CHERAS JAYA 132/33/11kV | Unknown | Unknown | Unknown | Unknown | DISTRIBUTION | TNB | CHERAS | Unknown | Unknown |  |  |  | Unknown | [17 empty] | 3 | Pass | null
28568601 |  | CJYA-5L5 | 6728505 | 6728701 |  |  | Existing | RYB | CJYA-8L5 | TJYA-4P5 | CLOSED | CLOSED | RESERVE |  | 33 kV | Unknown |  | 0 |  |  |  | Unknown |  |  | PMU CHERAS JAYA 132/33/11kV | Unknown | Unknown | Unknown | Unknown | DISTRIBUTION | TNB | CHERAS | Unknown | Unknown |  |  |  | Unknown | [17 empty] | 3 | Pass | null
28568614 |  | CJYA-2T0 | 6728420 | 6728609 |  |  | Existing | RYB | CJYA-8L5 | 33KV BUSBAR | OPEN | OPEN | RESERVE |  | 33 kV | Unknown |  | 0 |  |  |  | Unknown |  |  | PMU CHERAS JAYA 132/33/11kV | Unknown | Unknown | Unknown | Unknown | DISTRIBUTION | TNB | CHERAS | Unknown | Unknown |  |  |  | Unknown | [17 empty] | 3 | Pass | null
28568633 |  | CJYA-3L5 | 6728466 | 6728658 |  |  | Existing | RYB | CJYA-8L5 | SGLN-F96 | OPEN | OPEN | RESERVE |  | 33 kV | Unknown |  | 0 |  |  |  | Unknown |  |  | PMU CHERAS JAYA 132/33/11kV | Unknown | Unknown | Unknown | Unknown | DISTRIBUTION | TNB | CHERAS | Unknown | Unknown |  |  |  | Unknown | [17 empty] | 3 | Pass | null
28568647 |  | CJYA-2 | 6728424 | 6728606 |  |  | Existing | RYB |  | B01231 KG BARU BALAKONG COMPACT | CLOSED | CLOSED | MAIN |  | 11 kV | Unknown |  | 0 |  |  |  | Unknown |  |  | PMU CHERAS JAYA 132/33/11kV | Unknown | Unknown | Unknown | Unknown | DISTRIBUTION | TNB | CHERAS | Unknown | Unknown |  |  |  | Unknown | [17 empty] | 3 | Pass | null
28568651 |  | CJYA-7L5 | 6728764 | 6728778 |  |  | Existing | RYB | CJYA-8L5 | TSRA-2P5 | CLOSED | CLOSED | MAIN |  | 33 kV | Unknown |  | 0 |  |  |  | Unknown |  |  | PMU CHERAS JAYA 132/33/11kV | Unknown | Unknown | Unknown | Unknown | DISTRIBUTION | TNB | CHERAS | Unknown | Unknown |  |  |  | Unknown | [17 empty] | 3 | Pass | null
28568678 |  | CJYA-3 | 6728488 | 6728682 |  |  | Existing | RYB |  | B01318 GREAT ASIA TIN CAN | CLOSED | CLOSED | MAIN |  | 11 kV | Unknown |  | 0 |  |  |  | Unknown |  |  | PMU CHERAS JAYA 132/33/11kV | Unknown | Unknown | Unknown | Unknown | DISTRIBUTION | TNB | CHERAS | Unknown | Unknown |  |  |  | Unknown | [17 empty] | 3 | Pass | null
28568695 |  | CJYA-8L5 | 6729115 | 6729128 |  |  | Existing | RYB | CJYA-8L5 | SJIM-J30 | OPEN | OPEN | RESERVE |  | 33 kV | Unknown |  | 0 |  |  |  | Unknown |  |  | PMU CHERAS JAYA 132/33/11kV | Unknown | Unknown | Unknown | Unknown | DISTRIBUTION | TNB | CHERAS | Unknown | Unknown |  |  |  | Unknown | [17 empty] | 3 | Pass | null
28568699 |  | CJYA-2T0 | 6728421 | 6728608 |  |  | Existing | RYB | CJYA-8L5 | 33KV BUSBAR | CLOSED | CLOSED | MAIN |  | 33 kV | Unknown |  | 0 |  |  |  | Unknown |  |  | PMU CHERAS JAYA 132/33/11kV | Unknown | Unknown | Unknown | Unknown | DISTRIBUTION | TNB | CHERAS | Unknown | Unknown |  |  |  | Unknown | [17 empty] | 3 | Pass | null
28568711 | R1N1 | N5 | 6728510 | 6728711 |  |  | Existing | RYB |  | N5 | CLOSED | CLOSED | NEUTRAL |  | Unknown | Unknown |  | 0 |  |  |  | Unknown |  |  | PMU CHERAS JAYA 132/33/11kV | Unknown | Unknown | Unknown | Unknown | DISTRIBUTION | TNB | CHERAS | Unknown | Unknown |  |  |  | Unknown | [8 empty] | R1N1 | [8 empty] | 3 | Fail | Please check "Operating Voltage"
28568721 |  | CJYA-2H0 | 6729143 | 6728637 |  |  | Existing | RYB | CJYA-8L5 | CJYA-TX2-2H0 | CLOSED | CLOSED | RESERVE |  | 33 kV | Unknown |  | 0 |  |  |  | Unknown |  |  | PMU CHERAS JAYA 132/33/11kV | Unknown | Unknown | Unknown | Unknown | DISTRIBUTION | TNB | CHERAS | Unknown | Unknown |  |  |  | Unknown | [17 empty] | 3 | Pass | null
28568726 |  | CJYA-2L5 | 6728391 | 6728582 |  |  | Existing | RYB | CJYA-8L5 | MINE-G83 | CLOSED | CLOSED | RESERVE |  | 33 kV | Unknown |  | 0 |  |  |  | Unknown |  |  | PMU CHERAS JAYA 132/33/11kV | Unknown | Unknown | Unknown | Unknown | DISTRIBUTION | TNB | CHERAS | Unknown | Unknown |  |  |  | Unknown | [17 empty] | 3 | Pass | null
28568732 |  | CJYA-5L5 | 6728506 | 6728722 |  |  | Existing | RYB | CJYA-8L5 | TJYA-4P5 | OPEN | OPEN | MAIN |  | 33 kV | Unknown |  | 0 |  |  |  | Unknown |  |  | PMU CHERAS JAYA 132/33/11kV | Unknown | Unknown | Unknown | Unknown | DISTRIBUTION | TNB | CHERAS | Unknown | Unknown |  |  |  | Unknown | [17 empty] | 3 | Pass | null
28568768 | T1N1 | N1 | 6728464 | 6728665 |  |  | Existing | RYB |  | N1 | CLOSED | CLOSED | NEUTRAL |  | Unknown | Unknown |  | 0 |  |  |  | Unknown |  |  | PMU CHERAS JAYA 132/33/11kV | Unknown | Unknown | Unknown | Unknown | DISTRIBUTION | TNB | CHERAS | Unknown | Unknown |  |  |  | Unknown | [8 empty] | T1N1 | [8 empty] | 3 | Fail | Please check "Operating Voltage"
28568777 |  | CJYA-10 | 6728355 | 6728567 |  |  | Existing | RYB |  | B09088 TMN TAMING MAJU CRS JY | CLOSED | CLOSED | MAIN |  | 11 kV | Unknown |  | 0 |  |  |  | Unknown |  |  | PMU CHERAS JAYA 132/33/11kV | Unknown | Unknown | Unknown | Unknown | DISTRIBUTION | TNB | CHERAS | Unknown | Unknown |  |  |  | Unknown | [17 empty] | 3 | Pass | null
28568792 |  | CJYA-3L5 | 6728468 | 6728692 |  |  | Existing | RYB | CJYA-8L5 | SGLN-F96 | CLOSED | CLOSED | MAIN |  | 33 kV | Unknown |  | 0 |  |  |  | Unknown |  |  | PMU CHERAS JAYA 132/33/11kV | Unknown | Unknown | Unknown | Unknown | DISTRIBUTION | TNB | CHERAS | Unknown | Unknown |  |  |  | Unknown | [17 empty] | 3 | Pass | null
28568804 |  | CJYA-7 | 6728501 | 6728733 |  |  | Existing | RYB |  | B01575 PKNS CHERAS JAYA NO 5 | CLOSED | CLOSED | MAIN |  | 11 kV | Unknown |  | 0 |  |  |  | Unknown |  |  | PMU CHERAS JAYA 132/33/11kV | Unknown | Unknown | Unknown | Unknown | DISTRIBUTION | TNB | CHERAS | Unknown | Unknown |  |  |  | Unknown | [17 empty] | 3 | Pass | null
28634199 | B09998 | B09998 |  |  |  |  | Existing | RYB | SGLN-9 | B10105 SG LONG SUBSTION NO 2 | CLOSED | CLOSED | LINK |  | 11 kV | GAS |  |  |  |  | FALCON BETA | TAMCO | B2714015 | N/A | TMN SERI SG LONG | SUBSTATION | Unknown | NO | NONE | DISTRIBUTION | TNB | CHERAS | NO | 75 |  |  | Unknown | NO |  | LINE |  | 28 |  | 0.63 | 50 | 20 | B09998 | NO | N/A | [6 empty] | 3 | Pass | null
28634200 | B09996 | B09996 |  |  |  |  | Existing | RYB | SGLN-9 | B09139 TMN SUNNYSIDE NO.3 | CLOSED | CLOSED | LINK | 20.000 kV | 11 kV | GAS |  |  |  |  | FALCON BETA | TAMCO | B2714015 | N/A | TMN SERI SG LONG | SUBSTATION | Unknown | NO | NONE | DISTRIBUTION | TNB | CHERAS | NO | 75 |  |  | Unknown | NO |  | LINE |  | 28 |  | 0.63 | 50 | 20 | B09996 | NO | N/A | [6 empty] | 3 | Pass | null
28634281 | B09112 | B09112 |  |  | BCRS/PCE/J00702/MBB09112 | 300270860 | Existing | RYB | BLKG-12 | B01457 JONG SENG CPT | CLOSED | CLOSED | LINK |  | 11 kV | GAS | 20051101 |  |  |  | SIEMENS | SIEMENS | CV744626-000270/017 | N/A | APARTMENT DESA RIA | SUBSTATION | Unknown | NO | NONE | DISTRIBUTION | TNB | CHERAS | NO | 75 |  |  | Unknown | NO |  | LINE |  | 28 |  | 0.63 | 50 | 20 | B09112 | NO | N/A | [6 empty] | 3 | Pass | null
28634296 | B09115 | B09115 |  |  | BCRS/PCE/J00702/MBB09112 | 300270860 | Existing | RYB | BLKG-12 | B01456 TMN IMPIAN EHSAN 1 | CLOSED | CLOSED | LINK |  | 11 kV | GAS | 20051101 |  |  |  | SIEMENS | SIEMENS | CV744626-000270/017 | N/A | APARTMENT DESA RIA | SUBSTATION | Unknown | NO | NONE | DISTRIBUTION | TNB | CHERAS | NO | 75 |  |  | Unknown | NO |  | LINE |  | 28 |  | 0.63 | 50 | 20 | B09115 | NO | N/A | [6 empty] | 3 | Pass | null
28636283 | B11604 | B11605 KILANG JLN TNMG 2 NO. 2 |  |  | BCRS/PCE/J01022/MB1 | 300318503 | Existing | RYB | TAMI-4 | B11605 KILANG JLN TAMING 2 NO 2 | CLOSED | CLOSED | LINK |  | 11 kV | GAS | 15/08/2012 |  |  |  | INDKOM | INDKOM | 1104217053 |  | KILANG JLN TANMING 2 NO 1 | Unknown | Unknown | NO | NONE | DISTRIBUTION | TNB | CHERAS | NO | 75 |  |  |  | NO |  | LINE |  | 28 |  | 0.63 | 50 | 20 | B11604 | NO | [7 empty] | 3 | Pass | null
28636298 | B11602 | B02776 BALAKONG 275 |  |  | BCRS/PCE/J01022/MB1 | 300318503 | Existing | RYB | TAMI-4 |  | CLOSED | CLOSED | LINK |  | 11 kV | GAS | 15/08/2012 |  |  |  | INDKOM | INDKOM | 1104217053 |  | KILANG JLN TANMING 2 NO 1 | Unknown | Unknown | NO | NONE | DISTRIBUTION | TNB | CHERAS | NO | 75 |  |  |  | NO |  | LINE |  | 28 |  | 0.63 | 50 | 20 | B11602 | NO | [7 empty] | 3 | Pass | null
30281443 | B11607 |  |  |  | BCRS/PCE/J01023/MB | 300318502 | Existing | RYB | TAMI-4 | B10194 MINLON LIGHT B | CLOSED | CLOSED | LINK |  | 11 kV | GAS | 19/04/2013 |  |  |  | VEI | VEI | 26250 |  | KILANG JLN TANMING 2 NO 2 | Unknown | Unknown | Unknown | Unknown | DISTRIBUTION | TNB | CHERAS | NO | 75 |  |  |  | Unknown |  | LINE |  | 28 |  | 0.63 | 50 | 20 | B11607 | NO | [7 empty] | 3 | Pass | null
30281455 | B11605 |  |  |  | BCRS/PCE/J01023/MB | 300318502 | Existing | RYB | TAMI-4 | B11604 KILANG JLN TNMG 2 NO. 1 | CLOSED | CLOSED | LINK |  | 11 kV | GAS | 19/04/2013 |  |  |  | VEI | VEI | 26250 |  | KILANG JLN TANMING 2 NO 2 | Unknown | Unknown | Unknown | Unknown | DISTRIBUTION | TNB | CHERAS | NO | 75 |  |  |  | Unknown |  | LINE |  | 28 |  | 0.63 | 50 | 20 | B11605 | NO | [7 empty] | 3 | Pass | null
30281792 | B10938 | B07877 NO. 1 BLKG 25 |  |  | BCRS/PCE/J00972/MBB10935 | 300308274 | Existing | RYB | TAMI-6 | NO. 1 JLN BLKG JAYA 25 | CLOSED | CLOSED | LINK |  | 11 kV | GAS | 20101111 |  |  |  | Unknown | TAMCO | D296109 |  | BAYU PARK VILLE | Unknown | Unknown | Unknown | Unknown | DISTRIBUTION | TNB | CHERAS | Unknown | 75 |  |  | CONTROL | Unknown |  |  |  | 28 |  | 0.63 | 50 | 20 | B10938 | Unknown | [7 empty] | 3 | Pass | null
30281807 | B10935 | B10935 CHEW TSU PEH |  |  | BCRS/PCE/J00972/MBB10935 | 300308274 | Existing | RYB | TAMI-6 | CHEW TSU PEH | CLOSED | CLOSED | LINK |  | 11 kV | GAS | 20101111 |  |  |  | Unknown | TAMCO | D296109 | Unknown | BAYU PARK VILLE | SUBSTATION | Unknown | Unknown | Unknown | DISTRIBUTION | TNB | CHERAS | Unknown | 75 | Unknown | Unknown | Unknown | Unknown |  | LINE |  | 28 | 630.000 A | 0.63 | 50 | 20 | B10935 | Unknown | NOT APPLICABLE |  |  | Unknown | Unknown |  |  | 3 | Pass | null
30282427 | B11484 | B11484 |  |  | BCRS/PCE/J00579/MB | 300430801 | Existing | RYB | TAMI-6 | B07880 CHEW TSU PEH | OPEN | CLOSED | LINK |  | 11 kV | GAS | 21/07/2011 |  |  |  | F_and_G | INDKOM | 1101223625 | NOT APPLICABLE | TMN PERINDUSTRIAN BALAKONG NO 3 | SUBSTATION | Unknown | YES | Unknown | DISTRIBUTION | TNB | CHERAS | Unknown | 75 | Unknown | Unknown | Unknown | NO |  | LINE |  | 28 | 630.000 A | 0.63 | 50 | 20 | B11484 | NO | NOT APPLICABLE |  |  | Unknown | Unknown |  |  | 3 | Pass | null
30282442 | B11487 | B11487 |  |  | BCRS/PCE/J00579/MB | 300430801 | Existing | RYB | TAMI-6 | B12735 PE SUNSHINE EST 3393 | CLOSED | CLOSED | LINK |  | 11 kV | GAS | 21/07/2011 |  |  |  | F_and_G | INDKOM | 1101223625 | NOT APPLICABLE | TMN PERINDUSTRIAN BALAKONG NO 3 | SUBSTATION | Unknown | YES | Unknown | DISTRIBUTION | TNB | CHERAS | Unknown | 75 | Unknown | Unknown | Unknown | NO |  | LINE |  | 28 | 630.000 A | 0.63 | 50 | 20 | B11487 | NO | NOT APPLICABLE |  |  | Unknown | Unknown |  |  | 3 | Pass | null
30283261 | B10013 | B11618 LOT 3396 BJ2 |  |  | BCRS/PCE/J00592/MB | 300431596 | Existing | RYB | TAMI-6 |  | CLOSED | CLOSED | LINK |  | 11 kV |  | 19981101 | [7 empty] | TMN PERINDUSTIRAN BALAKONG NO 2 | Unknown | Unknown | NO | NONE | DISTRIBUTION | TNB | CHERAS | NO | Unknown |  |  |  | NO | [8 empty] | B10013 | NO | [7 empty] | 3 | Pass | null
30283276 | B10016 | B10017 T. IND BLKG 1 |  |  | BCRS/PCE/J00592/MB | 300431596 | Existing | RYB | TAMI-6 |  | CLOSED | CLOSED | LINK |  | 11 kV | GAS | 19981101 |  |  |  | VEI |  |  | NOT APPLICABLE | TMN PERINDUSTIRAN BALAKONG NO 2 | Unknown | Unknown | YES | Unknown | DISTRIBUTION | TNB | CHERAS | NO | Unknown | Unknown | Unknown | Unknown | NO |  | LINE |  |  | 630.000 A | 20 |  | 50 | B10016 | NO | NOT APPLICABLE |  |  | Unknown | Unknown |  |  | 3 | Pass | null
30284673 | B04456 | SIERA CHAMP |  |  | BCRS/PCE/J00733/MBB04455 | 300270996 | Existing | RYB | TAMI-5 | B02798 SEIRA CHARM | CLOSED | CLOSED | LINK |  | 11 kV | GAS | 18/07/1998 |  |  |  | VEI | VEI | 24174 | NOT AVAILABLE | NO 5 TMN BALAKONG JAYA | SUBSTATION | Unknown | NO | NONE | DISTRIBUTION | TNB | CHERAS | NO | 75 |  |  | Unknown | NO |  | LINE |  | 28 |  | 0.63 | 50 | 20 | B04456 | NO | NOT AVAILABLE | [6 empty] | 3 | Pass | null
30284688 | B04455 | BALAKONG JAYA 1 |  |  | BCRS/PCE/J00733/MBB04455 | 300270996 | Existing | RYB | TAMI-5 | B00642 BALAKONG JAYA 1 | CLOSED | CLOSED | LINK |  | 11 kV | GAS | 18/07/1998 |  |  |  | VEI | VEI | 24174 | NOT AVAILABLE | NO 5 TMN BALAKONG JAYA | SUBSTATION | Unknown | NO | NONE | DISTRIBUTION | TNB | CHERAS | NO | 75 |  |  | Unknown | NO |  | LINE |  | 28 |  | 0.63 | 50 | 20 | B04455 | NO | NOT AVAILABLE | [6 empty] | 1 | Pass | null
30285227 | B10113 | KAJANG HEIGHT NO.2 |  |  | BCRS/PCE/J00601/MBB02876 | 300512621 | Existing | RYB | TAMI-5 | KAJANG HEIGHT NO.2 | CLOSED | CLOSED | LINK | 12.000 kV | 11 kV | GAS |  |  |  |  | TAMCO | INDKOM |  | NOT APPLICABLE | KAJANG HEIGHT NO 4 | SUBSTATION | Unknown | YES | Unknown | DISTRIBUTION | TNB | CHERAS | Unknown | 75 | Unknown | Unknown | Unknown | NO |  | LINE |  | 28 | 630.000 A | 0.63 | 50 | 20 | B10113 | NO | NOT APPLICABLE |  |  | Unknown | Unknown |  |  | 3 | Pass | null
30285242 | B10111 | KAJANG HEIGHT NO.1 |  |  | BCRS/PCE/J00601/MBB02876 | 300512621 | Existing | RYB | TAMI-5 | KAJANG HEIGHT NO.1 | CLOSED | CLOSED | LINK | 12.000 kV | 11 kV | GAS |  |  |  |  | TAMCO | INDKOM |  | NOT APPLICABLE | KAJANG HEIGHT NO 4 | SUBSTATION | Unknown | YES | NONE | DISTRIBUTION | TNB | CHERAS | Unknown | 75 | Unknown | Unknown | Unknown | NO |  | LINE |  | 28 | 630.000 A | 20 | 50 | 20 | B10111 | NO | NOT APPLICABLE |  |  | Unknown | Unknown |  |  | 3 | Pass | null
30414621 | B02812 | B02813 MMC |  |  | BCRS/PCE/J00723/MBB02810 | 300270929 | Existing | RYB | TAMI-5 |  | CLOSED | CLOSED | LINK |  | 11 kV |  | 18/07/1998 |  |  |  |  | TAMCO |  |  | TANMING VEHICLE | Unknown | Unknown | NO | NONE | DISTRIBUTION | TNB | CHERAS | NO | Unknown |  |  |  | NO | [8 empty] | B02812 | NO | [7 empty] | 3 | Pass | null
30414633 | B02810 |  |  |  | BCRS/PCE/J00723/MBB02810 | 300270929 | Existing | RYB | TAMI-5 | B02809 LAM KONG SAM | CLOSED | CLOSED | LINK |  | 11 kV |  | 18/07/1998 |  |  |  |  | TAMCO |  |  | TANMING VEHICLE | Unknown | Unknown | NO | NONE | DISTRIBUTION | TNB | CHERAS | NO | Unknown |  |  |  | NO | [8 empty] | B02810 | NO | [7 empty] | 3 | Pass | null
30416407 | B10985 | PE BKT RASA SAYANG |  |  | BCRS/PCE/J00985/MB | 300319441 | Existing | RYB |  | B08868 PE BKT RASA SAYANG | CLOSED | CLOSED | LINK |  | 11 kV | GAS | 20101101 |  |  | Unknown | FALCON BETA | TAMCO | D2106167 | Not Applicable | TMN TANMING MUTIARA NO 2 | SUBSTATION | Unknown | YES | Unknown | DISTRIBUTION | TNB | CHERAS | Unknown | 75 | Unknown | Unknown | Unknown | NO |  | LINE |  | 28 |  | 0.63 | 50 | 20 | B10985 | NO | Not Applicable |  |  | Unknown | Unknown |  |  | 3 | Pass | null
30416422 | B10982 | PE TAMAN MUTIARA JAYA NO 1 |  |  | BCRS/PCE/J00985/MB | 300319441 | Existing | RYB | MHCR-5 | B12301 PE TAMAN MUTIARA JAYA NO 1 | OPEN | OPEN | LINK |  | 11 kV | GAS | 20101101 |  |  | Unknown | FALCON BETA | TAMCO | D2106167 | Not Applicable | TMN TANMING MUTIARA NO 2 | SUBSTATION | Unknown | YES | NONE | DISTRIBUTION | TNB | CHERAS | Unknown | 75 | Unknown | Unknown | Unknown | NO |  | LINE |  | 28 | 630.000 A | 0.63 | 50 | 20 | B10982 | NO | Not Applicable |  |  | Unknown | Unknown |  |  | 3 | Pass | null
30416992 | B11420 |  | 6791893 | 6791892 | BCRS/PCE/J00155/MBB02097 | 300005323 | Existing | RYB | LMAS-14 | LMAS-14 | CLOSED | CLOSED | LINK | 11.000 kV | 11 kV | GAS | 20001101 | 0 | J3666/1/R-753 |  | INDKOM | INDKOM | 1005312431 |  | TMN MUDUN | Unknown | Unknown | Unknown | Unknown | DISTRIBUTION | TNB | CHERAS | Unknown | 75 |  |  |  | Unknown |  |  |  | 28 | 400.000 A | 0.63 | 50 | 20 | B11420 | [5 empty] | 0 | TAMAN MUDUN |  | 3 | Pass | null
32879164 | B10605 | B10605 |  |  | BCRS/PCE/J00979/MB | 300319464 | Existing | RYB | JUBA-3 | PE APARTMENT TERATAI NO 1 | CLOSED | CLOSED | LINK |  | 11 kV | GAS | 18/07/1998 |  |  |  | LUCY | TAMCO | N/A | NOT APPLICABLE | APARTMENT TERATAI NO 2 | SUBSTATION | Unknown | YES | Unknown | DISTRIBUTION | TNB | CHERAS | Unknown | 75 | Unknown | Unknown | Unknown | NO |  | LINE |  | 28 | 630.000 A | 0.63 | 50 | 20 | B10605 | NO | NOT APPLICABLE |  |  | Unknown | Unknown |  |  | 1 | Pass | null
32879176 | B10607 | B10607 |  |  | BCRS/PCE/J00979/MB | 300319464 | Existing | RYB | JUBA-3 | PE JLN SUTERA 1/5 TAMAN SUTERA | CLOSED | CLOSED | LINK |  | 11 kV | GAS | 18/07/1998 |  |  |  | LUCY | TAMCO | N/A | NOT APPLICABLE | APARTMENT TERATAI NO 2 | SUBSTATION | Unknown | YES | Unknown | DISTRIBUTION | TNB | CHERAS | Unknown | 75 | Unknown | Unknown | Unknown | NO |  | LINE |  | 28 | 630.000 A | 0.63 | 50 | 20 | B10607 | NO | NOT APPLICABLE |  |  | Unknown | Unknown |  |  | 1 | Pass | null
32982409 | B01540 | B01540 | 6763702 | 6763701 | BCRS/PCE/J00302/MB1 | 310282239 | Existing | RYB | CJYA-4 | B01539 PE MIEL NO 4 | CLOSED | CLOSED | LINK | 12.000 kV | 11 kV | OIL |  | 1991 | 62109390 |  | TAMCO CUTLER HAMMER | TAMCO CUTLER HAMMER | R17165-101R | N/A | TMN CHERAS JAYA NO 4 | SUBSTATION | Unknown | Unknown | Unknown | DISTRIBUTION | TNB | CHERAS | Unknown | 75 |  |  | Unknown | Unknown |  | LINE |  | 28 | 630.000 A | 0.63 | 50 | 20 | B01540 | NO | N/A |  |  |  | 0 | TAMAN CHERAS JAYA NO 3 |  | 3 | Pass | null
32982422 | B01542 | B01542 | 6763705 | 6763704 | BCRS/PCE/J00302/MB1 | 310282239 | Existing | RYB | CJYA-4 | B01543 CHERAS JAYA NO 3 | CLOSED | CLOSED | LINK | 12.000 kV | 11 kV | OIL |  | 1991 | 62109390 |  | TAMCO CUTLER HAMMER | TAMCO CUTLER HAMMER | R17165-105R | N/A | TMN CHERAS JAYA NO 4 | SUBSTATION | Unknown | Unknown | Unknown | DISTRIBUTION | TNB | CHERAS | Unknown | 75 |  |  | Unknown | Unknown |  | LINE |  | 28 | 630.000 A | 0.63 | 50 | 20 | B01542 | NO | N/A |  |  |  | 0 | TAMAN CHERAS JAYA NO 3 |  | 3 | Pass | null
34807610 | B11805 | PE TMN DUTAMAS NO.1 |  |  | BCRS/PCE/J01085/MB1 | 300448870 | Existing | RYB | JUBA-14 | B11061 PE TMN DUTAMAS NO.1 | CLOSED | CLOSED | LINK | 12.000 kV | 11 kV | GAS | 20121111 |  |  | Unknown | F_and_G | INDKOM | 1203226547 | NOT APPLICABLE | JLN DUTAMAS 9 | SUBSTATION | Unknown | YES | Unknown | DISTRIBUTION | TNB | CHERAS | NO | 75 | Unknown | Unknown | Unknown | NO |  | LINE |  | 28 | 630.000 A | 0.63 | 50 | 20 | B11805 | NO | NOT APPLICABLE |  |  | Unknown | Unknown | JALAN DUTAMAS 9 |  | 3 | Pass | null
34807625 | B11808 | PE AVENUE 4 NO.2 |  |  | BCRS/PCE/J01085/MB1 | 300448870 | Existing | RYB | JUBA-14 | B13808 PE AVENUE 4 NO.2 | CLOSED | CLOSED | LINK | 12.000 kV | 11 kV | GAS | 20121111 |  |  | Unknown | F_and_G | INDKOM | 1203226547 | NOT APPLICABLE | JLN DUTAMAS 9 | SUBSTATION | Unknown | YES | Unknown | DISTRIBUTION | TNB | CHERAS | Unknown | 75 | Unknown | Unknown | Unknown | NO |  | LINE |  | 28 | 630.000 A | 0.63 | 50 | 20 | B11808 | NO | NOT APPLICABLE |  |  | Unknown | Unknown |  |  | 3 | Pass | null
34808946 | B12019 | B12019 |  |  | BCRS/PCE/J01075/MBB12016 | 300431250 | Existing | RYB | MHCR-3 | B10351 PE VISTA CITY JALAN PANGLIMA | CLOSED | CLOSED | LINK | 12.000 kV | 11 kV | GAS | 20120811 |  |  |  | TOSHIBA | TOPRANK | 1D2L2T AY 16/2012 | NOT APPLICABLE | JLN MAHKOTA RESIDENCE NO 1 | SUBSTATION | Unknown | YES | Unknown | DISTRIBUTION | TNB | CHERAS | Unknown | 75 | Unknown | Unknown | Unknown | NO |  | LINE |  | 28 | 630.000 A | 0.63 | 50 | 20 | B12019 | NO | NOT APPLICABLE |  |  | Unknown | Unknown |  |  | 3 | Pass | null
34808961 | B12016 | B12016 |  |  | BCRS/PCE/J01075/MBB12016 | 300431250 | Existing | RYB | MHCR-3 | JALAN MAHKOTA RESIDENCE 2 | CLOSED | CLOSED | LINK | 12.000 kV | 11 kV | GAS | 20120811 |  |  |  |  | TOPRANK | 1D2L2T AY16/2012 | NOT APPLICABLE | JLN MAHKOTA RESIDENCE NO 1 | Unknown | Unknown | YES | Unknown | DISTRIBUTION | TNB | CHERAS | Unknown | Unknown | Unknown | Unknown |  | NO |  | LINE |  |  | 630.000 A |  |  | 20 | B12016 | NO | NOT APPLICABLE |  |  | Unknown | Unknown |  |  | 3 | Pass | null
34809838 | B12013 | B12013 |  |  | BCRS/PCE/J01048/MB1 | 300430876 | Existing | RYB | MHCR-3 | MAHKOTA RESIDENCE | CLOSED | CLOSED | LINK | 12.000 kV | 11 kV | GAS | 20120811 |  |  |  | Unknown | Unknown | SSE/TNB/61/2012-5/0004 | NOT APPLICABLE | JLN MAHKOTA RESIDENCE NO 2 | SUBSTATION | Unknown | YES | Unknown | DISTRIBUTION | TNB | CHERAS | Unknown | 75 | Unknown | Unknown |  | NO |  | LINE |  | 28 | 630.000 A | 0.63 | 50 | 20 | B12013 | NO | NOT APPLICABLE |  |  | Unknown | Unknown |  |  | 3 | Pass | null
34809850 | B12015 | B12016 JLN MAHKOTA RESIDENCE 1 |  |  | BCRS/PCE/J01048/MB1 | 300430876 | Existing | RYB | MHCR-3 | JLN MAHKOTA RESIDENCE | CLOSED | CLOSED | LINK | 12.000 kV | 11 kV | GAS | 20120811 |  |  |  | Unknown | Unknown | SSE/TNB 61/2012-5/0004 | NOT APPLICABLE | JLN MAHKOTA RESIDENCE NO 2 | SUBSTATION | Unknown | YES | Unknown | DISTRIBUTION | TNB | CHERAS | Unknown | 75 | Unknown | Unknown | Unknown | NO |  | LINE |  | 28 | 630.000 A | 0.63 | 50 | 20 | B12015 | NO | NOT APPLICABLE |  |  | Unknown | Unknown |  |  | 3 | Pass | null
34810728 | B11608 | B11608 |  |  |  |  | Existing | RYB | JUBA-3 | JALAN SUTERA 2/1A | CLOSED | CLOSED | LINK | 12.000 kV | 11 kV | GAS |  |  |  |  | VEI | VEI | 26187 | NOT APPLICABLE | JALAN SUTERA 4/2 | SUBSTATION | Unknown | YES | Unknown | DISTRIBUTION | TNB | CHERAS | Unknown | 75 | Unknown | Unknown | Unknown | NO |  | LINE |  | 28 | 630.000 A | 0.63 | 50 | 20 | B11608 | NO | NOT APPLICABLE |  |  | Unknown | Unknown |  |  | 1 | Pass | null
34810740 | B11610 | B11610 |  |  |  |  | Existing | RYB | JUBA-3 | RUMAH FASA 4 2 TINGKAT | CLOSED | CLOSED | LINK | 12.000 kV | 11 kV | GAS |  |  |  |  | VEI | VEI | 26187 | NOT APPLICABLE | JALAN SUTERA 4/2 | SUBSTATION | Unknown | YES | Unknown | DISTRIBUTION | TNB | CHERAS | Unknown | 75 | Unknown | Unknown | Unknown | NO |  | LINE |  | 28 | 630.000 A | 0.63 | 50 | 20 | B11610 | NO | NOT APPLICABLE |  |  | Unknown | Unknown |  |  | 1 | Pass | null
34811083 | B11893 | B11893 |  |  | BCRS/PCE/J01076/MBB11890 | 300431251 | Existing | RYB | MHCR-3 | B12814 PE PDT SINAR MAHKOTA | CLOSED | CLOSED | LINK | 12.000 kV | 11 kV | GAS | 13/09/2012 |  |  |  | INDKOM | INDKOM | 1206227153 | NOT APPLICABLE | SURIA COURT | SUBSTATION | Unknown | YES | Unknown | DISTRIBUTION | TNB | CHERAS | Unknown | 75 | Unknown | Unknown |  | NO |  | LINE |  | 28 | 630.000 A | 0.63 | 50 | 20 | B11893 | NO | NOT APPLICABLE |  |  | Unknown | Unknown |  |  | 3 | Pass | null
34811098 | B11890 | B11890 |  |  | BCRS/PCE/J01076/MBB11890 | 300431251 | Existing | RYB | MHCR-3 | PPU BMC VCB 3 | CLOSED | CLOSED | LINK | 12.000 kV | 11 kV | GAS | 13/09/2012 |  |  |  | INDKOM | INDKOM | 1206227153 | NOT APPLICABLE | SURIA COURT | SUBSTATION | Unknown | YES | Unknown | DISTRIBUTION | TNB | CHERAS | Unknown | 75 | Unknown | Unknown |  | NO |  | LINE |  | 28 | 630.000 A | 0.63 | 50 | 20 | B11890 | NO | NOT APPLICABLE |  |  | Unknown | Unknown |  |  | 3 | Pass | null
34815756 | B11705 | B11705 |  |  | BCRS/PCE/J01025/MBB11705 | 300318500 | Existing | RYB | JUBA-4 | DATARAN C180 NO 2 | CLOSED | CLOSED | LINK | 12.000 kV | 11 kV | GAS | 13/01/2012 |  |  |  | TOPRANK | TOPRANK | AK 191/2012 | NOT APPLICABLE | DATARAN C180 NO 1 | SUBSTATION | Unknown | YES | Unknown | DISTRIBUTION | TNB | CHERAS | Unknown | 75 | Unknown | Unknown | Unknown | NO |  | LINE |  | 28 | 630.000 A | 0.63 | 50 | 20 | B11705 | NO | NOT APPLICABLE |  |  | Unknown | Unknown |  |  | 3 | Pass | null
34815771 | B11708 | B11708 |  |  | BCRS/PCE/J01025/MBB11705 | 300318500 | Existing | RYB | JUBA-4 | PPU JUSCO VCB 4 | CLOSED | CLOSED | LINK | 12.000 kV | 11 kV | GAS | 13/01/2012 |  |  |  | TOPRANK | TOPRANK | AK 191/2012 | NOT APPLICABLE | DATARAN C180 NO 1 | SUBSTATION | Unknown | YES | Unknown | DISTRIBUTION | TNB | CHERAS | Unknown | 75 | Unknown | Unknown | Unknown | NO |  | LINE |  | 28 | 630.000 A | 0.63 | 50 | 20 | B11708 | NO | NOT APPLICABLE |  |  | Unknown | Unknown |  |  | 3 | Pass | null
34817182 | B02269 | B02269 |  |  | BCRS/PCE/J00667/MBB09184 | 300270685 | Existing | RYB |  | SG BESI INDAH NO 3 | CLOSED | CLOSED | LINK | 12.000 kV | 11 kV | GAS | 18/07/1998 |  |  | Unknown | FALCON BETA | TAMCO | 200200 | NOT APPLICABLE | SWS THE MINES | SUBSTATION | Unknown | YES | Unknown | DISTRIBUTION | TNB | CHERAS | Unknown | 75 | Unknown | Unknown | Unknown | NO |  | LINE |  | 28 | 630.000 A | 0.63 | 50 | 20 | B02269 | NO | NOT APPLICABLE |  |  | Unknown | Unknown |  |  | 1 | Pass | null
34817192 | B02270 | SS MINES S/FAIR |  |  | BCRS/PCE/J00667/MBB09184 | 300270685 | Existing | RYB |  | SS MINES S/FAIR | CLOSED | CLOSED | LINK | 12.000 kV | 11 kV | GAS | 18/07/1998 |  |  | Unknown | FALCON BETA | TAMCO | 200200 | Unknown | SWS THE MINES | SUBSTATION | Unknown | YES | Unknown | DISTRIBUTION | TNB | CHERAS | Unknown | 75 | Unknown | Unknown | Unknown | NO |  | LINE |  | 28 | 630.000 A | 0.63 | 50 | 20 | B02270 | NO | NOT APPLICABLE |  |  | Unknown | Unknown |  |  | 1 | Pass | null
34817193 | B02268 | B02268 |  |  | BCRS/PCE/J00667/MBB09184 | 300270685 | Existing | RYB |  | PPU MINES VCB 3 | CLOSED | CLOSED | LINK | 12.000 kV | 11 kV | GAS | 18/07/1998 |  |  | Unknown | FALCON BETA | TAMCO | 200200 | Unknown | SWS THE MINES | SUBSTATION | Unknown | YES | Unknown | DISTRIBUTION | TNB | CHERAS | Unknown | 75 | Unknown | Unknown | Unknown | NO |  | LINE |  | 28 | 630.000 A | 0.63 | 50 | 20 | B02268 | NO | NOT APPLICABLE |  |  | Unknown | Unknown |  |  | 1 | Pass | null
34817202 | B11037 | RUMAH KEDAI JUSCO |  |  | BCRS/PCE/J00980/MB1 | 300319456 | Existing | RYB |  | B10885 PE RUMAH KEDAI JUSCO | CLOSED | CLOSED | LINK | 12.000 kV | 11 kV | GAS | 20101101 |  |  |  | VEI | VEI | 25363 | NOT APPLICABLE | C180 NO 1 BALAKONG | SUBSTATION | Unknown | YES | Unknown | DISTRIBUTION | TNB | CHERAS | Unknown | Unknown | Unknown | Unknown | Unknown | NO |  | LINE |  |  | 630.000 A | 0.63 | 50 | 20 | B11037 | NO | NOT APPLICABLE |  |  | Unknown |  |  |  | 1 | Pass | null
34817217 | B11040 | DATARAN C180 NO 4 |  |  | BCRS/PCE/J00980/MB1 | 300319456 | Existing | RYB |  | B11746 PE DATARAN C180 NO 4 | CLOSED | CLOSED | LINK | 12.000 kV | 11 kV | GAS | 20101101 |  |  |  | VEI | VEI | 25363 | NOT APPLICABLE | C180 NO 1 BALAKONG | SUBSTATION | Unknown | YES | Unknown | DISTRIBUTION | TNB | CHERAS | Unknown | Unknown | Unknown | Unknown | Unknown | NO |  | LINE |  |  | 630.000 A | 0.63 | 50 | 20 | B11040 | NO | NOT APPLICABLE |  |  | Unknown | Unknown |  |  | 1 | Pass | null
34818660 | B11746 | B11746 |  |  | BCRS/PCE/J01165/MBB11746 |  | Existing | RYB |  | B11040 PE C180 NO 1 BALAKONG | CLOSED | CLOSED | LINK | 12.000 kV | 11 kV | GAS |  |  |  |  | INDKOM | INDKOM | 1112225018 | NOT APPLICABLE | DATARAN C180 NO 4 | SUBSTATION | Unknown | YES | Unknown | DISTRIBUTION | TNB | CHERAS | Unknown | 75 | Unknown | Unknown | Unknown | NO |  | LINE |  | 28 | 630.000 A | 0.63 | 50 | 20 | B11746 | NO | NOT APPLICABLE |  |  | Unknown | Unknown |  |  | 1 | Pass | null
34818675 | B11749 | B11749 |  |  | BCRS/PCE/J01165/MBB11749 |  | Existing | RYB |  | B11041 PE C180 BALAKONG NO 2 | CLOSED | CLOSED | LINK | 12.000 kV | 11 kV | GAS |  |  |  |  | INDKOM | INDKOM | 1112225018 | NOT APPLICABLE | DATARAN C180 NO 4 | SUBSTATION | Unknown | YES | Unknown | DISTRIBUTION | TNB | CHERAS | Unknown | 75 | Unknown | Unknown | Unknown | NO |  | LINE |  | 28 | 630.000 A | 0.63 | 50 | 20 | B11749 | NO | NOT APPLICABLE |  |  | Unknown | Unknown |  |  | 1 | Pass | null
34988254 | B12071 | B12071 |  |  | BCRS/PCE/J01067/MB | 300389915 | Existing | RYB | JUBA-5 | LIC IND | CLOSED | CLOSED | LINK | 12.000 kV | 11 kV | GAS | 20120612 |  |  | Unknown | F_and_G | INDKOM | 1206227189 | NOT APPLICABLE | S3 LAND | SUBSTATION | Unknown | YES | Unknown | DISTRIBUTION | TNB | CHERAS | Unknown | 75 | Unknown | Unknown | Unknown | NO |  | LINE |  | 28 | 630.000 A | 0.63 | 50 | 20 | B12071 | NO | NOT APPLICABLE |  |  | Unknown | Unknown |  |  | 3 | Pass | null
34988269 | B12069 | B12069 |  |  | BCRS/PCE/J01067/MB | 300389915 | Existing | RYB | JUBA-5 | PPU JUBA VCB 5 | CLOSED | CLOSED | LINK | 12.000 kV | 11 kV | GAS | 20120612 |  |  | Unknown | F_and_G | INDKOM | 1206227189 | NOT APPLICABLE | S3 LAND | SUBSTATION | Unknown | YES | Unknown | DISTRIBUTION | TNB | CHERAS | Unknown | 75 | Unknown | Unknown | Unknown | NO |  | LINE |  | 28 | 630.000 A | 0.63 | 50 | 20 | B12069 | NO | NOT APPLICABLE |  |  | Unknown |  |  |  | 3 | Pass | null
34988850 | B11689 | PE BANDAR MAHKOTA CHERAS NO.16 |  |  | BCRS/PCE/J01040/MBB11687 | 300430869 | Existing | RYB | MHCR-1 | B06754 PE BANDAR MAHKOTA CHERAS NO.16 | CLOSED | CLOSED | LINK | 12.000 kV | 11 kV | GAS | 20121103 |  |  | Unknown | F_and_G | INDKOM | 1108214992 | NOT APPLICABLE | TMN SINAR MAHKOTA | SUBSTATION | Unknown | YES | Unknown | DISTRIBUTION | TNB | CHERAS | Unknown | 75 | Unknown | Unknown | Unknown | NO |  | LINE |  | 28 | 630.000 A | 0.63 | 50 | 20 | B11689 | NO | NOT APPLICABLE |  |  | Unknown | Unknown |  |  | 3 | Pass | null
34988851 | B11687 | PPU BMC VCB 1 |  |  | BCRS/PCE/J01040/MBB11687 | 300430869 | Existing | RYB | MHCR-1 | PPU BMC VCB 1 | CLOSED | CLOSED | LINK | 12.000 kV | 11 kV | GAS | 20121103 |  |  | Unknown | F_and_G | INDKOM | 1108214992 | NOT APPLICABLE | TMN SINAR MAHKOTA | SUBSTATION | Unknown | YES | Unknown | DISTRIBUTION | TNB | CHERAS | Unknown | 75 | Unknown | Unknown | Unknown | NO |  | LINE |  | 28 | 630.000 A | 0.63 | 50 | 20 | B11687 | NO | NOT APPLICABLE |  |  | Unknown | Unknown |  |  | 3 | Pass | null
35017789 | B11673 | PE COMMERCIAL AREA 11 |  |  |  |  | Existing | RYB | MHCR-2 | B09332 PE COMMERCIAL AREA 11 | OPEN | CLOSED | LINK | 12.000 kV | 11 kV | GAS |  |  |  | Unknown | F_and_G | INDKOM | 1111225380 | NOT APPLICABLE | JLN TEMENGGUNG 13/9 | SUBSTATION | Unknown | YES | NONE | DISTRIBUTION | TNB | CHERAS | NO | 75 |  |  | Unknown | NO |  | LINE |  | 28 | 630.000 A | 0.63 | 50 | 20 | B11673 | NO | NOT APPLICABLE | [6 empty] | 3 | Pass | null
35017804 | B11670 | PE COMMERCIAL AREA 10 |  |  |  |  | Existing | RYB | MHCR-2 | B09331 PE COMMERCIAL AREA 10 | CLOSED | CLOSED | LINK | 12.000 kV | 11 kV | GAS |  |  |  | Unknown | F_and_G | INDKOM | 1111225380 |  | JLN TEMENGGUNG 13/9 | SUBSTATION | Unknown | YES | NONE | DISTRIBUTION | TNB | CHERAS | NO | 75 |  |  | Unknown | NO |  | LINE |  | 28 | 630.000 A | 0.63 | 50 | 20 | B11670 | NO | NOT APPLICABLE |  |  |  | UNKNOWN | JLN TEMENGGUNG 13/9 |  | 3 | Pass | null
35019834 | B11128 | B11128 |  |  | BCRS/PCE/J00998/MB | 300319351 | Existing | RYB | PBEL(P)-9 | PENGGUNA 11KV | CLOSED | CLOSED | LINK | 12.000 kV | 11 kV | GAS | 23/08/2010 |  |  |  | VEI | VEI | N/A | NOT APPLICABLE | LOT 1779 JLN KPB 4 (MASTER SHANGHAI) | CUSTOMER | Unknown | YES | Unknown | DISTRIBUTION | TNB | CHERAS | Unknown | 75 | Unknown | Unknown | Unknown | NO |  | Unknown |  | 28 | 630.000 A | 0.63 | 50 | 20 | B11128 | Unknown | NOT APPLICABLE |  |  | Unknown | Unknown |  |  | 3 | Pass | null
35019844 | B11127 | B11127 |  |  | BCRS/PCE/J00998/MB | 300319351 | Existing | RYB | PBEL(P)-9 | B12564 PE TECK LEE FOUNDRY | CLOSED | CLOSED | LINK | 12.000 kV | 11 kV | GAS | 23/08/2010 |  |  | Unknown | VEI | VEI | N/A | NOT APPLICABLE | LOT 1779 JLN KPB 4 (MASTER SHANGHAI) | SUBSTATION | Unknown | YES | Unknown | DISTRIBUTION | TNB | CHERAS | Unknown | 75 | Unknown | Unknown | Unknown | NO |  | Unknown |  | 28 | 630.000 A | 0.63 | 50 | 20 | B11127 | Unknown | NOT APPLICABLE |  |  | Unknown | Unknown |  |  | 3 | Pass | null
35019845 | B11129 | B11129 |  |  | BCRS/PCE/J00998/MB | 300319351 | Existing | RYB | PBEL(P)-9 | B14134 PE PADAT WEI HUNG KPB 4 | CLOSED | CLOSED | LINK | 12.000 kV | 11 kV | GAS | 23/08/2010 |  |  |  | VEI | VEI | N/A | NOT APPLICABLE | LOT 1779 JLN KPB 4 (MASTER SHANGHAI) | SUBSTATION | Unknown | YES | Unknown | DISTRIBUTION | TNB | CHERAS | Unknown | 75 | Unknown | Unknown | Unknown | NO |  | Unknown |  | 28 | 630.000 A | 0.63 | 50 | 20 | B11129 | NO | NOT APPLICABLE |  |  | Unknown |  |  |  | 3 | Pass | null
35019909 | B10379 | B10379 |  |  | BCRS/PCE/J00916/MBB10379 | 300389913 | Existing | RYB | PBEL(P)-2 | B10716 SSU BUKIT BELIMBING | CLOSED | CLOSED | LINK | 12.000 kV | 11 kV | GAS | 20120101 |  |  | Unknown | Unknown | TAMCO | B2816465 |  | CHEETAH BHD | SUBSTATION | Unknown | NO | NONE | DISTRIBUTION | TNB | CHERAS | NO | 75 | UNKNOWN | UNKNOWN | Unknown | NO |  | LINE |  | 28 | 630.000 A | 0.63 | 50 | 20 | B10379 | Unknown | [7 empty] | 3 | Pass | null
35019921 | B10381 | B10381 |  |  | BCRS/PCE/J00916/MBB10379 | 300389913 | Existing | RYB | PBEL(P)-2 | B12063 DIY KBP 6 | CLOSED | CLOSED | LINK | 12.000 kV | 11 kV | GAS | 20120101 |  |  | Unknown | FALCON BETA | TAMCO | B2816465 |  | CHEETAH BHD | SUBSTATION | Unknown | NO | NONE | DISTRIBUTION | TNB | CHERAS | NO | 75 | UNKNOWN | UNKNOWN | Unknown | NO |  | LINE |  | 28 | 630.000 A | 0.63 | 50 | 20 | B10381 | NO | [7 empty] | 3 | Pass | null
35020146 | B11564 | B11564 |  |  | BCRS/PCE/J00772/MB | 300430808 | Existing | RYB | MINE-9 | B11349 JORDON CORP NO.3 | CLOSED | CLOSED | LINK | 12.000 kV | 11 kV | GAS | 20111111 |  |  |  | VEI | VEI | 26218 | NOT APPLICABLE | LOT 1809, JLN KPB 3 BALAKONG | SUBSTATION | Unknown | YES | Unknown | DISTRIBUTION | TNB | CHERAS | Unknown | 75 | Unknown | Unknown | Unknown | NO |  | LINE |  | 28 | 630.000 A | 0.63 |  | 20 | B11564 | NO | NOT APPLICABLE |  |  | Unknown | Unknown |  |  | 1 | Pass | null
35020158 | B11566 | PE PDT JEMCO VENTURE S/B |  |  | BCRS/PCE/J00772/MB | 300430808 | Existing | RYB | MINE-9 | B13553 PE PDT JEMCO VENTURE S/B | CLOSED | CLOSED | LINK | 12.000 kV | 11 kV | GAS | 20111111 |  |  |  | VEI | VEI | 26218 | NOT APPLICABLE | LOT 1809, JLN KPB 3 BALAKONG | SUBSTATION | Unknown | YES | Unknown | DISTRIBUTION | TNB | CHERAS | Unknown | 75 | Unknown | Unknown | Unknown | NO |  | LINE |  | 28 | 630.000 A | 0.63 | 50 | 20 | B11566 | NO | NOT APPLICABLE |  |  | Unknown | Unknown |  |  | 1 | Pass | null
35020481 | B12022 | PE AEKA FOOD |  |  | BCRS/PCE/J00922/MBB12020 | 300430836 | Existing | RYB | PBEL(P)-11 | B01261 PE AEKA FOOD | CLOSED | CLOSED | LINK | 12.000 kV | 11 kV | GAS | 20121111 |  |  | Unknown | LUCY | EPE | SSE/TNB61/2012-5/0028 |  | BINA PLASTIK NO 2 | SUBSTATION | Unknown | NO | NONE | DISTRIBUTION | TNB | CHERAS | NO | 75 |  |  | Unknown | NO |  | Unknown |  | 28 | 630.000 A | 0.63 | 50 | 20 | B12022 | NO | [7 empty] | 3 | Pass | null
35020493 | B12020 | PE U-LIK PLASTIK |  |  | BCRS/PCE/J00922/MBB12020 | 300430836 | Existing | RYB | PBEL(P)-11 | B01260 PE U-LIK PLASTIK | CLOSED | CLOSED | LINK | 12.000 kV | 11 kV | AIR | 20121111 |  |  | Unknown | LUCY | EPE | SSE/TNB61/2012-5/0028 |  | BINA PLASTIK NO 2 | SUBSTATION | Unknown | NO | NONE | DISTRIBUTION | TNB | CHERAS | NO | 75 |  |  | Unknown | NO |  | Unknown |  | 28 | 630.000 A | 0.63 | 50 | 20 | B12020 | NO | [7 empty] | 3 | Pass | null
35020768 | B10545 | B105454 |  |  | BCRS/PCE/J00878/MB1 | 300443583 | Existing | RYB | TSGR-6 | PE PEJABAT HUTAN | CLOSED | CLOSED | LINK | 12.000 kV | 11 kV | GAS | 18/11/2008 |  |  |  | FALCON BETA | TAMCO | B2817275 | NOT APPLICABLE | CHERAS ZEN | SUBSTATION | Unknown | NO | NONE | DISTRIBUTION | TNB | CHERAS | NO | 75 | Unknown | Unknown | Unknown | NO |  | LINE |  | 28 | 630.000 A | 20 | 50 | 20 | B10545 | NO | NOT APPLICABLE |  |  | Unknown | Unknown |  |  | 3 | Pass | null
35020780 | B10543 | B10543 |  |  | BCRS/PCE/J00878/MB1 | 300443583 | Existing | RYB | TSGR-6 | PPU TMN SEGAR VCB 6 | CLOSED | CLOSED | LINK | 12.000 kV | 11 kV | GAS | 18/11/2008 |  |  |  | FALCON BETA | TAMCO | B2817275 | NOT APPLICABLE | CHERAS ZEN | SUBSTATION | Unknown | NO | NONE | DISTRIBUTION | TNB | CHERAS | NO | 75 | Unknown | Unknown | Unknown | NO |  | LINE |  | 28 | 630.000 A | 20 | 50 | 20 | B10543 | NO | NOT APPLICABLE |  |  | Unknown | Unknown |  |  | 3 | Pass | null
35021656 | B11857 | B11857 |  |  | BCRS/PCE/J01055/MB1 | 300380925 | Existing | RYB | LMAS-8 | B01791 SEK UGAMA BT 9 | CLOSED | CLOSED | LINK | 12.000 kV | 11 kV | GAS | 20120408 |  |  |  | INDKOM | INDKOM | 120621711 | N/A | SEK SRI MURNI | SUBSTATION | Unknown | YES | Unknown | DISTRIBUTION | TNB | CHERAS | NO | 75 | Unknown | Unknown | Unknown | NO |  | LINE |  | 28 | 630.000 A | 0.63 | 50 | 20 | B11857 | NO | N/A |  |  | Unknown | Unknown |  |  | 3 | Pass | null
35021657 | B11855 | B11855 |  |  | BCRS/PCE/J01055/MB1 | 300380925 | Existing | RYB | LMAS-8 | PPU LMAS Fdr8 | CLOSED | CLOSED | LINK | 12.000 kV | 11 kV | GAS | 20120408 |  |  |  | INDKOM | INDKOM | 120621711 | N/A | SEK SRI MURNI | SUBSTATION | Unknown | NO | NONE | DISTRIBUTION | TNB | CHERAS | NO | 75 |  |  | Unknown | NO |  | LINE |  | 28 | 630.000 A | 0.63 | 50 | 20 | B11855 | NO | N/A | [6 empty] | 3 | Pass | null
35459877 | B08122 | B08122 |  |  | BCRS/PCE/J00486/MB | 300431580 | Existing | RYB | LMAS-7 | JLN SP 3 | CLOSED | CLOSED | LINK |  | 11 kV | GAS | 20041111 |  |  |  | TAMCO | TAMCO | B248453 |  | APARTMENT PERDANA HEIGHT SEGAR PERDANA | SUBSTATION | Unknown | NO | NONE | DISTRIBUTION | TNB | CHERAS | NO | 75 |  |  | Unknown | NO |  | LINE |  | 28 |  | 0.63 | 50 | 20 | B08122 | NO | [7 empty] | 3 | Pass | null
35459889 | B08120 |  |  |  | BCRS/PCE/J00486/MB | 300431580 | Existing | RYB | LMAS-7 | JLN SP 6/3 | CLOSED | CLOSED | LINK |  | 11 kV | GAS | 20041111 |  |  |  | TAMCO | TAMCO | B248453 |  | APARTMENT PERDANA HEIGHT SEGAR PERDANA | SUBSTATION | Unknown | NO | NONE | DISTRIBUTION | TNB | CHERAS | NO | 75 |  |  | Unknown | NO |  | LINE |  | 28 |  | 0.63 | 50 | 20 | B08120 | NO | [7 empty] | 3 | Pass | null
35520044 | B03991 | PE TAMAN DESA BARU 1 |  |  | BCRS/PCE/J00850/MB1 | 300444769 | Existing | RYB | SGLN-8 | B10563 PE TAMAN DESA BARU 1 | CLOSED | OPEN | LINK |  | 11 kV | GAS | 19981101 |  |  | Unknown | FALCON BETA | TAMCO | GRI-21-OD-0278 |  | RUMAH BIDAN | SUBSTATION | Unknown | NO | NONE | DISTRIBUTION | TNB | CHERAS | NO | 75 |  |  | Unknown | YES |  | LINE |  | 28 |  | 0.63 | 50 | 20 | B03991 | NO | [7 empty] | 3 | Pass | null
35541471 | B10138 | B10138 |  |  | BCRS/PCE/J01074/MB1 | 300431244 | Existing | RYB | TMASS-2 | PE RMH PANGSA BUKIT KUNDANG | CLOSED | CLOSED | LINK |  | 11 kV | GAS | 20101101 |  |  |  | FALCON BETA | TAMCO | G280287 | N/A | SWS TMN MAS SEMENTARA B | SUBSTATION | Unknown | NO | NONE | DISTRIBUTION | TNB | CHERAS | NO | 75 |  |  | Unknown | NO |  | LINE |  | 28 | 630.000 A | 0.63 | 50 | 20 | B10138 | NO | N/A | [6 empty] | 3 | Pass | null
35541481 | B10139 | B10139 |  |  | BCRS/PCE/J01074/MB1 | 300431244 | Existing | RYB | TMASS-2 | PE SUNTEX SUPERMARKET | CLOSED | CLOSED | LINK | 12.000 kV | 11 kV | GAS | 20101101 |  |  |  | FALCON BETA | TAMCO | G280287 | N/A | SWS TMN MAS SEMENTARA B | SUBSTATION | Unknown | NO | NONE | DISTRIBUTION | TNB | CHERAS | NO | 75 |  |  | Unknown | NO |  | LINE |  | 28 | 630.000 A | 0.63 | 50 | 20 | B10139 | NO | N/A | [6 empty] | 3 | Pass | null
35541482 | B10137 | B10137 |  |  | BCRS/PCE/J01074/MB1 | 300431244 | Existing | RYB | TMASS-2 | PPU TMASS Fdr2 | CLOSED | CLOSED | LINK | 12.000 kV | 11 kV | GAS | 20101101 |  |  |  | FALCON BETA | TAMCO | G280287 | N/A | SWS TMN MAS SEMENTARA B | SUBSTATION | Unknown | NO | NONE | DISTRIBUTION | TNB | CHERAS | NO | 75 |  |  | Unknown | NO |  | LINE |  | 28 | 630.000 A | 0.63 | 50 | 20 | B10137 | NO | N/A | [6 empty] | 3 | Pass | null
35541487 | B11349 | B11349 |  |  | BCRS/PCE/J00096/MB1 | 300357601 | Existing | RYB | MINE-9 | LOT 1809 JLN KPB 3 BALAKONG | CLOSED | CLOSED | LINK | 12.000 kV | 11 kV | GAS | 14/03/2011 |  |  |  | VEI | VEI | 25874 | NOT APPLICABLE | JORDONE CORPORATION NO 3 | SUBSTATION | Unknown | YES | Unknown | DISTRIBUTION | TNB | CHERAS | Unknown | 75 | Unknown | Unknown | Unknown | NO |  | LINE |  | 28 | 630.000 A | 0.63 | 50 | 20 | B11349 | NO | NOT APPLICABLE |  |  | Unknown | Unknown |  |  | 3 | Pass | null
35541499 | B11351 | B11351 |  |  | BCRS/PCE/J00096/MB1 | 300357601 | Existing | RYB | MINE-9 | DAIREN NO.2 | CLOSED | CLOSED | LINK | 12.000 kV | 11 kV | GAS | 14/03/2011 |  |  |  | VEI | VEI | 25874 | N/A | JORDONE CORPORATION NO 3 | SUBSTATION | Unknown | YES | Unknown | DISTRIBUTION | TNB | CHERAS | Unknown | 75 | Unknown | Unknown | Unknown | NO |  | LINE |  | 28 | 630.000 A | 0.63 | 50 | 20 | B11351 | NO | NOT APPLICABLE |  |  | Unknown | Unknown |  |  | 3 | Pass | null
35541724 | B11809 | B11809 |  |  | BCRS/PCE/J01046/MB1 | 300357596 | Existing | RYB |  | GREEN WATER ROCK NO.2 | CLOSED | CLOSED | LINK | 12.000 kV | 11 kV | GAS | 20111111 |  |  |  | SCHNEIDER | SCHNEIDER | N/A | NOT APPLICABLE | PADAT JURUNATURE, JLN TIMAH 3 | SUBSTATION | Unknown | NO | Unknown | DISTRIBUTION | TNB | CHERAS | Unknown | 75 | Unknown | Unknown | Unknown | NO |  | LINE |  | 28 | 630.000 A | 0.63 | 50 | 20 | B11809 | NO | NOT APPLICABLE |  |  | Unknown | Unknown |  |  | 1 | Pass | null
35541736 | B11811 | B11811 |  |  | BCRS/PCE/J01046/MB1 | 300357596 | Existing | RYB |  | COUNTRY HEIGHT PARADE NO.1 | CLOSED | CLOSED | LINK | 12.000 kV | 11 kV | GAS | 20111111 |  |  |  | SCHNEIDER | SCHNEIDER | N/A | NOT APPLICABLE | PADAT JURUNATURE, JLN TIMAH 3 | SUBSTATION | Unknown | NO | NONE | DISTRIBUTION | TNB | CHERAS | NO | 75 | Unknown | Unknown | Unknown | NO |  | LINE |  | 28 | 630.000 A | 0.63 | 50 | 20 | B11811 | NO | NOT APPLICABLE |  |  |  | Unknown |  |  | 1 | Pass | null
35542017 | B11836 | B11836 |  |  | BCRS/PCE/J01041/MB1 | 300430871 | Existing | RYB | LMAS-9 | SUTERA RESIDENT NO.2 | CLOSED | CLOSED | LINK | 12.000 kV | 11 kV | GAS | 16/07/2012 |  |  |  | INDKOM | INDKOM | 1112215795 | N/A | SUTERA RESIDENCE NO 1 | SUBSTATION | Unknown | YES | Unknown | DISTRIBUTION | TNB | CHERAS | Unknown | 75 |  |  | Unknown | NO |  | LINE |  | 28 | 630.000 A | 0.63 | 50 | 20 | B11836 | NO | N/A |  |  |  | unknown |  |  | 3 | Pass | null
35542018 | B11834 | B11834 |  |  | BCRS/PCE/J01041/MB1 | 300430871 | Existing | RYB | LMAS-9 | B10046 PE JALAN SUADAMAI 11/1 | CLOSED | CLOSED | LINK | 12.000 kV | 11 kV | GAS | 16/07/2012 |  |  |  | INDKOM | INDKOM | 1112215795 | N/A | SUTERA RESIDENCE NO 1 | SUBSTATION | Unknown | YES | Unknown | DISTRIBUTION | TNB | CHERAS | Unknown | 75 |  |  | Unknown | NO |  | LINE |  | 28 | 630.000 A | 0.63 | 50 | 20 | B11834 | NO | N/A | [6 empty] | 3 | Pass | null
35542303 | B11839 | B11839 |  |  | BCRS/PCE/J01042/MB1 | 300430872 | Existing | RYB | LMAS-9 | SUTERA RESIDENT NO.3 | CLOSED | CLOSED | LINK | 12.000 kV | 11 kV | GAS | 16/07/2012 |  |  |  | INDKOM | INDKOM | 1203216384 | NOT APPLICABLE | SUTERA RESIDENCE NO 2 | SUBSTATION | Unknown | YES | Unknown | DISTRIBUTION | TNB | CHERAS | Unknown | 75 | Unknown | Unknown | Unknown | NO |  | LINE |  | 28 | 630.000 A | 0.63 | 50 | 20 | B11839 | NO | NOT APPLICABLE |  |  | Unknown | Unknown |  |  | 3 | Pass | null
35542304 | B11837 | B11837 |  |  | BCRS/PCE/J01042/MB1 | 300430872 | Existing | RYB | LMAS-9 | SUTERA RESIDENT NO.1 | CLOSED | CLOSED | LINK | 12.000 kV | 11 kV | GAS | 16/07/2012 |  |  |  | INDKOM | INDKOM | 1203216384 | NOT APPLICABLE | SUTERA RESIDENCE NO 2 | SUBSTATION | Unknown | YES | Unknown | DISTRIBUTION | TNB | CHERAS | Unknown | 75 | Unknown | Unknown | Unknown | NO |  | LINE |  | 28 | 630.000 A | 0.63 | 50 | 20 | B11837 | NO | NOT APPLICABLE |  |  | Unknown | Unknown |  |  | 3 | Pass | null
35542625 | B11896 | B11896 |  |  | BCRS/PCE/J01062/MB1 | 300389453 | Existing | RYB | BTHO-1 | BT 10 3/4 | CLOSED | CLOSED | LINK | 12.000 kV | 11 kV | GAS | 20120509 |  |  |  | LUCY | EPE | SSE/TNB 61/2012-5/0010 | Not applicable | JLN KWSN PERINDUSTRIAN BUDIMAN | SUBSTATION | Unknown | YES | Unknown | DISTRIBUTION | TNB | CHERAS | Unknown | 75 | Unknown | Unknown | Unknown | NO |  | LINE |  | 28 | 630.000 A | 0.63 | 50 | 20 | B11896 | NO | Not applicable |  |  | Unknown | Unknown |  |  | 3 | Pass | null
35542637 | B11894 | B11894 |  |  | BCRS/PCE/J01062/MB1 | 300389453 | Existing | RYB | BTHO-1 | RICHWAY | CLOSED | CLOSED | LINK | 12.000 kV | 11 kV | GAS | 20120509 |  |  |  | LUCY | EPE | SSE/TNB 61/2012-5/0010 | Not applicable | JLN KWSN PERINDUSTRIAN BUDIMAN | SUBSTATION | Unknown | YES | NONE | DISTRIBUTION | TNB | CHERAS | Unknown | Unknown | Unknown | Unknown | Unknown | NO |  | Unknown |  |  | 630.000 A | 0.63 | 50 | 20 | B11894 | NO | Not applicable |  |  | Unknown | Unknown |  |  | 3 | Pass | null
35542913 | B11842 | B11842 |  |  | BCRS/PCE/J01043/MB1 | 300430874 | Existing | RYB | LMAS-9 | BTHO NO 12 | CLOSED | CLOSED | LINK | 12.000 kV | 11 kV | GAS | 16/07/2012 |  |  |  | F_and_G | INDKOM | 1201215887 | NOT APPLICABLE | SUTERA RESIDENCE NO 3 | SUBSTATION | Unknown | YES | Unknown | DISTRIBUTION | TNB | CHERAS | Unknown | 75 | Unknown | Unknown | Unknown | NO |  | LINE |  | 28 | 630.000 A | 0.63 | 50 | 20 | B11842 | NO | NOT APPLICABLE |  |  | Unknown | Unknown |  |  | 3 | Pass | null
35542914 | B11840 | B11840 |  |  | BCRS/PCE/J01043/MB1 | 300430874 | Existing | RYB | LMAS-9 | SUTERA RESIDENT NO.2 | CLOSED | CLOSED | LINK | 12.000 kV | 11 kV | GAS | 16/07/2012 |  |  |  | F_and_G | INDKOM | 1201215887 | NOT APPLICABLE | SUTERA RESIDENCE NO 3 | SUBSTATION | Unknown | YES | Unknown | DISTRIBUTION | TNB | CHERAS | Unknown | 75 | Unknown | Unknown | Unknown | NO |  | LINE |  | 28 | 630.000 A | 0.63 | 50 | 20 | B11840 | NO | NOT APPLICABLE |  |  | Unknown | Unknown |  |  | 3 | Pass | null
35544205 | B11488 | PE TUCK HUA NO. 3 |  |  | BCRS/PCE/J00545/MBB11488 | 300431593 | Existing | RYB | PBEL(P)-11 | B09421 PE TUCK HUA NO. 3 | CLOSED | CLOSED | LINK | 12.000 kV | 11 kV | GAS | 20/07/2011 |  |  | Unknown | F_and_G | INDKOM | 1102223662 | Unknown | SURIA INDUSTRIAL PARK | SUBSTATION | Unknown | YES | Unknown | DISTRIBUTION | TNB | CHERAS | Unknown | 75 | Unknown | Unknown | Unknown | NO |  | LINE |  | 28 | 630.000 A | 0.63 | 50 | 20 | B11488 | NO | NOOT APPLICABLE |  |  | Unknown | Unknown |  |  | 3 | Pass | null
35544220 | B11490 | PE U-LIK PLASTIK |  |  | BCRS/PCE/J00545/MBB11488 | 300431593 | Existing | RYB | PBEL(P)-11 | B01257 PE U-LIK PLASTIK | CLOSED | CLOSED | LINK | 12.000 kV | 11 kV | GAS | 20/07/2011 |  |  | Unknown | F_and_G | INDKOM | 1102223662 | Unknown | SURIA INDUSTRIAL PARK | SUBSTATION | Unknown | YES | Unknown | DISTRIBUTION | TNB | CHERAS | NO | 75 | Unknown | Unknown | Unknown | NO |  | LINE |  | 28 | 630.000 A | 0.63 | 50 | 20 | B11490 | NO | NOT APPLICABLE |  |  | Unknown | Unknown |  |  | 3 | Pass | null
35544983 | B12046 | B12046 |  |  | BCRS/PCE/J01069/MB | 300389902 | Existing | RYB | TMASS-4 | TMN CHERAS AWANA NO 2 | CLOSED | CLOSED | LINK | 12.000 kV | 11 kV | GAS | 26/11/2012 |  |  | Unknown | INDKOM | INDKOM | 1207227618 |  | TMN ONE LAGENDA | SUBSTATION | Unknown | YES | Unknown | DISTRIBUTION | TNB | CHERAS | Unknown | 75 | Unknown | Unknown | Unknown | NO |  | LINE |  | 28 | 630.000 A | 0.63 | 50 | 20 | B12046 | NO | N/A |  |  | Unknown | Unknown |  |  | 3 | Pass | null
35544998 | B12049 | B12049 |  |  | BCRS/PCE/J01069/MB | 300389902 | Existing | RYB | TMASS-4 | TMN CHERAS AWANA NO 3 | CLOSED | CLOSED | LINK | 12.000 kV | 11 kV | GAS | 26/11/2012 |  |  | Unknown | INDKOM | INDKOM | 1207227618 | 1207227618 | TMN ONE LAGENDA | SUBSTATION | Unknown | YES | NONE | DISTRIBUTION | TNB | CHERAS | Unknown | 75 | Unknown | Unknown | Unknown | NO |  | LINE |  | 28 | 630.000 A | 0.63 | 50 | 20 | B12049 | NO | N/A |  |  | Unknown | Unknown |  |  | 3 | Pass | null
35666101 | B11936 | PE BUKIT HATAMAS PHASE 2 |  |  | BCRS/PCE/J00122/MB1 | 300431094 | Existing | RYB | LMAS-10 | B10629 PE BUKIT HATAMAS PHASE 2 | CLOSED | CLOSED | LINK | 12.000 kV | 11 kV | GAS | 20121101 |  |  | Unknown | F_and_G | INDKOM | 1204225734 | N/A | TIARA BKT HARTAMAS | SUBSTATION | Unknown | NO | NONE | DISTRIBUTION | TNB | CHERAS | Unknown | 75 | Unknown | Unknown | Unknown | NO |  | LINE |  | 28 | 630.000 A | 0.63 | 50 | 20 | B11936 | NO | N/A |  |  | Unknown | Unknown |  |  | 3 | Pass | null
35666116 | B11993 | PE APARTMENT VISTA HARTAMAS |  |  | BCRS/PCE/J00122/MB1 | 300431094 | Existing | RYB | LMAS-10 | B10402 PE APARTMENT VISTA HARTAMAS | CLOSED | CLOSED | LINK | 12.000 kV | 11 kV | GAS | 20121101 |  |  | Unknown | F_and_G | INDKOM | 1204225734 | N/A | TIARA BKT HARTAMAS | SUBSTATION | Unknown | NO | NONE | DISTRIBUTION | TNB | CHERAS | Unknown | 75 | Unknown | Unknown | Unknown | NO |  | LINE |  | 28 | 630.000 A | 0.63 | 50 | 20 | B11993 | NO | N/A |  |  | Unknown | Unknown |  |  | 3 | Pass | null
35666659 | B07551 |  |  |  | BCRS/PCE/J00485/MB1 | 300431579 | Existing | RYB | SGLN-4 | TOLL PLAZA SUNGAI LONG | CLOSED | CLOSED | LINK | 12.000 kV | 11 kV | GAS | 20001101 |  |  | Unknown | MERLIN GERIN | MERLIN GERIN | R0321114SF |  | SILK SG LONG NO 2 | SUBSTATION | Unknown | NO | NONE | DISTRIBUTION | TNB | CHERAS | Unknown | 75 |  |  | Unknown | NO |  | LINE |  | 28 | 630.000 A | 0.63 | 50 | 20 | B07551 | Unknown | [7 empty] | 3 | Pass | null
35666671 | B07549 |  |  |  | BCRS/PCE/J00485/MB1 | 300431579 | Existing | RYB | SGLN-4 | SILK LTDDR COMPACT NO 1 SG LONG | CLOSED | CLOSED | LINK | 12.000 kV | 11 kV | GAS | 20001101 |  |  |  | MERLIN GERIN | MERLIN GERIN | R0321114SF |  | SILK SG LONG NO 2 | SUBSTATION | Unknown | NO | NONE | DISTRIBUTION | TNB | CHERAS | Unknown | 75 |  |  | Unknown | NO |  | LINE |  | 28 | 630.000 A | 0.63 | 50 | 20 | B07549 | Unknown | [7 empty] | 3 | Pass | null
35666993 | B11092 | B11092 |  |  | BCRS/PCE/J00977/MB | 300319468 | Existing | RYB | PBEL(P)-3 | B01280 ;; WENG ZENG | CLOSED | CLOSED | LINK | 12.000 kV | 11 kV | GAS | 18/07/1998 |  |  | Unknown | FALCON BETA | TAMCO | B2510459 |  | LOT PT 22174 BALAKONG | SUBSTATION | Unknown | NO | NONE | DISTRIBUTION | TNB | CHERAS | NO | 75 | UNKNOWN | UNKNOWN | Unknown | NO |  | LINE |  | 28 | 630.000 A | 0.63 | 50 | 20 | B11092 | NO | [7 empty] | 3 | Pass | null
35667005 | B11090 | B11090 |  |  | BCRS/PCE/J00977/MB | 300319468 | Existing | RYB | PBEL(P)-3 | B10279 P/E LOT 1849 JLN KPB 10 | CLOSED | CLOSED | LINK | 12.000 kV | 11 kV | GAS | 18/07/1998 |  |  | Unknown | FALCON BETA | TAMCO | B2510459 |  | LOT PT 22174 BALAKONG | SUBSTATION | Unknown | NO | NONE | DISTRIBUTION | TNB | CHERAS | NO | 75 |  |  | Unknown | NO |  | LINE |  | 28 | 630.000 A | 0.63 | 50 | 20 | B11090 | NO | [7 empty] | 3 | Pass | null
35667277 | B10600 | B10600 |  |  | BCRS/PCE/J00533/MBB01856 | 300268152 | Existing | RYB |  | PE IND RINGAN BKT ANGKAT NO 5 | CLOSED | CLOSED | LINK | 11.000 kV | 11 kV | GAS | 18/07/1998 |  |  | Unknown | EPE | EPE | 179 | NOT APPLICABLE | GIANT VOICE | SUBSTATION | Unknown | YES | Unknown | DISTRIBUTION | TNB | CHERAS | Unknown | 75 | Unknown | Unknown | Unknown | NO |  | LINE |  | 28 | 630.000 A | 0.63 | 50 | 20 | B10600 | NO | NOT APPLICABLE |  |  | Unknown | Unknown |  |  | 3 | Pass | null
35667289 | B10598 | B10598 |  |  | BCRS/PCE/J00533/MBB01856 | 300268152 | Existing | RYB |  | PE IND RINGAN BKT ANGKAT NO 2 | CLOSED | CLOSED | LINK | 11.000 kV | 11 kV | GAS | 18/07/1998 |  |  | Unknown | EPE | EPE | 197 | NOT APPLICABLE | GIANT VOICE | SUBSTATION | Unknown | YES | Unknown | DISTRIBUTION | TNB | CHERAS | Unknown | 75 | Unknown | Unknown | Unknown | NO |  | LINE |  | 28 | 630.000 A | 0.63 | 50 | 20 | B10598 | Unknown | NOT APPLICABLE |  |  | Unknown | Unknown |  |  | 3 | Pass | null
35667866 | B11417 | B11417 |  |  | BCRS/PCE/J00311/MBB01367 | 300010249 | Existing | RYB | PBEL(P)-14 | B10025 PE FACES MARKETING SDN BHD | CLOSED | CLOSED | LINK | 12.000 kV | 11 kV | GAS | 20101101 |  |  | Unknown | SCHNEIDER | SCHNEIDER | SF-2010-W36-5-0034 |  | PADAT LOT 1875 | SUBSTATION | Unknown | NO | NONE | DISTRIBUTION | TNB | CHERAS | NO | 75 | UNKNOWN | UNKNOWN | Unknown | NO |  | LINE |  | 28 | 630.000 A | 0.63 | 50 | 20 | B11417 | NO | [7 empty] | 3 | Pass | null
35667878 | B11419 | B11418 |  |  | BCRS/PCE/J00311/MBB01367 | 300010249 | Existing | RYB | PBEL(P)-14 | B07131 PE JEMCO MARKETING ENTERPRISE S/B | CLOSED | CLOSED | LINK | 12.000 kV | 11 kV | GAS | 20101101 |  |  | Unknown | SCHNEIDER | SCHNEIDER | SF-2010-W36-5-0034 |  | PADAT LOT 1875 | SUBSTATION | Unknown | NO | NONE | DISTRIBUTION | TNB | CHERAS | NO | 75 | UNKNOWN | UNKNOWN | Unknown | NO |  | LINE |  | 28 | 630.000 A | 0.63 | 50 | 20 | B11419 | NO | [7 empty] | 3 | Pass | null
35668157 | B12065 | B12065 |  |  | BCRS/PCE/J01071/MB1 | 300389911 | Existing | RYB | PBEL(P)-2 | B09387 | CLOSED | CLOSED | LINK | 12.000 kV | 11 kV | GAS | 20121112 |  |  | Unknown | F_and_G | INDKOM | N/A |  | DIY KPB 6 | SUBSTATION | Unknown | NO | NONE | DISTRIBUTION | TNB | CHERAS | NO | 75 |  |  | Unknown | NO |  | LINE |  | 28 | 630.000 A | 0.63 | 50 | 20 | B12065 | NO | [7 empty] | 3 | Pass | null
35668158 | B12063 | B12063 |  |  | BCRS/PCE/J01071/MB1 | 300389911 | Existing | RYB | PBEL(P)-2 | B10381 | CLOSED | CLOSED | LINK | 12.000 kV | 11 kV | GAS | 20121112 |  |  | Unknown | F_and_G | INDKOM | N/A |  | DIY KPB 6 | SUBSTATION | Unknown | NO | NONE | DISTRIBUTION | TNB | CHERAS | NO | 75 |  |  | Unknown | NO |  | LINE |  | 28 | 630.000 A | 0.63 | 50 | 20 | B12063 | NO | [7 empty] | 3 | Pass | null
35668392 | B10657 | B10657 |  |  | BCRS/PCE/J00603/MB1 | 300269387 | Existing | RYB | TAMI-6 | PE TANMING JAYA PARK | CLOSED | CLOSED | LINK | 12.000 kV | 11 kV | GAS | 20091101 |  |  |  | F_and_G | INDKOM | 0906211036 |  | JOWAT MANUFACTURING | SUBSTATION | Unknown | NO | Unknown | DISTRIBUTION | TNB | CHERAS | Unknown | 75 | Unknown | Unknown | Unknown | NO |  | LINE |  | 28 | 630.000 A | 0.63 | 50 | 20 | B10657 | NO | NOT APPLICABLE | [6 empty] | 3 | Pass | null
35668393 | B10659 | B10659 |  |  | BCRS/PCE/J00603/MB1 | 300269387 | Existing | RYB | TAMI-6 | PE DESA KL | CLOSED | CLOSED | LINK | 12.000 kV | 11 kV | GAS | 20091101 |  |  |  | F_and_G | INDKOM |  | NOT APLICABLE | JOWAT MANUFACTURING | SUBSTATION | Unknown | NO | NONE | DISTRIBUTION | TNB | CHERAS | Unknown | 75 | Unknown | Unknown | Unknown | NO |  | LINE |  | 28 | 630.000 A | 0.63 | 50 | 20 | B10659 | NO | NOT APPLICABLE |  |  |  | Unknown |  |  | 3 | Pass | null
35668627 | B10966 | PE TERAS OAK 2 |  |  | BCRS/PCE/J00976/MB | 300319472 | Existing | RYB |  | B02015 PE TERAS OAK 2 | CLOSED | CLOSED | LINK | 12.000 kV | 11 kV | GAS | 18/07/1998 |  |  | Unknown | EPE | EPE | N/A | Not applicable | MEHKO TANMING | SUBSTATION | Unknown | YES | Unknown | DISTRIBUTION | TNB | CHERAS | Unknown | 75 | Unknown | Unknown | Unknown | NO |  | LINE |  | 28 | 630.000 A | 0.63 | 50 | 20 | B10966 | NO | Not applicable |  |  | Unknown | Unknown |  |  | 3 | Pass | null
35668628 | B10964 | PE BONANZA INDUSTRIAL PARK |  |  | BCRS/PCE/J00976/MB | 300319472 | Existing | RYB | TAMI-12 | B08561 PE BONANZA INDUSTRIAL PARK | OPEN | OPEN | LINK | 12.000 kV | 11 kV | GAS | 18/07/1998 |  |  | Unknown | EPE | EPE | N/A | Not applicable | MEHKO TANMING | SUBSTATION | Unknown | YES | Unknown | DISTRIBUTION | TNB | CHERAS | Unknown | 75 | Unknown | Unknown | Unknown | NO |  | LINE |  | 28 | 630.000 A | 0.63 | 50 | 20 | B10964 | NO | Not applicable |  |  | Unknown |  |  |  | 3 | Pass | null
35668862 | B11917 | DESA SERDANG NO.1 |  |  | BCRS/PCE/J01068/MB | 300389891 | Existing | RYB | BLKG-2 | DESA SERDANG NO.1 | CLOSED | CLOSED | LINK | 12.000 kV | 11 kV | SF6 | 20120609 |  |  |  | TAMCO | TAMCO | 21-ID-12-026 |  | PETRONAS GREEN STATION | SUBSTATION | Unknown | YES | Unknown | DISTRIBUTION | TNB | CHERAS | Unknown | 75 | Unknown | Unknown | Unknown | NO |  | LINE |  | 28 | 630.000 A | 0.63 | 50 | 20 | B11917 | NO | NOT APPLICABLE |  |  | Unknown | Unknown |  |  | 3 | Pass | null
35668863 | B11915 | HIN KEE SAWMILL |  |  | BCRS/PCE/J01068/MB | 300389891 | Existing | RYB | BLKG-2 | HIN KEE SAWMILL | CLOSED | CLOSED | LINK | 12.000 kV | 11 kV | SF6 | 20120609 |  |  |  | TAMCO | TAMCO | 21-ID-12-026 | NOT APPLICABLE | PETRONAS GREEN STATION | SUBSTATION | Unknown | YES | Unknown | DISTRIBUTION | TNB | CHERAS | Unknown | 75 | Unknown | Unknown | Unknown | NO |  | LINE |  | 28 | 630.000 A | 0.63 | 50 | 20 | B11915 | NO | NOT APPLICABLE |  |  | Unknown | Unknown |  |  | 3 | Pass | null
35669383 | B10823 | B10823 |  |  | BCRS/PCE/J00964/MB1 | 300319935 | Existing | RYB | LMAS-3 | B06405 PE MAKMAL FORENSIK | CLOSED | CLOSED | LINK |  | 11 kV | GAS | 18/07/1998 |  |  |  | SCHNEIDER | SCHNEIDER | R0910221MA | N/A | PADAT IBUSAWAT PDRM | SUBSTATION | Unknown | NO | NONE | DISTRIBUTION | TNB | CHERAS | NO | 75 | Unknown | Unknown |  | NO |  | LINE |  | 28 | 630.000 A | 0.63 | 50 | 20 | B10823 | NO | N/A |  |  | Unknown | Unknown |  |  | 3 | Pass | null
35669384 | B10821 | B10821 |  |  | BCRS/PCE/J00964/MB1 | 300319935 | Existing | RYB | LMAS-3 | PPU LAGENDA MAS VCB 3 | CLOSED | CLOSED | LINK |  | 11 kV | GAS | 18/07/1998 |  |  |  | SCHNEIDER | SCHNEIDER | R0910221MA | N/A | PADAT IBUSAWAT PDRM | SUBSTATION | Unknown | YES | NONE | DISTRIBUTION | TNB | CHERAS | Unknown | 75 | Unknown | Unknown | Unknown | NO |  | LINE |  | 28 | 630.000 A | 0.63 | 50 | 20 | B10821 | NO | N/A |  |  | Unknow | Unknown |  |  | 3 | Pass | null
35774375 | B10558 | PE KONDOMINIUM VENICE HILL |  |  | BCRS/PCE/J00945/MBB10558 |  | Existing | RYB | TMASS-6 | B07831 PE KONDOMINIUM VENICE HILL | CLOSED | CLOSED | LINK | 12.000 kV | 11 kV | GAS |  |  |  | Unknown | TAMCO | TAMCO | G1E1-21-ID-08253 | NOT APPLICABLE | TMN SURIA RESIDENCE | SUBSTATION | Unknown | YES | Unknown | DISTRIBUTION | TNB | CHERAS | Unknown | 75 | Unknown | Unknown | Unknown | NO |  | LINE |  | 28 | 630.000 A | 0.63 | 50 | 20 | B10558 | NO | NOT APPLICABLE |  |  | Unknown | Unknown |  |  | 3 | Pass | null
35774387 | B10560 | PE TAMAN KEMA CAHAYA, BLOK 3 |  |  | BCRS/PCE/J00945/MBB10560 |  | Existing | RYB | TMASS-6 | B14925 PE RESIDENSI 9 CHERAS 1 | OPEN | CLOSED | LINK | 12.000 kV | 11 kV | GAS |  |  |  | Unknown | TAMCO | TAMCO | G1E1-21-ID-08253 |  | TMN SURIA RESIDENCE | SUBSTATION | Unknown | YES | Unknown | DISTRIBUTION | TNB | CHERAS | Unknown | 75 | Unknown | Unknown | Unknown | NO |  | LINE |  | 28 | 630.000 A | 0.63 | 50 | 20 | B10560 | NO | NOT APPLICABLE |  |  | Unknown | Unknown |  |  | 3 | Pass | null
35774915 | B01265 | PE DIAMOND PROPERTIES |  |  | BCRS/PCE/J00282/MBB01263 | 300010021 | Existing | RYB | PBEL(P)-11 | B01266 PE DIAMOND PROPERTIES | CLOSED | CLOSED | LINK | 12.000 kV | 11 kV | GAS | 20101101 |  |  | Unknown | FALCON BETA | INDKOM | B2123215 |  | BINA PLASTIC | SUBSTATION | Unknown | NO | NONE | DISTRIBUTION | TNB | CHERAS | NO | 75 |  |  | Unknown | NO |  | Unknown |  | 28 | 630.000 A | 0.63 | 50 | 20 | B01265 | NO | [7 empty] | 3 | Pass | null
35774927 | B01263 | PE AEKA FOOD |  |  | BCRS/PCE/J00282/MBB01263 | 300010021 | Existing | RYB | PBEL(P)-11 | B10943 PE AEKA FOOD | CLOSED | CLOSED | LINK | 12.000 kV | 11 kV | GAS | 20101101 |  |  | Unknown | FALCON BETA | INDKOM | B2123215 |  | BINA PLASTIC | SUBSTATION | Unknown | NO | NONE | DISTRIBUTION | TNB | CHERAS | NO | 75 |  |  | Unknown | NO |  | Unknown |  | 28 | 630.000 A | 0.63 | 50 | 20 | B01263 | NO | [7 empty] | 3 | Pass | null
35775200 | B10033 | PE TOWN PARK 1 NO.3 |  |  | BCRS/PCE/J00906/MBB10033 |  | Existing | RYB | BTHO-6 | B11397 PE TOWN PARK 1 NO.3 | CLOSED | CLOSED | LINK | 12.000 kV | 11 kV | GAS |  |  |  | Unknown | F_and_G | INDKOM | 1203314687 | NOT APPLICABLE | AVENUE ONE BTHO NO 2 | SUBSTATION | Unknown | YES | NONE | DISTRIBUTION | TNB | CHERAS | Unknown | 75 | Unknown | Unknown | Unknown | NO |  | LINE |  | 28 | 630.000 A | 0.63 | 50 | 20 | B10033 | NO | NOT APPLICABLE |  |  | Unknown | Unknown |  |  | 3 | Pass | null
35775215 | B10031 | PE AVENUE TWO |  |  | BCRS/PCE/J00906/MBB10031 |  | Existing | RYB | BTHO-6 | B12045 PE AVENUE TWO | CLOSED | CLOSED | LINK | 12.000 kV | 11 kV | GAS |  |  |  | Unknown | F_and_G | INDKOM | 1203314687 | NOT APPLICABLE | AVENUE ONE BTHO NO 2 | SUBSTATION | Unknown | YES | NONE | DISTRIBUTION | TNB | CHERAS | NO | 75 | Unknown | Unknown | Unknown | NO |  | LINE |  | 28 | 630.000 A | 0.63 | 50 | 20 | B10031 | NO | NOT APPLICABLE |  |  | Unknown | Unknown |  |  | 3 | Pass | null
35820705 | B04595 | B04595 |  |  | BCRS/PCE/J00043/MBB04595 | 300004241 | Existing | RYB |  | PADAT KG BT21 PANGSUN | CLOSED | CLOSED | LINK |  | 11 kV | GAS | 20001101 |  |  |  | MERLIN GERIN | MERLIN GERIN | RQ 9933014 | Not applicable | KG ORG ASLI PANGSOON PADAT | SUBSTATION | Unknown | YES | NONE | DISTRIBUTION | TNB | CHERAS | Unknown | 75 | Unknown | Unknown | Unknown | NO |  | LINE |  | 28 |  | 0.63 | 50 | 20 | B04595 | NO | Not applicable |  |  | Unknown | Unknown |  |  | 3 | Pass | null
35820706 | B04597 | B04597 |  |  | BCRS/PCE/J00043/MBB04595 | 300004241 | Existing | RYB |  | LOWER STATION | CLOSED | CLOSED | LINK |  | 11 kV | GAS | 20001101 |  |  |  | MERLIN GERIN | MERLIN GERIN | RQ 9933014 | Not applicable | KG ORG ASLI PANGSOON PADAT | SUBSTATION | Unknown | YES | Unknown | DISTRIBUTION | TNB | CHERAS | Unknown | 75 | Unknown | Unknown | Unknown | NO |  | LINE |  | 28 |  | 0.63 | 50 | 20 | B04597 | NO | Not applicable |  |  | Unknown | Unknown |  |  | 3 | Pass | null
35823819 | B11015 | PE MADAH PERKAYUAN |  |  | BCRS/PCE/J00995/MB | 300319360 | Existing | RYB | TMASS-10 | B02225 PE MADAH PERKAYUAN | CLOSED | CLOSED | LINK |  | 11 kV | GAS | 20111101 |  |  | Unknown | F_and_G | INDKOM | 1003212088 |  | META ALLIANCE IND | SUBSTATION | Unknown | NO | NONE | DISTRIBUTION | TNB | CHERAS | NO | 75 |  |  | Unknown | NO |  | Unknown |  | 28 |  | 0.63 | 50 | 20 | B11015 | NO | [7 empty] | 3 | Pass | null
35823820 | B11017 | PE SG TEKALI NO1 |  |  | BCRS/PCE/J00995/MB | 300319360 | Existing | RYB | TMASS-10 | B02226 PE SG TEKALI NO1 | CLOSED | CLOSED | LINK |  | 11 kV | GAS | 20111101 |  |  | Unknown | F_and_G | INDKOM | 1003212088 |  | META ALLIANCE IND | SUBSTATION | Unknown | NO | NONE | DISTRIBUTION | TNB | CHERAS | NO | 75 |  |  | Unknown | NO |  | Unknown |  | 28 |  | 0.63 | 50 | 20 | B11017 | NO | [7 empty] | 3 | Pass | null
35843628 | B11226 |  |  |  | BCRS/PCE/J01006/MB1 | 300319297 | Existing | RYB | TSGR-6 | PADAT SUNTEX | CLOSED | CLOSED | LINK |  | 11 kV | GAS | 20101111 |  |  |  | VEI | VEI | 25498 |  | TMN CHERAS INTAN | Unknown | Unknown | NO | NONE | DISTRIBUTION | TNB | CHERAS | NO | 75 |  |  |  | NO |  | LINE |  | 28 |  | 0.63 | 50 | 20 | B11226 | NO | [7 empty] | 3 | Pass | null
35843636 | B11223 |  |  |  | BCRS/PCE/J01006/MB1 | 300319297 | Existing | RYB | TSGR-6 | CHERAS PERMAI | CLOSED | CLOSED | LINK |  | 11 kV | GAS | 20101111 |  |  |  | VEI | VEI | 25498 |  | TMN CHERAS INTAN | Unknown | Unknown | NO | NONE | DISTRIBUTION | TNB | CHERAS | NO | 75 |  |  |  | NO |  | LINE |  | 28 |  | 0.63 | 50 | 20 | B11223 | NO | [7 empty] | 3 | Pass | null
35940809 | B10419 | B10419 |  |  | BCRS/PCE/J00716/MBB01974 | 300270907 | Existing | RYB | MINE-6 | B12421 TMN BLUCONTELLATION NO 2 | CLOSED | CLOSED | LINK |  | 11 kV | GAS | 18/07/1998 |  |  |  | TAMCO |  |  | Not applicable | SOUTHERN LAKE NO 2 | Unknown | Unknown | YES | Unknown | DISTRIBUTION | TNB | CHERAS | Unknown | Unknown | Unknown | Unknown | Unknown | NO |  | LINE |  |  | 630.000 A | 20 | 12 | 20 | B10419 | NO | Not applicable |  |  | Unknown | Unknown |  |  | 3 | Pass | null
35940824 | B10422 | B10422 |  |  | BCRS/PCE/J00716/MBB01974 | 300270907 | Existing | RYB | MINE-6 | B07094 PE SEK.ANTARABANGSA AUSTRALIA | CLOSED | CLOSED | LINK |  | 11 kV | GAS | 18/07/1998 |  |  |  | TAMCO |  |  | Not applicable | SOUTHERN LAKE NO 2 | SUBSTATION | Unknown | YES | Unknown | DISTRIBUTION | TNB | CHERAS | Unknown |  | Unknown | Unknown | Unknown | NO |  | LINE |  |  | 630.000 A | 20 | 12 | 20 | B10422 | NO | Not applicable |  |  | Unknown | Unknown |  |  | 3 | Pass | null
35996606 | B08112 | B08112 |  |  | BCRS/PCE/J00712/MBB08112 | 300270892 | Existing | RYB | BLKG-12 | INDUSTRI BALAKONG JAYA NO 2 | CLOSED | CLOSED | LINK |  | 11 kV | GAS | 20041101 |  |  | Unknown | FALCON BETA | TAMCO | D242620 | N/A | INDUSTRI BALAKONG JAYA NO 3 | SUBSTATION | Unknown | NO | NONE | DISTRIBUTION | TNB | CHERAS | NO | 75 |  |  | Unknown | NO |  | LINE |  | 28 |  | 0.63 | 50 | 20 | B08112 | NO | N/A | [6 empty] | 3 | Pass | null
35996621 | B08115 | B08115 |  |  | BCRS/PCE/J00712/MBB08112 | 300270892 | Existing | RYB | TSRA-2 | B08116 IND BALAKONG JAYA 4 | OPEN | OPEN | LINK |  | 11 kV | GAS | 20041101 |  |  | Unknown | FALCON BETA | TAMCO | D242620 | N/A | INDUSTRI BALAKONG JAYA NO 3 | SUBSTATION | Unknown | NO | NONE | DISTRIBUTION | TNB | CHERAS | NO | 75 |  |  | Unknown | NO |  | LINE |  | 28 |  | 0.63 | 50 | 20 | B08115 | NO | N/A | [6 empty] | 3 | Pass | null
36189849 | B11547 | PE LOT 5205 BLOK A BALAKONG JAYA |  |  | BCRS/PCE/J01010/MB | 300319292 | Existing | RYB | BLKG-5 | B11548 PE LOT 5205 BLOK A BALAKONG JAYA | CLOSED | CLOSED | LINK |  | 11 kV | GAS | 20110607 |  |  | Unknown | VEI | VEI | 262209 |  | LOT 5205 BLOK B | SUBSTATION | Unknown | NO | NONE | DISTRIBUTION | TNB | CHERAS | NO | 75 |  |  | Unknown | NO |  | Unknown |  | 28 |  | 0.63 | 50 | 20 | B11547 | NO | [7 empty] | 3 | Pass | null
36189850 | B11545 | PE LOT 5205 BLOK C BALAKONG JAYA |  |  | BCRS/PCE/J01010/MB | 300319292 | Existing | RYB | BLKG-5 | B11544 PE LOT 5205 BLOK C BALAKONG JAYA | CLOSED | CLOSED | LINK |  | 11 kV | GAS | 20110607 |  |  | Unknown | VEI | VEI | 262209 |  | LOT 5205 BLOK B | SUBSTATION | Unknown | NO | NONE | DISTRIBUTION | TNB | CHERAS | NO | 75 |  |  | Unknown | NO |  | Unknown |  | 28 |  | 0.63 | 50 | 20 | B11545 | NO | [7 empty] | 3 | Pass | null
36249982 | K19136 | [5 empty] | Existing | Unknown |  |  | CLOSED | CLOSED | LINK |  | 11 kV | [9 empty] | PE SUZUKACOAT M SDN BHD | Unknown | Unknown | NO | NONE | DISTRIBUTION | TNB | CHERAS | NO | Unknown |  |  |  | NO | [17 empty] | 0 | Fail | Please check "Phasing"
36249988 | K19137 | [5 empty] | Existing | Unknown |  |  | CLOSED | CLOSED | LINK |  | 11 kV | [9 empty] | PE SUZUKACOAT M SDN BHD | Unknown | Unknown | NO | NONE | DISTRIBUTION | TNB | CHERAS | NO | Unknown |  |  |  | NO | [17 empty] | 0 | Fail | Please check "Phasing"
36250163 | 18352 | [5 empty] | Existing | Unknown |  |  | CLOSED | CLOSED | LINK |  | 11 kV | [9 empty] | PE ECONSAVE KAPAR | Unknown | Unknown | NO | NONE | DISTRIBUTION | TNB | CHERAS | NO | Unknown |  |  |  | NO | [17 empty] | 0 | Fail | Please check "Phasing"
36250176 | 18350 | [5 empty] | Existing | Unknown |  |  | CLOSED | CLOSED | LINK |  | 11 kV | [9 empty] | PE ECONSAVE KAPAR | Unknown | Unknown | NO | NONE | DISTRIBUTION | TNB | CHERAS | NO | Unknown |  |  |  | NO | [17 empty] | 0 | Fail | Please check "Phasing"
36250178 | 18351 | [5 empty] | Existing | Unknown |  |  | CLOSED | CLOSED | LINK |  | 11 kV | [9 empty] | PE ECONSAVE KAPAR | Unknown | Unknown | NO | NONE | DISTRIBUTION | TNB | CHERAS | NO | Unknown |  |  |  | NO | [17 empty] | 0 | Fail | Please check "Phasing"
36261342 | B12419 | B12419 |  |  | BCRS/PCE/J01099/MB1 | 300447698 | Existing | RYB | MINE-6 | BLUCONSTELLATION NO 1 | CLOSED | CLOSED | LINK |  | 11 kV | GAS | 25/07/2013 |  |  | Unknown |  | TAMCO | 0908211292 |  | BLUCONSTELLATION NO 2 | SUBSTATION | Unknown | YES | Unknown | DISTRIBUTION | TNB | CHERAS | Unknown | Unknown | Unknown | Unknown | Unknown | NO |  | LINE |  |  |  | 50 |  | 20 | B12419 | NO | Not applicable |  |  | Unknown | Unknown |  |  | 3 | Pass | null
36261343 | B12421 | B12421 |  |  | BCRS/PCE/J01099/MB1 | 300447698 | Existing | RYB | MINE-6 | SOUTHERN LAKE NO 2 | CLOSED | CLOSED | LINK |  | 11 kV | GAS | 25/07/2013 |  |  | Unknown |  | TAMCO | 0908211292 |  | BLUCONSTELLATION NO 2 | Unknown | Unknown | YES | Unknown | DISTRIBUTION | TNB | CHERAS | NO | Unknown | Unknown | Unknown | Unknown | NO |  | LINE |  |  |  | 50 |  | 20 | B12421 | NO | Not applicable |  |  |  | Unknown |  |  | 3 | Pass | null
36292892 | B04009 | B04009 |  |  | BCRS/PCE/J00845/MB | 300413126 | Existing | RYB | SGLN-8 | PE WETEX | CLOSED | CLOSED | LINK | 12.000 kV | 11 kV | GAS | 20/08/1991 |  |  |  | F_and_G | OMAZABAL | 07325198 | NOT APPLICABLE | WEI FONG | SUBSTATION | Unknown | YES | Unknown | DISTRIBUTION | TNB | CHERAS | Unknown | 75 | Unknown | Unknown | Unknown | NO |  | LINE |  | 28 |  | 20 | 50 | 20 | B04009 | NO | NOT APPLICABLE |  |  | Unknown | Unknown |  |  | 1 | Pass | null
36292907 | B04007 | B04007 |  |  | BCRS/PCE/J00845/MB | 300413126 | Existing | RYB | SGLN-8 | PE FIRST PAPER MILLS | CLOSED | CLOSED | LINK | 12.000 kV | 11 kV | GAS | 20/08/1991 |  |  |  | F_and_G | OMAZABAL | 07325198 | NOT APPLICABLE | WEI FONG | SUBSTATION | Unknown | YES | Unknown | DISTRIBUTION | TNB | CHERAS | Unknown | 75 | Unknown | Unknown | Unknown | NO |  | LINE |  | 28 |  | 20 | 50 | 20 | B04007 | NO | NOT APPLICABLE |  |  | Unknown | Unknown |  |  | 1 | Pass | null
36419516 | B12418 | B12418 |  |  | BCRS/PCE/J01098/MB1 | 300447695 | Existing | RYB | MINE-6 | BLUCONSTELLATION NO 2 | CLOSED | CLOSED | LINK |  | 11 kV | GAS | 25/07/2013 |  |  | Unknown | TAMCO | TAMCO | B21019807 | Not applicable | BLUCONSTELLATION NO 1 | SUBSTATION | Unknown | YES | Unknown | DISTRIBUTION | TNB | CHERAS | Unknown | Unknown | Unknown | Unknown | Unknown | NO |  | LINE |  |  |  | 50 |  | 20 | B12418 | NO | Not applicable |  |  | Unknown | Unknown |  |  | 1 | Pass | null
36419528 | B12416 | B12416 |  |  | BCRS/PCE/J01098/MB1 | 300447695 | Existing | RYB | MINE-6 | SOUTHERN LAKE NO 3 | CLOSED | CLOSED | LINK |  | 11 kV | GAS | 25/07/2013 |  |  | Unknown | TAMCO | TAMCO | B21019807 | Not applicable | BLUCONSTELLATION NO 1 | SUBSTATION | Unknown | YES | Unknown | DISTRIBUTION | TNB | CHERAS | Unknown | Unknown | Unknown | Unknown | Unknown | NO |  | LINE |  |  |  | 50 |  | 20 | B12416 | NO | Not applicable |  |  | Unknown | Unknown |  |  | 3 | Pass | null
36513546 | B12381 | B12381 |  |  | BCRS/PCE/J01060/MB1 | 300430887 | Existing | RYB | BTHO-5 | RASA SAYANG PRIMA | CLOSED | CLOSED | LINK |  | Unknown | GAS | 20131101 | 2013 |  | Unknown | TOSHIBA | TOPRANK | ID2L2TB131 | N/A | PRIMA VILLA CONDO | SUBSTATION | Unknown | YES | Unknown | DISTRIBUTION | TNB | CHERAS | NO | 75 | Unknown | Unknown | Unknown | NO |  | LINE |  | 28 |  | 0.63 | 50 | 20 | B12381 | NO | N/A |  |  |  | Unknown |  |  | 3 | Fail | Please check "Operating Voltage"
36513550 | B12384 | B12384 |  |  | BCRS/PCE/J01060/MB1 | 300430887 | Existing | RYB | BTHO-5 | TMN SRI AMAN | CLOSED | CLOSED | LINK |  | 11 kV | GAS | 20131101 |  |  | Unknown | TOSHIBA | TOPRANK | ID2L2TB131 | N/A | PRIMA VILLA CONDO | SUBSTATION | Unknown | YES | NONE | DISTRIBUTION | TNB | CHERAS | Unknown | 75 | Unknown | Unknown | Unknown | NO |  | LINE |  | 28 |  | 0.63 | 50 | 20 | B12384 | NO | N/A |  |  | Unknown | Unknown |  |  | 3 | Pass | null
38212310 | B11778 | B11778 |  |  | BCRS/PCE/J01027/MB1 | 300318539 | Existing | RYB | TAMI-3 | P'PURI RAKYAT | CLOSED | CLOSED | LINK |  | 11 kV | GAS | 20120806 |  |  |  | INDKOM | INDKOM | 1111225431 | Not applicable | D'IMPIAN TROPIKA | SUBSTATION | Unknown | YES | Unknown | DISTRIBUTION | TNB | CHERAS | Unknown | 75 | Unknown | Unknown | Unknown | NO |  | LINE |  | 28 | 630.000 A | 0.63 | 50 | 20 | B11778 | NO | Not applicable |  |  | Unknown | Unknown |  |  | 3 | Pass | null
38212325 | B11775 | B11775 |  |  | BCRS/PCE/J01027/MB1 | 300318539 | Existing | RYB | TAMI-3 | SETIA BALAKONG NO.2 | CLOSED | CLOSED | LINK |  | 11 kV | GAS | 20120806 |  |  |  | INDKOM | INDKOM | 1111225431 | Not applicable | D'IMPIAN TROPIKA | SUBSTATION | Unknown | YES | Unknown | DISTRIBUTION | TNB | CHERAS | Unknown | 75 | Unknown | Unknown | Unknown | NO |  | LINE |  | 28 | 630.000 A | 0.63 | 50 | 20 | B11775 | NO | Not applicable |  |  | Unknown | Unknown |  |  | 3 | Pass | null
38216630 | B12115 | B12115 |  |  | BCRS/PCE/J01173/MBB12115 |  | Existing | RYB | TMASS-4 | TMN SEGAR PERDANA NO.9 | CLOSED | CLOSED | LINK |  | 11 kV | GAS |  |  |  | Unknown | FALCON BETA | TAMCO | GR1-21-OD-12-164 |  | THE ROYALE | SUBSTATION | Unknown | YES | Unknown | DISTRIBUTION | TNB | CHERAS | Unknown | 75 | Unknown | Unknown | Unknown | NO |  | LINE |  | 28 | 630.000 A | 0.63 | 50 | 20 | B12115 | NO | N/A |  |  | Unknown | Unknown |  |  | 3 | Pass | null
38216642 | B12113 | B12113 |  |  | BCRS/PCE/J01173/MBB12113 |  | Existing | RYB | TMASS-4 | TMN SEGAR PERDANA NO.10 | CLOSED | CLOSED | LINK |  | 11 kV | GAS |  |  |  | Unknown | FALCON BETA | TAMCO | GRI-21-OD-12-164 |  | THE ROYALE | SUBSTATION | Unknown | YES | NONE | DISTRIBUTION | TNB | CHERAS | Unknown | 75 | Unknown | Unknown | Unknown | NO |  | LINE |  | 28 | 630.000 A | 0.63 | 50 | 20 | B12113 | NO | N/A |  |  | Unknown | Unknown |  |  | 3 | Pass | null
38263834 | B10611 | B10611 |  |  | BCRS/PCE/J00771/MB1 | 300448345 | Existing | RYB | PMU KJNG-5 | SS DUNHAM BUSH | CLOSED | CLOSED | LINK |  | 11 kV | GAS | 20121111 |  |  |  | LUCY | TAMCO | N/A | NOT APPLICABLE | CAPITAL ROUTE PLAZA | SUBSTATION | Unknown | YES | Unknown | DISTRIBUTION | TNB | CHERAS | Unknown | 75 | Unknown | Unknown | Unknown | NO |  | LINE |  | 28 | 630.000 A | 0.63 | 50 | 20 | B10611 | NO | NOT APPLICABLE |  |  | Unknown | Unknown |  |  | 3 | Pass | null
38263846 | B10613 | B12012 CENTRAL MALAYA |  |  | BCRS/PCE/J00771/MB1 | 300448345 | Existing | RYB | JUBA-13 | CENTRAL MALAYA | OPEN | OPEN | LINK |  | 11 kV | GAS | 20121111 |  |  |  | LUCY | TAMCO | N/A | NOT APPLICABLE | CAPITAL ROUTE PLAZA | SUBSTATION | Unknown | YES | Unknown | DISTRIBUTION | TNB | CHERAS | Unknown | 75 | Unknown | Unknown | Unknown | NO |  | LINE |  | 28 | 630.000 A | 0.63 | 50 | 20 | B10613 | NO | NOT APPLICABLE |  |  | Unknown | Unknown |  |  | 3 | Pass | null
38371184 | B10728 | B10728 |  |  | BCRS/PCE/J00997/MB1 | 300319352 | Existing | RYB | SGLN-12 | PE SG LONG NO 9 | CLOSED | CLOSED | LINK |  | 11 kV | GAS | 20091009 |  |  |  | FALCON BETA | TAMCO | N/A | Not applicable | ADMIRAL PARK NO 2 | SUBSTATION | Unknown | NO | NONE | DISTRIBUTION | TNB | CHERAS | Unknown | 75 | Unknown | Unknown | Unknown | YES |  | LINE |  | 28 | 630.000 A | 0.63 | 50 | 20 | B10728 | NO | Not applicable |  |  | Unknown | Unknown |  |  | 3 | Pass | null
38371196 | B10726 | B10726 |  |  | BCRS/PCE/J00997/MB1 | 300319352 | Existing | RYB | SGLN-12 | PE ADMIRAL PARK | CLOSED | CLOSED | LINK |  | 11 kV | GAS | 20091009 |  |  |  | FALCON BETA | TAMCO | N/A | Not applicable | ADMIRAL PARK NO 2 | SUBSTATION | Unknown | NO | NONE | DISTRIBUTION | TNB | CHERAS | Unknown | 75 | Unknown | Unknown | Unknown | NO |  | LINE |  | 28 | 630.000 A | 0.63 | 50 | 20 | B10726 | NO | Not applicable |  |  | Unknown | Unknown |  |  | 3 | Pass | null
38392654 | B10614 | PE BELIMBING HEIGHTS NO.2 |  |  | BCRS/PCE/J00937/MB1 | 300447502 | Existing | RYB | PBEL(P)-1 | B07622 PE BELIMBING HEIGHTS NO.2 | CLOSED | CLOSED | LINK |  | 11 kV | GAS | 20111111 |  |  | Unknown | EPE | TAMCO |  |  | BOULEVARD BELIMBING HILLS | SUBSTATION | Unknown | NO | NONE | DISTRIBUTION | TNB | CHERAS | NO | 75 | UNKNOWN | UNKNOWN | Unknown | NO |  | LINE |  | 28 | 630.000 A | 0.63 | 50 | 20 | B10614 | NO |  |  |  |  | UNKNOWN |  |  | 3 | Pass | null
38392666 | B10616 | PE FLAT TMN HARMONI |  |  | BCRS/PCE/J00937/MB1 | 300447502 | Existing | RYB | PBEL(P)-1 | B05159 PE FLAT TMN HARMONI | CLOSED | CLOSED | LINK |  | 11 kV | GAS | 20111111 |  |  | Unknown | EPE | TAMCO |  |  | BOULEVARD BELIMBING HILLS | SUBSTATION | Unknown | NO | NONE | DISTRIBUTION | TNB | CHERAS | NO | 75 | UNKNOWN | UNKNOWN | Unknown | NO |  | LINE |  | 28 | 630.000 A | 0.63 | 50 | 20 | B10616 | NO | [7 empty] | 3 | Pass | null
38500008 | B10553 | B10553 |  |  | BCRS/PCE/J00992/MB1 | 300319367 | Existing | RYB | MHCR-12 | PE PALM WALK NO 4 | CLOSED | CLOSED | LINK |  | 11 kV | GAS | 23/04/2009 |  |  |  | OMAZABAL | F_AND_G | N/A | NOY APPLICABLE | PALM WALK NO 3 | SUBSTATION | Unknown | YES | Unknown | DISTRIBUTION | TNB | CHERAS | Unknown | 75 | Unknown | Unknown | Unknown | NO |  | LINE |  | 28 | 630.000 A | 0.63 | 50 | 20 | B10553 | NO | NOT APPLICABLE |  |  | Unknown | Unknown |  |  | 3 | Pass | null
38500023 | B10550 | B10550 |  |  | BCRS/PCE/J00992/MB1 | 300319367 | Existing | RYB | MHCR-12 | P/E PALM WALK NO. 4 | CLOSED | CLOSED | LINK |  | 11 kV | GAS | 23/04/2009 |  |  |  | OMAZABAL | F_AND_G | N/A | NOT APPLICABLE | PALM WALK NO 3 | SUBSTATION | Unknown | YES | Unknown | DISTRIBUTION | TNB | CHERAS | Unknown | 75 | Unknown | Unknown | Unknown | NO |  | LINE |  | 28 | 630.000 A | 0.63 | 50 | 20 | B10550 | NO | NOT APPLICABLE |  |  | Unknown | Unknown |  |  | 3 | Pass | null
38508611 | B12053 | B12053 |  |  | BCRS/PCE/J01053/MB | 300380823 | Existing | RYB | MHCR2-11 | JALAN SERI BUDIMAN 1/3 | CLOSED | CLOSED | LINK |  | 11 kV | GAS | 20/11/2012 |  |  |  | INDKOM | INDKOM | 1206227171 | N/A | JLN BENTARA 14/5 BMC | SUBSTATION | Unknown | YES | Unknown | DISTRIBUTION | TNB | CHERAS | Unknown | 75 | Unknown | Unknown | Unknown | NO |  | LINE |  | 28 | 630.000 A | 0.63 | 50 | 20 | B12053 | NO | NOT APPLICABLE |  |  | Unknown | Unknown |  |  | 3 | Pass | null
38508626 | B12050 | B12050 |  |  | BCRS/PCE/J01053/MB | 300380823 | Existing | RYB | MHCR2-11 | BMC 11 | CLOSED | CLOSED | LINK |  | 11 kV | GAS | 20/11/2012 |  |  |  | INDKOM | INDKOM | 1206227171 | N/A | JLN BENTARA 14/5 BMC | SUBSTATION | Unknown | YES | Unknown | DISTRIBUTION | TNB | CHERAS | Unknown | 75 | Unknown | Unknown | Unknown | NO |  | LINE |  | 28 | 630.000 A | 0.63 | 50 | 20 | B12050 | NO | NOT APPLICABLE |  |  | Unknown | Unknown |  |  | 3 | Pass | null
38530551 | B11717 | B11717 |  |  |  |  | Existing | RYB | BLKG-7 | JLN PERSIARAN JADE HILL TIMUR | CLOSED | CLOSED | LINK |  | 11 kV | GAS |  |  |  |  | TOPRANK |  |  | NOT APPLICABLE | TMN SETIA IMPIAN NO 2 BKT ANGKAT | SUBSTATION | Unknown | YES | Unknown | DISTRIBUTION | TNB | CHERAS | Unknown | Unknown | Unknown | Unknown | Unknown | NO |  | LINE |  |  | 630.000 A |  |  | 20 | B11717 | NO | NOT APPLICABLE |  |  | Unknown | Unknown |  |  | 3 | Pass | null
38530566 | B11714 | B11714 |  |  |  |  | Existing | RYB | BLKG-7 | TMN SETIA IMPIAN | CLOSED | CLOSED | LINK |  | 11 kV | GAS |  |  |  |  | TOPRANK |  |  | NOT APPLICABLE | TMN SETIA IMPIAN NO 2 BKT ANGKAT | SUBSTATION | Unknown | YES | Unknown | DISTRIBUTION | TNB | CHERAS | Unknown | Unknown | Unknown | Unknown | Unknown | NO |  | LINE |  |  | 630.000 A |  |  | 20 | B11714 | NO | NOT APPLICABLE |  |  | Unknown | Unknown |  |  | 3 | Pass | null
38534356 | B11625 | B11625 |  |  | BCRS/PCE/J01107/MBB11625 |  | Existing | RYB | SGLN-2 | P/E JLN BKT SG LONG | CLOSED | CLOSED | LINK |  | 11 kV | GAS |  |  |  |  | VEI | VEI | 26546 | NOT APPLICABLE | JLN BKT SL 3/6 | SUBSTATION | Unknown | YES | NONE | DISTRIBUTION | TNB | CHERAS | Unknown | 75 | Unknown | Unknown | Unknown | NO |  | LINE |  | 28 | 630.000 A | 0.63 | 50 | 20 | B11625 | NO | NOT APPLICABLE |  |  | Unknown | Unknown |  |  | 3 | Pass | null
38534357 | B11627 | B11627 |  |  | BCRS/PCE/J01107/MBB11627 |  | Existing | RYB | SGLN-2 | P/E JLN BKT SG LONG | CLOSED | CLOSED | LINK |  | 11 kV | GAS |  |  |  | Unknown | VEI | VEI | 26546 | NOT APPLICABLE | JLN BKT SL 3/6 | SUBSTATION | Unknown | YES | Unknown | DISTRIBUTION | TNB | CHERAS | Unknown | 75 | Unknown | Unknown | Unknown | NO |  | LINE |  | 28 | 630.000 A | 0.63 | 50 | 20 | B11627 | NO | NOT APPLICABLE |  |  | Unknown | Unknown |  |  | 3 | Pass | null
38547242 | B11621 | B11621 |  |  | BCRS/PCE/J01079/MB | 300434883 | Existing | RYB | SGLN-2 | P/E PERSIARAN BKT SG LONG | CLOSED | CLOSED | LINK |  | 11 kV | GAS | 20101101 |  |  | Unknown | VEI | VEI | 25790 | NOT APPLICABLE | JLN BKT SL 3/9 | SUBSTATION | Unknown | YES | Unknown | DISTRIBUTION | TNB | CHERAS | Unknown | 75 | Unknown | Unknown | Unknown | NO |  | LINE |  | 28 | 630.000 A | 0.63 | 50 | 20 | B11621 | NO | NOT APPLICABLE |  |  | Unknown | Unknown |  |  | 3 | Pass | null
38547257 | B11624 | B11624 |  |  | BCRS/PCE/J01079/MB | 300434883 | Existing | RYB | SGLN-2 | P/E JLN BKT SG LONG | CLOSED | CLOSED | LINK |  | 11 kV | GAS | 20101101 |  |  | Unknown | VEI | VEI | 25790 | NOT APPLICABLE | JLN BKT SL 3/9 | SUBSTATION | Unknown | YES | Unknown | DISTRIBUTION | TNB | CHERAS | Unknown | 75 | Unknown | Unknown | Unknown | NO |  | LINE |  | 28 | 630.000 A | 0.63 | 50 | 20 | B11624 | Unknown | NOT APPLICABLE |  |  | Unknown | Unknown |  |  | 3 | Pass | null
38620418 | B10663 |  |  |  | BCRS/PCE/J00953/MB | 300319965 | Existing | RYB | MHCR-11 | P/E JLN PAHLAWAN 9/3 | CLOSED | CLOSED | LINK |  | 11 kV | GAS | 20091208 |  |  |  |  | TAMCO |  |  | JLN PAHLAWAN 9/3 NO 2 | SUBSTATION | Unknown | NO | NONE | DISTRIBUTION | TNB | CHERAS | NO | Unknown |  |  |  | NO |  |  |  |  | 630.000 A | 20 | 12 | 20 | B10663 | NO | [7 empty] | 3 | Pass | null
38620433 | B10666 |  |  |  | BCRS/PCE/J00953/MB | 300319965 | Existing | RYB | MHCR-11 | P/E JLN PAHLAWAN 6/3 | CLOSED | CLOSED | LINK |  | 11 kV | GAS | 20091208 |  |  |  | TAMCO | TAMCO |  |  | JLN PAHLAWAN 9/3 NO 2 | SUBSTATION | Unknown | NO | NONE | DISTRIBUTION | TNB | CHERAS | NO | 75 |  |  |  | NO |  |  |  | 28 | 630.000 A | 0.63 | 50 | 20 | B10666 | NO | [7 empty] | 3 | Pass | null
38628829 | B12223 | JLN JADE HILLS 12/1 |  |  |  |  | Existing | RYB | BLKG-7 | B12201 JLN JADE HILLS 12/1 | CLOSED | CLOSED | LINK |  | 11 kV | GAS |  |  |  | Unknown | SCHNEIDER | SCHNEIDER | SF-2012-W27-4-0040 | NOT APPLICABLE | PERSIARAN JADE HILL | SUBSTATION | Unknown | YES | Unknown | DISTRIBUTION | TNB | CHERAS | Unknown | 75 | Unknown | Unknown | Unknown | NO |  | LINE |  | 28 | 630.000 A | 0.63 | 50 | 21 | B12223 | NO | NOT APPLICABLE |  |  | Unknown | Unknown |  |  | 3 | Pass | null
38628844 | B12220 | STP JADE HILLS |  |  |  |  | Existing | RYB | BLKG-7 | B10732 STP JADE HILLS | CLOSED | CLOSED | LINK |  | 11 kV | GAS |  |  |  | Unknown | SCHNEIDER | SCHNEIDER | SF-2012-W27-4-0040 | NOT APPLICABLE | PERSIARAN JADE HILL | SUBSTATION | Unknown | YES | NONE | DISTRIBUTION | TNB | CHERAS | Unknown | 75 | Unknown | Unknown | Unknown | NO |  | LINE |  | 28 | 630.000 A | 0.63 | 50 | 21 | B12220 | NO | NOT APPLICABLE |  |  | Unknown | Unknown |  |  | 3 | Pass | null
38650298 | B10630 | B10630 |  |  | BCRS/PCE/J00938/MB1 | 300447776 | Existing | RYB | LMAS-14 | P/E TMN MUDUN | CLOSED | CLOSED | LINK |  | 11 kV | GAS | 18/07/1999 |  |  |  | TAMCO | TAMCO | GR1-22-0D-10-015 |  | HIJAUAN RESIDENCE NO 1 | SUBSTATION | Unknown | YES | Unknown | DISTRIBUTION | TNB | CHERAS | Unknown | 75 | Unknown | Unknown | Unknown | NO |  | LINE |  | 28 | 630.000 A | 0.63 | 50 | 20 | B10630 | NO | Not Applicable |  |  | Unknown | Unknown |  |  | 3 | Pass | null
38650313 | B10630 | B10632 |  |  | BCRS/PCE/J00938/MB1 | 300447776 | Existing | RYB | LMAS-14 | P/E HIJAUAN RESIDENCE NO 2 | CLOSED | CLOSED | LINK |  | 11 kV | GAS | 18/07/1999 |  |  |  | TAMCO | TAMCO | GR1-22-0D-10-015 |  | HIJAUAN RESIDENCE NO 1 | SUBSTATION | Unknown | YES | Unknown | DISTRIBUTION | TNB | CHERAS | Unknown | 75 | Unknown | Unknown | Unknown | NO |  | LINE |  | 28 | 630.000 A | 0.63 | 50 | 20 | B10630 | NO | NOT APPLICABLE |  |  | Unknown | Unknown |  |  | 3 | Pass | null
38658901 | B12173 | PE TMN SRI MAS HULU LANGAT NO.1 |  |  | BCRS/PCE/J01059/MB | 300430885 | Existing | RYB | TMASS-8 | B12172 PE TAMAN SRI MAS HULU LANGAT NO.1 | CLOSED | CLOSED | LINK |  | 11 kV | GAS | 20121101 |  |  | Unknown | F_and_G | INDKOM | 1210228211 |  | TMN SRI MAS NO 2 | SUBSTATION | Unknown | YES | Unknown | DISTRIBUTION | TNB | CHERAS | Unknown | 75 | Unknown | Unknown | Unknown | NO |  | LINE |  | 28 | 630.000 A | 0.63 | 50 | 20 | B12173 | NO | NOT APPLICABLE |  |  | Unknown | Unknown |  |  | 3 | Pass | null
38658916 | B12176 | PE TAMAN SG. SERAI TAMBAHAN |  |  | BCRS/PCE/J01059/MB | 300430885 | Existing | RYB | TMASS-8 | B07079 PE TAMAN SG. SERAI TAMBAHAN | CLOSED | CLOSED | LINK |  | 11 kV | GAS | 20121101 |  |  | Unknown | F_and_G | INDKOM | 1210228211 | 1210228211 | TMN SRI MAS NO 2 | SUBSTATION | Unknown | YES | Unknown | DISTRIBUTION | TNB | CHERAS | Unknown | 75 | Unknown | Unknown | Unknown | NO |  | LINE |  | 28 | 630.000 A | 0.63 | 50 | 20 | B12176 | NO | NOT APPLICABLE |  |  | Unknown | Unknown |  |  | 3 | Pass | null
38663195 | B11560 | [5 empty] | Existing | Unknown |  |  | CLOSED | CLOSED | LINK |  | 11 kV | GAS |  |  |  |  | TOPRANK |  |  | ID 2L2T AK3 / 2011 |  | SUBSTATION | Unknown | NO | NONE | DISTRIBUTION | TNB | CHERAS | NO | Unknown |  |  |  | NO |  |  |  |  | 630.000 A | 20 |  | 20 |  | NO | [7 empty] | 0 | Fail | Please check "Phasing"
38684646 | B12133 | PE JALAN DESA BUDIMAN |  |  |  |  | Existing | RYB | SGLN-7 | B11344 PE JALAN DESA BUDIMAN | CLOSED | CLOSED | LINK |  | 11 kV | GAS |  |  |  | Unknown | FALCON BETA | TAMCO | B21224566 | Not applicable | JLN DB 5/1 | SUBSTATION | Unknown | YES | Unknown | DISTRIBUTION | TNB | CHERAS | Unknown | 75 | Unknown | Unknown | Unknown | NO |  | LINE |  | 28 | 20.000 A | 0.63 | 50 | 20 | B12133 | NO | Not applicable |  |  | Unknown | Unknown |  |  | 3 | Pass | null
38684647 | B12135 | PE JALAN DESA BUDIMAN NO 2 |  |  |  |  | Existing | RYB | SGLN-7 | B11560 PE JALAN DESA BUDIMAN NO 2 | CLOSED | CLOSED | LINK |  | 11 kV | GAS |  |  |  | Unknown | FALCON BETA | TAMCO | B21224566 | Not applicable | JLN DB 5/1 | SUBSTATION | Unknown | YES | Unknown | DISTRIBUTION | TNB | CHERAS | Unknown | 75 | Unknown | Unknown | Unknown | NO |  | LINE |  | 28 | 630.000 A | 0.63 | 50 | 20 | B12135 | NO | Not applicable |  |  | Unknown | Unknown |  |  | 3 | Pass | null
38688940 | B05663 | PE TAMAN PINGGIRAN SEKAMAT |  |  | BCRS/PCE/J00850/MB1 | 300444769 | Existing | RYB | SJIM-6 | B10225 PE TAMAN PINGGIRAN SEKAMAT | CLOSED | CLOSED | LINK |  | 11 kV | GAS | 19981101 |  |  | Unknown | FALCON BETA | TAMCO | GRI-21-OD-0278 |  | RUMAH BIDAN | SUBSTATION | Unknown | NO | NONE | DISTRIBUTION | TNB | CHERAS | NO | 75 |  |  | Unknown | YES |  | LINE |  | 28 | 630.000 A | 0.63 | 50 | 20 | B05663 | NO | [7 empty] | 3 | Pass | null
38714708 | B12260 | TECHNICAL WORLD |  |  | BCRS/PCE/J01077/MB1 | 300444404 | Existing | RYB | BLKG-11 | TECHNICAL WORLD | CLOSED | CLOSED | LINK |  | 11 kV | GAS | 20131101 |  |  |  | TAMCO | TAMCO |  | NOT APPLICABLE | ML-16 INDUSTRIAL PARK | SUBSTATION | Unknown | YES | Unknown | DISTRIBUTION | TNB | CHERAS | Unknown | 75 | Unknown | Unknown | Unknown | NO |  | LINE |  | 28 | 630.000 A | 20 | 50 | 20 | B12260 | NO | NOT APPLICABLE |  |  | Unknown | Unknown |  |  | 3 | Pass | null
38714723 | B12257 | YEW LUM IND |  |  | BCRS/PCE/J01077/MB1 | 300444404 | Existing | RYB | BLKG-11 | YEW LUM IND | CLOSED | CLOSED | LINK |  | 11 kV | GAS | 20131101 |  |  |  | TAMCO | TAMCO |  | NOT APPLICABLE | ML-16 INDUSTRIAL PARK | SUBSTATION | Unknown | YES | Unknown | DISTRIBUTION | TNB | CHERAS | Unknown | 75 | Unknown | Unknown | Unknown | NO |  | LINE |  | 28 | 630.000 A | 20 | 50 | 20 | B12257 | NO | NOT APPLICABLE |  |  | Unknown | Unknown |  |  | 3 | Pass | null
38718998 | B12120 | PE SUKMA PESONA |  |  | BCRS/PCE/J01066/MB | 300389871 | Existing | RYB | SGLN-7 | B09356 PE SUKMA PESONA | CLOSED | CLOSED | LINK |  | 11 kV | GAS | 20130701 |  |  | Unknown | TAMCO | TAMCO | B21224535 | Not applicable | SUKMA PESONA SURIA | SUBSTATION | Unknown | NO | NONE | DISTRIBUTION | TNB | CHERAS | NO | 75 | Unknown | Unknown | Unknown | YES |  | LINE |  | 28 | 630.000 A | 0.63 | 50 | 20 | B12120 | NO | Not applicable |  |  | Unknown | Unknown |  |  | 3 | Pass | null
38718999 | B12122 | PE TMN TAMING MUTIARA |  |  | BCRS/PCE/J01066/MB | 300389871 | Existing | RYB | SGLN-7 | B10483 PE TMN TAMING MUTIARA | CLOSED | CLOSED | LINK |  | 11 kV | GAS | 20130701 |  |  | Unknown | FALCON BETA | TAMCO | B21224535 | Not applicable | SUKMA PESONA SURIA | SUBSTATION | Unknown | NO | NONE | DISTRIBUTION | TNB | CHERAS | Unknown | 75 | Unknown | Unknown | Unknown | YES |  | LINE |  | 28 | 630.000 A | 0.63 | 50 | 20 | B12122 | NO | Not applicable |  |  | Unknown | Unknown |  |  | 3 | Pass | null
38727586 | B02884 | B02885 ;; UNITED SENSATION |  |  | BCRS/PCE/J00392/MBB02882 | 300011071 | Existing | RYB | PBEL(P)-2 | PE UNITED SENSATION | CLOSED | CLOSED | LINK |  | 11 kV | GAS | 20081111 |  |  | Unknown | MERLIN GERIN | MERLIN GERIN | 0742345 |  | BKT BELIMBING NO 2 | SUBSTATION | Unknown | NO | NONE | DISTRIBUTION | TNB | CHERAS | NO | 75 | UNKNOWN | UNKNOWN | Unknown | NO |  | LINE |  | 28 |  | 0.63 | 50 | 20 | B02884 | NO | [7 empty] | 3 | Pass | null
38727598 | B02882 | B02881 P/E BUKIT BELIMBING NO.3 |  |  | BCRS/PCE/J00392/MBB02882 | 300011071 | Existing | RYB | PBEL(P)-2 | PE BUKIT BELIMBING | CLOSED | CLOSED | LINK |  | 11 kV | GAS | 20081111 |  |  | Unknown | MERLIN GERIN | MERLIN GERIN | 0742345 |  | BKT BELIMBING NO 2 | SUBSTATION | Unknown | NO | NONE | DISTRIBUTION | TNB | CHERAS | NO | 75 | UNKNOWN | UNKNOWN | Unknown | NO |  | LINE |  | 28 |  | 0.63 | 50 | 20 | B02882 | NO | [7 empty] | 3 | Pass | null
38749060 | B10674 | B10674 |  |  | BCRS/PCE/J00954/MBB10674 | 300509494 | Existing | RYB | TAMI-1 | PE IMPIAN INDAH NO 2 | CLOSED | CLOSED | LINK |  | 11 kV | GAS | 20151110 |  |  |  | OMAZABAL | SIEMENS | 0732S199 | Not applicable | JLN IMPIAN INDAH NO 4 | SUBSTATION | Unknown | YES | Unknown | DISTRIBUTION | TNB | CHERAS | Unknown | 75 | Unknown | Unknown | Unknown | NO |  | LINE |  | 28 | 630.000 A | 0.63 | 50 | 20 | B10674 | NO | Not applicable |  |  | Unknown |  |  |  | 3 | Pass | null
38749075 | B10677 | B10677 |  |  | BCRS/PCE/J00954/MBB10674 | 300509494 | Existing | RYB | TAMI-1 | PE IMPIAN INDAH NO3 | CLOSED | CLOSED | LINK |  | 11 kV | GAS | 20151110 |  |  |  | OMAZABAL | SIEMENS | 0732S199 | Not applicable | JLN IMPIAN INDAH NO 4 | SUBSTATION | Unknown | YES | Unknown | DISTRIBUTION | TNB | CHERAS | Unknown | 75 | Unknown | Unknown | Unknown | NO |  | LINE |  | 28 | 630.000 A | 0.63 | 50 | 20 | B10677 | NO | Not applicable |  |  | Unknown | Unknown |  |  | 3 | Pass | null
38761942 | B12123 | B12123 |  |  | BCRS/PCE/J01004/MB |  | Existing | RYB | PMU KJNG-8 | BUKIT ANGKAT 2 (COMPACT) | CLOSED | CLOSED | LINK |  | 11 kV | GAS |  |  |  |  | INDKOM | INDKOM | 1206227233 | NOT APPLICABLE | TMN IND ANGKAT PERDANA NO 1 | SUBSTATION | Unknown | YES | Unknown | DISTRIBUTION | TNB | CHERAS | Unknown | 75 | Unknown | Unknown | Unknown | NO |  | LINE |  | 28 | 630.000 A | 0.63 | 50 | 20 | B12123 | NO | NOT APPLICABLE |  |  | Unknown |  |  |  | 3 | Pass | null
38761957 | B12126 | B12126 |  |  | BCRS/PCE/J01004/MB |  | Existing | RYB | PMU KJNG-8 | PE TMN IND ANGKAT PERDANA 2 | CLOSED | CLOSED | LINK |  | 11 kV | GAS |  |  |  |  | INDKOM | INDKOM | 1206227233 | NOT APPLICABLE | TMN IND ANGKAT PERDANA NO 1 | SUBSTATION | Unknown | YES | Unknown | DISTRIBUTION | TNB | CHERAS | Unknown | 75 | Unknown | Unknown | Unknown | NO |  | LINE |  | 28 | 630.000 A | 0.63 | 50 | 20 | B12126 | NO | NOT APPLICABLE |  |  | Unknown | Unknown |  |  | 3 | Pass | null
38800605 | B10134 | B10134 |  |  | BCRS/PCE/J01091/MB1 | 300441225 | Existing | RYB | TMASS-8 | PE TMN MAS SEMENTARA C | CLOSED | OPEN | LINK |  | 11 kV | GAS | 20081111 |  |  |  | FALCON BETA | TAMCO | G280296 | Not applicable | SWS TMN MAS SEMENTARA A | SUBSTATION | Unknown | YES | Unknown | DISTRIBUTION | TNB | CHERAS | Unknown | 75 | Unknown | Unknown | Unknown | NO |  | LINE |  | 28 | 630.000 A | 0.63 | 50 | 20 | B10134 | NO | Not applicable |  |  | Unknown | Unknown |  |  | 3 | Pass | null
38800615 | B10135 | B10135 |  |  | BCRS/PCE/J01091/MB1 | 300441225 | Existing | RYB | LMAS-8 | TMN LANGAT CERIA | CLOSED | OPEN | LINK |  | 11 kV | GAS | 20081111 |  |  |  | FALCON BETA | TAMCO | G280296 | Not applicable | SWS TMN MAS SEMENTARA A | SUBSTATION | Unknown | YES | Unknown | DISTRIBUTION | TNB | CHERAS | Unknown | 75 | Unknown | Unknown | Unknown | NO |  | LINE |  | 28 | 630.000 A | 0.63 | 50 | 20 | B10135 | NO | Not applicable |  |  | Unknown | Unknown |  |  | 3 | Pass | null
38800616 | B10136 | B10136 |  |  | BCRS/PCE/J01091/MB1 | 300441225 | Existing | RYB | LMAS-8 | CHERAS BT 9 | CLOSED | CLOSED | LINK |  | 11 kV | GAS | 20081111 |  |  |  | FALCON BETA | TAMCO | G280296 | Not applicable | SWS TMN MAS SEMENTARA A | SUBSTATION | Unknown | YES | Unknown | DISTRIBUTION | TNB | CHERAS | Unknown | 75 | Unknown | Unknown | Unknown | NO |  | LINE |  | 28 | 630.000 A | 0.63 | 50 | 20 | B10136 | NO | Not applicable |  |  | Unknown | Unknown |  |  | 3 | Pass | null
38809187 | B11165 | B11165 |  |  | BCRS/PCE/J00788/MB1 | 300448346 | Existing | RYB | BTHO-1 | JLN KAWASAN PERINDUSTRIAN JLN BUDIMAN | CLOSED | CLOSED | LINK |  | 11 kV | GAS | 20121111 |  |  | Unknown | FALCON BETA | TAMCO | GRI-21-ID-08495 | Not applicable | BT 10 3/4 JLN CHERAS | SUBSTATION | Unknown | YES | Unknown | DISTRIBUTION | TNB | CHERAS | Unknown | 75 | Unknown | Unknown | Unknown | NO |  | LINE |  | 28 | 630.000 A | 0.63 | 50 | 20 | B11165 | NO | Not applicable |  |  | Unknown | Unknown |  |  | 3 | Pass | null
38809199 | B11167 | B11167 |  |  | BCRS/PCE/J00788/MB1 | 300448346 | Existing | RYB | BTHO-1 | P/E IPV | CLOSED | CLOSED | LINK |  | 11 kV | GAS | 20121111 |  |  | Unknown | FALCON BETA | TAMCO | GRI-21-ID-08495 | Not applicable | BT 10 3/4 JLN CHERAS | SUBSTATION | Unknown | YES | Unknown | DISTRIBUTION | TNB | CHERAS | Unknown | 75 | Unknown | Unknown | Unknown | NO |  | LINE |  | 28 | 630.000 A | 0.63 | 50 | 20 | B11167 | NO | Not applicable |  |  | Unknown | Unknown |  |  | 3 | Pass | null
38813466 | B11683 | PE TIP CORPORATION 2 |  |  | BCRS/PCE/J01052/MB | 300378181 | Existing | RYB | TMASS-10 | B04564 PE TIP CORPORATION 2 | CLOSED | Unknown | LINK |  | 11 kV | GAS | 27/02/2012 |  |  | Unknown | F_and_G | TAMCO | 1108214964 | Not applicable | FOOK MEI | SUBSTATION | Unknown | YES | Unknown | DISTRIBUTION | TNB | CHERAS | Unknown | 75 | Unknown | Unknown | Unknown | NO |  | LINE |  | 28 | 630.000 A | 0.63 | 50 | 20 | B11683 | NO | Not applicable |  |  | Unknown | Unknown |  |  | 3 | Pass | null
38813467 | B11681 | PE CHASE LAND SDN BHD NO 1 |  |  | BCRS/PCE/J01052/MB | 300378181 | Existing | RYB | TMASS-10 | B06031 PE CHASE LAND SDN BHD NO 1 | CLOSED | Unknown | LINK |  | 11 kV | GAS | 27/02/2012 |  |  | Unknown | F_and_G | TAMCO | 1108214964 | Not applicable | FOOK MEI | SUBSTATION | Unknown | NO | NONE | DISTRIBUTION | TNB | CHERAS | Unknown | 75 | Unknown | Unknown | Unknown | NO |  | LINE |  | 28 | 630.000 A | 0.63 | 50 | 20 | B11681 | NO | Not applicable |  |  | Unknown | Unknown |  |  | 3 | Pass | null
38823044 | B11453 | PE TUCK HUA NO 2 |  |  | BCRS/PCE/J01019/MB1 | 300318506 | Existing | RYB | PBEL(P)-6 | B01245 PE TUCK HUA NO 2 | CLOSED | CLOSED | LINK |  | 11 kV | GAS | 20051105 |  |  | Unknown | F_and_G | INDKOM | 0437S112 |  | PADAT OVERSEA | SUBSTATION | Unknown | NO | NONE | DISTRIBUTION | TNB | CHERAS | NO | 75 | UNKNOWN | UNKNOWN | Unknown | NO |  | LINE |  | 28 | 630.000 A | 0.63 | 50 | 20 | B11453 | NO | [7 empty] | 3 | Pass | null
38823045 | B11451 | PE PADAT DATARAN HASIL |  |  | BCRS/PCE/J01019/MB1 | 300318506 | Existing | RYB | PBEL(P)-6 | B07474 PE PADAT DATARAN HASIL | CLOSED | CLOSED | LINK |  | 11 kV | GAS | 20051105 |  |  | Unknown | F_and_G | INDKOM | 0437S112 |  | PADAT OVERSEA | SUBSTATION | Unknown | NO | NONE | DISTRIBUTION | TNB | CHERAS | NO | 75 | UNKNOWN | UNKNOWN | Unknown | NO |  | LINE |  | 28 | 630.000 A | 0.63 | 50 | 20 | B11451 | NO | [7 empty] | 3 | Pass | null
38826348 | B12076 | B12076 |  |  | BCRS/PCE/J01070/MB | 300389908 | Existing | RYB | CJYA-4 | ES METAL | CLOSED | CLOSED | LINK |  | 11 kV | GAS | 17/12/2012 |  |  |  | VEI | VEI | N/A | NOT APPLICABLE | MENANG NUSANTARA | SUBSTATION | Unknown | YES | Unknown | DISTRIBUTION | TNB | CHERAS | Unknown | 75 | Unknown | Unknown | Unknown | NO |  | LINE |  | 28 | 630.000 A | 0.63 | 50 | 20 | B12076 | NO | NOT APPLICABLE |  |  | Unknown | Unknown |  |  | 3 | Pass | null
38826360 | B12078 | B12078 |  |  | BCRS/PCE/J01070/MB | 300389908 | Existing | RYB | CJYA-4 | SOLID GOLD | CLOSED | CLOSED | LINK |  | 11 kV | GAS | 17/12/2012 |  |  |  | VEI | VEI | N/A | N/A | MENANG NUSANTARA | SUBSTATION | Unknown | YES | NONE | DISTRIBUTION | TNB | CHERAS | Unknown | 75 | Unknown | Unknown | Unknown | NO |  | LINE |  | 28 | 630.000 A | 0.63 | 50 | 20 | B12078 | NO | NOT APPLICABLE |  |  | Unknown | Unknown |  |  | 3 | Pass | null
38830764 | B11230 | CENTRAL MALAYA |  |  | BCRS/PCE/J01008/MB | 300319295 | Existing | RYB | JUBA-13 | B13515 PE KIDAMAI INDUSTRIAL PARK | CLOSED | CLOSED | LINK |  | 11 kV | GAS | 20111101 |  |  |  | INDKOM |  |  | NOT APPLICABLE | LSF TECHNOLOGY S/B | SUBSTATION | Unknown | YES | Unknown | DISTRIBUTION | TNB | CHERAS | Unknown | 75 | Unknown | Unknown | Unknown | NO |  | LINE |  | 28 | 630.000 A | 0.63 | 50 | 20 | B11230 | NO | NOT APPLICABLE |  |  | Unknown | Unknown |  |  | 3 | Pass | null
38830774 | B11231 |  |  |  | BCRS/PCE/J01008/MB | 300319295 | Existing | RYB | JUBA-13 | PENGGUNA 11KV | CLOSED | CLOSED | LINK |  | 11 kV | GAS | 20111101 |  |  |  | INDKOM |  |  | NOT APPLICABLE | LSF TECHNOLOGY S/B | SUBSTATION | Unknown | YES | Unknown | DISTRIBUTION | TNB | CHERAS | Unknown | 75 | Unknown | Unknown | Unknown | NO |  | LINE |  | 28 | 630.000 A | 20 | 50 | 20 | B11231 | NO | NOT APPLICABLE |  |  | Unknown | Unknown |  |  | 3 | Pass | null
38830775 | B11232 | PERCETAKAN SAKTI |  |  | BCRS/PCE/J01008/MB | 300319295 | Existing | RYB | JUBA-13 | B04200 PE PERCETAKAN SAKTI | CLOSED | CLOSED | LINK |  | 11 kV | GAS | 20111101 |  |  |  | INDKOM |  |  | NOT APPLICABLE | LSF TECHNOLOGY S/B | SUBSTATION | Unknown | YES | Unknown | DISTRIBUTION | TNB | CHERAS | NO | 75 | Unknown | Unknown | Unknown | NO |  | LINE |  | 28 | 630.000 A | 20 | 50 | 20 | B11232 | NO | NOT APPLICABLE |  |  | Unknown | Unknown |  |  | 3 | Pass | null
38839230 | B12012 | B10613 CAPITAL PLAZA |  |  | BCRS/PCE/J01026/MBB12010 | 300318499 | Existing | RYB | JUBA-13 | B10613 PE CAPITAL ROUTE SDN BHD | CLOSED | CLOSED | LINK |  | 11 kV | GAS | 20120711 |  |  |  | OTHERS | EPE | SSE/TNB 61/2012-5/0007 | NOT APPLICABLE | CENTRAL MALAYA | SUBSTATION | Unknown | YES | Unknown | DISTRIBUTION | TNB | CHERAS | Unknown | 75 | Unknown | Unknown | Unknown | NO |  | LINE |  | 28 | 630.000 A | 0.63 | 50 | 20 | B12012 | NO | NOT APPLICABLE |  |  | Unknown | Unknown |  |  | 3 | Pass | null
38839242 | B12010 | B11230 LSF TECHNOLOGY |  |  | BCRS/PCE/J01026/MBB12010 | 300318499 | Existing | RYB | JUBA-13 | B13512 PE KIDAMAI INDUSTRIAL PARK | CLOSED | CLOSED | LINK |  | 11 kV | GAS | 20120711 |  |  |  | OTHERS | EPE | SSE/TNB 61/2012-5/0007 | NOT APPLICABLE | CENTRAL MALAYA | SUBSTATION | Unknown | YES | Unknown | DISTRIBUTION | TNB | CHERAS | Unknown | 75 | Unknown | Unknown | Unknown | NO |  | LINE |  | 28 | 630.000 A | 0.63 | 50 | 20 | B12010 | NO | NOT APPLICABLE |  |  | Unknown | Unknown |  |  | 3 | Pass | null
38852112 | B12299 | PE JALAN TM 3/1 |  |  |  |  | Existing | RYB | MHCR-5 | B12211 PE JALAN TM 3/1 | CLOSED | CLOSED | LINK |  | 11 kV | GAS |  |  |  | Unknown | F_and_G | INDKOM | 1209218038 | NOT APPLICABLE | TAMAN MUTIARA JAYA NO 1 | SUBSTATION | Unknown | YES | Unknown | DISTRIBUTION | TNB | CHERAS | Unknown | 75 | Unknown | Unknown | Unknown | NO |  | LINE |  | 28 | 630.000 A | 0.63 | 50 | 20 | B12299 | NO | NOT APPLICABLE |  |  | Unknown | Unknown |  |  | 3 | Pass | null
38852113 | B12301 | PE TMN TAMING MUTIARA SG.LONG2 |  |  |  |  | Existing | RYB | MHCR-5 | B10982 PE TMN TAMING MUTIARA SG.LONG2 | CLOSED | CLOSED | LINK |  | 11 kV | GAS |  |  |  | Unknown | F_and_G | INDKOM | 1209218038 | NOT APPLICABLE | TAMAN MUTIARA JAYA NO 1 | SUBSTATION | Unknown | YES | Unknown | DISTRIBUTION | TNB | CHERAS | Unknown | 75 | Unknown | Unknown | Unknown | NO |  | LINE |  | 28 | 630.000 A | 0.63 | 50 | 20 | B12301 | NO | NOT APPLICABLE |  |  | Unknown | Unknown |  |  | 3 | Pass | null
38873586 | B10925 | JLN JADE HILL 2/1 |  |  | BCRS/PCE/J00971/MB1 | 300319484 | Existing | RYB | BLKG-7 | B10922 PE JLN JADE HILL 2/1 | CLOSED | CLOSED | LINK |  | 11 kV | GAS | 24/07/2008 |  |  | Unknown | F_and_G | INDKOM | 0807220282 | NOT APPLICABLE | JLN JADE HILL 1/1 | SUBSTATION | Unknown | YES | Unknown | DISTRIBUTION | TNB | CHERAS | Unknown | 75 | Unknown | Unknown | Unknown | NO |  | LINE |  | 28 | 630.000 A | 0.63 | 50 | 20 | B10925 | NO | NOT APPLICABLE |  |  | Unknown | Unknown |  |  | 3 | Pass | null
38873601 | B10926 | B10396 PE CLUB GOLF JADE HILL |  |  | BCRS/PCE/J00971/MB1 | 300319484 | Existing | RYB | BLKG-7 | CLUB GOLF JADE HILL | CLOSED | CLOSED | LINK |  | 11 kV | GAS | 24/07/2008 |  |  | Unknown | F_and_G | INDKOM | 0807220282 | NOT APPLICABLE | JLN JADE HILL 1/1 | SUBSTATION | Unknown | YES | Unknown | DISTRIBUTION | TNB | CHERAS | Unknown | 75 | Unknown | Unknown | Unknown | NO |  | LINE |  | 28 | 630.000 A | 0.63 | 50 | 20 | B10926 | NO | NOT APPLICABLE |  |  | Unknown | Unknown |  |  | 3 | Pass | null
38877876 | B12272 | PE UDA BINA TMN SEKAMAT |  |  | BCRS/PCE/J01088/MBB12272 |  | Existing | RYB | SJIM-6 | B06784 PE UDA BINA TMN SEKAMAT | CLOSED | CLOSED | LINK |  | 11 kV | GAS |  |  |  | Unknown | F_and_G | INDKOM | 1212218739 |  | TMN BAYU SEKAMAT | SUBSTATION | Unknown | NO | NONE | DISTRIBUTION | TNB | CHERAS | NO | 75 |  |  | Unknown | NO |  | Unknown |  | 28 | 630.000 A | 0.63 | 50 | 20 | B12272 | NO | [7 empty] | 3 | Pass | null
38877877 | B12274 | PE TAMAN KASIH |  |  | BCRS/PCE/J01088/MBB12274 |  | Existing | RYB | SJIM-6 | B06801 PE TAMAN KASIH | CLOSED | CLOSED | LINK |  | 11 kV | GAS |  |  |  | Unknown | F_and_G | INDKOM | 1212218739 |  | TMN BAYU SEKAMAT | SUBSTATION | Unknown | NO | NONE | DISTRIBUTION | TNB | CHERAS | NO | 75 |  |  | Unknown | NO |  | Unknown |  | 28 | 630.000 A | 0.63 | 50 | 20 | B12274 | NO | [7 empty] | 3 | Pass | null
38882174 | B12264 | B12264 |  |  |  |  | Existing | RYB | MHCR2-11 | BMC NO 10 | CLOSED | CLOSED | LINK |  | 11 kV | GAS |  |  |  |  | FALCON BETA | TAMCO | D2126988 | N/A | EAST PARK | SUBSTATION | Unknown | NO | NONE | DISTRIBUTION | TNB | CHERAS | NO | 75 |  |  | Unknown | YES |  | LINE |  | 28 | 630.000 A | 0.63 | 50 | 20 | B12264 | NO | N/A | [6 empty] | 3 | Pass | null
38882189 | B12261 | B12261 |  |  |  |  | Existing | RYB | MHCR2-11 | BMC NO 9 | CLOSED | CLOSED | LINK |  | 11 kV | GAS |  |  |  |  | TAMCO | TAMCO | D2126988 | N/A | EAST PARK | SUBSTATION | Unknown | NO | NONE | DISTRIBUTION | TNB | CHERAS | NO | 75 |  |  | Unknown | YES |  | LINE |  | 28 | 630.000 A | 0.63 | 50 | 20 | B12261 | NO | N/A | [6 empty] | 3 | Pass | null
38886468 | B10673 | B10673 |  |  | BCRS/PCE/J00958/MB1 | 300319948 | Existing | RYB |  | B05139 PE KG. SG SERAI | CLOSED | CLOSED | LINK |  | 11 kV | GAS | 20101111 |  |  |  | VEI | VEI | 25487 |  | LAGENDA SURIA NO 2 | SUBSTATION | Unknown | NO | NONE | DISTRIBUTION | TNB | CHERAS | NO | 75 |  |  |  | NO |  | LINE |  | 28 | 630.000 A | 0.63 | 50 | 20 | B10673 | NO | [7 empty] | 3 | Pass | null
38886483 | B10671 | B10671 |  |  | BCRS/PCE/J00958/MB1 | 300319948 | Existing | RYB |  | B11275 PE KEDAI PEJABAT TMN SRI NANDING | CLOSED | CLOSED | LINK |  | 11 kV | GAS | 20101111 |  |  |  | VEI | VEI | 25487 |  | LAGENDA SURIA NO 2 | SUBSTATION | Unknown | NO | NONE | DISTRIBUTION | TNB | CHERAS | NO | 75 |  |  |  | NO |  | LINE |  | 28 | 630.000 A | 0.63 | 50 | 20 | B10671 | NO | [7 empty] | 3 | Pass | null
38903640 | B12104 | B12102 |  |  |  |  | Existing | RYB | PBEL(P)-11 | B09423 PE TUCK HUA NO. 3 | CLOSED | CLOSED | LINK |  | 11 kV | GAS |  |  |  | Unknown | LUCY |  | SSE/TNB 61/2012-5/0001 | Not applicable | AZR VTEC JLN SURIA 1 | SUBSTATION | Unknown | YES | Unknown | DISTRIBUTION | TNB | CHERAS | Unknown | 75 | Unknown | Unknown | Unknown | NO |  | LINE |  | 28 | 630.000 A | 0.63 | 50 | 20 | B12104 | NO | Not applicable |  |  | Unknown | Unknown |  |  | 3 | Pass | null
38903641 | B12102 | B12104 |  |  |  |  | Existing | RYB | PBEL(P)-11 | B01253 PE TUCK HUA NO 1 | CLOSED | CLOSED | LINK |  | 11 kV | GAS |  |  |  |  | OTHERS |  | SSE/TNB 61/2012-5/0001 | Not applicable | AZR VTEC JLN SURIA 1 | SUBSTATION | Unknown | YES | Unknown | DISTRIBUTION | TNB | CHERAS | Unknown | Unknown | Unknown | Unknown | Unknown | NO |  | LINE |  |  | 630.000 A | 0.63 | 50 | 20 | B12102 | NO | Not applicable |  |  | Unknown | Unknown |  |  | 3 | Pass | null
38929404 | B12068 | PE IDAMAN VILLA |  |  | BCRS/PCE/J01035/MB1 | 300430850 | Existing | RYB | TMASS-6 | B08090 PE IDAMAN VILLA | CLOSED | CLOSED | LINK |  | 11 kV | GAS | 20120512 |  |  | Unknown | SCHNEIDER | SCHNEIDER | SF-2011-W30-4-0070 | Not applicable | PADAT SEK SG SERAI | SUBSTATION | Unknown | YES | Unknown | DISTRIBUTION | TNB | CHERAS | Unknown | 75 | Unknown | Unknown | Unknown | NO |  | LINE |  | 28 | 630.000 A | 0.63 | 50 | 20 | B12068 | NO | NOT APPLICABLE |  |  | Unknown | Unknown |  |  | 3 | Pass | null
38929416 | B12066 | B12066 |  |  | BCRS/PCE/J01035/MB1 | 300430850 | Existing | RYB | TMASS-6 | B12066 CHERAS KAOLIN | CLOSED | OPEN | LINK |  | 11 kV | GAS | 20120512 |  |  | Unknown | SCHNEIDER | SCHNEIDER | SF-2011-W30-4-0070 | Not applicable | PADAT SEK SG SERAI | SUBSTATION | Unknown | YES | Unknown | DISTRIBUTION | TNB | CHERAS | Unknown | 75 | Unknown | Unknown | Unknown | NO |  | LINE |  | 28 | 630.000 A | 0.63 | 50 | 20 | B12066 | NO | Not applicable |  |  | Unknown | Unknown |  |  | 3 | Pass | null
38937994 | B10587 | PE BDR TUN HUSSIEN ONN NO.1 |  |  |  |  | Existing | RYB | LMAS-11 | B01638 PE BDR TUN HUSSIEN ONN NO.1 | CLOSED | CLOSED | LINK |  | 11 kV | GAS |  |  |  | Unknown | LUCY | EPE | N/A |  | STP BTHO | SUBSTATION | Unknown | NO | NONE | DISTRIBUTION | TNB | CHERAS | NO | 75 |  |  | Unknown | NO |  | Unknown |  | 28 | 630.000 A | 0.63 | 50 | 20 | B10587 | NO | [7 empty] | 3 | Pass | null
38938006 | B10585 | PE BANDAR TUN HUSSIEN ONN NO2 |  |  | BCRS/PCE/J00924/MBB10585 |  | Existing | RYB | LMAS-11 | B01672 PE BANDAR TUN HUSSIEN ONN NO2 | CLOSED | CLOSED | LINK |  | 11 kV | GAS |  |  |  | Unknown | LUCY | EPE | N/A | N/A | STP BTHO | SUBSTATION | Unknown | YES | Unknown | DISTRIBUTION | TNB | CHERAS | Unknown | 75 | Unknown | Unknown | Unknown | NO |  | LINE |  | 28 | 630.000 A | 0.63 | 50 | 20 | B10585 | NO | N/A |  |  | Unknown | Unknown |  |  | 3 | Pass | null
38946584 | B12208 | PE MITRALAND |  |  |  |  | Existing | RYB | MHCR-5 | B05031 PE MITRALAND | CLOSED | CLOSED | LINK |  | 11 kV | GAS |  |  |  | Unknown | F_and_G | INDKOM | 1210228216 | 1210228216 | JLN TM 3/1 | SUBSTATION | Unknown | YES | Unknown | DISTRIBUTION | TNB | CHERAS | Unknown | 75 | Unknown | Unknown | Unknown | NO |  | LINE |  | 28 | 630.000 A | 0.63 | 50 | 20 | B12208 | NO | NOT APPLICABLE |  |  | Unknown | Unknown |  |  | 3 | Pass | null
38946599 | B12211 | PE TAMAN MUTIARA JAYA NO 1 |  |  |  |  | Existing | RYB | MHCR-5 | B12299 PE TAMAN MUTIARA JAYA NO 1 | CLOSED | CLOSED | LINK |  | 11 kV | GAS |  |  |  | Unknown | F_and_G | INDKOM | 1210228216 | 1210228216 | JLN TM 3/1 | SUBSTATION | Unknown | YES | Unknown | DISTRIBUTION | TNB | CHERAS | Unknown | 75 | Unknown | Unknown | Unknown | NO |  | LINE |  | 28 | 630.000 A | 0.63 | 50 | 20 | B12211 | NO | NOT APPLICABLE |  |  | Unknown | Unknown |  |  | 3 | Pass | null
38950878 | B12305 | B12305 |  |  | BCRS/PCE/J01102/MB1 | 300447728 | Existing | RYB | MHCR-12 | PALM WALK 3 NO.1 | CLOSED | CLOSED | LINK |  | 11 kV | GAS | 23/04/2013 |  |  |  | TAMCO | TAMCO | D2137099 | N/A | PALM WALK 3 NO 2 | SUBSTATION | Unknown | NO | NONE | DISTRIBUTION | TNB | CHERAS | NO | 75 |  |  | Unknown | NO |  | LINE |  | 28 | 630.000 A | 0.63 | 50 | 20 | B12305 | NO | N/A | [6 empty] | 3 | Pass | null
38950893 | B12302 | B12302 |  |  | BCRS/PCE/J01102/MB1 | 300447728 | Existing | RYB | MHCR-12 | PALM WALK NO.3 | CLOSED | CLOSED | LINK |  | 11 kV | GAS | 23/04/2013 |  |  |  | TAMCO | TAMCO | D2137099 | N/A | PALM WALK 3 NO 2 | SUBSTATION | Unknown | NO | NONE | DISTRIBUTION | TNB | CHERAS | NO | 75 |  |  | Unknown | NO |  | LINE |  | 28 | 630.000 A | 0.63 | 50 | 20 | B12302 | NO | N/A | [6 empty] | 3 | Pass | null
38955168 | B12308 | B12308 |  |  | BCRS/PCE/J01103/MB1 | 300447734 | Existing | RYB | MHCR-12 | PE PALM WALK NO 4 | CLOSED | CLOSED | LINK |  | 11 kV | GAS | 23/04/2013 |  |  |  | LUCY | TAMCO | SF00065513 | N/A | PALM WALK 3 NO 1 | SUBSTATION | Unknown | NO | NONE | DISTRIBUTION | TNB | CHERAS | Unknown | 75 | Unknown | Unknown | Unknown | NO |  | LINE |  | 28 | 630.000 A | 0.63 | 50 | 20 | B12308 | NO | N/A |  |  | Unknown | Unknown |  |  | 3 | Pass | null
38955169 | B12306 | PE PALM WALK 3 NO 2 |  |  | BCRS/PCE/J01103/MB1 | 300447734 | Existing | RYB | MHCR-12 | PE PALM WALK 3 NO 2 | CLOSED | CLOSED | LINK |  | 11 kV | GAS | 23/04/2013 |  |  |  | LUCY | TAMCO | SF00065513 | N/A | PALM WALK 3 NO 1 | SUBSTATION | Unknown | YES | Unknown | DISTRIBUTION | TNB | CHERAS | Unknown | 75 | Unknown | Unknown | Unknown | NO |  | LINE |  | 28 | 630.000 A | 0.63 | 50 | 20 | B12306 | NO | N/A |  |  | Unknown | Unknown |  |  | 3 | Pass | null
38963756 | B12197 | B12198 PE JLN JADE HILLS 12/1 |  |  | BCRS/PCE/J01038/MB1 | 300430867 | Existing | RYB | BLKG-7 | B12198 PE JLN JADE HILLS 12/1 | CLOSED | CLOSED | LINK |  | 11 kV | GAS | 19/02/2013 |  |  | Unknown | F_and_G | INDKOM |  | NOT APPLICABLE | PERSIARAN JADE HILL TIMUR | SUBSTATION | Unknown | YES | Unknown | DISTRIBUTION | TNB | CHERAS | Unknown | 75 | Unknown | Unknown | Unknown | NO |  | LINE |  | 28 | 630.000 A | 0.63 | 50 | 20 | B12197 | NO | NOT APPLICABLE |  |  | Unknown | Unknown |  |  | 3 | Pass | null
38963757 | B12195 | PE JLN PSRN JADE HILLS TIMUR |  |  | BCRS/PCE/J01038/MB1 | 300430867 | Existing | RYB | BLKG-7 | B11946 PE JLN PSRN JADE HILLS TIMUR | CLOSED | CLOSED | LINK |  | 11 kV | GAS | 19/02/2013 |  |  | Unknown | F_and_G | INDKOM |  | NOT APPLICABLE | PERSIARAN JADE HILL TIMUR | SUBSTATION | Unknown | YES | Unknown | DISTRIBUTION | TNB | CHERAS | Unknown | 75 | Unknown | Unknown | Unknown | NO |  | LINE |  | 28 | 630.000 A | 0.63 | 50 | 20 | B12195 | NO | NOT APPLICABLE |  |  | Unknown | Unknown |  |  | 3 | Pass | null
38968050 | B10633 | B10633 |  |  | BCRS/PCE/J00939/MB1 | 300445970 | Existing | RYB | LMAS-14 | HIJAUAN RESIDENCE NO 1 | CLOSED | CLOSED | LINK |  | 11 kV | GAS | 18/07/2009 |  |  |  | LUCY | EPE | N/A | NOT APPLICABLE | HIJAUAN RESIDENCE NO 2 | SUBSTATION | Unknown | YES | Unknown | DISTRIBUTION | TNB | CHERAS | Unknown | 75 | Unknown | Unknown | Unknown | NO |  | LINE |  | 28 | 630.000 A | 0.63 | 50 | 20 | B10633 | NO | NOT APPLICABLE |  |  | Unknown | Unknown |  |  | 3 | Pass | null
38968062 | B10635 | B10635 |  |  | BCRS/PCE/J00939/MB1 | 300445970 | Existing | RYB | LMAS-14 | TMN WANGSA CHERAS NO 1 | CLOSED | CLOSED | LINK |  | 11 kV | GAS | 18/07/2009 |  |  |  | LUCY | EPE | N/A | NOT APPLICABLE | HIJAUAN RESIDENCE NO 2 | SUBSTATION | Unknown | YES | Unknown | DISTRIBUTION | TNB | CHERAS | Unknown | 75 | Unknown | Unknown | Unknown | NO |  | LINE |  | 28 | 630.000 A | 0.63 | 50 | 20 | B10635 | NO | NOT APPLICABLE |  |  | Unknown | Unknown |  |  | 3 | Pass | null
38976658 | B11352 |  |  |  | BCRS/PCE/J00518/MBB11352 | 300267984 | Existing | RYB | MHCR-10 | P/E BMC NO.1 | OPEN | CLOSED | LINK |  | 11 kV | GAS | 16/03/2011 |  |  |  | LUCY | EPE |  | NOT APPLICABLE | PANGSAPURI VISTA MAHKOTA | SUBSTATION | Unknown | YES | NONE | DISTRIBUTION | TNB | CHERAS | NO | 75 |  |  |  | NO |  | LINE |  | 28 | 630.000 A | 0.63 | 50 | 20 | B11352 | NO | NOT APPLICABLE | [6 empty] | 3 | Pass | null
38976670 | B11354 | P/E P/P MAHKOTA |  |  | BCRS/PCE/J00518/MBB11352 | 300267984 | Existing | RYB | MHCR-10 | P/E P/P MAHKOTA | CLOSED | CLOSED | LINK |  | 11 kV | GAS | 16/03/2011 |  |  |  | LUCY | EPE |  | NOT APPLICABLE | PANGSAPURI VISTA MAHKOTA | SUBSTATION | Unknown | YES | NONE | DISTRIBUTION | TNB | CHERAS | NO | 75 |  |  |  | NO |  | LINE |  | 28 | 630.000 A | 0.63 | 50 | 20 | B11354 | NO | NOT APPLICABLE | [6 empty] | 3 | Pass | null
38980932 | B12212 | B12212 |  |  |  |  | Existing | RYB | PMU KJNG-8 | B12126 PE TMN IND ANGKAT PERDANA 1 | CLOSED | CLOSED | LINK |  | 11 kV | GAS |  |  |  |  | LUCY | EPE | SF 000 65501 | NOT APPLICABLE | TMN IND ANGKAT PERDANA NO 2 | SUBSTATION | Unknown | YES | Unknown | DISTRIBUTION | TNB | CHERAS | Unknown | 75 | Unknown | Unknown | Unknown | NO |  | LINE |  | 28 | 630.000 A | 20 | 50 | 20 | B12212 | NO | NOT APPLICABLE |  |  | Unknown |  |  |  | 3 | Pass | null
38980944 | B12214 | B12214 |  |  |  |  | Existing | RYB | PMU KJNG-8 | B04220 PE GERIMAS NO2 | CLOSED | CLOSED | LINK |  | 11 kV | GAS |  |  |  |  | LUCY | EPE | SF 000 65501 | NOT APPLICABLE | TMN IND ANGKAT PERDANA NO 2 | SUBSTATION | Unknown | YES | Unknown | DISTRIBUTION | TNB | CHERAS | NO | 75 | Unknown | Unknown | Unknown | NO |  | LINE |  | 28 | 630.000 A | 20 | 50 | 20 | B12214 | NO | NOT APPLICABLE |  |  | Unknown | Unknown |  |  | 3 | Pass | null
38989524 | B10772 | B10772 |  |  | BCRS/PCE/J00948/MB | 300344595 | Existing | RYB | JUBA-3 | PE JLN SUTERA 4/2 | CLOSED | CLOSED | LINK |  | 11 kV | GAS | 18/07/1998 |  |  |  | INDKOM | TAMCO | 0811220536 | NOT APPLICABLE | RUMAH 2 TINGKAT FASA 4 | SUBSTATION | Unknown | YES | Unknown | DISTRIBUTION | TNB | CHERAS | Unknown | 75 | Unknown | Unknown | Unknown | NO |  | LINE |  | 28 | 630.000 A | 0.63 | 50 | 20 | B10772 | NO | NOT APPLICABLE |  |  | Unknown | Unknown |  |  | 1 | Pass | null
38989539 | B10769 | B10769 |  |  | BCRS/PCE/J00948/MB | 300344595 | Existing | RYB | JUBA-3 | PE JLN 2/5 TMN SUTERA | CLOSED | CLOSED | LINK |  | 11 kV | GAS | 18/07/1998 |  |  |  | INDKOM | TAMCO | 0811220536 | NOT APPLICABLE | RUMAH 2 TINGKAT FASA 4 | SUBSTATION | Unknown | YES | Unknown | DISTRIBUTION | TNB | CHERAS | Unknown | 75 | Unknown | Unknown | Unknown | NO |  | LINE |  | 28 | 630.000 A | 0.63 | 50 | 20 | B10769 | NO | NOT APPLICABLE |  |  | Unknown | Unknown |  |  | 1 | Pass | null
38998127 | B11469 | B11469 |  |  | BCRS/PCE/J01015/MB1 | 300318585 | Existing | RYB | SGLN-3 | ADEPT HOUSING | CLOSED | CLOSED | LINK |  | 11 kV | GAS | 14/07/2011 |  |  | Unknown | FALCON BETA | TAMCO | D2016403 | D2106403/GRI-22-6D-10-010 | TMN BUKIT SURIA NO 1 | SUBSTATION | Unknown | YES | Unknown | DISTRIBUTION | TNB | CHERAS | Unknown | 75 | Unknown | Unknown | Unknown | NO |  | LINE |  | 28 | 630.000 A | 0.63 | 50 | 20 | B11469 | NO | Not applicable |  |  | Unknown | Unknown |  |  | 3 | Pass | null
38998142 | B11472 | B11472 |  |  | BCRS/PCE/J01015/MB1 | 300318585 | Existing | RYB | SGLN-3 | PADAT BUKIT SURIA | CLOSED | CLOSED | LINK |  | 11 kV | GAS | 14/07/2011 |  |  | Unknown | FALCON BETA | TAMCO | D2016403 |  | TMN BUKIT SURIA NO 1 | SUBSTATION | Unknown | YES | Unknown | DISTRIBUTION | TNB | CHERAS | Unknown | 75 | Unknown | Unknown | Unknown | NO |  | LINE |  | 28 | 12.000 A | 0.63 | 50 | 20 | B11472 | NO | Not applicable |  |  | Unknown | Unknown |  |  | 3 | Pass | null
39006786 | B11618 |  |  |  | BCRS/PCE/J01030/MB | 300342885 | Existing | RYB | TAMI-6 |  | CLOSED | CLOSED | LINK |  | 11 kV |  | 20111111 |  |  |  |  | INDKOM |  |  | LOT 3396 JLN BJ 2 | Unknown | Unknown | NO | NONE | DISTRIBUTION | TNB | CHERAS | NO | Unknown |  |  |  | NO | [8 empty] | B11618 | NO | [7 empty] | 3 | Pass | null
39006787 | B11620 |  |  |  | BCRS/PCE/J01030/MB | 300342885 | Existing | RYB | TAMI-6 |  | CLOSED | CLOSED | LINK |  | 11 kV | GAS | 20111111 |  |  |  | INDKOM | INDKOM |  |  | LOT 3396 JLN BJ 2 | SUBSTATION | Unknown | NO | NONE | DISTRIBUTION | TNB | CHERAS | NO | Unknown |  |  |  | NO |  |  |  |  | 630.000 A | 20 |  | 50 | B11620 | NO | [7 empty] | 3 | Pass | null
39010998 | B10516 | PPU TAMING JAYA VCB 7 |  |  | BCRS/PCE/J00925/MB | 300443419 | Existing | RYB | TAMI-7 | PPU TAMING JAYA VCB 7 | CLOSED | CLOSED | LINK |  | 11 kV | GAS | 20091101 |  |  | Unknown | FALCON BETA | TAMCO | B2817502 | NOT APPLICABLE | WISMA PAUSON | SUBSTATION | Unknown | YES | Unknown | DISTRIBUTION | TNB | CHERAS | NO | 75 | Unknown | Unknown | Unknown | NO |  | LINE |  | 28 | 630.000 A | 0.63 | 50 | 20 | B10516 | NO | NOT APPLICABLE |  |  | Unknown | Unknown |  |  | 3 | Pass | null
39011010 | B10518 | PE LOT 2374 FURNIWEB |  |  | BCRS/PCE/J00925/MB | 300443419 | Existing | RYB | TAMI-7 | B13465 PE HEELEE ENTERPRISE (M) SDN BHD | CLOSED | CLOSED | LINK |  | 11 kV | GAS | 20091101 |  |  | Unknown | FALCON BETA | TAMCO | B2817502 | NOT APPLICABLE | WISMA PAUSON | SUBSTATION | Unknown | YES | Unknown | DISTRIBUTION | TNB | CHERAS | NO | 75 | Unknown | Unknown | Unknown | NO |  | LINE |  | 28 | 630.000 A | 0.63 | 50 | 20 | B10518 | NO | NOT APPLICABLE |  |  | Unknown | Unknown |  |  | 3 | Pass | null
39032471 | B02179 | B02179 |  |  |  |  | Existing | Unknown |  | PE KG SG SERAI | CLOSED | CLOSED | LINK |  | 11 kV | GAS |  |  |  |  | MERLIN GERIN |  |  | NOT APPLICABLE |  | SUBSTATION | Unknown | YES | Unknown | DISTRIBUTION | TNB | CHERAS | Unknown | Unknown | Unknown | Unknown |  | NO |  | LINE |  |  | 630.000 A |  |  | 20 |  | NO | NOTAPPLICABLE |  |  | Unknown | Unknown |  |  | 0 | Fail | Please check "Phasing"
39032473 | B0228 | B0228 |  |  |  |  | Existing | Unknown |  | ABANDON | CLOSED | CLOSED | LINK |  | 11 kV | GAS |  |  |  |  | MERLIN GERIN |  |  | NOT APPLICABLE |  | SUBSTATION | Unknown | YES | Unknown | DISTRIBUTION | TNB | CHERAS | Unknown | Unknown | Unknown | Unknown |  | NO |  | LINE |  |  | 630.000 A |  |  | 20 |  | NO | MOT APPLICABLE |  |  | Unknown | Unknown |  |  | 0 | Fail | Please check "Phasing"
39032476 | B02177 | B02177 |  |  |  |  | Existing | RYB |  | PE SMK DUSUN NANDING | OPEN | OPEN | LINK |  | 11 kV | GAS |  |  |  |  | MERLIN GERIN |  |  | NOT APPLICABLE |  | SUBSTATION | Unknown | YES | Unknown | DISTRIBUTION | TNB | CHERAS | Unknown | Unknown | Unknown | Unknown |  | NO |  | LINE |  |  | 630.000 A |  |  | 20 |  | NO | NOT APPLIVABLE |  |  | Unknown | Unknown |  |  | 3 | Pass | null
39066812 | B11428 | B11428 |  |  | BCRS/PCE/J01018/MB |  | Existing | Unknown |  | PMU BALAKONG | OPEN | CLOSED | LINK |  | 11 kV | GAS |  |  |  |  | TAMCO |  |  | NOT APPLICABLE |  | SUBSTATION | Unknown | YES | Unknown | DISTRIBUTION | TNB | CHERAS | Unknown |  | UNKNOWN | UNKNOWN | Unknown | NO |  | LINE |  |  | 630.000 A |  |  | 20 |  | NO | NOT APPLICABLE |  |  | UNKNOWN | Unknown |  |  | 0 | Fail | Please check "Phasing"
39066824 | B11430 | B11430 |  |  | BCRS/PCE/J01018/MB |  | Existing | Unknown |  | FINE QUALITY | OPEN | CLOSED | LINK |  | 11 kV | GAS |  |  |  |  | TAMCO |  |  | NOT APPLICABLE |  | SUBSTATION | Unknown | Unknown | Unknown | DISTRIBUTION | TNB | CHERAS | Unknown |  | Unknown | Unknown | Unknown | NO |  | LINE |  |  | 630.000 A |  |  | 20 |  | NO | NOT APPLICABLE |  |  | Unknown | Unknown |  |  | 0 | Fail | Please check "Phasing"
39075400 | B11686 | PE CITIZEN SCREEN SDN BHD |  |  | BCRS/PCE/J01028/MB | 300340322 | Existing | RYB | PBEL(P)-5 | B08446 PE CITIZEN SCREEN SDN BHD | CLOSED | CLOSED | LINK |  | 11 kV | GAS | 20121111 |  |  | Unknown | F_and_G | INDKOM | 1112215820 |  | GIACOMO | SUBSTATION | Unknown | NO | NONE | DISTRIBUTION | TNB | CHERAS | NO | 75 |  |  | Unknown | NO |  | Unknown |  | 28 | 630.000 A | 0.63 | 50 | 20 | B11686 | NO | [7 empty] | 3 | Pass | null
39075401 | B11684 | PE Y&L METAL INDUSTRIES SDN BHD |  |  | BCRS/PCE/J01028/MB | 300340322 | Existing | RYB | PBEL(P)-5 | B08447 PE Y&L METAL INDUSTRIES SDN BHD | CLOSED | CLOSED | LINK |  | 11 kV | GAS | 20121111 |  |  | Unknown | F_and_G | INDKOM | 1112215820 |  | GIACOMO | SUBSTATION | Unknown | NO | NONE | DISTRIBUTION | TNB | CHERAS | NO | 75 |  |  | Unknown | NO |  | Unknown |  | 28 |  | 0.63 | 50 | 20 | B11684 | NO | [7 empty] | 3 | Pass | null
39079694 | B02774 | B02774 |  |  | BCRS/PCE/J00644/MB1 | 300431602 | Existing | RYB | TAMI-4 | MEGA MOULDING | CLOSED | CLOSED | LINK |  | 11 kV | GAS | 19981101 |  |  |  | FALCON BETA | INDKOM | B248933 | N/A | BALAKONG 275 | SUBSTATION | Unknown | NO | NONE | DISTRIBUTION | TNB | CHERAS | NO | 75 |  |  | Unknown | NO |  | LINE |  | 28 | 630.000 A | 0.63 | 50 | 20 | B02774 | NO | N/A | [6 empty] | 3 | Pass | null
39079706 | B02776 | B02776 |  |  | BCRS/PCE/J00644/MB1 | 300431602 | Existing | RYB | TAMI-4 | KILANG JLN TAMING 2 NO.1 | CLOSED | CLOSED | LINK |  | 11 kV | GAS | 19981101 |  |  |  | FALCON BETA | INDKOM | B248933 | B248933 | BALAKONG 275 | SUBSTATION | Unknown | NO | NONE | DISTRIBUTION | TNB | CHERAS | NO | 75 |  |  | Unknown | NO |  | LINE |  | 28 | 630.000 A | 0.63 | 50 | 20 | B02776 | NO | N/A | [6 empty] | 3 | Pass | null
39083992 | B10601 | B10601 |  |  | BCRS/PCE/J00949/MBB10601 |  | Existing | RYB | JUBA-3 | PE APARTMENT MAWAR | CLOSED | CLOSED | LINK |  | 11 kV | GAS |  |  |  |  | INDKOM | INDKOM | 0902220832 | NOT APPLICABLE | APARTMENT TERATAI NO 1 | SUBSTATION | Unknown | YES | Unknown | DISTRIBUTION | TNB | CHERAS | Unknown | 75 | Unknown | Unknown | Unknown | NO |  | LINE |  | 28 | 630.000 A | 0.63 | 50 | 20 | B10601 | NO | NOT APPLICABLE |  |  | Unknown | Unknown |  |  | 1 | Pass | null
39084007 | B10604 | B10604 |  |  | BCRS/PCE/J00949/MBB10604 | Unknown | Existing | RYB | JUBA-3 | PE APARTMENT TERATAI NO.2 | CLOSED | CLOSED | LINK |  | 11 kV | GAS |  |  |  |  | INDKOM | INDKOM | 0902220832 | NOT APPLICABLE | APARTMENT TERATAI NO 1 | SUBSTATION | Unknown | YES | Unknown | DISTRIBUTION | TNB | CHERAS | NO | 75 | Unknown | Unknown | Unknown | NO |  | LINE |  | 28 | 630.000 A | 0.63 | 50 | 20 | B10604 | NO | NOT APPLICABLE |  |  | Unknown | Unknown |  |  | 1 | Pass | null
39088286 | B11282 | B11282 |  |  |  |  | Existing | RYB | BLKG-1 | EXPRESS AUDIO | CLOSED | CLOSED | LINK |  | 11 kV | GAS |  |  |  |  | TAMCO | TAMCO |  | NOT APPLICABLE | KYK HEIGHT | SUBSTATION | Unknown | YES | Unknown | DISTRIBUTION | TNB | CHERAS | NO | 75 | Unknown | Unknown |  | NO |  | LINE |  | 28 | 630.000 A | 0.63 | 50 | 20 | B11282 | NO | NOT APPLICABLE |  |  | Unknown | Unknown |  |  | 3 | Pass | null
39088301 | B11279 | B11280 |  |  |  |  | Existing | RYB | BLKG-1 | TMN SRI TIMAH | CLOSED | CLOSED | LINK |  | 11 kV | GAS |  |  |  |  | TAMCO | TAMCO |  | NOT APPLICABLE | KYK HEIGHT | SUBSTATION | Unknown | YES | Unknown | DISTRIBUTION | TNB | CHERAS | Unknown | 75 | Unknown | Unknown |  | NO |  | LINE |  | 28 | 630.000 A | 0.63 | 50 | 20 | B11279 | NO | NOT APPLICABLE |  |  | Unknown | Unknown |  |  | 3 | Pass | null
39096870 | B11246 | PE SHINE LEE COMPACT |  |  | BCRS/PCE/J01007/MB | 300319296 | Existing | RYB | CJYA-14 | B01961 PE SHINE LEE COMPACT | OPEN | OPEN | LINK |  | 11 kV | GAS | 20111101 |  |  | Unknown | F_and_G | INDKOM | 1304319894 | N/A | DAIDO AMISTAR (M) SDN BHD | SUBSTATION | Unknown | NO | NONE | DISTRIBUTION | TNB | CHERAS | NO | 75 |  |  | Unknown | NO |  | LINE |  | 28 | 630.000 A | 0.63 | 50 | 20 | B11246 | NO | N/A | [6 empty] | 3 | Pass | null
39096882 | B11248 | PE ASAHI KOSEI (M) SDN BHD |  |  | BCRS/PCE/J01007/MB | 300319296 | Existing | RYB | TAMI-14 | B07592 PE ASAHI KOSEI (M) SDN BHD | CLOSED | CLOSED | LINK |  | 11 kV | GAS | 20111101 |  |  | Unknown | F_and_G | INDKOM | 1304319894 | N/A | DAIDO AMISTAR (M) SDN BHD | SUBSTATION | Unknown | NO | NONE | DISTRIBUTION | TNB | CHERAS | NO | 75 |  |  | Unknown | NO |  | LINE |  | 28 | 630.000 A | 0.63 | 50 | 20 | B11248 | NO | N/A | [6 empty] | 3 | Pass | null
39105458 | B11383 | B11383 |  |  | BCRS/PCE/J00902/MBB11381 |  | Existing | RYB |  | B02190 PE UDA MURNI | CLOSED | CLOSED | LINK |  | 11 kV | GAS |  |  |  |  | VEI | VEI | 25652 | NOT APPLICABLE | TMN PERKASA NO 5 | SUBSTATION | Unknown | YES | Unknown | DISTRIBUTION | TNB | CHERAS | Unknown | 75 | Unknown | Unknown |  | NO |  | LINE |  | 28 | 630.000 A | 0.63 | 50 | 20 | B11383 | NO | NOT APPLICABLE |  |  | Unknown | Unknown |  |  | 3 | Pass | null
39105473 | B11381 | B1181 |  |  | BCRS/PCE/J00902/MBB11381 |  | Existing | RYB |  | PE RP TMN PERKASA NO.3 | CLOSED | CLOSED | LINK |  | 11 kV | GAS |  |  |  |  | VEI | VEI | 25625 | NOT APPLICABLE | TMN PERKASA NO 5 | SUBSTATION | Unknown | YES | Unknown | DISTRIBUTION | TNB | CHERAS | Unknown | 75 | Unknown | Unknown |  | NO |  | LINE |  | 28 | 630.000 A | 0.63 | 50 | 20 | B11381 | NO | NOT APPLICABLE |  |  | Unknown | Unknown |  |  | 3 | Pass | null
39122638 | B11061 | PE JALAN DUTAMAS 9 |  |  | BCRS/PCE/J00983/MB1 | 300319450 | Existing | RYB | JUBA-14 | B11805 PE JALAN DUTAMAS 9 | CLOSED | CLOSED | LINK |  | 11 kV | GAS | 20110604 |  |  | Unknown | VEI | VEI | 25454 |  | TMN DUTAMAS NO 1 | SUBSTATION | Unknown | NO | NONE | DISTRIBUTION | TNB | CHERAS | NO | 75 |  |  | Unknown | NO |  | Unknown |  | 28 | 630.000 A | 0.63 | 50 | 20 | B11061 | NO | [5 empty] | TMN DUTAMAS NO.1 |  | 3 | Pass | null
39122653 | B11064 | B11065 PE TMN DUTAMAS NO.2 |  |  | BCRS/PCE/J00983/MB1 | 300319450 | Existing | RYB | JUBA-14 | B11065 PE TMN DUTAMAS NO.2 | CLOSED | CLOSED | LINK |  | 11 kV | GAS | 20110604 |  |  | Unknown | VEI | VEI | 25454 |  | TMN DUTAMAS NO 1 | SUBSTATION | Unknown | NO | NONE | DISTRIBUTION | TNB | CHERAS | NO | 75 |  |  | Unknown | NO |  | Unknown |  | 28 | 630.000 A | 0.63 | 50 | 20 | B11064 | NO | [5 empty] | TMN DUTAMAS NO.1 |  | 3 | Pass | null
39139827 | B11393 | DESA SERDANG NO.4 |  |  | BCRS/PCE/J00854/MB | 300430824 | Existing | RYB | BLKG-2 | DESA SERDANG NO.4 | CLOSED | CLOSED | LINK |  | 11 kV | SF6 | 20101111 |  |  |  | VEI | VEI | 25710 | NOT APPLICABLE | SMK DESA SERDANG | SUBSTATION | Unknown | YES | NONE | DISTRIBUTION | TNB | CHERAS | Unknown | 75 | Unknown | Unknown | Unknown | NO |  | LINE |  | 28 | 630.000 A | 0.63 | 50 | 20 | B11393 | NO | NOT APPLICABLE |  |  | Unknown | Unknown |  |  | 1 | Pass | null
39139828 | B11391 | DESA SERDANG NO.6 |  |  | BCRS/PCE/J00854/MB | 300430824 | Existing | RYB | BLKG-2 | DESA SERDANG NO.6 | CLOSED | CLOSED | LINK |  | 11 kV | SF6 | 20101111 |  |  |  | VEI | VEI | 25710 | NOT APPLICABLE | SMK DESA SERDANG | SUBSTATION | Unknown | YES | Unknown | DISTRIBUTION | TNB | CHERAS | Unknown | 75 | Unknown | Unknown | Unknown | NO |  | LINE |  | 28 | 630.000 A | 0.63 | 50 | 20 | B11391 | NO | NOT APPLICABLE |  |  | Unknown | Unknown |  |  | 3 | Pass | null
39144123 | B11057 |  |  |  | BCRS/PCE/J00986/MB | 300319437 | Existing | RYB | MHCR-11 | JLN CHERAS VISTA 2/1 | OPEN | OPEN | LINK |  | 11 kV | GAS | 20/04/2010 |  |  |  | INDKOM | INDKOM | 1003222106 |  | JLN CHERAS VISTA NO 2 | SUBSTATION | Unknown | NO | NONE | DISTRIBUTION | TNB | CHERAS | NO | 75 |  |  |  | NO |  |  |  | 28 | 630.000 A | 0.63 | 50 | 20 | B11057 | NO | [7 empty] | 3 | Pass | null
39144138 | B11054 |  |  |  | BCRS/PCE/J00986/MB | 300319437 | Existing | RYB | MHCR2-11 | JLN HULUBALANG | CLOSED | CLOSED | LINK |  | 11 kV | GAS | 20/04/2010 |  |  |  | INDKOM | INDKOM | 1003222106 |  | JLN CHERAS VISTA NO 2 | SUBSTATION | Unknown | NO | NONE | DISTRIBUTION | TNB | CHERAS | NO | 75 |  |  |  | NO |  |  |  | 28 | 630.000 A | 0.63 | 50 | 20 | B11054 | NO | [7 empty] | 3 | Pass | null
39148402 | B10670 | B10670 |  |  | BCRS/PCE/J00957/MB1 | 300319951 | Existing | RYB |  | KEDAI PJBT TMN SRI NANDING | CLOSED | CLOSED | LINK |  | 11 kV | GAS | 13/08/2009 |  |  |  | INDKOM | INDKOM | 0902220799 | NOT APPLICABLE | LAGENDA SURIA NO 1 | SUBSTATION | Unknown | YES | Unknown | DISTRIBUTION | TNB | CHERAS | Unknown | 75 | Unknown | Unknown |  | NO |  | LINE |  | 28 | 630.000 A | 0.63 | 50 | 20 | B10670 | NO | NOT APPLICABLE |  |  | Unknown | Unknown |  |  | 3 | Pass | null
39148417 | B10667 | B10667 |  |  | BCRS/PCE/J00957/MB1 | 300319951 | Existing | RYB |  | TAMAN PERKASA | CLOSED | CLOSED | LINK |  | 11 kV | GAS | 13/08/2009 |  |  |  | INDKOM | INDKOM | 0902220799 | NOT APPLICABLE | LAGENDA SURIA NO 1 | SUBSTATION | Unknown | YES | Unknown | DISTRIBUTION | TNB | CHERAS | Unknown | 75 | Unknown | Unknown |  | NO |  | LINE |  | 28 | 630.000 A | 0.63 | 50 | 20 | B10667 | NO | NOT APPLICABLE |  |  | Unknown | Unknown |  |  | 3 | Pass | null
39174162 | B10662 | B10662 |  |  | BCRS/PCE/J00951/MBB10660 | 300308263 | Existing | RYB | MINE-6 | P/E SG BESI INDAH NO 5A | CLOSED | CLOSED | LINK |  | 11 kV | GAS | 20101111 |  |  |  | INDKOM | INDKOM | 0906211041 |  | RUMAH PAM SOUTHERN LAKE | SUBSTATION | Unknown | YES | Unknown | DISTRIBUTION | TNB | CHERAS | Unknown | 75 | Unknown | Unknown | Unknown | NO |  | LINE |  | 28 | 630.000 A | 0.63 | 50 | 20 | B10662 | NO | Not applicable |  |  | Unknown | Unknown |  |  | 1 | Pass | null
39174163 | B10660 | B10660 |  |  | BCRS/PCE/J00951/MBB10660 | 300308263 | Existing | RYB | MINE-6 | P/E SOUTHERN LAKE NO.3 | CLOSED | CLOSED | LINK |  | 11 kV | GAS | 20101111 |  |  |  | INDKOM | INDKOM | 0906211041 |  | RUMAH PAM SOUTHERN LAKE | SUBSTATION | Unknown | YES | Unknown | DISTRIBUTION | TNB | CHERAS | Unknown | 75 | Unknown | Unknown | Unknown | NO |  | LINE |  | 28 | 630.000 A | 0.63 | 50 | 20 | B10660 | NO | Not applicable |  |  | Unknown | Unknown |  |  | 1 | Pass | null
39178456 | B11305 | B11305 |  |  | BCRS/PCE/J00003/MB |  | Existing | Unknown |  | B11305 CG MEDICAL | CLOSED | CLOSED | LINK |  | 11 kV | GAS |  |  |  |  | LUCY |  |  | Not applicable |  | SUBSTATION | Unknown | YES | Unknown | DISTRIBUTION | TNB | CHERAS | Unknown | Unknown | Unknown | Unknown | Unknown | NO |  | LINE |  |  | 630.000 A | 20 |  | 50 |  | NO | Not applicable |  |  | Unknown | Unknown |  |  | 0 | Fail | Please check "Phasing"
39178468 | B11303 | B11303 |  |  | BCRS/PCE/J00003/MB |  | Existing | Unknown |  | B11303 PE KG SG KANTAN | CLOSED | CLOSED | LINK |  | 11 kV | GAS |  |  |  |  | LUCY |  |  | Not applicable |  | SUBSTATION | Unknown | YES | Unknown | DISTRIBUTION | TNB | CHERAS | Unknown | Unknown | Unknown | Unknown | Unknown | NO |  | LINE |  |  | 630.000 A | 20 |  | 50 |  | NO | Not applicable |  |  | Unknown | Unknown |  |  | 0 | Fail | Please check "Phasing"
39191338 | B10647 | B10647 |  |  | BCRS/PCE/J00442/M |  | Existing | Unknown |  | B10647 HASIL KARYA | CLOSED | CLOSED | LINK |  | 11 kV | GAS |  |  |  |  | INDKOM |  |  |  |  | SUBSTATION | Unknown | NO | NONE | DISTRIBUTION | TNB | CHERAS | NO | Unknown | UNKNOWN | UNKNOWN | Unknown | NO |  | LINE |  |  | 630.000 A | 20 |  | 50 |  | NO | [7 empty] | 0 | Fail | Please check "Phasing"
39191339 | B10649 |  |  |  | BCRS/PCE/J00442/M |  | Existing | Unknown |  | B09388 PE ALEQUIP | CLOSED | CLOSED | LINK |  | 11 kV | GAS |  |  |  |  | INDKOM |  |  |  |  | SUBSTATION | Unknown | NO | NONE | DISTRIBUTION | TNB | CHERAS | NO | Unknown | UNKNOWN | UNKNOWN | Unknown | NO |  | LINE |  |  | 630.000 A | 20 |  | 50 |  | NO | [7 empty] | 0 | Fail | Please check "Phasing"
39195632 | B11342 | [5 empty] | Existing | Unknown |  |  | CLOSED | CLOSED | LINK |  | 11 kV | Unknown | [9 empty] | SUBSTATION | Unknown | NO | NONE | DISTRIBUTION | TNB | CHERAS | NO | Unknown |  |  |  | NO |  |  |  |  | 630.000 A | 20 |  | 50 |  | NO | [7 empty] | 0 | Fail | Please check "Phasing"
39195644 | B11344 | [5 empty] | Existing | Unknown |  |  | CLOSED | CLOSED | LINK |  | 11 kV | Unknown |  |  |  |  | LUCY |  |  |  |  | SUBSTATION | Unknown | NO | NONE | DISTRIBUTION | TNB | CHERAS | NO | Unknown |  |  |  | NO |  |  |  |  | 630.000 A | 20 |  | 50 |  | NO | [7 empty] | 0 | Fail | Please check "Phasing"
39199926 | B05139 | B05139 |  |  | BCRS/PCE/J00060/MB1 | 300431058 | Existing | RYB |  | ATAS TIANG SG SERAI | CLOSED | CLOSED | LINK |  | 11 kV | GAS | 20001101 |  |  |  | TAMCO | TAMCO | N/A | NOT APPLICABLE | KG SG SERAI | SUBSTATION | Unknown | YES | Unknown | DISTRIBUTION | TNB | CHERAS | Unknown | 75 | Unknown | Unknown |  | NO |  | LINE |  | 28 | 630.000 A | 0.63 | 50 | 20 | B05139 | NO | NOT APPLICABLE |  |  | Unknown | Unknown |  |  | 3 | Pass | null
39199938 | B05137 | B05137 |  |  | BCRS/PCE/J00060/MB1 | 300431058 | Existing | RYB |  | TMN DESA PELANGI | CLOSED | CLOSED | LINK |  | 11 kV | GAS | 20001101 |  |  |  | TAMCO | TAMCO | N/A | NOT APPLICABLE | KG SG SERAI | SUBSTATION | Unknown | YES | Unknown | DISTRIBUTION | TNB | CHERAS | Unknown | 75 | Unknown | Unknown |  | NO |  | LINE |  | 28 | 630.000 A | 0.63 | 50 | 20 | B05137 | NO | NOT APPLICABLE |  |  | Unknown | Unknown |  |  | 3 | Pass | null
39204220 | B08451 | B08451 |  |  |  |  | Existing | Unknown |  | TMN SUNNYSIDE NO 3 | CLOSED | CLOSED | LINK | 12.000 kV | 11 kV | GAS |  |  |  |  | VEI |  |  | NOT APPLICABLE |  | SUBSTATION | Unknown | NO | NONE | DISTRIBUTION | TNB | CHERAS | Unknown | Unknown | Unknown | Unknown |  | NO |  | LINE |  |  | 630.000 A |  |  | 20 |  | NO | NOT APPLICABLE |  |  | Unknown | Unknown |  |  | 0 | Fail | Please check "Phasing"
39204221 | B08453 | B08453 |  |  |  |  | Existing | Unknown |  | JLN MAHKOTA 5 | CLOSED | CLOSED | LINK | 12.000 kV | 11 kV | GAS |  |  |  |  | VEI | VEI |  | NOT APPLICABLE |  | SUBSTATION | Unknown | YES | Unknown | DISTRIBUTION | TNB | CHERAS | Unknown | Unknown | Unknown | Unknown |  | NO |  | LINE |  |  | 630.000 A |  |  | 20 |  | NO | NOT APPLICABLE |  |  | Unknown | Unknown |  |  | 0 | Fail | Please check "Phasing"
39208514 | B10619 | B10619 |  |  | BCRS/PCE/J00962/MBB10619 |  | Existing | Unknown |  | PE TMN SG SERING FASA 4 | CLOSED | CLOSED | LINK |  | 11 kV | GAS |  |  |  |  | LUCY |  |  | Not applicable |  | SUBSTATION | Unknown | YES | NONE | DISTRIBUTION | TNB | CHERAS | Unknown | Unknown | Unknown | Unknown | Unknown | NO |  | LINE |  |  | 630.000 A | 20 |  | 50 |  | NO | Not applicable |  |  | Unknown | Unknown |  |  | 0 | Fail | Please check "Phasing"
39208526 | B10617 | B10617 |  |  | BCRS/PCE/J00962/MBB10617 |  | Existing | Unknown |  | PE PANGSAPURI CAUSARINA | CLOSED | CLOSED | LINK |  | 11 kV | GAS |  |  |  |  | LUCY |  |  | Not applicable |  | SUBSTATION | Unknown | YES | Unknown | DISTRIBUTION | TNB | CHERAS | Unknown | Unknown | Unknown | Unknown | Unknown | NO |  | LINE |  |  | 630.000 A | 20 |  | 50 |  | NO | Not applicable |  |  | Unknown | Unknown |  |  | 0 | Fail | Please check "Phasing"
39212808 | B10681 | B10681 |  |  | BCRS/PCE/J00952/MB |  | Existing | Unknown |  | P/E SUNWAY CHERAS NO.2 | CLOSED | CLOSED | LINK |  | 11 kV | GAS |  |  |  |  | INDKOM |  |  | Not applicable |  | SUBSTATION | Unknown | YES | Unknown | DISTRIBUTION | TNB | CHERAS | Unknown |  | Unknown | Unknown | Unknown | NO |  | LINE |  |  | 630.000 A | 20 |  | 50 |  | NO | Not applicable |  |  | Unknown | Unknown |  |  | 0 | Fail | Please check "Phasing"
39212809 | B10683 | B10683 |  |  | BCRS/PCE/J00952/MB |  | Existing | Unknown |  | P/E SUNWAY CHERAS NO.1 | CLOSED | CLOSED | LINK |  | 11 kV | GAS |  |  |  |  | INDKOM |  |  | Not applicable |  | SUBSTATION | Unknown | YES | Unknown | DISTRIBUTION | TNB | CHERAS | Unknown | Unknown | Unknown | Unknown | Unknown | NO |  | LINE |  |  | 630.000 A | 20 |  | 50 |  | NO | Not Applicable |  |  | Unknown | Unknown |  |  | 0 | Fail | Please check "Phasing"
39221400 | B11076 | PE HONG KONG TOYS |  |  | BCRS/PCE/J00982/MB | 300319453 | Existing | RYB | JUBA-10 | B01481 PE HONG KONG TOYS | CLOSED | CLOSED | LINK |  | 11 kV | GAS | 31/05/2010 |  |  | Unknown | FALCON BETA | TAMCO | D2106269 | NOT APPLICABLE | COLOMBIA ASIA | SUBSTATION | Unknown | YES | Unknown | DISTRIBUTION | TNB | CHERAS | Unknown | 75 | Unknown | Unknown | Unknown | NO |  | LINE |  | 28 | 630.000 A | 0.63 | 50 | 20 | B11076 | NO | NOT APPLICABLE |  |  | Unknown | Unknown |  |  | 3 | Pass | null
39221415 | B11073 | B11073 |  |  | BCRS/PCE/J00982/MB | 300319453 | Existing | RYB | JUBA-10 | PPU JUSCO VCB 10 | CLOSED | CLOSED | LINK |  | 11 kV | GAS | 31/05/2010 |  |  | Unknown | FALCON BETA | TAMCO | D2106269 | NOT APPLICABLE | COLOMBIA ASIA | SUBSTATION | Unknown | YES | Unknown | DISTRIBUTION | TNB | CHERAS | Unknown | 75 | Unknown | Unknown | Unknown | NO |  | LINE |  | 28 | 630.000 A | 0.63 | 50 | 20 | B11073 | NO | NOT APPLICABLE |  |  | Unknown |  |  |  | 3 | Pass | null
39225709 | B11223 | B11223 |  |  | BCRS/PCE/J01006/MB |  | Existing | Unknown |  | PE CHERAS PERMAI | CLOSED | CLOSED | LINK |  | 11 kV | GAS |  |  |  |  | VEI |  |  | NOT APPLICABLE |  | SUBSTATION | Unknown | YES | Unknown | DISTRIBUTION | TNB | CHERAS | Unknown | Unknown | Unknown | Unknown | Unknown | NO |  | LINE |  |  | 630.000 A | 20 |  | 50 |  | NO | NOT APPLICABLE |  |  | Unknown | Unknown |  |  | 0 | Fail | Please check "Phasing"
39225724 | B11226 | B11226 |  |  | BCRS/PCE/J01006/MB |  | Existing | Unknown |  | PE PADAT SUNTEX | CLOSED | CLOSED | LINK |  | 11 kV | GAS |  |  |  |  | VEI |  |  | NOT APPLICABLE |  | SUBSTATION | Unknown | YES | Unknown | DISTRIBUTION | TNB | CHERAS | NO | Unknown | Unknown | Unknown | Unknown | NO |  | LINE |  |  | 630.000 A | 20 |  | 50 |  | NO | NOT APPLICABLE |  |  | Unknown | Unknown |  |  | 0 | Fail | Please check "Phasing"
39229984 | B11275 | B11275 |  |  | BCRS/PCE/J01000/MB1 | 300319348 | Existing | RYB |  | B10671 PE LAGENDA SURIA NO.2 | CLOSED | CLOSED | LINK |  | 11 kV | GAS | 20101111 |  |  |  | INDKOM | INDKOM | 1006212501 |  | KEDAI PEJABAT TMN SERI NANDING | SUBSTATION | Unknown | NO | NONE | DISTRIBUTION | TNB | CHERAS | NO | 75 |  |  |  | NO |  | LINE |  | 28 | 630.000 A | 0.63 | 50 | 20 | B11275 | NO | [7 empty] | 3 | Pass | null
39229985 | B11273 | B11273 |  |  | BCRS/PCE/J01000/MB1 | 300319348 | Existing | RYB |  | B10670 PE LAGENDA SURIA NO.1 | CLOSED | CLOSED | LINK |  | 11 kV | GAS | 20101111 |  |  |  | INDKOM | INDKOM | 1006212501 |  | KEDAI PEJABAT TMN SERI NANDING | SUBSTATION | Unknown | NO | NONE | DISTRIBUTION | TNB | CHERAS | NO | 75 |  |  |  | NO |  | LINE |  | 28 | 630.000 A | 0.63 | 50 | 20 | B11273 | NO | [7 empty] | 3 | Pass | null
39234278 | B12045 | PE AVENUE ONE BTHO N0. 2 |  |  | BCRS/PCE/J01065/MB | 300389868 | Existing | RYB | BTHO-6 | B10031 PE AVENUE ONE BTHO N0. 2 | CLOSED | CLOSED | LINK |  | 11 kV | GAS | 22/11/2012 |  |  | Unknown | Unknown | Unknown | SSE/TNB61/2012-5/0056 | NOT APPLICABLE | AVENUE TWO | SUBSTATION | Unknown | YES | NONE | DISTRIBUTION | TNB | CHERAS | NO | 75 | Unknown | Unknown | Unknown | NO |  | LINE |  | 28 | 630.000 A | 0.63 | 50 | 20 | B12045 | NO | NOT APPLICABLE |  |  | Unknown | Unknown |  |  | 3 | Pass | null
39234290 | B12043 | PE AVENUE ONE BTHO NO.1 |  |  | BCRS/PCE/J01065/MB | 300389868 | Existing | RYB | BTHO-6 | B10030 PE AVENUE ONE BTHO NO.1 | CLOSED | CLOSED | LINK |  | 11 kV | GAS | 22/11/2012 |  |  | Unknown | Unknown | Unknown | SSE/TNB61/2012-5/0056 | NOT APPLICABLE | AVENUE TWO | SUBSTATION | Unknown | YES | NONE | DISTRIBUTION | TNB | CHERAS | NO | 75 | Unknown | Unknown | Unknown | NO |  | LINE |  | 28 | 630.000 A | 0.63 | 50 | 20 | B12043 | NO | NOT APPLICABLE |  |  | Unknown | Unknown |  |  | 3 | Pass | null
39251454 | B11818 | B11818 |  |  | BCRS/PCE/J01044/MB1 | 300378159 | Existing | RYB | SGLN-12 | PE SG LONG GOLF CLUB | CLOSED | CLOSED | LINK |  | 11 kV | GAS | 26/06/2012 |  |  |  | FALCON BETA | TAMCO | B21223626 | Not applicable | HAO RESIDENCE | SUBSTATION | Unknown | YES | Unknown | DISTRIBUTION | TNB | CHERAS | Unknown | 75 | Uknown | Uknown | Unknown | NO |  | LINE |  | 28 | 630.000 A | 0.63 | 50 | 20 | B11818 | NO | Not applicable |  |  | Uknown | Uknown |  |  | 3 | Pass | null
39251466 | B11816 | B11816 |  |  | BCRS/PCE/J01044/MB1 | 300378159 | Existing | RYB | SGLN-12 | PPU SG LONG | CLOSED | CLOSED | LINK |  | 11 kV | GAS | 26/06/2012 |  |  |  | FALCON BETA | TAMCO | B21223626 | Not applicable | HAO RESIDENCE | SUBSTATION | Unknown | YES | NONE | DISTRIBUTION | TNB | CHERAS | Unknown | 75 | Unknown | Unknown | Unknown | NO |  | LINE |  | 28 | 630.000 A | 0.63 | 50 | 20 | B11816 | NO | Not applicable |  |  | Unknown | Unknown |  |  | 3 | Pass | null
39255769 | B12025 | PE PADAT SK SUNGAI SERAI |  |  | BCRS/PCE/J01036/MB | 300389917 | Existing | RYB | TMASS-8 | B12066 PE PADAT SK SUNGAI SERAI | CLOSED | CLOSED | LINK |  | 11 kV | GAS | 17/11/2012 |  |  | Unknown | F_and_G | INDKOM | 1111305356 |  | BATU 3 QUARRY | SUBSTATION | Unknown | NO | NONE | DISTRIBUTION | TNB | CHERAS | NO | 75 |  |  | Unknown | NO |  | Unknown |  | 28 | 630.000 A | 0.63 | 50 | 20 | B12025 | NO | [7 empty] | 3 | Pass | null
39255779 | B12024 | CUSTOMER |  |  | BCRS/PCE/J01036/MB | 300389917 | Existing | RYB | TMASS-8 | CUSTOMER | CLOSED | CLOSED | LINK |  | 11 kV | GAS | 17/11/2012 |  |  | Unknown | F_and_G | INDKOM | 1111305356 |  | BATU 3 QUARRY | CUSTOMER | Unknown | NO | NONE | DISTRIBUTION | TNB | CHERAS | NO | 75 |  |  | Unknown | NO |  | Unknown |  | 28 | 630.000 A | 0.63 | 50 | 20 | B12024 | NO | [7 empty] | 3 | Pass | null
39255780 | B12023 | SS SG LONGQUARRY |  |  | BCRS/PCE/J01036/MB | 300389917 | Existing | RYB | TMASS-8 | B02339 SS SG LONGQUARRY | CLOSED | CLOSED | LINK |  | 11 kV | GAS | 17/11/2012 |  |  | Unknown | F_and_G | INDKOM | 1111305356 |  | BATU 3 QUARRY | SUBSTATION | Unknown | NO | NONE | DISTRIBUTION | TNB | CHERAS | NO | 75 |  |  | Unknown | NO |  | Unknown |  | 28 | 630.000 A | 0.63 | 50 | 20 | B12023 | NO | [7 empty] | 3 | Pass | null
39268634 | B12039 | B12039 |  |  | BCRS/PCE/J01093/MB1 | 300444384 | Existing | RYB | BLKG-11 | PTM STEEL | CLOSED | CLOSED | LINK |  | 11 kV | GAS | 21/11/2012 |  |  |  | TOSHIBA | TOSHIBA | ID2L2T AV 20 |  | YEW LUM IND. | SUBSTATION | Unknown | NO | NONE | DISTRIBUTION | TNB | CHERAS | NO | 75 |  |  |  | NO |  |  |  | 28 | 630.000 A | 0.63 | 50 | 20 | B12039 | NO | [7 empty] | 3 | Pass | null
39268649 | B12042 | B12042 |  |  | BCRS/PCE/J01093/MB1 | 300444384 | Existing | RYB | BLKG-11 | ML-16 INDUSTRIAL PARK | CLOSED | CLOSED | LINK |  | 11 kV | GAS | 21/11/2012 |  |  |  | TOSHIBA | TOSHIBA | ID2L2T AV 20 |  | YEW LUM IND. | SUBSTATION | Unknown | NO | NONE | DISTRIBUTION | TNB | CHERAS | NO | 75 |  |  |  | NO |  |  |  | 28 | 630.000 A | 0.63 | 50 | 20 | B12042 | NO | [7 empty] | 3 | Pass | null
39285810 | B12180 | B12180 |  |  |  |  | Existing | RYB | MHCR-14 | JLN TEMENGGUNG 27/9 NO 2 | CLOSED | CLOSED | LINK |  | 11 kV | GAS |  |  |  |  | SCHNEIDER | SCHNEIDER | SF-2012-W27-4-0039 | N/A | JLN TEMENGGUNG 27/9 NO 1 | SUBSTATION | Unknown | NO | NONE | DISTRIBUTION | TNB | CHERAS | NO | 75 |  |  | Unknown | NO |  | LINE |  | 28 | 630.000 A | 0.63 | 50 | 20 | B12180 | NO | N/A | [6 empty] | 3 | Pass | null
39285825 | B12177 | B12177 |  |  |  |  | Existing | RYB | MHCR-14 | RUMAH PAM BMC | CLOSED | CLOSED | LINK |  | 11 kV | GAS |  |  |  |  | OTHERS | SCHNEIDER | SF-2012-W27-4-0039 | N/A | JLN TEMENGGUNG 27/9 NO 1 | SUBSTATION | Unknown | NO | NONE | DISTRIBUTION | TNB | CHERAS | NO | 75 |  |  | Unknown | NO |  | LINE |  | 28 | 630.000 A | 0.63 | 50 | 20 | B12177 | NO | N/A | [6 empty] | 3 | Pass | null
39290104 | B12146 | B12650 EXITWAY NO. 3 |  |  | BCRS/PCE/J01047/MB | 300430875 | Existing | RYB | MHCR-3 | JLN MAHKOTA RESIDENDE 2 | CLOSED | CLOSED | LINK |  | 11 kV | GAS | 20121101 |  |  |  | SCHNEIDER | SCHNEIDER | SF-2012-W26-3-0003 | NOT APPLICABLE | MAHKOTA CHERAS RESIDENCE | SUBSTATION | Unknown | YES | Unknown | DISTRIBUTION | TNB | CHERAS | NO | 75 |  |  |  | NO |  | LINE |  | 28 | 630.000 A | 0.63 | 50 | 21 | B12146 | NO | NOT APPLICABLE |  |  | UNKNOWN | UNKNOWN |  |  | 3 | Pass | null
39290119 | B12143 | B02370 IBU SAWAT TELEKOM |  |  | BCRS/PCE/J01047/MB | 300430875 | Existing | RYB | MHCR-3 | IBU SAWAT TELEKOM | CLOSED | CLOSED | LINK |  | 11 kV | GAS | 20121101 |  |  |  | SCHNEIDER | SCHNEIDER | SF-2012-W26-3-0003 | NOT APPLICABLE | MAHKOTA CHERAS RESIDENCE | SUBSTATION | Unknown | YES | Unknown | DISTRIBUTION | TNB | CHERAS | NO | 75 | UNKNOWN | UNKNOWN |  | NO |  | LINE |  | 28 | 630.000 A | 0.63 | 50 | 21 | B12143 | NO | NOT APPLICABLE |  |  | UNKNOWN | UNKNOWN |  |  | 3 | Pass | null
39294394 | B10627 | PE RUMAH PANGSA BUKIT HARTAMAS |  |  | BCRS/PCE/J00557/MBB10627 | 300268527 | Existing | RYB | LMAS-10 | B10401 PE RUMAH PANGSA BUKIT HARTAMAS | CLOSED | CLOSED | LINK |  | 11 kV | GAS | 18/07/1998 |  |  | Unknown | LUCY | VEI | Unknown | N/A | TMN BUKIT HARTAMAS FASA 2 | SUBSTATION | Unknown | YES | Unknown | DISTRIBUTION | TNB | CHERAS | Unknown | 75 | Unknown | Unknown | Unknown | NO |  | LINE |  | 28 | 630.000 A | 0.63 | 50 | 20 | B10627 | NO | N/A |  |  | Unknown | Unknown |  |  | 3 | Pass | null
39294406 | B10629 | PE TIARA BUKIT HATAMAS |  |  | BCRS/PCE/J00557/MBB10627 | 300268527 | Existing | RYB | LMAS-10 | B11936 PE TIARA BUKIT HATAMAS | CLOSED | CLOSED | LINK |  | 11 kV | GAS | 18/07/1998 |  |  |  | LUCY | VEI | Unknown | N/A | TMN BUKIT HARTAMAS FASA 2 | SUBSTATION | Unknown | YES | NONE | DISTRIBUTION | TNB | CHERAS | Unknown | 75 | Unknown | Unknown | Unknown | NO |  | LINE |  | 28 | 630.000 A | 0.63 | 50 | 20 | B10629 | NO |  |  |  | Unknown | Unknown |  |  | 3 | Pass | null
39303714 | B10643 | [5 empty] | Existing | RYB | MHCR-11 | PE JLN CHERAS VISTA 2 | CLOSED | CLOSED | LINK |  | 11 kV | GAS |  |  |  |  | INDKOM | INDKOM | N/A |  | JLN CHERAS VISTA 2/1 BMC | SUBSTATION | Unknown | NO | NONE | DISTRIBUTION | TNB | CHERAS | NO | 75 |  |  |  | NO |  |  |  | 28 | 630.000 A | 0.63 | 50 | 20 | B10643 | NO | [7 empty] | 3 | Pass | null
39303729 | B10646 | [5 empty] | Existing | RYB | MHCR-11 | PE CHERAS VISTA | CLOSED | CLOSED | LINK |  | 11 kV | GAS |  |  |  |  | INDKOM | INDKOM |  |  | JLN CHERAS VISTA 2/1 BMC | SUBSTATION | Unknown | NO | NONE | DISTRIBUTION | TNB | CHERAS | NO | 75 |  |  |  | NO |  |  |  | 28 | 630.000 A | 0.63 | 50 | 20 | B10646 | NO | [7 empty] | 3 | Pass | null
39315868 | B12239 | PE TAMAN TROPICANA NO.2 |  |  | BCRS/PCE/J01050/MB | 300430882 | Existing | RYB | SGLN-3 | B13789 PE TAMAN TROPICANA NO.2 | CLOSED | CLOSED | LINK |  | 11 kV | GAS | 20121101 |  |  | Unknown | FALCON BETA | TAMCO | D2127023 | N/A | VIRIDIAN | SUBSTATION | Unknown | YES | Unknown | DISTRIBUTION | TNB | CHERAS | Unknown | 75 | Unknown | Unknown | Unknown | NO |  | LINE |  | 28 | 630.000 A | 0.63 | 50 | 20 | B12239 | NO | Not applicable |  |  | Unknown | Unknown |  |  | 3 | Pass | null
39315883 | B12242 | B12242 |  |  | BCRS/PCE/J01050/MB | 300430882 | Existing | RYB | SGLN-3 | TMN CHERAS IDAMAN | CLOSED | CLOSED | LINK |  | 11 kV | Unknown | 20121101 |  |  | Unknown | TAMCO | TAMCO | D2127023 | D2127023 | VIRIDIAN | SUBSTATION | Unknown | YES | Unknown | DISTRIBUTION | TNB | CHERAS | Unknown | 75 | Unknown | Unknown | Unknown | NO |  | LINE |  | 28 | 630.000 A | 0.63 | 50 | 20 | B12242 | NO | Not applicable |  |  | Unknown | Unknown |  |  | 3 | Pass | null
39328761 | B11510 | B11510 |  |  | BCRS/PCE/J01014/MB1 | 300318587 | Existing | RYB | SGLN-3 | TMN BKT SURIA NO.1 | CLOSED | CLOSED | LINK |  | 11 kV | GAS | 26/07/2011 |  |  | Unknown | SCHNEIDER | INDKOM | R0911210MA | Not applicable | PADAT BUKIT SURIA | SUBSTATION | Unknown | NO | NONE | DISTRIBUTION | TNB | CHERAS | Unknown | 75 | Unknown | Unknown | Unknown | NO |  | LINE |  | 28 | 630.000 A | 0.63 | 50 | 20 | B11510 | NO | Not applicable |  |  | Unknown | Unknown |  |  | 3 | Pass | null
39328773 | B11512 | B11512 |  |  | BCRS/PCE/J01014/MB1 | 300318587 | Existing | RYB | SGLN-3 | TMN BUKIT SURIA NO.3 | CLOSED | CLOSED | LINK |  | 11 kV | GAS | 26/07/2011 |  |  | Unknown | SCHNEIDER | INDKOM | R0911210MA | Not applicable | PADAT BUKIT SURIA | SUBSTATION | Unknown | NO | NONE | DISTRIBUTION | TNB | CHERAS | Unknown | 75 | Unknown | Unknown | Unknown | NO |  | LINE |  | 28 | 630.000 A | 0.63 | 50 | 20 | B11512 | NO | Not applicable |  |  | Unknown | Unknown |  |  | 3 | Pass | null
39341676 | B05397 | PE GARDEN PARK SG LONG NO 15 |  |  | BCRS/PCE/J00217/MBB05397 | 300005768 | Existing | RYB | SGLN-7 | B04686 PE GARDEN PARK SG LONG NO 15 | CLOSED | CLOSED | LINK |  | 11 kV | GAS | 20011101 |  |  | Unknown | ITEM | SIEMENS |  | 71317-00110/005 8DJ2081 | GARDEN PARK SG. LONG NO 1 | SUBSTATION | Unknown | NO | NONE | DISTRIBUTION | TNB | CHERAS | NO | 75 |  |  | Unknown | NO |  | Unknown |  | 28 | 630.000 A | 0.63 | 50 | 20 | B05397 | NO | [7 empty] | 3 | Pass | null
39341691 | B05400 | PPU SGLN CB 7 |  |  | BCRS/PCE/J00217/MBB05397 | 300005768 | Existing | RYB | SGLN-7 | PPU SGLN CB 7 | CLOSED | CLOSED | LINK |  | 11 kV | GAS | 20011101 |  |  | Unknown | ITEM | SIEMENS |  | 71317-00110/005 8DJ2081 | GARDEN PARK SG. LONG NO 1 | SUBSTATION | Unknown | NO | NONE | DISTRIBUTION | TNB | CHERAS | NO | 75 |  |  | Unknown | NO |  | Unknown |  | 28 | 630.000 A | 0.63 | 50 | 20 | B05400 | NO | [7 empty] | 3 | Pass | null
39350284 | B12184 | B12184 |  |  |  |  | Existing | RYB | MHCR-14 | BMC NO 5 | CLOSED | CLOSED | LINK |  | 11 kV | GAS |  |  |  |  | SCHNEIDER | SCHNEIDER | SF-2012-W25-5-0090 | NOT APPLICABLE | JLN TEMENGGUNG 27/9 NO 2 | SUBSTATION | Unknown | YES | Unknown | DISTRIBUTION | TNB | CHERAS | Unknown | 75 | Unknown | Unknown | Unknown | NO |  | LINE |  | 28 | 630.000 A | 0.63 | 50 | 20 | B12184 | NO | NOT APPLICABLE |  |  | Unknown | Unknown |  |  | 3 | Pass | null
39350299 | B12181 | B12181 |  |  |  |  | Existing | RYB | MHCR-14 | JALAN TEMENGGUNG 27/9 NO. 1 | CLOSED | CLOSED | LINK |  | 11 kV | GAS |  |  |  |  | SCHNEIDER |  | SF-2012-W25-5-0090 | NOT APPLICABLE | JLN TEMENGGUNG 27/9 NO 2 | SUBSTATION | Unknown | YES | Unknown | DISTRIBUTION | TNB | CHERAS | Unknown | 75 | Unknown | Unknown | Unknown | NO |  | LINE |  | 28 | 630.000 A | 0.63 | 50 | 20 | B12181 | NO | NOT APPLICABLE |  |  | Unknown | Unknown |  |  | 3 | Pass | null
39354514 | B12198 | PERSIARAN JADE HILLS TIMUR |  |  |  |  | Existing | RYB | BLKG-7 | B12197 PE PERSIARAN JADE HILLS TIMUR | CLOSED | CLOSED | LINK |  | 11 kV | SF6 |  |  |  | Unknown | FALCON BETA | TAMCO | D2127021 | NOT APPLICABLE | JLN JADE HILL 12/1 | SUBSTATION | Unknown | YES | Unknown | DISTRIBUTION | TNB | CHERAS | Unknown | 75 | Unknown | Unknown | Unknown | NO |  | LINE |  | 28 | 630.000 A | 0.63 | 50 | 20 | B12198 | NO | NOT APPLICABLE |  |  | Unknown | Unknown |  |  | 3 | Pass | null
39354529 | B12201 | B12223 PE PERSIARAN JADE HILLS |  |  |  |  | Existing | RYB | BLKG-7 | B12223 PE PERSIARAN JADE HILLS | CLOSED | CLOSED | LINK |  | 11 kV | SF6 |  |  |  | Unknown | FALCON BETA | TAMCO | D2127021 | NOT APPLICABLE | JLN JADE HILL 12/1 | SUBSTATION | Unknown | YES | Unknown | DISTRIBUTION | TNB | CHERAS | Unknown | 75 | Unknown | Unknown | Unknown | NO |  | LINE |  | 28 | 630.000 A | 0.63 | 50 | 20 | B12201 | NO | NOT APPLICABLE |  |  | Unknown | Unknown |  |  | 3 | Pass | null
39358804 | B11015 | B11051 |  |  | BCRS/PCE/J00995/MBB11051 |  | Existing | Unknown |  | B11051 DUSUN NANDING 3 | CLOSED | CLOSED | LINK |  | 11 kV | GAS |  |  |  |  | INDKOM |  |  | Not applicable |  | SUBSTATION | Unknown | YES | Unknown | DISTRIBUTION | TNB | CHERAS | Unknown | Unknown | Unknown | Unknown | Unknown | NO |  | LINE |  |  | 630.000 A | 20 |  | 50 |  | NO | Not applicable |  |  | Unknown | Unknown |  |  | 0 | Fail | Please check "Phasing"
39358805 | B11017 | B11017 PE A/TIANG TEKALI NO 1 |  |  | BCRS/PCE/J00995/MBB11017 |  | Existing | Unknown |  | B11017 PE A/TIANG TEKALI NO 1 | CLOSED | CLOSED | LINK |  | 11 kV | GAS |  |  |  |  | INDKOM |  |  | Not applicable |  | SUBSTATION | Unknown | YES | NONE | DISTRIBUTION | TNB | CHERAS | Unknown | Unknown | Unknown | Unknown | Unknown | NO |  | LINE |  |  | 630.000 A | 20 |  | 20 |  | NO | Not applicable |  |  | Unknown | Unknown |  |  | 0 | Fail | Please check "Phasing"
39423350 | B10039 | B10039 |  |  | BCRS/PCE/J00497/MB1 | 300431590 | Existing | RYB | TSGR2-12 | PE GOOD EARTH | CLOSED | CLOSED | LINK |  | 12 kV | GAS | 18/07/2008 |  |  |  | FALCON BETA | TAMCO | G270239 | NOT APPLICABLE | PERDANA AVENUE | SUBSTATION | Unknown | YES | Unknown | DISTRIBUTION | TNB | CHERAS | NO | 75 | Unknown | Unknown | Unknown | NO |  | LINE |  | 28 | 630.000 A | 0.63 | 50 | 20 | B10039 | NO | NOT APPLICABLE |  |  | Unknown | Unknown |  |  | 3 | Pass | null
39423360 | B10037 | B10037 |  |  | BCRS/PCE/J00497/MB1 | 300431590 | Existing | RYB | TSGR2-12 | PPU TAMAN SEGAR 2 VCB 12 | CLOSED | CLOSED | LINK |  | 12 kV | GAS | 18/07/2008 |  |  |  | FALCON BETA | TAMCO | G270239 | NOT APPLICABLE | PERDANA AVENUE | SUBSTATION | Unknown | YES | Unknown | DISTRIBUTION | TNB | CHERAS | Unknown | 75 | Unknown | Unknown | Unknown | NO |  | LINE |  | 28 | 630.000 A | 0.63 | 50 | 20 | B10037 | NO | NOT APPLICABLE |  |  | Unknown | Unknown |  |  | 3 | Pass | null
39423361 | B10038 | B10038 |  |  | BCRS/PCE/J00497/MB1 | 300431590 | Existing | RYB | TSGR2-12 | PENGGUNA 11kv | CLOSED | CLOSED | LINK |  | 12 kV | GAS | 18/07/2008 |  |  |  | FALCON BETA | TAMCO | G270239 | NOT APPLICABLE | PERDANA AVENUE | CUSTOMER | Unknown | YES | Unknown | DISTRIBUTION | TNB | CHERAS | Unknown | 75 | Unknown | Unknown | Unknown | NO |  | LINE |  | 28 | 630.000 A | 0.63 | 50 | 20 | B10038 | NO | NOT APPLICABLE |  |  | Unknown | Unknown |  |  | 3 | Pass | null
39427616 | B03986 | SPARE |  | 7010002 | BCRS/PCE/J00852/MBB03986 |  | Existing | RYB | SJIM-6 | SPARE | CLOSED | CLOSED | LINK | 12.000 kV | 11 kV | GAS |  | 0 | N/A | Unknown | SIEMENS | ITEM | CV 721473-1012/ 015 |  | TMN SEKAMAT UDA | SUBSTATION | Unknown | Unknown | Unknown | DISTRIBUTION | TNB | CHERAS | Unknown | 75 |  |  | Unknown | Unknown |  | Unknown |  | 28 | 630.000 A | 0.63 | 50 | 20 | B03986 | Unknown |  |  |  |  | 0 | UDA BINA TMN SEKAMAT |  | 3 | Pass | null
39449051 | B10708 | SSU BUKIT BELIMBING | 6788618 | 6788634 | BCRS/PCE/J00010/MBB05158 | 300003275 | Existing | RYB | PBEL(P)-1 | PBEL(P)-7 | CLOSED | CLOSED | LINK | 11.000 kV | 11 kV | GAS | 20131101 | 2001 | 0109S061 | Unknown | F_and_G | INDKOM | 0109S061 |  | TMN HARMONI INDAH NO 1 | SUBSTATION | Unknown | Unknown | Unknown | DISTRIBUTION | TNB | CHERAS | Unknown | 75 |  |  | Unknown | Unknown |  | Unknown |  | 28 | 630.000 A | 0.63 | 50 | 22 | B10708 | Unknown |  |  |  |  | 0 | TMN HARMONI INDAH NO 1 |  | 3 | Pass | null
39449058 | B10841 | SSU BUKIT BELIMBING |  |  | BCRS/PCE/J00963/MB1 | 300319937 | Existing | RYB | PBEL(P)-1 | B10711 SSU BUKIT BELIMBING | CLOSED | CLOSED | LINK |  | 11 kV | GAS | 16/12/2009 |  |  | Unknown | FALCON BETA | TAMCO | B2918491 | B2918491 | LOT 1842 JLN KPB 6 | SUBSTATION | Unknown | NO | NONE | DISTRIBUTION | TNB | CHERAS | NO | 75 |  |  | Unknown | NO |  | Unknown |  | 28 | 630.000 A | 0.63 | 50 | 20 | B10841 | NO | [7 empty] | 3 | Pass | null
39449070 | B10839 | PE HASIL KARYA SDN BHD LOT 1839 |  |  | BCRS/PCE/J00963/MB1 | 300319937 | Existing | RYB | PBEL(P)-1 | B10140 PE HASIL KARYA SDN BHD LOT 1839 | CLOSED | CLOSED | LINK |  | 11 kV | GAS | 16/12/2009 |  |  | Unknown | FALCON BETA | TAMCO | B2918491 | B2918491 | LOT 1842 JLN KPB 6 | SUBSTATION | Unknown | NO | NONE | DISTRIBUTION | TNB | CHERAS | NO | 75 |  |  | Unknown | NO |  | Unknown |  | 28 | 630.000 A | 0.63 | 50 | 20 | B10839 | NO | [7 empty] | 3 | Pass | null
39637933 | B10561 | B10561 |  |  |  |  | Existing | Unknown |  | PE JUTAMATE | CLOSED | CLOSED | LINK |  | 11 kV | GAS | [7 empty] | Not applicable |  | SUBSTATION | Unknown | YES | Unknown | DISTRIBUTION | TNB | CHERAS | Unknown | Unknown | Unknown | Unknown | Unknown | NO |  | LINE |  |  | 630.000 A | 20 |  | 20 |  | NO | Not applicable |  |  | Unknown | Unknown |  |  | 0 | Fail | Please check "Phasing"
39672270 | B10943 | PE BINA PLASTIK SDN BHD | 6987617 | 6987616 | BCRS/PCE/J00281/MBB01261 | 300010017 | Existing | RYB | PBEL(P)-11 | B01263 PE BINA PLASTIK SDN BHD | CLOSED | CLOSED | LINK | 11.000 kV | 11 kV | GAS | 20051101 | 0 | J3909/1/R190 | Unknown | LUCY | EPE |  |  | MEIKA FOOD | SUBSTATION | Unknown | Unknown | Unknown | DISTRIBUTION | TNB | CHERAS | Unknown | 75 |  |  | Unknown | Unknown |  | Unknown |  | 28 | 400.000 A | 0.63 | 50 | 20 | B10943 | Unknown |  |  |  |  | 0 | MEIKA FOOD |  | 3 | Pass | null
39693738 | B11342 | PE JLN DB 1/3 DESA BUDIMAN NO 1 |  |  | BCRS/PCE/J00996/MB | 300319358 | Existing | RYB | SGLN-7 | B08711 PE JALAN DB 1/3 DESA BUDIMAN NO 1 | CLOSED | CLOSED | LINK |  | 11 kV | GAS | 20101101 |  |  | Unknown | LUCY | EPE | SF6 332 | Not applicable | JLN DESA BUDIMAN | SUBSTATION | Unknown | YES | Unknown | DISTRIBUTION | TNB | CHERAS | Unknown | 75 | Unknown | Unknown | Unknown | NO |  | LINE |  | 28 | 630.000 A | 0.63 | 50 | 20 | B11342 | NO | Not applicable |  |  | Unknown | Unknown |  |  | 3 | Pass | null
39693750 | B11344 | PE JLN DB 5/1 |  |  | BCRS/PCE/J00996/MB | 300319358 | Existing | RYB | SGLN-7 | B12133 PE JLN DB 5/1 | CLOSED | CLOSED | LINK |  | 11 kV | GAS | 20101101 |  |  | Unknown | LUCY | EPE | SF6 332 | Not applicable | JLN DESA BUDIMAN | SUBSTATION | Unknown | YES | Unknown | DISTRIBUTION | TNB | CHERAS | Unknown | 75 | Unknown | Unknown | Unknown | NO |  | LINE |  | 28 | 630.000 A | 0.63 | 50 | 20 | B11344 | NO | Not applicable |  |  | Unknown | Unknown |  |  | 3 | Pass | null
39694243 | B11563 | PE TAMING MUTIARA 2 NO1 |  |  | BCRS/PCE/J01012/MB | 300319287 | Existing | RYB | SGLN-7 | B12430 PE TAMING MUTIARA 2 NO1 | OPEN | CLOSED | LINK |  | 11 kV | GAS | 20111101 |  |  | Unknown | TOPRANK | TOPRANK | ID2L2T AK3/2011 |  | JLN DESA BUDIMAN NO 2 | SUBSTATION | Unknown | YES | Unknown | DISTRIBUTION | TNB | CHERAS | Unknown | 75 | Unknown | Unknown | Unknown | NO |  | LINE |  | 28 | 630.000 A | 0.63 | 50 | 20 | B11563 | NO | Not applicable |  |  | Unknown | Unknown |  |  | 3 | Pass | null
39694258 | B11560 | PE JLN DB 5/1 |  |  | BCRS/PCE/J01012/MB | 300319287 | Existing | RYB | SGLN-7 | B12585 PE JLN DB 6/4 | CLOSED | CLOSED | LINK |  | 11 kV | GAS | 20111101 |  |  | Unknown | TOPRANK | TOPRANK | ID2L2T AK3/2011 |  | JLN DESA BUDIMAN NO 2 | SUBSTATION | Unknown | YES | Unknown | DISTRIBUTION | TNB | CHERAS | Unknown | 75 | Unknown | Unknown | Unknown | NO |  | LINE |  | 28 | 630.000 A | 0.63 | 50 | 20 | B11560 | NO | Not applicable |  |  | Unknown | Unknown |  |  | 3 | Pass | null
39719501 | B12268 | B12268 |  |  | BCRS/PCE/J01121/MBB12268 |  | Existing | RYB | PBEL(P)-3 | B01277 ENG SIONG | CLOSED | CLOSED | LINK |  | 11 kV | GAS |  |  |  | Unknown | LUCY | W. LUCY LTD & CO. LTD | SF00065515 | SF00065515 | LOT PT 52214 JLN KPB 10 | SUBSTATION | Unknown | NO | NONE | DISTRIBUTION | TNB | CHERAS | NO | 75 | unknown | unknown | Unknown | NO |  | LINE |  | 28 | 630.000 A | 0.63 | 50 | 20 | B12268 | NO | [7 empty] | 3 | Pass | null
39719513 | B12270 | B12270 |  |  | BCRS/PCE/J01121/MBB12270 |  | Existing | RYB | PBEL(P)-3 | B01278 WENG ZHENG | CLOSED | CLOSED | LINK |  | 11 kV | GAS |  |  |  | Unknown | LUCY | W. LUCY LTD & CO. LTD | SF00065515 | SF 00065515 | LOT PT 52214 JLN KPB 10 | SUBSTATION | Unknown | NO | NONE | DISTRIBUTION | TNB | CHERAS | NO | 75 | unknown | unknown | Unknown | NO |  | LINE |  | 28 | 630.000 A | 0.63 | 50 | 20 | B12270 | NO | [7 empty] | 3 | Pass | null
39758220 | B02149 | B02149 |  |  | BCRS/PCE/J00017/MB1 | 300004117 | Existing | RYB | TSGR-6 | PE POLIS HUTAN | CLOSED | CLOSED | LINK |  | 11 kV | GAS | 19961101 |  |  |  | INDKOM | INDKOM | 1302319438 | NOT APPLICABLE | TMN MASRIA | SUBSTATION | Unknown | YES | Unknown | DISTRIBUTION | TNB | CHERAS | Unknown | 75 | Unknown | Unknown | Unknown | NO |  | LINE |  | 28 | 630.000 A | 0.63 | 50 | 20 | B02149 | NO | NOT APPLICABLE |  |  | Unknown | Unknown |  |  | 3 | Pass | null
39758222 | B12278 | B12278 |  |  | BCRS/PCE/J00017/MB1 | 300004117 | Existing | RYB | TSGR-6 | PE PERNIAGAAN MASRIA | OPEN | OPEN | LINK |  | 11 kV | GAS | 19961101 |  |  |  | INDKOM | INDKOM | 1302319438 | NOT APPLICABLE | TMN MASRIA | SUBSTATION | Unknown | YES | Unknown | DISTRIBUTION | TNB | CHERAS | Unknown | 75 | Unknown | Unknown | Unknown | NO |  | LINE |  | 28 | 630.000 A | 0.63 | 50 | 20 | B12278 | NO | NOT APPLICABLE |  |  | Unknown |  |  |  | 3 | Pass | null
39758225 | B02147 | B02147 |  |  | BCRS/PCE/J00017/MB1 | 300004117 | Existing | RYB | TSGR-6 | B02146 PE TMN CUEPACS NO 1 | CLOSED | CLOSED | LINK |  | 11 kV | GAS | 19961101 |  |  |  | INDKOM | INDKOM | 1302319438 | NOT APPLICABLE | TMN MASRIA | SUBSTATION | Unknown | YES | Unknown | DISTRIBUTION | TNB | CHERAS | Unknown | 75 | Unknown | Unknown | Unknown | NO |  | LINE |  | 28 | 630.000 A | 0.63 | 50 | 20 | B02147 | NO | NOT APPLICABLE |  |  | Unknown | Unknown |  |  | 3 | Pass | null
39762465 | B11205 | B11205 |  |  | BCRS/PCE/J00999/MBB11205 | 300308260 | Existing | RYB | SGLN-12 | PE GOLF CLUB SG LONG | CLOSED | CLOSED | LINK |  | 11 kV | GAS | 20111101 |  |  |  | LUCY | EPE | SF6737 | Not applicable | WIRA HEIGHT | SUBSTATION | Unknown | YES | Unknown | DISTRIBUTION | TNB | CHERAS | Unknown | 75 | Unknown | Unknown | Unknown | NO |  | LINE |  | 28 | 630.000 A | 0.63 | 50 | 20 | B11205 | NO | Not applicable |  |  | Unknown | Unknown |  |  | 3 | Pass | null
39762477 | B11207 | B11207 |  |  | BCRS/PCE/J00999/MBB11205 | 300308260 | Existing | RYB | SGLN-12 | PE ADMIRAL PARK | CLOSED | CLOSED | LINK |  | 11 kV | GAS | 20111101 |  |  |  | LUCY | EPE | SF6737 | Not applicable | WIRA HEIGHT | SUBSTATION | Unknown | YES | Unknown | DISTRIBUTION | TNB | CHERAS | Unknown | 75 | Unknown | Unknown | Unknown | NO |  | LINE |  | 28 | 630.000 A | 0.63 | 50 | 20 | B11207 | NO | Not applicable |  |  | Unknown | Unknown |  |  | 3 | Pass | null
39792532 | B10398 | B10734 PE STP JADE HILLS |  |  | BCRS/PCE/J00698/MB | 300431609 | Existing | RYB | BLKG-7 | STP JADE HILLS | CLOSED | CLOSED | LINK |  | 11 kV | AIR | 20091101 |  |  | Unknown | FALCON BETA | TAMCO | GR1-21-ID 17335 | NOT APPLICABLE | CLUB HOUSE JADE HILL | SUBSTATION | Unknown | YES | Unknown | DISTRIBUTION | TNB | CHERAS | Unknown | 75 | Unknown | Unknown | Unknown | NO |  | LINE |  | 28 | 630.000 A | 0.63 | 50 | 20 | B10398 | NO | NOT APPLICABLE |  |  | Unknown | Unknown |  |  | 3 | Pass | null
39792533 | B10396 | B10926 PE JLN JADE HILLS 1/1 |  |  | BCRS/PCE/J00698/MB | 300431609 | Existing | RYB | BLKG-7 | JLN JADE HILLS 1/1 | CLOSED | CLOSED | LINK |  | 11 kV | AIR | 20091101 |  |  | Unknown | FALCON BETA | TAMCO | GR1-21-ID 17335 | NOT APPLICABLE | CLUB HOUSE JADE HILL | SUBSTATION | Unknown | YES | Unknown | DISTRIBUTION | TNB | CHERAS | Unknown | 75 | Unknown | Unknown | Unknown | NO |  | LINE |  | 28 | 630.000 A | 0.63 | 50 | 20 | B10396 | NO | NOT APPLICABLE |  |  | Unknown | Unknown |  |  | 3 | Pass | null
39792978 | B10920 | B1920 |  |  | BCRS/PCE/J00970/MB1 | 300319921 | Existing | RYB | BLKG-7 | B11478 PE JLN JADE HILL 4/1 | CLOSED | CLOSED | LINK |  | 11 kV | GAS | 20121111 |  |  | Unknown | VEI | VEI | 25756 | NOT APPLICABLE | JLN JADEHILL 2/1 | SUBSTATION | Unknown | YES | Unknown | DISTRIBUTION | TNB | CHERAS | Unknown | 75 | Unknown | Unknown | Unknown | NO |  | LINE |  | 28 | 630.000 A | 0.63 | 50 | 20 | B10920 | NO | NOT APPLICABLE |  |  | Unknown | Unknown |  |  | 3 | Pass | null
39792986 | B10922 | B10922 |  |  | BCRS/PCE/J00970/MB1 | 300319921 | Existing | RYB | BLKG-7 | B10925 PE JLN JADE HILL 1/1 | CLOSED | CLOSED | LINK |  | 11 kV | GAS | 20121111 |  |  | Unknown | VEI | VEI | 25756 | NOT APPLICABLE | JLN JADEHILL 2/1 | SUBSTATION | Unknown | YES | Unknown | DISTRIBUTION | TNB | CHERAS | Unknown | 75 | Unknown | Unknown | Unknown | NO |  | LINE |  | 28 | 630.000 A | 0.63 | 50 | 20 | B10922 | NO | NOT APPLICABLE |  |  | Unknown | Unknown |  |  | 3 | Pass | null
39794474 | B11943 | B11717 PE TAMAN SETIA IMPIAN 2 |  |  | BCRS/PCE/J01054/MB1 | 300380827 | Existing | RYB | BLKG-7 | B11717 PE TAMAN SETIA IMPIAN 2 | CLOSED | CLOSED | LINK |  | 11 kV | GAS | 20121111 |  |  | Unknown | INDKOM | INDKOM | 1206227158 | NOT APPLICABLE | JLN PERSIARAN JADE HILL TIMUR | SUBSTATION | Unknown | YES | Unknown | DISTRIBUTION | TNB | CHERAS | Unknown | 75 | Unknown | Unknown | Unknown | NO |  | LINE |  | 28 | 630.000 A | 0.63 | 50 | 20 | B11943 | NO | NOT APPLICABLE |  |  | Unknown | Unknown |  |  | 3 | Pass | null
39794478 | B11946 | B11946 |  |  | BCRS/PCE/J01054/MB1 | 300380827 | Existing | RYB | BLKG-7 | B12195 PE PERSIARAN JADE HILLS TIMUR | CLOSED | CLOSED | LINK |  | 11 kV | GAS | 20121111 |  |  | Unknown | INDKOM | INDKOM | 1206227158 | NOT APPLICABLE | JLN PERSIARAN JADE HILL TIMUR | SUBSTATION | Unknown | YES | Unknown | DISTRIBUTION | TNB | CHERAS | Unknown | 75 | Unknown | Unknown | Unknown | NO |  | LINE |  | 28 | 630.000 A | 0.63 | 50 | 20 | B11946 | NO | NOT APPLICABLE |  |  | Unknown |  |  |  | 3 | Pass | null
39856928 | B11041 | PE DATARAN C180 NO 4 |  |  | BCRS/PCE/J00981/MB1 | 300319454 | Existing | RYB |  | B11749 PE DATARAN C180 NO 4 | OPEN | CLOSED | LINK |  | 11 kV | GAS | 20121111 |  |  | Unknown | TOPRANK | TOPRANK |  | NOT APPLICABLE | C180 NO 2 BALAKONG | SUBSTATION | Unknown | YES | Unknown | DISTRIBUTION | TNB | CHERAS | NO | 75 | Unknown | Unknown | Unknown | NO |  | LINE |  | 28 | 630.000 A | 0.63 | 50 | 20 | B11041 | NO | NOT APPLICABLE |  |  | Unknown | Unknown |  |  | 3 | Pass | null
39856933 | B11779 | B11779 |  |  | BCRS/PCE/J00981/MB1 | 300319454 | Existing | RYB | JUBA-11 | PPU JUSCO VCB 11 | CLOSED | CLOSED | LINK |  | 11 kV | GAS | 20121111 |  |  | Unknown | TOPRANK | TOPRANK | Unknown | NOT APPLICABLE | C180 NO 2 BALAKONG | SUBSTATION | Unknown | YES | Unknown | DISTRIBUTION | TNB | CHERAS | Unknown | 75 | Unknown | Unknown | Unknown | NO |  | LINE |  | 28 | 630.000 A | 0.63 | 50 | 20 | B11779 | NO | NOT APPLICABLE |  |  | Unknown | Unknown |  |  | 3 | Pass | null
39856938 | B11044 | PE CHERAS MAJU |  |  | BCRS/PCE/J00981/MB1 | 300319454 | Existing | RYB | JUBA-11 | B08848 PE CHERAS MAJU | CLOSED | CLOSED | LINK |  | 11 kV | GAS | 20121111 |  |  | Unknown | TOPRANK | TOPRANK |  | NOT APPLICABLE | C180 NO 2 BALAKONG | SUBSTATION | Unknown | YES | Unknown | DISTRIBUTION | TNB | CHERAS | Unknown | 75 | Unknown | Unknown | Unknown | NO |  | LINE |  | 28 | 630.000 A | 0.63 | 50 | 20 | B11044 | NO | NOT APPLICABLE |  |  | Unknown | Unknown |  |  | 3 | Pass | null
39904165 | B10020 | B10020 |  |  | BCRS/PCE/J00593/MBB10020 |  | Existing | Unknown |  | PANGSAPURI SERIJATI | CLOSED | CLOSED | LINK |  | 11 kV | GAS |  |  |  |  | OTHERS |  |  | N/A |  | SUBSTATION | Unknown | YES | Unknown | DISTRIBUTION | TNB | CHERAS | Unknown | Unknown | Unknown | Unknown | Unknown | NO |  | LINE |  |  | 630.000 A | 20 |  | 50 |  | NO | N/A |  |  | Unknown | Unknown |  |  | 0 | Fail | Please check "Phasing"
39904180 | B10017 | B10017 |  |  | BCRS/PCE/J00593/MBB10017 |  | Existing | Unknown |  | TMN PERINDUSTRIAN BALAKONG NO.2 | CLOSED | CLOSED | LINK |  | 11 kV | GAS |  |  |  |  | VEI |  |  | N/A |  | SUBSTATION | Unknown | YES | Unknown | DISTRIBUTION | TNB | CHERAS | Unknown |  | Unknown | Unknown | Unknown | NO |  | LINE |  |  | 630.000 A | 20 |  | 50 |  | NO |  |  |  | Unknown | Unknown |  |  | 0 | Fail | Please check "Phasing"
39917035 | B12340 | B12340 |  |  | BCRS/PCE/J01049/MB1 | 300430881 | Existing | RYB | SGLN-3 | PE RAKAN CHERAS NO 3 | CLOSED | CLOSED | LINK |  | 11 kV | GAS | 20121101 |  |  | Unknown | SCHNEIDER | INDKOM | SF-2013-W01-2-0116 | Not applicable | PADAT ADAPT HOUSING | SUBSTATION | Unknown | YES | Unknown | DISTRIBUTION | TNB | CHERAS | Unknown | 75 | Unknown | Unknown | Unknown | NO |  | LINE |  | 28 | 630.000 A | 0.63 | 50 | 21 | B12340 | NO | Not applicable |  |  | Unknown |  |  |  | 3 | Pass | null
39917036 | B12338 | B12338 |  |  | BCRS/PCE/J01049/MB1 | 300430881 | Existing | RYB | SGLN-3 | PE TAMAN BUKIT SURIA NO 1 | CLOSED | CLOSED | LINK |  | 11 kV | GAS | 20121101 |  |  | Unknown | SCHNEIDER | INDKOM | SF-2013-W10-2-0116 | Not applicable | PADAT ADAPT HOUSING | SUBSTATION | Unknown | NO | NONE | DISTRIBUTION | TNB | CHERAS | Unknown | 75 | Unknown | Unknown | Unknown | NO |  | LINE |  | 28 | 630.000 A | 0.63 | 50 | 21 | B12338 | NO | Not applicable |  |  | Unknown | Unknown |  |  | 3 | Pass | null
39994325 | B10020 | PANGSAPURI SERI JATI |  |  | BCRS/PCE/J00593/MB | 300431597 | Existing | RYB | TAMI-6 | PANGSAPURI SERI JATI | CLOSED | CLOSED | LINK |  | 11 kV | GAS | 20081101 |  |  |  | OTHERS | VEI |  | Not applicable | TMN PERINDUSTIRAN BALAKONG NO 1 | SUBSTATION | Unknown | YES | Unknown | DISTRIBUTION | TNB | CHERAS | Unknown | Unknown | Unknown | Unknown | Unknown | NO |  | LINE |  |  | 630.000 A | 20 |  | 50 | B10020 | NO | Not applicable |  |  | Unknown | Unknown |  |  | 3 | Pass | null
39994340 | B10017 | B10017 |  |  | BCRS/PCE/J00593/MB | 300431597 | Existing | RYB | TAMI-6 | TMN PERINDUSTRIAN BALAKONG NO.2 | CLOSED | CLOSED | LINK |  | 11 kV | GAS | 20081101 |  |  |  | OTHERS | VEI |  | Not applicable | TMN PERINDUSTIRAN BALAKONG NO 1 | SUBSTATION | Unknown | YES | Unknown | DISTRIBUTION | TNB | CHERAS | Unknown | Unknown | Unknown | Unknown | Unknown | NO |  | LINE |  |  | 630.000 A | 20 |  | 50 | B10017 | NO | Not applicable |  |  | Unknown | Unknown |  |  | 3 | Pass | null
40050147 | B10578 | PE ALLIED FOAM |  |  | BCRS/PCE/J00931/MBB10578 | 300308266 | Existing | RYB | PBEL(P)-5 | B09267 PE ALLIED FOAM | CLOSED | CLOSED | LINK |  | 11 kV | GAS | 20091111 |  |  | Unknown | FALCON BETA | TAMCO | B2917910 |  | HEPTA LOT 1869 | SUBSTATION | Unknown | NO | NONE | DISTRIBUTION | TNB | CHERAS | NO | 75 |  |  | Unknown | NO |  | Unknown |  | 28 |  | 0.63 | 50 | 20 | B10578 | NO | [7 empty] | 3 | Pass | null
40050159 | B10580 | PE WAISUN CONFECTIONERY SDN BHD |  |  | BCRS/PCE/J00931/MBB10578 | 300308266 | Existing | RYB | PBEL(P)-5 | B09081 PE WAISUN CONFECTIONERY SDN BHD | CLOSED | CLOSED | LINK |  | 11 kV | GAS | 20091111 |  |  | Unknown | FALCON BETA | TAMCO | B2917910 |  | HEPTA LOT 1869 | SUBSTATION | Unknown | NO | NONE | DISTRIBUTION | TNB | CHERAS | NO | 75 |  |  | Unknown | NO |  | Unknown |  | 28 | 630.000 A | 0.63 | 50 | 20 | B10580 | NO | [7 empty] | 3 | Pass | null
40071646 | B11712 | B11712 | 6814529 | 6814528 | BCRS/PCE/J00741/MBB02005 | 300271031 | Existing | RYB |  | PPU TAMI FDR 8 | CLOSED | CLOSED | LINK | 11.000 kV | 11 kV | GAS | 18/07/1998 | 1995 | N/A | Unknown | F_and_G | INDKOM | N/A | NOT APPLICABLE | ELEGANT CAPITAL NO 1 | SUBSTATION | Unknown | Unknown | Unknown | DISTRIBUTION | TNB | CHERAS | Unknown | 75 | Unknown | Unknown | Unknown | Unknown |  | LINE |  | 28 | 630.000 A | 0.63 | 50 | 22 | B11712 | Unknown | NOT APPLICABLE |  |  | Unknown | 0 |  |  | 3 | Pass | null
40094121 | B10253 | B10253 |  |  | BCRS/PCE/J00886/MBB10253 |  | Existing | RYB | MHCR-11 | PE JALAN PAHLAWAN 24/3 | CLOSED | CLOSED | LINK |  | 11 kV | GAS |  |  |  |  | INDKOM |  | 0804220137 | 0804220137 | VISTANA MAHKOTA JLN PAHLAWAN | SUBSTATION | Unknown | YES | Unknown | DISTRIBUTION | TNB | CHERAS | Unknown | 75 | Unknown | Unknown | Unknown | NO |  | LINE |  | 28 | 630.000 A | 0.63 | 50 | 20 | B10253 | NO | N/A |  |  | Unknown | Unknown |  |  | 3 | Pass | null
40094136 | B10250 | B10250 |  |  | BCRS/PCE/J00886/MBB10250 |  | Existing | RYB | MHCR-11 | PE LOJI RAW ARATAN SISA NO 1 | CLOSED | CLOSED | LINK |  | 11 kV | GAS |  |  |  |  | INDKOM |  | 0804220137 | O804220137 | VISTANA MAHKOTA JLN PAHLAWAN | SUBSTATION | Unknown | NO | NONE | DISTRIBUTION | TNB | CHERAS | NO | 75 | Unknown | Unknown | Unknown | NO |  | LINE |  | 28 | 630.000 A | 0.63 | 50 | 20 | B10250 | NO | N/A |  |  | Unknown | Unknown |  |  | 3 | Pass | null
40115272 | B11553 | LFIP NO.6 |  |  | BCRS/PCE/J00901/MB1 | 300430832 | Existing | RYB | BLKG-11 | LFIP NO.6 | CLOSED | CLOSED | LINK |  | 11 kV | GAS | 20101101 |  |  |  | VEI | VEI | Unknown | NOT APPLICABLE | LFIP NO 8 | SUBSTATION | Unknown | YES | Unknown | DISTRIBUTION | TNB | CHERAS | Unknown | 75 | Unknown | Unknown | Unknown | NO |  | LINE |  | 28 | 630.000 A | 0.63 | 50 | 20 | B11553 | NO | NOT APPLICABLE |  |  | Unknown | Unknown |  |  | 3 | Pass | null
40115284 | B11551 | LFIP NO.4 |  |  | BCRS/PCE/J00901/MB1 | 300430832 | Existing | RYB | BLKG-11 | LFIP NO.4 | CLOSED | CLOSED | LINK |  | 11 kV | GAS | 20101101 |  |  |  | VEI | VEI | Unknown | NOT APPLICABLE | LFIP NO 8 | SUBSTATION | Unknown | YES | Unknown | DISTRIBUTION | TNB | CHERAS | Unknown | 75 | Unknown | Unknown | Unknown | NO |  | LINE |  | 28 | 630.000 A | 0.63 | 50 | 20 | B11551 | NO | NOT APPLICABLE |  |  | Unknown | Unknown |  |  | 3 | Pass | null
40115810 | B07335 | B07335 |  |  | BCRS/PCE/J00633/MBB07333 | 300270316 | Existing | RYB | BLKG-11 | PE YEW LUM NO.3 | CLOSED | CLOSED | LINK |  | 11 kV | GAS | 20031111 |  |  |  | TAMCO | TAMCO | B237403 | B237403 | CHOY SOON HENG REALTY | SUBSTATION | Unknown | YES | Unknown | DISTRIBUTION | TNB | CHERAS | Unknown | 75 | Unknown | Unknown | Unknown | NO |  | LINE |  | 28 | 630.000 A | 0.63 | 50 | 20 | B07335 | NO | N/A |  |  | Unknown |  |  |  | 3 | Pass | null
40115822 | B07333 | B07333 |  |  | BCRS/PCE/J00633/MBB07333 | 300270316 | Existing | RYB | BLKG-11 | PE KENG SENG CORP. | CLOSED | CLOSED | LINK |  | 11 kV | GAS | 20031111 |  |  |  | TAMCO | TAMCO | B237403 | B237403 | CHOY SOON HENG REALTY | SUBSTATION | Unknown | NO | NONE | DISTRIBUTION | TNB | CHERAS | Unknown | 75 | Unknown | Unknown | Unknown | NO |  | LINE |  | 28 | 630.000 A | 20 | 50 | 20 | B07333 | NO | N/A |  |  | Unknown | Unknown |  |  | 3 | Pass | null
40116461 | B10969 | B10967 |  |  | BCRS/PCE/J00974/MB1 | 300319477 | Existing | RYB | BLKG-11 | P/E CHOY SOON HENG REALITY | CLOSED | CLOSED | LINK |  | 11 kV | GAS | 18/03/2010 |  |  |  | TAMCO | TAMCO | TNB 762-2007 | GRI-21-ID-08380 | YEW LUM NO 3 | SUBSTATION | Unknown | YES | Unknown | DISTRIBUTION | TNB | CHERAS | Unknown | 75 | Unknown | Unknown | Unknown | NO |  | LINE |  | 28 | 630.000 A | 0.63 | 50 | 20 | B10969 | NO | N/A |  |  | Unknown |  |  |  | 3 | Pass | null
40116473 | B10967 | B10969 |  |  | BCRS/PCE/J00974/MB1 | 300319477 | Existing | RYB | BLKG-11 | P/E LFIP NO.5 | CLOSED | CLOSED | LINK |  | 11 kV | GAS | 18/03/2010 |  |  |  | TAMCO | TAMCO | TNB 762-2007 |  | YEW LUM NO 3 | SUBSTATION | Unknown | YES | Unknown | DISTRIBUTION | TNB | CHERAS | Unknown | 75 | Unknown | Unknown | Unknown | NO |  | LINE |  | 28 | 630.000 A | 0.63 | 50 | 20 | B10967 | NO | N/A |  |  | Unknown | Unknown |  |  | 3 | Pass | null
40144608 | B10193 | SWS TMN MAS SEMENTARA B | 6811213 | 6811222 | BCRS/PCE/J00475/MB | 300431570 | Existing | RYB |  | B10138 SWS TMN MAS SEMENTARA B | OPEN | CLOSED | LINK | 12.000 kV | 11 kV | GAS | 20031101 | 2003 | 10892 | Unknown | F_and_G | INDKOM | 1003312129 | N/A | RUMAH PANGSA BKT KUNDANG | SUBSTATION | Unknown | Unknown | Unknown | DISTRIBUTION | TNB | CHERAS | Unknown | 75 |  |  | Unknown | Unknown |  | LINE |  | 28 | 630.000 A | 0.63 | 50 | 20 | B10193 | NO | N/A |  |  |  | 0 | RMH PANGSA BUKIT KUNDANG |  | 3 | Pass | null
40144620 | B10521 | B10521 |  |  | BCRS/PCE/J00489/MBB04592 | 300431583 | Existing | RYB |  | B10521 HUTAN LIPUR SG CONGKAK | CLOSED | CLOSED | LINK |  | 11 kV | GAS | 20001101 |  |  |  | MERLIN GERIN | INDKOM | N/A | Not applicable | COMPACT PANGSUN (EMPANGAN PANGSUN) | SUBSTATION | Unknown | NO | NONE | DISTRIBUTION | TNB | CHERAS | Unknown | 75 | Unknown | Unknown | Unknown | YES |  | LINE |  | 28 | 630.000 A | 0.63 | 50 | 20 | B10521 | NO | No applicable |  |  | Unknown | Unknown |  |  | 3 | Pass | null
40144632 | B10519 | B10519 |  |  | BCRS/PCE/J00489/MBB04592 | 300431583 | Existing | RYB |  | LOWER STATION | CLOSED | CLOSED | LINK |  | 11 kV | GAS | 20001101 |  |  |  | MERLIN GERIN | INDKOM | N/A | Not applicable | COMPACT PANGSUN (EMPANGAN PANGSUN) | SUBSTATION | Unknown | YES | Unknown | DISTRIBUTION | TNB | CHERAS | NO | 75 | Unknown | Unknown | Unknown | NO |  | LINE |  | 28 | 630.000 A | 0.63 | 50 | 20 | B10519 | NO | Not applicable |  |  |  | Unknown |  |  | 3 | Pass | null
40316394 | B11292 | B11292 | 6789681 | 6789680 | BCRS/PCE/J00387/MBB01488 | 300010692 | Existing | RYB | JUBA-2 | B01476 POLLUTION ENG | CLOSED | OPEN | LINK | 12.000 kV | 11 kV | GAS | 18/07/1998 | 0 | N/A |  | MERLIN GERIN | INDKOM | 1011313256 | N/A | CHIN HUAT | SUBSTATION | Unknown | Unknown | Unknown | DISTRIBUTION | TNB | CHERAS | Unknown | 75 | Unknown | Unknown | Unknown | Unknown |  | LINE |  | 28 | 630.000 A | 0.63 | 50 | 20 | B11292 | NO | N/A |  |  |  | 0 | CHIN HUAT |  | 3 | Pass | null
40329319 | B08737 | B08737 |  |  | BCRS/PCE/J00989/MB | 300319432 | Existing | RYB | SGLN-9 | PE SUNNYSIDE VILLE NO 4 | CLOSED | CLOSED | LINK | 12.000 kV | 11 kV | GAS | 20051101 |  |  |  | TOPRANK | TOPRANK | 2L1T366 | Not applicable | RMH PAM PARAS RENDAH | SUBSTATION | Unknown | YES | Unknown | DISTRIBUTION | TNB | CHERAS | Unknown | 75 | Unknown | Unknown | Unknown | NO |  | LINE |  | 28 | 630.000 A | 0.63 | 50 | 20 | B08737 | NO | Not applicable |  |  | Unknown | Unknown |  |  | 3 | Pass | null
40329320 | B08739 | B08739 |  |  | BCRS/PCE/J00989/MB | 300319432 | Existing | RYB | SGLN-9 | B10107 TMN SG LONG 2 | CLOSED | CLOSED | LINK | 12.000 kV | 11 kV | GAS | 20051101 |  |  |  | TOPRANK | TOPRANK | 2L1T366 | Not applicable | RMH PAM PARAS RENDAH | SUBSTATION | Unknown | YES | Unknown | DISTRIBUTION | TNB | CHERAS | Unknown | 75 | Unknown | Unknown | Unknown | NO |  | LINE |  | 28 | 630.000 A | 0.63 | 50 | 20 | B08739 | NO | Not applicable |  |  | Unknown | Unknown |  |  | 3 | Pass | null
40329971 | B10654 | B10654 |  |  | BCRS/PCE/J00936/MBB10654 | 300444872 | Existing | RYB | MHCR2-7 | PE JLN BENDAHARA BMC | CLOSED | CLOSED | LINK | 12.000 kV | 11 kV | GAS | 20121101 |  |  |  | SCHNEIDER | SCHNEIDER | R0913249MA | Not applicable | TMN TANMING IMPIAN BMC | SUBSTATION | Unknown | YES | Unknown | DISTRIBUTION | TNB | CHERAS | Unknown | 75 | Unknown | Unknown | Unknown | NO |  | LINE |  | 28 | 630.000 A | 0.63 | 50 | 20 | B10654 | NO | Not applicable |  |  | Unknown | Unknown |  |  | 3 | Pass | null
40329983 | B10656 | B10656 |  |  | BCRS/PCE/J00936/MBB10654 | 300444872 | Existing | RYB | MHCR2-7 | PE JLN BENDAHARA 7A/7 | CLOSED | CLOSED | LINK | 12.000 kV | 11 kV | GAS | 20121101 |  |  |  | SCHNEIDER | SCHNEIDER | R0913249MA | Not applicale | TMN TANMING IMPIAN BMC | SUBSTATION | Unknown | YES | Unknown | DISTRIBUTION | TNB | CHERAS | Unknown | 75 | Unknown | Unknown | Unknown | NO |  | LINE |  | 28 | 630.000 A | 0.63 | 50 | 20 | B10656 | NO | Not applicable |  |  | Unknown | Unknown |  |  | 3 | Pass | null
40480116 | B10557 | B10557 |  |  | BCRS/PCE/J00599/MB | 300431599 | Existing | RYB | MHCR-12 | PE GREEN ACRE PARK NO 1 | OPEN | CLOSED | LINK |  | 11 kV | GAS | 18/07/1998 |  |  |  | TAMCO |  | GRI-22-ID-17161 | N/A | PALM WALK NO 4 | SUBSTATION | Unknown | YES | Unknown | DISTRIBUTION | TNB | CHERAS | Unknown | 75 | Unknown | Unknown | Unknown | NO |  | LINE |  | 28 | 630.000 A | 0.63 | 50 | 20 | B10557 | NO | N/A |  |  | Unknown | Unknown |  | D285889 | 3 | Pass | null
40480131 | B10554 | B10554 |  |  | BCRS/PCE/J00599/MB | 300431599 | Existing | RYB | MHCR-12 | PE PALM WALK 3 NO 1 | CLOSED | CLOSED | LINK |  | 11 kV | GAS | 18/07/1998 |  |  |  | TAMCO |  | GRI-22-ID-17161 | N/A | PALM WALK NO 4 | SUBSTATION | Unknown | YES | Unknown | DISTRIBUTION | TNB | CHERAS | NO | 75 | Unknown | Unknown | Unknown | NO |  | LINE |  | 28 | 630.000 A | 0.63 | 50 | 20 | B10554 | NO | N/A |  |  | Unknown |  |  | D285889 | 3 | Pass | null
40496715 | B09970 | [5 empty] | Existing | Unknown |  |  | CLOSED | CLOSED | LINK |  | 11 kV | GAS |  |  |  |  | MERLIN GERIN |  |  | R0604122SF |  | SUBSTATION | Unknown | NO | NONE | DISTRIBUTION | TNB | CHERAS | NO | Unknown |  |  | Unknown | NO |  | Unknown |  |  | 630.000 A | 20 |  | 20 |  | NO | [7 empty] | 0 | Fail | Please check "Phasing"
40775832 | B11992 | PE AVENUE 6 NO 2 |  |  | BCRS/PCE/J01086/MBB11992 |  | Existing | RYB | BTHO-6 | B11993 PE AVENUE 6 NO 2 | CLOSED | CLOSED | LINK |  | 11 kV | GAS |  |  |  | Unknown | FALCON BETA | TAMCO | B21224591 | NOT APPLICABLE | AVENUE 6 NO 1 | SUBSTATION | Unknown | YES | Unknown | DISTRIBUTION | TNB | CHERAS | Unknown | 75 | Unknown | Unknown | Unknown | NO |  | LINE |  | 28 | 630.000 A | 0.63 | 50 | 20 | B11992 | NO | NOT APPLICABLE |  |  | Unknown | Unknown |  |  | 3 | Pass | null
40775844 | B11990 | PE TOWN PARK 1 NO 1 |  |  | BCRS/PCE/J01086/MBB11990 |  | Existing | RYB | BTHO-6 | B10282 PE TOWN PARK 1 NO 1 | CLOSED | CLOSED | LINK |  | 11 kV | GAS |  |  |  | Unknown | FALCON BETA | TAMCO | B21224591 | NOT APPLICABLE | AVENUE 6 NO 1 | SUBSTATION | Unknown | NO | Unknown | DISTRIBUTION | TNB | CHERAS | NO | 75 | Unknown | Unknown | Unknown | YES |  | LINE |  | 28 | 630.000 A | 0.63 | 50 | 20 | B11990 | NO | NOT APLICABLE |  |  | Unknown | Unknown |  |  | 3 | Pass | null
40776331 | B11993 | PE AVENUE 6 NO 1 |  |  | BCRS/PCE/J01051/MB1 | 300378170 | Existing | RYB | BTHO-6 | B11992 PE AVENUE 6 NO 1 | CLOSED | CLOSED | LINK |  | 11 kV | GAS | 20120311 |  |  | Unknown | LUCY | Unknown | SSE/TNB 61/2012-5/0015 | NOT APPLICABLE | AVENUE 6 NO 2 | SUBSTATION | Unknown | YES | NONE | DISTRIBUTION | TNB | CHERAS | Unknown | 75 | Unknown | Unknown | Unknown | NO |  | LINE |  | 28 | 630.000 A | 0.63 | 50 | 20 | B11993 | NO | NOT APPLICABLE |  |  | Unknown | Unknown |  |  | 3 | Pass | null
40776343 | B11995 | PE TOWN PARK 1 NO.3 |  |  | BCRS/PCE/J01051/MB1 | 300378170 | Existing | RYB | BTHO-6 | B11399 PE TOWN PARK 1 NO.3 | CLOSED | CLOSED | LINK |  | 11 kV | GAS | 20120311 |  |  | Unknown | LUCY | Unknown | SSE/TNB 61/2012-5/0015 | NOT APPLICABLE | AVENUE 6 NO 2 | SUBSTATION | Unknown | YES | Unknown | DISTRIBUTION | TNB | CHERAS | Unknown | 75 | Unknown | Unknown | Unknown | NO |  | LINE |  | 28 | 630.000 A | 0.63 | 50 | 20 | B11995 | NO | NOT APPLICABLE |  |  | Unknown | Unknown |  |  | 3 | Pass | null
40823073 | B09247 | B09247 |  |  | BCRS/PCE/J00560/MBB09247 | 300268533 | Existing | RYB | SGLN-3 | PPU BDR SG. LONG FEEDER 3 | CLOSED | CLOSED | LINK | 12.000 kV | 11 kV | GAS | 20031101 |  |  | Unknown | TAMCO | TAMCO | B237310 | Not Applicable | TMN BUKIT SURIA NO 2 | SUBSTATION | Unknown | YES | Unknown | DISTRIBUTION | TNB | CHERAS | Unknown | 75 | Unknown | Unknown | Unknown | NO |  | LINE |  | 28 | 630.000 A | 0.63 | 50 | 20 | B09247 | NO | Not Applicable |  |  | Unknown | Unknown |  |  | 3 | Pass | null
40823074 | B09249 | B09249 |  |  | BCRS/PCE/J00560/MBB09247 | 300268533 | Existing | RYB | SGLN-3 | TAMAN BUKIT SURIA NO.3 | CLOSED | CLOSED | LINK | 12.000 kV | 11 kV | GAS | 20031101 |  |  | Unknown | TAMCO | TAMCO | B237310 | Not Applicable | TMN BUKIT SURIA NO 2 | SUBSTATION | Unknown | YES | Unknown | DISTRIBUTION | TNB | CHERAS | Unknown | 75 | Unknown | Unknown | Unknown | NO |  | LINE |  | 28 | 630.000 A | 0.63 | 50 | 20 | B09249 | NO | Not Applicable |  |  | Unknown | Unknown |  |  | 3 | Pass | null
40848898 | B11932 | PE COMMERCIAL AREA NO 3 |  |  | BCRS/PCE/J01032/MB1 | 300430848 | Existing | RYB | MHCR2-9 | B08636 PE COMMERCIAL AREA NO 3 | CLOSED | CLOSED | LINK |  | 11 kV | GAS | 18/09/2012 |  |  | Unknown | F_and_G | INDKOM | 1204226753 | 1204226753 | JLN TEMENGGUNG 3/9 | SUBSTATION | Unknown | NO | NONE | DISTRIBUTION | TNB | CHERAS | NO | 75 |  |  | Unknown | NO |  | Unknown |  | 28 | 630.000 A | 0.63 | 50 | 20 | B11932 | NO | [5 empty] | JALAN TEMENGGUNG 3/9 |  | 3 | Pass | null
40848902 | B11929 | PE COMMERCIAL AREA NO.6 |  |  | BCRS/PCE/J01032/MB1 | 300430848 | Existing | RYB | MHCR2-9 | B08635 PE COMMERCIAL AREA NO.6 | OPEN | CLOSED | LINK |  | 11 kV | GAS | 18/09/2012 |  |  | Unknown | F_and_G | INDKOM | 1204226753 | 1204226753 | JLN TEMENGGUNG 3/9 | SUBSTATION | Unknown | NO | NONE | DISTRIBUTION | TNB | CHERAS | NO | 75 |  |  | Unknown | NO |  | Unknown |  | 28 | 630.000 A | 0.63 | 50 | 20 | B11929 | NO | [7 empty] | 3 | Pass | null
41553597 | B11101 | B11101 |  |  |  |  | Existing | RYB | SGLN-4 | PE TMN JELOK IMPIAN NO 1 | CLOSED | CLOSED | LINK |  | 11 kV | GAS | [5 empty] | VEI | 25361 | Not applicable | PE TAMAN JELOK IMPIAN NO 2 | SUBSTATION | Unknown | YES | Unknown | DISTRIBUTION | TNB | CHERAS | Unknown |  | Unknown | Unknown | Unknown | NO |  | LINE |  |  | 630.000 A |  |  | 20 |  | NO | Not applicable |  |  | Unknown | Unknown |  |  | 3 | Pass | null
41556457 | B11014 | B11014 |  |  |  |  | Existing | RYB | SGLN-4 | PE TMN BKT PALMA NO 1 | CLOSED | CLOSED | LINK |  | 11 kV | GAS | [5 empty] | TOPRANK | 102L2T AK 122 | Not applicable | PE TAMAN BUKIT PALMA NO 3 | SUBSTATION | Unknown | YES | Unknown | DISTRIBUTION | TNB | CHERAS | Unknown | Unknown | Unknown | Unknown | Unknown | NO |  | LINE |  |  | 630.000 A | 20 |  | 20 |  | NO | Not applicable |  |  | Unknown | Unknown |  |  | 3 | Pass | null
41691318 | N1 | N1 | 6748156 | 6748276 |  |  | Existing | RYB |  |  | CLOSED | CLOSED | NEUTRAL |  | Unknown | Unknown |  | 0 |  |  |  | Unknown |  |  |  | Unknown | Unknown | Unknown | Unknown | DISTRIBUTION | TNB | CHERAS | Unknown | Unknown |  |  |  | Unknown | [17 empty] | 3 | Fail | Please check "Operating Voltage"
41691351 | M1 | SGLN-1 | 6748146 | 6748307 |  |  | Existing | RYB |  | SIAN CHIN AIK | OPEN | OPEN | MAIN |  | 11 kV | Unknown |  | 0 |  |  |  | Unknown |  |  |  | Unknown | Unknown | Unknown | Unknown | DISTRIBUTION | TNB | CHERAS | Unknown | Unknown |  |  |  | Unknown | [17 empty] | 3 | Pass | null
41691388 | R | SGLN-32 | 6748119 | 6748250 |  |  | Existing | RYB |  | 11KV BUSBAR | CLOSED | CLOSED | RESERVE |  | 11 kV | Unknown |  | 0 |  |  |  | Unknown |  |  |  | Unknown | Unknown | Unknown | Unknown | DISTRIBUTION | TNB | CHERAS | Unknown | Unknown |  |  |  | Unknown | [17 empty] | 3 | Pass | null
41691399 | M1 | SGLN-31 | 6748114 | 6748272 |  |  | Existing | RYB |  | 11KV BUSBAR | CLOSED | CLOSED | MAIN |  | 11 kV | Unknown |  | 0 |  |  |  | Unknown |  |  |  | Unknown | Unknown | Unknown | Unknown | DISTRIBUTION | TNB | CHERAS | Unknown | Unknown |  |  |  | Unknown | [17 empty] | 3 | Pass | null
41691429 | M2 | SGLN-8 | 6748066 | 6748201 |  |  | Existing | RYB |  | WETEX | CLOSED | CLOSED | MAIN |  | 11 kV | Unknown |  | 0 |  |  |  | Unknown |  |  |  | Unknown | Unknown | Unknown | Unknown | DISTRIBUTION | TNB | CHERAS | Unknown | Unknown |  |  |  | Unknown | [17 empty] | 3 | Pass | null
41691452 | R | SGLN-2 | 6748089 | 6748252 |  |  | Existing | RYB |  | PERSIARAN SG LONG 1 BDR SG LONG | OPEN | OPEN | RESERVE |  | 11 kV | Unknown |  | 0 |  |  |  | Unknown |  |  |  | Unknown | Unknown | Unknown | Unknown | DISTRIBUTION | TNB | CHERAS | Unknown | Unknown |  |  |  | Unknown | [17 empty] | 3 | Pass | null
41691457 | R | SGLN-1H0 (R) | 6748121 | 6748257 |  |  | Existing | RYB |  | SGLN-TX1-1H0 | OPEN | OPEN | RESERVE |  | 33 kV | Unknown |  | 0 |  |  |  | Unknown |  |  |  | Unknown | Unknown | Unknown | Unknown | DISTRIBUTION | TNB | CHERAS | Unknown | Unknown |  |  |  | Unknown | [17 empty] | 3 | Pass | null
41691469 | R | SGLN-12 | 6748069 | 6748206 |  |  | Existing | RYB |  | BDR SG LONG GOLF CLUB | OPEN | OPEN | RESERVE |  | 11 kV | Unknown |  | 0 |  |  |  | Unknown |  |  |  | Unknown | Unknown | Unknown | Unknown | DISTRIBUTION | TNB | CHERAS | Unknown | Unknown |  |  |  | Unknown | [17 empty] | 3 | Pass | null
41691476 | M | SGLN-1H0 (M) | 6748124 | 6748256 |  |  | Existing | RYB |  | SGLN-TX1-1H0 | CLOSED | CLOSED | MAIN |  | 33 kV | Unknown |  | 0 |  |  |  | Unknown |  |  |  | Unknown | Unknown | Unknown | Unknown | DISTRIBUTION | TNB | CHERAS | Unknown | Unknown |  |  |  | Unknown | [17 empty] | 3 | Pass | null
41691484 | R | SGLN-4P5 (R) | 6748091 | 6748241 |  |  | Existing | RYB |  | SJIM-J28 | CLOSED | CLOSED | RESERVE |  | Unknown | Unknown |  | 0 |  |  |  | Unknown |  |  |  | Unknown | Unknown | Unknown | Unknown | DISTRIBUTION | TNB | CHERAS | Unknown | Unknown |  |  |  | Unknown | [17 empty] | 3 | Fail | Please check "Operating Voltage"
41691489 | M2 | SGLN-12 | 6748070 | 6748218 |  |  | Existing | RYB |  | BDR SG LONG GOLF CLUB | CLOSED | CLOSED | MAIN |  | 11 kV | Unknown |  | 0 |  |  |  | Unknown |  |  |  | Unknown | Unknown | Unknown | Unknown | DISTRIBUTION | TNB | CHERAS | Unknown | Unknown |  |  |  | Unknown | [17 empty] | 3 | Pass | null
41691504 | M2 | SGLN-4 | 6748088 | 6748226 |  |  | Existing | RYB |  | JLN SL 13/4 SG LONG | CLOSED | CLOSED | MAIN |  | 11 kV | Unknown |  | 0 |  |  |  | Unknown |  |  |  | Unknown | Unknown | Unknown | Unknown | DISTRIBUTION | TNB | CHERAS | Unknown | Unknown |  |  |  | Unknown | [17 empty] | 3 | Pass | null
41691509 | M | SGLN-F96 (M) | 6748147 | 6748305 |  |  | Existing | RYB |  | CJYA-3L5 | CLOSED | CLOSED | MAIN |  | Unknown | Unknown |  | 0 |  |  |  | Unknown |  |  |  | Unknown | Unknown | Unknown | Unknown | DISTRIBUTION | TNB | CHERAS | Unknown | Unknown |  |  |  | Unknown | [17 empty] | 3 | Fail | Please check "Operating Voltage"
41691526 | SGLN-B/C-34 | SGLN-B/C-34 | 6748120 | 6748260 |  |  | Existing | RYB |  | 11KV BUSBAR | OPEN | OPEN | BUSBAR COUPLER | 12.000 kV | Unknown | VACUMM |  | 0 |  |  | TAMCO | TAMCO | N/A | U/95 0485 |  | Unknown | Unknown | Unknown | Unknown | DISTRIBUTION | TNB | CHERAS | Unknown | Unknown |  |  |  | Unknown | [17 empty] | 3 | Fail | Please check "Operating Voltage"
41691533 | M | SGLN-4P5 (M) | 6748092 | 6748239 |  |  | Existing | RYB |  | SJIM-J28 | OPEN | OPEN | MAIN |  | Unknown | Unknown |  | 0 |  |  |  | Unknown |  |  |  | Unknown | Unknown | Unknown | Unknown | DISTRIBUTION | TNB | CHERAS | Unknown | Unknown |  |  |  | Unknown | [17 empty] | 3 | Fail | Please check "Operating Voltage"
41691549 | R | SGLN-2H0 (R) | 6748122 | 6748224 |  |  | Existing | RYB |  | SGLN-TX2-2H0 | OPEN | OPEN | RESERVE |  | 33 kV | Unknown |  | 0 |  |  |  | Unknown |  |  |  | Unknown | Unknown | Unknown | Unknown | DISTRIBUTION | TNB | CHERAS | Unknown | Unknown |  |  |  | Unknown | [17 empty] | 3 | Pass | null
41691558 | R | SGLN-1 | 6748155 | 6748308 |  |  | Existing | RYB |  | SIAN CHIN AIK | CLOSED | CLOSED | RESERVE |  | 11 kV | Unknown |  | 0 |  |  |  | Unknown |  |  |  | Unknown | Unknown | Unknown | Unknown | DISTRIBUTION | TNB | CHERAS | Unknown | Unknown |  |  |  | Unknown | [17 empty] | 3 | Pass | null
41691614 | M1 | SGLN-7 | 6748186 | 6748339 |  |  | Existing | RYB |  | GARDEN PARK NO 1 | OPEN | OPEN | MAIN |  | 11 kV | Unknown |  | 0 |  |  |  | Unknown |  |  |  | Unknown | Unknown | Unknown | Unknown | DISTRIBUTION | TNB | CHERAS | Unknown | Unknown |  |  |  | Unknown | [17 empty] | 3 | Pass | null
41691633 | N5 | N5 | 6748157 | 6748327 |  |  | Existing | RYB |  |  | CLOSED | CLOSED | NEUTRAL |  | Unknown | Unknown |  | 0 |  |  |  | Unknown |  |  |  | Unknown | Unknown | Unknown | Unknown | DISTRIBUTION | TNB | CHERAS | Unknown | Unknown |  |  |  | Unknown | [17 empty] | 3 | Fail | Please check "Operating Voltage"
41691643 | M1 | SGLN-9 | 6748188 | 6748336 |  |  | Existing | RYB |  | BDR MAHKOTA CHERAS NO 14 | OPEN | OPEN | MAIN |  | 11 kV | Unknown |  | 0 |  |  |  | Unknown |  |  |  | Unknown | Unknown | Unknown | Unknown | DISTRIBUTION | TNB | CHERAS | Unknown | Unknown |  |  |  | Unknown | [17 empty] | 3 | Pass | null
41691647 | M2 | SGLN-2 | 6748090 | 6748251 |  |  | Existing | RYB |  | PERSIARAN SG LONG 1 BDR SG LONG | CLOSED | CLOSED | MAIN |  | 11 kV | Unknown |  | 0 |  |  |  | Unknown |  |  |  | Unknown | Unknown | Unknown | Unknown | DISTRIBUTION | TNB | CHERAS | Unknown | Unknown |  |  |  | Unknown | [17 empty] | 3 | Pass | null
41691654 | R | SGLN-10 | 6748067 | 6748203 |  |  | Existing | RYB |  | LOCAL TRANSFORMER | OPEN | OPEN | RESERVE |  | 11 kV | Unknown |  | 0 |  |  |  | Unknown |  |  |  | Unknown | Unknown | Unknown | Unknown | DISTRIBUTION | TNB | CHERAS | Unknown | Unknown |  |  |  | Unknown | [17 empty] | 3 | Pass | null
41691670 | R | SGLN-F97 (R) | 6748149 | 6748285 |  |  | Existing | RYB |  | MHCR-2P5 | OPEN | OPEN | RESERVE |  | Unknown | Unknown |  | 0 |  |  |  | Unknown |  |  |  | Unknown | Unknown | Unknown | Unknown | DISTRIBUTION | TNB | CHERAS | Unknown | Unknown |  |  |  | Unknown | [17 empty] | 3 | Fail | Please check "Operating Voltage"
41691680 | R | SGLN-5 | 6748183 | 6748314 |  |  | Existing | RYB |  | SG LONG NO 1 | CLOSED | CLOSED | RESERVE |  | 11 kV | Unknown |  | 0 |  |  |  | Unknown |  |  |  | Unknown | Unknown | Unknown | Unknown | DISTRIBUTION | TNB | CHERAS | Unknown | Unknown |  |  |  | Unknown | [17 empty] | 3 | Pass | null
41691691 | M1 | SGLN-5 | 6748184 | 6748313 |  |  | Existing | RYB |  | SG LONG NO 1 | OPEN | OPEN | MAIN |  | 11 kV | Unknown |  | 0 |  |  |  | Unknown |  |  |  | Unknown | Unknown | Unknown | Unknown | DISTRIBUTION | TNB | CHERAS | Unknown | Unknown |  |  |  | Unknown | [17 empty] | 3 | Pass | null
41691696 | R | SGLN-6 | 6748063 | 6748208 |  |  | Existing | RYB |  | THAM KOK | OPEN | OPEN | RESERVE |  | 11 kV | Unknown |  | 0 |  |  |  | Unknown |  |  |  | Unknown | Unknown | Unknown | Unknown | DISTRIBUTION | TNB | CHERAS | Unknown | Unknown |  |  |  | Unknown | [17 empty] | 3 | Pass | null
41691703 | R | SGLN-7 | 6748185 | 6748338 |  |  | Existing | RYB |  | GARDEN PARK NO 1 | CLOSED | CLOSED | RESERVE |  | 11 kV | Unknown |  | 0 |  |  |  | Unknown |  |  |  | Unknown | Unknown | Unknown | Unknown | DISTRIBUTION | TNB | CHERAS | Unknown | Unknown |  |  |  | Unknown | [17 empty] | 3 | Pass | null
41691707 | R | SGLN-3 | 6748154 | 6748311 |  |  | Existing | RYB |  | TMN BUKIT SURIA 2 TMN RAKAN | CLOSED | CLOSED | RESERVE |  | 11 kV | Unknown |  | 0 |  |  |  | Unknown |  |  |  | Unknown | Unknown | Unknown | Unknown | DISTRIBUTION | TNB | CHERAS | Unknown | Unknown |  |  |  | Unknown | [17 empty] | 3 | Pass | null
41691713 | M2 | SGLN-32 | 6748118 | 6748249 |  |  | Existing | RYB |  | 11KV BUSBAR | OPEN | OPEN | MAIN |  | 11 kV | Unknown |  | 0 |  |  |  | Unknown |  |  |  | Unknown | Unknown | Unknown | Unknown | DISTRIBUTION | TNB | CHERAS | Unknown | Unknown |  |  |  | Unknown | [17 empty] | 3 | Pass | null
41691723 | SGLN-B/S-30 | SGLN-B/S-30 | 6748117 | 6748245 |  |  | Existing | RYB |  | 11KV BUSBAR | CLOSED | CLOSED | BUSBAR SECTION | 12.000 kV | Unknown | VACUMM |  | 0 |  |  | TAMCO | TAMCO | N/A | U/95 0479 |  | Unknown | Unknown | Unknown | Unknown | DISTRIBUTION | TNB | CHERAS | Unknown | Unknown |  |  |  | Unknown | [17 empty] | 3 | Fail | Please check "Operating Voltage"
41691728 | M2 | SGLN-6 | 6748064 | 6748207 |  |  | Existing | RYB |  | THAM KOK | CLOSED | CLOSED | MAIN |  | 11 kV | Unknown |  | 0 |  |  |  | Unknown |  |  |  | Unknown | Unknown | Unknown | Unknown | DISTRIBUTION | TNB | CHERAS | Unknown | Unknown |  |  |  | Unknown | [17 empty] | 3 | Pass | null
41691749 | R | SGLN-8 | 6748065 | 6748200 |  |  | Existing | RYB |  | WETEX | OPEN | OPEN | RESERVE |  | 11 kV | Unknown |  | 0 |  |  |  | Unknown |  |  |  | Unknown | Unknown | Unknown | Unknown | DISTRIBUTION | TNB | CHERAS | Unknown | Unknown |  |  |  | Unknown | [17 empty] | 3 | Pass | null
41691763 | R | SGLN-9 | 6748187 | 6748335 |  |  | Existing | RYB |  | BDR MAHKOTA CHERAS NO 14 | CLOSED | CLOSED | RESERVE |  | 11 kV | Unknown |  | 0 |  |  |  | Unknown |  |  |  | Unknown | Unknown | Unknown | Unknown | DISTRIBUTION | TNB | CHERAS | Unknown | Unknown |  |  |  | Unknown | [17 empty] | 3 | Pass | null
41691778 | N4 | N4 | 6748145 | 6748325 |  |  | Existing | RYB |  |  | OPEN | OPEN | NEUTRAL |  | Unknown | Unknown |  | 0 |  |  |  | Unknown |  |  |  | Unknown | Unknown | Unknown | Unknown | DISTRIBUTION | TNB | CHERAS | Unknown | Unknown |  |  |  | Unknown | [17 empty] | 3 | Fail | Please check "Operating Voltage"
41691791 | M | SGLN-F97 (M) | 6748150 | 6748289 |  |  | Existing | RYB |  | MHCR-2P5 | CLOSED | CLOSED | MAIN |  | Unknown | Unknown |  | 0 |  |  |  | Unknown |  |  |  | Unknown | Unknown | Unknown | Unknown | DISTRIBUTION | TNB | CHERAS | Unknown | Unknown |  |  |  | Unknown | [17 empty] | 3 | Fail | Please check "Operating Voltage"
41691803 | M1 | SGLN-3 | 6748153 | 6748310 |  |  | Existing | RYB |  | TMN BUKIT SURIA 2 TMN RAKAN | OPEN | OPEN | MAIN |  | 11 kV | Unknown |  | 0 |  |  |  | Unknown |  |  |  | Unknown | Unknown | Unknown | Unknown | DISTRIBUTION | TNB | CHERAS | Unknown | Unknown |  |  |  | Unknown | [17 empty] | 3 | Pass | null
41691807 | M2 | SGLN-10 | 6748068 | 6748204 |  |  | Existing | RYB |  | LOCAL TRANSFORMER | CLOSED | CLOSED | MAIN |  | 11 kV | Unknown |  | 0 |  |  |  | Unknown |  |  |  | Unknown | Unknown | Unknown | Unknown | DISTRIBUTION | TNB | CHERAS | Unknown | Unknown |  |  |  | Unknown | [17 empty] | 3 | Pass | null
41691823 | N2 | N2 | 6748144 | 6748278 |  |  | Existing | RYB |  |  | CLOSED | CLOSED | NEUTRAL |  | Unknown | Unknown |  | 0 |  |  |  | Unknown |  |  |  | Unknown | Unknown | Unknown | Unknown | DISTRIBUTION | TNB | CHERAS | Unknown | Unknown |  |  |  | Unknown | [17 empty] | 3 | Fail | Please check "Operating Voltage"
41691844 | R | SGLN-4 | 6748087 | 6748227 |  |  | Existing | RYB |  | JLN SL 13/4 SG LONG | OPEN | OPEN | RESERVE |  | 11 kV | Unknown |  | 0 |  |  |  | Unknown |  |  |  | Unknown | Unknown | Unknown | Unknown | DISTRIBUTION | TNB | CHERAS | Unknown | Unknown |  |  |  | Unknown | [17 empty] | 3 | Pass | null
41691851 | M | SGLN-2H0 (M) | 6748123 | 6748223 |  |  | Existing | RYB |  | SGLN-TX2-2H0 | CLOSED | CLOSED | MAIN |  | 33 kV | Unknown |  | 0 |  |  |  | Unknown |  |  |  | Unknown | Unknown | Unknown | Unknown | DISTRIBUTION | TNB | CHERAS | Unknown | Unknown |  |  |  | Unknown | [17 empty] | 3 | Pass | null
41691869 | R | SGLN-31 | 6748115 | 6748274 |  |  | Existing | RYB |  | 11KV BUSBAR | OPEN | OPEN | RESERVE |  | 11 kV | Unknown |  | 0 |  |  |  | Unknown |  |  |  | Unknown | Unknown | Unknown | Unknown | DISTRIBUTION | TNB | CHERAS | Unknown | Unknown |  |  |  | Unknown | [17 empty] | 3 | Pass | null
41691877 | R | SGLN-F96 (R) | 6748148 | 6748321 |  |  | Existing | RYB |  | CJYA-3L5 | OPEN | OPEN | RESERVE |  | Unknown | Unknown |  | 0 |  |  |  | Unknown |  |  |  | Unknown | Unknown | Unknown | Unknown | DISTRIBUTION | TNB | CHERAS | Unknown | Unknown |  |  |  | Unknown | [17 empty] | 3 | Fail | Please check "Operating Voltage"
41691886 | M1 | CJYA-7L5 | 6728764 | 6728778 |  |  | Existing | RYB |  | SPARE1(CJYA) | CLOSED | CLOSED | MAIN |  | Unknown | Unknown |  | 0 |  |  |  | Unknown |  |  |  | Unknown | Unknown | Unknown | Unknown | DISTRIBUTION | TNB | CHERAS | Unknown | Unknown |  |  |  | Unknown | [17 empty] | 3 | Fail | Please check "Operating Voltage"
41691895 | R | CJYA-7L5 | 6728763 | 6728777 |  |  | Existing | RYB |  | SPARE1(CJYA) | OPEN | OPEN | RESERVE |  | Unknown | Unknown |  | 0 |  |  |  | Unknown |  |  |  | Unknown | Unknown | Unknown | Unknown | DISTRIBUTION | TNB | CHERAS | Unknown | Unknown |  |  |  | Unknown | [17 empty] | 3 | Fail | Please check "Operating Voltage"
41692570 |  | SGLN-31 | 6748114 | 6748272 |  |  | Existing | RYB |  | 11KV BUSBAR | CLOSED | CLOSED | MAIN |  | 11 kV | Unknown |  | 0 |  |  |  | Unknown |  |  | PMU CHERAS JAYA 132/33/11kV | Unknown | Unknown | Unknown | Unknown | DISTRIBUTION | TNB | CHERAS | Unknown | Unknown |  |  |  | Unknown | [17 empty] | 3 | Pass | null
41692687 | R2N2 | N5 | 6748157 | 6748327 |  |  | Existing | RYB |  |  | CLOSED | CLOSED | NEUTRAL |  | Unknown | Unknown |  | 0 |  |  |  | Unknown |  |  | PMU CHERAS JAYA 132/33/11kV | Unknown | Unknown | Unknown | Unknown | DISTRIBUTION | TNB | CHERAS | Unknown | Unknown |  |  |  | Unknown | [8 empty] | R2N2 | [8 empty] | 3 | Fail | Please check "Operating Voltage"
41692754 |  | SGLN-7 | 6748186 | 6748339 |  |  | Existing | RYB |  | GARDEN PARK NO 1 | CLOSED | CLOSED | MAIN |  | 11 kV | Unknown |  | 0 |  |  |  | Unknown |  |  | PMU CHERAS JAYA 132/33/11kV | Unknown | Unknown | Unknown | Unknown | DISTRIBUTION | TNB | CHERAS | Unknown | Unknown |  |  |  | Unknown | [17 empty] | 3 | Pass | null
41692763 |  | SGLN-5 | 6748184 | 6748313 |  |  | Existing | RYB |  | SG LONG NO 1 | CLOSED | CLOSED | MAIN |  | 11 kV | Unknown |  | 0 |  |  |  | Unknown |  |  | PMU CHERAS JAYA 132/33/11kV | Unknown | Unknown | Unknown | Unknown | DISTRIBUTION | TNB | CHERAS | Unknown | Unknown |  |  |  | Unknown | [17 empty] | 3 | Pass | null
41692796 |  | SGLN-7 | 6748185 | 6748338 |  |  | Existing | RYB |  | GARDEN PARK NO 1 | OPEN | OPEN | RESERVE |  | 11 kV | Unknown |  | 0 |  |  |  | Unknown |  |  | PMU CHERAS JAYA 132/33/11kV | Unknown | Unknown | Unknown | Unknown | DISTRIBUTION | TNB | CHERAS | Unknown | Unknown |  |  |  | Unknown | [17 empty] | 3 | Pass | null
41692823 | T3N2 | N1 | 6748156 | 6748276 |  |  | Existing | RYB |  |  | CLOSED | CLOSED | NEUTRAL |  | Unknown | Unknown |  | 0 |  |  |  | Unknown |  |  | PMU CHERAS JAYA 132/33/11kV | Unknown | Unknown | Unknown | Unknown | DISTRIBUTION | TNB | CHERAS | Unknown | Unknown |  |  |  | Unknown | [8 empty] | T3N2 | [8 empty] | 3 | Fail | Please check "Operating Voltage"
41692831 | N2 | N4 | 6748145 | 6748325 |  |  | Existing | RYB |  |  | OPEN | OPEN | NEUTRAL |  | Unknown | Unknown |  | 0 |  |  |  | Unknown |  |  | PMU CHERAS JAYA 132/33/11kV | Unknown | Unknown | Unknown | Unknown | DISTRIBUTION | TNB | CHERAS | Unknown | Unknown |  |  |  | Unknown | [8 empty] | N2 | [8 empty] | 3 | Fail | Please check "Operating Voltage"
41692891 |  | SGLN-31 | 6748115 | 6748274 |  |  | Existing | RYB |  | 11KV BUSBAR | OPEN | OPEN | RESERVE |  | 11 kV | Unknown |  | 0 |  |  |  | Unknown |  |  | PMU CHERAS JAYA 132/33/11kV | Unknown | Unknown | Unknown | Unknown | DISTRIBUTION | TNB | CHERAS | Unknown | Unknown |  |  |  | Unknown | [17 empty] | 3 | Pass | null
41692931 |  | SGLN-3 | 6748154 | 6748311 |  |  | Existing | RYB |  | TMN BUKIT SURIA 2 TMN RAKAN | OPEN | OPEN | RESERVE |  | 11 kV | Unknown |  | 0 |  |  |  | Unknown |  |  | PMU CHERAS JAYA 132/33/11kV | Unknown | Unknown | Unknown | Unknown | DISTRIBUTION | TNB | CHERAS | Unknown | Unknown |  |  |  | Unknown | [17 empty] | 3 | Pass | null
41692935 |  | SGLN-9 | 6748188 | 6748336 |  |  | Existing | RYB |  | BDR MAHKOTA CHERAS NO 14 | OPEN | OPEN | MAIN |  | 11 kV | Unknown |  | 0 |  |  |  | Unknown |  |  | PMU CHERAS JAYA 132/33/11kV | Unknown | Unknown | Unknown | Unknown | DISTRIBUTION | TNB | CHERAS | Unknown | Unknown |  |  |  | Unknown | [17 empty] | 3 | Pass | null
41692980 |  | SGLN-3 | 6748153 | 6748310 |  |  | Existing | RYB |  | TMN BUKIT SURIA 2 TMN RAKAN | CLOSED | CLOSED | MAIN |  | 11 kV | Unknown |  | 0 |  |  |  | Unknown |  |  | PMU CHERAS JAYA 132/33/11kV | Unknown | Unknown | Unknown | Unknown | DISTRIBUTION | TNB | CHERAS | Unknown | Unknown |  |  |  | Unknown | [17 empty] | 3 | Pass | null
41692985 |  | SGLN-1 | 6748146 | 6748307 |  |  | Existing | RYB |  | SIAN CHIN AIK | CLOSED | CLOSED | MAIN |  | 11 kV | Unknown |  | 0 |  |  |  | Unknown |  |  | PMU CHERAS JAYA 132/33/11kV | Unknown | Unknown | Unknown | Unknown | DISTRIBUTION | TNB | CHERAS | Unknown | Unknown |  |  |  | Unknown | [17 empty] | 3 | Pass | null
41693062 |  | SGLN-9 | 6748187 | 6748335 |  |  | Existing | RYB |  | BDR MAHKOTA CHERAS NO 14 | OPEN | OPEN | RESERVE |  | 11 kV | Unknown |  | 0 |  |  |  | Unknown |  |  | PMU CHERAS JAYA 132/33/11kV | Unknown | Unknown | Unknown | Unknown | DISTRIBUTION | TNB | CHERAS | Unknown | Unknown |  |  |  | Unknown | [17 empty] | 3 | Pass | null
41693071 |  | SGLN-1 | 6748155 | 6748308 |  |  | Existing | RYB |  | SIAN CHIN AIK | OPEN | OPEN | RESERVE |  | 11 kV | Unknown |  | 0 |  |  |  | Unknown |  |  | PMU CHERAS JAYA 132/33/11kV | Unknown | Unknown | Unknown | Unknown | DISTRIBUTION | TNB | CHERAS | Unknown | Unknown |  |  |  | Unknown | [17 empty] | 3 | Pass | null
41693100 |  | SGLN-5 | 6748183 | 6748314 |  |  | Existing | RYB |  | SG LONG NO 1 | OPEN | OPEN | RESERVE |  | 11 kV | Unknown |  | 0 |  |  |  | Unknown |  |  | PMU CHERAS JAYA 132/33/11kV | Unknown | Unknown | Unknown | Unknown | DISTRIBUTION | TNB | CHERAS | Unknown | Unknown |  |  |  | Unknown | [17 empty] | 3 | Pass | null
41693109 |  | CJYA-7L5 | 6728763 | 6728777 |  |  | Existing | RYB | CJYA-8L5 | SPARE1(CJYA) | OPEN | OPEN | RESERVE |  | 33 kV | Unknown |  | 0 |  |  |  | Unknown |  |  | PMU CHERAS JAYA 132/33/11kV | Unknown | Unknown | Unknown | Unknown | DISTRIBUTION | TNB | CHERAS | Unknown | Unknown |  |  |  | Unknown | [17 empty] | 3 | Pass | null
41693116 |  | CJYA-7L5 | 6728764 | 6728778 |  |  | Existing | RYB | CJYA-8L5 |  | CLOSED | CLOSED | MAIN |  | 33 kV | Unknown |  | 0 |  |  |  | Unknown |  |  | PMU CHERAS JAYA 132/33/11kV | Unknown | Unknown | Unknown | Unknown | DISTRIBUTION | TNB | CHERAS | Unknown | Unknown |  |  |  | Unknown | [17 empty] | 3 | Pass | null
41693173 |  | SGLN-9 | 6748187 | 6748335 |  |  | Existing | RYB |  | BDR MAHKOTA CHERAS NO 14 | OPEN | CLOSED | RESERVE |  | 11 kV | Unknown |  | 0 |  |  |  | Unknown |  |  | PMU CHERAS JAYA 132/33/11kV | Unknown | Unknown | Unknown | Unknown | DISTRIBUTION | TNB | CHERAS | Unknown | Unknown |  |  |  | Unknown | [17 empty] | 3 | Pass | null
41693178 |  | SGLN-9 | 6748188 | 6748336 |  |  | Existing | RYB |  | BDR MAHKOTA CHERAS NO 14 | OPEN | OPEN | MAIN |  | 11 kV | Unknown |  | 0 |  |  |  | Unknown |  |  | PMU CHERAS JAYA 132/33/11kV | Unknown | Unknown | Unknown | Unknown | DISTRIBUTION | TNB | CHERAS | Unknown | Unknown |  |  |  | Unknown | [17 empty] | 3 | Pass | null
41840868 | B11854 | B11854 |  |  |  |  | Existing | Unknown |  | PE CHAN & CHUAN | CLOSED | CLOSED | LINK |  | 11 kV | GAS |  |  |  |  | INDKOM |  |  | NOT APPLICABLE |  | SUBSTATION | Unknown | YES | Unknown | DISTRIBUTION | TNB | CHERAS | Unknown | Unknown | Unknown | Unknown | Unknown | NO |  | LINE |  |  | 630.000 A |  |  | 20 |  | NO | NOT APPLICABLE |  |  | Unknown | Unknown |  |  | 0 | Fail | Please check "Phasing"
41840874 | B11851 | B11851 |  |  |  |  | Existing | Unknown |  | PE YP PRECISION | CLOSED | CLOSED | LINK |  | 11 kV | GAS |  |  |  |  | INDKOM |  |  | NOT APPLICABLE |  | SUBSTATION | Unknown | YES | Unknown | DISTRIBUTION | TNB | CHERAS | Unknown | Unknown | Unknown | Unknown | Unknown | NO |  | LINE |  |  | 630.000 A |  |  | 20 |  | NO | NOT APPLICABLE |  |  | Unknown | Unknown |  |  | 0 | Fail | Please check "Phasing"
41887970 | B08605 | B08605 |  |  | BCRS/PCE/J00454/MBB08603 | 300270049 | Existing | RYB | MHCR-11 | PE JALAN PAHLAWAN 9/3 NO.2 | CLOSED | CLOSED | LINK |  | 11 kV | GAS | 20051101 |  |  |  |  | TAMCO | 1111225383 |  | JLN PAHLAWAN 9/3 | SUBSTATION | Unknown | YES | Unknown | DISTRIBUTION | TNB | CHERAS | Unknown | 75 | Unknown | Unknown |  | NO |  | LINE |  | 28 | 630.000 A | 0.63 | 50 | 20 | B08605 | NO |  |  |  | Unknown | Unknown |  |  | 3 | Pass | null
41887974 | B08603 | B08603 |  |  | BCRS/PCE/J00454/MBB08603 | 300270049 | Existing | RYB | MHCR-11 | PPU BMC VCB 11 | CLOSED | CLOSED | LINK |  | 11 kV | GAS | 20051101 |  |  |  |  | TAMCO | 1111225383 |  | JLN PAHLAWAN 9/3 | SUBSTATION | Unknown | YES | Unknown | DISTRIBUTION | TNB | CHERAS | Unknown | 75 | Unknown | Unknown |  | NO |  | LINE |  | 28 | 630.000 A | 0.63 | 50 | 20 | B08603 | NO | N/A |  |  | Unknown | Unknown |  |  | 3 | Pass | null
41896558 | B10803 | B10803 |  |  | BCRS/PCE/J00956/MB1 | 300319954 | Existing | RYB | PBEL(P)-2 | B09384 KEN LEE (M) SDN BHD | CLOSED | CLOSED | LINK |  | 11 kV | GAS | 20091111 |  |  | Unknown | VEI | VEI | 25024 |  | GOLDEN STAR CRYSTAL | SUBSTATION | Unknown | NO | NONE | DISTRIBUTION | TNB | CHERAS | NO | 75 |  |  | Unknown | NO |  | LINE |  | 28 | 630.000 A | 0.63 | 50 | 20 | B10803 | NO | [7 empty] | 3 | Pass | null
41896559 | B10800 | B10800 |  |  | BCRS/PCE/J00956/MB1 | 300319954 | Existing | RYB | PBEL(P)-2 | B09385 SOON LEE METAL S/B | CLOSED | CLOSED | LINK |  | 11 kV | GAS | 20091111 |  |  | Unknown | VEI | VEI | 25024 |  | GOLDEN STAR CRYSTAL | SUBSTATION | Unknown | NO | NONE | DISTRIBUTION | TNB | CHERAS | NO | 75 |  |  | Unknown | NO |  | LINE |  | 28 | 630.000 A | 0.63 | 50 | 20 | B10800 | NO | [7 empty] | 3 | Pass | null
41935223 | B01790 | [5 empty] | Existing | Unknown |  |  | CLOSED | CLOSED | LINK | 12.000 kV | 11 kV | GAS | [5 empty] | TAMCO | E230954 |  |  | SUBSTATION | Unknown | NO | NONE | DISTRIBUTION | TNB | CHERAS | NO | Unknown |  |  |  | NO |  |  |  |  | 630.000 A | 20 |  | 20 |  | NO | [7 empty] | 0 | Fail | Please check "Phasing"
41935225 | N/A | [5 empty] | Existing | Unknown |  |  | CLOSED | CLOSED | LINK |  | 11 kV | GAS |  |  |  |  | TAMCO |  |  | E230954 |  | SUBSTATION | Unknown | NO | NONE | DISTRIBUTION | TNB | CHERAS | NO | Unknown |  |  |  | NO |  |  |  |  | 630.000 A | 20 |  | 20 |  | NO | [7 empty] | 0 | Fail | Please check "Phasing"
41935228 | B01788 | [5 empty] | Existing | Unknown |  |  | CLOSED | CLOSED | LINK |  | 11 kV | GAS | [5 empty] | TAMCO | E230954 |  |  | SUBSTATION | Unknown | NO | NONE | DISTRIBUTION | TNB | CHERAS | NO | Unknown |  |  |  | NO |  |  |  |  | 630.000 A | 20 |  | 20 |  | NO | [7 empty] | 0 | Fail | Please check "Phasing"
42094097 | B10990 | B10990 |  |  | BCRS/PCE/J00975/MB | 300319476 | Existing | RYB | PBEL(P)-9 | PE MEIKA FOOD NO.2 | CLOSED | CLOSED | LINK |  | 11 kV | GAS | 18/07/1998 |  |  |  | LUCY | EPE | SF6594 |  | SEIK LAM COMPONENTS | SUBSTATION | Unknown | YES | Unknown | DISTRIBUTION | TNB | CHERAS | Unknown | 75 | Unknown | Unknown | Unknown | NO |  | LINE |  | 28 | 630.000 A | 0.63 | 50 | 20 | B10990 | NO | Not applicable |  |  | Unknown | Unknown |  |  | 3 | Pass | null
42094109 | B10992 | B10992 |  |  | BCRS/PCE/J00975/MB | 300319476 | Existing | RYB | PBEL(P)-9 | PE MASTER SHANGHAI | CLOSED | CLOSED | LINK |  | 11 kV | GAS | 18/07/1998 |  |  |  | LUCY | EPE | SF6594 |  | SEIK LAM COMPONENTS | SUBSTATION | Unknown | YES | Unknown | DISTRIBUTION | TNB | CHERAS | Unknown | 75 | Unknown | Unknown | Unknown | NO |  | LINE |  | 28 | 630.000 A | 0.63 | 50 | 20 | B10992 | NO | Not applicable |  |  | Unknown | Unknown |  |  | 3 | Pass | null
42145610 | B09455 | B09455 |  |  | BCRS/PCE/J00779/MBB09455 | 300272323 | Existing | RYB | PMU KJNG-2 | PE TMN DESA BARU COMPACT | CLOSED | CLOSED | LINK |  | 11 kV | GAS | 18/07/1998 | [7 empty] | TMN DESA BARU NO 2 COMPACT | SUBSTATION | Unknown | YES | Unknown | DISTRIBUTION | TNB | CHERAS | Unknown | Unknown | Unknown | Unknown | Unknown | NO |  | LINE |  |  | 630.000 A | 20 |  | 20 | B09455 | NO | Not applicable |  |  | Unknown | Unknown |  |  | 3 | Pass | null
42145622 | B09457 | B09457 |  |  | BCRS/PCE/J00779/MBB09455 | 300272323 | Existing | RYB | PMU KJNG-2 | PE TMN CUEPACS NO.1 | CLOSED | CLOSED | LINK |  | 11 kV | GAS | 18/07/1998 | [7 empty] | TMN DESA BARU NO 2 COMPACT | SUBSTATION | Unknown | YES | Unknown | DISTRIBUTION | TNB | CHERAS | Unknown | Unknown | Unknown | Unknown | Unknown | NO |  | LINE |  |  | 630.000 A | 20 |  | 20 | B09457 | NO | Not applicable |  |  | Unknown | Unknown |  |  | 3 | Pass | null
42149904 | B11854 | B11854 |  |  | BCRS/PCE/J01034/MB1 | 300430849 | Existing | RYB | CJYA-14 | PE CHAN & CHUA | CLOSED | CLOSED | LINK |  | 11 kV | GAS | 28/07/2012 |  |  |  | INDKOM | INDKOM | 1204226749 |  | PE JALAN PERUSAHAAN 3 | SUBSTATION | Unknown | YES | Unknown | DISTRIBUTION | TNB | CHERAS | Unknown | 75 | Unknown | Unknown | Unknown | NO |  | LINE |  | 28 | 630.000 A | 0.63 | 50 | 20 | B11854 | NO | Not applicable |  |  | Unknown | Unknown |  |  | 3 | Pass | null
42149908 | B11851 | B11851 |  |  | BCRS/PCE/J01034/MB1 | 300430849 | Existing | RYB | CJYA-14 | PE YP PRECISION | CLOSED | CLOSED | LINK |  | 11 kV | GAS | 28/07/2012 |  |  |  | INDKOM | INDKOM | 1204226749 |  | PE JALAN PERUSAHAAN 3 | SUBSTATION | Unknown | YES | Unknown | DISTRIBUTION | TNB | CHERAS | Unknown | 75 | Unknown | Unknown | Unknown | NO |  | LINE |  | 28 | 630.000 A | 0.63 | 50 | 20 | B11851 | NO | Not applicable |  |  | Unknown | Unknown |  |  | 3 | Pass | null
42251173 | B11647 | B04213 PE FORMAPAC NO 1 |  |  | BCRS/PCE/J01024/MBB11647 | 300318501 | Existing | RYB |  | B04213 PE FORMAPAC NO 1 | CLOSED | CLOSED | LINK |  | 11 kV | GAS | 20121201 |  |  | Unknown | F_and_G | INDKOM | 1111225368 | NOT APPLICABLE | TMN SETIA IMPIAN BKT ANGKAT | SUBSTATION | Unknown | YES | Unknown | DISTRIBUTION | TNB | CHERAS | Unknown | 75 | Unknown | Unknown | Unknown | NO |  | LINE |  | 28 | 630.000 A | 0.63 | 50 | 20 | B11647 | NO | NOT APPLICABLE |  |  | Unknown | Unknown |  |  | 3 | Pass | null
42251177 | B11650 | B11714 PE TAMAN SETIA IMPIAN 2 |  |  | BCRS/PCE/J01024/MBB11647 | 300318501 | Existing | RYB |  | B11714 PE TAMAN SETIA IMPIAN 2 | CLOSED | CLOSED | LINK |  | 11 kV | GAS | 20121201 |  |  | Unknown | F_and_G | INDKOM | 1111225368 | NOT APPLICABLE | TMN SETIA IMPIAN BKT ANGKAT | SUBSTATION | Unknown | YES | Unknown | DISTRIBUTION | TNB | CHERAS | Unknown | 75 | Unknown | Unknown | Unknown | NO |  | LINE |  | 28 | 630.000 A | 0.63 | 50 | 20 | B11650 | NO | NOT APPLICABLE |  |  | Unknown | Unknown |  |  | 3 | Pass | null
42270136 | B11886 | B11886 |  |  | BCRS/PCE/J01072/MB3 | 300448365 | Existing | RYB | JUBA-2 | BUS SECTION | CLOSED | CLOSED | BUSBAR SECTION |  | 11 kV | VACUMM | 20121111 |  |  |  | TOPRANK | TOPRANK | HV1201E18 | Not applicable | DEPOH RAPID | Unknown | Unknown | YES | Unknown | DISTRIBUTION | TNB | CHERAS | Unknown | 75 | Unknown | Unknown | Unknown | NO |  | LINE |  | 28 | 630.000 A | 0.63 | 50 | 20 | B11886 | NO | Not applicable |  |  | Unknown | Unknown |  |  | 1 | Pass | null
42347434 | B12328 | B12328 |  |  |  |  | Existing | Unknown |  | PE ESSO L/JAYA | CLOSED | CLOSED | LINK |  | 11 kV | GAS | [7 empty] | NOT APPLICABLE |  | SUBSTATION | Unknown | YES | Unknown | DISTRIBUTION | TNB | CHERAS | Unknown | Unknown | Unknown | Unknown | Unknown | NO |  | LINE |  |  | 630.000 A | 20 | 12 | 20 |  | NO | NOT APPLICABLE |  |  | Unknown | Unknown |  |  | 0 | Fail | Please check "Phasing"
42347444 | B12327 | B12327 |  |  |  |  | Existing | Unknown |  | PPU TMN MAS VCB 8 | CLOSED | CLOSED | LINK |  | 11 kV | GAS | [7 empty] | NOT APPLICABLE |  | SUBSTATION | Unknown | YES | Unknown | DISTRIBUTION | TNB | CHERAS | Unknown | Unknown | Unknown | Unknown | Unknown | NO |  | LINE |  |  | 630.000 A | 20 | 12 | 20 |  | NO | NOT APPLICABLE |  |  | Unknown | Unknown |  |  | 0 | Fail | Please check "Phasing"
42347445 | B12329 | B12329 |  |  |  |  | Existing | Unknown |  | TMN MAS SEMENTARA A | CLOSED | CLOSED | LINK |  | 11 kV | GAS | [7 empty] | NOT APPLICABLE |  | SUBSTATION | Unknown | YES | Unknown | DISTRIBUTION | TNB | CHERAS | Unknown | Unknown | Unknown | Unknown | Unknown | NO |  | LINE |  |  | 630.000 A | 20 | 12 | 20 |  | NO | NOT APPLICABLE |  |  | Unknown | Unknown |  |  | 0 | Fail | Please check "Phasing"
42347470 | B12173 | B12172 |  |  |  |  | Existing | Unknown |  | PE TMN SERI MAS NO.2 | CLOSED | CLOSED | LINK |  | 11 kV | GAS | [7 empty] | NOT APPLICABLE |  | SUBSTATION | Unknown | YES | Unknown | DISTRIBUTION | TNB | CHERAS | NO | Unknown | Unknown | Unknown | Unknown | NO |  | LINE |  |  | 630.000 A | 20 |  | 20 |  | NO | NOT APPLICABLE |  |  | Unknown | Unknown |  |  | 0 | Fail | Please check "Phasing"
42347480 | B12168 | B12168 |  |  |  |  | Existing | Unknown |  | PE TMN PERKASA INDAH | CLOSED | CLOSED | LINK |  | 11 kV | GAS | [7 empty] | NOT APPLICABLE |  | SUBSTATION | Unknown | YES | Unknown | DISTRIBUTION | TNB | CHERAS | Unknown | Unknown | Unknown | Unknown | Unknown | NO |  | LINE |  |  | 630.000 A | 20 |  | 20 |  | NO | NOT APPLICABLE |  |  | Unknown | Unknown |  |  | 0 | Fail | Please check "Phasing"
42399007 |  | B10889 |  |  |  |  | Existing | RYB | SGLN-6 | BUS SECTION | OPEN | OPEN | BUSBAR SECTION | 12.000 kV | 11 kV | VACUMM | [5 empty] | ITEM | 7207 | Not applicable | SSU JUSCO BMC | Unknown | Unknown | YES | Unknown | DISTRIBUTION | TNB | CHERAS | Unknown | Unknown | Unknown | Unknown | Unknown | NO |  | LINE |  |  | 630.000 A | 20 |  | 20 |  | NO | Not applicable |  |  | Unknown | Unknown |  |  | 3 | Pass | null
42454781 | B12275 | B12275 |  |  | BCRS/PCE/J00160/MBB02051 | 300005354 | Existing | RYB | BTHO-5 | B09095 JLN MAS 3 TMN LAGENDA MAS | OPEN | CLOSED | LINK | 16.000 kV | 11 kV | OIL | 20121111 | 1997 | K55/1344 | Unknown | REYROLLE | INDKOM | K55/1344 | N/A | TMN CHERAS MAS NO 1 | SUBSTATION | Unknown | Unknown | Unknown | DISTRIBUTION | TNB | CHERAS | Unknown | 75 |  |  | Unknown | Unknown |  | LINE |  | 28 | 630.000 A | 0.63 | 50 | 21.9 | B12275 | Unknown |  |  |  |  | 0 | TAMAN CHERAS MAS |  | 3 | Pass | null
43940505 | B12354 | PENGGUNA HT | 6783894 | 6783893 | BCRS/PCE/J00175/MBB05340 | 300005470 | Existing | RYB | BTHO-6 | PENGGUNA HT | CLOSED | CLOSED | LINK |  | 11 kV | GAS | 20011101 |  |  | Unknown | F_and_G | INDKOM | 1304319890 |  | BTHO NO 19 | CUSTOMER | Unknown | Unknown | Unknown | DISTRIBUTION | TNB | CHERAS | Unknown | 75 |  |  | Unknown | Unknown |  | Unknown |  | 28 |  | 0.63 | 50 | 20 | B12354 | Unknown |  |  |  |  | 0 | BTHO NO 19 |  | 3 | Pass | null
44843987 | B12422 | B12422 |  |  | BCRS/PCE/J01097/MB1 | 300447691 | Existing | RYB | SGLN-3 | B10195 PE TMN SURIA NO 2 | CLOSED | CLOSED | LINK |  | 11 kV | GAS | 24/07/2013 |  |  | Unknown | TOSHIBA | INDKOM | ID2L2TBI25 |  | TMN TROPICANA CHERAS | SUBSTATION | Unknown | YES | Unknown | DISTRIBUTION | TNB | CHERAS | Unknown | 75 | Unknown | Unknown | Unknown | NO |  | LINE |  | 28 |  | 0.63 | 50 | 20 | B12422 | Unknown |  |  |  | Unknown | Unknown |  |  | 3 | Pass | null
44843993 | B12425 | B12425 |  |  | BCRS/PCE/J01097/MB1 | 300447691 | Existing | RYB | SGLN-3 | B09278 PE TAMAN SURIA | CLOSED | CLOSED | LINK |  | 11 kV | GAS | 24/07/2013 |  |  | Unknown | TOSHIBA | INDKOM | ID2L2TBI25 |  | TMN TROPICANA CHERAS | SUBSTATION | Unknown | NO | NONE | DISTRIBUTION | TNB | CHERAS | NO | 75 | Unknown | Unknown | Unknown | NO |  | LINE |  | 28 |  | 0.63 | 50 | 20 | B12425 | Unknown | N/A | [6 empty] | 3 | Pass | null
44862821 | B08453 | B08453 |  |  | BCRS/PCE/J00459/MB | 300431555 | Existing | RYB | SGLN-9 | B12850 PE MAHKOTA HILLS | CLOSED | CLOSED | LINK |  | 11 kV | GAS | 20061101 |  |  | Unknown | VEI | VEI | 3094 | NOT APPLICABLE | TMN PINGGIRAN MAHKOTA - B2332 | SUBSTATION | Unknown | YES | Unknown | DISTRIBUTION | TNB | CHERAS | Unknown | 75 | Unknown | Unknown | Unknown | NO |  | LINE |  | 28 |  | 0.63 | 50 | 20 | B08453 | NO | N/A |  |  | Unknown | Unknown |  |  | 3 | Pass | null
44862822 | B08451 | B08451 |  |  | BCRS/PCE/J00459/MB | 300431555 | Existing | RYB | SGLN-9 | B09137 PE TMN. SUNNYSIDE VALE NO.3 | CLOSED | CLOSED | LINK |  | 11 kV | GAS | 20061101 |  |  | Unknown | VEI | VEI | 3094 | NOT APPLICABLE | TMN PINGGIRAN MAHKOTA - B2332 | SUBSTATION | Unknown | NO | NONE | DISTRIBUTION | TNB | CHERAS | Unknown | 75 | Unknown | Unknown | NONE | NO |  | LINE |  | 28 |  | 0.63 | 50 | 20 | B08451 | NO | NOT APPLICABLE |  |  | Unknown | Unknown |  |  | 3 | Pass | null
44862861 | B11414 | PE THE I RESIDENCE NO.1 |  |  | BCRS/PCE/J00993/MB1 | 300319365 | Existing | RYB | MHCR2-7 | B13468 PE THE I RESIDENCE NO.1 | CLOSED | CLOSED | LINK |  | 11 kV | GAS | 20101101 |  |  | Unknown | OTHERS | SCHNEIDER | SF-2010-W38-1-008 | NOT APPLICABLE | COMPACT JLN BENDAHARA | SUBSTATION | Unknown | YES | Unknown | DISTRIBUTION | TNB | CHERAS | Unknown | 75 | Unknown | Unknown | Unknown | NO |  | LINE |  | 28 |  | 0.63 | 50 | 20 | B11414 | NO | NOT APPLICABLE |  |  | Unknown | Unknown |  |  | 3 | Pass | null
44862873 | B11416 | B11416 |  |  | BCRS/PCE/J00993/MB1 | 300319365 | Existing | RYB | MHCR2-7 | JLN BENDAHARA BMC | CLOSED | CLOSED | LINK |  | 11 kV | GAS | 20101101 |  |  |  | OTHERS | SCHNEIDER | SF-2010-W38-1-008 | NOT APPLICABLE | COMPACT JLN BENDAHARA | SUBSTATION | Unknown | YES | Unknown | DISTRIBUTION | TNB | CHERAS | Unknown | 75 | Unknown | Unknown | Unknown | NO |  | LINE |  | 28 |  | 0.63 | 50 | 20 | B11416 | NO | NOT APPLICABLE |  |  | Unknown | Unknown |  |  | 3 | Pass | null
44879951 | B10619 | B10619 |  |  | BCRS/PCE/J00962/MB1 | 300319940 | Existing | RYB | BTHO-4 | B10496 PE TMN SG SERING FASA 4 | CLOSED | CLOSED | LINK |  | 11 kV | GAS | 24/06/2009 |  |  | UNDEFINED | LUCY | EPE | N/A | Not Applicable | PANGSAPURI AKASIA | SUBSTATION | Unknown | YES | NONE | DISTRIBUTION | TNB | CHERAS | Unknown | 75 | Unknown | Unknown | Unknown | NO |  | LINE |  | 28 |  | 0.63 | 50 | 20 | B10619 | NO | Not Applicable |  |  | Unknown | Unknown |  |  | 3 | Pass | null
44879963 | B10617 | B10617 |  |  | BCRS/PCE/J00962/MB1 | 300319940 | Existing | RYB | BTHO-4 | B10265 PE PANGSAPURI CAUSARINA | CLOSED | CLOSED | LINK |  | 11 kV | GAS | 24/06/2009 |  |  | Unknown | LUCY | EPE | N/A | Not applicable | PANGSAPURI AKASIA | SUBSTATION | Unknown | YES | NONE | DISTRIBUTION | TNB | CHERAS | Unknown | 75 | Unknown | Unknown | Unknown | NO |  | LINE |  | 28 |  | 0.63 | 50 | 20 | B10617 | NO | Not Applicable |  |  | Unknown | Unknown |  |  | 3 | Pass | null
44881099 | B10087 | PE NO 44A JALAN PENGAWA 2/2 |  |  |  |  | Existing | RYB | MHCR-1 | B08849 PE NO 44A JALAN PENGAWA 2/2 | OPEN | CLOSED | LINK |  | 11 kV | GAS |  |  |  | Unknown | FALCON BETA | TAMCO | B2715405 |  | PANGSAPURI ANGSANA | SUBSTATION | Unknown | NO | NONE | DISTRIBUTION | TNB | CHERAS | NO | 75 |  |  | Unknown | NO |  | Unknown |  | 28 |  | 0.63 | 50 | 20 | B10087 | NO | [7 empty] | 3 | Pass | null
44881111 | B10085 | PE PANGSAPURI BLOK L9 |  |  |  |  | Existing | RYB | MHCR-1 | B07814 PE PANGSAPURI BLOK L9 | CLOSED | CLOSED | LINK |  | 11 kV | GAS |  |  |  | Unknown | FALCON BETA | TAMCO | B2715405 |  | PANGSAPURI ANGSANA | SUBSTATION | Unknown | NO | NONE | DISTRIBUTION | TNB | CHERAS | NO | 75 |  |  | Unknown | NO |  | Unknown |  | 28 |  | 0.63 | 50 | 20 | B10085 | NO | [7 empty] | 3 | Pass | null
44881128 | B11287 | PE COMMERCIAL AREA 1 | 6773494 | 6773493 | BCRS/PCE/J00258/MBB06754 | 300006128 | Existing | RYB | MHCR-1 | B11291 PE COMMERCIAL AREA 1 | CLOSED | CLOSED | LINK | 12.000 kV | 11 kV | GAS | 20021101 | 2002 | D221453 | Unknown | FALCON BETA | TAMCO | I2100178 |  | BDR MAHKOTA CHERAS NO 16 | SUBSTATION | Unknown | Unknown | Unknown | DISTRIBUTION | TNB | CHERAS | Unknown | 75 |  |  | Unknown | Unknown |  | Unknown |  | 28 | 630.000 A | 0.63 | 50 | 20 | B11287 | Unknown |  |  |  |  | 0 | BANDAR MAHKOTA CHERAS NO 16 |  | 3 | Pass | null
44881139 | B11291 | PE BANDAR MAHKOTA CHERAS NO.16 | 6933230 | 6933229 |  |  | Existing | RYB | MHCR2-9 | B11287 PE BANDAR MAHKOTA CHERAS NO.16 | OPEN | OPEN | LINK | 12.000 kV | 11 kV | GAS |  | 2005 | D253257 | Unknown | FALCON BETA | TAMCO | D253257 |  | COMMERCIAL AREA NO 1 | SUBSTATION | Unknown | Unknown | Unknown | DISTRIBUTION | TNB | CHERAS | Unknown | 75 |  |  | Unknown | Unknown |  | Unknown |  | 28 | 630.000 A | 0.63 | 50 | 20 | B11291 | Unknown |  |  |  |  | 0 | COMMERCIAL AREA 1 |  | 3 | Pass | null
44881260 | B01790 | B01790 |  |  | BCRS/PCE/J00232/MB | 300005869 | Existing | RYB | MHCR-6 | LOT 4161 LKC VENTURES | CLOSED | CLOSED | LINK |  | 11 kV | GAS | 20041101 |  |  |  | Unknown | TAMCO | E230954 |  | LOT 4166 (FONG YAT SIEW) | SUBSTATION | Unknown | YES | NONE | DISTRIBUTION | TNB | CHERAS | NO | 75 | Unknown | Unknown | Unknown | NO |  | LINE |  | 28 |  | 0.63 | 50 | 20 | B01790 | NO | [7 empty] | 3 | Pass | null
44881265 | B01788 | TAN SENG HUAT |  |  | BCRS/PCE/J00232/MB | 300005869 | Existing | RYB | MHCR-6 | TAN SENG HUAT | CLOSED | CLOSED | LINK |  | 11 kV | GAS | 20041101 |  |  |  |  | TAMCO | E230954 |  | LOT 4166 (FONG YAT SIEW) | SUBSTATION | Unknown | YES | NONE | DISTRIBUTION | TNB | CHERAS | NO | 75 | Unknown | Unknown | Unknown | NO |  | LINE |  | 28 |  | 0.63 | 50 | 20 | B01788 | NO | [7 empty] | 3 | Pass | null
44884419 | B07117 | PE JALAN PERMAISURI 2 BMC |  |  | BCRS/PCE/J00512/MBB07114 | 300267959 | Existing | RYB | MHCR2-9 | B07118 PE JALAN PERMAISURI 2 BMC | CLOSED | CLOSED | LINK |  | 11 kV | GAS | 20021101 |  |  | Unknown | FALCON BETA | TAMCO | D221630 |  | JLN PERMAISURI NO 1 BDR MAHKOTA CHERAS | SUBSTATION | Unknown | NO | NONE | DISTRIBUTION | TNB | CHERAS | NO | 75 |  |  | Unknown | NO |  | Unknown |  | 28 |  | 0.63 | 50 | 20 | B07117 | NO | [5 empty] | JLN PERMAISURI 1 BMC |  | 3 | Pass | null
44884425 | B07114 | PE COMMERCIAL AREA NO 3 |  |  | BCRS/PCE/J00512/MBB07114 | 300267959 | Existing | RYB | MHCR2-9 | B08639 PE COMMERCIAL AREA NO 3 | CLOSED | CLOSED | LINK |  | 11 kV | GAS | 20021101 |  |  | Unknown | FALCON BETA | TAMCO | B221630 |  | JLN PERMAISURI NO 1 BDR MAHKOTA CHERAS | SUBSTATION | Unknown | NO | NONE | DISTRIBUTION | TNB | CHERAS | NO | 75 |  |  | Unknown | NO |  | Unknown |  | 28 |  | 0.63 | 50 | 20 | B07114 | NO | [5 empty] | JLN PERMAISURI 1 BMC |  | 3 | Pass | null
44893785 | B10647 | PE HASIL KARYA SDN BHD LOT 1839 |  |  | BCRS/PCE/J00442/MB1 | 300269668 | Existing | RYB | PBEL(P)-1 | B10142 PE HASIL KARYA SDN BHD LOT 1839 | CLOSED | CLOSED | LINK |  | 11 kV | GAS | 20091111 |  |  | Unknown | F_and_G | INDKOM | 0904210933 |  | PE EVERSMART | SUBSTATION | Unknown | NO | NONE | DISTRIBUTION | TNB | CHERAS | NO | 75 |  |  | Unknown | NO |  | Unknown |  | 28 |  | 0.63 | 50 | 20 | B10647 | NO | [7 empty] | 3 | Pass | null
44893786 | B10649 | PE ALEQCUE SDN BHD |  |  | BCRS/PCE/J00442/MB1 | 300269668 | Existing | RYB | PBEL(P)-1 | B09388 PE ALEQCUE SDN BHD | CLOSED | CLOSED | LINK |  | 11 kV | GAS | 20091111 |  |  | Unknown | F_and_G | INDKOM | 0904210933 |  | PE EVERSMART | SUBSTATION | Unknown | NO | NONE | DISTRIBUTION | TNB | CHERAS | NO | 75 |  |  | Unknown | NO |  | Unknown |  | 28 |  | 0.63 | 50 | 20 | B10649 | NO | [7 empty] | 3 | Pass | null
44893806 | B11060 | B11060 |  |  | BCRS/PCE/J00978/MB1 | 300319467 | Existing | RYB | PBEL(P)-14 | B10027 PE FACES MARKETING SDN BHD | CLOSED | CLOSED | LINK |  | 11 kV | GAS | 20/07/2010 |  |  | Unknown | EPE | EPE | SF6 635 |  | COUNTRY WIDE BOOK | SUBSTATION | Unknown | NO | NONE | DISTRIBUTION | TNB | CHERAS | NO | 75 |  |  | Unknown | NO |  | LINE |  | 28 |  | 0.63 | 50 | 20 | B11060 | NO | [7 empty] | 3 | Pass | null
44893818 | B11058 | B11058 |  |  | BCRS/PCE/J00978/MB1 | 300319467 | Existing | RYB | PBEL(P)-14 | B05363 PE MEGAPOWER (M) SDN BHD | OPEN | CLOSED | LINK |  | 11 kV | GAS | 20/07/2010 |  |  | Unknown | EPE | EPE | SF6 635 |  | COUNTRY WIDE BOOK | SUBSTATION | Unknown | NO | NONE | DISTRIBUTION | TNB | CHERAS | NO | 75 |  |  | Unknown | NO |  | LINE |  | 28 |  | 0.63 | 50 | 20 | B11058 | NO | [7 empty] | 3 | Pass | null
44913946 | B01881 |  | 6833092 | 6833091 | BCRS/PCE/J00589/MB01879 | 310425324 | Existing | RYB | BLKG-3 | B07139 AUTOLIV HIROTAKO | OPEN | OPEN | LINK |  | 11 kV | GAS | 22/05/2014 |  |  | Unknown | TOSHIBA | TOSHIBA | H97051-418H |  | TANMING RAYA NO 1 | SUBSTATION | Unknown | NO | NONE | DISTRIBUTION | TNB | CHERAS | NO | 75 |  |  |  | NO |  | LINE |  | 28 |  | 0.63 | 50 | 20 | B01881 | NO |  |  |  |  | 0 | TAMAN TANMING RAYA NO 1 |  | 3 | Pass | null
44913958 | B01879 |  | 6833089 | 6833088 | BCRS/PCE/J00589/MB01879 | 310425324 | Existing | RYB | BLKG-3 | B10838 YEW LUM 2 | CLOSED | CLOSED | LINK |  | 11 kV | OIL | 22/05/2014 |  |  | Unknown | BRUSH | TOSHIBA | N/A |  | TANMING RAYA NO 1 | SUBSTATION | Unknown | NO | NONE | DISTRIBUTION | TNB | CHERAS | Unknown | 75 |  |  |  | NO |  | LINE |  | 28 |  | 0.63 | 21.9 | 21.9 | B01879 | NO |  |  |  |  | 0 | TAMAN TANMING RAYA NO 1 |  | 3 | Pass | null
44959985 | B11428 | PMU BALAKONG Fdr 5 |  |  | BCRS/PCE/J01018/MB | 300318576 | Existing | RYB | BLKG-5 | PMU BALAKONG Fdr 5 | CLOSED | CLOSED | LINK |  | 11 kV | GAS | 20111101 |  |  | Unknown | FALCON BETA | TAMCO | B225410 |  | 99 SPEEDMART | SUBSTATION | Unknown | NO | NONE | DISTRIBUTION | TNB | CHERAS | NO | 75 |  |  | Unknown | NO |  | Unknown |  | 28 |  | 0.63 | 50 | 20 | B11428 | NO | [7 empty] | 3 | Pass | null
44959997 | B11430 | PE FINE QUALITY |  |  | BCRS/PCE/J01018/MB | 300318576 | Existing | RYB | BLKG-5 | B02825 PE FINE QUALITY | CLOSED | CLOSED | LINK |  | 11 kV | GAS | 20111101 |  |  | Unknown | FALCON BETA | TAMCO | B225410 |  | 99 SPEEDMART | SUBSTATION | Unknown | NO | NONE | DISTRIBUTION | TNB | CHERAS | NO | 75 |  |  | Unknown | NO |  | Unknown |  | 28 |  | 0.63 | 50 | 20 | B11430 | NO | [7 empty] | 3 | Pass | null
44960035 | B11544 | B11544 |  |  | BCRS/PCE/J01011/MB | 300319290 | Existing | RYB | BLKG-5 | B11545 PE LOT 5205 BLOK B BALAKONG JAYA | CLOSED | CLOSED | LINK |  | 11 kV | SF6 | 14/07/2011 |  |  | Unknown | VEI | VEI | 26213 | N/A | LOT 5205 BLOK C | SUBSTATION | Unknown | YES | Unknown | DISTRIBUTION | TNB | CHERAS | NO | 75 |  |  | Unknown | NO |  | LINE |  | 28 |  | 0.63 | 50 | 20 | B11544 | NO | N/A |  |  |  | Unknown |  |  | 3 | Pass | null
44960036 | B11542 | B11542 |  |  | BCRS/PCE/J01011/MB | 300319290 | Existing | RYB | BLKG-5 | B02831 PE LAI CHEE KONG | CLOSED | CLOSED | LINK |  | 11 kV | GAS | 14/07/2011 |  |  | Unknown | VEI | VEI | 26213 | N/A | LOT 5205 BLOK C | SUBSTATION | Unknown | NO | NONE | DISTRIBUTION | TNB | CHERAS | NO | 75 |  |  | Unknown | NO |  | LINE |  | 28 |  | 0.63 | 50 | 20 | B11542 | NO | N/A | [6 empty] | 3 | Pass | null
44960097 | B12387 | B12387 |  |  | BCRS/PCE/J01105/MB1 | 300447754 | Existing | RYB | TSRA-2 | IND. BALAKONG NO.4 | CLOSED | CLOSED | LINK |  | 11 kV | GAS | 16/07/2013 |  |  |  | INDKOM | INDKOM | 13032219766 | N/A | PADAT R/KEDAI SETIA BALAKONG | SUBSTATION | Unknown | NO | NONE | DISTRIBUTION | TNB | CHERAS | NO | 75 |  |  | Unknown | NO |  | LINE |  | 28 |  | 0.63 | 50 | 20 | B12387 | NO | N/A | [6 empty] | 3 | Pass | null
44960098 | B12385 | B12385 |  |  | BCRS/PCE/J01105/MB1 | 300447754 | Existing | RYB | TSRA-2 | IMPIAN IHSAN NO.3 | CLOSED | CLOSED | LINK |  | 11 kV | GAS | 16/07/2013 |  |  |  | INDKOM | INDKOM | 1303219766 | N/A | PADAT R/KEDAI SETIA BALAKONG | SUBSTATION | Unknown | NO | NONE | DISTRIBUTION | TNB | CHERAS | NO | 75 |  |  | Unknown | NO |  | LINE |  | 28 |  | 0.63 | 50 | 20 | B12385 | NO | N/A | [6 empty] | 3 | Pass | null
44986149 | B12436 | PE JLN IKHLAS BDR SG.LONG |  |  | BCRS/PCE/J01101/MB1 | 300447719 | Existing | RYB | SGLN-7 | B07145 PE JLN IKHLAS BDR SG.LONG | CLOSED | CLOSED | LINK |  | 11 kV | GAS | 29/07/2013 |  |  | Unknown | FALCON BETA | TAMCO | D2137061 | NOT APPLICABLE | TANMING MUTIARA 2 | SUBSTATION | Unknown | YES | Unknown | DISTRIBUTION | TNB | CHERAS | Unknown | 75 | Unknown | Unknown | Unknown | NO |  | LINE |  | 28 |  | 0.63 | 50 | 20 | B12436 | NO | NOT APPLICABLE |  |  | Unknown | Unknown |  |  | 3 | Pass | null
44986155 | B12433 | PE TAMING MUTIARA 2 NO1 |  |  | BCRS/PCE/J01101/MB1 | 300447719 | Existing | RYB | SGLN-7 | B12432 PE TAMING MUTIARA 2 NO1 | CLOSED | CLOSED | LINK |  | 11 kV | GAS | 29/07/2013 |  |  | Unknown | FALCON BETA | TAMCO | D2137061 | NOT APPLICABLE | TANMING MUTIARA 2 | SUBSTATION | Unknown | YES | Unknown | DISTRIBUTION | TNB | CHERAS | Unknown | 75 | Unknown | Unknown | Unknown | NO |  | LINE |  | 28 |  | 0.63 | 50 | 20 | B12433 | NO | [7 empty] | 3 | Pass | null
45035006 | B12432 | PE TAMING MUTIARA 2 |  |  | BCRS/PCE/J01100/MB1 | 300447710 | Existing | RYB | SGLN-7 | B12433 PE TAMING MUTIARA 2 | CLOSED | CLOSED | LINK |  | 11 kV | GAS | 29/07/2013 |  |  | Unknown | SCHNEIDER | SCHNEIDER | 101525933 | NOT APPLICABLE | TANMING MUTIARA 2 NO 1 | SUBSTATION | Unknown | YES | Unknown | DISTRIBUTION | TNB | CHERAS | Unknown | 75 | Unknown | Unknown | Unknown | NO |  | LINE |  | 28 |  | 0.63 | 50 | 20 | B12432 | NO | NOT APPLICABLE |  |  | Unknown | Unknown |  |  | 3 | Pass | null
45035007 | B12430 | PE JALAN DESA BUDIMAN NO 2 |  |  | BCRS/PCE/J01100/MB1 | 300447710 | Existing | RYB | SGLN-7 | B11563 PE JALAN DESA BUDIMAN NO 2 | CLOSED | CLOSED | LINK |  | 11 kV | GAS | 29/07/2013 |  |  | Unknown | SCHNEIDER | SCHNEIDER | 101525933 | NOT APPLICABLE | TANMING MUTIARA 2 NO 1 | SUBSTATION | Unknown | YES | Unknown | DISTRIBUTION | TNB | CHERAS | Unknown | 75 | Unknown | Unknown | Unknown | NO |  | LINE |  | 28 |  | 0.53 | 50 | 21 | B12430 | NO | NOT APPLICABLE |  |  | Unknown |  |  |  | 3 | Pass | null
45038919 | B10563 | B10563 RUMAH BIDAN |  |  | BCRS/PCE/J00520/MBB06746 | 300268096 | Existing | RYB | SGLN-8 | B03991 PE RUMAH BIDAN | CLOSED | CLOSED | LINK |  | 11 kV | GAS | 18/07/1998 |  |  | Unknown | FALCON BETA | TAMCO | B2817324 |  | SEMI-D TMN DESA BARU | Unknown | Unknown | Unknown | Unknown | DISTRIBUTION | TNB | CHERAS | NO | 75 |  |  | Unknown | Unknown |  | LINE |  | 28 |  | 0.63 | 50 | 20 | B10563 | Unknown | [7 empty] | 3 | Pass | null
45038931 | B10561 | B10561 |  |  | BCRS/PCE/J00520/MBB06746 | 300268096 | Existing | RYB | SGLN-8 | B03997 PE JUTAMATE | CLOSED | CLOSED | LINK |  | 11 kV | GAS | 18/07/1998 |  |  | Unknown | FALCON BETA | TAMCO | B2817324 |  | SEMI-D TMN DESA BARU | SUBSTATION | Unknown | YES | Unknown | DISTRIBUTION | TNB | CHERAS | Unknown | 75 | Unknown | Unknown | Unknown | NO |  | LINE |  | 28 |  | 0.63 | 50 | 20 | B10561 | Unknown | [7 empty] | 3 | Pass | null
45047308 | B05801 |  |  |  | BCRS/PCE/J00148/MB1 | 300005289 | Existing | RYB | TSGR-6 |  | CLOSED | CLOSED | LINK |  | 11 kV |  | 20001105 |  |  |  |  | MERLIN GERIN |  |  | PADAT TMN SUNTEX | SUBSTATION | Unknown | NO | NONE | DISTRIBUTION | TNB | CHERAS | Unknown | Unknown | Unknown | Unknown | Unknown | YES |  | LINE | [6 empty] | B05801 | NO | [7 empty] | 3 | Pass | null
45047312 | B05799 |  |  |  | BCRS/PCE/J00148/MB1 | 300005289 | Existing | RYB | TSGR-6 |  | CLOSED | CLOSED | LINK |  | 11 kV |  | 20001105 |  |  |  |  | MERLIN GERIN |  |  | PADAT TMN SUNTEX | SUBSTATION | Unknown | NO | NONE | DISTRIBUTION | TNB | CHERAS | Unknown | Unknown | Unknown | Unknown | Unknown | YES |  | LINE | [6 empty] | B05799 | NO | [6 empty] | jjj | 3 | Pass | null
45048369 | B10365 | B10365 | 26577360 | 26577359 | BCRS/PCE/J00894/MB1 | 300446033 | Existing | RYB | LMAS-14 | HIJAUAN RESIDENCE 2 | CLOSED | CLOSED | LINK |  | 11 kV | GAS | 18/07/2008 |  |  | Unknown | FALCON BETA | TAMCO | B2815842 | N/A | TMN WANGSA CHERAS NO 1 | SUBSTATION | Unknown | NO | NONE | DISTRIBUTION | TNB | CHERAS | Unknown | 75 |  |  | Unknown | NO |  | LINE |  | 28 |  | 0.63 | 50 | 20 | B10365 | NO | N/A |  |  |  | 0 | TAMAN WANGSA CHERAS NO.1 |  | 3 | Pass | null
45048381 | B10363 | B10363 | 26577353 | 26577352 | BCRS/PCE/J00894/MB1 | 300446033 | Existing | RYB | LMAS-14 | B02099 TMN WANGSA CHERAS | CLOSED | CLOSED | LINK |  | 11 kV | GAS | 18/07/2008 |  |  |  | FALCON BETA | TAMCO | B2815842 | N/A | TMN WANGSA CHERAS NO 1 | SUBSTATION | Unknown | NO | NONE | DISTRIBUTION | TNB | CHERAS | Unknown | 75 |  |  | Unknown | NO |  | LINE |  | 28 |  | 0.63 | 50 | 20 | B10363 | NO | N/A |  |  |  |  | TAMAN WANGSA CHERAS NO.1 |  | 3 | Pass | null
45051386 | B06916 | PE JLN MAS UTAMA TMN LAGENDA MAS | 6822310 | 6822325 | BCRS/PCE/J00432/MBB06913 | 300013448 | Existing | RYB | LMAS-2 | B09102 PE JLN MAS UTAMA TMN LAGENDA MAS | CLOSED | CLOSED | LINK |  | 11 kV | GAS | 20021101 |  |  | Unknown | SIEMENS | SIEMENS |  | N/A | TMN LAGENDA MAS NO 2 | SUBSTATION | Unknown | NO | NONE | DISTRIBUTION | TNB | CHERAS | Unknown | 75 |  |  | Unknown | NO |  | LINE |  | 28 |  | 0.63 | 50 | 20 | B06916 | NO | N/A |  |  |  |  | TMN LAGENDA MAS NO 2 |  | 3 | Pass | null
45051392 | B06913 | PE JLN LEGENDA UTAMA | 6822309 | 6822330 | BCRS/PCE/J00432/MBB06913 | 300013448 | Existing | RYB | LMAS-2 | B09277 PE JLN LEGENDA UTAMA | CLOSED | CLOSED | LINK |  | 11 kV | GAS | 20021101 |  |  | Unknown | SIEMENS | SIEMENS |  | N/A | TMN LAGENDA MAS NO 2 | SUBSTATION | Unknown | NO | NONE | DISTRIBUTION | TNB | CHERAS | Unknown | 75 |  |  | Unknown | NO |  | LINE |  | 28 |  | 0.63 | 50 | 20 | B06913 | NO | N/A |  |  |  |  | TMN LAGENDA MAS NO 2 |  | 3 | Pass | null
45051405 | B10681 | B10681 |  |  | BCRS/PCE/J00952/MB1 | 300319969 | Existing | RYB | LMAS-14 | P/E SUNWAY CHERAS NO.2 | CLOSED | CLOSED | LINK |  | 11 kV | GAS | 19/08/2007 |  |  | Unknown | INDKOM | INDKOM | 0906211039 |  | SUNWAY CHERAS LOW COST FLAT | SUBSTATION | Unknown | Unknown | Unknown | DISTRIBUTION | TNB | CHERAS | Unknown | 75 |  |  | Unknown | NO |  | LINE |  | 28 |  | 20 | 50 | 20 | B10681 | NO |  |  |  |  | Unknown |  |  | 1 | Pass | null
45051406 | B10683 | B10683 |  |  | BCRS/PCE/J00952/MB1 | 300319969 | Existing | RYB | LMAS-14 | P/E SUNWAY CHERAS NO.1 | CLOSED | CLOSED | LINK |  | 11 kV | GAS | 19/08/2007 |  |  | Unknown | INDKOM | INDKOM | 0906211039 |  | SUNWAY CHERAS LOW COST FLAT | SUBSTATION | Unknown | Unknown | Unknown | DISTRIBUTION | TNB | CHERAS | Unknown | 75 |  |  | Unknown | NO |  | LINE |  | 28 |  | 20 | 50 | 20 | B10683 | NO | [7 empty] | 1 | Pass | null
45123445 | B11399 | PE AVENUE 6 NO 2 |  |  | BCRS/PCE/J01016/MB | 300318583 | Existing | RYB | BTHO-6 | B11995 PE AVENUE 6 NO 2 | CLOSED | CLOSED | LINK |  | 11 kV | GAS | 20111101 |  |  | Unknown | F_and_G | INDKOM | 1102213781 | NOT APPLICABLE | TOWN PARK 1 NO 3 | SUBSTATION | Unknown | NO | NONE | DISTRIBUTION | TNB | CHERAS | NO | 75 | Unknown | Unknown | Unknown | NO |  | LINE |  | 28 |  | 0.63 | 50 | 20 | B11399 | NO | NOT APPLICABLE |  |  | Unknown | Unknown |  |  | 3 | Pass | null
45123446 | B11397 | PE AVENUE ONE BTHO N0. 2 |  |  | BCRS/PCE/J01016/MB | 300318583 | Existing | RYB | BTHO-6 | B10033 PE AVENUE ONE BTHO N0. 2 | CLOSED | CLOSED | LINK |  | 11 kV | GAS | 20111101 |  |  | Unknown | F_and_G | INDKOM | 1102213781 | NOT APPLICABLE | TOWN PARK 1 NO 3 | SUBSTATION | Unknown | NO | NONE | DISTRIBUTION | TNB | CHERAS | Unknown | 75 | Unknown | Unknown | Unknown | NO |  | LINE |  | 28 |  | 0.63 | 50 | 20 | B11397 | NO | NOT APPLICABLE |  |  | Unknown | Unknown |  |  | 3 | Pass | null
45320632 | B06912 | B06912 | 6821873 | 6821894 | BCRS/PCE/J00431/MBB06909 | 300013438 | Existing | RYB | LMAS-2 | B09274 JLN LAGENDA UTAMA | CLOSED | CLOSED | LINK |  | 11 kV | GAS | 20051101 |  |  |  | SIEMENS | SIEMENS | CV721473-1001/024 | N/A | TMN LAGENDA MAS NO 1 | SUBSTATION | Unknown | NO | NONE | DISTRIBUTION | TNB | CHERAS | NO | 75 |  |  | Unknown | NO |  | LINE |  | 28 |  | 0.63 | 50 | 20 | B06912 | NO | N/A |  |  |  |  | TAMAN LAGENDA MAS NO 1 |  | 3 | Pass | null
45320636 | B06909 | B06909 | 6821874 | 6821889 | BCRS/PCE/J00431/MBB06909 | 300013438 | Existing | RYB | LMAS-2 | LMAS Fdr2 | CLOSED | CLOSED | LINK |  | 11 kV | GAS | 20051101 |  |  |  | SIEMENS | SIEMENS | CV721473-1001/024 | N/A | TMN LAGENDA MAS NO 1 | SUBSTATION | Unknown | NO | NONE | DISTRIBUTION | TNB | CHERAS | NO | 75 |  |  | Unknown | NO |  | LINE |  | 28 |  | 0.63 | 50 | 20 | B06909 | NO | N/A |  |  |  |  | TAMAN LAGENDA MAS NO 1 |  | 3 | Pass | null
45502246 | B01965 |  |  |  | BCRS/PCE/J00719/MBB01965 | 300270917 | Existing | RYB | BLKG-10 | B07590 ASAHI KOSEI | CLOSED | CLOSED | LINK |  | 11 kV | GAS | 19961101 |  |  |  | TAMCO | TAMCO | C960116 |  | SWS LI FONG COPPER | Unknown | Unknown | Unknown | Unknown | DISTRIBUTION | TNB | CHERAS | Unknown | 75 |  |  |  | Unknown |  |  |  | 28 |  | 0.6 | 50 | 20 | B01965 | NO |  |  |  |  | 0 | SS LI FONG COOPER |  | 3 | Pass | null
45502258 | B01967 |  |  |  | BCRS/PCE/J00719/MBB01965 | 300270917 | Existing | RYB | BLKG-10 | B01968 INDUSTRONIC | CLOSED | CLOSED | LINK |  | 11 kV | GAS | 19961101 |  |  |  | TAMCO | TAMCO | C960116 |  | SWS LI FONG COPPER | Unknown | Unknown | NO | NONE | DISTRIBUTION | TNB | CHERAS | NO | 75 |  |  |  | NO |  |  |  | 28 |  | 0.6 | 50 | 20 | B01967 | NO | [5 empty] | SS LI FONG COOPER |  | 3 | Pass | null
45521450 | B11654 | B11654 |  |  | BCRS/PCE/J01029/MB1 | 300340326 | Existing | RYB | BTHO-1 | JLN KAW PERINDUSTRIAN BUDIMAN | CLOSED | CLOSED | LINK |  | 11 kV | GAS | 20111111 |  |  |  | TOPRANK | TOPRANK | 1D2L2T AK 125 | Not Applicable | RICHWAY | SUBSTATION | Unknown | YES | NONE | DISTRIBUTION | TNB | CHERAS | Unknown | 75 | Unknown | Unknown | Unknown | NO |  | LINE |  | 28 |  | 0.63 | 50 | 20 | B11654 | NO | Not Applicable |  |  | Unknown | Unknown |  |  | 3 | Pass | null
45521456 | B11651 | B11651 |  |  | BCRS/PCE/J01029/MB1 | 300340326 | Existing | RYB | BTHO-1 | SG WAY QUARRY | CLOSED | CLOSED | LINK |  | 11 kV | GAS | 20111111 |  |  |  | TOPRANK | TOPRANK | 1D2L2T AK 125 | Not Applicable | RICHWAY | SUBSTATION | Unknown | YES | NONE | DISTRIBUTION | TNB | CHERAS | Unknown | 75 | Unknown | Unknown | Unknown | NO |  | LINE |  | 28 |  | 0.63 | 50 | 20 | B11651 | NO | Not Applicable |  |  | Unknown | Unknown |  |  | 3 | Pass | null
45544458 | B08435 | B08435 |  |  | BCRS/PCE/J00327/MB | 300010314 | Existing | RYB | BTHO-3 | PENGGUNA HT | CLOSED | CLOSED | LINK |  | 11 kV | GAS | 20031111 |  |  | Unknown | VEI | VEI | 10944 |  | NEW ELECTRONIC GATE | Unknown | Unknown | NO | NONE | DISTRIBUTION | TNB | CHERAS | NO | 75 | Unknown | Unknown | Unknown | NO |  | LINE |  | 28 |  | 0.63 | 50 | 20 | B08435 | NO | [7 empty] | 3 | Pass | null
45544460 | B01616 | B01616 |  |  | BCRS/PCE/J00327/MB | 300010314 | Existing | RYB | BTHO-3 | TMN CHERAS JAYA NO.2 | CLOSED | CLOSED | LINK |  | 11 kV | GAS | 20031111 |  |  | Unknown | VEI | VEI | 10944 |  | NEW ELECTRONIC GATE | SUBSTATION | Unknown | NO | NONE | DISTRIBUTION | TNB | CHERAS | NO | 75 | Unknown | Unknown | Unknown | NO |  | LINE |  | 28 |  | 0.63 | 50 | 20 | B01616 | NO | Unknown | [6 empty] | 3 | Pass | null
45544463 | B01614 | B01614 |  |  | BCRS/PCE/J00327/MB | 300010314 | Existing | RYB | BTHO-3 | FUJILITO | CLOSED | CLOSED | LINK |  | 11 kV | GAS | 20031111 |  |  | Unknown | VEI | VEI | 10944 |  | NEW ELECTRONIC GATE | SUBSTATION | Unknown | NO | NONE | DISTRIBUTION | TNB | CHERAS | NO | 75 | Unknown | Unknown | Unknown | NO |  | LINE |  | 28 |  | 0.63 | 50 | 20 | B01614 | NO | Unknown | [6 empty] | 3 | Pass | null
45698662 | B10804 |  |  |  | BCRS/PCE/J00959/MB | 300319947 | Existing | RYB | TMASS-10 | SG TEKALI ATAS TIANG | CLOSED | CLOSED | LINK |  | 11 kV | GAS | 18/07/1998 |  |  |  | INDKOM | INDKOM | N/A |  | SUNWAY QUARRY INDUSTRIES | Unknown | Unknown | NO | NONE | DISTRIBUTION | TNB | CHERAS | NO | 75 |  |  |  | NO |  | LINE |  | 28 |  | 0.63 | 50 | 20 | B10804 | NO | [7 empty] | 3 | Pass | null
45698668 | B10807 |  |  |  | BCRS/PCE/J00959/MB | 300319947 | Existing | RYB | TMASS-10 | SG LIMBAT | CLOSED | CLOSED | LINK |  | 11 kV | GAS | 18/07/1998 |  |  |  | INDKOM | INDKOM | N/A |  | SUNWAY QUARRY INDUSTRIES | Unknown | Unknown | NO | NONE | DISTRIBUTION | TNB | CHERAS | NO | 75 |  |  |  | NO |  | LINE |  | 28 |  | 0.63 | 50 | 20 | B10807 | NO | [7 empty] | 3 | Pass | null
45725950 | B11305 | PE CG MEDICAL INDUSTRIES |  |  | BCRS/PCE/J00003/MB1 | 300251951 | Existing | RYB | TMASS-10 | B14394 PE PDT KAMPUNG SG TEKALI | CLOSED | CLOSED | LINK |  | 11 kV | GAS | 20101101 |  |  | Unknown | LUCY | INDKOM | SF6 575 |  | PUSAT KOKURIKULUM NEGERI SELANGOR | SUBSTATION | Unknown | Unknown | NONE | DISTRIBUTION | TNB | CHERAS | NO | 75 |  |  | Unknown | NO |  | Unknown |  | 28 |  | 0.63 | 50 | 20 | B11305 | NO | [7 empty] | 3 | Pass | null
45725962 | B11303 | PE KG SUNGAI KANTAN |  |  | BCRS/PCE/J00003/MB1 | 300251951 | Existing | RYB | TMASS-10 | B11302 PE KG SUNGAI KANTAN | CLOSED | CLOSED | LINK |  | 11 kV | GAS | 20101101 |  |  | Unknown | LUCY | INDKOM | SF6 575 |  | PUSAT KOKURIKULUM NEGERI SELANGOR | SUBSTATION | Unknown | NO | NONE | DISTRIBUTION | TNB | CHERAS | NO | 75 |  |  | Unknown | NO |  | Unknown |  | 28 |  | 0.63 | 50 | 20 | B11303 | NO | [7 empty] | 3 | Pass | null
45772922 | B12328 | B12328 |  |  | BCRS/PCE/J01057/MB1 | 300387121 | Existing | RYB | TMASS-8 | B12309 PE ESSO LANGAT JAYA | CLOSED | CLOSED | LINK |  | 11 kV | GAS | 20130101 |  |  | Unknown | SCHNEIDER | SCHNEIDER | 101390479 |  | SWS TMN MAS SEMENTARA C | SUBSTATION | Unknown | NO | NONE | DISTRIBUTION | TNB | CHERAS | NO | 75 |  |  | Unknown | NO |  | LINE |  | 28 |  | 0.63 | 53 | 21 | B12328 | NO | [7 empty] | 3 | Pass | null
45772932 | B12327 | B12327 |  |  | BCRS/PCE/J01057/MB1 | 300387121 | Existing | RYB | TMASS-8 | PPU TMN MAS VCB 8 | CLOSED | CLOSED | LINK |  | 11 kV | GAS | 20130101 |  |  | Unknown | SCHNEIDER | SCHNEIDER | 101390479 |  | SWS TMN MAS SEMENTARA C | SUBSTATION | Unknown | NO | NONE | DISTRIBUTION | TNB | CHERAS | NO | 75 |  |  | Unknown | NO |  | LINE |  | 28 |  | 0.63 | 53 | 21 | B12327 | NO | [7 empty] | 3 | Pass | null
45772933 | B12329 | B12329 |  |  | BCRS/PCE/J01057/MB1 | 300387121 | Existing | RYB | TMASS-8 | TMN MAS SEMENTARA | CLOSED | CLOSED | LINK |  | 11 kV | GAS | 20130101 |  |  | Unknown | SCHNEIDER | SCHNEIDER | 101390479 |  | SWS TMN MAS SEMENTARA C | SUBSTATION | Unknown | NO | NONE | DISTRIBUTION | TNB | CHERAS | NO | 75 |  |  | Unknown | NO |  | LINE |  | 28 |  | 0.63 | 53 | 21 | B12329 | NO | [7 empty] | 3 | Pass | null
45772941 | B12172 | B12172 |  |  | BCRS/PCE/J01058/MB | 300430884 | Existing | RYB | TMASS-8 | PE TAMAN SERI MAS NO.2 | CLOSED | CLOSED | LINK |  | 11 kV | GAS | 20121101 |  |  | Unknown | F_and_G | INDKOM | 1209328000 |  | TMN SRI MAS NO 1 | SUBSTATION | Unknown | NO | NONE | DISTRIBUTION | TNB | CHERAS | NO | 75 |  |  | Unknown | NO |  | LINE |  | 28 |  | 0.63 | 50 | 20 | B12172 | NO | [7 empty] | 3 | Pass | null
45772946 | B12171 | B12171 |  |  | BCRS/PCE/J01058/MB | 300430884 | Existing | RYB | TMASS-8 | SPARE | OPEN | OPEN | LINK |  | 11 kV | GAS | 20121101 |  |  | Unknown | F_and_G | INDKOM | 1209328000 |  | TMN SRI MAS NO 1 | Unknown | Unknown | NO | NONE | DISTRIBUTION | TNB | CHERAS | NO | 75 |  |  | Unknown | NO |  | LINE |  | 28 |  | 0.63 | 50 | 20 | B12171 | NO | [7 empty] | 3 | Pass | null
45772951 | B12168 | B12168 |  |  | BCRS/PCE/J01058/MB | 300430884 | Existing | RYB | TMASS-8 | PE TAMAN PERKASA INDAH | CLOSED | CLOSED | LINK |  | 11 kV | GAS | 20121101 |  |  | Unknown | F_and_G | INDKOM | 1209328000 |  | TMN SRI MAS NO 1 | SUBSTATION | Unknown | NO | NONE | DISTRIBUTION | TNB | CHERAS | NO | 75 |  |  | Unknown | NO |  | LINE |  | 28 |  | 0.63 | 50 | 20 | B12168 | NO | [7 empty] | 3 | Pass | null
45820347 | B07827 | LOOPING |  |  | BCRS/PCE/J00519/MBB07824 | 300268088 | Existing | RYB | TMASS-6 | LOOPING | CLOSED | CLOSED | LINK |  | 11 kV | GAS | 20041101 |  |  | Unknown | FALCON BETA | TAMCO | D242682 |  | KONDOMINIUM VENICE HILL | INTERCONNECT (OTHER UTILITY) | Unknown | NO | NONE | DISTRIBUTION | TNB | CHERAS | NO | 75 |  |  | Unknown | NO |  | LINE |  | 28 |  | 0.63 | 50 | 20 | B07827 | NO | [7 empty] | 3 | Pass | null
45820353 | B07824 | PE RMH BANDAR TAMAN PUTERI |  |  | BCRS/PCE/J00519/MBB07824 | 300268088 | Existing | RYB | TMASS-6 | B10378 PE RUMAH BANDAR TAMAN PUTERI | CLOSED | CLOSED | LINK |  | 11 kV | GAS | 20041101 |  |  | Unknown | FALCON BETA | TAMCO | D242682 |  | KONDOMINIUM VENICE HILL | SUBSTATION | Unknown | NO | NONE | DISTRIBUTION | TNB | CHERAS | NO | 75 |  |  | Unknown | NO |  | LINE |  | 28 |  | 0.63 | 50 | 20 | B07824 | NO | [7 empty] | 3 | Pass | null
45820371 | B07831 | PE TAMAN SURIA RESIDENCE |  |  | BCRS/PCE/J00519/MBB07831 | 300268095 | Existing | RYB | TMASS-6 | B10558 PE TAMAN SURIA RESIDENCE | CLOSED | CLOSED | LINK |  | 11 kV | GAS | 20041101 |  |  | Unknown | FALCON BETA | TAMCO | D242672 |  | KONDOMINIUM VENICE HILL | SUBSTATION | Unknown | NO | NONE | DISTRIBUTION | TNB | CHERAS | NO | 75 |  |  | Unknown | NO |  | LINE |  | 28 |  | 0.63 | 50 | 20 | B07831 | NO | [7 empty] | 3 | Pass | null
45820372 | B07828 | LOOPING |  |  | BCRS/PCE/J00519/MBB07831 | 300268095 | Existing | RYB | TMASS-6 | LOOPING | CLOSED | CLOSED | LINK |  | 11 kV | GAS | 20041101 |  |  | Unknown | FALCON BETA | TAMCO | D242672 |  | KONDOMINIUM VENICE HILL | INTERCONNECT (OTHER UTILITY) | Unknown | NO | NONE | DISTRIBUTION | TNB | CHERAS | NO | 75 |  |  | Unknown | NO |  | LINE |  | 28 |  | 0.63 | 50 | 20 | B07828 | NO | [7 empty] | 3 | Pass | null
45849157 | B12311 | B12311 |  |  | BCRS/PCE/J01033/MB3 | 300442754 | Existing | RYB | TMASS-8 | LOOPING | OPEN | OPEN | LINK |  | 11 kV | GAS | 20131101 |  |  |  | F_and_G | INDKOM | 1201215332 |  | ESSO LANGAT JAYA | SUBSTATION | Unknown | NO | NONE | DISTRIBUTION | TNB | CHERAS | NO | 75 | Unknown | Unknown | Unknown | NO |  | LINE |  | 28 |  | 0.63 | 50 | 20 | B12311 | NO | [7 empty] | 3 | Pass | null
45849170 | B12309 | B12309 |  |  | BCRS/PCE/J01033/MB1 | 300344176 | Existing | RYB | TMASS-8 | TMN MAS SEMENTARA C | CLOSED | CLOSED | LINK |  | 11 kV | GAS | 20120807 |  |  | Unknown | F_and_G | INDKOM | 1212308786 |  | ESSO LANGAT JAYA | SUBSTATION | Unknown | NO | NONE | DISTRIBUTION | TNB | CHERAS | NO | 75 | Unknown | Unknown | Unknown | NO |  | LINE |  | 28 |  | 0.63 | 50 | 20 | B12309 | NO | [7 empty] | 3 | Pass | null
45849177 | B11709 | B11709 |  |  | BCRS/PCE/J01033/MB3 | 300442754 | Existing | RYB | MHCR-9 | EXPRESS AUDIO | CLOSED | CLOSED | LINK |  | 11 kV | GAS | 20131101 |  |  | Unknown | F_and_G | INDKOM | 1201215332 |  | ESSO LANGAT JAYA | SUBSTATION | Unknown | NO | NONE | DISTRIBUTION | TNB | CHERAS | NO | 75 | Unknown | Unknown | Unknown | NO |  | LINE |  | 28 |  | 0.63 | 50 | 20 | B11709 | NO | [7 empty] | 3 | Pass | null
45849179 | B12310 | B12310 |  |  | BCRS/PCE/J01033/MB1 | 300344176 | Existing | RYB | TMASS-8 | LOOPING | CLOSED | CLOSED | LINK |  | 11 kV | GAS | 20120807 |  |  | Unknown | F_and_G | INDKOM | 1212308786 |  | ESSO LANGAT JAYA | Unknown | Unknown | NO | NONE | DISTRIBUTION | TNB | CHERAS | NO | 75 | Unknown | Unknown | Unknown | NO |  | LINE |  | 28 |  | 0.63 | 50 | 20 | B12310 | NO | [7 empty] | 3 | Pass | null
45849184 | B11711 | B11711 |  |  | BCRS/PCE/J01033/MB1 | 300344176 | Existing | RYB | TMASS-8 | TMN PERKASA INDAH | CLOSED | CLOSED | LINK |  | 11 kV | GAS | 20120807 |  |  | Unknown |  | INDKOM | 1212308786 |  | ESSO LANGAT JAYA | SUBSTATION | Unknown | NO | NONE | DISTRIBUTION | TNB | CHERAS | NO | 75 | Unknown | Unknown | Unknown | NO |  | LINE |  | 28 |  | 0.63 | 50 | 20 | B11711 | NO | [7 empty] | 3 | Pass | null
45849250 | B02344 | B02344 |  |  | BCRS/PCE/J00103/MB1 | 300431085 | Existing | RYB | TMASS-8 | B02345 KENNEISON BROTHER NO. 2 | CLOSED | CLOSED | LINK |  | 11 kV | GAS | 20001101 |  |  | Unknown | VEI | INDKOM | 25115 |  | KENEISON BROTHERS NO 1 | SUBSTATION | Unknown | NO | NONE | DISTRIBUTION | TNB | CHERAS | NO | 75 |  |  | Unknown | NO |  | LINE |  | 28 |  | 0.63 | 50 | 20 | B02344 | NO | [7 empty] | 3 | Pass | null
45849258 | N/A | B02342 |  |  | BCRS/PCE/J00103/MB1 | 300431085 | Existing | RYB | TMASS-8 | SPARE | OPEN | OPEN | LINK |  | 11 kV | GAS | 20001101 |  |  | Unknown | VEI | INDKOM | 25115 |  | KENEISON BROTHERS NO 1 | SUBSTATION | Unknown | NO | NONE | DISTRIBUTION | TNB | CHERAS | NO | 75 |  |  | Unknown | NO |  | LINE |  | 28 |  | 0.63 | 50 | 20 | N/A | NO | [7 empty] | 3 | Pass | null
46050843 | B07005 | PE TMN SEGAR PERDANA NO 3 | 6825735 | 6825734 | BCRS/PCE/J00428/MB | 300431447 | Existing | RYB | LMAS-10 | B07004 PE TMN SEGAR PERDANA NO 3 | CLOSED | CLOSED | LINK |  | 11 kV | GAS | 20031101 |  |  | Unknown | FALCON BETA | TAMCO | D231781 |  | TMN SEGAR PERDANA NO 4 | SUBSTATION | Unknown | Unknown | Unknown | DISTRIBUTION | TNB | CHERAS | Unknown | 75 |  |  | Unknown | Unknown |  | Unknown |  | 28 |  | 0.63 | 50 | 20 | B07005 | NO |  |  |  |  | 0 | TMN SEGAR PERDANA NO 4 |  | 3 | Pass | null
46050849 | B07008 | PE SEGAR PERDANA COURT PHASE 7B | 6825717 | 6825716 | BCRS/PCE/J00428/MB | 300431447 | Existing | RYB | LMAS-10 | B09166 PE SEGAR PERDANA COURT PHASE 7B | CLOSED | CLOSED | LINK |  | 11 kV | GAS | 20031101 |  |  | Unknown | FALCON BETA | TAMCO | D231781 |  | TMN SEGAR PERDANA NO 4 | SUBSTATION | Unknown | NO | NONE | DISTRIBUTION | TNB | CHERAS | Unknown | 75 |  |  | Unknown | NO |  | Unknown |  | 28 |  | 0.63 | 50 | 20 | B07008 | NO |  |  |  |  | 0 | TMN SEGAR PERDANA NO 4 |  | 3 | Pass | null
46056656 | B02090 | B02091 TMN PUTERI NO.3 |  |  | BCRS/PCE/J00152/MBB02088 | 300005312 | Existing | RYB | LMAS-14 | TMN PUTERI NO3 | CLOSED | CLOSED | LINK |  | 11 kV | GAS | 20001101 |  |  |  | LIG A MURNI | OMAZABAL | LM 187210 | N/A | TMN PUTRI NO 6 | SUBSTATION | Unknown | NO | NONE | DISTRIBUTION | TNB | CHERAS | NO | 75 |  |  | Unknown | NO |  | LINE |  | 28 |  | 0.63 | 50 | 20 | B02090 | NO | N/A | [6 empty] | 3 | Pass | null
46056660 | B02088 | B02087 TMN PUTERI NO2 |  |  | BCRS/PCE/J00152/MBB02088 | 300005312 | Existing | RYB | LMAS-14 | TMN PUTERI NO2 | CLOSED | CLOSED | LINK |  | 11 kV | GAS | 20001101 |  |  |  | LIG A MURNI | OMAZABAL | LM 187210 | N/A | TMN PUTRI NO 6 | SUBSTATION | Unknown | NO | NONE | DISTRIBUTION | TNB | CHERAS | NO | 75 |  |  | Unknown | NO |  | LINE |  | 28 |  | 0.63 | 50 | 20 | B02088 | NO | N/A | [6 empty] | 3 | Pass | null
47823156 | B11870 |  |  |  | BCRS/PCE/J01031/MB3 | 300430842 | Existing | RYB | LMAS-12 |  | OPEN | OPEN | BUSBAR SECTION |  | 11 kV | VACUMM | 20121111 |  |  |  | ITEM | ITEM | 8365 |  | MAKTAB PDRM NO 2 | Unknown | Unknown | NO | NONE | DISTRIBUTION | TNB | CHERAS | NO | 75 |  |  | Unknown | NO |  | LINE |  | 28 |  | 0.63 | 50 | 50 | B11870 | Unknown | [7 empty] | 3 | Pass | null
47857545 | B10680 | B10680 |  |  | BCRS/PCE/J00955/MB | 300319956 | Existing | RYB |  | PE TAMAN PERKASA NO.3 | CLOSED | CLOSED | LINK |  | 11 kV | GAS | 17/08/2009 |  |  | Unknown | TAMCO | TAMCO | B2611064/GRI-21-1B-0111 |  | TMN PERKASA NO 4 | SUBSTATION | Unknown | NO | NONE | DISTRIBUTION | TNB | CHERAS | NO | 75 | Unknown | Unknown | Unknown | NO |  | LINE |  | 28 |  | 20 | 50 | 20 | B10680 | NO | Unknown | [6 empty] | 3 | Pass | null
47857557 | B10678 | B10678 |  |  | BCRS/PCE/J00955/MB | 300319956 | Existing | RYB |  | PE TAMAN PERKASA NO.2 | CLOSED | CLOSED | LINK |  | 11 kV | GAS | 17/08/2009 |  |  |  | TAMCO | TAMCO |  |  | TMN PERKASA NO 4 | SUBSTATION | Unknown | NO | NONE | DISTRIBUTION | TNB | CHERAS | NO | 75 | Unknown | Unknown | Unknown | NO |  | LINE |  | 28 |  | 20 | 50 | 20 | B10678 | NO | Unknown | [6 empty] | 3 | Pass | null
47879476 | B10375 | B10375 |  |  | BCRS/PCE/J00896/MBB10375 |  | Existing | RYB | TMASS-4 | PE TAMAN CHERAS AWANA NO. 4 | CLOSED | CLOSED | LINK |  | 11 kV | GAS |  |  |  | Unknown | TAMCO |  | B2815626 | N/A | RUMAH KEDAI TMN AWANA | SUBSTATION | Unknown | NO | NONE | DISTRIBUTION | TNB | CHERAS | NO | 75 |  |  | Unknown | NO |  | LINE |  | 28 |  | 0.63 | 50 | 20 | B10375 | NO | N/A | [6 empty] | 3 | Pass | null
47879488 | B10373 | B10373 |  |  | BCRS/PCE/J00896/MBB10373 |  | Existing | RYB | TMASS-4 | PE TAMAN CHERAS AWANA NO. 2 | CLOSED | CLOSED | LINK |  | 11 kV | GAS |  |  |  | Unknown | FALCON BETA | TAMCO | B2815626 | N/A | RUMAH KEDAI TMN AWANA | SUBSTATION | Unknown | NO | NONE | DISTRIBUTION | TNB | CHERAS | NO | 75 |  |  | Unknown | NO |  | LINE |  | 28 |  | 0.63 | 50 | 20 | B10373 | NO | N/A | [6 empty] | 3 | Pass | null
47936347 | B04774 | PE ENGTEX METAL SDN BHD |  |  | BCRS/PCE/J00290/MBB04772 | 300010064 | Existing | RYB | TAMI-7 | B01287 PE ENGTEX METAL SDN BHD | CLOSED | CLOSED | LINK |  | 11 kV | GAS | 15/06/2011 |  |  | Unknown | TOPRANK | TOPRANK | ID2L2T AK31 |  | LIN LIN CREAMERIES S/B | SUBSTATION | Unknown | NO | NONE | DISTRIBUTION | TNB | CHERAS | NO | 75 |  |  | Unknown | NO |  | Unknown |  | 28 |  | 0.63 | 50 | 20 | B04774 | NO | [7 empty] | 3 | Pass | null
47936353 | B04772 | PE IVORY ASCENT |  |  | BCRS/PCE/J00290/MBB04772 | 300010064 | Existing | RYB | TAMI-7 | B06382 PE IVORY ASCENT | CLOSED | CLOSED | LINK |  | 11 kV | GAS | 15/06/2011 |  |  | Unknown | TOPRANK | TOPRANK | ID2L2T AK31 |  | LIN LIN CREAMERIES S/B | SUBSTATION | Unknown | NO | NONE | DISTRIBUTION | TNB | CHERAS | NO | 75 |  |  | Unknown | NO |  | Unknown |  | 28 |  | 0.63 | 50 | 20 | B04772 | NO | [7 empty] | 3 | Pass | null
47941991 | B02124 | B02124 |  |  | BCRS/PCE/J00558/MBB02123 | 300268530 | Existing | RYB | TMASS-4 | CHERAS PERMATA NO. 1 | CLOSED | CLOSED | LINK |  | 11 kV | GAS | 19941101 |  |  | Unknown | SCHNEIDER | MERLIN GERIN | 101389797 |  | TMN RASA SELAMAT ( HVD ) | SUBSTATION | Unknown | NO | NONE | DISTRIBUTION | TNB | CHERAS | NO | 75 |  |  | Unknown | NO |  | LINE |  | 28 |  | 0.63 | 50 | 21 | B02124 | NO | [7 empty] | 3 | Pass | null
47942003 | B02123 | B02123 |  |  | BCRS/PCE/J00558/MBB02123 | 300268530 | Existing | RYB | TMASS-4 | CUEPAC NO. 2 | CLOSED | CLOSED | LINK |  | 11 kV | GAS | 19941101 |  |  | Unknown | SCHNEIDER | MERLIN GERIN | 101389797 |  | TMN RASA SELAMAT ( HVD ) | SUBSTATION | Unknown | NO | NONE | DISTRIBUTION | TNB | CHERAS | NO | 75 |  |  | Unknown | NO |  | LINE |  | 28 |  | 0.63 | 50 | 21 | B02123 | NO | [7 empty] | 3 | Pass | null
48106970 | B12344 | PE GOOD VIEW 2 |  |  |  |  | Existing | RYB | MHCR-5 | B13498 PE GOOD VIEW 2 | CLOSED | CLOSED | LINK |  | 11 kV | GAS |  |  |  | Unknown | FALCON BETA | TAMCO | D2137119 | Not applicable | TMN GOOD VIEW | SUBSTATION | Unknown | YES | NONE | DISTRIBUTION | TNB | CHERAS | Unknown | 75 | Unknown | Unknown | Unknown | NO |  | LINE |  | 28 |  | 0.63 | 50 | 20 | B12344 | NO | Not applicable |  |  |  | Unknown |  |  | 3 | Pass | null
48106976 | B12341 | PE TMN SG LONG MAKM |  |  |  |  | Existing | RYB | MHCR-5 | B07061 PE TMN SG LONG MAKM | CLOSED | CLOSED | LINK |  | 11 kV | GAS |  |  |  | Unknown | FALCON BETA | TAMCO | D2137119 | Not applicable | TMN GOOD VIEW | SUBSTATION | Unknown | YES | Unknown | DISTRIBUTION | TNB | CHERAS | Unknown | 75 | Unknown | Unknown | Unknown | NO |  | LINE |  | 28 |  | 0.63 | 50 | 20 | B12341 | NO | Not applicable |  |  | Unknown | Unknown |  |  | 3 | Pass | null
48117152 | SPARE | TIADA LABEL |  |  | BCRS/PCE/J00232/MB | 300005869 | Existing | RYB | MHCR-6 | SPARE | OPEN | OPEN | LINK |  | 11 kV | GAS | 20041101 |  |  |  |  | TAMCO | E230954 |  | LOT 4166 (FONG YAT SIEW) | Unknown | Unknown | YES | Unknown | DISTRIBUTION | TNB | CHERAS | Unknown | Unknown | Unknown | Unknown | Unknown | NO |  | LINE | [5 empty] | 20 | SPARE | NO | Not applicable |  |  | Unknown | Unknown |  |  | 3 | Pass | null
48117391 | B02179 | B02179 |  |  | BCRS/PCE/J00049/MBB02177 | 300004271 | Existing | RYB |  | P/E KG SG SERAI | CLOSED | CLOSED | LINK |  | 11 kV | GAS | 20051101 |  |  |  | MERLIN GERIN | SCHNEIDER | R0610123SF | Not applicable | TMN DESA PELANGI SG SERAI | Unknown | Unknown | YES | Unknown | DISTRIBUTION | TNB | CHERAS | Unknown | 75 | Unknown | Unknown | Unknown | NO |  | LINE |  | 28 |  | 0.63 |  | 20 | B02179 | NO | Not applicable |  |  | Unknown | Unknown |  |  | 3 | Pass | null
48117395 | B02177 | B02177 |  |  | BCRS/PCE/J00049/MBB02177 | 300004271 | Existing | RYB | TMASS-12 | P/E SMK DUSUN NANDING | OPEN | OPEN | LINK |  | 11 kV | GAS | 20051101 |  |  |  | MERLIN GERIN | SCHNEIDER | R0610123SF | Not applicable | TMN DESA PELANGI SG SERAI | Unknown | Unknown | YES | Unknown | DISTRIBUTION | TNB | CHERAS | Unknown | 75 | Unknown | Unknown | Unknown | NO |  | LINE |  | 28 |  | 0.63 | 50 | 20 | B02177 | NO | Not applicable |  |  | Unknown | Unknown |  |  | 3 | Pass | null
50733622 | B12658 | B12657 EXITWAY NO. 2 |  |  |  |  | Existing | RYB | MHCR-3 | B12657 EXITWAY NO 2 | CLOSED | CLOSED | LINK |  | 12 kV | GAS |  |  |  |  | TOSHIBA | TOSHIBA | 1D2L2TB148 |  | EXITWAY NO 1 | SUBSTATION | Unknown | NO | NONE | DISTRIBUTION | TNB | CHERAS | Unknown | 75 |  |  |  | NO |  | LINE |  | 28 |  | 0.63 | 50 | 20 | B12658 | [8 empty] | 3 | Pass | null
50733628 | B12661 | B12013 JLN MAHKOTA RESIDENCE 2 |  |  |  |  | Existing | RYB | MHCR-3 | B12013 JLN MAHKOTA RESIDENCE 2 | CLOSED | CLOSED | LINK |  | 12 kV | GAS |  |  |  |  | TOSHIBA | TOSHIBA | 1D2L2TB148 |  | EXITWAY NO 1 | SUBSTATION | Unknown | NO | NONE | DISTRIBUTION | TNB | CHERAS | Unknown | 75 |  |  |  | NO |  | LINE |  | 28 |  | 0.63 | 50 | 20 | B12661 | NO | [7 empty] | 3 | Pass | null
50735162 | B12654 | B12653 EXITWAY NO. 3 |  |  |  |  | Existing | RYB | MHCR-3 | B12653 EXITWAY NO 3 | CLOSED | CLOSED | LINK |  | 11 kV | GAS |  |  |  |  | TOSHIBA | TOSHIBA | 1D2L2T B1 116 |  | EXITWAY NO 2 | SUBSTATION | Unknown | Unknown | Unknown | DISTRIBUTION | TNB | CHERAS | Unknown | 75 |  |  |  | NO |  | LINE |  | 28 |  | 0.63 | 50 | 20 | B12654 | Unknown | [7 empty] | 3 | Pass | null
50735168 | B12657 | [5 empty] | Existing | RYB | MHCR-3 | B12658 EXITWAY NO 1 | CLOSED | CLOSED | LINK |  | 11 kV | GAS |  |  |  |  | TOSHIBA |  | 1D2L2T B1 116 |  | EXITWAY NO 2 | SUBSTATION | Unknown | NO | NONE | DISTRIBUTION | TNB | CHERAS | Unknown | 75 |  |  |  | NO |  | LINE |  | 28 |  | 0.63 | 50 | 20 | B12657 | Unknown | [7 empty] | 3 | Pass | null
50736341 | B12650 | B12146 MAHKOTA RESIDENCE |  |  |  |  | Existing | RYB | MHCR-3 | B12146 PE MAHKOTA RESIDENCE | CLOSED | CLOSED | LINK |  | 11 kV | GAS |  |  |  |  | TOSHIBA | TOSHIBA | 1D2L+2T B1 117 |  | EXITWAY NO 3 | SUBSTATION | Unknown | Unknown | Unknown | DISTRIBUTION | TNB | CHERAS | Unknown | 75 |  |  |  | Unknown |  | LINE |  | 28 |  | 0.63 | 50 | 20 | B12650 | Unknown | [7 empty] | 3 | Pass | null
50736347 | B12653 | B12654 EXITWAY NO. 2 |  |  |  |  | Existing | RYB | MHCR-3 | B12654 PE EXITWAY NO 2 | CLOSED | CLOSED | LINK |  | 11 kV | GAS |  |  |  |  | TOSHIBA | TOSHIBA | 1D2L+2T B1 117 |  | EXITWAY NO 3 | SUBSTATION | Unknown | Unknown | NONE | DISTRIBUTION | TNB | CHERAS | Unknown | 75 |  |  |  | Unknown |  | LINE |  | 28 |  | 0.63 | 50 | 20 | B12653 | Unknown | [7 empty] | 3 | Pass | null
50746554 | B12584 | [5 empty] | Existing | RYB | MHCR-10 | B07105 PE JLN INANG BMC | CLOSED | CLOSED | LINK |  | 11 kV | GAS |  |  |  | Unknown | INDKOM | F_AND_G | 13102111144 |  | PE PADAT JALAN INANG | SUBSTATION | Unknown | NO | NONE | DISTRIBUTION | TNB | CHERAS | NO | 75 |  |  | Unknown | NO |  | Unknown |  | 28 |  | 0.63 | 20 | 20 | B12584 | NO | [7 empty] | 3 | Pass | null
50746555 | B12582 | [5 empty] | Existing | RYB | MHCR-10 | B06766 PE BMC NO 19 | CLOSED | CLOSED | LINK |  | 11 kV | GAS |  |  |  | Unknown | INDKOM | F_AND_G | 13102111144 |  | PE PADAT JALAN INANG | SUBSTATION | Unknown | NO | NONE | DISTRIBUTION | TNB | CHERAS | NO | 75 |  |  | Unknown | NO |  | Unknown |  | 28 |  | 0.63 | 20 | 20 | B12582 | NO | [7 empty] | 3 | Pass | null
51356668 | [6 empty] | Existing | RYB |  |  | CLOSED | CLOSED | MAIN |  | 33 kV | [9 empty] | PPU BKT BELIMBING | Unknown | Unknown | NO | NONE | DISTRIBUTION | TNB | CHERAS | NO | Unknown |  |  |  | NO | [17 empty] | 6 | Pass | null
51356675 | [6 empty] | Existing | RYB |  |  | CLOSED | CLOSED | MAIN |  | 33 kV | [5 empty] | SIEMENS | SIEMENS |  |  | PPU BKT BELIMBING | Unknown | Unknown | NO | NONE | DISTRIBUTION | TNB | CHERAS | NO | Unknown |  |  |  | NO | [17 empty] | 6 | Pass | null
51356682 | [6 empty] | Existing | RYB |  |  | CLOSED | CLOSED | MAIN |  | 33 kV | [9 empty] | PPU BKT BELIMBING | Unknown | Unknown | NO | NONE | DISTRIBUTION | TNB | CHERAS | NO | Unknown |  |  |  | NO | [17 empty] | 6 | Pass | null
51356742 | [6 empty] | Existing | RYB |  |  | CLOSED | CLOSED | MAIN |  | 33 kV | [9 empty] | PPU BKT BELIMBING | Unknown | Unknown | NO | NONE | DISTRIBUTION | TNB | CHERAS | NO | Unknown |  |  |  | NO | [17 empty] | 6 | Pass | null
51356760 | [6 empty] | Existing | RYB |  |  | CLOSED | CLOSED | MAIN |  | 33 kV | [9 empty] | PPU BKT BELIMBING | Unknown | Unknown | NO | NONE | DISTRIBUTION | TNB | CHERAS | NO | Unknown |  |  |  | NO | [17 empty] | 6 | Pass | null
51356767 | [6 empty] | Existing | RYB |  |  | CLOSED | CLOSED | MAIN |  | 33 kV | [9 empty] | PPU BKT BELIMBING | Unknown | Unknown | NO | NONE | DISTRIBUTION | TNB | CHERAS | NO | Unknown |  |  |  | NO | [17 empty] | 6 | Pass | null
51356827 | [6 empty] | Existing | RYB |  |  | CLOSED | CLOSED | MAIN |  | 33 kV | [9 empty] | PPU BKT BELIMBING | Unknown | Unknown | NO | NONE | DISTRIBUTION | TNB | CHERAS | NO | Unknown |  |  |  | NO | [17 empty] | 6 | Pass | null
51356891 | [6 empty] | Existing | RYB |  |  | CLOSED | CLOSED | MAIN |  | 33 kV | [9 empty] | PPU BKT BELIMBING | Unknown | Unknown | NO | NONE | DISTRIBUTION | TNB | CHERAS | NO | Unknown |  |  |  | NO | [17 empty] | 6 | Pass | null
51356998 | [6 empty] | Existing | RYB |  |  | CLOSED | CLOSED | MAIN |  | 33 kV | [9 empty] | PPU BKT BELIMBING | Unknown | Unknown | NO | NONE | DISTRIBUTION | TNB | CHERAS | NO | Unknown |  |  |  | NO | [17 empty] | 6 | Pass | null
51357010 | [6 empty] | Existing | RYB |  |  | CLOSED | CLOSED | MAIN |  | 33 kV | [9 empty] | PPU BKT BELIMBING | Unknown | Unknown | NO | NONE | DISTRIBUTION | TNB | CHERAS | NO | Unknown |  |  |  | NO | [17 empty] | 6 | Pass | null
51357057 | [6 empty] | Existing | RYB |  |  | CLOSED | CLOSED | MAIN |  | 33 kV | [9 empty] | PPU BKT BELIMBING | Unknown | Unknown | NO | NONE | DISTRIBUTION | TNB | CHERAS | NO | Unknown |  |  |  | NO | [17 empty] | 6 | Pass | null
51357112 | [6 empty] | Existing | RYB |  |  | CLOSED | CLOSED | MAIN |  | 33 kV | [9 empty] | PPU BKT BELIMBING | Unknown | Unknown | NO | NONE | DISTRIBUTION | TNB | CHERAS | NO | Unknown |  |  |  | NO | [17 empty] | 6 | Pass | null
51357135 | [6 empty] | Existing | RYB |  |  | CLOSED | CLOSED | MAIN |  | 33 kV | [9 empty] | PPU BKT BELIMBING | Unknown | Unknown | NO | NONE | DISTRIBUTION | TNB | CHERAS | NO | Unknown |  |  |  | NO | [17 empty] | 6 | Pass | null
51357165 | [6 empty] | Existing | RYB |  |  | OPEN | CLOSED | MAIN |  | 33 kV | [9 empty] | PPU BKT BELIMBING | Unknown | Unknown | NO | NONE | DISTRIBUTION | TNB | CHERAS | NO | Unknown |  |  |  | NO | [17 empty] | 6 | Pass | null
51357211 | [6 empty] | Existing | RYB |  |  | CLOSED | CLOSED | MAIN |  | 33 kV | [9 empty] | PPU BKT BELIMBING | Unknown | Unknown | NO | NONE | DISTRIBUTION | TNB | CHERAS | NO | Unknown |  |  |  | NO | [17 empty] | 6 | Pass | null
51357218 | [6 empty] | Existing | RYB |  |  | CLOSED | CLOSED | MAIN |  | 33 kV | [9 empty] | PPU BKT BELIMBING | Unknown | Unknown | NO | NONE | DISTRIBUTION | TNB | CHERAS | NO | Unknown |  |  |  | NO | [17 empty] | 6 | Pass | null
51357287 | [6 empty] | Existing | RYB |  |  | OPEN | CLOSED | MAIN |  | 33 kV | [9 empty] | PPU BKT BELIMBING | Unknown | Unknown | NO | NONE | DISTRIBUTION | TNB | CHERAS | NO | Unknown |  |  |  | NO | [17 empty] | 6 | Pass | null
51357336 | [6 empty] | Existing | RYB |  |  | CLOSED | CLOSED | MAIN |  | 33 kV | [9 empty] | PPU BKT BELIMBING | Unknown | Unknown | NO | NONE | DISTRIBUTION | TNB | CHERAS | NO | Unknown |  |  |  | NO | [17 empty] | 6 | Pass | null
51357344 | [6 empty] | Existing | RYB |  |  | OPEN | CLOSED | MAIN |  | 33 kV | [9 empty] | PPU BKT BELIMBING | Unknown | Unknown | NO | NONE | DISTRIBUTION | TNB | CHERAS | NO | Unknown |  |  |  | NO | [17 empty] | 6 | Pass | null
51357374 | [6 empty] | Existing | RYB |  |  | CLOSED | CLOSED | MAIN |  | 33 kV | [9 empty] | PPU BKT BELIMBING | Unknown | Unknown | NO | NONE | DISTRIBUTION | TNB | CHERAS | NO | Unknown |  |  |  | NO | [17 empty] | 6 | Pass | null
51357382 | [6 empty] | Existing | RYB |  |  | CLOSED | CLOSED | MAIN |  | 11 kV | [5 empty] | SIEMENS |  |  |  | PPU BKT BELIMBING | Unknown | Unknown | NO | NONE | DISTRIBUTION | TNB | CHERAS | NO | Unknown |  |  |  | NO | [17 empty] | 6 | Pass | null
51357412 | [6 empty] | Existing | RYB |  |  | CLOSED | CLOSED | MAIN |  | 33 kV | [9 empty] | PPU BKT BELIMBING | Unknown | Unknown | NO | NONE | DISTRIBUTION | TNB | CHERAS | NO | Unknown |  |  |  | NO | [17 empty] | 6 | Pass | null
51357479 | [6 empty] | Existing | RYB |  |  | CLOSED | CLOSED | MAIN |  | 33 kV | Unknown |  |  |  | HORIZONTAL | SIEMENS |  |  |  | PPU BKT BELIMBING | Unknown | Unknown | NO | NONE | DISTRIBUTION | TNB | CHERAS | NO | Unknown |  |  |  | NO | [17 empty] | 6 | Pass | null
51357590 | [6 empty] | Existing | RYB |  |  | OPEN | CLOSED | MAIN |  | 33 kV | [9 empty] | PPU BKT BELIMBING | Unknown | Unknown | NO | NONE | DISTRIBUTION | TNB | CHERAS | NO | Unknown |  |  |  | NO | [17 empty] | 6 | Pass | null
51357631 | [6 empty] | Existing | RYB |  |  | OPEN | CLOSED | MAIN |  | 33 kV | [9 empty] | PPU BKT BELIMBING | Unknown | Unknown | NO | NONE | DISTRIBUTION | TNB | CHERAS | NO | Unknown |  |  |  | NO | [17 empty] | 6 | Pass | null
51357663 | [6 empty] | Existing | RYB |  |  | CLOSED | CLOSED | MAIN |  | 33 kV | [9 empty] | PPU BKT BELIMBING | Unknown | Unknown | NO | NONE | DISTRIBUTION | TNB | CHERAS | NO | Unknown |  |  |  | NO | [17 empty] | 6 | Pass | null
51357671 | [6 empty] | Existing | RYB |  |  | CLOSED | CLOSED | MAIN |  | 33 kV | [9 empty] | PPU BKT BELIMBING | Unknown | Unknown | NO | NONE | DISTRIBUTION | TNB | CHERAS | NO | Unknown |  |  |  | NO | [17 empty] | 6 | Pass | null
51357685 | [6 empty] | Existing | RYB |  |  | CLOSED | CLOSED | MAIN |  | 33 kV | Unknown |  |  |  |  | SIEMENS |  |  |  | PPU BKT BELIMBING | Unknown | Unknown | NO | NONE | DISTRIBUTION | TNB | CHERAS | NO | Unknown |  |  |  | NO | [17 empty] | 6 | Pass | null
51357725 | [6 empty] | Existing | RYB |  |  | CLOSED | CLOSED | MAIN |  | 33 kV | [9 empty] | PPU BKT BELIMBING | Unknown | Unknown | NO | NONE | DISTRIBUTION | TNB | CHERAS | NO | Unknown |  |  |  | NO | [17 empty] | 6 | Pass | null
51357741 | [6 empty] | Existing | RYB |  |  | OPEN | CLOSED | MAIN |  | 33 kV | [9 empty] | PPU BKT BELIMBING | Unknown | Unknown | NO | NONE | DISTRIBUTION | TNB | CHERAS | NO | Unknown |  |  |  | NO | [17 empty] | 6 | Pass | null
51357759 | [6 empty] | Existing | RYB |  |  | CLOSED | CLOSED | MAIN |  | 33 kV | [9 empty] | PPU BKT BELIMBING | Unknown | Unknown | NO | NONE | DISTRIBUTION | TNB | CHERAS | NO | Unknown |  |  |  | NO | [17 empty] | 6 | Pass | null
51357771 |  | TSGR2-31 | 16836274 | 16836501 |  |  | Existing | RYB |  | 11KV BUSBAR | CLOSED | CLOSED | MAIN |  | Unknown | Unknown | [5 empty] | Unknown |  |  | PPU BKT BELIMBING | Unknown | Unknown | Unknown | Unknown | DISTRIBUTION | TNB | CHERAS | Unknown | Unknown |  |  |  | Unknown | [17 empty] | 3 | Fail | Please check "Operating Voltage"
51357779 | [6 empty] | Existing | RYB |  |  | CLOSED | CLOSED | MAIN |  | 33 kV | [9 empty] | PPU BKT BELIMBING | Unknown | Unknown | NO | NONE | DISTRIBUTION | TNB | CHERAS | NO | Unknown |  |  |  | NO | [17 empty] | 3 | Pass | null
52094820 | B10105 | PE TAMAN SERI SG. LONG |  |  | BCRS/PCE/J00564/MBB01499 | 300268940 | Existing | RYB | SGLN-9 | B09998 PE PE TAMAN SERI SG. LONG | CLOSED | CLOSED | LINK |  | 11 kV | GAS | 18/07/1998 |  |  | Unknown | F_and_G | TAMCO | 1D2L2T A132 |  | TMN SRI SG LONG NO 2 | SUBSTATION | Unknown | NO | NONE | DISTRIBUTION | TNB | CHERAS | NO | 75 |  |  | Unknown | NO |  | Unknown |  | 28 |  | 0.63 | 50 | 20 | B10105 | NO | [7 empty] | 3 | Pass | null
52094826 | B10107 | PE RUMAH PAM CHERAS PARAS |  |  | BCRS/PCE/J00564/MBB01499 | 300268940 | Existing | RYB | SGLN-9 | B08739 PE RUMAH PAM CHERAS PARAS | CLOSED | CLOSED | LINK |  | 11 kV | GAS | 18/07/1998 |  |  | Unknown | F_and_G | TAMCO | 1D2L2T A132 |  | TMN SRI SG LONG NO 2 | SUBSTATION | Unknown | NO | NONE | DISTRIBUTION | TNB | CHERAS | NO | 75 |  |  | Unknown | NO |  | Unknown |  | 28 |  | 0.63 | 50 | 20 | B10107 | NO | [7 empty] | 3 | Pass | null
52172230 | B01436 | B01435 | 6758859 | 6758858 | BCRS/PCE/J00653/MBB01435 | 300270645 | Existing | RYB | TAMI-3 | PENGGUNA HT (11KV) | CLOSED | CLOSED | LINK |  | 11 kV | GAS | 19911101 |  |  |  | FALCON BETA | VEI | G290473 |  | LIEW YIEK HARDWARE | INTERCONNECT (OTHER UTILITY) | Unknown | Unknown | Unknown | DISTRIBUTION | TNB | CHERAS | Unknown | 75 |  |  | Unknown | Unknown |  | LINE |  | 28 |  | 0.63 | 50 | 20 | B01436 | Unknown |  |  |  |  | 0 | LIEN YAIK HARDWARE SDN BHD |  | 3 | Pass | null
52182262 | B02615 | PE SS MINES WATERFRONT PARK |  |  | BCRS/PCE/J00805/MB1 | 300448350 | Existing | RYB |  | B02643 PE STN SUIS MINES WATERFRONT PARK | CLOSED | CLOSED | LINK |  | 11 kV | GAS | 20101111 |  |  | Unknown | F_and_G | INDKOM | 1212308795 |  | MINES RESORT NO 1 | SUBSTATION | Unknown | NO | NONE | DISTRIBUTION | TNB | CHERAS | NO | 75 |  |  | Unknown | NO |  | Unknown |  | 28 |  | 0.63 | 50 | 20 | B02615 | NO | [5 empty] | MINES RESORT NO.1 |  | 3 | Pass | null
52182263 | B12192 | LOOPING |  |  | BCRS/PCE/J00805/MB1 | 300448350 | Existing | RYB |  | LOOPING | CLOSED | CLOSED | LINK |  | 11 kV | GAS | 20101111 |  |  | Unknown | F_and_G | INDKOM | 1212308795 |  | MINES RESORT NO 1 | INTERCONNECT (OTHER UTILITY) | Unknown | NO | NONE | DISTRIBUTION | TNB | CHERAS | NO | 75 |  |  | Unknown | NO |  | Unknown |  | 28 |  | 0.63 | 50 | 20 | B12192 | NO | [5 empty] | MINES RESORT NO.1 |  | 3 | Pass | null
52182265 | B02613 | PE MINES RESORT NO.2 |  |  | BCRS/PCE/J00805/MB3 | 300448351 | Existing | RYB |  | B02617 PE MINES RESORT NO.2 | CLOSED | CLOSED | LINK |  | 11 kV | GAS | 20121111 |  |  | Unknown | FALCON BETA | TAMCO | E2122098 |  | MINES RESORT NO 1 | SUBSTATION | Unknown | NO | NONE | DISTRIBUTION | TNB | CHERAS | NO | 75 |  |  | Unknown | NO |  | Unknown |  | 28 |  | 0.63 | 50 | 20 | B02613 | NO | [5 empty] | MINES RESORT NO.1 |  | 3 | Pass | null
52182273 | B12191 | LOOPING |  |  | BCRS/PCE/J00805/MB3 | 300448351 | Existing | RYB |  | LOOPING | CLOSED | CLOSED | LINK |  | 11 kV | GAS | 20121111 |  |  | Unknown | FALCON BETA | TAMCO | E2122098 |  | MINES RESORT NO 1 | INTERCONNECT (OTHER UTILITY) | Unknown | NO | NONE | DISTRIBUTION | TNB | CHERAS | NO | 75 |  |  | Unknown | NO |  | Unknown |  | 28 |  | 0.63 | 50 | 20 | B12191 | NO | [5 empty] | MINES RESORT NO.1 |  | 3 | Pass | null
52182298 | B02612 | PPU MINES CB NO.10 |  |  | BCRS/PCE/J00805/MB3 | 300448351 | Existing | RYB |  | PPU MINES CB NO.10 | CLOSED | CLOSED | LINK |  | 11 kV | GAS | 20121111 |  |  | Unknown | FALCON BETA | TAMCO | E2122098 |  | MINES RESORT NO 1 | SUBSTATION | Unknown | NO | NONE | DISTRIBUTION | TNB | CHERAS | NO | 75 |  |  | Unknown | NO |  | Unknown |  | 28 |  | 0.63 | 50 | 20 | B02612 | NO | [5 empty] | MINES RESORT NO.1 |  | 3 | Pass | null
52182301 | B02614 | PE COUNTRY HEIGHT PARADE NO.3 |  |  | BCRS/PCE/J00805/MB1 | 300448350 | Existing | RYB |  | B02624 PE COUNTRY HEIGHT PARADE NO.3 | CLOSED | CLOSED | LINK |  | 11 kV | GAS | 20101111 |  |  | Unknown | F_and_G | INDKOM | 1212308795 |  | MINES RESORT NO 1 | SUBSTATION | Unknown | NO | NONE | DISTRIBUTION | TNB | CHERAS | NO | 75 |  |  | Unknown | NO |  | Unknown |  | 28 |  | 0.63 | 50 | 20 | B02614 | NO | [5 empty] | MINES RESORT NO.1 |  | 3 | Pass | null
52184997 | B01414 | PE BINTANG PELANTAR (M) S\B |  |  | BCRS/PCE/J00338/MB | 300010375 | Existing | RYB | CJYA-9 | B01413 PE BINTANG PELANTAR (M) S\B | CLOSED | CLOSED | LINK |  | 11 kV | GAS | 20061101 |  |  | Unknown | FALCON BETA | TAMCO | B259038 |  | GRANITE TILES (M) SB | SUBSTATION | Unknown | NO | NONE | DISTRIBUTION | TNB | CHERAS | NO | 75 |  |  | Unknown | NO |  | Unknown |  | 28 |  | 0.63 | 50 | 20 | B01414 | NO | [7 empty] | 3 | Pass | null
52185009 | B01416 | PMU CJYA 9 |  |  | BCRS/PCE/J00338/MB | 300010375 | Existing | RYB | CJYA-9 | PMU CJYA 9 | CLOSED | CLOSED | LINK |  | 11 kV | GAS | 20061101 |  |  | Unknown | FALCON BETA | TAMCO | B259038 |  | GRANITE TILES (M) SB | SUBSTATION | Unknown | NO | NONE | DISTRIBUTION | TNB | CHERAS | NO | 75 |  |  | Unknown | NO |  | Unknown |  | 28 |  | 0.63 | 50 | 20 | B01416 | NO | [7 empty] | 3 | Pass | null
53610602 | B01737 | B01736 PE FLAT DAMAI JAYA CHERAS |  |  | BCRS/PCE/J00242/MB | 300005931 | Existing | RYB | LMAS-4 | B01736 PE FLAT DAMAI JAYA CHERAS | CLOSED | CLOSED | LINK |  | 11 kV | GAS | 19961111 |  |  | Unknown | FALCON BETA | TAMCO | B2106189 |  | TMN PUTERI JAYA NO 1 | SUBSTATION | Unknown | NO | NONE | DISTRIBUTION | TNB | CHERAS | NO | 75 |  |  | Unknown | NO |  | Unknown |  | 28 |  | 0.63 | 50 | 20 | B01737 | NO | [5 empty] | TAMAN PUTERI JAYA NO 1 |  | 3 | Pass | null
53610608 | B01739 | PPU LAGENDA MAS CB 4 |  |  | BCRS/PCE/J00242/MB | 300005931 | Existing | RYB | LMAS-4 | PPU LAGENDA MAS CB 4 | CLOSED | CLOSED | LINK |  | 11 kV | GAS | 19961111 |  |  | Unknown | FALCON BETA | TAMCO | B2106189 |  | TMN PUTERI JAYA NO 1 | SUBSTATION | Unknown | NO | NONE | DISTRIBUTION | TNB | CHERAS | NO | 75 |  |  | Unknown | NO |  | Unknown |  | 28 |  | 0.63 | 50 | 20 | B01739 | NO | [5 empty] | TAMAN PUTERI JAYA NO 1 |  | 3 | Pass | null
53988465 | B11745 | PE DATARAN C180 NO 2 |  |  | BCRS/PCE/J01056/MB | 300380932 | Existing | RYB | JUBA-9 | B11738 PE DATARAN C180 NO 2 | CLOSED | CLOSED | LINK |  | 11 kV | GAS | 16/12/2011 |  |  | Unknown | F_and_G | INDKOM | 1205327204 |  | DATARAN C180 NO 3 | SUBSTATION | Unknown | NO | NONE | DISTRIBUTION | TNB | CHERAS | NO | 75 |  |  | Unknown | NO |  | Unknown |  | 28 |  | 0.63 | 50 | 20 | B11745 | NO | [5 empty] | DATARAN C180 |  | 3 | Pass | null
53988470 | B11742 | PPU JUBA CB9 |  |  | BCRS/PCE/J01056/MB | 300380932 | Existing | RYB | JUBA-9 | PPU JUBA CB9 | CLOSED | CLOSED | LINK |  | 11 kV | GAS | 16/12/2011 |  |  | Unknown | F_and_G | INDKOM | 1205327204 |  | DATARAN C180 NO 3 | SUBSTATION | Unknown | NO | NONE | DISTRIBUTION | TNB | CHERAS | NO | 75 |  |  | Unknown | NO |  | Unknown |  | 28 |  | 0.63 | 50 | 20 | B11742 | NO | [7 empty] | 3 | Pass | null
53988475 | B12751 | SPARE |  |  | BCRS/PCE/J01056/MB | 300380932 | Existing | RYB | JUBA-9 | SPARE | CLOSED | CLOSED | LINK |  | 11 kV | GAS | 16/12/2011 |  |  | Unknown | F_and_G | INDKOM | 1205327204 |  | DATARAN C180 NO 3 | SUBSTATION | Unknown | NO | NONE | DISTRIBUTION | TNB | CHERAS | NO | 75 |  |  | Unknown | NO |  | Unknown |  | 28 |  | 0.63 | 50 | 20 | B12751 | NO | [7 empty] | 3 | Pass | null
53988510 | B11738 | PE DATARAN C180 NO 3 |  |  | BCRS/PCE/J01061/MB | 300387130 | Existing | RYB | JUBA-9 | B11745 PE DATARAN C180 NO 3 | OPEN | OPEN | LINK |  | 11 kV | GAS | 16/12/2011 |  |  | Unknown | F_and_G | INDKOM | 1207327475 |  | DATARAN C180 NO 2 | SUBSTATION | Unknown | NO | NONE | DISTRIBUTION | TNB | CHERAS | NO | 75 |  |  | Unknown | NO |  | Unknown |  | 28 |  | 0.63 | 50 | 20 | B11738 | NO | [7 empty] | 3 | Pass | null
53988515 | B11741 | PE DATARAN C180 NO 1 |  |  | BCRS/PCE/J01061/MB | 300387130 | Existing | RYB | JUBA-4 | B11705 PE DATARAN C180 NO 1 | CLOSED | CLOSED | LINK |  | 11 kV | GAS | 16/12/2011 |  |  | Unknown | F_and_G | INDKOM | 1207327475 |  | DATARAN C180 NO 2 | SUBSTATION | Unknown | NO | NONE | DISTRIBUTION | TNB | CHERAS | NO | 75 |  |  | Unknown | NO |  | Unknown |  | 28 |  | 0.63 | 50 | 20 | B11741 | NO | [7 empty] | 3 | Pass | null
53988520 | B12750 | SPARE |  |  | BCRS/PCE/J01061/MB | 300387130 | Existing | RYB | JUBA-4 | B01647 PE CHERAS PERDANA NO3 | CLOSED | CLOSED | LINK |  | 11 kV | GAS | 16/12/2011 |  |  | Unknown | F_and_G | INDKOM | 1207327475 |  | DATARAN C180 NO 2 | SUBSTATION | Unknown | NO | NONE | DISTRIBUTION | TNB | CHERAS | NO | 75 |  |  | Unknown | NO |  | Unknown |  | 28 |  | 0.63 | 50 | 20 | B12750 | NO | [7 empty] | 3 | Pass | null
54284750 | B05520 | B01776 | 6824968 | 6824967 | BCRS/PCE/J00236/MBB01776 | 300005889 | Existing | RYB | BTHO-1 | B01775 SHAH JAYA | CLOSED | CLOSED | LINK |  | 11 kV | OIL | 19901101 |  |  | Unknown | TOPRANK | TOPRANK | OD3L1T AK26 | Not applicable | SG WAY QUARRY IND SB | CUSTOMER | Unknown | YES | Unknown | DISTRIBUTION | TNB | CHERAS | Unknown | 75 | Unknown | Unknown | Unknown | NO |  | LINE |  | 28 |  | 0.63 | 50 | 20 | B05520 | NO | Not applicable |  |  | Unknown | Unknown | SG WAY QUARRY KAJANG |  | 3 | Pass | null
54589622 | B06820 | B06820 | 6789712 | 6789711 | BCRS/PCE/J00180/MBB06818 | 300005505 | Existing | RYB | BTHO-9 | B01713 BTHO NO.6 | OPEN | OPEN | LINK |  | 11 kV | GAS | 20021101 |  |  |  | FALCON BETA | TAMCO | E220497 | N/A | DESA WANGSA BTHO | SUBSTATION | Unknown | Unknown | Unknown | DISTRIBUTION | TNB | CHERAS | Unknown | 75 |  |  | Unknown | Unknown |  | LINE |  | 28 |  | 0.63 | 50 | 20 | B06820 | NO | N/A |  |  |  | 0 | DESA WANGSA |  | 3 | Pass | null
55087735 | B13924 | [5 empty] | Existing | RYB |  |  | CLOSED | CLOSED | LINK |  | 11 kV | GAS |  |  |  |  | INDKOM | INDKOM | 15022114409DE |  | PE PDT SENJA NO 1 | Unknown | Unknown | Unknown | NONE | DISTRIBUTION | TNB | CHERAS | NO | 75 |  |  |  | Unknown |  | LINE |  | 28 |  | 0.63 | 50 | 20 | B13924 | NO | [7 empty] | 3 | Pass | null
55087736 | B13922 | [5 empty] | Existing | RYB |  |  | CLOSED | CLOSED | LINK |  | 11 kV | GAS |  |  |  |  | INDKOM |  | 15022114409DE |  | PE PDT SENJA NO 1 | Unknown | Unknown | Unknown | NONE | DISTRIBUTION | TNB | CHERAS | NO | 75 |  |  |  | Unknown |  | LINE |  | 28 |  | 0.63 | 50 | 20 | B13922 | NO | [7 empty] | 3 | Pass | null
55221453 | B01302 | PE VALIAND RUBBER | 6841029 | 6841028 | BCRS/PCE/J00207/MBB01299 | 300005700 | Existing | RYB | PBEL(P)-6 | B01303 PE VALIAND RUBBER | OPEN | OPEN | LINK |  | 11 kV | GAS | 19901101 |  |  | Unknown | MERLIN GERIN | MERLIN GERIN | N/A |  | FURNIWEB | SUBSTATION | Unknown | Unknown | Unknown | DISTRIBUTION | TNB | CHERAS | Unknown | 75 |  |  | Unknown | Unknown |  | Unknown |  | 28 |  | 0.63 | 50 | 20 | B01302 | Unknown |  |  |  |  | 0 | FURNIWEB |  | 3 | Pass | null
55221455 | B01299 | SPARE | 6841034 | 6841033 | BCRS/PCE/J00207/MBB01299 | 300005700 | Existing | RYB |  | B01298 RSD | OPEN | OPEN | LINK |  | 11 kV | GAS | 19901101 |  |  | Unknown | MERLIN GERIN | MERLIN GERIN | N/A |  | FURNIWEB | SUBSTATION | Unknown | Unknown | Unknown | DISTRIBUTION | TNB | CHERAS | Unknown | 75 |  |  | Unknown | Unknown |  | Unknown |  | 28 |  | 0.63 | 50 | 20 | B01299 | Unknown |  |  |  |  | 0 | FURNIWEB |  | 3 | Pass | null
55221458 | B01301 | PE MAURI FERMENTATION |  | 6841038 | BCRS/PCE/J00207/MBB01299 | 300005700 | Existing | RYB |  | B01309 PE MAURI FERMENTATION | CLOSED | CLOSED | LINK |  | 11 kV | GAS | 19901101 |  |  | Unknown | MERLIN GERIN | MERLIN GERIN | N/A |  | FURNIWEB | SUBSTATION | Unknown | Unknown | Unknown | DISTRIBUTION | TNB | CHERAS | Unknown | 75 |  |  | Unknown | Unknown |  |  |  | 28 |  | 0.63 | 50 | 20 | B01301 | Unknown |  |  |  |  | 0 | FURNIWEB |  | 3 | Pass | null
55590130 | B10707 | B10707 |  |  | BCRS/PCE/J00932/MB | 300430837 | Existing | RYB | BTHO-11 | B13919 PE TOWN PARK 5 NO.1 | OPEN | OPEN | LINK |  | 11 kV | GAS | 20101101 |  |  | Unknown | FALCON BETA | TAMCO | G280272 | N/A | CAREFOUR BTHO | SUBSTATION | Unknown | NO | NONE | DISTRIBUTION | TNB | CHERAS | NO | 75 |  |  | Unknown | NO |  | LINE |  | 28 |  | 0.63 | 50 | 20 | B10707 | NO | N/A | [6 empty] | 3 | Pass | null
55590140 | B10705 | B10705 |  |  | BCRS/PCE/J00932/MB | 300430837 | Existing | RYB | BTHO-11 | PPU BTHO FDR 11 | CLOSED | CLOSED | LINK |  | 11 kV | GAS | 20101101 |  |  | Unknown | FALCON BETA | TAMCO | G280272 | N/A | CAREFOUR BTHO | SUBSTATION | Unknown | NO | NONE | DISTRIBUTION | TNB | CHERAS | NO | 75 |  |  | Unknown | NO |  | LINE |  | 28 |  | 0.63 | 50 | 20 | B10705 | NO | N/A | [6 empty] | 3 | Pass | null
55590141 | B10706 | B10706 |  |  | BCRS/PCE/J00932/MB | 300430837 | Existing | RYB | BTHO-11 | PENGGUNA HT | CLOSED | CLOSED | LINK |  | 11 kV | GAS | 20101101 |  |  | Unknown | FALCON BETA | TAMCO | G280272 | N/A | CAREFOUR BTHO | SUBSTATION | Unknown | NO | NONE | DISTRIBUTION | TNB | CHERAS | NO | 75 |  |  | Unknown | NO |  | LINE |  | 28 |  | 0.63 | 50 | 20 | B10706 | NO | N/A | [6 empty] | 3 | Pass | null
55624480 | B02072 | B02072 |  |  | BCRS/PCE/J00145/MB1 | 300005268 | Existing | RYB |  |  | CLOSED | CLOSED | LINK |  | 11 kV | GAS | 19911101 |  |  | HORIZONTAL | F_and_G | INDKOM | 10145765 |  | TMN CHERAS PERMAI | Unknown | Unknown | NO | NONE | DISTRIBUTION | TNB | CHERAS | NO | 75 |  |  |  | NO |  | LINE |  | 28 |  | 0.63 | 50 | 20 | B02072 | NO | [7 empty] | 3 | Pass | null
55624484 | B02070 | B02072 |  |  | BCRS/PCE/J00145/MB1 | 300005268 | Existing | RYB |  | TMN CHERAS INTAN | CLOSED | CLOSED | LINK |  | 11 kV | GAS | 19911101 |  |  |  | F_and_G | INDKOM | 10145765 |  | TMN CHERAS PERMAI | Unknown | Unknown | NO | NONE | DISTRIBUTION | TNB | CHERAS | NO | 75 |  |  |  | NO |  | LINE |  | 28 |  | 0.63 | 50 | 20 | B02070 | NO | [7 empty] | 3 | Pass | null
55809133 | B12585 | PE JALAN DESA BUDIMAN NO 2 |  |  |  |  | Existing | RYB | SGLN-7 | B11560 PE JALAN DESA BUDIMAN NO 2 | CLOSED | CLOSED | LINK |  | 11 kV | GAS |  |  |  | Unknown | ABB | ABB | 500711386/16001-01 |  | JLN DB 6/4 | SUBSTATION | Unknown | NO | NONE | DISTRIBUTION | TNB | CHERAS | NO | 75 |  |  | Unknown | NO |  | Unknown |  | 28 |  | 0.63 | 50 | 20 | B12585 | NO | [7 empty] | 3 | Pass | null
55809137 | B12586 | PE JLN DB 5/1 |  |  |  |  | Existing | RYB | SGLN-7 | B12135 PE JLN DB 5/1 | CLOSED | CLOSED | LINK |  | 11 kV | GAS |  |  |  | Unknown | ABB | ABB | 500711386/16001-01 |  | JLN DB 6/4 | SUBSTATION | Unknown | NO | NONE | DISTRIBUTION | TNB | CHERAS | NO | 75 |  |  | Unknown | NO |  | Unknown |  | 28 |  | 0.63 | 50 | 20 | B12586 | NO | [7 empty] | 3 | Pass | null
55852058 | B01736 | PE TAMAN PUTERI JAYA NO 1 |  |  | BCRS/PCE/J00243/MB | 300005940 | Existing | RYB | LMAS-4 | B01737 PE TAMAN PUTERI JAYA NO 1 | CLOSED | CLOSED | LINK |  | 11 kV | GAS | 20121111 |  |  | Unknown | F_and_G | INDKOM | 1203216478 |  | FLAT DAMAI JAYA | SUBSTATION | Unknown | NO | NONE | DISTRIBUTION | TNB | CHERAS | NO | 75 |  |  | Unknown | NO |  | Unknown |  | 28 |  | 0.63 | 50 | 20 | B01736 | NO | [7 empty] | 3 | Pass | null
55852059 | B01734 | PE PUSAT KEBUDAYAAN |  |  | BCRS/PCE/J00243/MB | 300005940 | Existing | RYB | LMAS-4 | B01733 PE PUSAT KEBUDAYAAN | CLOSED | CLOSED | LINK |  | 11 kV | GAS | 20121111 |  |  | Unknown | F_and_G | INDKOM | 1203216478 |  | FLAT DAMAI JAYA | SUBSTATION | Unknown | NO | NONE | DISTRIBUTION | TNB | CHERAS | NO | 75 |  |  | Unknown | NO |  | Unknown |  | 28 |  | 0.63 | 50 | 20 | B01734 | NO | [7 empty] | 3 | Pass | null
55869323 | B02129 | PE TMN CUEPACS NO 2 |  |  | BCRS/PCE/J00019/MBB02129 | 300004129 | Existing | RYB | TMASS-4 | B02121 PE TMN CUEPACS NO 2 | CLOSED | CLOSED | LINK |  | 11 kV | GAS | 19821101 |  |  | Unknown | FALCON BETA | INDKOM | B21224359 |  | TMN CHERAS PERMATA NO 2 | SUBSTATION | Unknown | NO | NONE | DISTRIBUTION | TNB | CHERAS | NO | 75 |  |  | Unknown | NO |  | Unknown |  | 28 |  | 0.63 | 50 | 20 | B02129 | NO | [7 empty] | 3 | Pass | null
55869335 | B02132 | PE PANGSAPURI PERMATA |  |  | BCRS/PCE/J00019/MBB02129 | 300004129 | Existing | RYB | TMASS-4 | B00630 PE PANGSAPURI PERMATA | CLOSED | CLOSED | LINK |  | 11 kV | GAS | 19821101 |  |  | Unknown | FALCON BETA | INDKOM | B21224359 |  | TMN CHERAS PERMATA NO 2 | SUBSTATION | Unknown | NO | NONE | DISTRIBUTION | TNB | CHERAS | NO | 75 |  |  | Unknown | NO |  | Unknown |  | 28 |  | 0.63 | 50 | 20 | B02132 | NO | [7 empty] | 3 | Pass | null
56303010 | B13913 | [5 empty] | Existing | RYB |  | B01505 PE SIA CHIN AIK | CLOSED | CLOSED | LINK |  | 11 kV | GAS |  |  |  |  | TOSHIBA | TOSHIBA | ID2L1TBH48 |  | PE PDT LUTHERN CHURCH | SUBSTATION | Unknown | NO | NONE | DISTRIBUTION | TNB | CHERAS | NO | 75 |  |  | Unknown | NO |  |  |  | 28 |  |  | 50 | 20000 | B13913 | NO | [7 empty] | 3 | Pass | null
56303011 | B13914 | [5 empty] | Existing | RYB |  | B01504 PE TAMAN INDAH NO. 2 | CLOSED | CLOSED | LINK |  | 11 kV | GAS |  |  |  |  | TOSHIBA | TOSHIBA | ID2L1TBH48 |  | PE PDT LUTHERN CHURCH | SUBSTATION | Unknown | NO | NONE | DISTRIBUTION | TNB | CHERAS | NO | 75 |  |  | Unknown | NO |  |  |  | 28 |  | 20 | 50 | 20 | B13914 | NO | [7 empty] | 3 | Pass | null
56556274 | B13117 | B13117 |  |  | BCRS/PCE/J01159/MB1 | 310523199 | Existing | RYB |  | B02837 TS MFKS | CLOSED | CLOSED | LINK |  | 11 kV | GAS |  |  |  |  | LUCY | W. LUCY LTD & CO. LTD | SFA0006429 | N/A | LOT 72887 TS WONG | SUBSTATION | Unknown | NO | NONE | DISTRIBUTION | TNB | CHERAS | NO | 75 |  |  | Unknown | NO |  | LINE |  | 28 |  | 0.63 | 50 | 20 | B13117 | NO | N/A | [6 empty] | 3 | Pass | null
56556286 | B13116 | B13116 |  |  | BCRS/PCE/J01159/MB1 | 310523199 | Existing | RYB |  | B02836 PE WING LOONG | CLOSED | CLOSED | LINK |  | 11 kV | GAS |  |  |  |  | LUCY | W. LUCY LTD & CO. LTD | SFA0006429 | N/A | LOT 72887 TS WONG | SUBSTATION | Unknown | NO | NONE | DISTRIBUTION | TNB | CHERAS | NO | 75 |  |  | Unknown | NO |  | LINE |  | 28 |  | 0.63 | 50 | 20 | B13116 | NO | N/A | [6 empty] | 3 | Pass | null
56560598 | B13464 | B13464 |  |  |  |  | Existing | RYB | MHCR-1 | B11687 TMN SINAR MAHKOTA | CLOSED | CLOSED | LINK |  | 11 kV | GAS |  |  |  | Unknown | INDKOM | INDKOM | 14052112570 | N/A | PE PADAT SUNSTONE NO 1 | SUBSTATION | Unknown | NO | NONE | DISTRIBUTION | TNB | CHERAS | NO | 75 |  |  | Unknown | NO |  | LINE |  | 28 |  | 0.63 | 50 | 20 | B13464 | NO | N/A | [6 empty] | 3 | Pass | null
56560599 | B13462 | B13462 |  |  |  |  | Existing | RYB | MHCR-1 | B13461 PDT SUNSTONE NO 2 | CLOSED | CLOSED | LINK |  | 11 kV | GAS |  |  |  | Unknown | INDKOM | INDKOM | 14052112570 | N/A | PE PADAT SUNSTONE NO 1 | SUBSTATION | Unknown | NO | NONE | DISTRIBUTION | TNB | CHERAS | NO | 75 |  |  | Unknown | NO |  | LINE |  | 28 |  | 0.63 | 50 | 20 | B13462 | NO | [7 empty] | 3 | Pass | null
56719473 | B13123 | PPU JUSCO BALAKONG CB 13 |  |  |  |  | Existing | RYB | JUBA-13 | PPU TAMAN SUTERA CB 9 | CLOSED | CLOSED | LINK |  | 11 kV | GAS |  |  |  | Unknown | TOSHIBA | TOSHIBA | 1D2L2T B1 183 |  | GIANT VOICE SEMI-D | SUBSTATION | Unknown | NO | NONE | DISTRIBUTION | TNB | CHERAS | NO | 75 |  |  | Unknown | NO |  | Unknown |  | 28 |  | 0.63 | 50 | 20 | B13123 | NO | [7 empty] | 3 | Pass | null
56719479 | B13126 | PE DENSHI MARUWA |  |  |  |  | Existing | RYB | JUBA-13 | B04210 PE DENSHI MARUWA | CLOSED | CLOSED | LINK |  | 11 kV | GAS |  |  |  | Unknown | TOSHIBA | TOSHIBA | 1D2L2T B1 183 |  | GIANT VOICE SEMI-D | SUBSTATION | Unknown | NO | NONE | DISTRIBUTION | TNB | CHERAS | NO | 75 |  |  | Unknown | NO |  | Unknown |  | 28 |  | 0.63 | 50 | 20 | B13126 | NO | [7 empty] | 3 | Pass | null
56728066 | B13297 | B13297 |  |  |  |  | Existing | RYB | JUBA-3 | B08321 PE JLN SUTERA 2/5 TMN SUTERA | CLOSED | CLOSED | LINK |  | 11 kV | GAS |  |  |  | Unknown | F_and_G | INDKOM | 13122211421 |  | JLN SR 3/4 | SUBSTATION | Unknown | NO | NONE | DISTRIBUTION | TNB | CHERAS | NO | 75 |  |  | Unknown | NO |  | LINE |  | 28 |  | 0.63 | 50 | 20 | B13297 | NO | [7 empty] | 3 | Pass | null
56728070 | B13296 | B13296 |  |  |  |  | Existing | RYB | JUBA-3 | B10769 PE RUMAH 2 TINGKAT PHASE 4 | CLOSED | CLOSED | LINK |  | 11 kV | GAS |  |  |  | Unknown | F_and_G | INDKOM | 13122211421 |  | JLN SR 3/4 | SUBSTATION | Unknown | NO | NONE | DISTRIBUTION | TNB | CHERAS | NO | 75 |  |  | Unknown | NO |  | LINE |  | 28 |  | 0.63 | 50 | 20 | B13296 | NO | [7 empty] | 3 | Pass | null
56732343 | B13292 | PE DAIREN DEVE SDN BHD NO.2 |  |  |  |  | Existing | RYB | PBEL(P)-5 | B13524 PE AMAZON KPB 3 NO.2 | CLOSED | CLOSED | LINK |  | 11 kV | GAS |  |  |  | Unknown | INDKOM | INDKOM | 14062212736DE |  | PE AMAZON KPB 3 NO 1 | SUBSTATION | Unknown | NO | NONE | DISTRIBUTION | TNB | CHERAS | NO | 75 |  |  | Unknown | NO |  | Unknown |  | 28 |  | 20 | 50 | 20 | B13292 | NO | [7 empty] | 3 | Pass | null
56732347 | B13289 | PE WAISUN CONFECTIONERY SDN BHD |  |  |  |  | Existing | RYB | PBEL(P)-5 | B09079 PE WAISUN CONFECTIONERY SDN BHD | CLOSED | CLOSED | LINK |  | 11 kV | GAS |  |  |  | Unknown | INDKOM | INDKOM | 14062212736DE |  | PE AMAZON KPB 3 NO 1 | SUBSTATION | Unknown | NO | NONE | DISTRIBUTION | TNB | CHERAS | NO | 75 |  |  | Unknown | NO |  | Unknown |  | 28 |  | 20 |  | 20 | B13289 | NO | [7 empty] | 3 | Pass | null
56745212 | B08323 | PE PADAT (COMPACT) SERDANG |  |  | BCRS/PCE/J00968/MB | 300319927 | Existing | RYB | BLKG-2 | B00858 PE PADAT (COMPACT) SERDANG | CLOSED | CLOSED | LINK |  | 11 kV | GAS | 20051111 |  |  | Unknown | F_and_G | TOPRANK | 14062212741DE |  | RAKR TMN SURIA DESA SERDANG | SUBSTATION | Unknown | NO | NONE | DISTRIBUTION | TNB | CHERAS | NO | 75 |  |  | Unknown | NO |  | Unknown |  | 28 |  | 0.63 | 50 | 20 | B08323 | NO | [7 empty] | 3 | Pass | null
56745216 | B08325 | PE COMPACT KG SETIA SERDANG LAMA |  |  | BCRS/PCE/J00968/MB | 300319927 | Existing | RYB | BLKG-2 | B00857 PE COMPACT KG SETIA SERDANG LAMA | CLOSED | CLOSED | LINK |  | 11 kV | GAS | 20051111 |  |  | Unknown | INDKOM | TOPRANK | 14062212741DE |  | RAKR TMN SURIA DESA SERDANG | SUBSTATION | Unknown | NO | NONE | DISTRIBUTION | TNB | CHERAS | NO | 75 |  |  | Unknown | NO |  | Unknown |  | 28 |  | 0.63 | 50 | 20 | B08325 | NO | [7 empty] | 3 | Pass | null
56818208 | B13133 | B13133 |  |  | BCRS/PCE/J01181/MB1 | 310523202 | Existing | RYB |  | B02220 CG MEDICAL | CLOSED | CLOSED | LINK |  | 11 kV | GAS |  |  |  |  | INDKOM | INDKOM | 14062212723DE | N/A | PE GRAND INCOME SDN BHD | SUBSTATION | Unknown | NO | NONE | DISTRIBUTION | TNB | CHERAS | NO | 75 |  |  | Unknown | NO |  | LINE |  | 28 |  | 0.63 | 50 | 20 | B13133 | NO | N/A | [6 empty] | 3 | Pass | null
56818212 | B13130 | B13130 |  |  | BCRS/PCE/J01181/MB1 | 310523202 | Existing | RYB |  | B14395 PE PDT KAMPUNG SG TEKALI | CLOSED | CLOSED | LINK |  | 11 kV | GAS |  |  |  |  | INDKOM | INDKOM | 14062212723DE | N/A | PE GRAND INCOME SDN BHD | SUBSTATION | Unknown | NO | NONE | DISTRIBUTION | TNB | CHERAS | NO | 75 |  |  | Unknown | NO |  | LINE |  | 28 |  | 0.63 | 50 | 20 | B13130 | NO | N/A | [6 empty] | 3 | Pass | null
56826826 | B13154 | PE ONE INDUSTRIAL PARK NO.2 |  |  |  |  | Existing | RYB | TAMI-3 | B13155 PE ONE INDUSTRIAL PARK NO.2 | CLOSED | CLOSED | LINK |  | 11 kV | GAS |  |  |  | Unknown | LUCY | Unknown | SF00090846 |  | ONE INDUSTRIAL PARK NO 1 | SUBSTATION | Unknown | NO | NONE | DISTRIBUTION | TNB | CHERAS | NO | 75 |  |  | Unknown | NO |  | Unknown |  | 28 |  | 0.63 | 50 | 20 | B13154 | NO | [7 empty] | 3 | Pass | null
56826838 | B13152 | PE GUPPY PLASTIC KARUNMAS |  |  |  |  | Existing | RYB | TAMI-3 | B12361 PE GUPPY PLASTIC KARUNMAS | CLOSED | CLOSED | LINK |  | 11 kV | GAS |  |  |  | Unknown | LUCY | Unknown | SF00090846 |  | ONE INDUSTRIAL PARK NO 1 | SUBSTATION | Unknown | NO | NONE | DISTRIBUTION | TNB | CHERAS | NO | 75 |  |  | Unknown | NO |  | Unknown |  | 28 |  | 0.63 | 50 | 20 | B13152 | NO | [7 empty] | 3 | Pass | null
56827512 | B13155 | PE ONE INDUSTRIAL PARK, BALAKONG |  |  |  |  | Existing | RYB | TAMI-3 | B13154 PE ONE INDUSTRIAL PARK, BALAKONG | CLOSED | CLOSED | LINK |  | 11 kV | GAS |  |  |  | Unknown | LUCY | Unknown | SF00089684 |  | ONE INDUSTRIAL PARK NO 2 | SUBSTATION | Unknown | NO | NONE | DISTRIBUTION | TNB | CHERAS | NO | 75 |  |  | Unknown | NO |  | Unknown |  | 28 |  | 0.63 | 50 | 20 | B13155 | NO | [7 empty] | 3 | Pass | null
56827524 | B13157 | PE EKSPEDISI EMAS SDN BHD |  |  |  |  | Existing | RYB | TAMI-3 | B06540 PE EKSPEDISI EMAS SDN BHD | CLOSED | CLOSED | LINK |  | 11 kV | GAS |  |  |  | Unknown | LUCY | Unknown | SF00089684 | SF00089684 | ONE INDUSTRIAL PARK NO 2 | SUBSTATION | Unknown | NO | NONE | DISTRIBUTION | TNB | CHERAS | NO | 75 |  |  | Unknown | NO |  | Unknown |  | 28 |  | 0.63 | 50 | 20 | B13157 | NO | [7 empty] | 3 | Pass | null
56839708 | B13161 | B13161 |  |  |  |  | Existing | RYB |  | B13160 PDT BRILLIANT MERITS 1 | CLOSED | CLOSED | LINK |  | 11 kV | GAS |  |  |  | Unknown | F_and_G | INDKOM | 14042112522 |  | PDT BRILIANT MERIT 2 | SUBSTATION | Unknown | NO | NONE | DISTRIBUTION | TNB | CHERAS | NO | 75 |  |  | Unknown | NO |  | LINE |  | 28 |  | 0.63 | 50 | 20 | B13161 | NO | [7 empty] | 3 | Pass | null
56839709 | B13163 | B13163 |  |  |  |  | Existing | RYB |  | B10013 TMN IND BJ 2 | CLOSED | CLOSED | LINK |  | 11 kV | GAS |  |  |  | Unknown | F_and_G | INDKOM | 14042112522 |  | PDT BRILIANT MERIT 2 | SUBSTATION | Unknown | NO | NONE | DISTRIBUTION | TNB | CHERAS | NO | 75 |  |  | Unknown | NO |  | LINE |  | 28 |  | 0.63 | 50 | 20 | B13163 | NO | [7 empty] | 3 | Pass | null
56840402 | B13158 | B13158 |  |  |  |  | Existing | RYB |  | B11618 LOT 3396 BJ 2 | CLOSED | CLOSED | LINK |  | 11 kV | GAS |  |  |  | Unknown | F_and_G | INDKOM | 14052112566 |  | PDT BRILIANT MERIT 1 | SUBSTATION | Unknown | NO | NONE | DISTRIBUTION | TNB | CHERAS | NO | 75 |  |  | Unknown | NO |  | LINE |  | 28 |  | 0.63 | 50 | 20 | B13158 | NO | [7 empty] | 3 | Pass | null
56840403 | B13160 | B13160 |  |  |  |  | Existing | RYB |  | B13161 PDT BRILLIANT MERITS 2 | CLOSED | CLOSED | LINK |  | 11 kV | GAS |  |  |  | Unknown | F_and_G | INDKOM | 14052112566 |  | PDT BRILIANT MERIT 1 | SUBSTATION | Unknown | NO | NONE | DISTRIBUTION | TNB | CHERAS | NO | 75 |  |  | Unknown | NO |  | LINE |  | 28 |  | 0.63 | 50 | 20 | B13160 | NO | [7 empty] | 3 | Pass | null
56843972 | B13141 | B13141 |  |  |  |  | Existing | RYB |  | B08164 R/P BUKIT KUNDANG | CLOSED | CLOSED | LINK |  | 11 kV | GAS |  |  |  |  | MERLIN GERIN | MERLIN GERIN | SF2013-W23-3-0082 | N/A | PADAT MENARA CELCOM H/LANGAT | SUBSTATION | Unknown | NO | NONE | DISTRIBUTION | TNB | CHERAS | NO | 75 |  |  | Unknown | NO |  | LINE |  | 28 |  | 0.63 | 50 | 20 | B13141 | NO | N/A | [6 empty] | 3 | Pass | null
56843984 | B13140 | B13140 |  |  |  |  | Existing | RYB |  | B02251 FAIRVIEW | CLOSED | CLOSED | LINK |  | 11 kV | GAS |  |  |  |  | MERLIN GERIN | MERLIN GERIN | SF2013-W23-3-0082 | N/A | PADAT MENARA CELCOM H/LANGAT | SUBSTATION | Unknown | NO | NONE | DISTRIBUTION | TNB | CHERAS | NO | 75 |  |  | Unknown | NO |  | LINE |  | 28 |  | 0.63 | 50 | 20 | B13140 | NO | N/A | [6 empty] | 3 | Pass | null
56861168 | B13137 | PE BANDAR SG LONG NO 9 |  |  |  |  | Existing | RYB | CJYA-5 | B13545 PE PDT TAMAN INDAH 2 | CLOSED | CLOSED | LINK |  | 11 kV | GAS |  |  |  | Unknown | MERLIN GERIN | MERLIN GERIN | R0648049SF |  | PE TAMAN INDAH 2 ,SG LONG | SUBSTATION | Unknown | NO | NONE | DISTRIBUTION | TNB | CHERAS | NO | 75 |  |  | Unknown | NO |  | Unknown |  | 28 |  | 0.63 | 50 | 20 | B13137 | NO | [7 empty] | 3 | Pass | null
56861172 | B13134 | PE THAM KOK |  |  |  |  | Existing | RYB | CJYA-5 | B01363 PE THAM KOK | CLOSED | CLOSED | LINK |  | 11 kV | GAS |  |  |  | Unknown | MERLIN GERIN | MERLIN GERIN | R0648049SF |  | PE TAMAN INDAH 2 ,SG LONG | SUBSTATION | Unknown | NO | NONE | DISTRIBUTION | TNB | CHERAS | NO | 75 |  |  | Unknown | NO |  | Unknown |  | 28 |  | 0.63 | 50 | 20 | B13134 | NO | [7 empty] | 3 | Pass | null
56862518 | B02378 | PE SG LONG NO5 COMPACT |  |  | BCRS/PCE/J00192/MBB02378 | 300005597 | Existing | RYB | SGLN-12 | B08224 PE SG LONG NO5 COMPACT | CLOSED | CLOSED | LINK |  | 11 kV | GAS | 19961101 |  |  | Unknown | TOSHIBA | INDKOM | OD3L2TAY14 |  | SG LONG NO 9 | SUBSTATION | Unknown | NO | NONE | DISTRIBUTION | TNB | CHERAS | NO | 75 |  |  | Unknown | NO |  | Unknown |  | 28 |  | 0.63 | 50 | 20 | B02378 | NO | [7 empty] | 3 | Pass | null
56862523 | B12868 | PE TAMAN INDAH 2, SG. LONG |  |  | BCRS/PCE/J00192/MBB02378 | 300005597 | Existing | RYB | CJYA-5 | B13137 PE TAMAN INDAH 2, SG. LONG | OPEN | OPEN | LINK |  | 11 kV | GAS | 19961101 |  |  | Unknown | TOSHIBA | INDKOM | OD3L2TAY14 |  | SG LONG NO 9 | SUBSTATION | Unknown | NO | NONE | DISTRIBUTION | TNB | CHERAS | NO | 75 |  |  | Unknown | NO |  | Unknown |  | 28 |  | 0.63 | 50 | 20 | B12868 | NO | [7 empty] | 3 | Pass | null
56862528 | B02381 | PE ADMIRAL PARK NO 2 |  |  | BCRS/PCE/J00192/MBB02378 | 300005597 | Existing | RYB | SGLN-12 | B10728 PE ADMIRAL PARK NO 2 | CLOSED | CLOSED | LINK |  | 11 kV | GAS | 19961101 |  |  | Unknown | TOSHIBA | INDKOM | OD3L2TAY14 |  | SG LONG NO 9 | SUBSTATION | Unknown | NO | NONE | DISTRIBUTION | TNB | CHERAS | NO | 75 |  |  | Unknown | NO |  | Unknown |  | 28 |  | 0.63 | 50 | 20 | B02381 | NO | [7 empty] | 3 | Pass | null
56862572 | B02663 | PE BANDAR SG LONG NO 14 |  |  | BCRS/PCE/J00193/MBB06001 | 300005607 | Existing | RYB | SGLN-6 | B02663 PE BANDAR SG LONG NO 14 | CLOSED | CLOSED | LINK |  | 11 kV | GAS | 19991101 |  |  | Unknown | TOSHIBA | INDKOM | OD3L2TAY16 |  | FLORA GREEN CONDO | SUBSTATION | Unknown | NO | NONE | DISTRIBUTION | TNB | CHERAS | NO | 75 |  |  | Unknown | NO |  | Unknown |  | 28 |  | 0.63 | 50 | 20 | B02663 | NO | [7 empty] | 3 | Pass | null
56862577 | B12857 | S\S JUSCO BMC |  |  | BCRS/PCE/J00193/MBB06001 | 300005607 | Existing | RYB | SGLN-6 | B10887 S\S JUSCO BMC | CLOSED | CLOSED | LINK |  | 11 kV | GAS | 19991101 |  |  | Unknown | TOSHIBA | INDKOM | OD3L2TAY16 |  | FLORA GREEN CONDO | SUBSTATION | Unknown | NO | NONE | DISTRIBUTION | TNB | CHERAS | NO | 75 |  |  | Unknown | NO |  | Unknown |  | 28 |  | 0.63 | 50 | 20 | B12857 | NO | [7 empty] | 3 | Pass | null
56862582 | B02661 | PE EMERALD POINT A |  |  | BCRS/PCE/J00193/MBB06001 | 300005607 | Existing | RYB | SGLN-6 | B08695 PE EMERALD POINT A | CLOSED | CLOSED | LINK |  | 11 kV | GAS | 19991101 |  |  | Unknown | TOSHIBA | INDKOM | OD3L2TAY16 |  | FLORA GREEN CONDO | SUBSTATION | Unknown | NO | NONE | DISTRIBUTION | TNB | CHERAS | NO | 75 |  |  | Unknown | NO |  | Unknown |  | 28 |  | 0.63 | 50 | 20 | B02661 | NO | [7 empty] | 3 | Pass | null
56865445 | B13009 |  | 6833092 | 6833091 | BCRS/PCE/J00589/MB01879 | 310425324 | Existing | RYB | TAMI-10 | PPU TAMI CB 10 | CLOSED | CLOSED | LINK |  | 11 kV | GAS | 22/05/2014 |  |  | Unknown | TOSHIBA | TOSHIBA | H97051-418H |  | TANMING RAYA NO 1 | SUBSTATION | Unknown | NO | NONE | DISTRIBUTION | TNB | CHERAS | NO | 75 |  |  |  | NO |  | LINE |  | 28 |  | 0.63 | 50 | 20 | B13009 | NO |  |  |  |  | 0 | TAMAN TANMING RAYA NO 1 |  | 3 | Pass | null
56874069 | B13461 | B13461 |  |  |  |  | Existing | RYB | MHCR-1 | B13462 PDT SUNSTONE NO 1 | CLOSED | CLOSED | LINK |  | 11 kV | GAS |  |  |  |  | INDKOM | INDKOM | 14042112530 | N/A | PE PADAT SUNSTONE NO 2 | SUBSTATION | Unknown | NO | NONE | DISTRIBUTION | TNB | CHERAS | NO | 75 |  |  | Unknown | NO |  | LINE |  | 28 |  | 0.63 | 50 | 20 | B13461 | NO | N/A | [6 empty] | 3 | Pass | null
56874070 | B13459 | B13459 |  |  |  |  | Existing | RYB | MHCR-1 | PPU MHCR Fdr1 | CLOSED | CLOSED | LINK |  | 11 kV | GAS |  |  |  |  | INDKOM | INDKOM | 14042112530 | N/A | PE PADAT SUNSTONE NO 2 | SUBSTATION | Unknown | NO | NONE | DISTRIBUTION | TNB | CHERAS | NO | 75 |  |  | Unknown | NO |  | LINE |  | 28 |  | 0.63 | 50 | 20 | B13459 | NO | N/A | [6 empty] | 3 | Pass | null
56891206 | B11378 | B11378 |  |  | BCRS/PCE/J00578/MB1 | 300431595 | Existing | RYB | SGLN-8 | B03998 PE KIAN ANN KEE | CLOSED | CLOSED | LINK |  | 11 kV | GAS | 20121101 |  |  |  | SCHNEIDER | INDKOM | MA-2010-W30-3-0098 | N/A | PADAT BUKIT DUKONG | SUBSTATION | Unknown | NO | NONE | DISTRIBUTION | TNB | CHERAS | NO | 75 |  |  | Unknown | NO |  | LINE |  | 28 |  | 0.63 | 50 | 20 | B11378 | NO | [7 empty] | 3 | Pass | null
56891218 | B11380 | B11380 |  |  | BCRS/PCE/J00578/MB1 | 300431595 | Existing | RYB | SGLN-8 | B03992 PE R/R BUKIT DUKUNG | CLOSED | CLOSED | LINK |  | 11 kV | GAS | 20121101 |  |  |  | SCHNEIDER | INDKOM | MA-2010-W30-3-0098 | N/A | PADAT BUKIT DUKONG | SUBSTATION | Unknown | NO | NONE | DISTRIBUTION | TNB | CHERAS | NO | 75 |  |  | Unknown | NO |  | LINE |  | 28 |  | 0.63 | 50 | 20 | B11380 | NO | N/A | [6 empty] | 3 | Pass | null
56938506 | B13948 | PE STP JADE HILLS |  |  | BCRS/PCE/J01260/MB1 | 300497588 | Existing | RYB |  | STP JADE HILLS | CLOSED | CLOSED | LINK |  | 11 kV | GAS |  |  |  |  | INDKOM | SIEMENS | 15052214984DE |  | PE JADITE SUITE | SUBSTATION | Unknown | NO | NONE | DISTRIBUTION | TNB | CHERAS | NO | 75 |  |  | NONE | NO |  | Unknown |  | 28 |  | 20 | 50 | 20 | B13948 | NO | [7 empty] | 1 | Pass | null
56938510 | B13951 | PE KAJANG HEIGHT NO 4 |  |  | BCRS/PCE/J01260/MB1 | 300497588 | Existing | RYB |  | PE KAJANG HEIGHT NO4 | OPEN | CLOSED | LINK |  | 11 kV | GAS |  |  |  |  | INDKOM | SIEMENS | 15052214984DE |  | PE JADITE SUITE | SUBSTATION | Unknown | NO | NONE | DISTRIBUTION | TNB | CHERAS | NO | 75 |  |  | Unknown | NO |  | Unknown |  | 28 |  | 20 | 50 | 20 | B13951 | NO | [7 empty] | 1 | Pass | null
57256211 | B13151 | B13149 |  |  |  |  | Existing | RYB | BLKG-13 | B06653 DESA SERDANG NO7 | CLOSED | CLOSED | LINK |  | 11 kV | GAS |  |  |  |  | INDKOM | INDKOM | 14032112153 | N/A | PE PDT BAYU HEIGHT | SUBSTATION | Unknown | NO | NONE | DISTRIBUTION | TNB | CHERAS | NO | 75 |  |  | Unknown | NO |  | LINE |  | 28 |  | 0.63 | 50 | 20 | B13151 | NO | N/A | [6 empty] | 3 | Pass | null
57256212 | B13149 | B13151 |  |  |  |  | Existing | RYB | BLKG-13 | PMU BLKG Fdr13 | CLOSED | CLOSED | LINK |  | 11 kV | GAS |  |  |  |  | INDKOM | INDKOM | 14032112153 | N/A | PE PDT BAYU HEIGHT | SUBSTATION | Unknown | NO | NONE | DISTRIBUTION | TNB | CHERAS | NO | 75 |  |  | Unknown | NO |  | LINE |  | 28 |  | 0.63 | 50 | 20 | B13149 | NO | N/A | [6 empty] | 3 | Pass | null
57303430 | B13167 | B13167 |  |  |  |  | Existing | RYB | BLKG-7 | B11823 COLOUR IMAGE | CLOSED | CLOSED | LINK |  | 11 kV | GAS |  |  |  |  | INDKOM | INDKOM | 14072212893DE | Not Available | PE SWEET WEALTH | SUBSTATION | Unknown | NO | NONE | DISTRIBUTION | TNB | CHERAS | NO | 75 |  |  | Unknown | NO |  | LINE |  | 28 |  | 20 | 50 | 20 | B13167 | NO | Not Available | [6 empty] | 1 | Pass | null
57303434 | B13164 | PE NOUVELLE BALAKONG NO.1 |  |  |  |  | Existing | RYB | BLKG-7 | B13566 PE NOUVELLE BALAKONG NO.1 | CLOSED | CLOSED | LINK |  | 11 kV | GAS |  |  |  |  | INDKOM | INDKOM | 14072212893DE | Not Available | PE SWEET WEALTH | SUBSTATION | Unknown | NO | NONE | DISTRIBUTION | TNB | CHERAS | NO | 75 |  |  | Unknown | NO |  | LINE |  | 28 |  | 20 | 50 | 20 | B13164 | NO | Not Available | [6 empty] | 1 | Pass | null
57307724 | B13122 | B13122 |  |  |  |  | Existing | RYB |  | B02395 PE BANDAR SG LONG NO 2 | CLOSED | CLOSED | LINK |  | 11 kV | GAS |  |  |  | Unknown | INDKOM | INDKOM | 14022212011 |  | JLN MUTIARA 3/4 | SUBSTATION | Unknown | NO | NONE | DISTRIBUTION | TNB | CHERAS | NO | 75 |  |  | Unknown | NO |  | LINE |  | 28 |  | 0.63 | 50 | 20 | B13122 | NO | [7 empty] | 3 | Pass | null
57307728 | B13119 | B13119 |  |  |  |  | Existing | RYB |  | B02396 PE OAKHILL HOLDING SDN BHD | CLOSED | CLOSED | LINK |  | 11 kV | GAS |  |  |  | Unknown | INDKOM | INDKOM | 14022212011 |  | JLN MUTIARA 3/4 | SUBSTATION | Unknown | NO | NONE | DISTRIBUTION | TNB | CHERAS | NO | 75 |  |  | Unknown | NO |  | LINE |  | 28 |  | 0.63 | 50 | 20 | B13119 | NO | [7 empty] | 3 | Pass | null
57324909 | B00850 | PE PETRONAS GREEN STATION | 16309863 | 16309862 | BCRS/PCE/J00660/MB2 | 310282212 | Existing | RYB | BLKG-2 | B11917 PE PETRONAS GREEN STATION | CLOSED | CLOSED | LINK |  | 11 kV | GAS |  |  |  | Unknown | LUCY | Unknown | SF00090303 |  | DESA SERDANG NO 1 | SUBSTATION | Unknown | Unknown | Unknown | DISTRIBUTION | TNB | CHERAS | Unknown | 75 |  |  | Unknown | Unknown |  | LINE |  | 28 |  | 0.63 | 50 | 20 | B00850 | Unknown |  |  |  |  | 0 | TMN. DESA SERDANG NO 1 |  | 3 | Pass | null
57324917 | B13139 | LOOPING | 16309863 | 16309862 | BCRS/PCE/J00660/MB2 | 310282212 | Existing | RYB | BLKG-2 | LOOPING | CLOSED | CLOSED | LINK |  | 11 kV | GAS |  |  |  | Unknown | LUCY | TOSHIBA | SF00090303 |  | DESA SERDANG NO 1 | SUBSTATION | Unknown | Unknown | Unknown | DISTRIBUTION | TNB | CHERAS | Unknown | 75 |  |  | Unknown | Unknown |  | LINE |  | 28 |  | 0.63 | 50 | 20 | B13139 | Unknown |  |  |  |  | 0 | TMN. DESA SERDANG NO 1 |  | 3 | Pass | null
57333488 | B13465 | B13465 |  |  |  |  | Existing | RYB |  | B10518 WISMA PAUSON | CLOSED | CLOSED | LINK |  | 11 kV | SF6 |  |  |  | Unknown | TOSHIBA | TOSHIBA | ID2L1T BI 1 |  | PE HEE LEE | SUBSTATION | Unknown | NO | NONE | DISTRIBUTION | TNB | CHERAS | NO | 75 |  |  | Unknown | NO |  | LINE |  | 28 |  | 630 | 50 | 20 | B13465 | NO | [7 empty] | 1 | Pass | null
57333489 | B13467 | B13467 |  |  |  |  | Existing | RYB |  | B10434 LOT 2374 FURNIWEB | CLOSED | CLOSED | LINK |  | 11 kV | SF6 |  |  |  |  | TOSHIBA | TOSHIBA | ID2L1T BI 1 |  | PE HEE LEE | SUBSTATION | Unknown | NO | NONE | DISTRIBUTION | TNB | CHERAS | NO | 75 |  |  | Unknown | NO |  | LINE |  | 28 |  | 0.63 | 50 | 20 | B13467 | NO | [7 empty] | 1 | Pass | null
57377606 | B13300 | PE IKBN DUSUN TUA(3) |  |  | BCRS/PCE/J01187/MB1 | 310523224 | Existing | RYB |  | B08716 PE IKBN DUSUN TUA(3) | CLOSED | CLOSED | LINK |  | 11 kV | GAS |  |  |  | Unknown | TOSHIBA | TOSHIBA | 1D2L1T B1 5 |  | PE BELIA IKBN NO 6 | SUBSTATION | Unknown | NO | NONE | DISTRIBUTION | TNB | CHERAS | NO | 75 |  |  | Unknown | NO |  | LINE |  | 28 |  | 630 | 50 | 20 | B13300 | NO | [7 empty] | 3 | Pass | null
57377607 | B13301 | PE IKBN DUSUN TUA(4) |  |  | BCRS/PCE/J01187/MB1 | 310523224 | Existing | RYB |  | B08182 PE IKBN DUSUN TUA(4) | CLOSED | CLOSED | LINK |  | 11 kV | GAS |  |  |  | Unknown | TOSHIBA | TOSHIBA | 1D2L1T B1 5 |  | PE BELIA IKBN NO 6 | Unknown | Unknown | NO | NONE | DISTRIBUTION | TNB | CHERAS | NO | 75 |  |  | Unknown | NO |  | LINE |  | 28 |  | 630 | 50 | 20 | B13301 | NO | [7 empty] | 3 | Pass | null
57385016 | B01889 | PE ZINCALU |  |  | BCRS/PCE/J00409/MBB01886 | 300011166 | Existing | RYB | BLKG-3 | B01890 PE ZINCALU | CLOSED | CLOSED | LINK |  | 11 kV | GAS | 20111101 |  |  | Unknown | F_and_G | INDKOM | 1111225426 |  | BERKAT HASIL NO 3 | SUBSTATION | Unknown | NO | NONE | DISTRIBUTION | TNB | CHERAS | NO | 75 |  |  | Unknown | NO |  | Unknown |  | 28 |  | 50 | 50 | 20 | B01889 | NO | [7 empty] | 3 | Pass | null
57385020 | B01886 | PE BERKAT HASIL NO 4 |  |  | BCRS/PCE/J00409/MBB01886 | 300011166 | Existing | RYB | BLKG-3 | B01886 PE BERKAT HASIL NO 4 | CLOSED | CLOSED | LINK |  | 11 kV | GAS | 20111101 |  |  | Unknown | F_and_G | INDKOM | 1111225426 |  | BERKAT HASIL NO 3 | SUBSTATION | Unknown | NO | NONE | DISTRIBUTION | TNB | CHERAS | NO | 75 |  |  | Unknown | NO |  | Unknown |  | 28 |  | 50 | 50 | 20 | B01886 | NO | [7 empty] | 3 | Pass | null
57702772 | B13304 | B13304 |  |  | NOT AVAILABLE |  | Existing | RYB | LMAS-13 | B14915 SSU GREEN RESIDENCE | CLOSED | CLOSED | LINK |  | 11 kV | GAS |  |  |  |  | INDKOM | INDKOM | 14072212804DE | NOT AVAILABLE | IMPERIAL RESIDENCE | SUBSTATION | Unknown | NO | NONE | DISTRIBUTION | TNB | CHERAS | NO | 75 |  |  |  | NO |  | LINE |  | 28 |  | 0.63 | 50 | 20 | B13304 | NO | NOT AVAILABLE | [6 empty] | 1 | Pass | null
57702776 | B13305 | B13305 |  |  | NOT AVAILABLE |  | Existing | RYB | LMAS-13 | B11868 MAKTAB PDRM NO2 | CLOSED | CLOSED | LINK |  | 11 kV | GAS |  |  |  |  | INDKOM | INDKOM | 14072212804DE | NOT AVAILABLE | IMPERIAL RESIDENCE | SUBSTATION | Unknown | NO | NONE | DISTRIBUTION | TNB | CHERAS | NO | 75 |  |  |  | NO |  | LINE |  | 28 |  | 0.63 | 50 | 20 | B13305 | NO | NOT AVAILABLE | [6 empty] | 1 | Pass | null
57715669 |  | B13285 |  |  |  |  | Existing | RYB |  |  | CLOSED | CLOSED | BUSBAR SECTION |  | 11 kV | VACUMM |  |  |  | Unknown | ITEM | ITEM | 9700 | N8 26528 | SSU ATLAS AIS CHERAS JAYA | INTERCONNECT (OTHER UTILITY) | Unknown | NO | NONE | DISTRIBUTION | TNB | CHERAS | NO | 75 |  |  | Unknown | NO |  | LINE |  | 28 |  | 0.63 | 50 | 20 |  | Unknown | [7 empty] | 3 | Pass | null
57841384 | B13453 | PPU PBEL(P) CB 4 |  |  |  |  | Existing | RYB | PBEL(P)-4 | PPU BUKIT BELIMBING (P) VCB 4 | CLOSED | CLOSED | LINK |  | 11 kV | GAS |  |  |  | Unknown | SCHNEIDER | SCHNEIDER | SF-2013-W46-2-0037 |  | PE PDT CENDANA LAND NO 1 | SUBSTATION | Unknown | NO | NONE | DISTRIBUTION | TNB | CHERAS | NO | 75 |  |  | Unknown | NO |  | Unknown |  | 28 |  | 0.63 | 50 | 20 | B13453 | NO | [5 empty] | KAWASAN PERINDUSTRIAN KAMPUNG BARU BALAKONG |  | 3 | Pass | null
57841396 | B13455 | PE PADAT CENDANALAND NO.2 |  |  |  |  | Existing | RYB | PBEL(P)-4 | B13456 PE PADAT CENDANALAND NO.2 | CLOSED | CLOSED | LINK |  | 11 kV | GAS |  |  |  | Unknown | SCHNEIDER | SCHNEIDER | SF-2013-W46-2-0037 |  | PE PDT CENDANA LAND NO 1 | SUBSTATION | Unknown | NO | NONE | DISTRIBUTION | TNB | CHERAS | NO | 75 |  |  | Unknown | NO |  | Unknown |  | 28 |  | 0.63 | 50 | 20 | B13455 | NO | [5 empty] | KAWASAN PERINDUSTRIAN KAMPUNG BARU BALAKONG |  | 3 | Pass | null
57842191 | B13456 | PE PADAT CENDANALAND NO.1 |  |  |  |  | Existing | RYB | PBEL(P)-4 | B13455 PE PADAT CENDANALAND NO.1 | CLOSED | CLOSED | LINK |  | 11 kV | GAS |  |  |  | Unknown | F_and_G | INDKOM | 13112111186 |  | PE PDT CENDANA LAND NO 2 | SUBSTATION | Unknown | NO | NONE | DISTRIBUTION | TNB | CHERAS | NO | 75 |  |  | Unknown | NO |  | Unknown |  | 28 |  | 0.63 | 50 | 20 | B13456 | NO | [5 empty] | KAWASAN PERINDUSTRIAN KAMPUNG BARU BALAKONG |  | 3 | Pass | null
57842192 | B13458 | PE BINA PLASTIC INDUSTRIES |  |  |  |  | Existing | RYB | PBEL(P)-4 | B11881 PE BINA PLASTIC INDUSTRIES | CLOSED | CLOSED | LINK |  | 11 kV | GAS |  |  |  | Unknown | F_and_G | INDKOM | 13112111186 |  | PE PDT CENDANA LAND NO 2 | SUBSTATION | Unknown | NO | NONE | DISTRIBUTION | TNB | CHERAS | NO | 75 |  |  | Unknown | NO |  | Unknown |  | 28 |  | 0.63 | 50 | 20 | B13458 | NO | [5 empty] | KAWASAN PERINDUSTRIAN KAMPUNG BARU BALAKONG |  | 3 | Pass | null
58163764 | B11162 | B11162 |  |  | BCRS/PCE/J01005/MB1 | 300516273 | Existing | RYB | JUBA-5 | B11161 PE TMN INDUSTRI ANGKAT PERDANA 1 | CLOSED | CLOSED | LINK |  | 11 kV | GAS | 23/10/2012 |  |  |  | FALCON BETA | TAMCO | D285843 |  | TMN INDUSTRI ANGKAT PERDANA NO 2 | SUBSTATION | Unknown | NO | NONE | DISTRIBUTION | TNB | CHERAS | NO | 75 |  |  | Unknown | NO |  | LINE |  | 28 |  | 20 | 50 | 20 | B11162 | NO | [7 empty] | 1 | Pass | null
58163770 | B11164 | B11164 |  |  | BCRS/PCE/J01005/MB1 | 300516273 | Existing | RYB | JUBA-5 | B04880 PE THREE V HOLDINGS SDN BHD | CLOSED | CLOSED | LINK |  | 11 kV | GAS | 23/10/2012 |  |  |  | FALCON BETA | TAMCO | D285843 | NA | TMN INDUSTRI ANGKAT PERDANA NO 2 | SUBSTATION | Unknown | NO | NONE | DISTRIBUTION | TNB | CHERAS | NO | 75 |  |  | Unknown | NO |  | LINE |  | 28 |  | 20 | 50 | 20 | B11164 | NO | [7 empty] | 1 | Pass | null
58243818 | B13475 | B13475 |  |  |  |  | Existing | RYB |  | B11888 PE DEPOH RAPID | CLOSED | CLOSED | LINK |  | 11 kV | GAS |  |  |  | Unknown | F_and_G | INDKOM | 14082213163DE |  | PE INDUSTRIES COMM NO 1 | SUBSTATION | Unknown | NO | NONE | DISTRIBUTION | TNB | CHERAS | NO | 75 |  |  | Unknown | NO |  | LINE |  | 28 |  | 20 | 50 | 20 | B13475 | NO | [7 empty] | 3 | Pass | null
58243822 | B13478 | B13478 |  |  |  |  | Existing | RYB |  | B01472 PE BRONLEY HILL NO.2 | CLOSED | CLOSED | LINK |  | 11 kV | GAS |  |  |  | Unknown | F_and_G | INDKOM | 14082213163DE |  | PE INDUSTRIES COMM NO 1 | SUBSTATION | Unknown | NO | NONE | DISTRIBUTION | TNB | CHERAS | NO | 75 |  |  | Unknown | NO |  | LINE |  | 28 |  | 20 | 50 | 20 | B13478 | Unknown | [7 empty] | 3 | Pass | null
58398402 | B13522 | B13522 |  |  |  |  | Existing | RYB | PBEL(P)-5 | B10186 PE DAIREN DEVELOPMENT S/B NO.2 | CLOSED | CLOSED | LINK |  | 11 kV | GAS |  |  |  | Unknown | F_and_G | INDKOM | 14072112957DE |  | PE AMAZON KBP 3 | SUBSTATION | Unknown | NO | NONE | DISTRIBUTION | TNB | CHERAS | NO | 75 |  |  | Unknown | NO |  | LINE |  | 28 |  | 20 | 50 | 20 | B13522 | NO | [7 empty] | 1 | Pass | null
58398403 | B13524 | B13524 |  |  |  |  | Existing | RYB | PBEL(P)-5 | B13292 PE AMAZON KPB 3 | CLOSED | CLOSED | LINK |  | 11 kV | GAS |  |  |  |  | F_and_G | INDKOM | 14072112957DE |  | PE AMAZON KBP 3 | SUBSTATION | Unknown | NO | NONE | DISTRIBUTION | TNB | CHERAS | NO | 75 |  |  | Unknown | NO |  | LINE |  | 28 |  | 20 | 50 | 20 | B13524 | NO | [7 empty] | 1 | Pass | null
58527220 | B13530 | [5 empty] | Existing | RYB | BTHO-1 | B12529 MPSB LOT 62034 | CLOSED | CLOSED | LINK |  | 11 kV | SF6 |  |  |  | Unknown | TOSHIBA | TOSHIBA | ID2L1T BH22 |  | PE BIG APPLE | SUBSTATION | Unknown | NO | NONE | DISTRIBUTION | TNB | CHERAS | NO | 75 |  |  | Unknown | NO |  | LINE |  | 28 |  | 20 | 50 | 20 | B13530 | NO | [7 empty] | 1 | Pass | null
58527221 | B13528 | B13528 |  |  |  |  | Existing | RYB | BTHO-1 | B11654 RICHWAY | CLOSED | CLOSED | LINK |  | 11 kV | SF6 |  |  |  | Unknown | TOSHIBA | TOSHIBA | ID2L1T BH22 |  | PE BIG APPLE | SUBSTATION | Unknown | NO | NONE | DISTRIBUTION | TNB | CHERAS | NO | 75 |  |  | Unknown | NO |  | LINE |  | 28 |  | 20 | 50 | 20 | B13528 | NO | [7 empty] | 1 | Pass | null
58531529 | B13483 |  |  |  | BCRS/PCE/J01193/MB1 | 310525496 | Existing | RYB |  | B01856 PKNS 3 C.JAYA | CLOSED | CLOSED | LINK |  | 11 kV | GAS |  |  |  | Unknown | OTHERS | OTHERS | SF00093452 |  | PE KEB VENTURES | Unknown | Unknown | NO | NONE | DISTRIBUTION | TNB | CHERAS | NO | 75 |  |  | Unknown | NO |  | LINE |  | 28 |  | 20 | 50 | 20 | B13483 | NO | [7 empty] | 3 | Pass | null
58531541 | B13482 |  |  |  | BCRS/PCE/J01193/MB1 | 310525496 | Existing | RYB |  | B09111 BOGO OPTICAL | CLOSED | CLOSED | LINK |  | 11 kV | GAS |  |  |  | Unknown | OTHERS | OTHERS | SF00093452 |  | PE KEB VENTURES | Unknown | Unknown | NO | NONE | DISTRIBUTION | TNB | CHERAS | NO | 75 |  |  | Unknown | NO |  | LINE |  | 28 |  | 20 | 50 | 20 | B13482 | NO | [7 empty] | 3 | Pass | null
58565866 | B13505 | B13505 |  |  |  |  | Existing | RYB | SGLN-3 | B09247 PE TAMAN BUKIT SURIA 2 | CLOSED | CLOSED | LINK |  | 11 kV | GAS |  |  |  | Unknown | F_and_G | INDKOM | 14092213434DE |  | SURIA VILLA | SUBSTATION | Unknown | NO | NONE | DISTRIBUTION | TNB | CHERAS | NO | 75 |  |  | Unknown | NO |  | LINE |  | 28 |  | 20 | 50 | 20 | B13505 | NO | [7 empty] | 1 | Pass | null
58565870 | B13502 | B13502 |  |  |  |  | Existing | RYB | SGLN-3 | PPU SGLN VCB 3 | CLOSED | CLOSED | LINK |  | 11 kV | GAS |  |  |  | Unknown | F_and_G | INDKOM | 14092213434DE |  | SURIA VILLA | SUBSTATION | Unknown | NO | NONE | DISTRIBUTION | TNB | CHERAS | NO | 75 |  |  | Unknown | NO |  | LINE |  | 28 |  | 20 | 50 | 20 | B13502 | NO | [7 empty] | 1 | Pass | null
58574454 | B13515 | PE LSF TECH |  |  |  |  | Existing | RYB | JUBA-13 | B11230 PE LSF TECHNOLOGY SDN BHD | CLOSED | CLOSED | LINK |  | 11 kV | GAS |  |  |  | Unknown | F_and_G | INDKOM | 14092213394DE |  | PE KIDAMAI INDUSTRIAL PARK | Unknown | Unknown | NO | NONE | DISTRIBUTION | TNB | CHERAS | NO | 75 |  |  | Unknown | NO |  | LINE |  | 28 |  | 20 | 50 | 20 | B13515 | NO | [7 empty] | 1 | Pass | null
58574458 | B13512 | PE CENTRAL MALAYA |  |  |  |  | Existing | RYB | JUBA-13 | B12010 PE CENTRAL MALAYA PAPER SDN BHD | CLOSED | CLOSED | LINK |  | 11 kV | GAS |  |  |  |  | F_and_G | INDKOM | 14092213394DE |  | PE KIDAMAI INDUSTRIAL PARK | Unknown | Unknown | NO | NONE | DISTRIBUTION | TNB | CHERAS | NO | 75 |  |  | Unknown | NO |  | LINE |  | 28 |  | 20 | 50 | 20 | B13512 | NO | [7 empty] | 1 | Pass | null
58578765 | B13481 | PE TMN. SUNNYSIDE VALE NO 4 |  |  |  |  | Existing | RYB | SGLN-9 | B09147 PE TMN. SUNNYSIDE VALE NO 4 | CLOSED | CLOSED | LINK |  | 11 kV | GAS |  |  |  | Unknown | F_and_G | INDKOM | 14032112110 |  | PE PDT CHUNDI BUSINESS | SUBSTATION | Unknown | NO | NONE | DISTRIBUTION | TNB | CHERAS | NO | 75 |  |  | Unknown | NO |  | Unknown |  | 28 |  | 20 | 50 | 20 | B13481 | NO | [7 empty] | 3 | Pass | null
58578766 | B13479 | PE BDR MAHKOTA CHERAS NO 14 |  |  |  |  | Existing | RYB | SGLN-9 | B06696 PE BDR MAHKOTA CHERAS NO 14 | CLOSED | CLOSED | LINK |  | 11 kV | GAS |  |  |  | Unknown | F_and_G | INDKOM | 14032112110 |  | PE PDT CHUNDI BUSINESS | SUBSTATION | Unknown | NO | NONE | DISTRIBUTION | TNB | CHERAS | NO | 75 |  |  | Unknown | NO |  | Unknown |  | 28 |  | 20 | 50 | 20 | B13479 | NO | [7 empty] | 3 | Pass | null
58583042 | B13501 | PE SEK MEN KEB SG LONG |  |  |  |  | Existing | RYB | MHCR-5 | B05109 PE SEK MEN KEB SG LONG | CLOSED | CLOSED | LINK |  | 11 kV | GAS |  |  |  | Unknown | F_and_G | INDKOM | 14092213426DE |  | PE GOOD VIEW NO 2 | SUBSTATION | Unknown | NO | NONE | DISTRIBUTION | TNB | CHERAS | NO | 75 |  |  | Unknown | NO |  | Unknown |  | 28 |  | 20 | 50 | 20 | B13501 | NO | [7 empty] | 3 | Pass | null
58583046 | B13498 | PE TAMAN GOOD VIEW |  |  |  |  | Existing | RYB | MHCR-5 | B12344 PE TAMAN GOOD VIEW | CLOSED | CLOSED | LINK |  | 11 kV | GAS |  |  |  | Unknown | F_and_G | INDKOM | 14092213426DE |  | PE GOOD VIEW NO 2 | SUBSTATION | Unknown | NO | NONE | DISTRIBUTION | TNB | CHERAS | NO | 75 |  |  | Unknown | NO |  | Unknown |  | 28 |  | 20 | 50 | 20 | B13498 | NO | [7 empty] | 3 | Pass | null
58591635 | B02345 | B02345 |  |  | BCRS/PCE/J00102/MB1 | 300431084 | Existing | RYB | TMASS-8 | KENNESON BROTER NO.1 | CLOSED | CLOSED | LINK |  | 11 kV | SF6 | 20001101 |  |  | Unknown | EPE | INDKOM | 14J1363(39) |  | KENEISON BROTHERS NO 2 | SUBSTATION | Unknown | NO | NONE | DISTRIBUTION | TNB | CHERAS | NO | 75 |  |  | Unknown | NO |  | LINE |  | 28 |  | 20 | 50 | 20 | B02345 | NO | [7 empty] | 3 | Pass | null
58591639 | B05457 | B05457 |  |  | BCRS/PCE/J00102/MB1 | 300431084 | Existing | RYB | TMASS-8 | B02341 S/S SG LONG QUARRY | CLOSED | CLOSED | LINK |  | 11 kV | SF6 | 20001101 |  |  | Unknown | EPE | INDKOM | 14J1363(39) |  | KENEISON BROTHERS NO 2 | SUBSTATION | Unknown | NO | NONE | DISTRIBUTION | TNB | CHERAS | NO | 75 |  |  | Unknown | NO |  | LINE |  | 28 |  | 20 | 50 | 20 | B05457 | NO | [7 empty] | 3 | Pass | null
58592832 | B00000 | B13531 |  |  | BCRS/PCE/J00101/MB1 | 300430759 | Existing | RYB | TMASS-8 | FEEDER | CLOSED | CLOSED | LINK |  | 11 kV | GAS | 19901101 |  |  | Unknown | INDKOM | TAMCO | 14053012598 |  | SWS SG LONG QUARRY | INTERCONNECT (OTHER UTILITY) | Unknown | NO | NONE | DISTRIBUTION | TNB | CHERAS | NO | 75 |  |  | Unknown | NO |  | LINE |  | 28 |  | 20 | 50 | 20 | B00000 | NO | [7 empty] | 1 | Pass | null
58592842 | B00000 | B02338 |  |  | BCRS/PCE/J00101/MB1 | 300430759 | Existing | RYB | TMASS-8 | FEEDER | CLOSED | CLOSED | LINK |  | 11 kV | GAS | 19901101 |  |  | Unknown | INDKOM | TAMCO | 14053012598 |  | SWS SG LONG QUARRY | SUBSTATION | Unknown | NO | NONE | DISTRIBUTION | TNB | CHERAS | NO | 75 |  |  | Unknown | NO |  | LINE |  | 28 |  | 20 | 50 | 20 | B00000 | NO | [7 empty] | 1 | Pass | null
58592843 | B00000 | B02339 |  |  | BCRS/PCE/J00101/MB1 | 300430759 | Existing | RYB | TMASS-8 | FEEDER | CLOSED | CLOSED | LINK |  | 11 kV | GAS | 19901101 |  |  | Unknown | INDKOM | TAMCO | 14053012598 |  | SWS SG LONG QUARRY | SUBSTATION | Unknown | NO | NONE | DISTRIBUTION | TNB | CHERAS | NO | 75 |  |  | Unknown | NO |  | LINE |  | 28 |  | 20 | 50 | 20 | B00000 | NO | [7 empty] | 1 | Pass | null
58592852 | B00000 | B13532 |  |  | BCRS/PCE/J00101/MB2 | 300430763 | Existing | RYB | TMASS-8 | FEEDER | OPEN | CLOSED | LINK |  | 11 kV | GAS | 19901101 |  |  | Unknown | INDKOM | TAMCO | 14053012596 |  | SWS SG LONG QUARRY | SUBSTATION | Unknown | NO | NONE | DISTRIBUTION | TNB | CHERAS | NO | 75 |  |  | Unknown | NO |  | LINE |  | 28 |  | 20 | 50 | 20 | B00000 | NO | [7 empty] | 1 | Pass | null
58592865 | B00000 | B02337 |  |  | BCRS/PCE/J00101/MB2 | 300430763 | Existing | RYB | TMASS-8 | FEEDER | CLOSED | CLOSED | LINK |  | 11 kV | GAS | 19901101 |  |  | Unknown | INDKOM | TAMCO | 14053012596 |  | SWS SG LONG QUARRY | SUBSTATION | Unknown | NO | NONE | DISTRIBUTION | TNB | CHERAS | NO | 75 |  |  |  | NO |  | LINE |  | 28 |  | 20 | 50 | 20 | B00000 | NO | [7 empty] | 1 | Pass | null
58592866 | B00000 | B13533 |  |  | BCRS/PCE/J00101/MB2 | 300430763 | Existing | RYB | TMASS-8 | FEEDER | CLOSED | CLOSED | LINK |  | 11 kV | GAS | 19901101 |  |  | Unknown | INDKOM | TAMCO | 14053012596 |  | SWS SG LONG QUARRY | SUBSTATION | Unknown | NO | NONE | DISTRIBUTION | TNB | CHERAS | NO | 75 |  |  | Unknown | NO |  | LINE |  | 28 |  | 20 | 50 | 20 | B00000 | NO | [7 empty] | 1 | Pass | null
58592867 | B00000 | B02340 |  |  | BCRS/PCE/J00101/MB3 | 300430764 | Existing | RYB | TMASS-8 | FEEDER | CLOSED | CLOSED | LINK |  | 11 kV | GAS | 19901101 |  |  | Unknown | INDKOM | TAMCO | 14053012599 |  | SWS SG LONG QUARRY | SUBSTATION | Unknown | NO | NONE | DISTRIBUTION | TNB | CHERAS | NO | 75 |  |  | Unknown | NO |  | LINE |  | 28 |  | 20 | 50 | 20 | B00000 | NO | [7 empty] | 1 | Pass | null
58592868 | B00000 | B02340 |  |  | BCRS/PCE/J00101/MB3 | 300430764 | Existing | RYB | TMASS-8 | FEEDER | CLOSED | CLOSED | LINK |  | 11 kV | GAS | 19901101 |  |  | Unknown | INDKOM | TAMCO | 14053012599 |  | SWS SG LONG QUARRY | SUBSTATION | Unknown | NO | NONE | DISTRIBUTION | TNB | CHERAS | NO | 75 |  |  | Unknown | NO |  | LINE |  | 28 |  | 20 | 50 | 20 | B00000 | NO | [7 empty] | 1 | Pass | null
58592869 | B00000 | B13534 |  |  | BCRS/PCE/J00101/MB3 | 300430764 | Existing | RYB | TMASS-8 | FEEDER | CLOSED | CLOSED | LINK |  | 11 kV | GAS | 19901101 |  |  | Unknown | INDKOM | TAMCO | 14053012599 |  | SWS SG LONG QUARRY | SUBSTATION | Unknown | NO | NONE | DISTRIBUTION | TNB | CHERAS | NO | 75 |  |  | Unknown | NO |  | LINE |  | 28 |  | 20 | 50 | 20 | B00000 | NO | [7 empty] | 1 | Pass | null
58621700 | B01688 | PE BTHO NO9 |  |  | BCRS/PCE/J00172/MBB01688 | 300005443 | Existing | RYB | LMAS-9 | B01687 PE BTHO NO9 | CLOSED | CLOSED | LINK |  | 11 kV | GAS | 19971101 |  |  |  | FALCON BETA | TAMCO | D970103 | Not Available | BTHO NO 10 | SUBSTATION | Unknown | NO | NONE | DISTRIBUTION | TNB | CHERAS | NO | 75 |  |  | Unknown | NO |  | LINE |  | 28 |  | 0.63 | 50 | 20 | B01688 | NO | Not Available | [6 empty] | 1 | Pass | null
58621710 | B01690 | PE BTHO NO9 |  |  | BCRS/PCE/J00172/MBB01688 | 300005443 | Existing | RYB | LMAS-9 | B07070 PE SEK KEB BTHO NO2 | CLOSED | CLOSED | LINK |  | 11 kV | GAS | 19971101 |  |  |  | FALCON BETA | TAMCO | D970103 | Not Available | BTHO NO 10 | SUBSTATION | Unknown | NO | NONE | DISTRIBUTION | TNB | CHERAS | NO | 75 |  |  | Unknown | NO |  | LINE |  | 28 |  | 0.63 | 50 | 20 | B01690 | NO | Not Available | [6 empty] | 1 | Pass | null
58625982 | B13158 | PE PALM WALK NO.2 |  |  |  |  | Existing | RYB | MHCR-12 | B10470 PE PALM WALK NO.2 | CLOSED | CLOSED | LINK |  | 11 kV | GAS |  |  |  | Unknown | SCHNEIDER | SCHNEIDER | SF-2013-W46 |  | PDT Banglo Latifah | SUBSTATION | Unknown | NO | NONE | DISTRIBUTION | TNB | CHERAS | NO | 75 |  |  | Unknown | NO |  | Unknown |  | 28 |  | 20 | 50 | 20 | B13158 | NO | [7 empty] | 3 | Pass | null
58625994 | B13156 | PE GREEN ACRE PARK NO2 |  |  |  |  | Existing | RYB | MHCR-12 | B06616 PE GREEN ACRE PARK NO2 | CLOSED | CLOSED | LINK |  | 11 kV | GAS |  |  |  | Unknown | SCHNEIDER | SCHNEIDER | SF-2013-W46 |  | PDT Banglo Latifah | SUBSTATION | Unknown | NO | NONE | DISTRIBUTION | TNB | CHERAS | NO | 75 |  |  | Unknown | NO |  | Unknown |  | 28 |  | 20 | 50 | 20 | B13156 | NO | [7 empty] | 3 | Pass | null
58630276 | B13527 | B13527 |  |  |  |  | Existing | RYB | LMAS-9 | SUTERA RESIDENT NO.2 | CLOSED | CLOSED | LINK |  | 11 kV | GAS |  |  |  | Unknown | TOSHIBA | TOSHIBA | ID2L1TA BH13 |  | PE PDT TAMAN BERINGIN | SUBSTATION | Unknown | NO | NONE | DISTRIBUTION | TNB | CHERAS | NO | 75 |  |  | Unknown | NO |  | LINE |  | 28 |  | 20 | 50 | 20 | B13527 | NO | [7 empty] | 1 | Pass | null
58630288 | B13525 | B13525 |  |  |  |  | Existing | RYB | LMAS-9 | SUTERA RESIDENT NO.1 | CLOSED | CLOSED | LINK |  | 11 kV | GAS |  |  |  | Unknown | TOSHIBA | TOSHIBA | ID2L1TA BH13 |  | PE PDT TAMAN BERINGIN | SUBSTATION | Unknown | NO | NONE | DISTRIBUTION | TNB | CHERAS | NO | 75 |  |  | Unknown | NO |  | LINE |  | 28 |  | 20 | 50 | 20 | B13525 | NO | [7 empty] | 1 | Pass | null
58634570 | B13471 | PE THE I RESIDENCE NO.2 |  |  | BCRS/PCE/J01184/MB1 | 310523221 | Existing | RYB | MHCR2-7 | B13472 PE THE I RESIDENCE NO.2 | CLOSED | CLOSED | LINK |  | 12 kV | GAS |  |  |  | Unknown | F_and_G | VEI | 14072212829DE |  | PE THE I-RESIDENCE NO 1 | SUBSTATION | Unknown | NO | NONE | DISTRIBUTION | TNB | CHERAS | NO | 75 |  |  | Unknown | NO |  | Unknown |  | 28 |  | 20 | 50 | 20 | B13471 | NO | [7 empty] | 3 | Pass | null
58634574 | B13468 | PE PADAT JALAN BENDAHARA |  |  | BCRS/PCE/J01184/MB1 | 310523221 | Existing | RYB | MHCR2-7 | B11414 PE PADAT JALAN BENDAHARA | CLOSED | CLOSED | LINK |  | 12 kV | GAS |  |  |  | Unknown | F_and_G | VEI | 14072212829DE |  | PE THE I-RESIDENCE NO 1 | SUBSTATION | Unknown | NO | NONE | DISTRIBUTION | TNB | CHERAS | NO | 75 |  |  | Unknown | NO |  | Unknown |  | 28 |  | 20 | 50 | 20 | B13468 | NO | [7 empty] | 3 | Pass | null
58643170 | B01466 | B01466 |  |  | BCRS/PCE/J00381/MBB01466 | 300010666 | Existing | RYB |  | P/E STRATEGIK PRODUCT | CLOSED | CLOSED | LINK |  | 11 kV | GAS | 18/07/1998 |  |  | Unknown | TAMCO | TAMCO | D285587 | NOT AVAILABLE | BRONLEY HILL NO 1 | SUBSTATION | Unknown | NO | NONE | DISTRIBUTION | TNB | CHERAS | NO | 75 |  |  | Unknown | NO |  | LINE |  | 28 |  | 20 | 50 | 20 | B01466 | NO | NOT AVAILABLE | [6 empty] | 1 | Pass | null
58643179 | B01468 | B13147 |  |  | BCRS/PCE/J00381/MBB01466 | 300010666 | Existing | RYB |  | PENGGUNA HT | OPEN | CLOSED | LINK |  | 11 kV | GAS | 18/07/1998 |  |  | Unknown | FALCON BETA | TAMCO | D285587 | NOT AVAILABLE | BRONLEY HILL NO 1 | CUSTOMER | Unknown | NO | NONE | DISTRIBUTION | TNB | CHERAS | NO | 75 |  |  | Unknown | NO |  | LINE |  | 28 |  | 20 | 50 | 20 | B01468 | NO | NOT AVAILABLE | [6 empty] | 1 | Pass | null
58660337 | B13535 | B13535 |  |  | BCRS/PCE/J00267/MBB06335 | 300006208 | Existing | RYB | MHCR2-11 | PPU BMC2 VCB12 | CLOSED | CLOSED | LINK |  | 11 kV | GAS | 20021101 |  |  | Unknown | F_and_G | TAMCO | 14103213780DE |  | BDR MAHKOTA CHERAS NO. 7 | SUBSTATION | Unknown | NO | NONE | DISTRIBUTION | TNB | CHERAS | NO | 75 |  |  | Unknown | NO |  | LINE |  | 28 |  | 0.63 | 50 | 20 | B13535 | NO | [7 empty] | 1 | Pass | null
58660342 | B06338 | B06338 |  |  | BCRS/PCE/J00267/MBB06335 | 300006208 | Existing | RYB | MHCR2-11 | BDR MAHKOTA NO.8 | CLOSED | CLOSED | LINK |  | 11 kV | GAS | 20021101 |  |  | Unknown | F_and_G | TAMCO | 14103213780DE |  | BDR MAHKOTA CHERAS NO. 7 | SUBSTATION | Unknown | NO | NONE | DISTRIBUTION | TNB | CHERAS | NO | 75 |  |  | Unknown | NO |  | LINE |  | 28 |  | 0.63 | 50 | 20 | B06338 | NO | [7 empty] | 1 | Pass | null
58660347 | B06335 | B06335 |  |  | BCRS/PCE/J00267/MBB06335 | 300006208 | Existing | RYB | MHCR-14 | BDR MAHKOTA NO.6 | OPEN | OPEN | LINK |  | 11 kV | GAS | 20021101 |  |  | Unknown | F_and_G | TAMCO | 14103213780DE |  | BDR MAHKOTA CHERAS NO. 7 | SUBSTATION | Unknown | NO | NONE | DISTRIBUTION | TNB | CHERAS | NO | 75 |  |  | Unknown | NO |  | LINE |  | 28 |  | 0.63 | 50 | 20 | B06335 | NO | [7 empty] | 1 | Pass | null
59038213 | [6 empty] | Existing | RYB |  |  | OPEN | OPEN | MAIN |  | 33 kV | [9 empty] | PPU MOBILE MAHKOTA CRS NO 2 ( SEMENTARA) | Unknown | Unknown | NO | NONE | DISTRIBUTION | TNB | CHERAS | NO | Unknown |  |  |  | NO | [17 empty] | 6 | Pass | null
59038220 | [6 empty] | Existing | RYB |  |  | CLOSED | CLOSED | MAIN |  | 33 kV |  |  |  |  | Unknown | Unknown |  |  |  | PPU MOBILE MAHKOTA CRS NO 2 ( SEMENTARA) | Unknown | Unknown | NO | NONE | DISTRIBUTION | TNB | CHERAS | NO | Unknown |  |  |  | NO |  | LINE |  | 70 | [5 empty] | NO | [7 empty] | 6 | Pass | null
59038287 | [6 empty] | Existing | RYB |  |  | CLOSED | CLOSED | MAIN |  | 33 kV | [9 empty] | PPU MOBILE MAHKOTA CRS NO 2 ( SEMENTARA) | Unknown | Unknown | NO | NONE | DISTRIBUTION | TNB | CHERAS | NO | Unknown |  |  |  | NO | [17 empty] | 6 | Pass | null
59038436 | [6 empty] | Existing | RYB |  |  | CLOSED | CLOSED | MAIN |  | 33 kV | [9 empty] | PPU MOBILE MAHKOTA CRS NO 2 ( SEMENTARA) | Unknown | Unknown | NO | NONE | DISTRIBUTION | TNB | CHERAS | NO | Unknown |  |  |  | NO | [17 empty] | 6 | Pass | null
59038680 | [6 empty] | Existing | RYB |  |  | CLOSED | CLOSED | MAIN |  | 33 kV | [9 empty] | PPU MOBILE MAHKOTA CRS NO 2 ( SEMENTARA) | Unknown | Unknown | NO | NONE | DISTRIBUTION | TNB | CHERAS | NO | Unknown |  |  |  | NO | [17 empty] | 6 | Pass | null
59038832 | [6 empty] | Existing | RYB |  |  | CLOSED | CLOSED | MAIN |  | 33 kV | [9 empty] | PPU MOBILE MAHKOTA CRS NO 2 ( SEMENTARA) | Unknown | Unknown | NO | NONE | DISTRIBUTION | TNB | CHERAS | NO | Unknown |  |  |  | NO | [17 empty] | 6 | Pass | null
59038889 | [6 empty] | Existing | RYB |  |  | OPEN | CLOSED | MAIN |  | 33 kV | [9 empty] | PPU MOBILE MAHKOTA CRS NO 2 ( SEMENTARA) | Unknown | Unknown | NO | NONE | DISTRIBUTION | TNB | CHERAS | NO | Unknown |  |  |  | NO | [17 empty] | 6 | Pass | null
59038927 | [6 empty] | Existing | RYB |  |  | CLOSED | CLOSED | MAIN |  | 33 kV | [9 empty] | PPU MOBILE MAHKOTA CRS NO 2 ( SEMENTARA) | Unknown | Unknown | NO | NONE | DISTRIBUTION | TNB | CHERAS | NO | Unknown |  |  |  | NO | [17 empty] | 6 | Pass | null
59039024 | [6 empty] | Existing | RYB |  |  | OPEN | OPEN | MAIN |  | 33 kV | Unknown | [8 empty] | PPU MOBILE MAHKOTA CRS NO 2 ( SEMENTARA) | Unknown | Unknown | NO | NONE | DISTRIBUTION | TNB | CHERAS | NO | Unknown |  |  |  | NO | [17 empty] | 6 | Pass | null
59039135 | [6 empty] | Existing | RYB |  |  | OPEN | CLOSED | MAIN |  | 33 kV | [9 empty] | PPU MOBILE MAHKOTA CRS NO 2 ( SEMENTARA) | Unknown | Unknown | NO | NONE | DISTRIBUTION | TNB | CHERAS | NO | Unknown |  |  |  | NO | [17 empty] | 6 | Pass | null
59039176 | [6 empty] | Existing | RYB |  |  | OPEN | CLOSED | MAIN |  | 33 kV | [9 empty] | PPU MOBILE MAHKOTA CRS NO 2 ( SEMENTARA) | Unknown | Unknown | NO | NONE | DISTRIBUTION | TNB | CHERAS | NO | Unknown |  |  |  | NO | [17 empty] | 6 | Pass | null
59039230 | [6 empty] | Existing | RYB |  |  | OPEN | OPEN | MAIN |  | 33 kV | [9 empty] | PPU MOBILE MAHKOTA CRS NO 2 ( SEMENTARA) | Unknown | Unknown | NO | NONE | DISTRIBUTION | TNB | CHERAS | NO | Unknown |  |  |  | NO | [17 empty] | 6 | Pass | null
59321614 |  | TAMI-5 | 6732257 | 6732401 |  |  | Existing | RYB |  | PE TMN BALAKONG JAYA 1 | CLOSED | CLOSED | MAIN |  | 11 kV | Unknown | [5 empty] | Unknown |  |  | PPU TAMING JAYA | Unknown | Unknown | Unknown | Unknown | DISTRIBUTION | TNB | CHERAS | Unknown | Unknown |  |  |  | Unknown | [17 empty] | 3 | Pass | null
59334651 | B13795 | B13795 |  |  | BCRS/PCE/J01217/MBB13795 |  | Existing | RYB |  | B07140 PE JLN IKHLAS | CLOSED | CLOSED | LINK |  | 11 kV | GAS |  |  |  |  | INDKOM | INDKOM | 15012214024DE | NOT AVAILABLE | PE WIRA MUTIARA | SUBSTATION | Unknown | NO | NONE | DISTRIBUTION | TNB | CHERAS | NO | 75 |  |  | Unknown | NO |  | LINE |  | 28 |  | 20 | 50 | 20 | B13795 | NO | NOT AVAILABLE | [6 empty] | 1 | Pass | null
59334655 | B13792 | B13792 |  |  | BCRS/PCE/J01217/MBB13792 |  | Existing | RYB |  | B10480 PE TMN TAMING MUTIARA | CLOSED | CLOSED | LINK |  | 11 kV | GAS |  |  |  |  | INDKOM | INDKOM | 15012214024DE | NOT AVAILABLE | PE WIRA MUTIARA | SUBSTATION | Unknown | NO | NONE | DISTRIBUTION | TNB | CHERAS | NO | 75 |  |  |  | NO |  | LINE |  | 28 |  | 20 | 50 | 20 | B13792 | NO | NOT AVAILABLE | [6 empty] | 1 | Pass | null
61637894 | B13799 | PE TOWN PARK 5 NO.1 |  |  |  |  | Existing | RYB |  | B13921 PE TOWN PARK 5 NO.1 | CLOSED | CLOSED | LINK |  | 11 kV | GAS |  |  |  | Unknown | SIEMENS | SIEMENS | TBW3002941738-028000/002 | NOT APPLICABLE | PE AVENUE 4 NO 1 | SUBSTATION | Unknown | NO | NONE | DISTRIBUTION | TNB | CHERAS | NO | 75 |  |  |  | NO |  | LINE |  | 28 |  | 0.63 | 50 | 20 | B13799 | NO | [7 empty] | 3 | Pass | null
61637900 | B13796 | AVENUE 4 NO.1 |  |  |  |  | Existing | RYB |  | B13805 PE AVENUE 4 NO.2 | CLOSED | CLOSED | LINK |  | 11 kV | GAS |  |  |  | Unknown | SIEMENS | SIEMENS | TBW3002941738-028000/002 |  | PE AVENUE 4 NO 1 | SUBSTATION | Unknown | NO | NONE | DISTRIBUTION | TNB | CHERAS | NO | 75 |  |  |  | YES |  | LINE |  | 28 |  | 0.63 | 50 | 20 | B13796 | NO | [7 empty] | 3 | Pass | null
61638221 | B13805 | AVENUE 4 NO.1 |  |  | BCRS/PCE/J01228/MB1 | 300498534 | Existing | RYB |  | B13796 PE AVENUE 4 NO.1 | CLOSED | CLOSED | LINK |  | 11 kV | GAS |  |  |  | Unknown | INDKOM | INDKOM | 15033214636DE |  | PE AVENUE 4 NO 2 | SUBSTATION | Unknown | NO | Unknown | DISTRIBUTION | TNB | CHERAS | NO | 75 |  |  |  | NO |  | LINE |  | 28 |  | 0.63 | 50 | 20 | B13805 | NO | NOT APLICABLE | [6 empty] | 3 | Pass | null
61638225 | B13808 | PE JALAN DUTAMAS 9 |  |  | BCRS/PCE/J01228/MB1 | 300498534 | Existing | RYB |  | B11808 PE JALAN DUTAMAS 9 | CLOSED | CLOSED | LINK |  | 11 kV | GAS |  |  |  | Unknown | INDKOM | INDKOM | 15033214636DE |  | PE AVENUE 4 NO 2 | SUBSTATION | Unknown | NO | Unknown | DISTRIBUTION | TNB | CHERAS | NO | 75 |  |  | Unknown | YES |  | LINE |  | 28 |  | 0.63 | 50 | 20 | B13808 | NO | [7 empty] | 3 | Pass | null
61876540 | B01633 |  |  |  | BCRS/PCE/J00130/MBB01633 | 300005165 | Existing | RYB |  | B01632 PE TAPAK CHERAS PERDANA | CLOSED | CLOSED | LINK |  | 11 kV |  | 19941111 |  |  |  |  | SCHNEIDER |  |  | CHERAS PERDANA NO 7 | Unknown | Unknown | NO | NONE | DISTRIBUTION | TNB | CHERAS | NO | Unknown |  |  |  | NO | [8 empty] | B01633 | NO | [7 empty] | 3 | Pass | null
61876551 | B01635 |  |  |  | BCRS/PCE/J00130/MBB01633 | 300005165 | Existing | RYB |  | B01636 PE BTHO NO 1 | OPEN | OPEN | LINK |  | 11 kV |  | 19941111 |  |  |  |  | SCHNEIDER |  |  | CHERAS PERDANA NO 7 | Unknown | Unknown | NO | NONE | DISTRIBUTION | TNB | CHERAS | NO | Unknown |  |  |  | NO | [8 empty] | B01635 | NO | [7 empty] | 3 | Pass | null
61876607 | B01667 | B01667 TAMAN CHERAS PERDANA RIA |  |  | BCRS/PCE/J00137/MB1 | 300431096 | Existing | RYB | BTHO-2 | B01666 TAMAN CHERAS PERDANA NO 1 | CLOSED | CLOSED | LINK |  | 11 kV | GAS | 19981101 |  |  | Unknown | INDKOM | INDKOM | 9914S016 |  | TMN CHERAS PERDANA RIA | SUBSTATION | Unknown | NO | NONE | DISTRIBUTION | TNB | CHERAS | NO | 75 |  |  | Unknown | NO |  | LINE |  | 28 |  | 0.63 | 50 | 20 | B01667 | NO | [7 empty] | 3 | Pass | null
61876611 | B01669 | B01669 TAMAN CHERAS PERDANA RIA |  |  | BCRS/PCE/J00137/MB1 | 300431096 | Existing | RYB | BTHO-2 | GRAMMEX B01670 | CLOSED | CLOSED | LINK |  | 11 kV | GAS | 19981101 |  |  | Unknown | INDKOM | INDKOM | 9914S016 |  | TMN CHERAS PERDANA RIA | SUBSTATION | Unknown | NO | NONE | DISTRIBUTION | TNB | CHERAS | NO | 75 |  |  | Unknown | NO |  | LINE |  | 28 |  | 0.63 | 50 | 20 | B01669 | NO | [7 empty] | 3 | Pass | null
61893756 | B13563 | PE NOUVELLE BALAKONG NO.2 |  |  | BCRS/PCE/J01201/MBB13563 |  | Existing | RYB | BLKG-7 | B13771 PE NOUVELLE BALAKONG NO.2 | CLOSED | CLOSED | LINK |  | 11 kV | GAS |  |  |  | NO | INDKOM | INDKOM | 14092213486DE |  | PE NOUVELLE BALAKONG NO 1 | SUBSTATION | Unknown | NO | NONE | DISTRIBUTION | TNB | CHERAS | NO | 75 |  |  | NONE | NO |  | Unknown |  | 28 |  | 20 | 50 | 20 | B13563 | NO | [7 empty] | 3 | Pass | null
61893760 | B13566 | PE SWEET WEALTH |  |  | BCRS/PCE/J01201/MBB13566 |  | Existing | RYB | BLKG-7 | B13164 PE SWEET WEALTH | CLOSED | CLOSED | LINK |  | 11 kV | GAS |  |  |  | NO | INDKOM | INDKOM | 14092213486DE |  | PE NOUVELLE BALAKONG NO 1 | SUBSTATION | Unknown | NO | NONE | DISTRIBUTION | TNB | CHERAS | NO | 75 |  |  | NONE | NO |  | Unknown |  | 28 |  | 20 | 50 | 20 | B13566 | NO | [7 empty] | 3 | Pass | null
61893776 | B13768 | PMU BALAKONG CB 7 |  |  | BCRS/PCE/J01202/MBB13768 |  | Existing | RYB | BLKG-7 | PMU BALAKONG CB 7 | CLOSED | CLOSED | LINK |  | 11 kV | GAS |  |  |  | Unknown | INDKOM | INDKOM | 14082213072DE |  | PE NOUVELLE BALAKONG NO 2 | SUBSTATION | Unknown | NO | NONE | DISTRIBUTION | TNB | CHERAS | NO | 75 |  |  | NONE | NO |  | Unknown |  | 28 |  | 20 | 50 | 20 | B13768 | NO | [7 empty] | 3 | Pass | null
61893780 | B13771 | PE NOUVELLE BALAKONG NO.1 |  |  | BCRS/PCE/J01202/MBB13771 |  | Existing | RYB | BLKG-7 | B13563 PE NOUVELLE BALAKONG NO.1 | CLOSED | CLOSED | LINK |  | 11 kV | GAS |  |  |  | Unknown | INDKOM | INDKOM | 14082213072DE |  | PE NOUVELLE BALAKONG NO 2 | SUBSTATION | Unknown | NO | NONE | DISTRIBUTION | TNB | CHERAS | NO | 75 |  |  | Unknown | NO |  | Unknown |  | 28 |  | 20 | 50 | 20 | B13771 | NO | [7 empty] | 3 | Pass | null
61898010 | B13542 | PDT SEK SG SERAI |  |  | BCRS/PCE/J01204/MB | 300553374 | Existing | Unknown |  |  | CLOSED | CLOSED | LINK |  | 11 kV | GAS |  |  |  |  | INDKOM | INDKOM | 14092113551DE |  | MIFTAHALUL ULUM | Unknown | Unknown | Unknown | Unknown | DISTRIBUTION | TNB | CHERAS | NO | 75 |  |  |  | Unknown |  | LINE |  | 28 |  | 50 |  | 20 | B13542 | NO | [7 empty] | 3 | Fail | Please check "Phasing"
61898011 | B13544 | BT 3 QUARRY |  |  | BCRS/PCE/J01204/MB | 300553374 | Existing | RYB | TMASS-8 |  | CLOSED | CLOSED | LINK |  | 11 kV | GAS |  |  |  |  | INDKOM | INDKOM | 14092113551DE |  | MIFTAHALUL ULUM | SUBSTATION | Unknown | Unknown | Unknown | DISTRIBUTION | TNB | CHERAS | NO | 75 |  |  |  | Unknown |  | LINE |  | 28 |  | 50 |  | 20 | B13544 | NO | [7 empty] | 3 | Pass | null
61902334 | B13509 | B13509 |  |  | BCRS/PCE/J01207/MB1 | 300530247 | Existing | RYB | BLKG-1 | PMU BALAKONG VCB 1 | CLOSED | CLOSED | LINK |  | 11 kV | GAS | 29/01/2015 |  |  |  | SCHNEIDER | SCHNEIDER | SF-2013-W46-2-0031 | NOT AVAILABLE | PDT TK TENT | Unknown | Unknown | NO | NONE | DISTRIBUTION | TNB | CHERAS | NO | 75 |  |  |  | NO |  | LINE |  | 28 |  | 0.63 | 50 | 20 | B13509 | NO | NOT AVAILABLE | [6 empty] | 3 | Pass | null
61902345 | B13511 | B13511 |  |  | BCRS/PCE/J01207/MB1 | 300530247 | Existing | RYB | BLKG-1 | B01893 GENERAL LABEL | CLOSED | CLOSED | LINK |  | 11 kV | GAS | 29/01/2015 |  |  |  | SCHNEIDER | SCHNEIDER | SF-2013-W46-2-0031 | NOT AVAILABLE | PDT TK TENT | Unknown | Unknown | NO | NONE | DISTRIBUTION | TNB | CHERAS | NO | 75 |  |  |  | NO |  | LINE |  | 28 |  | 0.63 | 50 | 20 | B13511 | NO | NOT AVAILABLE | [6 empty] | 3 | Pass | null
61911055 | B13562 | B13562 |  |  |  |  | Existing | RYB | SGLN-9 | B12851 PE MAHKOTA HILLS | CLOSED | CLOSED | LINK |  | 11 kV | GAS |  |  |  | Unknown | TOSHIBA | TOSHIBA | ID2L1T BH 37 |  | PE PDT VISTA HILL NO 2 | SUBSTATION | Unknown | NO | NONE | DISTRIBUTION | TNB | CHERAS | NO | 75 |  |  | Unknown | NO |  | LINE |  | Unknown |  | 20 | 50 | 20 | B13562 | NO | [7 empty] | 1 | Pass | null
61911066 | B13560 | B13560 |  |  |  |  | Existing | RYB | SGLN-9 | B13559 PE PDT VISTA HILL NO.1 | CLOSED | CLOSED | LINK |  | 11 kV | GAS |  |  |  |  | TOSHIBA | TOSHIBA | ID2L1T BH 37 |  | PE PDT VISTA HILL NO 2 | SUBSTATION | Unknown | NO | NONE | DISTRIBUTION | TNB | CHERAS | NO | 75 |  |  | Unknown | NO |  | LINE |  | 50 |  | 20 | 50 | 20 | B13560 | NO | [7 empty] | 1 | Pass | null
61911125 | B13559 | B13559 |  |  |  |  | Existing | RYB | SGLN-9 | B13560 PE PDT VISTA HILL NO.2 | CLOSED | CLOSED | LINK |  | 11 kV | GAS |  |  |  |  | SCHNEIDER | SCHNEIDER | SF-2014-W18-2-0038 |  | PE PDT VISTA HILL NO 1 | SUBSTATION | Unknown | NO | NONE | DISTRIBUTION | TNB | CHERAS | NO | 75 |  |  |  | NO |  | LINE |  | 28 |  | 20 | 50 | 20 | B13559 | NO | [7 empty] | 1 | Pass | null
61911136 | B11594 | B13557 |  |  |  |  | Existing | RYB | SGLN-9 | B11594 PE JLN MAHKOTA 5 | CLOSED | CLOSED | LINK |  | 11 kV | GAS |  |  |  |  | SCHNEIDER | SCHNEIDER | SF-2014-W18-2-0038 |  | PE PDT VISTA HILL NO 1 | SUBSTATION | Unknown | NO | NONE | DISTRIBUTION | TNB | CHERAS | NO | 75 |  |  |  | NO |  | LINE |  | 28 |  | 20 | 50 | 20 | B11594 | NO | [7 empty] | 1 | Pass | null
61928068 | B13495 | B13495 |  |  |  |  | Existing | RYB |  | B13163 PADAT BRILIANT MERIT 2 | CLOSED | CLOSED | LINK |  | 11 kV | GAS |  |  |  |  | INDKOM | INDKOM | 14032112227 | NOT AVAILABLE | AREENA DEVP | SUBSTATION | Unknown | NO | NONE | DISTRIBUTION | TNB | CHERAS | NO | 75 |  |  |  | NO |  | LINE |  | 28 |  | 0.63 | 50 | 20 | B13495 | NO | NOT AVAILABLE | [6 empty] | 3 | Pass | null
61928069 | B13497 | B13497 |  |  |  |  | Existing | RYB |  | B13554 PE KUOK MENG NAI | CLOSED | CLOSED | LINK |  | 11 kV | GAS |  |  |  |  | INDKOM | INDKOM | 14032112227 | NOT AVAILABLE | AREENA DEVP | SUBSTATION | Unknown | NO | NONE | DISTRIBUTION | TNB | CHERAS | NO | 75 |  |  |  | NO |  | LINE |  | 28 |  | 0.63 | 50 | 20 | B13497 | NO | NOT AVAILABLE | [6 empty] | 3 | Pass | null
61928210 | B13556 | B13556 |  |  | BCRS/PCE/J01214/MBB13556 |  | Existing | RYB |  |  | CLOSED | CLOSED | LINK |  | 11 kV | GAS |  |  |  |  | ITEM | SIEMENS | TBW 3002579387-012000/003 | NOT AVAILABLE | PE KUOK MENG NAI | SUBSTATION | Unknown | NO | NONE | DISTRIBUTION | TNB | CHERAS | NO | 75 |  |  |  | NO |  | LINE |  | 28 |  | 0.63 | 50 | 20 | B13556 | NO | NOT AVAILABLE | [6 empty] | 1 | Pass | null
61928211 | B13554 | B13554 |  |  | BCRS/PCE/J01214/MBB13554 |  | Existing | RYB |  |  | CLOSED | CLOSED | LINK |  | 11 kV | GAS |  |  |  |  | ITEM | SIEMENS | TBW 3002579387-012000/003 | NOT AVAILABLE | PE KUOK MENG NAI | SUBSTATION | Unknown | NO | NONE | DISTRIBUTION | TNB | CHERAS | NO | 75 |  |  |  | NO |  | LINE |  | 28 |  | 0.63 | 50 | 20 | B13554 | NO | NOT AVAILABLE | [6 empty] | 1 | Pass | null
61932362 | B13548 | B13548 |  |  |  |  | Existing | RYB | LMAS-9 | B13937 PE GREEN SURIA NO.2 | CLOSED | CLOSED | LINK |  | 11 kV | GAS |  |  |  | Unknown | TOSHIBA | TOSHIBA | ID2L1TA BH15 |  | PE PDT SUTERA RESIDENCE | SUBSTATION | Unknown | NO | NONE | DISTRIBUTION | TNB | CHERAS | NO | 75 |  |  | Unknown | NO |  | LINE |  | 28 |  | 20 | 50 | 20 | B13548 | NO | [7 empty] | 1 | Pass | null
61932373 | B13550 | B13550 |  |  |  |  | Existing | RYB | LMAS-9 | B11840 SUTERA RESIDENCE NO.3 | CLOSED | CLOSED | LINK |  | 11 kV | GAS |  |  |  | Unknown | TOSHIBA | TOSHIBA | ID2L1TA BH15 |  | PE PDT SUTERA RESIDENCE | SUBSTATION | Unknown | NO | NONE | DISTRIBUTION | TNB | CHERAS | NO | 75 |  |  |  | NO |  | LINE |  | 28 |  | 20 | 50 | 20 | B13550 | NO | [7 empty] | 1 | Pass | null
61936656 | B13545 | [5 empty] | Existing | RYB | CJYA-5 | B13137 PE TAMAN INDAH 2, SG. LONG | CLOSED | CLOSED | LINK |  | 11 kV | GAS |  |  |  |  | SCHNEIDER | SCHNEIDER | SF-2014-W18-0088 |  | PE PADAT TAMAN INDAH 2 | Unknown | Unknown | NO | NONE | DISTRIBUTION | TNB | CHERAS | NO | 75 |  |  |  | NO |  | LINE |  | 28 |  | 50 | 0.63 | 20 | B13545 | NO | [7 empty] | 3 | Pass | null
61936657 | B13547 | [5 empty] | Existing | RYB | CJYA-5 | B01616 PE BANDAR SG LONG NO 9 | CLOSED | CLOSED | LINK |  | 11 kV | GAS |  |  |  |  | SCHNEIDER | SCHNEIDER | SF-2014-W18-0088 |  | PE PADAT TAMAN INDAH 2 | Unknown | Unknown | NO | NONE | DISTRIBUTION | TNB | CHERAS | NO | 75 |  |  |  | NO |  | LINE |  | 28 |  | 50 | 0.63 | 20 | B13547 | NO | [7 empty] | 3 | Pass | null
61940980 | B13553 | PE LOT 1809, JALAN KPB 3, BLKG |  |  | BCRS/PCE/J01230/MBB13553 |  | Existing | RYB | MINE-9 | B11566 PE LOT 1809, JALAN KPB 3, BLKG | CLOSED | CLOSED | LINK |  | 11 kV | GAS |  |  |  | Unknown | INDKOM | INDKOM | 14092113498 | N/A | PE JEMCO VENTURE | SUBSTATION | Unknown | NO | NONE | DISTRIBUTION | TNB | CHERAS | NO | 75 |  |  | Unknown | NO |  | Unknown |  | 28 |  | 20 | 50 | 20 | B13553 | NO | [7 empty] | 3 | Pass | null
61940981 | B13551 | PE GOLDFOX IND |  |  | BCRS/PCE/J01230/MBB13551 |  | Existing | RYB | MINE-9 | B06444 PE GOLDFOX IND | CLOSED | CLOSED | LINK |  | 11 kV | GAS |  |  |  | Unknown | INDKOM | INDKOM | 14092113498 | N/A | PE JEMCO VENTURE | SUBSTATION | Unknown | NO | NONE | DISTRIBUTION | TNB | CHERAS | NO | 75 |  |  | Unknown | NO |  | Unknown |  | 28 |  | 20 | 50 | 20 | B13551 | NO | [7 empty] | 3 | Pass | null
61949553 | B13492 | B13494 |  |  | BCRS/PCE/J01237/MBB13494 |  | Existing | RYB |  | B01855 PKNS CHERAS JAYA NO 2 | CLOSED | CLOSED | LINK |  | 11 kV | GAS |  |  |  |  | SCHNEIDER | SCHNEIDER | SF-2013-W46-4-0045 |  | PE PADAT LEW KOK HOONG | SUBSTATION | Unknown | NO | NONE | DISTRIBUTION | TNB | CHERAS | NO | 75 |  |  |  | NO |  | LINE |  | 28 |  | 0.63 | 50 | 20 | B13492 | NO | NOT AVAILABLE | [6 empty] | 1 | Pass | null
61949564 | B13494 | B13492 |  |  | BCRS/PCE/J01237/MBB13492 |  | Existing | RYB |  | B09109 BOGO OPTICAL | CLOSED | CLOSED | LINK |  | 11 kV | GAS |  |  |  |  | SCHNEIDER | SCHNEIDER | SF-2013-W46-4-0045 |  | PE PADAT LEW KOK HOONG | SUBSTATION | Unknown | NO | NONE | DISTRIBUTION | TNB | CHERAS | NO | 75 |  |  |  | NO |  | LINE |  | 28 |  | 0.63 | 50 | 20 | B13494 | NO | NOT AVAILABLE | [6 empty] | 1 | Pass | null
61958126 | B13776 | B13776 |  |  | BCRS/PCE/J01197/MB1 | 310525514 | Existing | RYB | LMAS-6 | YOU RESIDENCE NO.2 | CLOSED | CLOSED | LINK |  | 11 kV | GAS |  |  |  |  | INDKOM | INDKOM | 1403221213306 |  | PE YOU RESIDENCE NO 1 | SUBSTATION | Unknown | NO | NONE | DISTRIBUTION | TNB | CHERAS | NO | 75 |  |  |  | NO |  | LINE |  | 28 |  | 20 | 50 | 20 | B13776 | NO | [7 empty] | 3 | Pass | null
61958130 | B13779 | B13779 |  |  | BCRS/PCE/J01197/MB1 | 310525514 | Existing | RYB | LMAS-6 | S/S GIANT | CLOSED | CLOSED | LINK |  | 11 kV | GAS |  |  |  |  | INDKOM | INDKOM | 1403221213306 |  | PE YOU RESIDENCE NO 1 | SUBSTATION | Unknown | NO | NONE | DISTRIBUTION | TNB | CHERAS | NO | 75 |  |  |  | NO |  | LINE |  | 28 |  | 20 | 50 | 20 | B13779 | NO | [7 empty] | 3 | Pass | null
61958148 | B13772 | B13772 |  |  | BCRS/PCE/J01198/MB1 | 310525520 | Existing | RYB | LMAS-6 | PPU LMAS VCB6 | CLOSED | CLOSED | LINK |  | 11 kV | GAS |  |  |  |  | INDKOM | TAMCO | 14032212116DE |  | PE YOU RESIDENCE NO 2 | SUBSTATION | Unknown | NO | NONE | DISTRIBUTION | TNB | CHERAS | NO | 75 |  |  |  | NO |  | LINE |  | 28 |  | 20 | 50 | 20 | B13772 | NO | [7 empty] | 1 | Pass | null
61958152 | B13775 | B13775 |  |  | BCRS/PCE/J01198/MB1 | 310525520 | Existing | RYB | LMAS-6 | YOU RESIDENCE NO.1 | CLOSED | CLOSED | LINK |  | 11 kV | GAS |  |  |  |  | INDKOM | TAMCO | 14032212116DE |  | PE YOU RESIDENCE NO 2 | SUBSTATION | Unknown | NO | NONE | DISTRIBUTION | TNB | CHERAS | NO | 75 |  |  |  | NO |  | LINE |  | 28 |  | 20 | 50 | 20 | B13775 | NO | [7 empty] | 1 | Pass | null
61963034 | B13146 | [5 empty] | Existing | RYB |  |  | CLOSED | CLOSED | LINK |  | 11 kV | GAS |  |  |  | VERTICAL | INDKOM | INDKOM | 14042212331DE |  | DESA SAUJANA LANGAT | SUBSTATION | Unknown | Unknown | Unknown | DISTRIBUTION | TNB | CHERAS | NO | 75 |  |  | Unknown | Unknown |  | LINE |  | 28 |  | 0.63 | 50 | 20 | B13146 | NO | [7 empty] | 1 | Pass | null
61963038 | B13143 | [5 empty] | Existing | RYB |  |  | CLOSED | CLOSED | LINK |  | 11 kV | GAS |  |  |  |  | INDKOM | INDKOM | 14042212331DE |  | DESA SAUJANA LANGAT | SUBSTATION | Unknown | Unknown | NONE | DISTRIBUTION | TNB | CHERAS | NO | 75 |  |  |  | Unknown |  | LINE |  | 28 |  | 0.63 | 50 | 20 | B13143 | NO | [7 empty] | 1 | Pass | null
62027223 | B13809 | B13809 |  |  |  |  | Existing | RYB |  | GIANT VOICE SEMI D | CLOSED | CLOSED | LINK |  | 11 kV | GAS |  |  |  |  | INDKOM | INDKOM | 15022214496DE |  | PE LOT 1030 BUKIT ANGKAT | SUBSTATION | Unknown | NO | NONE | DISTRIBUTION | TNB | CHERAS | NO | 75 |  |  |  | NO |  |  |  | 28 |  | 20 | 50 | 20 | B13809 | NO | [7 empty] | 1 | Pass | null
62027227 | B13812 | B13812 |  |  |  |  | Existing | RYB |  | DENSI MARUA | CLOSED | CLOSED | LINK |  | 11 kV | GAS |  |  |  |  | INDKOM | INDKOM | 15022214496DE |  | PE LOT 1030 BUKIT ANGKAT | SUBSTATION | Unknown | NO | NONE | DISTRIBUTION | TNB | CHERAS | NO | 75 |  |  |  | NO |  |  |  | 28 |  | 20 | 50 | 20 | B13812 | NO | [7 empty] | 1 | Pass | null
62095564 | B13933 | B13933 |  |  |  |  | Existing | RYB |  | GREEN SURIA 2 | CLOSED | CLOSED | LINK |  | 11 kV | GAS |  |  |  |  | INDKOM | INDKOM | 153032214599DE |  | PE GREEN SURIA NO 1 | SUBSTATION | Unknown | NO | NONE | DISTRIBUTION | TNB | CHERAS | NO | 75 |  |  |  | NO |  | LINE |  | 28 |  | 20 | 50 | 20 | B13933 | NO | [7 empty] | 1 | Pass | null
62095568 | B13930 | B13930 |  |  |  |  | Existing | RYB |  | SUTERA RESIDENCE NO.2 | CLOSED | CLOSED | LINK |  | 11 kV | GAS |  |  |  |  | INDKOM | INDKOM | 153032214599DE |  | PE GREEN SURIA NO 1 | SUBSTATION | Unknown | NO | NONE | DISTRIBUTION | TNB | CHERAS | NO | 75 |  |  |  | NO |  | LINE |  | 28 |  | 20 | 50 | 20 | B13930 | NO | [7 empty] | 1 | Pass | null
62095730 | B13934 | B13934 |  |  |  |  | Existing | RYB |  | GREEN SURIA NO.1 | CLOSED | CLOSED | LINK |  | 11 kV | GAS |  |  |  |  | INDKOM | INDKOM | 153032214699DE |  | PE GREEN SURIA NO 2 | SUBSTATION | Unknown | NO | NONE | DISTRIBUTION | TNB | CHERAS | NO | 75 |  |  |  | NO |  | LINE |  | 28 |  | 20 | 50 | 20 | B13934 | NO | [7 empty] | 1 | Pass | null
62095734 | B13937 | B13937 |  |  |  |  | Existing | RYB |  | PDT SUTERA RESIDENCE | CLOSED | CLOSED | LINK |  | 11 kV | GAS |  |  |  |  | INDKOM | INDKOM | 153032214699DE |  | PE GREEN SURIA NO 2 | SUBSTATION | Unknown | NO | NONE | DISTRIBUTION | TNB | CHERAS | NO | 75 |  |  |  | NO |  | LINE |  | 28 |  | 20 | 50 | 20 | B13937 | NO | [7 empty] | 1 | Pass | null
62099828 | B13783 | B13783 |  |  |  |  | Existing | RYB |  | PE KENG SENG CORP | CLOSED | CLOSED | LINK |  | 11 kV | GAS |  |  |  |  | INDKOM | INDKOM | 15022214410DE |  | PE SURIALAND INDUSTRI | SUBSTATION | Unknown | NO | NONE | DISTRIBUTION | TNB | CHERAS | NO | 75 |  |  |  | NO |  | LINE |  | 28 |  | 20 | 50 | 20 | B13783 | NO | [7 empty] | 1 | Pass | null
62099832 | B13780 | B13780 |  |  |  |  | Existing | RYB |  |  | CLOSED | CLOSED | LINK |  | 11 kV | GAS |  |  |  |  | INDKOM |  | 15022214410DE | 50 | PE SURIALAND INDUSTRI | Unknown | Unknown | NO | NONE | DISTRIBUTION | TNB | CHERAS | NO | 75 |  |  |  | NO |  | LINE |  | 28 |  | 20 | 20 | 2000 | B13780 | NO | [7 empty] | 1 | Pass | null
62170489 | B13788 | PE TMN SURIA NO 2 |  |  | BCRS/PCE/J01205/MB | 300553437 | Existing | RYB |  | B10197 PE TMN SURIA NO 2 | CLOSED | CLOSED | LINK |  | 11 kV | GAS |  |  |  | Unknown | INDKOM | INDKOM | 14102213714DE |  | TMN TROPICANA NO 2 | SUBSTATION | Unknown | NO | NONE | DISTRIBUTION | TNB | CHERAS | NO | 75 |  |  | Unknown | NO |  | Unknown |  | 28 |  | 20 | 50 | 20 | B13788 | NO | [7 empty] | 3 | Pass | null
62170493 | B13789 | PE VIRIDIAN |  |  | BCRS/PCE/J01205/MB | 300553437 | Existing | RYB |  | B12239 PE VIRIDIAN | CLOSED | CLOSED | LINK |  | 11 kV | GAS |  |  |  | Unknown | INDKOM | INDKOM | 14102213714DE |  | TMN TROPICANA NO 2 | SUBSTATION | Unknown | NO | NONE | DISTRIBUTION | TNB | CHERAS | NO | 75 |  |  | Unknown | NO |  | Unknown |  | 28 |  | 20 | 50 | 20 | B13789 | NO | [7 empty] | 3 | Pass | null
62172827 | B13943 | B13943 |  |  | BCRS/PCE/J01269/MB1 | 300504883 | Existing | RYB |  | B02392 PE BANDAR SG LONG NO 2 | CLOSED | CLOSED | LINK |  | 11 kV | GAS |  |  |  |  | LUCY | W. LUCY LTD & CO. LTD | SFS0000298 |  | PE SJK (C) BDR SG LONG | SUBSTATION | Unknown | NO | NONE | DISTRIBUTION | TNB | CHERAS | NO | 75 |  |  |  | NO |  | LINE |  | 28 |  | 20 | 50 | 20 | B13943 | NO | [7 empty] | 1 | Pass | null
62172828 | B13945 | B13945 |  |  | BCRS/PCE/J01269/MB1 | 300504883 | Existing | RYB |  | B04479 PE BUKIT PERMAI SG LONG | CLOSED | CLOSED | LINK |  | 11 kV | GAS |  |  |  |  | LUCY | W. LUCY LTD & CO. LTD | SFS 0000298 |  | PE SJK (C) BDR SG LONG | SUBSTATION | Unknown | NO | NONE | DISTRIBUTION | TNB | CHERAS | NO | 75 |  |  |  | NO |  | LINE |  | 28 |  | 20 | 50 | 20 | B13945 | NO | [7 empty] | 1 | Pass | null
62202890 | B13939 | B13939 |  |  | BCRS/PCE/J00875/MB1 | 300444626 | Existing | RYB | SJIM-11 | PENGGUNA HT | OPEN | CLOSED | LINK |  | 11 kV | GAS | 20101101 |  |  |  | TAMCO | TAMCO | D274879 | N/A | SIMPANG BALAK A/T (OUDOOR) | SUBSTATION | Unknown | NO | NONE | DISTRIBUTION | TNB | CHERAS | NO | 75 |  |  | Unknown | NO |  | LINE |  | 28 |  | 0.63 | 50 | 20 | B13939 | NO | N/A |  |  |  | 0 | SIMPANG BALAK ATAS TIANG |  | 3 | Pass | null
62220091 | B13785 | B13785 |  |  | BCRS/PCE/J01223/MB1 | 310525553 | Existing | RYB |  | B08995 PE IND RINGAN BKT ANGKAT NO. 1 | CLOSED | CLOSED | LINK |  | 11 kV | GAS |  |  |  |  | LUCY | INDKOM | SF00100510 |  | PE 3V ASIA FURNITURE | SUBSTATION | Unknown | NO | NONE | DISTRIBUTION | TNB | CHERAS | NO | 75 |  |  |  | NO |  | LINE |  | 28 |  | 20 | 50 | 20 | B13785 | NO | [7 empty] | 3 | Pass | null
62220102 | B13787 |  |  |  | BCRS/PCE/J01223/MB1 | 310525553 | Existing | RYB |  | B08998 PE 3V | CLOSED | CLOSED | LINK |  | 11 kV | GAS |  |  |  |  | LUCY | INDKOM | SF00100510 |  | PE 3V ASIA FURNITURE | SUBSTATION | Unknown | NO | NONE | DISTRIBUTION | TNB | CHERAS | NO | 75 |  |  |  | NO |  | LINE |  | 28 |  | 20 | 50 | 20 | B13787 | NO | [7 empty] | 3 | Pass | null
62245826 | B13804 | PENGGUNA HT | 6830743 | 6830742 | BCRS/PCE/J00299/MB | 300010185 | Existing | RYB | CJYA-4 | PENGGUNA HT | CLOSED | CLOSED | LINK |  | 11 kV | GAS | 19941111 |  |  | Unknown | INDKOM | EPE | 153013114070DE | N/A | GELOMBANG CEKAL (GAY KIM) | SUBSTATION | Unknown | Unknown | Unknown | DISTRIBUTION | TNB | CHERAS | Unknown | 75 |  |  | Unknown | Unknown |  | LINE |  | 28 |  | 20 | 50 | 20 | B13804 | NO | N/A |  |  |  | 0 | GELOMBANG CEKAL SDN BHD |  | 1 | Pass | null
62250120 |  | B13539 |  |  |  |  | Existing | RYB |  |  | OPEN | OPEN | BUSBAR SECTION |  | 11 kV | VACUMM |  |  |  |  | ITEM | ITEM | 11759 |  | PE UTAR SG LONG | INTERCONNECT (OTHER UTILITY) | Unknown | NO | NONE | DISTRIBUTION | TNB | CHERAS | NO | 75 |  |  |  | NO |  | LINE |  | 28 |  | 20 | 50 | 20 |  | NO | [7 empty] | 1 | Pass | null
62280188 | B10928 | B10928 |  |  | BCRS/PCE/J00987/MB | 310425330 | Existing | RYB |  | B08069 JLN BENTARA 1/5 | CLOSED | CLOSED | LINK |  | 11 kV | GAS | 20/08/2015 |  |  |  | TAMCO | TAMCO | D274532 | N/A | JLN HULUBALANG 2/4 | SUBSTATION | Unknown | NO | NONE | DISTRIBUTION | TNB | CHERAS | NO | Unknown |  |  |  | NO | [5 empty] | 20 | 50 | 20 | B10928 | NO | [7 empty] | 3 | Pass | null
62280194 | B10930 | B10930 |  |  | BCRS/PCE/J00987/MB | 310425330 | Existing | RYB |  | B11054 JALAN HULUBALANG | CLOSED | CLOSED | LINK |  | 11 kV | GAS | 20/08/2015 |  |  |  | TAMCO | TAMCO | D274532 | N/A | JLN HULUBALANG 2/4 | SUBSTATION | Unknown | NO | NONE | DISTRIBUTION | TNB | CHERAS | NO | Unknown |  |  |  | NO | [5 empty] | 20 | 50 | 20 | B10930 | NO | [7 empty] | 3 | Pass | null
62288779 | B13919 | S/S CARREFOUR |  |  | BCRS/PCE/J01239/MBB13919 |  | Existing | RYB |  | B10707 S/S CARREFOUR | CLOSED | CLOSED | LINK |  | 11 kV | GAS |  |  |  | Unknown | LUCY | W. LUCY LTD & CO. LTD | SFS0000050 |  | PE TOWN PARK 5 NO 1 | SUBSTATION | Unknown | NO | NONE | DISTRIBUTION | TNB | CHERAS | NO | 75 |  |  | Unknown | NO |  | Unknown |  | 28 |  | 20 | 50 | 20 | B13919 | NO | [7 empty] | 3 | Pass | null
62288790 | B13921 | PE AVENUE 4 NO.1 |  |  | BCRS/PCE/J01239/MBB13921 |  | Existing | RYB |  | B13799 PE AVENUE 4 NO.1 | CLOSED | CLOSED | LINK |  | 11 kV | GAS |  |  |  | Unknown | LUCY | W. LUCY LTD & CO. LTD | SFS0000050 |  | PE TOWN PARK 5 NO 1 | SUBSTATION | Unknown | NO | NONE | DISTRIBUTION | TNB | CHERAS | NO | 75 |  |  | Unknown | NO |  | Unknown |  | 28 |  | 20 | 50 | 20 | B13921 | NO | [7 empty] | 3 | Pass | null
63649963 | E2N2 | [5 empty] | Existing | RYB |  |  | CLOSED |  | NEUTRAL |  | Unknown | [6 empty] | Unknown |  |  | PMU CHERAS JAYA 132/33/11kV | Unknown | Unknown | Unknown | Unknown | DISTRIBUTION | TNB | CHERAS | Unknown |  |  |  |  | Unknown | [8 empty] | E2N2 | [8 empty] | 3 | Fail | Please check "Operating Voltage"
256903365 | B00849 |  | 16317904 | 16317903 | BCRS/PCE/J00531/MB | 300268141 | Existing | RYB | BLKG-2 | HUA ZONG | CLOSED | CLOSED | LINK | 12.000 kV | 11 kV | GAS | 20121111 | 1984 | 840619 |  | TAMCO | INDKOM | GRI-22-D-10-211 |  | KILANG PAPAN (HEN KEE SAWMILL) | SUBSTATION | Unknown | Unknown | Unknown | DISTRIBUTION | TNB | CHERAS | Unknown | 75 |  |  |  | Unknown |  | LINE |  | 28 | 630.000 A | 0.63 | 50 | 20 | B00849 | Unknown |  |  |  |  | 0 | SAWMILL |  | 3 | Pass | null
256903369 | B00847 |  | 16317907 | 16317906 | BCRS/PCE/J00531/MB | 300268141 | Existing | RYB | BLKG-2 | B00846 PLAZA TOL UPM | CLOSED | CLOSED | LINK | 12.000 kV | 11 kV | GAS | 20121111 | 1984 | 840619 |  | TAMCO | INDKOM | GRI-22-D-10-211 |  | KILANG PAPAN (HEN KEE SAWMILL) | SUBSTATION | Unknown | Unknown | Unknown | DISTRIBUTION | TNB | CHERAS | Unknown | 75 |  |  |  | Unknown |  | LINE |  | 28 | 630.000 A | 0.63 | 50 | 20 | B00847 | Unknown |  |  |  |  | 0 | SAWMILL |  | 3 | Pass | null
256914282 | B10288 | PE APT.SUAKASIH B.T.H.O. | 26131408 | 26131407 | BCRS/PCE/J00908/MBB10288 |  | Existing | RYB | BTHO-6 | B07255 PE APT.SUAKASIH B.T.H.O. | CLOSED | CLOSED | LINK | 12.000 kV | 11 kV | GAS |  | 2007 | D275087 | Unknown | FALCON BETA | TAMCO | D275087 |  | TOWN PARK 1 NO 2 | SUBSTATION | Unknown | Unknown | Unknown | DISTRIBUTION | TNB | CHERAS | Unknown | 75 |  |  | Unknown | Unknown |  | Unknown |  | 28 | 630.000 A | 0.63 | 50 | 20 | B10288 | Unknown |  |  |  |  | 0 | TOWN PARK 1 NO.2 |  | 3 | Pass | null
256914287 | B10285 | PE TOWN PARK 1 NO 1 | 26131422 | 26131421 | BCRS/PCE/J00908/MBB10285 |  | Existing | RYB | BTHO-6 | B10284 PE TOWN PARK 1 NO 1 | CLOSED | CLOSED | LINK | 12.000 kV | 11 kV | GAS |  | 2007 | D275087 | Unknown | FALCON BETA | TAMCO | D275087 |  | TOWN PARK 1 NO 2 | SUBSTATION | Unknown | Unknown | Unknown | DISTRIBUTION | TNB | CHERAS | Unknown | 75 |  |  | Unknown | Unknown |  | Unknown |  | 28 | 630.000 A | 0.63 | 50 | 20 | B10285 | Unknown |  |  |  |  | 0 | TOWN PARK 1 NO.2 |  | 3 | Pass | null
256916398 | B02225 |  | 26061866 | 26061868 | BCRS/PCE/J00108/MB1 | 300431086 | Existing | RYB | TMASS-10 | B11015 ALLIANCE INDUSTRIES(M) SDN BH | CLOSED | CLOSED | LINK | 12.000 kV | 11 kV | GAS | 20001101 | 2008 | I280083 |  | FALCON BETA | TAMCO | I280083 |  | MADAH PERKAYUAN | Unknown | Unknown | Unknown | Unknown | DISTRIBUTION | TNB | CHERAS | Unknown | 75 |  |  |  | Unknown |  | LINE |  | 28 | 630.000 A | 0.63 | 50 | 20 | B02225 | [5 empty] | 0 | MADAH PERKAYUAN |  | 3 | Pass | null
256918037 | B09957 | B09957 | 26106690 | 26106689 | BCRS/PCE/J00842/MB1 | 300448855 | Existing | RYB | SGLN-2 | B10131 JLN BKT SG.LONG 3/1 | CLOSED | CLOSED | LINK | 12.000 kV | 11 kV | GAS | 20101111 | 2007 | D275056 | Unknown | FALCON BETA | TAMCO | D275056 |  | PERSIARAN BKT SG LONG NO 2 | SUBSTATION | Unknown | Unknown | Unknown | DISTRIBUTION | TNB | CHERAS | Unknown | 75 |  |  | Unknown | Unknown |  | LINE |  | 28 | 630.000 A | 0.63 | 50 | 20 | B09957 | Unknown |  |  |  |  | 0 | PERSIARAN BUKIT SUNGAI LONG 2 |  | 3 | Pass | null
256918043 | B09954 | B09954 | 26106713 | 26106712 | BCRS/PCE/J00842/MB1 | 300448855 | Existing | RYB | SGLN-2 | B09953 PERSIARAN BKT SG.LONG 1 | CLOSED | CLOSED | LINK | 12.000 kV | 11 kV | GAS | 20101111 | 2007 | D275056 |  | FALCON BETA | TAMCO | D275056 |  | PERSIARAN BKT SG LONG NO 2 | SUBSTATION | Unknown | Unknown | Unknown | DISTRIBUTION | TNB | CHERAS | Unknown | 75 |  |  | Unknown | Unknown |  | LINE |  | 28 | 630.000 A | 0.63 | 50 | 20 | B09954 | Unknown |  |  |  |  | 0 | PERSIARAN BUKIT SUNGAI LONG 2 |  | 3 | Pass | null
256924995 | B10183 | B10183 | 26026188 | 26026187 |  |  | Existing | RYB | BTHO-4 | B02079 TMN EMAS CHERAS | OPEN | OPEN | LINK | 12.000 kV | 11 kV | GAS |  | 2007 | D275286 |  | FALCON BETA | TAMCO | D275286 | N/A | TMN ORKID JLN ORKID 5/2 | SUBSTATION | Unknown | Unknown | Unknown | DISTRIBUTION | TNB | CHERAS | Unknown | 75 |  |  | Unknown | Unknown |  | LINE |  | 28 | 630.000 A | 0.63 | 50 | 20 | B10183 | NO | N/A |  |  |  | 0 | TMN ORKID, JLN ORKID 5/2 |  | 3 | Pass | null
256924999 | B10180 | B10180 | 26026193 | 26026192 |  |  | Existing | RYB | BTHO-4 | B09932 TMN ORKID 5/1 | CLOSED | CLOSED | LINK | 12.000 kV | 11 kV | GAS |  | 2007 | D275286 |  | FALCON BETA | TAMCO | D275286 | N/A | TMN ORKID JLN ORKID 5/2 | SUBSTATION | Unknown | Unknown | Unknown | DISTRIBUTION | TNB | CHERAS | Unknown | 75 |  |  | Unknown | Unknown |  | LINE |  | 28 | 630.000 A | 0.63 | 50 | 20 | B10180 | NO | N/A |  |  |  | 0 | TMN ORKID, JLN ORKID 5/2 |  | 3 | Pass | null
256925025 | B10197 | PE TAMAN TROPICANA NO.2 | 26025358 | 26025357 | BCRS/PCE/J00735/MBB10195 | 300271003 | Existing | RYB | SGLN-3 | B13788 PE TAMAN TROPICANA NO.2 | CLOSED | CLOSED | LINK | 12.000 kV | 11 kV | GAS | 18/07/1998 | 2008 | B2815724 |  | FALCON BETA | TAMCO | B2815724 |  | TMN SURIA NO 2 | SUBSTATION | Unknown | Unknown | Unknown | DISTRIBUTION | TNB | CHERAS | Unknown | 75 |  |  | Unknown | Unknown |  | LINE |  | 28 | 630.000 A | 0.63 | 50 | 20 | B10197 | Unknown |  |  |  |  | 0 | TMN SURIA NO 2 |  | 3 | Pass | null
256925030 | B10195 | PE TAMAN TROPICANA CHERAS | 26025371 | 26025370 | BCRS/PCE/J00735/MBB10195 | 300271003 | Existing | RYB | SGLN-3 | B12422 PE TAMAN TROPICANA CHERAS | CLOSED | CLOSED | LINK | 12.000 kV | 11 kV | GAS | 18/07/1998 | 2008 | B2815724 | Unknown | FALCON BETA | TAMCO | B2815724 |  | TMN SURIA NO 2 | SUBSTATION | Unknown | Unknown | Unknown | DISTRIBUTION | TNB | CHERAS | Unknown | 75 |  |  | Unknown | Unknown |  | LINE |  | 28 | 630.000 A | 0.63 | 50 | 20 | B10195 | Unknown |  |  |  |  | 0 | TMN SURIA NO 2 |  | 3 | Pass | null
256925348 | B10184 | PE KBP 3 JORDONE NO.3 | 26016941 | 26016940 | BCRS/PCE/J00791/MB | 300443556 | Existing | RYB | MINE-9 | B11351 PE KBP 3 JORDONE NO.3 | CLOSED | CLOSED | LINK | 12.000 kV | 11 kV | GAS | 20081111 | 2007 | B 2714892 |  | FALCON BETA | TAMCO | B2714892 |  | DAIREN DEVELOPMENT NO 2 | SUBSTATION | Unknown | Unknown | Unknown | DISTRIBUTION | TNB | CHERAS | Unknown | 75 |  |  |  | Unknown |  | LINE |  | 28 | 630.000 A | 0.63 | 50 | 20 | B10184 | Unknown |  |  |  |  | 0 | DAIREN DEVELOPMENT SDN BHD NO.2 |  | 3 | Pass | null
256925353 | B10186 | PE AMAZON KPB 3 | 26016954 | 26016953 | BCRS/PCE/J00791/MB | 300443556 | Existing | RYB | MINE-9 | B13292 PE AMAZON KPB 3 | OPEN | CLOSED | LINK | 12.000 kV | 11 kV | GAS | 20081111 | 2007 | B 2714892 |  | FALCON BETA | TAMCO | B2714892 |  | DAIREN DEVELOPMENT NO 2 | SUBSTATION | Unknown | Unknown | Unknown | DISTRIBUTION | TNB | CHERAS | Unknown | 75 |  |  |  | Unknown |  | LINE |  | 28 | 630.000 A | 0.63 | 50 | 20 | B10186 | Unknown |  |  |  |  | 0 | DAIREN DEVELOPMENT SDN BHD NO.2 |  | 3 | Pass | null
256925375 | B10069 | PE BRISTOL TRADING SB NO 2 | 26019019 | 26019018 | BCRS/PCE/J00620/MBB10070 | 300270107 | Existing | RYB | BLKG-5 | B07922 PE BRISTOL TRADING SB NO 2 | CLOSED | CLOSED | LINK | 12.000 kV | 11 kV | GAS | 20081101 | 2007 | B2715402 | Unknown | FALCON BETA | TAMCO | B2715402 |  | INTRA DESIGN | SUBSTATION | Unknown | Unknown | Unknown | DISTRIBUTION | TNB | CHERAS | Unknown | 75 |  |  | Unknown | Unknown |  | Unknown |  | 28 | 630.000 A | 0.63 | 50 | 20 | B10069 | Unknown |  |  |  |  | 0 | PE INTRA DESIGN |  | 3 | Pass | null
256925380 | B10071 | PE TS MERG | 26019034 | 26019033 | BCRS/PCE/J00620/MBB10070 | 300270107 | Existing | RYB | BLKG-5 | B02839 PE TS MERG | CLOSED | CLOSED | LINK | 12.000 kV | 11 kV | GAS | 20081101 | 2007 | B2715402 | Unknown | FALCON BETA | TAMCO | B2715402 |  | INTRA DESIGN | SUBSTATION | Unknown | Unknown | Unknown | DISTRIBUTION | TNB | CHERAS | Unknown | 75 |  |  | Unknown | Unknown |  | Unknown |  | 28 | 630.000 A | 0.63 | 50 | 20 | B10071 | Unknown |  |  |  |  | 0 | PE INTRA DESIGN |  | 3 | Pass | null
256926220 | B00905 | B00906 | 16310817 | 16310816 | BCRS/PCE/J00658/MB | 300270662 | Existing | RYB | BLKG-2 | B00906 DESA SERDANG NO 4 | CLOSED | CLOSED | LINK | 16.000 kV | 11 kV | OIL | 20121111 | 0 | KSS/1161 |  | EPE | INDKOM |  |  | DESA SERDANG NO 3 | SUBSTATION | Unknown | Unknown | Unknown | DISTRIBUTION | TNB | CHERAS | Unknown | 75 |  |  |  | Unknown |  | LINE |  | 28 | 630.000 A | 0.63 | 50 | 21.9 | B00905 | Unknown |  |  |  |  | 0 | DESA SERDANG NO 3 |  | 3 | Pass | null
256926522 | B00902 | B00901 DESA SERDANG NO. 2 | 16310838 | 16310837 | BCRS/PCE/J00658/MB | 300270662 | Existing | RYB | BLKG-2 | B00901 DESA SERDANG NO 2 | CLOSED | CLOSED | LINK | 16.000 kV | 11 kV | OIL | 20121111 | 0 | KSS/1161 |  | EPE | INDKOM |  |  | DESA SERDANG NO 3 | SUBSTATION | Unknown | Unknown | Unknown | DISTRIBUTION | TNB | CHERAS | Unknown | 75 |  |  |  | Unknown |  | LINE |  | 28 | 630.000 A | 0.63 | 50 | 21.9 | B00902 | Unknown |  |  |  |  | 0 | DESA SERDANG NO 3 |  | 3 | Pass | null
256926551 | B00906 | B00905 | 16310897 | 16310896 | BCRS/PCE/J00657/MB | 300516492 | Existing | RYB | BLKG-2 | B00905 DESA SERDANG NO 3 | CLOSED | CLOSED | LINK | 16.000 kV | 11 kV | GAS | 18/12/2015 | 0 | KSS/1735 |  | INDKOM | INDKOM | 15032214671DE |  | DESA SERDANG NO 4 | SUBSTATION | Unknown | Unknown | Unknown | DISTRIBUTION | TNB | CHERAS | Unknown | 75 |  |  |  | Unknown |  | LINE |  | 28 | 630.000 A | 20 | 50 | 20 | B00906 | Unknown |  |  |  |  | 0 | DESA SERDANG NO 4 |  | 1 | Pass | null
256926557 | B00909 | B11393 SMK DESA SERDANG | 16310918 | 16310917 | BCRS/PCE/J00657/MB | 300516492 | Existing | RYB | BLKG-2 | B00907 SMK DESA SERDANG | CLOSED | CLOSED | LINK | 16.000 kV | 11 kV | GAS | 18/12/2015 | 0 | KSS/1735 |  | INDKOM | INDKOM | 15032214671DE |  | DESA SERDANG NO 4 | SUBSTATION | Unknown | Unknown | Unknown | DISTRIBUTION | TNB | CHERAS | Unknown | 75 |  |  |  | Unknown |  | LINE |  | 28 | 630.000 A | 20 | 50 | 20 | B00909 | Unknown |  |  |  |  | 0 | DESA SERDANG NO 4 |  | 1 | Pass | null
256926740 | B00860 | B00864 USAHA MENANG NO 1 | 16311792 | 16311791 | BCRS/PCE/J00969/MB1 | 300319925 | Existing | RYB | BLKG-2 | B00864 USAHA MENANG NO 1 | CLOSED | CLOSED | LINK | 12.000 kV | 11 kV | GAS | 19881111 | 1987 | 870799 |  | LONG CRAWFORD | LONG CRAWFORD | N/A |  | SERDANG LAMA COMPACT | SUBSTATION | Unknown | Unknown | Unknown | DISTRIBUTION | TNB | CHERAS | Unknown | 75 |  |  |  | Unknown |  | LINE |  | 28 | 630.000 A | 0.63 | 50 | 20 | B00860 | Unknown |  |  |  |  | 0 | PADAT(COMPACT) SERDANG LAMA |  | 3 | Pass | null
256926744 | B00858 | B08323 R/P MURAH TMN. SURIA | 16311795 | 16311794 | BCRS/PCE/J00969/MB1 | 300319925 | Existing | RYB | BLKG-2 | B08323 R/P MURAH TMN. SURIA | CLOSED | CLOSED | LINK | 12.000 kV | 11 kV | GAS | 19881111 | 1987 | 870799 |  | LONG CRAWFORD | LONG CRAWFORD | N/A |  | SERDANG LAMA COMPACT | SUBSTATION | Unknown | Unknown | Unknown | DISTRIBUTION | TNB | CHERAS | Unknown | 75 |  |  |  | Unknown |  | LINE |  | 28 | 630.000 A | 0.63 | 50 | 20 | B00858 | Unknown |  |  |  |  | 0 | PADAT(COMPACT) SERDANG LAMA |  | 3 | Pass | null
256928068 | B06758 | PE JLN PENGGAWA 2/2 | 6773547 | 6773546 | BCRS/PCE/J00259/MBB06758 | 300006138 | Existing | RYB | MHCR-1 | B09970 PE JLN PENGGAWA 2/2 | CLOSED | CLOSED | LINK | 12.000 kV | 11 kV | GAS | 20021101 | 2002 | D221458 | Unknown | FALCON BETA | TAMCO | D2221458 |  | BDR MAHKOTA CHERAS NO 17 | SUBSTATION | Unknown | Unknown | Unknown | DISTRIBUTION | TNB | CHERAS | Unknown | 75 |  |  | Unknown | Unknown |  | Unknown |  | 28 | 630.000 A | 0.63 | 50 | 20 | B06758 | Unknown |  |  |  |  | 0 | BANDAR MAHKOTA CHERAS NO 17 |  | 3 | Pass | null
256928072 | B06761 | PE BANDAR MAHKOTA CHERAS NO:18 | 6773549 | 6773548 | BCRS/PCE/J00259/MBB06758 | 300006138 | Existing | RYB | MHCR-10 | B06762 PE BANDAR MAHKOTA CHERAS NO:18 | CLOSED | OPEN | LINK | 12.000 kV | 11 kV | GAS | 20021101 | 2002 | D221458 | Unknown | FALCON BETA | TAMCO | D2221458 |  | BDR MAHKOTA CHERAS NO 17 | SUBSTATION | Unknown | Unknown | Unknown | DISTRIBUTION | TNB | CHERAS | Unknown | 75 |  |  | Unknown | Unknown |  | Unknown |  | 28 | 630.000 A | 0.63 | 50 | 20 | B06761 | Unknown |  |  |  |  | 0 | BANDAR MAHKOTA CHERAS NO 17 |  | 3 | Pass | null
256928104 | B02115 | B02115 | 6781409 | 6781408 | BCRS/PCE/J00025/MB1 | 300266940 | Existing | RYB |  | B02113 ALAM JAYA NO 2 | CLOSED | CLOSED | LINK | 11.000 kV | 11 kV | OIL | 20111101 | 0 | L97077-559L | Unknown | TAMCO | VEI | H16-1-174 |  | GOOD EARTH | SUBSTATION | Unknown | Unknown | Unknown | DISTRIBUTION | TNB | CHERAS | Unknown | 75 |  |  | Unknown | Unknown |  | LINE |  | 28 | 400.000 A | 0.4 | 50 | 21.9 | B02115 | Unknown |  |  |  |  | 0 | GOO EARTH |  | 3 | Pass | null
256928110 | B02117 | B02117 | 6781441 | 6781440 | BCRS/PCE/J00025/MB1 | 300266940 | Existing | RYB |  | PPU TMN SEGAR 2 VCB 12 | OPEN | CLOSED | LINK | 11.000 kV | 11 kV | OIL | 20111101 | 0 | L19/1/474R | Unknown | TAMCO | VEI | H16-1-174 |  | GOOD EARTH | Unknown | Unknown | Unknown | Unknown | DISTRIBUTION | TNB | CHERAS | Unknown | 75 |  |  | Unknown | Unknown |  | LINE |  | 28 | 400.000 A | 0.4 | 21.9 | 21.9 | B02117 | Unknown |  |  |  |  | 0 | GOO EARTH |  | 3 | Pass | null
256928114 | B02118 | B02118 | 6781443 | 6781447 | BCRS/PCE/J00025/MB1 | 300266940 | Existing | RYB |  | B10039 PERDANA AVENUE | CLOSED | CLOSED | LINK | 11.000 kV | 11 kV | OIL | 20111101 | 0 | L19/1/481R | Unknown | TAMCO | VEI | H16-1-174 |  | GOOD EARTH | SUBSTATION | Unknown | Unknown | Unknown | DISTRIBUTION | TNB | CHERAS | Unknown | 75 |  |  | Unknown | Unknown |  | LINE |  | 28 | 400.000 A | 0.4 | 50 | 21.9 | B02118 | Unknown |  |  |  |  | 0 | GOO EARTH |  | 3 | Pass | null
256928195 | B02388 | PE BDR SG LONG NO 10 | 6834190 | 6834189 | BCRS/PCE/J00215/MBB02388 | 300005754 | Existing | RYB | SGLN-7 | B02387 PE BDR SG LONG NO 10 | CLOSED | CLOSED | LINK | 16.000 kV | 11 kV | GAS | 20121101 | 0 | KSS/1957 | Unknown | F_and_G | INDKOM | 1111225463 |  | SG LONG NO 8 | SUBSTATION | Unknown | Unknown | Unknown | DISTRIBUTION | TNB | CHERAS | Unknown | 75 |  |  | Unknown | Unknown |  | Unknown |  | 28 | 630.000 A | 0.63 | 50 | 21.9 | B02388 | Unknown |  |  |  |  | 0 | BANDAR SG LONG NO 8 |  | 3 | Pass | null
256928201 | B02391 | PE BDR SG LONG NO.11 | 6834208 | 6834207 | BCRS/PCE/J00215/MBB02388 | 300005754 | Existing | RYB | SGLN-7 | B06027 PE BDR SG LONG NO.11 | CLOSED | CLOSED | LINK | 16.000 kV | 11 kV | GAS | 20121101 | 0 | KSS/1957 | Unknown | F_and_G | INDKOM | 1111225463 |  | SG LONG NO 8 | SUBSTATION | Unknown | Unknown | Unknown | DISTRIBUTION | TNB | CHERAS | Unknown | 75 |  |  | Unknown | Unknown |  | Unknown |  | 28 | 630.000 A | 0.63 | 50 | 21.9 | B02391 | Unknown |  |  |  |  | 0 | BANDAR SG LONG NO 8 |  | 3 | Pass | null
256928259 | B05109 | PE GOOD VIEW 2 | 6834907 | 6834906 | BCRS/PCE/J00226/MB | 300431421 | Existing | RYB | MHCR-5 | B13501 PE GOOD VIEW 2 | CLOSED | CLOSED | LINK | 11.000 kV | 11 kV | GAS | 20011101 | 2001 | 0114S081 | Unknown | F_and_G | INDKOM | 0114S081 |  | SEK MEN KEB SG LONG | SUBSTATION | Unknown | Unknown | Unknown | DISTRIBUTION | TNB | CHERAS | Unknown | 75 |  |  | Unknown | Unknown |  | Unknown |  | 28 | 630.000 A | 0.63 | 50 | 22 | B05109 | Unknown |  |  |  |  | 0 | SEK MEB KEB SG LONG |  | 3 | Pass | null
256928263 | B05107 | PE MITRALAND | 6834910 | 6834909 | BCRS/PCE/J00226/MB | 300431421 | Existing | RYB | MHCR-5 | B05032 PE MITRALAND | CLOSED | CLOSED | LINK | 11.000 kV | 11 kV | GAS | 20011101 | 2001 | 0114S081 | Unknown | F_and_G | INDKOM | 0114S081 |  | SEK MEN KEB SG LONG | SUBSTATION | Unknown | Unknown | Unknown | DISTRIBUTION | TNB | CHERAS | Unknown | 75 |  |  | Unknown | Unknown |  | Unknown |  | 28 | 630.000 A | 0.63 | 50 | 22 | B05107 | Unknown |  |  |  |  | 0 | SEK MEB KEB SG LONG |  | 3 | Pass | null
256928632 | B01253 | PE AZR VTEC JLN SURIA 1 | 6835223 | 6835222 | BCRS/PCE/J00278/MBB01251 | 300010011 | Existing | RYB | PBEL(P)-11 | B12102 PE AZR VTEC JLN SURIA 1 | CLOSED | CLOSED | LINK | 12.000 kV | 11 kV | GAS | 20051101 | 2005 | 2285 | Unknown | VEI | EPE | 2285 |  | TUCK HUA NO 1 METAL | SUBSTATION | Unknown | Unknown | Unknown | DISTRIBUTION | TNB | CHERAS | Unknown | 75 |  |  | Unknown | Unknown |  | Unknown |  | 28 | 630.000 A | 0.63 | 50 | 20 | B01253 | Unknown |  |  |  |  | 0 | TUCK HUA NO 1 |  | 3 | Pass | null
256928636 | B01251 | PE TUCK HUA NO 2 | 6835226 | 6835225 | BCRS/PCE/J00278/MBB01251 | 300010011 | Existing | RYB | PBEL(P)-11 | B01247 PE TUCK HUA NO 2 | CLOSED | CLOSED | LINK | 12.000 kV | 11 kV | GAS | 20051101 | 2005 | 2285 | Unknown | VEI | EPE | 2285 |  | TUCK HUA NO 1 METAL | SUBSTATION | Unknown | Unknown | Unknown | DISTRIBUTION | TNB | CHERAS | Unknown | 75 |  |  | Unknown | Unknown |  | Unknown |  | 28 | 630.000 A | 0.63 | 50 | 20 | B01251 | Unknown |  |  |  |  | 0 | TUCK HUA NO 1 |  | 3 | Pass | null
256928659 | B09421 | PE SURIA INDUSTRIAL PARK | 6835291 | 6835290 | BCRS/PCE/J00627/MBB09421 | 300270139 | Existing | RYB | PBEL(P)-11 | B11488 PE SURIA INDUSTRIAL PARK | CLOSED | CLOSED | LINK | 11.000 kV | 11 kV | GAS | 19991101 | 1999 | 9912S142 | Unknown | F_and_G | INDKOM | 14032212247DE |  | TUCK HUA NO 3 | SUBSTATION | Unknown | Unknown | Unknown | DISTRIBUTION | TNB | CHERAS | Unknown | 75 |  |  | Unknown | Unknown |  | LINE |  | 28 | 630.000 A | 0.63 | 50 | 20 | B09421 | Unknown |  |  |  |  | 0 | TUCK HUA NO 3 |  | 3 | Pass | null
256928663 | B09423 | PE AZR VTEC JLN SURIA 1 | 6835294 | 6835293 | BCRS/PCE/J00627/MBB09421 | 300270139 | Existing | RYB | PBEL(P)-11 | B12104 PE AZR VTEC JLN SURIA 1 | CLOSED | CLOSED | LINK | 11.000 kV | 11 kV | GAS | 19991101 | 1999 | 9912S142 | Unknown | F_and_G | INDKOM | 14032212247DE |  | TUCK HUA NO 3 | SUBSTATION | Unknown | Unknown | Unknown | DISTRIBUTION | TNB | CHERAS | Unknown | 75 |  |  | Unknown | Unknown |  | LINE |  | 28 | 630.000 A | 0.63 | 50 | 20 | B09423 | Unknown |  |  |  |  | 0 | TUCK HUA NO 3 |  | 3 | Pass | null
256928685 | B07476 | S/S BINA PLASTIC | 6835325 | 6835324 | BCRS/PCE/J00496/MBB07474 | 300431589 | Existing | RYB | PBEL(P)-6 | B01244 S/S BINA PLASTIC | CLOSED | CLOSED | LINK | 12.000 kV | 11 kV | GAS | 20051105 | 0 | R0328010SF | Unknown | MERLIN GERIN | MERLIN GERIN | R0328010SF |  | DATARAN HASIL | SUBSTATION | Unknown | Unknown | Unknown | DISTRIBUTION | TNB | CHERAS | Unknown | 75 |  |  | Unknown | Unknown |  | Unknown |  | 28 | 630.000 A | 0.63 | 50 | 18.5 | B07476 | Unknown |  |  |  |  | 0 | COMPACT DATARAN HASIL |  | 3 | Pass | null
256928690 | B07474 | PE PADAT OVERSEA | 6835844 | 6835843 | BCRS/PCE/J00496/MBB07474 | 300431589 | Existing | RYB | PBEL(P)-6 | B11451 PE PADAT OVERSEA | CLOSED | CLOSED | LINK | 12.000 kV | 11 kV | GAS | 20051105 | 0 | R0328010SF | Unknown | MERLIN GERIN | MERLIN GERIN | R0328010SF |  | DATARAN HASIL | SUBSTATION | Unknown | Unknown | Unknown | DISTRIBUTION | TNB | CHERAS | Unknown | 75 |  |  | Unknown | Unknown |  | Unknown |  | 28 | 630.000 A | 0.63 | 50 | 18.5 | B07474 | Unknown |  |  |  |  | 0 | COMPACT DATARAN HASIL |  | 3 | Pass | null
256928710 | B01244 | PE PADAT DATARAN HASIL | 6835980 | 6835979 | BCRS/PCE/J00275/MBB01242 | 300009995 | Existing | RYB | PBEL(P)-6 | B07476 PE PADAT DATARAN HASIL | CLOSED | CLOSED | LINK | 12.000 kV | 11 kV | GAS | 19961111 | 1996 | C960081 | Unknown | FALCON BETA | TAMCO | C/A960081 |  | SWS BINA PLASTIC | SUBSTATION | Unknown | Unknown | Unknown | DISTRIBUTION | TNB | CHERAS | Unknown | 75 |  |  | Unknown | Unknown |  | Unknown |  | 28 | 630.000 A | 0.63 | 50 | 20 | B01244 | Unknown |  |  |  |  | 0 | S/S BINA PLASTIC |  | 3 | Pass | null
256928714 | B01243 | MSB 11KV PENGGUNA | 6835985 | 6835984 | BCRS/PCE/J00275/MBB01242 | 300009995 | Existing | RYB | PBEL(P)-6 | MSB 11KV PENGGUNA | CLOSED | CLOSED | LINK | 12.000 kV | 11 kV | GAS | 19961111 | 1996 | C960081 | Unknown | FALCON BETA | TAMCO | C/A960081 |  | SWS BINA PLASTIC | CUSTOMER | Unknown | Unknown | Unknown | DISTRIBUTION | TNB | CHERAS | Unknown | 75 |  |  | Unknown | Unknown |  | Unknown |  | 28 | 630.000 A | 0.63 | 50 | 20 | B01243 | Unknown |  |  |  |  | 0 | S/S BINA PLASTIC |  | 3 | Pass | null
256928718 | B01242 | PE CONTROL INSTRUMENT | 6835990 | 6835989 | BCRS/PCE/J00275/MBB01242 | 300009995 | Existing | RYB | PBEL(P)-6 | B01241 PE CONTROL INSTRUMENT | CLOSED | CLOSED | LINK | 12.000 kV | 11 kV | GAS | 19961111 | 1996 | C960081 | Unknown | FALCON BETA | TAMCO | C/A960081 |  | SWS BINA PLASTIC | SUBSTATION | Unknown | Unknown | Unknown | DISTRIBUTION | TNB | CHERAS | Unknown | 75 |  |  | Unknown | Unknown |  | Unknown |  | 28 | 630.000 A | 0.63 | 50 | 20 | B01242 | Unknown |  |  |  |  | 0 | S/S BINA PLASTIC |  | 3 | Pass | null
256928747 | B01241 | S/S BINA PLASTIC | 6836022 | 6836021 | BCRS/PCE/J00273/MBB01238 | 300009982 | Existing | RYB | PBEL(P)-6 | B01242 S/S BINA PLASTIC | CLOSED | CLOSED | LINK | 12.000 kV | 11 kV | GAS | 20011111 | 2006 | 2853 | Unknown | VEI | VEI | 2853 |  | CONTROL INSTRUMENT | SUBSTATION | Unknown | Unknown | Unknown | DISTRIBUTION | TNB | CHERAS | Unknown | 75 |  |  | Unknown | Unknown |  | Unknown |  | 28 | 630.000 A | 0.63 | 50 | 20 | B01241 | Unknown |  |  |  |  | 0 | B01242 S/S BINA PLASTIK |  | 3 | Pass | null
256928751 | B01238 | PE MECOMB | 6836027 | 6836026 | BCRS/PCE/J00273/MBB01238 | 300009982 | Existing | RYB | PBEL(P)-6 | B01237 PE MECOMB | CLOSED | CLOSED | LINK | 12.000 kV | 11 kV | GAS | 20011111 | 2006 | 2853 | Unknown | VEI | VEI | 2853 |  | CONTROL INSTRUMENT | SUBSTATION | Unknown | Unknown | Unknown | DISTRIBUTION | TNB | CHERAS | Unknown | 75 |  |  | Unknown | Unknown |  | Unknown |  | 28 | 630.000 A | 0.63 | 50 | 20 | B01238 | Unknown |  |  |  |  | 0 | CONTROL INSTRUMENT |  | 3 | Pass | null
256928755 | B01240 | PE PANTAI UTAMA S/B | 6836032 | 6836031 | BCRS/PCE/J00273/MBB01238 | 300009982 | Existing | RYB | PBEL(P)-6 | B01308 PE PANTAI UTAMA S/B | CLOSED | CLOSED | LINK | 12.000 kV | 11 kV | GAS | 20011111 | 2006 | 2853 | Unknown | VEI | VEI | 2853 |  | CONTROL INSTRUMENT | SUBSTATION | Unknown | Unknown | Unknown | DISTRIBUTION | TNB | CHERAS | Unknown | 75 |  |  | Unknown | Unknown |  | Unknown |  | 28 | 630.000 A | 0.63 | 50 | 20 | B01240 | Unknown |  |  |  |  | 0 | CONTROL INSTRUMENT |  | 3 | Pass | null
256928820 | B01309 | PE FURNIWEB | 6840977 | 6840976 | BCRS/PCE/J00206/MBB01309 | 300005693 | Existing | RYB | TAMI-7 | B01301 PE FURNIWEB | CLOSED | CLOSED | LINK | 12.000 kV | 11 kV | GAS | 19951101 | 1995 | N/A | Unknown | F_and_G | MERLIN GERIN | N/A |  | MAURI FERMENTATION | SUBSTATION | Unknown | Unknown | Unknown | DISTRIBUTION | TNB | CHERAS | Unknown | 75 |  |  | Unknown | Unknown |  | Unknown |  | 28 | 630.000 A | 0.63 | 50 | 22 | B01309 | Unknown |  |  |  |  | 0 | MAURI FERMANTATION |  | 3 | Pass | null
256928824 | B05506 |  | 6840982 | 6840981 | BCRS/PCE/J00206/MBB01309 | 300005693 | Existing | RYB | TAMI-7 | MSB 11KV MAURI FRMANTATION | CLOSED | CLOSED | LINK | 12.000 kV | 11 kV | GAS | 19951101 | 1995 | N/A | Unknown | F_and_G | MERLIN GERIN | N/A |  | MAURI FERMENTATION | SUBSTATION | Unknown | Unknown | Unknown | DISTRIBUTION | TNB | CHERAS | Unknown | 75 |  |  | Unknown | Unknown |  | Unknown |  | 28 | 630.000 A | 0.63 | 50 | 22 | B05506 | Unknown |  |  |  |  | 0 | MAURI FERMANTATION |  | 3 | Pass | null
256928828 | B01311 | PE SANYIN | 6840987 | 6840986 | BCRS/PCE/J00206/MBB01309 | 300005693 | Existing | RYB | TAMI-7 | B08154 PE SANYIN | CLOSED | CLOSED | LINK | 12.000 kV | 11 kV | GAS | 19951101 | 1995 | N/A | Unknown | F_and_G | MERLIN GERIN | N/A |  | MAURI FERMENTATION | SUBSTATION | Unknown | Unknown | Unknown | DISTRIBUTION | TNB | CHERAS | Unknown | 75 |  |  | Unknown | Unknown |  | Unknown |  | 28 | 630.000 A | 0.63 | 50 | 22 | B01311 | Unknown |  |  |  |  | 0 | MAURI FERMANTATION |  | 3 | Pass | null
256929315 | B06748 | B06748 | 6909012 | 6909011 | BCRS/PCE/J00271/MBB06746 | 300009474 | Existing | RYB | PMU SMYH-8 | B02303 KG SG LUI | CLOSED | CLOSED | LINK | 12.000 kV | 11 kV | GAS | 19901101 | 0 | N/A | Unknown | MERLIN GERIN | MERLIN GERIN | R630151347 SF |  | PADAT LAMAN KENCANA BT 19 H/L | SUBSTATION | Unknown | Unknown | Unknown | DISTRIBUTION | TNB | CHERAS | Unknown | 75 |  |  | Unknown | Unknown |  | LINE |  | 28 | 630.000 A | 0.63 | 50 | 20 | B06748 | Unknown |  |  |  |  | 0 | PADAT LAMAN KENCANA BT 19 ULU L |  | 3 | Pass | null
256929319 | B06746 | B06746 | 6909021 | 6909020 | BCRS/PCE/J00271/MBB06746 | 300009474 | Existing | RYB | PMU SMYH-8 | B02302 KG JAWA | CLOSED | CLOSED | LINK | 12.000 kV | 11 kV | GAS | 19901101 | 0 | N/A | Unknown | MERLIN GERIN | MERLIN GERIN | R630151347 SF |  | PADAT LAMAN KENCANA BT 19 H/L | SUBSTATION | Unknown | Unknown | Unknown | DISTRIBUTION | TNB | CHERAS | Unknown | 75 |  |  | Unknown | Unknown |  | LINE |  | 28 | 630.000 A | 0.63 | 50 | 20 | B06746 | Unknown |  |  |  |  | 0 | PADAT LAMAN KENCANA BT 19 ULU L |  | 3 | Pass | null
256929383 | B02318 | B02318 | 6908857 | 6908856 | BCRS/PCE/J00086/MBB02316 | 300004409 | Existing | RYB | PMU SMYH-8 | B02319 KG DONG LAI | CLOSED | CLOSED | LINK | 11.000 kV | 11 kV | OIL | 19901101 | 0 | L17172-65L | Unknown | BRUSH | VEI | H97051-150H |  | SG LUI NO 3 BT 23 A/T | SUBSTATION | Unknown | Unknown | Unknown | DISTRIBUTION | TNB | CHERAS | Unknown | 75 |  |  | Unknown | Unknown |  | LINE |  | 28 | 400.000 A | 0.4 | 50 | 21.9 | B02318 | Unknown |  |  |  |  | 0 | SG LUI NO 3 |  | 3 | Pass | null
256929387 | B02316 | B02316 | 6908866 | 6908865 | BCRS/PCE/J00086/MBB02316 | 300004409 | Existing | RYB | PMU SMYH-8 | B08314 PAYA LEBAR | CLOSED | CLOSED | LINK | 11.000 kV | 11 kV | OIL | 19901101 | 0 | L20/1/509R | Unknown | BRUSH | VEI | H97051-150H |  | SG LUI NO 3 BT 23 A/T | SUBSTATION | Unknown | Unknown | Unknown | DISTRIBUTION | TNB | CHERAS | Unknown | 75 |  |  | Unknown | Unknown |  | LINE |  | 28 | 400.000 A | 0.4 | 50 | 21.9 | B02316 | Unknown |  |  |  |  | 0 | SG LUI NO 3 |  | 3 | Pass | null
256930129 | B10204 | B10204 | 26054546 | 26054545 | BCRS/PCE/J00994/MB | 300319362 | Existing | RYB | MHCR2-7 | B07901 JLN BENDAHARA 4/7 | CLOSED | CLOSED | LINK | 12.000 kV | 11 kV | GAS | 20080706 | 2008 | B2815711 |  | TAMCO | TAMCO | B2815711 | N/A | JLN BENDAHARA 12 | SUBSTATION | Unknown | Unknown | Unknown | DISTRIBUTION | TNB | CHERAS | Unknown | 75 |  |  | Unknown | Unknown |  | LINE |  | 28 | 630.000 A | 0.63 | 50 | 20 | B10204 | NO | N/A |  |  |  | 0 | JALAN BENDAHARA 12 |  | 3 | Pass | null
256930140 | B10206 | PE THE I RESIDENCE NO.2 | 26055037 | 26055036 | BCRS/PCE/J00994/MB | 300319362 | Existing | RYB | MHCR2-7 | B13474 PE THE I RESIDENCE NO.2 | CLOSED | CLOSED | LINK | 12.000 kV | 11 kV | GAS | 20080706 | 2008 | B2815711 |  | TAMCO | TAMCO | B2815711 | N/A | JLN BENDAHARA 12 | SUBSTATION | Unknown | Unknown | Unknown | DISTRIBUTION | TNB | CHERAS | Unknown | 75 |  |  | Unknown | Unknown |  | LINE |  | 28 | 630.000 A | 0.63 | 50 | 20 | B10206 | NO | N/A |  |  |  | 0 | JALAN BENDAHARA 12 |  | 3 | Pass | null
256931917 | B01849 |  | 6843826 | 6843825 |  |  | Existing | RYB | BLKG-8 | B01850 KAW PERSAHAN CRS JY NO 1 | CLOSED | CLOSED | LINK | 12.000 kV | 11 kV | GAS |  | 1995 | 2981/405 |  | F_and_G | INDKOM | 700069/12 |  | LUBS TECHNOLOGY SB | Unknown | Unknown | Unknown | Unknown | DISTRIBUTION | TNB | CHERAS | Unknown | 75 |  |  |  | Unknown |  |  |  | 28 | 630.000 A | 0.63 | 50 | 20 | B01849 | [5 empty] | 0 | LUBS TECHNOLOGY S/B |  | 3 | Pass | null
256931921 | B07689 |  | 6843833 | 6843832 | BCRS/PCE/J00359/MBB01847 | 300010494 | Existing | RYB | BLKG-8 | B07690 LOOPING | CLOSED | CLOSED | LINK | 11.000 kV | 11 kV | GAS | 19951101 | 1997 | 700069/12 |  | F_and_G | INDKOM | 700069/12 |  | LUBS TECHNOLOGY SB | Unknown | Unknown | Unknown | Unknown | DISTRIBUTION | TNB | CHERAS | Unknown | 75 |  |  |  | Unknown |  |  |  | 28 | 630.000 A | 0.63 | 50 | 20 | B07689 | [5 empty] | 0 | LUBS TECHNOLOGY S/B |  | 3 | Pass | null
256931926 | B07691 |  | 6843847 | 6843846 |  |  | Existing | RYB | BLKG-8 | B14971 PE SILK I PARK | CLOSED | CLOSED | LINK | 12.000 kV | 11 kV | GAS |  | 1995 | 2981/405 |  | F_and_G | INDKOM | 700069/12 |  | LUBS TECHNOLOGY SB | Unknown | Unknown | Unknown | Unknown | DISTRIBUTION | TNB | CHERAS | Unknown | 75 |  |  |  | Unknown |  |  |  | 28 | 630.000 A | 0.63 | 50 | 20 | B07691 | [5 empty] | 0 | LUBS TECHNOLOGY S/B |  | 3 | Pass | null
256931930 | B01847 |  | 6843861 | 6843860 | BCRS/PCE/J00359/MBB01847 | 300010494 | Existing | RYB | BLKG-8 | B01846 LIEW KON THAM | CLOSED | CLOSED | LINK | 11.000 kV | 11 kV | GAS | 19951101 | 1997 | 700069/12 |  | F_and_G | INDKOM | 700069/12 |  | LUBS TECHNOLOGY SB | Unknown | Unknown | Unknown | Unknown | DISTRIBUTION | TNB | CHERAS | Unknown | 75 |  |  |  | Unknown |  |  |  | 28 | 630.000 A | 0.63 | 50 | 20 | B01847 | [5 empty] | 0 | LUBS TECHNOLOGY S/B |  | 3 | Pass | null
256931937 | B07690 |  | 6843873 | 6843875 |  |  | Existing | RYB | BLKG-8 | B08689 LOOPING | CLOSED | CLOSED | LINK | 12.000 kV | 11 kV | GAS |  | 1995 | 2981/405 |  | F_and_G | INDKOM | 700069/12 |  | LUBS TECHNOLOGY SB | Unknown | Unknown | Unknown | Unknown | DISTRIBUTION | TNB | CHERAS | Unknown | 75 |  |  |  | Unknown |  |  |  | 28 | 630.000 A | 0.63 | 50 | 20 | B07690 | [5 empty] | 0 | LUBS TECHNOLOGY S/B |  | 3 | Pass | null
256932019 | B05470 |  | 6837023 | 6835803 | BCRS/PCE/J00166/MB4 | 300430775 | Existing | RYB | LMAS-3 | BUS SECTION | OPEN | OPEN | BUSBAR SECTION | 12.000 kV | 11 kV | VACUMM | 19981111 | 1998 |  | Unknown | SIEMENS | ITEM | 1514 | N/A | SWS MAKTAB PDRM | INTERCONNECT (OTHER UTILITY) | Unknown | Unknown | Unknown | DISTRIBUTION | TNB | CHERAS | Unknown | 75 |  |  | Unknown | Unknown |  | LINE |  | 28 | 630.000 A | 0.63 | 50 | 20 | B05470 | Unknown |  |  |  |  | 0 | STN SUIS MAKTAB PDRM |  | 3 | Pass | null
256932048 | B01237 | PE CONTROL INSTRUMENT | 6836072 | 6836071 | BCRS/PCE/J00272/MBB01234 | 300009975 | Existing | RYB | PBEL(P)-6 | B01238 PE CONTROL INSTRUMENT | CLOSED | CLOSED | LINK | 12.000 kV | 11 kV | GAS | 19971111 | 2004 | F961907 | Unknown | MERLIN GERIN | MERLIN GERIN | B961907 |  | MECOMB | SUBSTATION | Unknown | Unknown | Unknown | DISTRIBUTION | TNB | CHERAS | Unknown | 75 |  |  | Unknown | Unknown |  | Unknown |  | 28 | 630.000 A | 0.63 | 50 | 18.4 | B01237 | Unknown |  |  |  |  | 0 | MECOMB |  | 3 | Pass | null
256932053 | B01234 | PE COMPACT KG BARU BALAKONG | 6836089 | 6836088 | BCRS/PCE/J00272/MBB01234 | 300009975 | Existing | RYB | PBEL(P)-6 | B01233 PE COMPACT KG BARU BALAKONG | CLOSED | CLOSED | LINK | 12.000 kV | 11 kV | GAS | 19971111 | 2004 | F961907 | Unknown | MERLIN GERIN | MERLIN GERIN | B961907 |  | MECOMB | SUBSTATION | Unknown | Unknown | Unknown | DISTRIBUTION | TNB | CHERAS | Unknown | 75 |  |  | Unknown | Unknown |  | Unknown |  | 28 | 630.000 A | 0.63 | 50 | 18.4 | B01234 | Unknown |  |  |  |  | 0 | MECOMB |  | 3 | Pass | null
256932450 | B01296 | PE CCP | 6838356 | 6838355 | BCRS/PCE/J00208/MBB01296 | 300005705 | Existing | RYB | TAMI-7 | B01295 PE CCP | CLOSED | CLOSED | LINK | 16.000 kV | 11 kV | SF6 | 19941111 | 1993 | KSS/1961 | Unknown | LUCY | EPE | SF00087555 |  | RSD SB | SUBSTATION | Unknown | Unknown | Unknown | DISTRIBUTION | TNB | CHERAS | Unknown | 75 |  |  | Unknown | Unknown |  | Unknown |  | 28 | 630.000 A | 0.63 | 50 | 20 | B01296 | Unknown |  |  |  |  | 0 | R.S DEVELOPMENT SDN BHD |  | 1 | Pass | null
256932454 | B01298 | PE SANYIN | 6838359 | 6838358 | BCRS/PCE/J00208/MBB01296 | 300005705 | Existing | RYB | TAMI-7 | B08152 PE SANYIN | CLOSED | CLOSED | LINK | 16.000 kV | 11 kV | SF6 | 19941111 | 1993 | KSS/1961 | Unknown | LUCY | EPE | SF00087555 |  | RSD SB | SUBSTATION | Unknown | Unknown | Unknown | DISTRIBUTION | TNB | CHERAS | Unknown | 75 |  |  | Unknown | Unknown |  | Unknown |  | 28 | 630.000 A | 0.63 | 50 | 20 | B01298 | Unknown |  |  |  |  | 0 | R.S DEVELOPMENT SDN BHD |  | 1 | Pass | null
256932483 | B09331 | PE COMMERCIAL AREA | 6931576 | 6931575 | BCRS/PCE/J00491/MB | 300431584 | Existing | RYB | MHCR-2 | B11670 PE COMMERCIAL AREA | CLOSED | CLOSED | LINK | 12.000 kV | 11 kV | GAS | 20061101 | 2006 | 23175 | Unknown | VEI | VEI | 23175 |  | COMMERCIAL AREA NO 10 JLN TEMENGGONG 21/ | SUBSTATION | Unknown | Unknown | Unknown | DISTRIBUTION | TNB | CHERAS | Unknown | 75 |  |  | Unknown | Unknown |  | Unknown |  | 28 | 630.000 A | 0.63 | 50 | 20 | B09331 | Unknown |  |  |  |  | 0 | COMMERCIAL AREA NO 10 |  | 3 | Pass | null
256932489 | B09328 | PE COMMERCIAL AREA NO 12 | 6931614 | 6931613 | BCRS/PCE/J00491/MB | 300431584 | Existing | RYB | MHCR-2 | B09327 PE COMMERCIAL AREA NO 12 | CLOSED | CLOSED | LINK | 12.000 kV | 11 kV | GAS | 20061101 | 2006 | 23175 | Unknown | VEI | VEI | 23175 |  | COMMERCIAL AREA NO 10 JLN TEMENGGONG 21/ | SUBSTATION | Unknown | Unknown | Unknown | DISTRIBUTION | TNB | CHERAS | Unknown | 75 |  |  | Unknown | Unknown |  | Unknown |  | 28 | 630.000 A | 0.63 | 50 | 20 | B09328 | Unknown |  |  |  |  | 0 | COMMERCIAL AREA NO 10 |  | 3 | Pass | null
256932518 | B09335 | PE COMMERCIAL AREA 8 | 6932580 | 6932579 | BCRS/PCE/J00492/MB | 300431585 | Existing | RYB | MHCR-2 | B08612 PE COMMERCIAL AREA 8 | CLOSED | CLOSED | LINK | 12.000 kV | 11 kV | GAS | 20061101 | 2006 | 23165 | Unknown | VEI | VEI | 23165 |  | COMMERCIAL AREA NO 11 JLN TEMENGGONG 19/ | SUBSTATION | Unknown | Unknown | Unknown | DISTRIBUTION | TNB | CHERAS | Unknown | 75 |  |  | Unknown | Unknown |  | Unknown |  | 28 | 630.000 A | 0.63 | 50 | 20 | B09335 | Unknown |  |  |  |  | 0 | COMERCIAL AREA NO 11 |  | 3 | Pass | null
256932524 | B09332 | PE COMMERCIAL AREA | 6932598 | 6932597 | BCRS/PCE/J00492/MB | 300431585 | Existing | RYB | MHCR-2 | B11673 PE COMMERCIAL AREA | CLOSED | CLOSED | LINK | 12.000 kV | 11 kV | GAS | 20061101 | 2006 | 23165 | Unknown | VEI | VEI | 23165 |  | COMMERCIAL AREA NO 11 JLN TEMENGGONG 19/ | SUBSTATION | Unknown | Unknown | Unknown | DISTRIBUTION | TNB | CHERAS | Unknown | 75 |  |  | Unknown | Unknown |  | Unknown |  | 28 | 630.000 A | 0.63 | 50 | 20 | B09332 | Unknown |  |  |  |  | 0 | COMERCIAL AREA NO 11 |  | 3 | Pass | null
256932551 | B07102 |  | 6936429 | 6936428 | BCRS/PCE/J00470/MB | 300431566 | Existing | RYB | MHCR-10 | B06765 BDR MAHKOTA CHERAS NO 18 | CLOSED | CLOSED | LINK | 12.000 kV | 11 kV | GAS | 20031101 | 2003 | D231700 |  | TAMCO | TAMCO | D 231700 |  | JLN INANG BDR MAHKOTA CHERAS | Unknown | Unknown | Unknown | Unknown | DISTRIBUTION | TNB | CHERAS | Unknown | 75 |  |  |  | Unknown |  |  |  | 28 | 630.000 A | 0.63 | 50 | 20 | B07102 | [5 empty] | 0 | JLN INANG BDR MAHKOTA CHERAS |  | 3 | Pass | null
256932556 | B07105 |  | 6936439 | 6936438 | BCRS/PCE/J00470/MB | 300431566 | Existing | RYB | MHCR-10 | B06766 BDR MAHKOTA CHERAS NO 19 | CLOSED | CLOSED | LINK | 12.000 kV | 11 kV | GAS | 20031101 | 2003 | D231700 |  | TAMCO | TAMCO | D 231700 |  | JLN INANG BDR MAHKOTA CHERAS | Unknown | Unknown | Unknown | Unknown | DISTRIBUTION | TNB | CHERAS | Unknown | 75 |  |  |  | Unknown |  |  |  | 28 | 630.000 A | 0.63 | 50 | 20 | B07105 | [5 empty] | 0 | JLN INANG BDR MAHKOTA CHERAS |  | 3 | Pass | null
256932586 | B06323 | B06323 | 6932253 | 6932252 | BCRS/PCE/J00264/MBB06323 | 300006178 | Existing | RYB | MHCR-14 | B06327 BDR MAHKOTA CHERAS NO 5 | CLOSED | CLOSED | LINK | 12.000 kV | 11 kV | GAS | 20021101 | 2002 | D221461 |  | FALCON BETA | TAMCO | D221461 | N/A | BDR MAHKOTA CHERAS NO. 4 | SUBSTATION | Unknown | Unknown | Unknown | DISTRIBUTION | TNB | CHERAS | Unknown | 75 |  |  | Unknown | Unknown |  | LINE |  | 28 | 630.000 A | 0.63 | 50 | 20 | B06323 | NO | N/A |  |  |  | 0 | BANDAR MAHKOTA CHERAS NO 4 |  | 3 | Pass | null
256932592 | B06326 | B06326 | 6932271 | 6932270 | BCRS/PCE/J00264/MBB06323 | 300006178 | Existing | RYB | MHCR-14 | B06322 BANDAR MAHKOTA CHERAS NO 3 | CLOSED | CLOSED | LINK | 12.000 kV | 11 kV | GAS | 20021101 | 2002 | D221461 |  | FALCON BETA | TAMCO | D221461 | N/A | BDR MAHKOTA CHERAS NO. 4 | SUBSTATION | Unknown | Unknown | Unknown | DISTRIBUTION | TNB | CHERAS | Unknown | 75 |  |  | Unknown | Unknown |  | LINE |  | 28 | 630.000 A | 0.63 | 50 | 20 | B06326 | NO | N/A |  |  |  | 0 | BANDAR MAHKOTA CHERAS NO 4 |  | 3 | Pass | null
256932684 | B06762 |  | 6931086 | 6931085 | BCRS/PCE/J00260/MBB06762 | 300006148 | Existing | RYB | MHCR-10 | B06761 BDR MAHKOTA CHERAS NO 17 | CLOSED | CLOSED | LINK | 12.000 kV | 11 kV | GAS | 20021101 | 2002 | D221467 |  | FALCON BETA | TAMCO |  |  | BDR MAHKOTA CHERAS NO 18 | Unknown | Unknown | Unknown | Unknown | DISTRIBUTION | TNB | CHERAS | Unknown | 75 |  |  |  | Unknown |  |  |  | 28 | 630.000 A | 20 | 50 | 20 | B06762 | [5 empty] | 0 | BANDAR MAHKOTA CHERAS NO 18 |  | 3 | Pass | null
256932690 | B06765 |  | 6931104 | 6931103 | BCRS/PCE/J00260/MBB06762 | 300006148 | Existing | RYB | MHCR-10 | B07102 JLN INANG BDR MAHKOTA CHERAS | CLOSED | CLOSED | LINK | 12.000 kV | 11 kV | GAS | 20021101 | 2002 | D221467 |  | FALCON BETA | TAMCO |  |  | BDR MAHKOTA CHERAS NO 18 | Unknown | Unknown | Unknown | Unknown | DISTRIBUTION | TNB | CHERAS | Unknown | 75 |  |  |  | Unknown |  |  |  | 28 | 630.000 A | 0.63 | 50 | 20 | B06765 | [5 empty] | 0 | BANDAR MAHKOTA CHERAS NO 18 |  | 3 | Pass | null
256933035 | B08281 |  | 6937012 | 6937011 | BCRS/PCE/J00466/MB | 300431562 | Existing | RYB | MHCR-10 | B06288 BDR MAHKOTA CHERAS NO 1 | CLOSED | CLOSED | LINK | 12.000 kV | 11 kV | GAS | 20051101 | 2005 | 1149 |  | VEI | VEI |  |  | PANGSAPURI MAHKOTA NO 1 | Unknown | Unknown | Unknown | Unknown | DISTRIBUTION | TNB | CHERAS | Unknown | 75 |  |  |  | Unknown |  |  |  | 28 | 630.000 A | 0.63 | 50 | 20 | B08281 | [5 empty] | 0 | APARTMENT MAHKOTA NO 1 |  | 3 | Pass | null
256933039 | B08279 |  | 6937021 | 6937020 | BCRS/PCE/J00466/MB | 300431562 | Existing | RYB | MHCR-10 | B06361 BDR MAHKOTA CHERAS NO 13 | CLOSED | CLOSED | LINK | 12.000 kV | 11 kV | GAS | 20051101 | 2005 | 1149 |  | VEI | VEI |  |  | PANGSAPURI MAHKOTA NO 1 | Unknown | Unknown | Unknown | Unknown | DISTRIBUTION | TNB | CHERAS | Unknown | 75 |  |  |  | Unknown |  |  |  | 28 | 630.000 A | 0.63 | 50 | 20 | B08279 | [5 empty] | 0 | APARTMENT MAHKOTA NO 1 |  | 3 | Pass | null
256933062 | B09398 |  | 6946433 | 6946432 | BCRS/PCE/J00510/MBB09398 | 300267386 | Existing | RYB | MHCR-10 | B06358 BDR MAHKOTA CHERAS NO 12 | CLOSED | CLOSED | LINK | 12.000 kV | 11 kV | GAS | 20061101 | 2006 | 23682 |  | VEI | VEI |  |  | JLN PAHLAWAN 2A/3 BDR MAHKOTA CHERAS | Unknown | Unknown | Unknown | Unknown | DISTRIBUTION | TNB | CHERAS | Unknown | 75 |  |  |  | Unknown |  |  |  | 28 | 630.000 A | 0.63 | 50 | 20 | B09398 | [5 empty] | 0 | JLN PAHLAWAN 2A/3, BMC |  | 3 | Pass | null
256933067 | B09400 |  | 6946439 | 6946438 | BCRS/PCE/J00510/MBB09398 | 300267386 | Existing | RYB | MHCR-10 | B06359 BDR MAHKOTA CHERAS NO 13 | CLOSED | CLOSED | LINK | 12.000 kV | 11 kV | GAS | 20061101 | 2006 | 23682 |  | VEI | VEI |  |  | JLN PAHLAWAN 2A/3 BDR MAHKOTA CHERAS | Unknown | Unknown | Unknown | Unknown | DISTRIBUTION | TNB | CHERAS | Unknown | 75 |  |  |  | Unknown |  |  |  | 28 | 630.000 A | 0.63 | 50 | 20 | B09400 | [5 empty] | 0 | JLN PAHLAWAN 2A/3, BMC |  | 3 | Pass | null
256933124 | B01565 | PE CHERAS JAYA NO 1 | 6757469 | 6757468 | BCRS/PCE/J00351/MB | 300010437 | Existing | RYB | CJYA-10 | B01566 PE CHERAS JAYA NO 1 | CLOSED | CLOSED | LINK | 12.000 kV | 11 kV | GAS | 19931111 | 1991 | 2985/142 | Unknown | F_and_G | INDKOM | 2985/142 |  | MIEL NO 1 CHERAS JAYA | SUBSTATION | Unknown | Unknown | Unknown | DISTRIBUTION | TNB | CHERAS | Unknown | 75 |  |  | Unknown | Unknown |  | Unknown |  | 28 | 630.000 A | 0.63 | 50 | 22 | B01565 | Unknown |  |  |  |  | 0 | MIEL NO 1 |  | 3 | Pass | null
256933130 | B01562 | PE TAI TAT | 6757487 | 6757486 | BCRS/PCE/J00351/MB | 300010437 | Existing | RYB | CJYA-10 | B01557 PE TAI TAT | CLOSED | CLOSED | LINK | 12.000 kV | 11 kV | GAS | 19931111 | 1991 | 2985/142 | Unknown | F_and_G | INDKOM | 2985/142 |  | MIEL NO 1 CHERAS JAYA | SUBSTATION | Unknown | Unknown | Unknown | DISTRIBUTION | TNB | CHERAS | Unknown | 75 |  |  | Unknown | Unknown |  | Unknown |  | 28 | 630.000 A | 0.63 | 50 | 22 | B01562 | Unknown |  |  |  |  | 0 | MIEL NO 1 |  | 3 | Pass | null
256933156 | MBB01807 | B01810 | 6758077 | 6758076 | BCRS/PCE/J00784/MBB01807 | 300510417 | Existing | RYB | CJYA-10 | KRIS COMPONENT | OPEN | OPEN | LINK | 11.000 kV | 11 kV | OIL |  | 0 | J3128/1/28/88 | Unknown | SIEMENS | SIEMENS | TBW3002941797-028000/002 | NOT APPLICABLE | MIEL NO 2 CHERAS JAYA | SUBSTATION | Unknown | YES | Unknown | DISTRIBUTION | TNB | CHERAS | Unknown | 75 | Unknown | Unknown | Unknown | NO |  | LINE |  | 28 | 6300.000 A | 0.18 | 50 | 18 | MBB01807 | NO | NOT APPLICABLE |  |  | Unknown | 0 | MIEL NO 2 |  | 3 | Pass | null
256933161 | MBB01807 | PE D.R. ENGINEERING S/B | 6758095 | 6758094 | BCRS/PCE/J00784/MBB01807 | 300510417 | Existing | RYB | CJYA-10 | KRIS COMPONENT | CLOSED | CLOSED | LINK | 11.000 kV | 11 kV | OIL |  | 0 | J3909/1B/955 | Unknown | SIEMENS | SIEMENS | TBW3002941797-028000/002 | Unknown | MIEL NO 2 CHERAS JAYA | SUBSTATION | Unknown | YES | Unknown | DISTRIBUTION | TNB | CHERAS | Unknown | 75 | Unknown | Unknown | Unknown | NO |  | LINE |  | 28 | 400.000 A | 18 | 50 | 18 | MBB01807 | NO | NOT APPLICABLE |  |  | Unknown | 0 | MIEL NO 2 |  | 3 | Pass | null
256933165 | MBB01807 | PE KRISS COMPONENT | 6758103 | 6758106 | BCRS/PCE/J00784/MBB01807 | 300510417 | Existing | RYB | CJYA-10 | KRIS COMPONENT | CLOSED | CLOSED | LINK | 11.000 kV | 11 kV | OIL |  | 0 | J3909/1/L21 | Unknown | TAMCO | SIEMENS | TBW3002941797-028000/002 | NOT APPLICABLE | MIEL NO 2 CHERAS JAYA | SUBSTATION | Unknown | YES | Unknown | DISTRIBUTION | TNB | CHERAS | Unknown | 75 | Unknown | Unknown | Unknown | NO |  | LINE |  | 28 | 630.000 A | 0.18 | 50 | 18 | MBB01807 | NO | NOT APPLICABLE |  |  | Unknown | 0 | MIEL NO 2 |  | 3 | Pass | null
256933190 | B01811 | B01811 | 6767025 | 6767024 | BCRS/PCE/J00347/MB | 300010413 | Existing | RYB | MHCR-13 | B01315 SEC.2 BT.11(MAN FATT) | CLOSED | CLOSED | LINK | 12.000 kV | 11 kV | GAS | 20101111 | 1984 | 840202 | Unknown | FALCON BETA | TAMCO | B21020271 | N/A | LIAN NGOI | SUBSTATION | Unknown | Unknown | Unknown | DISTRIBUTION | TNB | CHERAS | Unknown | 75 | Unknown | Unknown | Unknown | Unknown |  | LINE |  | 28 | 630.000 A | 0.63 | 50 | 20 | B01811 | NO | N/A |  |  |  | 0 | LIANG NGOI |  | 3 | Pass | null
256933194 | B01813 | B01813 | 6767029 | 6767028 | BCRS/PCE/J00347/MB | 300010413 | Existing | RYB | MHCR-13 | B01814 S/S ORIENT BATTERY | CLOSED | CLOSED | LINK | 12.000 kV | 11 kV | GAS | 20101111 | 1984 | 840202 | Unknown | FALCON BETA | TAMCO | B21020271 | N/A | LIAN NGOI | SUBSTATION | Unknown | Unknown | Unknown | DISTRIBUTION | TNB | CHERAS | Unknown | 75 | Unknown | Unknown | Unknown | Unknown |  | LINE |  | 28 | 630.000 A | 0.63 | 50 | 20 | B01813 | NO | N/A |  |  |  | 0 | LIANG NGOI |  | 3 | Pass | null
256933263 | B01820 | B1820 | 6760166 | 6760165 | BCRS/PCE/J00368/MBB01820 | 300010544 | Existing | RYB | MHCR-13 | B01819 WATTA BATTERY NO 1 | CLOSED | CLOSED | LINK | 11.000 kV | 11 kV | GAS | 20121111 | 0 | L17170-58L |  | INDKOM | INDKOM | 1210218370 | N/A | TERAZZO | SUBSTATION | Unknown | Unknown | Unknown | DISTRIBUTION | TNB | CHERAS | Unknown | 75 |  |  | Unknown | Unknown |  | LINE |  | 28 | 400.000 A | 0.63 | 50 | 20 | B01820 | NO | N/A |  |  |  | 0 | TERRAZZO |  | 3 | Pass | null
256933267 | B01822 | B01822 | 6760169 | 6760168 | BCRS/PCE/J00368/MBB01820 | 300010544 | Existing | RYB | MHCR-13 | B01823 WATTA BATTERY NO 2 | CLOSED | CLOSED | LINK | 11.000 kV | 11 kV | GAS | 20121111 | 0 | R17153-15H |  | INDKOM | INDKOM | 1210218370 | N/A | TERAZZO | SUBSTATION | Unknown | Unknown | Unknown | DISTRIBUTION | TNB | CHERAS | Unknown | 75 |  |  | Unknown | Unknown |  | LINE |  | 28 | 400.000 A | 0.63 | 50 | 20 | B01822 | NO | N/A |  |  |  | 0 | TERRAZZO |  | 3 | Pass | null
256933290 | B01561 | PE MIEL NO 2 | 6755782 | 6755781 | BCRS/PCE/J00349/MB | 300010423 | Existing | RYB | CJYA-10 | B01809 PE MIEL NO 2 | CLOSED | CLOSED | LINK | 12.000 kV | 11 kV | GAS | 19931101 | 0 | N/A | Unknown | MERLIN GERIN | SCHNEIDER | N/A |  | DR ENGINEERING SB | SUBSTATION | Unknown | Unknown | Unknown | DISTRIBUTION | TNB | CHERAS | Unknown | 75 |  |  | Unknown | Unknown |  | Unknown |  | 28 | 630.000 A | 0.63 | 50 | 18.4 | B01561 | Unknown |  |  |  |  | 0 | D.R ENGINEERING S/B |  | 3 | Pass | null
256933294 | B01559 | PE TAI TAT | 6755785 | 6755784 | BCRS/PCE/J00349/MB | 300010423 | Existing | RYB | CJYA-10 | B01558 PE TAI TAT | CLOSED | CLOSED | LINK | 12.000 kV | 11 kV | GAS | 19931101 | 0 | N/A | Unknown | MERLIN GERIN | SCHNEIDER | N/A |  | DR ENGINEERING SB | SUBSTATION | Unknown | Unknown | Unknown | DISTRIBUTION | TNB | CHERAS | Unknown | 75 |  |  | Unknown | Unknown |  | Unknown |  | 28 | 630.000 A | 0.63 | 50 | 18.4 | B01559 | Unknown |  |  |  |  | 0 | D.R ENGINEERING S/B |  | 3 | Pass | null
256933314 | B05712 | MSB 11KV PENGGUNA | 6756661 | 6756660 | BCRS/PCE/J00306/MBB05711 | 300010224 | Existing | RYB | BLKG-4 | MSB 11KV PENGGUNA | CLOSED | CLOSED | LINK | 12.000 kV | 11 kV | GAS | 19851101 | 0 | N/A |  | MERLIN GERIN | MERLIN GERIN | N/A |  | GUPPY PLASTIC NO 2 | CUSTOMER | Unknown | Unknown | Unknown | DISTRIBUTION | TNB | CHERAS | Unknown | 75 |  |  | Unknown | Unknown |  | LINE |  | 28 | 630.000 A | 0.63 | 20 | 20 | B05712 | Unknown |  |  |  |  | 0 | GUPPY PLASTIC NO. 2 |  | 3 | Pass | null
256933318 | B05711 | B01552 SS GUPPY NO 1 | 6756665 | 6756664 | BCRS/PCE/J00306/MBB05711 | 300010224 | Existing | RYB | BLKG-4 | B01552 SS GUPPY NO 1 | CLOSED | CLOSED | LINK | 12.000 kV | 11 kV | GAS | 19851101 | 0 | N/A |  | MERLIN GERIN | MERLIN GERIN | N/A |  | GUPPY PLASTIC NO 2 | SUBSTATION | Unknown | Unknown | Unknown | DISTRIBUTION | TNB | CHERAS | Unknown | 75 |  |  | Unknown | Unknown |  | LINE |  | 28 | 630.000 A | 0.63 | 50 | 20 | B05711 | Unknown |  |  |  |  | 0 | GUPPY PLASTIC NO. 2 |  | 3 | Pass | null
256933322 | B05713 | B01550 SUN HUP HING LOONG | 6756669 | 6756668 | BCRS/PCE/J00306/MBB05711 | 300010224 | Existing | RYB | BLKG-4 | B01550 SUN HUP HING LOONG | CLOSED | CLOSED | LINK | 12.000 kV | 11 kV | GAS | 19851101 | 0 | N/A |  | MERLIN GERIN | MERLIN GERIN | N/A |  | GUPPY PLASTIC NO 2 | SUBSTATION | Unknown | Unknown | Unknown | DISTRIBUTION | TNB | CHERAS | Unknown | 75 |  |  | Unknown | Unknown |  | LINE |  | 28 | 630.000 A | 0.63 | 50 | 20 | B05713 | Unknown |  |  |  |  | 0 | GUPPY PLASTIC NO. 2 |  | 3 | Pass | null
256933641 | B01837 | B06274 SENG YIP CJ | 6757931 | 6757930 | BCRS/PCE/J00363/MB | 300010518 | Existing | RYB | MHCR-13 | B06274 SENG YIP CHEAS JAYA | CLOSED | CLOSED | LINK | 12.000 kV | 11 kV | GAS | 20051111 | 2005 | 26+6 |  | VEI | VEI | 26+6 | N/A | POLYGRAFIK | SUBSTATION | Unknown | Unknown | Unknown | DISTRIBUTION | TNB | CHERAS | Unknown | 75 |  |  | Unknown | Unknown |  | LINE |  | 28 | 630.000 A | 0.63 | 50 | 20 | B01837 | NO | N/A |  |  |  | 0 | POLYGRAFIK |  | 3 | Pass | null
256933645 | B01835 | B01834 UNION CAR CARPET | 6757934 | 6757933 | BCRS/PCE/J00363/MB | 300010518 | Existing | RYB | MHCR-13 | B01834 UNION CAR CARPET | CLOSED | OPEN | LINK | 12.000 kV | 11 kV | GAS | 20051111 | 2005 | 26+6 |  | VEI | VEI | 26+6 | N/A | POLYGRAFIK | SUBSTATION | Unknown | Unknown | Unknown | DISTRIBUTION | TNB | CHERAS | Unknown | 75 |  |  | Unknown | Unknown |  | LINE |  | 28 | 630.000 A | 0.63 | 50 | 20 | B01835 | NO | N/A |  |  |  | 0 | POLYGRAFIK |  | 3 | Pass | null
256933702 | B01832 | B01832 | 6767669 | 6767668 | BCRS/PCE/J00364/MB | 300010524 | Existing | RYB | MHCR-13 | B01829 REALCO | CLOSED | CLOSED | LINK | 16.000 kV | 11 kV | OIL | 20101111 | 0 | KSS/1718 |  | REYROLLE | INDKOM | KSS/1718 | N/A | UNION CARPET MAKER | SUBSTATION | Unknown | Unknown | Unknown | DISTRIBUTION | TNB | CHERAS | Unknown | 75 |  |  | Unknown | Unknown |  | LINE |  | 28 | 630.000 A | 0.63 | 50 | 20 | B01832 | NO | N/A |  |  |  | 0 | UNION CAR CARPET |  | 3 | Pass | null
256933706 | B01834 | B01834 | 6767672 | 6767671 | BCRS/PCE/J00364/MB | 300010524 | Existing | RYB | MHCR-13 | B01835 POLYGRAFIK | OPEN | CLOSED | LINK | 16.000 kV | 11 kV | OIL | 20101111 | 0 | KSS/1718 |  | REYROLLE | INDKOM | KSS/1718 | N/A | UNION CARPET MAKER | SUBSTATION | Unknown | Unknown | Unknown | DISTRIBUTION | TNB | CHERAS | Unknown | 75 |  |  | Unknown | Unknown |  | LINE |  | 28 | 630.000 A | 0.63 | 50 | 20 | B01834 | NO | N/A |  |  |  | 0 | UNION CAR CARPET |  | 3 | Pass | null
256933826 | B06594 |  | 6954528 | 6954527 | BCRS/PCE/J00255/MBB06591 | 300006110 | Existing | RYB | MHCR-11 | B07815 JLN PAHLAWAN 24/3 BMC | CLOSED | CLOSED | LINK | 12.000 kV | 11 kV | GAS | 20021101 | 0 | D221454 |  | FALCON BETA | TAMCO | D221454 |  | LOJI RAT. SISA NO 1 BDR MAHKOTA CHERAS | Unknown | Unknown | Unknown | Unknown | DISTRIBUTION | TNB | CHERAS | Unknown | 75 |  |  |  | Unknown |  |  |  | 28 | 630.000 A | 0.63 | 50 | 20 | B06594 | [5 empty] | 0 | LOJI SISA RAWATAN BDR MAHKOTA |  | 3 | Pass | null
256933831 | B06591 |  | 6954538 | 6954537 | BCRS/PCE/J00255/MBB06591 | 300006110 | Existing | RYB | MHCR-11 | B08611 JLN PAHLAWAN 1/3 BMC | CLOSED | CLOSED | LINK | 12.000 kV | 11 kV | GAS | 20021101 | 0 | D221454 |  | TAMCO | TAMCO | D221454 |  | LOJI RAT. SISA NO 1 BDR MAHKOTA CHERAS | Unknown | Unknown | Unknown | Unknown | DISTRIBUTION | TNB | CHERAS | Unknown | 75 |  |  |  | Unknown |  |  |  | 28 | 630.000 A | 0.63 | 50 | 20 | B06591 | [5 empty] | 0 | LOJI SISA RAWATAN BDR MAHKOTA |  | 3 | Pass | null
256933862 | B07110 | B07110 | 6929810 | 6929809 | BCRS/PCE/J00517/MBB07110 | 300267980 | Existing | RYB | MHCR2-9 | B06753 BDR MAHKOTA CHERAS NO 15 | CLOSED | CLOSED | LINK | 12.000 kV | 11 kV | GAS | 20021101 | 2002 |  |  | FALCON BETA | TAMCO | D221626 | N/A | JLN TEMENGGUNG 10/7 BDR MAHKOTA CHERAS | SUBSTATION | Unknown | Unknown | Unknown | DISTRIBUTION | TNB | CHERAS | Unknown | 75 |  |  | Unknown | Unknown |  | LINE |  | 28 | 630.000 A | 0.63 | 50 | 20 | B07110 | NO | N/A |  |  |  | 0 | JALAN TEMENGGUNG 10/7 BMC |  | 3 | Pass | null
256933867 | B07113 | B07113 | 6929820 | 6929819 | BCRS/PCE/J00517/MBB07110 | 300267980 | Existing | RYB | MHCR2-9 | B08620 COMMERCIAL ARIA NO 2 BMC | CLOSED | CLOSED | LINK | 12.000 kV | 11 kV | GAS | 20021101 | 2002 |  |  | FALCON BETA | TAMCO | D221626 | N/A | JLN TEMENGGUNG 10/7 BDR MAHKOTA CHERAS | SUBSTATION | Unknown | Unknown | Unknown | DISTRIBUTION | TNB | CHERAS | Unknown | 75 |  |  | Unknown | Unknown |  | LINE |  | 28 | 630.000 A | 0.63 | 50 | 20 | B07113 | NO | N/A |  |  |  | 0 | JALAN TEMENGGUNG 10/7 BMC |  | 3 | Pass | null
256934221 | B04202 |  | 6930207 | 6930206 | BCRS/PCE/J00765/MBB04200 | 300271244 | Existing | RYB | JUBA-13 | B04203 PE LOT 5755 (KIDAMAI) | CLOSED | CLOSED | LINK | 11.000 kV | 11 kV | GAS | 18/07/1998 | 1998 | LM2021715 |  | OMAZABAL | LIG A MURNI | LM2021715 |  | PERCETAKAN SAKTI | SUBSTATION | Unknown | Unknown | Unknown | DISTRIBUTION | TNB | CHERAS | Unknown | 75 |  |  | Unknown | Unknown |  | Unknown |  | 28 | 630.000 A | 0.63 | 50 | 20 | B04202 | Unknown |  |  |  |  | 0 | PERCETAKAN SAKTI |  | 3 | Pass | null
256934225 | B04200 |  | 6930210 | 6930209 | BCRS/PCE/J00765/MBB04200 | 300271244 | Existing | RYB | JUBA-13 | B11232 PE LSF TECHNOLOGY SDN BHD | CLOSED | CLOSED | LINK | 11.000 kV | 11 kV | GAS | 18/07/1998 | 1998 | LM2021715 |  | OMAZABAL | LIG A MURNI | LM2021715 |  | PERCETAKAN SAKTI | SUBSTATION | Unknown | Unknown | Unknown | DISTRIBUTION | TNB | CHERAS | Unknown | 75 |  |  | Unknown | Unknown |  | Unknown |  | 28 | 630.000 A | 0.63 | 50 | 20 | B04200 | Unknown |  |  |  |  | 0 | PERCETAKAN SAKTI |  | 3 | Pass | null
256934245 | B04198 | B04198 | 6930263 | 6930262 | BCRS/PCE/J00764/MBB04197 | 300271241 | Existing | RYB | PMU KJNG-5 | MSB S/S DUNHAM BUSH | CLOSED | CLOSED | LINK | 12.000 kV | 11 kV | GAS | 18/07/1998 | 1991 | N/A |  | INDKOM | INDKOM | 1212308779 | N/A | DUNHAM BUSH | CUSTOMER | Unknown | Unknown | Unknown | DISTRIBUTION | TNB | CHERAS | Unknown | 75 |  |  | Unknown | Unknown |  | LINE |  | 28 | 630.000 A | 0.63 | 50 | 20 | B04198 | NO | N/A |  |  |  | 0 | S/S DUNHAM BUSH |  | 3 | Pass | null
256934249 | B04197 | B04197 | 6930268 | 6930267 | BCRS/PCE/J00764/MBB04197 | 300271241 | Existing | RYB | PMU KJNG-5 | B04196 LAJU JAYA | CLOSED | CLOSED | LINK | 12.000 kV | 11 kV | GAS | 18/07/1998 | 1991 | N/A |  | INDKOM | INDKOM | 1212308779 | N/A | DUNHAM BUSH | SUBSTATION | Unknown | Unknown | Unknown | DISTRIBUTION | TNB | CHERAS | Unknown | 75 |  |  | Unknown | Unknown |  | LINE |  | 28 | 630.000 A | 0.63 | 50 | 20 | B04197 | NO | N/A |  |  |  | 0 | S/S DUNHAM BUSH |  | 3 | Pass | null
256934253 | B04199 | B04199 | 6930273 | 6930272 | BCRS/PCE/J00764/MBB04197 | 300271241 | Existing | RYB | PMU KJNG-5 | B04200 PERCETAKAN SAKTI | CLOSED | CLOSED | LINK | 12.000 kV | 11 kV | GAS | 18/07/1998 | 1991 | N/A |  | INDKOM | INDKOM | 1212308779 | N/A | DUNHAM BUSH | SUBSTATION | Unknown | Unknown | Unknown | DISTRIBUTION | TNB | CHERAS | Unknown | 75 |  |  | Unknown | Unknown |  | LINE |  | 28 | 630.000 A | 0.63 | 50 | 20 | B04199 | NO | N/A |  |  |  | 0 | S/S DUNHAM BUSH |  | 3 | Pass | null
256935050 | B06919 | B06919 | 6782449 | 6782448 | BCRS/PCE/J00433/MBB06917 | 300013463 | Existing | RYB | BTHO-4 | B07672 TMN ORKID NO 2 | CLOSED | CLOSED | LINK | 12.000 kV | 11 kV | GAS | 20031101 | 2003 | B236484 |  | FALCON BETA | TAMCO | B236484 | N/A | KOMPLEKS PENGHULU CHERAS | SUBSTATION | Unknown | Unknown | Unknown | DISTRIBUTION | TNB | CHERAS | Unknown | 75 |  |  | Unknown | Unknown |  | LINE |  | 28 | 630.000 A | 0.63 | 50 | 20 | B06919 | NO | N/A |  |  |  | 0 | KOMPLEKS PENGHULU BT 10 |  | 3 | Pass | null
256935055 | B06917 | B06917 | 6782460 | 6782459 | BCRS/PCE/J00433/MBB06917 | 300013463 | Existing | RYB | BTHO-4 | BTHO-4 | CLOSED | CLOSED | LINK | 12.000 kV | 11 kV | GAS | 20031101 | 2003 | B236484 |  | FALCON BETA | TAMCO | B236484 | N/A | KOMPLEKS PENGHULU CHERAS | SUBSTATION | Unknown | Unknown | Unknown | DISTRIBUTION | TNB | CHERAS | Unknown | 75 |  |  | Unknown | Unknown |  | LINE |  | 28 | 630.000 A | 0.63 | 50 | 20 | B06917 | NO | N/A |  |  |  | 0 | KOMPLEKS PENGHULU BT 10 |  | 3 | Pass | null
256935084 | B07336 | PPU TMASS 6 | 6782498 | 6782497 | BCRS/PCE/J00521/MBB07336 | 300268099 | Existing | RYB | TMASS-6 | TMASS-6 | CLOSED | CLOSED | LINK | 12.000 kV | 11 kV | GAS | 18/07/1998 | 0 | D274853 | Unknown | FALCON BETA | TAMCO | D274853 |  | LOT BANGLO KG BARU TMN MAS | SUBSTATION | Unknown | Unknown | Unknown | DISTRIBUTION | TNB | CHERAS | Unknown | 75 |  |  | Unknown | Unknown |  | Unknown |  | 28 | 630.000 A | 0.63 | 50 | 20 | B07336 | Unknown |  |  |  |  | 0 | LOT BANGLO KG BARU TMN MAS |  | 3 | Pass | null
256935090 | B07338 | PE RUMAH BANDAR TAMAN PUTERI | 6782515 | 6782514 | BCRS/PCE/J00521/MBB07336 | 300268099 | Existing | RYB | TMASS-6 | B10376 PE RUMAH BANDAR TAMAN PUTERI | CLOSED | CLOSED | LINK | 12.000 kV | 11 kV | GAS | 18/07/1998 | 0 | D274853 | Unknown | FALCON BETA | TAMCO | D274853 |  | LOT BANGLO KG BARU TMN MAS | SUBSTATION | Unknown | Unknown | Unknown | DISTRIBUTION | TNB | CHERAS | Unknown | 75 |  |  | Unknown | Unknown |  | Unknown |  | 28 | 630.000 A | 0.63 | 50 | 20 | B07338 | Unknown |  |  |  |  | 0 | LOT BANGLO KG BARU TMN MAS |  | 3 | Pass | null
256935415 | B09408 |  | 6782608 | 6782607 | BCRS/PCE/J00893/MB1 | 300447744 | Existing | RYB | LMAS-14 | B02102 WANGSA CHERAS | CLOSED | CLOSED | LINK | 12.000 kV | 11 kV | GAS | 18/07/2007 | 2006 | 23734 |  | VEI | VEI | 23734 |  | SUNWAY CHERAS 1 | Unknown | Unknown | Unknown | Unknown | DISTRIBUTION | TNB | CHERAS | Unknown | 75 |  |  |  | Unknown |  |  |  | 28 | 630.000 A | 0.63 | 50 | 20 | B09408 | [5 empty] | 0 | SUNWAY CHERAS NO 1 |  | 3 | Pass | null
256935421 | B09405 |  | 6782626 | 6782625 | BCRS/PCE/J00893/MB1 | 300447744 | Existing | RYB | LMAS-14 | SUNWAY CHERAS LOW COST FLAT | CLOSED | CLOSED | LINK | 12.000 kV | 11 kV | GAS | 18/07/2007 | 2006 | 23734 |  | VEI | VEI | 23734 |  | SUNWAY CHERAS 1 | Unknown | Unknown | Unknown | Unknown | DISTRIBUTION | TNB | CHERAS | Unknown | 75 |  |  |  | Unknown |  |  |  | 28 | 630.000 A | 0.63 | 50 | 20 | B09405 | [5 empty] | 0 | SUNWAY CHERAS NO 1 |  | 3 | Pass | null
256935450 | B09401 |  | 6782699 | 6782698 | BCRS/PCE/J00892/MB1 | 300443740 | Existing | RYB | LMAS-14 | B02103 ALAM JAYA NO 3 | CLOSED | CLOSED | LINK | 12.000 kV | 11 kV | GAS | 18/07/2006 | 2006 | 23732 |  | VEI | VEI | 23732 |  | SUNWAY CHERAS 2 | Unknown | Unknown | Unknown | Unknown | DISTRIBUTION | TNB | CHERAS | Unknown | 75 |  |  |  | Unknown |  |  |  | 28 | 630.000 A | 0.63 | 50 | 20 | B09401 | [5 empty] | 0 | SUNWAY CHERAS NO 2 |  | 3 | Pass | null
256935456 | B09404 |  | 6782717 | 6782716 | BCRS/PCE/J00892/MB1 | 300443740 | Existing | RYB | LMAS-14 | B09405 SUNWAY CHERAS NO 1 | CLOSED | CLOSED | LINK | 12.000 kV | 11 kV | GAS | 18/07/2006 | 2006 | 23732 |  | VEI | VEI | 23732 |  | SUNWAY CHERAS 2 | Unknown | Unknown | Unknown | Unknown | DISTRIBUTION | TNB | CHERAS | Unknown | 75 |  |  |  | Unknown |  |  |  | 28 | 630.000 A | 0.63 | 50 | 20 | B09404 | [5 empty] | 0 | SUNWAY CHERAS NO 2 |  | 3 | Pass | null
256935479 | B08849 | PE APARTMENT ANGSANA 2/2 | 6783048 | 6783047 | BCRS/PCE/J00482/MBB08849 | 300251186 | Existing | RYB | MHCR-1 | B10087 PE APARTMENT ANGSANA 2/2 | CLOSED | CLOSED | LINK | 12.000 kV | 11 kV | GAS | 20081101 | 2005 | B2510392 | Unknown | FALCON BETA | TAMCO | B2510392 |  | 4A JLN PENGGAWA 2/2 | SUBSTATION | Unknown | Unknown | Unknown | DISTRIBUTION | TNB | CHERAS | Unknown | 75 |  |  | Unknown | Unknown |  | Unknown |  | 28 | 630.000 A | 0.63 | 50 | 20 | B08849 | Unknown |  |  |  |  | 0 | NO 44A JALAN PENGGAWA 2/2 |  | 3 | Pass | null
256935483 | B08851 | PE JLN PENGGAWA 2/2 | 6783045 | 6783044 | BCRS/PCE/J00482/MBB08849 | 300251186 | Existing | RYB | MHCR-1 | B09972 PE JLN PENGGAWA 2/2 | CLOSED | CLOSED | LINK | 12.000 kV | 11 kV | GAS | 20081101 | 2005 | B2510392 | Unknown | FALCON BETA | TAMCO | B2510392 |  | 4A JLN PENGGAWA 2/2 | SUBSTATION | Unknown | Unknown | Unknown | DISTRIBUTION | TNB | CHERAS | Unknown | 75 |  |  | Unknown | Unknown |  | Unknown |  | 28 | 630.000 A | 0.63 | 50 | 20 | B08851 | Unknown |  |  |  |  | 0 | NO 44A JALAN PENGGAWA 2/2 |  | 3 | Pass | null
256935512 | B02138 | B02138 | 6783621 | 6783620 | BCRS/PCE/J00163/MBB02136 | 300005382 | Existing | RYB | TMASS-4 | B10375 RUMAH KEDAI TMN AWANA | CLOSED | CLOSED | LINK | 11.000 kV | 11 kV | GAS | 19971101 | 1997 | 9729S082 | Unknown | F_and_G | INDKOM | 9729S082 |  | TMN CHERAS AWANA NO 4 | SUBSTATION | Unknown | Unknown | Unknown | DISTRIBUTION | TNB | CHERAS | Unknown | 75 |  |  | Unknown | Unknown |  | LINE |  | 28 | 630.000 A | 0.63 | 50 | 22 | B02138 | Unknown |  |  |  |  | 0 | TAMAN CHERAS AWANA NO 4 |  | 3 | Pass | null
256935518 | B02136 | B02136 | 6783639 | 6783638 | BCRS/PCE/J00163/MBB02136 | 300005382 | Existing | RYB | TMASS-4 | B08743 TMN SEGAR PERDANA NO 10 | CLOSED | CLOSED | LINK | 11.000 kV | 11 kV | GAS | 19971101 | 1997 | 9729S082 | Unknown | F_and_G | INDKOM | 9729S082 |  | TMN CHERAS AWANA NO 4 | SUBSTATION | Unknown | Unknown | Unknown | DISTRIBUTION | TNB | CHERAS | Unknown | 75 |  |  | Unknown | Unknown |  | LINE |  | 28 | 630.000 A | 0.63 | 50 | 22 | B02136 | Unknown |  |  |  |  | 0 | TAMAN CHERAS AWANA NO 4 |  | 3 | Pass | null
256935541 | B02111 | B02111 | 6783862 | 6783861 | BCRS/PCE/J00026/MB1 | 300510606 | Existing | RYB |  | B02109 TMN ALAM JAYA NO 1 | CLOSED | CLOSED | LINK | 12.000 kV | 11 kV | GAS | 28/10/2015 | 0 | N/A | Unknown | MERLIN GERIN | INDKOM | N/A |  | TMN ALAM JAYA NO 2 | SUBSTATION | Unknown | Unknown | Unknown | DISTRIBUTION | TNB | CHERAS | Unknown | 75 |  |  | Unknown | Unknown |  | LINE |  | 28 | 630.000 A | 18.4 | 50 | 18.4 | B02111 | Unknown |  |  |  |  | 0 | TAMAN ALAM JAYA NO 2 |  | 3 | Pass | null
256935545 | B02113 | B02113 | 6783865 | 6783864 | BCRS/PCE/J00026/MB1 | 300510606 | Existing | RYB |  | B02115 GOOD EARTH | CLOSED | CLOSED | LINK | 12.000 kV | 11 kV | GAS | 28/10/2015 | 0 | N/A | Unknown | MERLIN GERIN | INDKOM | N/A |  | TMN ALAM JAYA NO 2 | SUBSTATION | Unknown | Unknown | Unknown | DISTRIBUTION | TNB | CHERAS | Unknown | 75 |  |  | Unknown | Unknown |  | LINE |  | 28 | 630.000 A | 18.4 | 50 | 18.4 | B02113 | Unknown |  |  |  |  | 0 | TAMAN ALAM JAYA NO 2 |  | 3 | Pass | null
256935574 | B02735 | PE BERKAT HASIL 10 | 6786168 | 6786167 | BCRS/PCE/J00418/MB | 300011272 | Existing | RYB | TAMI-9 | B02734 PE BERKAT HASIL 10 | CLOSED | CLOSED | LINK | 12.000 kV | 11 kV | GAS | 19951111 | 1999 | CV065193004 | Unknown | SIEMENS | SIEMENS | CV065193004 |  | BERKAT HASIL NO 11 | SUBSTATION | Unknown | Unknown | Unknown | DISTRIBUTION | TNB | CHERAS | Unknown | 75 |  |  | Unknown | Unknown |  | Unknown |  | 28 | 630.000 A | 0.63 | 50 | 20 | B02735 | Unknown |  |  |  |  | 0 | BERKAT HASIL 11 |  | 3 | Pass | null
256935580 | B02738 | PE BERKAT HASIL NO 8 | 6790026 | 6790025 | BCRS/PCE/J00418/MB | 300011272 | Existing | RYB | TAMI-9 | B02739 PE BERKAT HASIL NO 8 | CLOSED | CLOSED | LINK | 12.000 kV | 11 kV | GAS | 19951111 | 1999 | CV065193004 | Unknown | SIEMENS | SIEMENS | CV065193004 |  | BERKAT HASIL NO 11 | SUBSTATION | Unknown | Unknown | Unknown | DISTRIBUTION | TNB | CHERAS | Unknown | 75 |  |  | Unknown | Unknown |  | Unknown |  | 28 | 630.000 A | 0.63 | 50 | 20 | B02738 | Unknown |  |  |  |  | 0 | BERKAT HASIL 11 |  | 3 | Pass | null
256935608 | B02749 | B05449 | 6786736 | 6786735 | BCRS/PCE/J00415/MBB02747 | 300011244 | Existing | RYB | MINE-8 | B02750 BERKAT HASIL NO 16 | CLOSED | CLOSED | LINK | 11.000 kV | 11 kV | OIL | 18/07/1998 | 0 |  |  | TAMCO CUTLER HAMMER | TAMCO | H17014-60H |  | BERKAT HASIL NO 12 | SUBSTATION | Unknown | Unknown | Unknown | DISTRIBUTION | TNB | CHERAS | Unknown | 75 |  |  |  | Unknown |  | LINE |  | 28 | 400.000 A | 0.63 | 50 | 13.1 | B02749 | Unknown |  |  |  |  | 0 | BERKAT HASIL NO 12 |  | 3 | Pass | null
256935612 | B05449 | B02749 | 6786742 | 6786741 | BCRS/PCE/J00415/MBB02747 | 300011244 | Existing | RYB | MINE-8 | B05496 TERAS OAK NO 1 | CLOSED | CLOSED | LINK | 11.000 kV | 11 kV | OIL | 18/07/1998 | 0 |  |  | TAMCO CUTLER HAMMER | TAMCO | H17014-60H |  | BERKAT HASIL NO 12 | SUBSTATION | Unknown | Unknown | Unknown | DISTRIBUTION | TNB | CHERAS | Unknown | 75 |  |  |  | Unknown |  | LINE |  | 28 | 400.000 A | 0.63 | 50 | 13.1 | B05449 | Unknown |  |  |  |  | 0 | BERKAT HASIL NO 12 |  | 3 | Pass | null
256935616 | B02747 | B02747 | 6786744 | 6786743 | BCRS/PCE/J00415/MBB02747 | 300011244 | Existing | RYB | MINE-8 | CABLE ABANDON | CLOSED | CLOSED | LINK | 11.000 kV | 11 kV | OIL | 18/07/1998 | 0 |  |  | TAMCO CUTLER HAMMER | TAMCO | H17014-60H |  | BERKAT HASIL NO 12 | SUBSTATION | Unknown | Unknown | Unknown | DISTRIBUTION | TNB | CHERAS | Unknown | 75 |  |  |  | Unknown |  | LINE |  | 28 | 400.000 A | 0.63 | 50 | 13.1 | B02747 | Unknown |  |  |  |  | 0 | BERKAT HASIL NO 12 |  | 1 | Pass | null
256935712 | B04717 |  | 6784937 | 6784949 | BCRS/PCE/J00005/MBB04715 | 300266037 | Existing | RYB | PBEL(P)-9 | B01939 VESSEL TECH ENG | CLOSED | CLOSED | LINK | 11.000 kV | 11 kV | GAS | 20000711 | 2000 | 0026S057 |  | F_and_G | INDKOM | 0026S057 |  | ASAS EKUITI S/B | Unknown | Unknown | Unknown | Unknown | DISTRIBUTION | TNB | CHERAS | Unknown | 75 |  |  |  | Unknown |  | LINE |  | 28 | 630.000 A | 0.63 | 50 | 20 | B04717 | [5 empty] | 0 | ASAS EKUITI S/B |  | 3 | Pass | null
256935716 | B04715 |  | 6784938 | 6784951 | BCRS/PCE/J00005/MBB04715 | 300266037 | Existing | RYB | PBEL(P)-9 | B05081 MIRACON | CLOSED | CLOSED | LINK | 11.000 kV | 11 kV | GAS | 20000711 | 2000 | 0026S057 |  | F_and_G | INDKOM | 0026S057 |  | ASAS EKUITI S/B | Unknown | Unknown | Unknown | Unknown | DISTRIBUTION | TNB | CHERAS | Unknown | 75 |  |  |  | Unknown |  | LINE |  | 28 | 630.000 A | 0.63 | 50 | 20 | B04715 | [5 empty] | 0 | ASAS EKUITI S/B |  | 3 | Pass | null
256935770 | B07811 | PE PANGSAPURI BLOK L9 | 6784776 | 6784775 | BCRS/PCE/J00524/MBB07809 | 300268108 | Existing | RYB | MHCR-1 | B07812 PE PANGSAPURI BLOK L9 | CLOSED | CLOSED | LINK | 11.000 kV | 11 kV | GAS | 20041101 | 2004 | 0347S044 | Unknown | F_and_G | INDKOM | 0347S044 |  | PANGSAPURI BLOK L8, JLN PENGGAWA, BMC | SUBSTATION | Unknown | Unknown | Unknown | DISTRIBUTION | TNB | CHERAS | Unknown | 75 |  |  | Unknown | Unknown |  | Unknown |  | 28 | 630.000 A | 0.63 | 50 | 22 | B07811 | Unknown |  |  |  |  | 0 | PANGSAPURI BLOK L8 |  | 3 | Pass | null
256935774 | B07809 | PE PANGSAPURI BLOK L7 | 6784779 | 6784778 | BCRS/PCE/J00524/MBB07809 | 300268108 | Existing | RYB | MHCR-1 | B07808 PE PANGSAPURI BLOK L7 | CLOSED | CLOSED | LINK | 11.000 kV | 11 kV | GAS | 20041101 | 2004 | 0347S044 | Unknown | F_and_G | INDKOM | 0347S044 |  | PANGSAPURI BLOK L8, JLN PENGGAWA, BMC | SUBSTATION | Unknown | Unknown | Unknown | DISTRIBUTION | TNB | CHERAS | Unknown | 75 |  |  | Unknown | Unknown |  | Unknown |  | 28 | 630.000 A | 0.63 | 50 | 22 | B07809 | Unknown |  |  |  |  | 0 | PANGSAPURI BLOK L8 |  | 3 | Pass | null
256935795 | B02156 | PPU TMN MAS CB 12 | 6784825 | 6784824 | BCRS/PCE/J00045/MBB02156 | 300004247 | Existing | RYB | TMASS-12 | PPU TMN MAS CB 12 | CLOSED | CLOSED | LINK | 11.000 kV | 11 kV | GAS | 19911101 | 0 | L17/2/1/85L | Unknown | FALCON BETA | TAMCO | B2815839 |  | PKNS KG MELAKA | SUBSTATION | Unknown | YES | Unknown | DISTRIBUTION | TNB | CHERAS | Unknown | 75 | Unknown | Unknown | Unknown | NO |  | LINE |  | 28 | 400.000 A | 0.63 | 50 | 20 | B02156 | NO | Not applicable |  |  | Unknown | Unknown | PKNS KAMPONG MELAKA |  | 3 | Pass | null
256935800 | B02158 | PE TMN MAS 3 | 6784837 | 6784836 | BCRS/PCE/J00045/MBB02156 | 300004247 | Existing | RYB | TMASS-12 | B02159 PE TMN MAS 3 | CLOSED | CLOSED | LINK | 11.000 kV | 11 kV | GAS | 19911101 | 0 | L17/1/145R | Unknown | FALCON BETA | TAMCO | B2815839 | Not applicable | PKNS KG MELAKA | SUBSTATION | Unknown | YES | Unknown | DISTRIBUTION | TNB | CHERAS | Unknown | 75 | Unknown | Unknown | Unknown | NO |  | LINE |  | 28 | 400.000 A | 0.63 | 50 | 20 | B02158 | NO | Not applicable |  |  | Unknown | Unknown | PKNS KAMPONG MELAKA |  | 3 | Pass | null
256935821 | B07622 | PE BOULEVARD BELIMBING HILL | 6785052 | 6785065 | BCRS/PCE/J00608/MBB07619 | 300269883 | Existing | RYB | PBEL(P)-1 | B10614 PE BOULEVARD BELIMBING HILL | CLOSED | CLOSED | LINK | 12.000 kV | 11 kV | GAS | 20041101 | 2004 | D242313 | Unknown | FALCON BETA | TAMCO | D242313 |  | BELIMBING HEIGHTS NO 2 | SUBSTATION | Unknown | Unknown | Unknown | DISTRIBUTION | TNB | CHERAS | Unknown | 75 |  |  | Unknown | Unknown |  | Unknown |  | 28 | 630.000 A | 0.63 | 50 | 20 | B07622 | Unknown |  |  |  |  | 0 | BELIMBING HEIGHT NO 2 |  | 3 | Pass | null
256935835 | B07619 | PE BELIMBING HEIGHTS NO1 | 6785063 | 6785079 | BCRS/PCE/J00608/MBB07619 | 300269883 | Existing | RYB | PBEL(P)-1 | B07618 PE BELIMBING HEIGHTS NO1 | CLOSED | CLOSED | LINK | 12.000 kV | 11 kV | GAS | 20041101 | 2004 | D242313 | Unknown | FALCON BETA | TAMCO | D242313 |  | BELIMBING HEIGHTS NO 2 | SUBSTATION | Unknown | Unknown | Unknown | DISTRIBUTION | TNB | CHERAS | Unknown | 75 |  |  | Unknown | Unknown |  | Unknown |  | 28 | 630.000 A | 0.63 | 50 | 20 | B07619 | Unknown |  |  |  |  | 0 | BELIMBING HEIGHT NO 2 |  | 3 | Pass | null
256935851 | B02878 | PE BUKIT BELIMBING NO 3 | 6785121 | 6785132 | BCRS/PCE/J00394/MBB02876 | 300011083 | Existing | RYB | PBEL(P)-2 | B02879 PE BUKIT BELIMBING NO 3 | CLOSED | CLOSED | LINK | 11.000 kV | 11 kV | GAS | 20121111 | 0 | LD7199-8IL | Unknown | VEI | VEI | 26180 |  | BKT BELIMBING NO 4 | SUBSTATION | Unknown | Unknown | Unknown | DISTRIBUTION | TNB | CHERAS | Unknown | 75 |  |  | Unknown | Unknown |  | LINE |  | 28 | 400.000 A | 0.63 | 50 | 20 | B02878 | Unknown |  |  |  |  | 0 | BUKIT BELIMBING NO 4 |  | 3 | Pass | null
256935860 | B02876 | PE TMN SERI BELIMBING | 6785127 | 6785141 | BCRS/PCE/J00394/MBB02876 | 300011083 | Existing | RYB | PBEL(P)-2 | B08934 PE TMN SERI BELIMBING | CLOSED | CLOSED | LINK | 11.000 kV | 11 kV | GAS | 20121111 | 0 | R17162-107R | Unknown | VEI | VEI | 26180 |  | BKT BELIMBING NO 4 | SUBSTATION | Unknown | Unknown | Unknown | DISTRIBUTION | TNB | CHERAS | Unknown | 75 |  |  | Unknown | Unknown |  | LINE |  | 28 | 400.000 A | 0.63 | 50 | 20 | B02876 | Unknown |  |  |  |  | 0 | BUKIT BELIMBING NO 4 |  | 3 | Pass | null
256935891 | B02743 | PE BERKAT HASIL NO 8 | 6785256 | 6785255 | BCRS/PCE/J00416/MB | 300011252 | Existing | RYB | TAMI-9 | B02742 PE BERKAT HASIL NO 8 | CLOSED | CLOSED | LINK | 11.000 kV | 11 kV | OIL | 20121101 | 0 |  | Unknown | BRUSH | INDKOM | N/A |  | BERKAT HASIL NO 9 | SUBSTATION | Unknown | Unknown | Unknown | DISTRIBUTION | TNB | CHERAS | Unknown | 75 |  |  | Unknown | Unknown |  | Unknown |  | 28 | 400.000 A | 0.4 | 50 | 21.9 | B02743 | Unknown |  |  |  |  | 0 | BERKAT HASIL NO 9 |  | 3 | Pass | null
256935897 | B02746 | PPU TAMING JAYA CB 9 | 6785274 | 6785273 | BCRS/PCE/J00416/MB | 300011252 | Existing | RYB | TAMI-9 | PPU TAMING JAYA CB 9 | CLOSED | CLOSED | LINK | 11.000 kV | 11 kV | OIL | 20121101 | 0 |  | Unknown | BRUSH | INDKOM | N/A |  | BERKAT HASIL NO 9 | SUBSTATION | Unknown | Unknown | Unknown | DISTRIBUTION | TNB | CHERAS | Unknown | 75 |  |  | Unknown | Unknown |  | Unknown |  | 28 | 400.000 A | 0.4 | 50 | 21.9 | B02746 | Unknown |  |  |  |  | 0 | BERKAT HASIL NO 9 |  | 3 | Pass | null
256935926 | B02753 | B02753 | 6786774 | 6786773 | BCRS/PCE/J00414/MBB02750 | 300011235 | Existing | RYB | MINE-8 | B02754 SG BESI INDAH NO 7 | CLOSED | CLOSED | LINK | 11.000 kV | 11 kV | GAS | 19971101 | 1997 | 9722S162 |  | F_and_G | INDKOM | 9722S162 |  | BERKAT HASIL NO 16 | SUBSTATION | Unknown | Unknown | Unknown | DISTRIBUTION | TNB | CHERAS | Unknown | 75 |  |  |  | Unknown |  | LINE |  | 28 | 630.000 A | 0.63 | 50 | 22 | B02753 | Unknown |  |  |  |  | 0 | BERKAT HASIL NO 16 |  | 3 | Pass | null
256935932 | B02750 | B02750 | 6786792 | 6786791 | BCRS/PCE/J00414/MBB02750 | 300011235 | Existing | RYB | MINE-8 | B02749 BERKAT HASIL NO 12 | CLOSED | CLOSED | LINK | 11.000 kV | 11 kV | GAS | 19971101 | 1997 | 9722S162 |  | F_and_G | INDKOM | 9722S162 |  | BERKAT HASIL NO 16 | SUBSTATION | Unknown | Unknown | Unknown | DISTRIBUTION | TNB | CHERAS | Unknown | 75 |  |  |  | Unknown |  | LINE |  | 28 | 630.000 A | 0.63 | 50 | 22 | B02750 | Unknown |  |  |  |  | 0 | BERKAT HASIL NO 16 |  | 3 | Pass | null
256936315 | B08152 | PE R.S DEVELOPMENT | 6841171 | 6841170 | BCRS/PCE/J00476/MB | 300431571 | Existing | RYB | TAMI-7 | B01298 PE R.S DEVELOPMENT | CLOSED | CLOSED | LINK | 12.000 kV | 11 kV | GAS | 20041101 | 2004 | B248915 | Unknown | FALCON BETA | TAMCO | B248915 |  | SANYIN | SUBSTATION | Unknown | Unknown | Unknown | DISTRIBUTION | TNB | CHERAS | Unknown | 75 |  |  | Unknown | Unknown |  | Unknown |  | 28 | 630.000 A | 0.63 | 50 | 20 | B08152 | Unknown |  |  |  |  | 0 | SANYIN |  | 3 | Pass | null
256936320 | B08154 | PE MAURI FERMENTATION | 6841178 | 6841177 | BCRS/PCE/J00476/MB | 300431571 | Existing | RYB | TAMI-7 | B01311 PE MAURI FERMENTATION | CLOSED | CLOSED | LINK | 12.000 kV | 11 kV | GAS | 20041101 | 2004 | B248915 | Unknown | FALCON BETA | TAMCO | B248915 |  | SANYIN | SUBSTATION | Unknown | Unknown | Unknown | DISTRIBUTION | TNB | CHERAS | Unknown | 75 |  |  | Unknown | Unknown |  | Unknown |  | 28 | 630.000 A | 0.63 | 50 | 20 | B08154 | Unknown |  |  |  |  | 0 | SANYIN |  | 3 | Pass | null
256936349 | B09147 | PE PADAT CHUNDI BUSINESS | 26356375 | 26356374 | BCRS/PCE/J00552/MBB09145 | 300268510 | Existing | RYB | SGLN-9 | B13481 PE PADAT CHUNDI BUSINESS | CLOSED | CLOSED | LINK | 11.000 kV | 11 kV | GAS | 18/07/1998 | 2007 | 0735S073 |  | OMAZABAL | LIG A MURNI | 0735S073 | N/A | TAMAN SUNNYSIDE NO 4 | SUBSTATION | Unknown | Unknown | Unknown | DISTRIBUTION | TNB | CHERAS | Unknown | 75 |  |  | Unknown | Unknown |  | LINE |  | 28 | 630.000 A | 0.63 | 50 | 20 | B09147 | NO | N/A |  |  |  | 0 | TAMAN SUNNYSIDE VALE NO 4 |  | 3 | Pass | null
256936355 | B09145 | PE RMH PAM PARAS RENDAH BMC | 26356397 | 26356396 | BCRS/PCE/J00552/MBB09145 | 300268510 | Existing | RYB | SGLN-9 | B08737 RMH PAM PARAS RENDAH BMC | CLOSED | CLOSED | LINK | 11.000 kV | 11 kV | GAS | 18/07/1998 | 2007 | 0735S073 |  | OMAZABAL | F_AND_G | 0735S073 | N/A | TAMAN SUNNYSIDE NO 4 | SUBSTATION | Unknown | Unknown | Unknown | DISTRIBUTION | TNB | CHERAS | Unknown | 75 |  |  | Unknown | Unknown |  | LINE |  | 28 | 630.000 A | 0.63 | 50 | 20 | B09145 | NO | N/A |  |  |  | 0 | TAMAN SUNNYSIDE VALE NO 4 |  | 3 | Pass | null
256936384 | B01472 | B01472 | 6844203 | 6844202 | BCRS/PCE/J00382/MBB01469 | 300010673 | Existing | RYB | JUBA-2 | B11188 DEPOH RAPID | CLOSED | CLOSED | LINK | 16.000 kV | 11 kV | GAS | 18/07/1998 | 0 | KSS/1749 |  | INDKOM | INDKOM | 1111225455 | N/A | BRONLEY HILL NO 2 | SUBSTATION | Unknown | Unknown | Unknown | DISTRIBUTION | TNB | CHERAS | Unknown | 75 |  |  | Unknown | Unknown |  | LINE |  | 28 | 630.000 A | 0.63 | 50 | 20 | B01472 | NO | N/A |  |  |  | 0 | BRONLEY HILL NO 2 |  | 3 | Pass | null
256936389 | B01469 | B01469 | 6844220 | 6844219 | BCRS/PCE/J00382/MBB01469 | 300010673 | Existing | RYB | JUBA-2 | B01468 BRONLEY HILL NO 1 | CLOSED | CLOSED | LINK | 16.000 kV | 11 kV | GAS | 18/07/1998 | 0 | KSS/1749 |  | INDKOM | INDKOM | 1111225455 | N/A | BRONLEY HILL NO 2 | SUBSTATION | Unknown | Unknown | Unknown | DISTRIBUTION | TNB | CHERAS | Unknown | 75 |  |  | Unknown | Unknown |  | LINE |  | 28 | 630.000 A | 0.63 | 50 | 20 | B01469 | NO | N/A |  |  |  | 0 | BRONLEY HILL NO 2 |  | 3 | Pass | null
256936596 | B10608 | B10608 | 6845237 | 6845236 | BCRS/PCE/J00726/MB | 300430803 | Existing | RYB | CJYA-3 | REYLON | CLOSED | CLOSED | LINK | 12.000 kV | 11 kV | GAS | 20091101 | 1995 | B950062 |  | LUCY | EPE | SF6 158 | N/A | LOT 1906 JLN KPB 9 | SUBSTATION | Unknown | Unknown | Unknown | DISTRIBUTION | TNB | CHERAS | Unknown | 75 |  |  | Unknown | Unknown |  | LINE |  | 28 | 630.000 A | 0.63 | 50 | 20 | B10608 | NO | N/A |  |  |  | 0 | CHNG SAN PRWN C N CONFESTIONERY |  | 3 | Pass | null
256936601 | B10610 | B10610 | 6845244 | 6845243 | BCRS/PCE/J00726/MB | 300430803 | Existing | RYB | CJYA-3 | BOON FUEN KLG | CLOSED | CLOSED | LINK | 12.000 kV | 11 kV | GAS | 20091101 | 1995 | B950062 |  | LUCY | EPE | SF6 158 | N/A | LOT 1906 JLN KPB 9 | SUBSTATION | Unknown | Unknown | Unknown | DISTRIBUTION | TNB | CHERAS | Unknown | 75 |  |  | Unknown | Unknown |  | LINE |  | 28 | 630.000 A | 0.63 | 50 | 20 | B10610 | NO | N/A |  |  |  | 0 | CHNG SAN PRWN C N CONFESTIONERY |  | 3 | Pass | null
256936624 | B09186 |  | 6845177 | 6845176 | BCRS/PCE/J00495/MB | 300431588 | Existing | RYB | BLKG-14 | B06464 STRATEGIK PRODUCT | CLOSED | CLOSED | LINK | 12.000 kV | 11 kV | GAS | 20061101 | 2006 | 2929 |  | VEI | VEI |  |  | COPPERTECH KG BARU BALAKONG | SUBSTATION | Unknown | Unknown | Unknown | DISTRIBUTION | TNB | CHERAS | Unknown | Unknown |  |  |  | Unknown |  |  |  |  | 630.000 A | 20 | 20 | 20 | B09186 | [5 empty] | 0 | COPPERTEC KAMPUNG BARU BALAKONG |  | 3 | Pass | null
256936628 | B09184 |  | 6845180 | 6845179 | BCRS/PCE/J00495/MB | 300431588 | Existing | RYB | BLKG-14 | B01465 YONG SENG | CLOSED | CLOSED | LINK | 12.000 kV | 11 kV | GAS | 20061101 | 2006 | 2929 |  | VEI | VEI |  |  | COPPERTECH KG BARU BALAKONG | SUBSTATION | Unknown | Unknown | Unknown | DISTRIBUTION | TNB | CHERAS | Unknown | Unknown |  |  |  | Unknown |  |  |  |  | 630.000 A | 20 | 20 | 20 | B09184 | [5 empty] | 0 | COPPERTEC KAMPUNG BARU BALAKONG |  | 3 | Pass | null
256936706 | B01231 | PPU PBELP CB 6 | 6847131 | 6847130 | BCRS/PCE/J00286/MBB01231 | 300010045 | Existing | RYB | PBEL(P)-6 | PBEL-6 | CLOSED | CLOSED | LINK | 12.000 kV | 11 kV | GAS | 20001111 | 1996 | B961314 | Unknown | FALCON BETA | TAMCO | B961314 |  | KG BARU BALAKONG COMPACT | SUBSTATION | Unknown | Unknown | Unknown | DISTRIBUTION | TNB | CHERAS | Unknown | 75 |  |  | Unknown | Unknown |  | Unknown |  | 28 | 630.000 A | 0.63 | 50 | 20 | B01231 | Unknown |  |  |  |  | 0 | COMPACT KG BARU BALAKONG |  | 3 | Pass | null
256936711 | B01233 | PE MECOMB | 6847138 | 6847137 | BCRS/PCE/J00286/MBB01231 | 300010045 | Existing | RYB | PBEL(P)-6 | B01234 PE MECOMB | CLOSED | CLOSED | LINK | 12.000 kV | 11 kV | GAS | 20001111 | 1996 | B961314 | Unknown | FALCON BETA | TAMCO | B961314 |  | KG BARU BALAKONG COMPACT | SUBSTATION | Unknown | Unknown | Unknown | DISTRIBUTION | TNB | CHERAS | Unknown | 75 |  |  | Unknown | Unknown |  | Unknown |  | 28 | 630.000 A | 0.63 | 50 | 20 | B01233 | Unknown |  |  |  |  | 0 | COMPACT KG BARU BALAKONG |  | 3 | Pass | null
256936733 | B01329 | B01329 | 6845284 | 6845283 | BCRS/PCE/J00294/MB | 300010088 | Existing | RYB | CJYA-3 | B01330 BOOH FUEN GALLANT | CLOSED | CLOSED | LINK | 12.000 kV | 11 kV | GAS | 20061101 | 2006 | B250664 |  | FALCON BETA | TAMCO | B2510664 | N/A | DAPAT | SUBSTATION | Unknown | Unknown | Unknown | DISTRIBUTION | TNB | CHERAS | Unknown | 75 |  |  | Unknown | Unknown |  | LINE |  | 28 | 630.000 A | 0.63 | 50 | 20 | B01329 | NO | N/A |  |  |  | 0 | DAPAT |  | 3 | Pass | null
256936738 | B01327 | B01327 | 6845291 | 6845290 | BCRS/PCE/J00294/MB | 300010088 | Existing | RYB | CJYA-3 | B01326 KG BARU BALAKONG | CLOSED | CLOSED | LINK | 12.000 kV | 11 kV | GAS | 20061101 | 2006 | B250664 |  | FALCON BETA | TAMCO | B2510664 | N/A | DAPAT | SUBSTATION | Unknown | Unknown | Unknown | DISTRIBUTION | TNB | CHERAS | Unknown | 75 |  |  | Unknown | Unknown |  | LINE |  | 28 | 630.000 A | 0.63 | 50 | 20 | B01327 | NO | N/A |  |  |  | 0 | DAPAT |  | 3 | Pass | null
256936832 | B08425 |  | 6846905 | 6846904 | BCRS/PCE/J00879 ;; /MBB08425 |  | Existing | RYB | MHCR-4 | B08954 PANGSAPURI INDAH | CLOSED | CLOSED | LINK | 11.000 kV | 11 kV | GAS |  | 2000 | 9938S101 |  | INDKOM | F_AND_G | 9938S101 |  | TMN TANMING INDAH NO 1 | SUBSTATION | Unknown | Unknown | Unknown | DISTRIBUTION | TNB | CHERAS | Unknown | 75 |  |  |  | Unknown |  | LINE |  | 28 | 630.000 A | 0.63 | 50 | 22 | B08425 | Unknown |  |  |  |  | 0 | TAMAN TAMING INDAH P/E 1 |  | 3 | Pass | null
256936838 | B08422 |  | 6846923 | 6846922 | BCRS/PCE/J00879 ;; /MBB08422 |  | Existing | RYB | MHCR-4 | B10040 TANMING INDAH NO 3 | CLOSED | CLOSED | LINK | 11.000 kV | 11 kV | GAS |  | 2000 | 9938S101 |  | INDKOM | F_AND_G | 9938S101 |  | TMN TANMING INDAH NO 1 | SUBSTATION | Unknown | Unknown | Unknown | DISTRIBUTION | TNB | CHERAS | Unknown | 75 |  |  |  | Unknown |  | LINE |  | 28 | 630.000 A | 0.63 | 50 | 22 | B08422 | Unknown |  |  |  |  | 0 | TAMAN TAMING INDAH P/E 1 |  | 3 | Pass | null
256936861 | B04404 |  | 6848665 | 6848664 | BCRS/PCE/J00666/MBB04403 | 300270682 | Existing | RYB | BLKG-13 | B00919 WISMA MINLON | OPEN | OPEN | LINK | 12.000 kV | 11 kV | GAS | 19991101 | 1999 | B993169 |  | FALCON BETA | TAMCO |  |  | BUKIT BAYU NO 6 | Unknown | Unknown | Unknown | Unknown | DISTRIBUTION | TNB | CHERAS | Unknown | 75 |  |  |  | Unknown |  |  |  | 28 | 630.000 A | 0.63 | 50 | 20 | B04404 | [5 empty] | 0 | BUKIT BAYU NO 6 |  | 3 | Pass | null
256936865 | B04403 |  | 6848668 | 6848667 | BCRS/PCE/J00666/MBB04403 | 300270682 | Existing | RYB | BLKG-13 | B04401 BUKIT BAYU NO 5 | CLOSED | CLOSED | LINK | 12.000 kV | 11 kV | GAS | 19991101 | 1999 | B993169 |  | FALCON BETA | TAMCO |  |  | BUKIT BAYU NO 6 | Unknown | Unknown | Unknown | Unknown | DISTRIBUTION | TNB | CHERAS | Unknown | 75 |  |  |  | Unknown |  |  |  | 28 | 630.000 A | 0.63 | 50 | 20 | B04403 | [5 empty] | 0 | BUKIT BAYU NO 6 |  | 3 | Pass | null
256937184 | B04397 |  | 6848803 | 6848802 | BCRS/PCE/J00664/MBB04397 | 300270676 | Existing | RYB | BLKG-13 | B04400 BUKIT BAYU NO 5 | CLOSED | CLOSED | LINK | 12.000 kV | 11 kV | GAS | 19991101 | 1999 | B993063 |  | FALCON BETA | TAMCO |  |  | BUKIT BAYU NO 4 | Unknown | Unknown | Unknown | Unknown | DISTRIBUTION | TNB | CHERAS | Unknown | Unknown |  |  |  | Unknown |  |  |  |  | 630.000 A | 20 | 20 | 20 | B04397 | [5 empty] | 0 | BUKIT BAYU NO 4 |  | 3 | Pass | null
256937188 | B04399 |  | 6848806 | 6848805 | BCRS/PCE/J00664/MBB04397 | 300270676 | Existing | RYB | BLKG-13 | B04394 BUKIT BAYU NO 3 | CLOSED | CLOSED | LINK | 12.000 kV | 11 kV | GAS | 19991101 | 1999 | B993063 |  | FALCON BETA | TAMCO |  |  | BUKIT BAYU NO 4 | Unknown | Unknown | Unknown | Unknown | DISTRIBUTION | TNB | CHERAS | Unknown | 75 |  |  |  | Unknown |  |  |  | 28 | 630.000 A | 0.63 | 50 | 20 | B04399 | [5 empty] | 0 | BUKIT BAYU NO 4 |  | 3 | Pass | null
256937349 | B02816 |  | 6857214 | 6857213 | BCRS/PCE/J00721/MBB02816 | 300270923 | Existing | RYB | TAMI-5 | B02815 MALAYSIAN MEGA GALVANISE | CLOSED | CLOSED | LINK | 12.000 kV | 11 kV | GAS | 19971101 | 2008 | B 2816798 |  | FALCON BETA | TAMCO |  |  | KHOO MOK CHIN | Unknown | Unknown | Unknown | Unknown | DISTRIBUTION | TNB | CHERAS | Unknown | 75 |  |  |  | Unknown |  |  |  | 28 | 630.000 A | 0.63 | 50 | 20 | B02816 | [5 empty] | 0 | KHOO MOK CHIN |  | 3 | Pass | null
256937353 | B02818 |  | 6857217 | 6857216 | BCRS/PCE/J00721/MBB02816 | 300270923 | Existing | RYB | TAMI-5 | B02819 UNITED COACHBUILDER | CLOSED | CLOSED | LINK | 12.000 kV | 11 kV | GAS | 19971101 | 2008 | B 2816798 |  | FALCON BETA | TAMCO |  |  | KHOO MOK CHIN | Unknown | Unknown | Unknown | Unknown | DISTRIBUTION | TNB | CHERAS | Unknown | 75 |  |  |  | Unknown |  |  |  | 28 | 630.000 A | 0.63 | 50 | 20 | B02818 | [5 empty] | 0 | KHOO MOK CHIN |  | 3 | Pass | null
256937772 | B07898 | B07898 | 6934899 | 6934898 | BCRS/PCE/J00502/MBB07898 | 300267311 | Existing | RYB | SGLN-9 | B11597 PE JLN MAHKOTA 5 | CLOSED | CLOSED | LINK | 12.000 kV | 11 kV | GAS | 18/07/1998 | 2004 | D242534 |  | FALCON BETA | TAMCO | D242534 | N/A | JLN BENDAHARA 4/7 BDR MAHKOTA CHERAS | SUBSTATION | Unknown | Unknown | Unknown | DISTRIBUTION | TNB | CHERAS | Unknown | 75 |  |  | Unknown | Unknown |  | LINE |  | 28 | 630.000 A | 0.63 | 50 | 20 | B07898 | NO | N/A |  |  |  | 0 | BDR MAHKOTA CHERAS |  | 3 | Pass | null
256937777 | B07901 | B07901 | 6934909 | 6934908 | BCRS/PCE/J00502/MBB07898 | 300267311 | Existing | RYB | SGLN-9 | B10204 PE JALAN BENDAHARA 12 | OPEN | OPEN | LINK | 12.000 kV | 11 kV | GAS | 18/07/1998 | 2004 | D242534 |  | FALCON BETA | TAMCO | D242534 | N/A | JLN BENDAHARA 4/7 BDR MAHKOTA CHERAS | SUBSTATION | Unknown | Unknown | Unknown | DISTRIBUTION | TNB | CHERAS | Unknown | 75 |  |  | Unknown | Unknown |  | LINE |  | 28 | 630.000 A | 0.63 | 50 | 20 | B07901 | NO | N/A |  |  |  | 0 | BDR MAHKOTA CHERAS |  | 3 | Pass | null
256937799 | B03948 | B03948 | 6935790 | 6935789 | BCRS/PCE/J00484/MB | 300431578 | Existing | RYB | SJIM-11 | PPU SJIM Fdr11 | CLOSED | CLOSED | LINK | 12.000 kV | 11 kV | GAS | 20061101 | 2006 | B2611192 |  | FALCON BETA | TAMCO | B2611192 | N/A | TMN MESRA | SUBSTATION | Unknown | Unknown | Unknown | DISTRIBUTION | TNB | CHERAS | Unknown | 75 |  |  | Unknown | Unknown |  | LINE |  | 28 | 630.000 A | 0.63 | 50 | 20 | B03948 | NO | N/A |  |  |  | 0 | TMN MESRA JLN LEMAR |  | 3 | Pass | null
256937804 | B03950 | B03950 | 6935797 | 6935796 | BCRS/PCE/J00484/MB | 300431578 | Existing | RYB | SJIM-11 | B03951 SUMBER MAJU | CLOSED | CLOSED | LINK | 12.000 kV | 11 kV | GAS | 20061101 | 2006 | B2611192 |  | FALCON BETA | TAMCO | B2611192 | N/A | TMN MESRA | SUBSTATION | Unknown | Unknown | Unknown | DISTRIBUTION | TNB | CHERAS | Unknown | 75 |  |  | Unknown | Unknown |  | LINE |  | 28 | 630.000 A | 0.63 | 50 | 20 | B03950 | NO | N/A |  |  |  | 0 | TMN MESRA JLN LEMAR |  | 3 | Pass | null
256937826 | B03985 | PE SEK MEN AGAMA PERSEKUTUAN | 6935855 | 6935854 | BCRS/PCE/J00855/MBB03985 |  | Existing | RYB | SJIM-6 | B03982 PE SEK MEN AGAMA PERSEKUTUAN | CLOSED | CLOSED | LINK | 12.000 kV | 11 kV | GAS |  | 2001 | B214967 | Unknown | FALCON BETA | TAMCO | B214967 |  | TMN DELIMA NO 1 | SUBSTATION | Unknown | Unknown | Unknown | DISTRIBUTION | TNB | CHERAS | Unknown | 75 |  |  | Unknown | Unknown |  | Unknown |  | 28 | 630.000 A | 0.63 | 50 | 20 | B03985 | Unknown |  |  |  |  | 0 | TMN DELIMA NO 1 |  | 3 | Pass | null
256937831 | B03983 | PE RMH MURAH SIMPANG BALAK | 6935862 | 6935861 | BCRS/PCE/J00855/MBB03983 |  | Existing | RYB | SJIM-6 | B03977 PE RMH MURAH SIMPANG BALAK | CLOSED | CLOSED | LINK | 12.000 kV | 11 kV | GAS |  | 2001 | B214967 | Unknown | FALCON BETA | TAMCO | B214967 |  | TMN DELIMA NO 1 | SUBSTATION | Unknown | Unknown | Unknown | DISTRIBUTION | TNB | CHERAS | Unknown | 75 |  |  | Unknown | Unknown |  | Unknown |  | 28 | 630.000 A | 0.63 | 50 | 20 | B03983 | Unknown |  |  |  |  | 0 | TMN DELIMA NO 1 |  | 3 | Pass | null
256937853 | B03959 | B03959 | 6935930 | 6935929 | BCRS/PCE/J00877/MB1 | 300444874 | Existing | RYB | SJIM-11 | B08315 ESSO GRAND SAGA COMPACT | CLOSED | CLOSED | LINK | 12.000 kV | 11 kV | GAS | 20121101 | 0 | N/A |  | MERLIN GERIN | MERLIN GERIN | N/A | N/A | COMPACT LAMPU JLN GRAND SAGA | SUBSTATION | Unknown | Unknown | Unknown | DISTRIBUTION | TNB | CHERAS | Unknown | 75 |  |  | Unknown | Unknown |  | LINE |  | 28 | 630.000 A | 0.63 | 50 | 20 | B03959 | NO | N/A |  |  |  | 0 | COMPACT LAMPU JLN LEBUHRAYA |  | 3 | Pass | null
256937858 | B03957 | B03957 | 6936705 | 6936704 | BCRS/PCE/J00877/MB1 | 300444874 | Existing | RYB | SJIM-11 | B03956 L/RAYA COMPACT NO 1 | CLOSED | CLOSED | LINK | 12.000 kV | 11 kV | GAS | 20121101 | 0 | N/A |  | MERLIN GERIN | MERLIN GERIN | N/A | N/A | COMPACT LAMPU JLN GRAND SAGA | SUBSTATION | Unknown | Unknown | Unknown | DISTRIBUTION | TNB | CHERAS | Unknown | 75 |  |  | Unknown | Unknown |  | LINE |  | 28 | 630.000 A | 0.63 | 50 | 20 | B03957 | NO | N/A |  |  |  | 0 | COMPACT LAMPU JLN LEBUHRAYA |  | 3 | Pass | null
256937880 | B03982 | PE TMN DELIMA NO 1 | 6936088 | 6936087 | BCRS/PCE/J00923/MBB03982 |  | Existing | RYB | SJIM-6 | B03985 PE TMN DELIMA NO 1 | CLOSED | CLOSED | LINK | 12.000 kV | 11 kV | GAS |  | 2001 | B214960 | Unknown | FALCON BETA | TAMCO | B214960 |  | SMKU (SEK UGAMA PERSEKUTUAN) | SUBSTATION | Unknown | Unknown | Unknown | DISTRIBUTION | TNB | CHERAS | Unknown | 75 |  |  | Unknown | Unknown |  | Unknown |  | 28 | 630.000 A | 0.63 | 50 | 20 | B03982 | Unknown |  |  |  |  | 0 | SEK MEN AGAMA PERSEKUTUAN |  | 3 | Pass | null
256937885 | B03980 | PPU SJIM CB 6 | 6936095 | 6936094 | BCRS/PCE/J00923/MB03980 |  | Existing | RYB | SJIM-6 | PPU SAUJANA IMPIAN VCB 6 | CLOSED | CLOSED | LINK | 12.000 kV | 11 kV | GAS |  | 2001 | B214960 | Unknown | FALCON BETA | TAMCO | B214960 |  | SMKU (SEK UGAMA PERSEKUTUAN) | Unknown | Unknown | Unknown | Unknown | DISTRIBUTION | TNB | CHERAS | Unknown | 75 |  |  | Unknown | Unknown |  | Unknown |  | 28 | 630.000 A | 0.63 | 50 | 20 | B03980 | Unknown |  |  |  |  | 0 | SEK MEN AGAMA PERSEKUTUAN |  | 3 | Pass | null
256937914 | B07909 | PE JALAN PERMAISURI 2 BMC | 6936336 | 6936335 |  |  | Existing | RYB | MHCR-2 | B07120 PE JALAN PERMAISURI 2 BMC | CLOSED | OPEN | LINK | 12.000 kV | 11 kV | GAS |  | 2004 | 0419S062 | Unknown | F_and_G | INDKOM | 0419S062 |  | JALAN DAYANG 17/8 | SUBSTATION | Unknown | Unknown | Unknown | DISTRIBUTION | TNB | CHERAS | Unknown | 75 |  |  | Unknown | Unknown |  | Unknown |  | 28 | 630.000 A | 0.63 | 50 | 22 | B07909 | Unknown |  |  |  |  | 0 | JLN DAYANG 17/8 BDR MAHKOTA |  | 3 | Pass | null
256937919 | B07912 | PE VISTA GREEN CONDOMINIUM | 6936346 | 6936345 |  |  | Existing | RYB | MHCR-2 | B07121 PE VISTA GREEN CONDOMINIUM | CLOSED | CLOSED | LINK | 12.000 kV | 11 kV | GAS |  | 2004 | 0419S062 | Unknown | F_and_G | INDKOM | 0419S062 |  | JALAN DAYANG 17/8 | SUBSTATION | Unknown | Unknown | Unknown | DISTRIBUTION | TNB | CHERAS | Unknown | 75 |  |  | Unknown | Unknown |  | Unknown |  | 28 | 630.000 A | 0.63 | 50 | 22 | B07912 | Unknown |  |  |  |  | 0 | JLN DAYANG 17/8 BDR MAHKOTA |  | 3 | Pass | null
256937942 | B09481 | SENADAYA | 6936755 | 6936754 |  |  | Existing | RYB |  | B03972 PE SENADAYA SDN. BHD | CLOSED | CLOSED | LINK | 12.000 kV | 11 kV | GAS |  | 2006 | B2611069 |  | FALCON BETA | TAMCO | B2611069 |  | AISTANA INDUSTRI | Unknown | Unknown | Unknown | Unknown | DISTRIBUTION | TNB | CHERAS | Unknown | 75 |  |  |  | Unknown |  |  |  | 28 | 630.000 A | 0.63 | 50 | 20 | B09481 | [5 empty] | 0 | AISTANA INDUSTRIES S/B |  | 3 | Pass | null
256937947 | B09479 | ABD KARIM B MANAN | 6936762 | 6936761 |  |  | Existing | RYB |  | B03971 PE ABDUL KARIM B MANAN | CLOSED | CLOSED | LINK | 12.000 kV | 11 kV | GAS |  | 2006 | B2611069 |  | FALCON BETA | TAMCO | B2611069 |  | AISTANA INDUSTRI | Unknown | Unknown | Unknown | Unknown | DISTRIBUTION | TNB | CHERAS | Unknown | 75 |  |  |  | Unknown |  |  |  | 28 | 630.000 A | 0.63 | 50 | 20 | B09479 | [5 empty] | 0 | AISTANA INDUSTRIES S/B |  | 3 | Pass | null
256937970 | B09471 |  | 6939278 | 6939277 | BCRS/PCE/J00637/MBB09469 | 300270330 | Existing | RYB | BLKG-11 | B14461 PE HQ HASIL KARYA | CLOSED | CLOSED | LINK | 12.000 kV | 11 kV | GAS | 20071111 | 2007 | B2713532 |  | FALCON BETA | TAMCO | B2713532 |  | TECHNICAL WORLD | SUBSTATION | Unknown | Unknown | Unknown | DISTRIBUTION | TNB | CHERAS | Unknown | 75 |  |  |  | Unknown |  |  |  | 28 | 630.000 A | 0.63 | 50 | 20 | B09471 | NO |  |  |  |  | 0 | TECHNICAL WORLD SDN BHD |  | 3 | Pass | null
256937974 | B09469 |  | 6939285 | 6939284 | BCRS/PCE/J00637/MBB09469 | 300270330 | Existing | RYB | BLKG-11 | B08592 PTM STEEL | CLOSED | CLOSED | LINK | 12.000 kV | 11 kV | GAS | 20071111 | 2007 | B2713532 |  | FALCON BETA | TAMCO | B2713532 |  | TECHNICAL WORLD | SUBSTATION | Unknown | Unknown | Unknown | DISTRIBUTION | TNB | CHERAS | Unknown | 75 |  |  |  | Unknown |  |  |  | 28 | 630.000 A | 20 | 50 | 20 | B09469 | NO |  |  |  |  | 0 | TECHNICAL WORLD SDN BHD |  | 3 | Pass | null
256938068 | B02851 | B02851 | 6941054 | 6942094 | BCRS/PCE/J00753/MBB02849 | 300271137 | Existing | RYB | MINE-12 | B06139 IDEAPOLY | CLOSED | CLOSED | LINK | 12.000 kV | 11 kV | GAS | 19971111 | 1998 | B971828 |  | FALCON BETA | TAMCO | B971828 | N/A | HONG AI KOK | SUBSTATION | Unknown | Unknown | Unknown | DISTRIBUTION | TNB | CHERAS | Unknown | 75 |  |  | Unknown | Unknown |  | LINE |  | 28 | 630.000 A | 0.63 | 50 | 20 | B02851 | NO | N/A |  |  |  | 0 | HONG AIK KOK |  | 3 | Pass | null
256938073 | B02849 | B02849 | 6942081 | 6942104 | BCRS/PCE/J00753/MBB02849 | 300271137 | Existing | RYB | MINE-12 | SOON HUAT | CLOSED | CLOSED | LINK | 12.000 kV | 11 kV | GAS | 19971111 | 1998 | B971828 |  | FALCON BETA | TAMCO | B971828 | N/A | HONG AI KOK | SUBSTATION | Unknown | Unknown | Unknown | DISTRIBUTION | TNB | CHERAS | Unknown | 75 |  |  | Unknown | Unknown |  | LINE |  | 28 | 630.000 A | 0.63 | 50 | 20 | B02849 | NO | N/A |  |  |  | 0 | HONG AIK KOK |  | 3 | Pass | null
256938120 | B10119 |  | 6944270 | 6944269 | BCRS/PCE/J00632/MBB01990 | 300270309 | Existing | RYB | BLKG-11 | LOOPING | CLOSED | CLOSED | LINK | 12.000 kV | 11 kV | GAS | 20101111 | 2001 | 24354 |  | VEI | VEI | 24354 |  | LFIP NO 5 | INTERCONNECT (OTHER UTILITY) | Unknown | Unknown | Unknown | DISTRIBUTION | TNB | CHERAS | Unknown | 75 |  |  |  | Unknown |  |  |  | 28 | 630.000 A | 0.63 | 50 | 20 | B10119 | [5 empty] | 0 | LFIP NO 5 |  | 3 | Pass | null
256938126 | B01993 |  | 6944288 | 6944287 | BCRS/PCE/J00632/MBB01990 | 300270309 | Existing | RYB | BLKG-11 | B10969 YEW LUM 3 | CLOSED | CLOSED | LINK | 12.000 kV | 11 kV | GAS | 20101111 | 2001 | 24354 |  | VEI | VEI | 24354 |  | LFIP NO 5 | SUBSTATION | Unknown | Unknown | Unknown | DISTRIBUTION | TNB | CHERAS | Unknown | 75 |  |  |  | Unknown |  |  |  | 28 | 630.000 A | 0.63 | 50 | 20 | B01993 | [5 empty] | 0 | LFIP NO 5 |  | 3 | Pass | null
256938134 | B10120 |  | 6944300 | 6944312 | BCRS/PCE/J00632/MBB01991 | 300270312 | Existing | RYB | BLKG-11 | LOOPING | CLOSED | CLOSED | LINK | 12.000 kV | 11 kV | GAS | 20071111 | 2005 | 24354 |  | TOPRANK | VEI | 24354 |  | LFIP NO 5 | INTERCONNECT (OTHER UTILITY) | Unknown | Unknown | Unknown | DISTRIBUTION | TNB | CHERAS | Unknown | 75 |  |  |  | Unknown |  |  |  | 28 | 630.000 A | 0.63 | 50 | 20 | B10120 | [5 empty] | 0 | LFIP NO 5 |  | 3 | Pass | null
256938138 | B01990 |  | 6944301 | 6944314 | BCRS/PCE/J00632/MBB01991 | 300270312 | Existing | RYB | BLKG-11 | B01989 SING YEE SENG NO.2 | CLOSED | CLOSED | LINK | 12.000 kV | 11 kV | GAS | 20071111 | 2005 | 24354 |  | TOPRANK | VEI | 24354 |  | LFIP NO 5 | SUBSTATION | Unknown | Unknown | Unknown | DISTRIBUTION | TNB | CHERAS | Unknown | 75 |  |  |  | Unknown |  |  |  | 28 | 630.000 A | 0.63 | 50 | 20 | B01990 | [5 empty] | 0 | LFIP NO 5 |  | 3 | Pass | null
256938165 | B02866 | B02866 | 6943307 | 6943306 | BCRS/PCE/J00747/MBB02864 | 300271057 | Existing | RYB | MINE-12 | B02867 NISHIN NO 2 | CLOSED | CLOSED | LINK | 12.000 kV | 11 kV | GAS | 20081111 | 2008 | B 2816791 |  | FALCON BETA | TAMCO | B2816793 | N/A | ASHIBA | SUBSTATION | Unknown | YES | Unknown | DISTRIBUTION | TNB | CHERAS | Unknown | 75 | Unknown | Unknown | Unknown | NO |  | LINE |  | 28 | 20.000 A | 0.63 | 50 | 20 | B02866 | NO | Not Applicable |  |  | Unknown | Unknown | ASHIBA |  | 3 | Pass | null
256938169 | B02864 | B02864 | 6943310 | 6943309 | BCRS/PCE/J00747/MBB02864 | 300271057 | Existing | RYB | MINE-12 | B02863 TEH SEN HUIA | CLOSED | CLOSED | LINK | 12.000 kV | 11 kV | GAS | 20081111 | 2008 | B 2816791 |  | FALCON BETA | TAMCO | B2816793 | Not Applicable | ASHIBA | SUBSTATION | Unknown | YES | Unknown | DISTRIBUTION | TNB | CHERAS | Unknown | 75 | Unknown | Unknown | Unknown | NO |  | LINE |  | 28 | 20.000 A | 0.63 | 50 | 20 | B02864 | NO | Not applicable |  |  | Unknown | Unknown | ASHIBA |  | 3 | Pass | null
256938237 | B07880 |  | 6944248 | 6944247 | BCRS/PCE/J00132/MBB06551 | 300005178 | Existing | RYB | TAMI-6 | B11484 TMN IND BALAKONG JAYA NO 3 | CLOSED | CLOSED | LINK | 12.000 kV | 11 kV | GAS | 20031101 | 2003 | 11298 | Unknown | FALCON BETA | TAMCO | D285823 |  | KILANG CHEW TSU PEH | Unknown | Unknown | Unknown | Unknown | DISTRIBUTION | TNB | CHERAS | Unknown | 75 |  |  | Unknown | Unknown |  |  |  | 28 | 630.000 A | 0.63 | 50 | 20 | B07880 | Unknown |  |  |  |  | 0 | KILANG CHEW TSU |  | 3 | Pass | null
256938241 | B07878 |  | 6944251 | 6944250 | BCRS/PCE/J00132/MBB06551 | 300005178 | Existing | RYB | TAMI-6 | B10935 BAYU PARK VILLE | CLOSED | CLOSED | LINK | 12.000 kV | 11 kV | GAS | 20031101 | 2003 | 11298 |  | FALCON BETA | TAMCO | D285823 |  | KILANG CHEW TSU PEH | Unknown | Unknown | Unknown | Unknown | DISTRIBUTION | TNB | CHERAS | Unknown | 75 |  |  | Unknown | Unknown |  |  |  | 28 | 630.000 A | 0.63 | 50 | 20 | B07878 | [5 empty] | 0 | KILANG CHEW TSU |  | 3 | Pass | null
256939285 | B01977 |  | 6852464 | 6852463 | BCRS/PCE/J00628/MBB01977 | 300270142 | Existing | RYB | BLKG-11 | BLKG-11 | CLOSED | CLOSED | LINK | 12.000 kV | 11 kV | GAS | 19951111 | 1995 | N/A |  |  | INDKOM |  |  | LFIP NO 7 | Unknown | Unknown | Unknown | Unknown | DISTRIBUTION | TNB | CHERAS | Unknown | Unknown |  |  |  | Unknown |  |  |  |  | 630.000 A | 0.63 | 22 | 22 | B01977 | [5 empty] | 0 | LFIP 7 |  | 3 | Pass | null
256939291 | B01980 |  | 6852738 | 6852737 | BCRS/PCE/J00628/MBB01977 | 300270142 | Existing | RYB | BLKG-11 | B01981 TAN KOK HUA | CLOSED | CLOSED | LINK | 12.000 kV | 11 kV | GAS | 19951111 | 1995 | N/A |  |  | INDKOM |  |  | LFIP NO 7 | Unknown | Unknown | Unknown | Unknown | DISTRIBUTION | TNB | CHERAS | Unknown | Unknown |  |  |  | Unknown |  |  |  |  | 630.000 A | 0.63 | 22 | 22 | B01980 | [5 empty] | 0 | LFIP 7 |  | 3 | Pass | null
256939311 | B07729 | MSB 11KV FAIR POINT PLASTIC IND | 6813174 | 6813173 | BCRS/PCE/J00740/MBB07728 | 300271028 | Existing | RYB |  | MSB 11KV FAIR POINT PLASTIC IND | CLOSED | CLOSED | LINK | 12.000 kV | 11 kV | GAS | 18/07/1998 | 2003 | 11303 | Unknown | VEI | VEI | 11303 |  | FAIR POINT | CUSTOMER | Unknown | Unknown | Unknown | DISTRIBUTION | TNB | CHERAS | Unknown | 75 |  |  | Unknown | Unknown |  | Unknown |  | 28 | 630.000 A | 20 | 50 | 20 | B07729 | NO |  |  |  |  | 0 | FAIR POINT PLASTIC INDUSTRIES S |  | 3 | Pass | null
256939315 | B07730 | PE ELEGANT CAPITAL NO.1 | 6813177 | 6813176 | BCRS/PCE/J00740/MBB07728 | 300271028 | Existing | RYB |  | B02008 PE ELEGANT CAPITAL NO.1 | CLOSED | CLOSED | LINK | 12.000 kV | 11 kV | GAS | 18/07/1998 | 2003 | 11303 | Unknown | VEI | VEI | 11303 |  | FAIR POINT | SUBSTATION | Unknown | Unknown | Unknown | DISTRIBUTION | TNB | CHERAS | Unknown | 75 |  |  | Unknown | Unknown |  | Unknown |  | 28 | 630.000 A | 0.63 | 50 | 20 | B07730 | NO |  |  |  |  | 0 | FAIR POINT PLASTIC INDUSTRIES S |  | 3 | Pass | null
256939319 | B07728 | PE TERAS OAK 2 | 6813184 | 6813183 | BCRS/PCE/J00740/MBB07728 | 300271028 | Existing | RYB |  | B02012 PE TERAS OAK 2 | CLOSED | CLOSED | LINK | 12.000 kV | 11 kV | GAS | 18/07/1998 | 2003 | 11303 | UNDEFINED | VEI | VEI | 11303 |  | FAIR POINT | SUBSTATION | Unknown | Unknown | Unknown | DISTRIBUTION | TNB | CHERAS | Unknown | 75 |  |  | Unknown | Unknown |  | Unknown |  | 28 | 630.000 A | 0.63 | 50 | 20 | B07728 | NO |  |  |  |  | 0 | FAIR POINT PLASTIC INDUSTRIES S |  | 3 | Pass | null
256939341 | B02193 |  | 6867482 | 6867481 | BCRS/PCE/J00054/MBB02193 | 300004287 | Existing | RYB |  | B02192 UDA MURNI | CLOSED | CLOSED | LINK | 12.000 kV | 11 kV | GAS | 20001101 | 2000 | B203872 |  | FALCON BETA | TAMCO | B203872 |  | TMN DESA RAYA | SUBSTATION | Unknown | Unknown | Unknown | DISTRIBUTION | TNB | CHERAS | Unknown | 75 |  |  |  | Unknown |  | LINE |  | 28 | 630.000 A | 0.63 | 50 | 20 | B02193 | [5 empty] | 0 | TAMAN DESA RAYA |  | 3 | Pass | null
256939345 | B02195 | B02195 | 6867491 | 6867490 | BCRS/PCE/J00054/MBB02193 | 300004287 | Existing | RYB |  | B14641 PE CASA LAGENDA | CLOSED | CLOSED | LINK | 12.000 kV | 11 kV | GAS | 20001101 | 2000 | B203872 |  | FALCON BETA | TAMCO | B203872 |  | TMN DESA RAYA | SUBSTATION | Unknown | Unknown | Unknown | DISTRIBUTION | TNB | CHERAS | Unknown | 75 |  |  |  | Unknown |  | LINE |  | 28 | 630.000 A | 0.63 | 50 | 20 | B02195 | Unknown |  |  |  |  | 0 | TAMAN DESA RAYA |  | 3 | Pass | null
256939396 | B02105 |  | 6785469 | 6785468 | BCRS/PCE/J00555/MB1 | 300268520 | Existing | RYB | TSGR2-12 | B05241 SEK SRI CEMPAKA | OPEN | OPEN | LINK | 11.000 kV | 11 kV | GAS | 18/07/1998 | 0 | J3909/1/L275 |  | INDKOM | INDKOM | 1109215091 |  | TMN ALAM JAYA NO 3 | Unknown | Unknown | Unknown | Unknown | DISTRIBUTION | TNB | CHERAS | Unknown | 75 |  |  |  | Unknown |  |  |  | 28 | 400.000 A | 0.63 | 50 | 20 | B02105 | [5 empty] | 0 | TAMAN ALAM JAYA NO 3 |  | 3 | Pass | null
256939400 | B02103 |  | 6785472 | 6785471 | BCRS/PCE/J00555/MB1 | 300268520 | Existing | RYB | LMAS-14 | B09401 SUNWAY CHERAS NO 2 | CLOSED | CLOSED | LINK | 11.000 kV | 11 kV | GAS | 18/07/1998 | 0 | 05/56075/18 |  | INDKOM | INDKOM | 1109215091 |  | TMN ALAM JAYA NO 3 | Unknown | Unknown | Unknown | Unknown | DISTRIBUTION | TNB | CHERAS | Unknown | 75 |  |  |  | Unknown |  |  |  | 28 | 400.000 A | 0.63 | 50 | 20 | B02103 | [5 empty] | 0 | TAMAN ALAM JAYA NO 3 |  | 3 | Pass | null
256939426 | B02122 | B02122 | 6785662 | 6785661 | BCRS/PCE/J00023/MBB02123 | 300520033 | Existing | RYB | TMASS-4 | B02123 RASA SELAMAT HVD | CLOSED | CLOSED | LINK | 11.000 kV | 11 kV | GAS | 20141012 | 0 | L17/1/229B | Unknown | TAMCO | INDKOM | B21224348 |  | TMN CUEPACS NO 2 | SUBSTATION | Unknown | Unknown | Unknown | DISTRIBUTION | TNB | CHERAS | Unknown | 75 |  |  | Unknown | Unknown |  | LINE |  | 28 | 400.000 A | 0.63 | 50 | 21.9 | B02122 | Unknown |  |  |  |  | 0 | TMN KOOPERASI CUEPACS 2 |  | 3 | Pass | null
256939431 | B02121 | B02121 | 6791824 | 6791823 | BCRS/PCE/J00023/MBB02123 | 300520033 | Existing | RYB | TMASS-4 | B02129 TMN CHERAS PERMATA NO 2 | CLOSED | OPEN | LINK | 11.000 kV | 11 kV | GAS | 20141012 | 0 | J3126/1/2A/373 | Unknown | TAMCO | INDKOM | B21224348 |  | TMN CUEPACS NO 2 | SUBSTATION | Unknown | Unknown | Unknown | DISTRIBUTION | TNB | CHERAS | Unknown | 75 |  |  | Unknown | Unknown |  | LINE |  | 28 | 400.000 A | 0.63 | 50 | 20 | B02121 | Unknown |  |  |  |  | 0 | TMN KOOPERASI CUEPACS 2 |  | 3 | Pass | null
256939453 | B01935 | B01935 | 6785741 | 6785752 | BCRS/PCE/J00395/MBB01933 | 300011089 | Existing | RYB | PBEL(P)-14 | B01941 PE VESSELTECH ENGINEERING BHD | CLOSED | CLOSED | LINK | 12.000 kV | 11 kV | GAS | 19951101 | 1995 | B950251 | Unknown | FALCON BETA | TAMCO | B950251 | N/A | HON SHING COMPACT | SUBSTATION | Unknown | Unknown | Unknown | DISTRIBUTION | TNB | CHERAS | Unknown | 75 |  |  | Unknown | Unknown |  | LINE |  | 28 | 630.000 A | 0.63 | 50 | 20 | B01935 | NO | N/A |  |  |  | 0 | HONSHING (PADAT) |  | 3 | Pass | null
256939462 | B01933 | B01933 | 6785747 | 6785761 | BCRS/PCE/J00395/MBB01933 | 300011089 | Existing | RYB | PBEL(P)-14 | B10717 SSU BUKIT BELIMBING | CLOSED | CLOSED | LINK | 12.000 kV | 11 kV | GAS | 19951101 | 1995 | B950251 | Unknown | FALCON BETA | TAMCO | B950251 | N/A | HON SHING COMPACT | SUBSTATION | Unknown | Unknown | Unknown | DISTRIBUTION | TNB | CHERAS | Unknown | 75 |  |  | Unknown | Unknown |  | LINE |  | 28 | 630.000 A | 0.63 | 50 | 20 | B01933 | NO | N/A |  |  |  | 0 | HONSHING (PADAT) |  | 3 | Pass | null
256939495 | B07136 | B07136 | 6786259 | 6786298 | BCRS/PCE/J00501/MBB07136 | 300267310 | Existing | RYB | PBEL(P)-14 | B10718 SSU BUKIT BELIMBING | CLOSED | CLOSED | LINK | 12.000 kV | 11 kV | GAS | 20021101 | 2002 | 7557 | Unknown | VEI | VEI | 7557 |  | JEMCO MARKETING | SUBSTATION | Unknown | Unknown | Unknown | DISTRIBUTION | TNB | CHERAS | Unknown | 75 |  |  | Unknown | Unknown |  | LINE |  | 28 | 630.000 A | 0.63 | 50 | 20 | B07136 | Unknown |  |  |  |  | 0 | JEMCO MARKETING ENTERPRISE S/B |  | 3 | Pass | null
256939501 | B07134 | B07133 | 6786264 | 6786272 | BCRS/PCE/J00501/MBB07131 | 300493313 | Existing | RYB | PBEL(P)-14 | B07133 LOOPING | CLOSED | CLOSED | LINK | 12.000 kV | 11 kV | GAS |  | 2002 | 7561 | Unknown | VEI | INDKOM | 7561 |  | JEMCO MARKETING | INTERCONNECT (OTHER UTILITY) | Unknown | Unknown | Unknown | DISTRIBUTION | TNB | CHERAS | Unknown | 75 |  |  | Unknown | Unknown |  | LINE |  | 28 | 630.000 A | 0.63 | 50 | 20 | B07134 | Unknown |  |  |  |  | 0 | JEMCO MARKETING ENTERPRISE S/B |  | 3 | Pass | null
256939512 | B07131 | B07131 | 6786308 | 6786309 | BCRS/PCE/J00501/MBB07131 | 300493313 | Existing | RYB | PBEL(P)-14 | B11419 PE LOT 1875 JLN KPB-1 | CLOSED | CLOSED | LINK | 12.000 kV | 11 kV | GAS |  | 2002 | 7561 | Unknown | VEI | INDKOM | 7561 |  | JEMCO MARKETING | SUBSTATION | Unknown | Unknown | Unknown | DISTRIBUTION | TNB | CHERAS | Unknown | 75 |  |  | Unknown | Unknown |  | LINE |  | 28 | 630.000 A | 0.63 | 50 | 20 | B07131 | Unknown |  |  |  |  | 0 | JEMCO MARKETING ENTERPRISE S/B |  | 3 | Pass | null
256939518 | B07133 | B07134 | 6786314 | 6786315 | BCRS/PCE/J00501/MBB07136 | 300267310 | Existing | RYB | PBEL(P)-14 | B07134 LOOPING | CLOSED | CLOSED | LINK | 12.000 kV | 11 kV | GAS | 20021101 | 2002 | 7557 | Unknown | VEI | VEI | 7557 |  | JEMCO MARKETING | INTERCONNECT (OTHER UTILITY) | Unknown | Unknown | Unknown | DISTRIBUTION | TNB | CHERAS | Unknown | 75 |  |  | Unknown | Unknown |  | LINE |  | 28 | 630.000 A | 0.63 | 50 | 20 | B07133 | Unknown |  |  |  |  | 0 | JEMCO MARKETING ENTERPRISE S/B |  | 3 | Pass | null
256939543 | B01290 | B01290 | 6786973 | 6786978 | BCRS/PCE/J00566/MBB01287 | 300268947 | Existing | RYB | TAMI-7 | B01293 PE CCP | CLOSED | CLOSED | LINK | 12.000 kV | 11 kV | GAS | 20081111 | 2008 | E281567 | Unknown | FALCON BETA | TAMCO | E281567 | NOT AVAILABLE | LIAN YEW ENGINEERING BALAKONG (LYE) | SUBSTATION | Unknown | Unknown | Unknown | DISTRIBUTION | TNB | CHERAS | Unknown | 75 |  |  | Unknown | Unknown |  | LINE |  | 28 | 630.000 A | 0.63 | 50 | 20 | B01290 | NO | NOT AVAILABLE |  |  |  | 0 | LIAN YEW BALAKONG |  | 3 | Pass | null
256939843 | B01289 | B01289 | 6786974 | 6786986 | BCRS/PCE/J00566/MBB01287 | 300268947 | Existing | RYB | TAMI-7 | MSB LIN YAU PENGGUNA 11KV | CLOSED | CLOSED | LINK | 12.000 kV | 11 kV | GAS | 20081111 | 2008 | E281567 | Unknown | FALCON BETA | TAMCO | E281567 | NOT AVAILABLE | LIAN YEW ENGINEERING BALAKONG (LYE) | CUSTOMER | Unknown | Unknown | Unknown | DISTRIBUTION | TNB | CHERAS | Unknown | 75 |  |  | Unknown | Unknown |  | LINE |  | 28 | 630.000 A | 0.63 | 50 | 20 | B01289 | NO | NOT AVAILABLE |  |  |  | 0 | LIAN YEW BALAKONG |  | 3 | Pass | null
256939850 | B01287 | B01287 | 6787000 | 6787002 | BCRS/PCE/J00566/MBB01287 | 300268947 | Existing | RYB | TAMI-7 | B04774 PE LIN LIN CREAMERIES S/B | CLOSED | CLOSED | LINK | 12.000 kV | 11 kV | GAS | 20081111 | 2008 | E281567 | Unknown | FALCON BETA | TAMCO | E281567 | NOT AVAILABLE | LIAN YEW ENGINEERING BALAKONG (LYE) | SUBSTATION | Unknown | Unknown | Unknown | DISTRIBUTION | TNB | CHERAS | Unknown | 75 |  |  | Unknown | Unknown |  | LINE |  | 28 | 630.000 A | 0.63 | 50 | 20 | B01287 | NO | NOT AVAILABLE |  |  |  | 0 | LIAN YEW BALAKONG |  | 3 | Pass | null
256939873 | B01791 | B01791 | 6786514 | 6786513 | BCRS/PCE/J00034/MBB01791 | 300004185 | Existing | RYB | LMAS-8 | B01771 TELEKOM BT 10 | CLOSED | CLOSED | LINK | 12.000 kV | 11 kV | GAS | 20091111 | 1991 | 62109127/605 |  | Unknown | VEI | 62109127/605 | N/A | SEK AGAMA BT 9 | SUBSTATION | Unknown | Unknown | Unknown | DISTRIBUTION | TNB | CHERAS | Unknown | 75 |  |  | Unknown | Unknown |  | LINE |  | 28 | 630.000 A | 0.63 | 50 | 20 | B01791 | NO | N/A |  |  |  | 0 | SEK AGAMA BT 9 |  | 3 | Pass | null
256939877 | B01793 | B01793 | 6786517 | 6786516 | BCRS/PCE/J00034/MBB01791 | 300004185 | Existing | RYB | LMAS-8 | B01794 TMN SRI RAYA | CLOSED | CLOSED | LINK | 12.000 kV | 11 kV | GAS | 20091111 | 1991 | 62109127/605 |  | Unknown | VEI | 62109127/605 | N/A | SEK AGAMA BT 9 | SUBSTATION | Unknown | Unknown | Unknown | DISTRIBUTION | TNB | CHERAS | Unknown | 75 |  |  | Unknown | Unknown |  | LINE |  | 28 | 630.000 A | 0.63 | 50 | 20 | B01793 |  | N/A |  |  |  | 0 | SEK AGAMA BT 9 |  | 3 | Pass | null
256939900 | B02067 |  | 6786572 | 6786571 | BCRS/PCE/J00144/MBB02069 | 300005261 | Existing | RYB | TMASS-2 | B02066 CHENG CHIN HIAP | CLOSED | OPEN | LINK | 12.000 kV | 11 kV | OIL | 19951111 | 1983 | 831530 |  | LONG CRAWFORD | LONG CRAWFORD | 831530 |  | SUNTEX SUPERMARKET | Unknown | Unknown | Unknown | Unknown | DISTRIBUTION | TNB | CHERAS | Unknown | 75 |  |  |  | Unknown |  | LINE |  | 28 | 630.000 A | 0.63 | 50 | 20 | B02067 | [5 empty] | 0 | SUNTEX SUPERMARKET |  | 3 | Pass | null
256939904 | B02069 |  | 6786575 | 6786574 | BCRS/PCE/J00144/MBB02069 | 300005261 | Existing | RYB | TSGR-6 | B02069 PADAT TMN SUNTEX | CLOSED | CLOSED | LINK | 12.000 kV | 11 kV | OIL | 19951111 | 1983 | 831530 |  | LONG CRAWFORD | LONG CRAWFORD | 831530 |  | SUNTEX SUPERMARKET | Unknown | Unknown | Unknown | Unknown | DISTRIBUTION | TNB | CHERAS | Unknown | 75 |  |  |  | Unknown |  | LINE |  | 28 | 630.000 A | 0.63 | 50 | 20 | B02069 | [5 empty] | 0 | SUNTEX SUPERMARKET |  | 3 | Pass | null
256939927 | B02075 | B02075 | 6786643 | 6786642 | BCRS/PCE/J00146/MB | 300005277 | Existing | RYB | LMAS-7 | B02076 TMN SRI MUJUR | CLOSED | CLOSED | LINK | 12.000 kV | 11 kV | GAS | 20061101 | 2006 | B2611136 |  | FALCON BETA | TAMCO | B2611136 |  | TMN SUNTEX | SUBSTATION | Unknown | Unknown | Unknown | DISTRIBUTION | TNB | CHERAS | Unknown | 75 |  |  | Unknown | Unknown |  | LINE |  | 28 | 630.000 A | 0.63 | 50 | 20 | B02075 | Unknown |  |  |  |  | 0 | TAMAN SUNTEX |  | 3 | Pass | null
256939931 | B02073 | B02073 | 6786646 | 6786645 | BCRS/PCE/J00146/MB | 300005277 | Existing | RYB | LMAS-7 | B02072 CHERAS PERMAI | CLOSED | CLOSED | LINK | 12.000 kV | 11 kV | GAS | 20061101 | 2006 | B2611136 |  | FALCON BETA | TAMCO | B2611136 |  | TMN SUNTEX | SUBSTATION | Unknown | Unknown | Unknown | DISTRIBUTION | TNB | CHERAS | Unknown | 75 |  |  | Unknown | Unknown |  | LINE |  | 28 | 630.000 A | 0.63 | 50 | 20 | B02073 | Unknown |  |  |  |  | 0 | TAMAN SUNTEX |  | 3 | Pass | null
256939948 | B08364 |  | 6787292 | 6787309 | BCRS/PCE/J00080/MB1 | 300431064 | Existing | RYB | PBEL(P)-9 | B05083 PE MIRACON SDN BHD | CLOSED | CLOSED | LINK | 12.000 kV | 11 kV | GAS | 20001101 | 2005 | 1324 |  | TAMCO | INDKOM | D2106374 |  | MIEKA FOOD 2 | SUBSTATION | Unknown | Unknown | Unknown | DISTRIBUTION | TNB | CHERAS | Unknown | 75 |  |  | Unknown | Unknown |  |  |  | 28 | 630.000 A | 0.63 | 50 | 20 | B08364 | NO |  |  |  |  | 0 | MIKA FOOD NO 2 |  | 3 | Pass | null
256939952 | B08362 |  | 6787293 | 6787302 | BCRS/PCE/J00080/MB1 | 300431064 | Existing | RYB | PBEL(P)-9 | B10990 PE SEIK LAM COMP. IND. SDN BHD | OPEN | CLOSED | LINK | 12.000 kV | 11 kV | GAS | 20001101 | 2005 | 1324 |  | TAMCO | INDKOM | D2106374 |  | MIEKA FOOD 2 | SUBSTATION | Unknown | Unknown | Unknown | DISTRIBUTION | TNB | CHERAS | Unknown | 75 |  |  | Unknown | Unknown |  |  |  | 28 | 630.000 A | 0.63 | 50 | 20 | B08362 | NO |  |  |  |  | 0 | MIKA FOOD NO 2 |  | 3 | Pass | null
256940068 | B01885 | PE BERKAT HASIL NO 3 | 6786003 | 6786002 | BCRS/PCE/J00410/MBB01882 | 300011177 | Existing | RYB | BLKG-3 | B01886 PE BERKAT HASIL NO 3 | CLOSED | CLOSED | LINK | 11.000 kV | 11 kV | GAS | 18/07/1998 | 0 | 87025-223R | Unknown | VEI | TAMCO | 25076 | N/A | BERKAT HASIL NO 4 | SUBSTATION | Unknown | Unknown | Unknown | DISTRIBUTION | TNB | CHERAS | Unknown | 75 |  |  | Unknown | Unknown |  | LINE |  | 28 | 400.000 A | 0.63 | 50 | 20 | B01885 | Unknown |  |  |  |  | 0 | BERKAT HASIL NO 4 |  | 3 | Pass | null
256940072 | B01882 | PE AUTOLIV HIDROTAKO | 6786010 | 6786014 | BCRS/PCE/J00410/MBB01882 | 300011177 | Existing | RYB | BLKG-3 | B07137 PE AUTOLIV HIDROTAKO | CLOSED | CLOSED | LINK | 11.000 kV | 11 kV | GAS | 18/07/1998 | 0 | 87025-224R | Unknown | VEI | TAMCO | 25076 | N/A | BERKAT HASIL NO 4 | SUBSTATION | Unknown | Unknown | Unknown | DISTRIBUTION | TNB | CHERAS | Unknown | 75 |  |  | Unknown | Unknown |  | LINE |  | 28 | 400.000 A | 0.63 | 50 | 20 | B01882 | Unknown |  |  |  |  | 0 | BERKAT HASIL NO 4 |  | 3 | Pass | null
256940107 | B07618 | B07618 | 6788512 | 6788533 | BCRS/PCE/J00606/MBB02888 | 300269875 | Existing | RYB | PBEL(P)-2 | CABLE ABANDON | OPEN | OPEN | LINK | 12.000 kV | 11 kV | GAS | 19921111 | 1991 | 62109390/493 | Unknown | F_and_G | INDKOM | 62109390/493 |  | TMN BKT BELIMBING NO 1 | Unknown | Unknown | Unknown | Unknown | DISTRIBUTION | TNB | CHERAS | Unknown | 75 |  |  | Unknown | Unknown |  | LINE |  | 28 | 630.000 A | 0.63 | 50 | 22 | B07618 | Unknown |  |  |  |  | 0 | BUKIT BELIMBING NO 1 |  | 3 | Pass | null
256940111 | B02890 | B02889 | 6788513 | 6788528 | BCRS/PCE/J00606/MBB02888 | 300269875 | Existing | RYB | PBEL(P)-2 | B07615 BELIMBING HEIGHT NO 1 | CLOSED | CLOSED | LINK | 12.000 kV | 11 kV | GAS | 19921111 | 1991 | 62109390/493 | Unknown | F_and_G | INDKOM | 62109390/493 |  | TMN BKT BELIMBING NO 1 | SUBSTATION | Unknown | Unknown | Unknown | DISTRIBUTION | TNB | CHERAS | Unknown | 75 |  |  | Unknown | Unknown |  | LINE |  | 28 | 630.000 A | 0.63 | 50 | 22 | B02890 | Unknown |  |  |  |  | 0 | BUKIT BELIMBING NO 1 |  | 3 | Pass | null
256940115 | B02888 | B02888 | 6788514 | 6788536 | BCRS/PCE/J00606/MBB02888 | 300269875 | Existing | RYB | PBEL(P)-2 | B06140 RUMAH PAM BKT BELIMBING | CLOSED | CLOSED | LINK | 12.000 kV | 11 kV | GAS | 19921111 | 1991 | 62109390/493 | Unknown | F_and_G | INDKOM | 62109390/493 |  | TMN BKT BELIMBING NO 1 | SUBSTATION | Unknown | Unknown | Unknown | DISTRIBUTION | TNB | CHERAS | Unknown | 75 |  |  | Unknown | Unknown |  | LINE |  | 28 | 630.000 A | 0.63 | 50 | 22 | B02888 | Unknown |  |  |  |  | 0 | BUKIT BELIMBING NO 1 |  | 3 | Pass | null
256940443 | B02821 |  | 6857160 | 6857159 | BCRS/PCE/J00720/MBB02819 | 300270920 | Existing | RYB | TAMI-5 | BLKG-9 | CLOSED | CLOSED | LINK | 12.000 kV | 11 kV | GAS | 18/07/1998 | 1997 | B971851 |  | FALCON BETA | TAMCO |  |  | UNITED COACH BUILDER | Unknown | Unknown | Unknown | Unknown | DISTRIBUTION | TNB | CHERAS | Unknown | 75 |  |  |  | Unknown |  |  |  | 28 | 630.000 A | 0.63 | 50 | 20 | B02821 | [5 empty] | 0 | UNITED COACHBUILDER |  | 3 | Pass | null
256940447 | B02819 |  | 6857163 | 6857162 | BCRS/PCE/J00720/MBB02819 | 300270920 | Existing | RYB | TAMI-5 | B02818 KHOW MOK CHIN | CLOSED | CLOSED | LINK | 12.000 kV | 11 kV | GAS | 18/07/1998 | 1997 | B971851 |  | FALCON BETA | TAMCO |  |  | UNITED COACH BUILDER | Unknown | Unknown | Unknown | Unknown | DISTRIBUTION | TNB | CHERAS | Unknown | 75 |  |  |  | Unknown |  |  |  | 28 | 630.000 A | 0.63 | 50 | 20 | B02819 | [5 empty] | 0 | UNITED COACHBUILDER |  | 3 | Pass | null
256940476 | B08717 | PE KK METAL NO.2 | 6854430 | 6854429 | BCRS/PCE/J00600/MBB08717 | 300269193 | Existing | RYB | BLKG-5 | B10457 PE KK METAL NO.2 | CLOSED | CLOSED | LINK | 12.000 kV | 11 kV | GAS | 20051101 | 2005 | 2249 | Unknown | VEI | VEI | 2249 |  | K.K METAL | Unknown | Unknown | Unknown | Unknown | DISTRIBUTION | TNB | CHERAS | Unknown | 75 |  |  | Unknown | Unknown |  | Unknown |  | 28 | 630.000 A | 0.63 | 50 | 20 | B08717 | Unknown |  |  |  |  | 0 | K.K METAL PROSESSING SDN BHD |  | 3 | Pass | null
256940482 | B08720 | PE SUPERSAVE COPORATION | 6854448 | 6854447 | BCRS/PCE/J00600/MBB08717 | 300269193 | Existing | RYB | BLKG-5 | B09409 PE SUPERSAVE COPORATION | CLOSED | CLOSED | LINK | 12.000 kV | 11 kV | GAS | 20051101 | 2005 | 2249 | Unknown | VEI | VEI | 2249 |  | K.K METAL | Unknown | Unknown | Unknown | Unknown | DISTRIBUTION | TNB | CHERAS | Unknown | 75 |  |  | Unknown | Unknown |  | Unknown |  | 28 | 630.000 A | 0.63 | 50 | 20 | B08720 | Unknown |  |  |  |  | 0 | K.K METAL PROSESSING SDN BHD |  | 3 | Pass | null
256940505 | B02819 |  | 6856487 | 6856486 | BCRS/PCE/J00724/MBB02807 | 300270932 | Existing | RYB | TAMI-5 | B02813 TIMING VEHIGLE | CLOSED | CLOSED | LINK | 12.000 kV | 11 kV | GAS | 19971101 | 1997 | B971850 |  | FALCON BETA | TAMCO |  |  | LAM KONG SUM | Unknown | Unknown | Unknown | Unknown | DISTRIBUTION | TNB | CHERAS | Unknown | Unknown |  |  |  | Unknown |  |  |  |  | 630.000 A | 20 | 20 | 20 | B02819 | [5 empty] | 0 | LAM KOONG SUM |  | 3 | Pass | null
256940509 | B02807 |  | 6856490 | 6856489 | BCRS/PCE/J00724/MBB02807 | 300270932 | Existing | RYB | TAMI-5 | B04619 KAJANG HEIGHT | CLOSED | CLOSED | LINK | 12.000 kV | 11 kV | GAS | 19971101 | 1997 | B971850 |  | FALCON BETA | TAMCO |  |  | LAM KONG SUM | Unknown | Unknown | Unknown | Unknown | DISTRIBUTION | TNB | CHERAS | Unknown | Unknown |  |  |  | Unknown |  |  |  |  | 630.000 A | 20 | 20 | 20 | B02807 | [5 empty] | 0 | LAM KOONG SUM |  | 3 | Pass | null
256940532 | B02806 | B02806 KAJANG HEIGHT NO 1 | 6852139 | 6852138 | BCRS/PCE/J00729/MBB02804 | 300270982 | Existing | RYB | TAMI-5 | B06276 KAJANG HEIGHT NO 1 | CLOSED | CLOSED | LINK | 12.000 kV | 11 kV | GAS | 20001101 | 2000 | B204242 |  | FALCON BETA | TAMCO |  |  | PRIMA MASTONE | Unknown | Unknown | Unknown | Unknown | DISTRIBUTION | TNB | CHERAS | Unknown | 75 |  |  |  | Unknown |  |  |  | 28 | 630.000 A | 20 | 50 | 20 | B02806 | [5 empty] | 0 | PRIMA MASTONE SDN BHD 5215 |  | 3 | Pass | null
256940536 | B02804 |  | 6852142 | 6852141 | BCRS/PCE/J00729/MBB02804 | 300270982 | Existing | RYB | TAMI-5 | B14698 PE WOO SHAO CON | CLOSED | CLOSED | LINK | 12.000 kV | 11 kV | GAS | 20001101 | 2000 | B204242 |  | FALCON BETA | TAMCO |  |  | PRIMA MASTONE | Unknown | Unknown | Unknown | Unknown | DISTRIBUTION | TNB | CHERAS | Unknown | 75 |  |  |  | Unknown |  |  |  | 28 | 630.000 A | 0.63 | 50 | 20 | B02804 | [5 empty] | 0 | PRIMA MASTONE SDN BHD 5215 |  | 3 | Pass | null
256940559 | B02798 |  | 6855093 | 6855092 | BCRS/PCE/J00732/MBB02798 | 300270991 | Existing | RYB | TAMI-5 | TMN BALAKONG JAYA NO 5 | OPEN | CLOSED | LINK | 12.000 kV | 11 kV | GAS | 18/07/1998 | 1997 | B971589 |  | FALCON BETA | TAMCO |  |  | SIERRA CHARM | Unknown | Unknown | Unknown | Unknown | DISTRIBUTION | TNB | CHERAS | Unknown | Unknown |  |  |  | Unknown |  |  |  |  | 630.000 A | 20 | 20 | 20 | B02798 | [5 empty] | 0 | SEIRA CHARM |  | 3 | Pass | null
256940563 | B02800 |  | 6855096 | 6855095 | BCRS/PCE/J00732/MBB02798 | 300270991 | Existing | RYB | TAMI-5 | B02801 BHS HARDWARES | CLOSED | CLOSED | LINK | 12.000 kV | 11 kV | GAS | 18/07/1998 | 1997 | B971589 |  | FALCON BETA | TAMCO |  |  | SIERRA CHARM | Unknown | Unknown | Unknown | Unknown | DISTRIBUTION | TNB | CHERAS | Unknown | 75 |  |  |  | Unknown |  |  |  | 28 | 630.000 A | 0.63 | 50 | 20 | B02800 | [5 empty] | 0 | SEIRA CHARM |  | 3 | Pass | null
256940586 | B02801 |  | 6852089 | 6852088 | BCRS/PCE/J00731/MBB02801 | 300270988 | Existing | RYB | TAMI-5 | B02800 SEIRA CHARM | CLOSED | CLOSED | LINK | 12.000 kV | 11 kV | GAS | 18/07/1998 | 2009 | B 2917877 |  | FALCON BETA | TAMCO |  |  | BHS HARDWERE | Unknown | Unknown | Unknown | Unknown | DISTRIBUTION | TNB | CHERAS | Unknown | 75 |  |  |  | Unknown |  |  |  | 28 | 630.000 A | 0.63 | 50 | 20 | B02801 | [5 empty] | 0 | BHS HAREWARES |  | 3 | Pass | null
256940590 | B02803 |  | 6852092 | 6852091 | BCRS/PCE/J00731/MBB02801 | 300270988 | Existing | RYB | TAMI-5 | B10339 ARMADA CERGAS | CLOSED | CLOSED | LINK | 12.000 kV | 11 kV | GAS | 18/07/1998 | 2009 | B 2917877 |  | FALCON BETA | TAMCO |  |  | BHS HARDWERE | Unknown | Unknown | Unknown | Unknown | DISTRIBUTION | TNB | CHERAS | Unknown | 75 |  |  |  | Unknown |  |  |  | 28 | 630.000 A | 0.63 | 50 | 20 | B02803 | [5 empty] | 0 | BHS HAREWARES |  | 3 | Pass | null
256940640 | B02831 | PE LOT 5205 BLOK C BALAKONG JAYA | 6854522 | 6854521 | BCRS/PCE/J00616/MBB02831 | 300270095 | Existing | RYB | BLKG-5 | B11542 PE LOT 5205 BLOK C BALAKONG JAYA | CLOSED | CLOSED | LINK | 12.000 kV | 11 kV | GAS | 19951101 | 1995 | B950198 | Unknown | FALCON BETA | TAMCO | B950198 |  | LAI CHEE KONG | SUBSTATION | Unknown | Unknown | Unknown | DISTRIBUTION | TNB | CHERAS | Unknown | 75 |  |  | Unknown | Unknown |  | Unknown |  | 28 | 630.000 A | 0.63 | 50 | 20 | B02831 | Unknown |  |  |  |  | 0 | LAI CHEE KONG |  | 3 | Pass | null
256940644 | B02833 | PE TROPICAL EXPANSION SB | 6854525 | 6854524 | BCRS/PCE/J00616/MBB02831 | 300270095 | Existing | RYB | BLKG-5 | B07966 PE TROPICAL EXPANSION SB | CLOSED | CLOSED | LINK | 12.000 kV | 11 kV | GAS | 19951101 | 1995 | B950198 | Unknown | FALCON BETA | TAMCO | B950198 |  | LAI CHEE KONG | SUBSTATION | Unknown | Unknown | Unknown | DISTRIBUTION | TNB | CHERAS | Unknown | 75 |  |  | Unknown | Unknown |  | Unknown |  | 28 | 630.000 A | 0.63 | 50 | 20 | B02833 | Unknown |  |  |  |  | 0 | LAI CHEE KONG |  | 3 | Pass | null
256940667 | B02836 | PE TS MERG | 6849655 | 6849654 | BCRS/PCE/J00618/MBB02834 | 300270101 | Existing | RYB | BLKG-5 | B02837 PE TS MERG | CLOSED | CLOSED | LINK | 12.000 kV | 11 kV | GAS | 19951101 | 1995 | N/A | Unknown | FALCON BETA | TAMCO | B950165 |  | WING LONG | SUBSTATION | Unknown | Unknown | Unknown | DISTRIBUTION | TNB | CHERAS | Unknown | 75 |  |  | Unknown | Unknown |  | Unknown |  | 28 | 630.000 A | 0.63 | 50 | 20 | B02836 | Unknown |  |  |  |  | 0 | WING LOONG ENGINEERING WORKS |  | 3 | Pass | null
256940671 | B02834 | PE TROPICAL EXPANSION SB | 6849658 | 6849657 | BCRS/PCE/J00618/MBB02834 | 300270101 | Existing | RYB | BLKG-5 | B07968 PE TROPICAL EXPANSION SB | CLOSED | CLOSED | LINK | 12.000 kV | 11 kV | GAS | 19951101 | 1995 | N/A | Unknown | FALCON BETA | TAMCO | B950165 |  | WING LONG | SUBSTATION | Unknown | Unknown | Unknown | DISTRIBUTION | TNB | CHERAS | Unknown | 75 |  |  | Unknown | Unknown |  | Unknown |  | 28 | 630.000 A | 0.63 | 50 | 20 | B02834 | Unknown |  |  |  |  | 0 | WING LOONG ENGINEERING WORKS |  | 3 | Pass | null
256940694 | B02843 | B02843 | 6851701 | 6851700 | BCRS/PCE/J00755/MBB02843 | 300271210 | Existing | RYB | MINE-12 | B02842 BRISTOL | CLOSED | CLOSED | LINK | 12.000 kV | 11 kV | GAS | 19981111 | 1998 | D960076 |  | FALCON BETA | TAMCO | D960076 | N/A | WOO CHEE WAH | SUBSTATION | Unknown | Unknown | Unknown | DISTRIBUTION | TNB | CHERAS | Unknown | 75 |  |  | Unknown | Unknown |  | LINE |  | 28 | 630.000 A | 0.63 | 50 | 20 | B02843 | NO | N/A |  |  |  | 0 | WOO CHEE WAH |  | 3 | Pass | null
256940698 | B02845 | B02845 | 6851704 | 6851703 | BCRS/PCE/J00755/MBB02843 | 300271210 | Existing | RYB | MINE-12 | B02846 SOON HUAT | CLOSED | CLOSED | LINK | 12.000 kV | 11 kV | GAS | 19981111 | 1998 | D960076 |  | FALCON BETA | TAMCO | D960076 | N/A | WOO CHEE WAH | SUBSTATION | Unknown | Unknown | Unknown | DISTRIBUTION | TNB | CHERAS | Unknown | 75 |  |  | Unknown | Unknown |  | LINE |  | 28 | 630.000 A | 0.63 | 50 | 20 | B02845 | NO | N/A |  |  |  | 0 | WOO CHEE WAH |  | 3 | Pass | null
256940721 | B02840 | PE BRISTOL TRADING SB NO 2 | 6855192 | 6855191 | BCRS/PCE/J00622/MBB02840 | 300270112 | Existing | RYB | BLKG-5 | B07924 PE BRISTOL TRADING SB NO 2 | CLOSED | CLOSED | LINK | 16.000 kV | 11 kV | SF6 | 20101101 | 0 | KSS/1744 | Unknown | LUCY | EPE | SF6 822 |  | BRISTOL 1 | SUBSTATION | Unknown | Unknown | Unknown | DISTRIBUTION | TNB | CHERAS | Unknown | 75 |  |  | Unknown | Unknown |  | Unknown |  | 28 | 630.000 A | 0.63 | 50 | 20 | B02840 | Unknown |  |  |  |  | 0 | BRISTOL SDN BHD |  | 3 | Pass | null
256940725 | B02842 | PE WOO CHEE WAH | 6855195 | 6855194 | BCRS/PCE/J00622/MBB02840 | 300270112 | Existing | RYB | MINE-12 | B02843 PE WOO CHEE WAH | CLOSED | OPEN | LINK | 16.000 kV | 11 kV | SF6 | 20101101 | 0 | KSS/1744 | Unknown | LUCY | EPE | SF6 822 |  | BRISTOL 1 | SUBSTATION | Unknown | Unknown | Unknown | DISTRIBUTION | TNB | CHERAS | Unknown | 75 |  |  | Unknown | Unknown |  | Unknown |  | 28 | 630.000 A | 0.63 | 50 | 20 | B02842 | Unknown |  |  |  |  | 0 | BRISTOL SDN BHD |  | 3 | Pass | null
256941044 | B07922 | PE INTRA DESIGN | 6855160 | 6855159 | BCRS/PCE/J00621/MBB07922 | 300270108 | Existing | RYB | BLKG-5 | B10069 PE INTRA DESIGN | CLOSED | CLOSED | LINK | 12.000 kV | 11 kV | GAS | 20041101 | 2004 | B248291 | Unknown | FALCON BETA | TAMCO | B248291 |  | BRISTOL 2 | SUBSTATION | Unknown | Unknown | Unknown | DISTRIBUTION | TNB | CHERAS | Unknown | 75 |  |  | Unknown | Unknown |  | Unknown |  | 28 | 630.000 A | 0.63 | 50 | 20 | B07922 | Unknown |  |  |  |  | 0 | BRISTOL TRADING SDN BHD NO 2 |  | 3 | Pass | null
256941048 | B07924 | PE BRISTOL NO.1 | 6855163 | 6855162 | BCRS/PCE/J00621/MBB07922 | 300270108 | Existing | RYB | BLKG-5 | B02840 PE BRISTOL NO.1 | CLOSED | CLOSED | LINK | 12.000 kV | 11 kV | GAS | 20041101 | 2004 | B248291 | Unknown | FALCON BETA | TAMCO | B248291 |  | BRISTOL 2 | SUBSTATION | Unknown | Unknown | Unknown | DISTRIBUTION | TNB | CHERAS | Unknown | 75 |  |  | Unknown | Unknown |  | Unknown |  | 28 | 630.000 A | 0.63 | 50 | 20 | B07924 | Unknown |  |  |  |  | 0 | BRISTOL TRADING SDN BHD NO 2 |  | 3 | Pass | null
256941071 | B02860 | B02860 | 6852030 | 6852029 | BCRS/PCE/J00749/MBB02858 | 300271065 | Existing | RYB | MINE-12 | B02861 TEH SHIN HUA | CLOSED | CLOSED | LINK | 12.000 kV | 11 kV | GAS | 19971111 | 1997 | B971808 |  | FALCON BETA | TAMCO | B971808 | N/A | OOI BIN KEONG | SUBSTATION | Unknown | Unknown | Unknown | DISTRIBUTION | TNB | CHERAS | Unknown | 75 |  |  | Unknown | Unknown |  | LINE |  | 28 | 630.000 A | 0.63 | 50 | 20 | B02860 | NO | N/A |  |  |  | 0 | OOI BIN KEONG |  | 3 | Pass | null
256941075 | B02858 | B02858 | 6852033 | 6852032 | BCRS/PCE/J00749/MBB02858 | 300271065 | Existing | RYB | MINE-12 | FORMATIIVE VIEW | CLOSED | CLOSED | LINK | 12.000 kV | 11 kV | GAS | 19971111 | 1997 | B971808 |  | FALCON BETA | TAMCO | B971808 | N/A | OOI BIN KEONG | SUBSTATION | Unknown | Unknown | Unknown | DISTRIBUTION | TNB | CHERAS | Unknown | 75 |  |  | Unknown | Unknown |  | LINE |  | 28 | 630.000 A | 0.63 | 50 | 20 | B02858 | NO | N/A |  |  |  | 0 | OOI BIN KEONG |  | 3 | Pass | null
256941098 | B02863 | B02863 | 6856433 | 6856432 | BCRS/PCE/J00748/MBB02861 | 300271061 | Existing | RYB | MINE-12 | B02864 ASHIBA | CLOSED | CLOSED | LINK | 12.000 kV | 11 kV | GAS | 19971111 | 1997 | B971893 |  | FALCON BETA | TAMCO | B971893 | N/A | TEH SEN HUIA | SUBSTATION | Unknown | Unknown | Unknown | DISTRIBUTION | TNB | CHERAS | Unknown | 75 |  |  | Unknown | Unknown |  | LINE |  | 28 | 630.000 A | 0.63 | 50 | 20 | B02863 | NO | N/A |  |  |  | 0 | TEH SEN HUIA |  | 3 | Pass | null
256941102 | B02861 | B02861 | 6856436 | 6856435 | BCRS/PCE/J00748/MBB02861 | 300271061 | Existing | RYB | MINE-12 | B02860 OOI BIN KEONG | CLOSED | CLOSED | LINK | 12.000 kV | 11 kV | GAS | 19971111 | 1997 | B971893 |  | FALCON BETA | TAMCO | B971893 | N/A | TEH SEN HUIA | SUBSTATION | Unknown | Unknown | Unknown | DISTRIBUTION | TNB | CHERAS | Unknown | 75 |  |  | Unknown | Unknown |  | LINE |  | 28 | 630.000 A | 0.63 | 50 | 20 | B02861 | NO | N/A |  |  |  | 0 | TEH SEN HUIA |  | 3 | Pass | null
256941172 | B07883 | B07883 | 6852806 | 6852805 | BCRS/PCE/J00594/MBB07881 | 300269180 | Existing | RYB | TAMI-5 | B10177 BAYU COURT | CLOSED | CLOSED | LINK | 12.000 kV | 11 kV | GAS | 20031101 | 2003 | 11295 |  | VEI | VEI | 11295 | NOT AVAILABLE | PANGSAPURI SRI JATI | SUBSTATION | Unknown | Unknown | Unknown | DISTRIBUTION | TNB | CHERAS | Unknown | 75 |  |  | Unknown | Unknown |  | LINE |  | 28 | 630.000 A | 0.63 | 50 | 20 | B07883 | NO | NOT AVAILABLE |  |  |  | 0 | PANGSAPURI SRI JATI |  | 3 | Pass | null
256941176 | B07881 | B07881 | 6852809 | 6852808 | BCRS/PCE/J00594/MBB07881 | 300269180 | Existing | RYB | TAMI-5 | B10020 TMN PERINDUSTRIAN BLKG JYA NO 1 | CLOSED | CLOSED | LINK | 12.000 kV | 11 kV | GAS | 20031101 | 2003 | 11295 |  | VEI | VEI | 11295 | NOT AVAILABLE | PANGSAPURI SRI JATI | SUBSTATION | Unknown | YES |  | DISTRIBUTION | TNB | CHERAS | Unknown | 75 |  |  |  | NO |  | LINE |  | 28 | 630.000 A | 0.63 | 50 | 20 | B07881 | NO | NOT AVAILABLE |  |  |  | 0 | PANGSAPURI SRI JATI |  | 3 | Pass | null
256941240 | B04588 | TMN DESA KARUNMAS NO.1 | 6945786 | 6945785 | BCRS/PCE/J00675/MBB04588 | 300270712 | Existing | RYB | TSRA-3 | B04587 TMN DESA KARUMAS NO 1 | CLOSED | CLOSED | LINK | 12.000 kV | 11 kV | GAS | 20001101 | 2000 | D201114 |  | TAMCO | TAMCO | D201114 |  | DESA KARUNMAS NO 2 | SUBSTATION | Unknown | Unknown | Unknown | DISTRIBUTION | TNB | CHERAS | Unknown | 75 |  |  | Unknown | Unknown |  | LINE |  | 28 | 630.000 A | 0.63 | 50 | 20 | B04588 | NO |  |  |  |  | 0 | TAMAN KARUMAS NO 2 |  | 3 | Pass | null
256941246 | B04591 | TMN DESA KARUNMAS KONDO | 6945804 | 6945803 | BCRS/PCE/J00675/MBB04588 | 300270712 | Existing | RYB | TSRA-3 | B05096 TMN DESA KARUMAS KONDO | CLOSED | CLOSED | LINK | 12.000 kV | 11 kV | GAS | 20001101 | 2000 | D201114 |  | TAMCO | TAMCO | D201114 |  | DESA KARUNMAS NO 2 | SUBSTATION | Unknown | Unknown | Unknown | DISTRIBUTION | TNB | CHERAS | Unknown | 75 |  |  | Unknown | Unknown |  | LINE |  | 28 | 630.000 A | 0.63 | 50 | 20 | B04591 | NO |  |  |  |  | 0 | TAMAN KARUMAS NO 2 |  | 3 | Pass | null
256941619 | B06766 |  | 6951934 | 6951933 | BCRS/PCE/J00261/MBB06766 | 300006158 | Existing | RYB | MHCR-10 | B12582 PE PADAT JLN INANG | CLOSED | OPEN | LINK | 12.000 kV | 11 kV | GAS | 20021101 | 2002 | D221455 |  | FALCON BETA | TAMCO |  |  | BDR MAHKOTA CHERAS NO 19 | Unknown | Unknown | Unknown | Unknown | DISTRIBUTION | TNB | CHERAS | Unknown | 75 |  |  |  | Unknown |  |  |  | 28 | 630.000 A | 0.63 | 50 | 20 | B06766 | [5 empty] | 0 | BDR MAHKOTA CHERAS NO 19 |  | 3 | Pass | null
256941625 | B06769 |  | 6951952 | 6951951 | BCRS/PCE/J00261/MBB06766 | 300006158 | Existing | RYB | MHCR-10 | B06285 BDR MAHKOTA CHERAS NO 1 | CLOSED | CLOSED | LINK | 12.000 kV | 11 kV | GAS | 20021101 | 2002 | D221455 |  | FALCON BETA | TAMCO |  |  | BDR MAHKOTA CHERAS NO 19 | Unknown | Unknown | Unknown | Unknown | DISTRIBUTION | TNB | CHERAS | Unknown | Unknown |  |  |  | Unknown |  |  |  |  | 630.000 A | 20 | 20 | 20 | B06769 | [5 empty] | 0 | BDR MAHKOTA CHERAS NO 19 |  | 3 | Pass | null
256943043 | B01364 |  | 6851759 | 6851758 | BCRS/PCE/J00312/MB | 300010258 | Existing | RYB | CJYA-5 | B01362 THAM KOK | CLOSED | CLOSED | LINK | 12.000 kV | 11 kV | GAS | 24/11/1995 | 1995 | B950650 |  | FALCON BETA | TAMCO | B950650 |  | CHAN KWAN YING | Unknown | Unknown | Unknown | Unknown | DISTRIBUTION | TNB | CHERAS | Unknown | 75 |  |  |  | Unknown |  |  |  | 28 | 630.000 A | 0.63 | 50 | 20 | B01364 | [5 empty] | 0 | CHAN KWAN YING |  | 3 | Pass | null
256943048 | B01366 |  | 6851771 | 6851770 | BCRS/PCE/J00312/MB | 300010258 | Existing | RYB | CJYA-6 | B0637 GOOD TIME | CLOSED | CLOSED | LINK | 12.000 kV | 11 kV | GAS | 24/11/1995 | 1995 | B950650 |  | FALCON BETA | TAMCO | B950650 |  | CHAN KWAN YING | Unknown | Unknown | Unknown | Unknown | DISTRIBUTION | TNB | CHERAS | Unknown | 75 |  |  |  | Unknown |  |  |  | 28 | 630.000 A | 0.63 | 50 | 20 | B01366 | [5 empty] | 0 | CHAN KWAN YING |  | 3 | Pass | null
256943436 | B06549 |  | 6872052 | 6872051 | BCRS/PCE/J00313/MB | 300010264 | Existing | RYB | CJYA-6 | B06546 SETIA KASTURI NO 2 | CLOSED | CLOSED | LINK | 12.000 kV | 11 kV | GAS | 20021111 | 2002 | 0202S133 |  | INDKOM | INDKOM | 0202S133 |  | SETIA KASTURI NO 3 | Unknown | Unknown | Unknown | Unknown | DISTRIBUTION | TNB | CHERAS | Unknown | 75 |  |  |  | Unknown |  |  |  | 28 | 630.000 A | 0.63 | 50 | 20 | B06549 | [5 empty] | 0 | TMN SETIA KASTURI NO 3 |  | 3 | Pass | null
256943440 | B06550 |  | 6872055 | 6872054 | BCRS/PCE/J00313/MB | 300010264 | Existing | RYB | CJYA-6 | JALAN KASTURI TMN KASTURI | CLOSED | CLOSED | LINK | 12.000 kV | 11 kV | GAS | 20021111 | 2002 | 0202S133 |  | INDKOM | INDKOM | 0202S133 |  | SETIA KASTURI NO 3 | Unknown | Unknown | Unknown | Unknown | DISTRIBUTION | TNB | CHERAS | Unknown | 75 |  |  |  | Unknown |  |  |  | 28 | 630.000 A | 0.63 | 50 | 20 | B06550 | [5 empty] | 0 | TMN SETIA KASTURI NO 3 |  | 3 | Pass | null
256943498 | B01650 | PE CHERAS PERDANA NO3 | 6857080 | 6857079 | BCRS/PCE/J00125/MBB01650 | 300005139 | Existing | RYB | JUBA-4 | B01649 PE CHERAS PERDANA NO3 | CLOSED | CLOSED | LINK | 11.000 kV | 11 kV | GAS | 19971101 | 1997 | 700069/89 | Unknown | F_and_G | TAMCO | 700069/89 |  | SEK MEN CHERAS PERDANA | SUBSTATION | Unknown | Unknown | Unknown | DISTRIBUTION | TNB | CHERAS | Unknown | 75 |  |  | Unknown | Unknown |  | Unknown |  | 28 | 630.000 A | 0.63 | 22 | 22 | B01650 | Unknown |  |  |  |  | 0 | SEK MEN CHERAS PERDANA |  | 3 | Pass | null
256943502 | B01652 | PE TAMAN CHERAS PERDANA NO6 | 6857083 | 6857082 | BCRS/PCE/J00125/MBB01650 | 300005139 | Existing | RYB | JUBA-4 | B01653 PE TAMAN CHERAS PERDANA NO6 | CLOSED | CLOSED | LINK | 11.000 kV | 11 kV | GAS | 19971101 | 1997 | 700069/89 | Unknown | F_and_G | TAMCO | 700069/89 |  | SEK MEN CHERAS PERDANA | SUBSTATION | Unknown | Unknown | Unknown | DISTRIBUTION | TNB | CHERAS | Unknown | 75 |  |  | Unknown | Unknown |  | Unknown |  | 28 | 630.000 A | 0.63 | 50 | 22 | B01652 | Unknown |  |  |  |  | 0 | SEK MEN CHERAS PERDANA |  | 3 | Pass | null
256943524 | B01655 | PE TMN CHERAS PERDANA NO 2 | 6867593 | 6867592 | BCRS/PCE/J00124/MBB01653 | 300005133 | Existing | RYB | BTHO-2 | B01656 PE TMN CHERAS PERDANA NO 2 | OPEN | CLOSED | LINK | 12.000 kV | 11 kV | GAS | 19941101 | 1994 | 9610184 | Unknown | MERLIN GERIN | MERLIN GERIN | 9610184 |  | CHERAS PERDANA NO 6 | SUBSTATION | Unknown | Unknown | Unknown | DISTRIBUTION | TNB | CHERAS | Unknown | 75 |  |  | Unknown | Unknown |  | Unknown |  | 28 | 630.000 A | 0.63 | 50 | 18.4 | B01655 | Unknown |  |  |  |  | 0 | TMN CHERAS PERDANA NO 6 |  | 3 | Pass | null
256943529 | B01653 | PE SMK CHERAS PERDANA | 6867605 | 6867604 | BCRS/PCE/J00124/MBB01653 | 300005133 | Existing | RYB | JUBA-4 | B01652 PE SMK CHERAS PERDANA | CLOSED | CLOSED | LINK | 12.000 kV | 11 kV | GAS | 19941101 | 1994 | 9610184 | Unknown | MERLIN GERIN | MERLIN GERIN | 9610184 |  | CHERAS PERDANA NO 6 | SUBSTATION | Unknown | Unknown | Unknown | DISTRIBUTION | TNB | CHERAS | Unknown | 75 |  |  | Unknown | Unknown |  | Unknown |  | 28 | 630.000 A | 0.63 | 50 | 18.4 | B01653 | Unknown |  |  |  |  | 0 | TMN CHERAS PERDANA NO 6 |  | 3 | Pass | null
256944050 | B01473 | B01473 | 6967190 | 6967189 | BCRS/PCE/J00383/MBB01473 | 300010681 | Existing | RYB | JUBA-2 | B11884 DEPOH RAPID | CLOSED | CLOSED | LINK | 12.000 kV | 11 kV | GAS | 18/07/1998 | 1996 | N/A |  | F_and_G | INDKOM | N/A | N/A | POLLUTION ENG SB | SUBSTATION | Unknown | Unknown | Unknown | DISTRIBUTION | TNB | CHERAS | Unknown | 75 |  |  | Unknown | Unknown |  | LINE |  | 28 | 630.000 A | 0.63 | 50 | 20 | B01473 | NO | N/A |  |  |  | 0 | POLLUTION ENGINEERING |  | 3 | Pass | null
256944055 | B01476 | B01476 | 6967207 | 6967206 | BCRS/PCE/J00383/MBB01473 | 300010681 | Existing | RYB | JUBA-2 | B05535 CHIN HUAT | CLOSED | CLOSED | LINK | 12.000 kV | 11 kV | GAS | 18/07/1998 | 1996 | N/A |  | F_and_G | INDKOM | N/A | N/A | POLLUTION ENG SB | SUBSTATION | Unknown | Unknown | Unknown | DISTRIBUTION | TNB | CHERAS | Unknown | 75 |  |  | Unknown | Unknown |  | LINE |  | 28 | 630.000 A | 0.63 | 50 | 20 | B01476 | NO | N/A |  |  |  | 0 | POLLUTION ENGINEERING |  | 3 | Pass | null
256944114 | B01434 | B01434 | 6967279 | 6967278 | BCRS/PCE/J00380/MBB01432 | 300010610 | Existing | RYB | CJYA-12 | B01389 TAKAHATA | CLOSED | CLOSED | LINK | 12.000 kV | 11 kV | GAS | 20111111 | 1997 | B971467 |  | FALCON BETA | INDKOM | B971467 |  | SYNLIGWAN | SUBSTATION | Unknown | Unknown | Unknown | DISTRIBUTION | TNB | CHERAS | Unknown | 75 |  |  |  | Unknown |  | LINE |  | 28 | 630.000 A | 0.63 | 50 | 20 | B01434 | Unknown |  |  |  |  | 0 | SYNLGWAN |  | 3 | Pass | null
256944118 | B01432 | B01432 | 6967282 | 6967281 | BCRS/PCE/J00380/MBB01432 | 300010610 | Existing | RYB | CJYA-12 | B11782 TAMAN MESRA UTAMA | CLOSED | CLOSED | LINK | 12.000 kV | 11 kV | GAS | 20111111 | 1997 | B971467 |  | TAMCO | INDKOM | B971467 |  | SYNLIGWAN | SUBSTATION | Unknown | Unknown | Unknown | DISTRIBUTION | TNB | CHERAS | Unknown | 75 |  |  |  | Unknown |  | LINE |  | 28 | 630.000 A | 0.63 | 50 | 20 | B01432 | Unknown |  |  |  |  | 0 | SYNLGWAN |  | 3 | Pass | null
256944141 | B06070 | B06070 | 6967326 | 6967325 | BCRS/PCE/J00704/MBB06070 | 300270867 | Existing | RYB | BLKG-12 | B01454 IMPIAN EHSAN NO 1 | CLOSED | CLOSED | LINK | 11.000 kV | 11 kV | GAS | 19991101 | 1999 | 99365043 |  | INDKOM | INDKOM | 99365043 | N/A | COMMOND WOOD PRODUCT | SUBSTATION | Unknown | Unknown | Unknown | DISTRIBUTION | TNB | CHERAS | Unknown | 75 |  |  | Unknown | Unknown |  | LINE |  | 28 | 630.000 A | 0.63 | 50 | 20 | B06070 | NO | N/A |  |  |  | 0 | COMMOND WOOD PRODUCT SDN BHD |  | 3 | Pass | null
256944145 | B06072 | B06072 | 6967329 | 6967328 | BCRS/PCE/J00704/MBB06070 | 300270867 | Existing | RYB | BLKG-12 | B02964 TMN SETIA BALAKONG NO 3 | CLOSED | CLOSED | LINK | 11.000 kV | 11 kV | GAS | 19991101 | 1999 | 99365043 |  | INDKOM | INDKOM | 99365043 | N/A | COMMOND WOOD PRODUCT | SUBSTATION | Unknown | Unknown | Unknown | DISTRIBUTION | TNB | CHERAS | Unknown | 75 |  |  | Unknown | Unknown |  | LINE |  | 28 | 630.000 A | 0.63 | 50 | 20 | B06072 | NO | N/A |  |  |  | 0 | COMMOND WOOD PRODUCT SDN BHD |  | 3 | Pass | null
256944173 | B02265 | B02265 | 6967372 | 6967371 | BCRS/PCE/J00070/MBB02262 | 300004346 | Existing | RYB |  | B02272 RAKR DUSUN TUA | OPEN | CLOSED | LINK | 12.000 kV | 11 kV | GAS | 19991101 | 1999 | E990033 |  | FALCON BETA | TAMCO | E990033 | N/A | DUSUN TUA | SUBSTATION | Unknown | Unknown | Unknown | DISTRIBUTION | TNB | CHERAS | Unknown | 75 |  |  | Unknown | Unknown |  | LINE |  | 28 | 630.000 A | 0.63 | 50 | 20 | B02265 | NO | N/A |  |  |  | 0 | DUSUN TUA |  | 3 | Pass | null
256944177 | B02264 | B02264 | 6967377 | 6967376 | BCRS/PCE/J00070/MBB02262 | 300004346 | Existing | RYB |  | CABLE ABANDONE | OPEN | OPEN | LINK | 12.000 kV | 11 kV | GAS | 19991101 | 1999 | E990033 |  | FALCON BETA | TAMCO | E990033 | N/A | DUSUN TUA | SUBSTATION | Unknown | Unknown | Unknown | DISTRIBUTION | TNB | CHERAS | Unknown | 75 |  |  | Unknown | Unknown |  | LINE |  | 28 | 630.000 A | 0.63 | 50 | 20 | B02264 | NO | N/A |  |  |  | 0 | DUSUN TUA |  | 3 | Pass | null
256944181 | B02262 | B02262 | 6967382 | 6967381 | BCRS/PCE/J00070/MBB02262 | 300004346 | Existing | RYB |  | B02260 KG DARUL HIDAYAH | CLOSED | CLOSED | LINK | 12.000 kV | 11 kV | GAS | 19991101 | 1999 | E990033 |  | FALCON BETA | TAMCO | E990033 | N/A | DUSUN TUA | SUBSTATION | Unknown | Unknown | Unknown | DISTRIBUTION | TNB | CHERAS | Unknown | 75 |  |  | Unknown | Unknown |  | LINE |  | 28 | 630.000 A | 0.63 | 50 | 20 | B02262 | NO | N/A |  |  |  | 0 | DUSUN TUA |  | 3 | Pass | null
256944197 | B01261 | PE BINA PLASTIK NO.2 | 6987617 | 6987616 | BCRS/PCE/J00281/MBB01261 | 300010017 | Existing | RYB | PBEL(P)-11 | B12022 PE BINA PLASTIK NO.2 | CLOSED | CLOSED | LINK | 11.000 kV | 11 kV | GAS | 20051101 | 0 | J3909/1/R190 | Unknown | LUCY | EPE |  |  | MEIKA FOOD | SUBSTATION | Unknown | Unknown | Unknown | DISTRIBUTION | TNB | CHERAS | Unknown | 75 |  |  | Unknown | Unknown |  | Unknown |  | 28 | 400.000 A | 0.63 | 50 | 20 | B01261 | Unknown |  |  |  |  | 0 | MEIKA FOOD |  | 3 | Pass | null
256944221 | B09972 | PE NO 44A JALAN PENGAWA 2/2 | 6932855 | 6932854 |  |  | Existing | RYB | MHCR-1 | B08851 PE NO 44A JALAN PENGAWA 2/2 | CLOSED | CLOSED | LINK | 12.000 kV | 11 kV | GAS |  | 0 | N/A | Unknown | MERLIN GERIN | MERLIN GERIN | R0604122 SF | NOT APPLICABLE | JLN. PENGGAWA 2/2 ANGSANA | SUBSTATION | Unknown | YES | Unknown | DISTRIBUTION | TNB | CHERAS | Unknown | 75 | Unknown | Unknown | Unknown | NO |  | LINE |  | 28 | 630.000 A | 0.63 | 50 | 20 | B09972 | NO | NOT APPLICABLE |  |  | Unknown | Unknown | PANGSAPURI ANGSANA JLN PENGGAWA |  | 3 | Pass | null
256944225 | B09970 | PE BANDAR MAHKOTA CHERAS NO:17 | 6932862 | 6932861 |  |  | Existing | RYB | MHCR-1 | B06758 PE BANDAR MAHKOTA CHERAS NO:17 | CLOSED | CLOSED | LINK | 12.000 kV | 11 kV | GAS |  | 0 | N/A | Unknown | MERLIN GERIN | MERLIN GERIN | R0604122 SF | NOT APPLICABLE | JLN. PENGGAWA 2/2 ANGSANA | SUBSTATION | Unknown | YES | Unknown | DISTRIBUTION | TNB | CHERAS | Unknown | 75 | Unknown | Unknown | Unknown | NO |  | LINE |  | 28 | 630.000 A | 0.63 | 50 | 20 | B09970 | NO | NOT APPLICABLE |  |  | Unknown | Unknown | PANGSAPURI ANGSANA JLN PENGGAWA |  | 3 | Pass | null
256944247 | B09269 | PE Y&L METAL INDUSTRIES SDN BHD | 6798852 | 6798851 | BCRS/PCE/J00831/MBB09269 |  | Existing | RYB | PBEL(P)-5 | B08450 PE Y&L METAL INDUSTRIES SDN BHD | CLOSED | CLOSED | LINK | 12.000 kV | 11 kV | GAS |  | 0 | R0547054SF | Unknown | MERLIN GERIN | MERLIN GERIN | R0547054SF |  | ALLIED FOAM | SUBSTATION | Unknown | Unknown | Unknown | DISTRIBUTION | TNB | CHERAS | Unknown | 75 |  |  | Unknown | Unknown |  | Unknown |  | 28 | 630.000 A | 0.63 | 50 | 18.5 | B09269 | Unknown |  |  |  |  | 0 | ALLIED FOAM |  | 3 | Pass | null
256944252 | B09267 | PE HEPTA-LOT 1869 | 6798864 | 6798863 | BCRS/PCE/J00831/MBB09267 |  | Existing | RYB | PBEL(P)-5 | B10578 PE HEPTA-LOT 1869 | CLOSED | CLOSED | LINK | 12.000 kV | 11 kV | GAS |  | 0 | R0547054SF | Unknown | MERLIN GERIN | MERLIN GERIN | R0547054SF |  | ALLIED FOAM | SUBSTATION | Unknown | Unknown | Unknown | DISTRIBUTION | TNB | CHERAS | Unknown | 75 |  |  | Unknown | Unknown |  | Unknown |  | 28 | 630.000 A | 0.63 | 50 | 18.5 | B09267 | Unknown |  |  |  |  | 0 | ALLIED FOAM |  | 3 | Pass | null
256944274 | B01914 |  | 6798879 | 6798878 | BCRS/PCE/J00401/MBB01914 | 300011125 | Existing | RYB | BLKG-1 | B01913 FLOORGO | OPEN | CLOSED | LINK | 12.000 kV | 11 kV | GAS | 19991101 | 1999 | B993511 |  | FALCON BETA | TAMCO |  |  | BERKAT HASIL NO 1 | SUBSTATION | Unknown | Unknown | Unknown | DISTRIBUTION | TNB | CHERAS | Unknown | 75 |  |  |  | Unknown |  | LINE |  | 28 | 630.000 A | 0.63 | 50 | 20 | B01914 | Unknown |  |  |  |  | 0 | BERKAT HASIL NO 1 |  | 3 | Pass | null
256944279 | B01916 |  | 6798891 | 6798890 | BCRS/PCE/J00401/MBB01914 | 300011125 | Existing | RYB | BLKG-1 | B01917 CHOY AH BEE | CLOSED | CLOSED | LINK | 12.000 kV | 11 kV | GAS | 19991101 | 1999 | B993511 |  | FALCON BETA | TAMCO |  |  | BERKAT HASIL NO 1 | SUBSTATION | Unknown | Unknown | Unknown | DISTRIBUTION | TNB | CHERAS | Unknown | 75 |  |  |  | Unknown |  | LINE |  | 28 | 630.000 A | 0.63 | 50 | 20 | B01916 | Unknown |  |  |  |  | 0 | BERKAT HASIL NO 1 |  | 3 | Pass | null
256944597 | B01930 | B01930 | 6801622 | 6801621 | BCRS/PCE/J00396/MB | 300011095 | Existing | RYB | MINE-9 | B02783 UNITED U-LI(M) SDN BHD | CLOSED | CLOSED | LINK | 12.000 kV | 11 kV | GAS | 19971111 | 1997 | B971847 |  | FALCON BETA | TAMCO | B971847 |  | EVERLAST ALUMINIUM (M) SB | SUBSTATION | Unknown | Unknown | Unknown | DISTRIBUTION | TNB | CHERAS | Unknown | 75 |  |  |  | Unknown |  | LINE |  | 28 | 630.000 A | 0.63 | 50 | 20 | B01930 | Unknown |  |  |  |  | 0 | EVERLAST ALUMINIUM (M) SDN BHD |  | 3 | Pass | null
256944602 | B01932 | B01932 | 6801634 | 6801633 | BCRS/PCE/J00396/MB | 300011095 | Existing | RYB | MINE-9 | B06446 GOLDFOX IND. | CLOSED | CLOSED | LINK | 12.000 kV | 11 kV | GAS | 19971111 | 1997 | B971847 |  | FALCON BETA | TAMCO | B971847 |  | EVERLAST ALUMINIUM (M) SB | SUBSTATION | Unknown | Unknown | Unknown | DISTRIBUTION | TNB | CHERAS | Unknown | 75 |  |  |  | Unknown |  | LINE |  | 28 | 630.000 A | 0.63 | 50 | 20 | B01932 | Unknown |  |  |  |  | 0 | EVERLAST ALUMINIUM (M) SDN BHD |  | 3 | Pass | null
256944624 | B01272 | PE TAN CHENG KAY | 6801669 | 6801668 | BCRS/PCE/J00284/MBB01272 | 300010033 | Existing | RYB | PBEL(P)-5 | B01271 PE TAN CHENG KAY | CLOSED | CLOSED | LINK | 12.000 kV | 11 kV | GAS | 20051101 | 0 | F964637 | Unknown | MERLIN GERIN | TAMCO | F964637 |  | EXZULA LANDSCAPE | SUBSTATION | Unknown | Unknown | Unknown | DISTRIBUTION | TNB | CHERAS | Unknown | 75 |  |  | Unknown | Unknown |  | Unknown |  | 28 | 630.000 A | 18.4 | 50 | 18.4 | B01272 | Unknown |  |  |  |  | 0 | EXSULA LANDSCAPE SDN BHD |  | 3 | Pass | null
256944629 | B01274 | PPU PBEL(P) CB 5 | 6801681 | 6801680 | BCRS/PCE/J00284/MBB01272 | 300010033 | Existing | RYB | PBEL(P)-5 | PPU PBEL(P) CB 5 | CLOSED | CLOSED | LINK | 12.000 kV | 11 kV | GAS | 20051101 | 0 | F964637 | Unknown | MERLIN GERIN | TAMCO | F964637 |  | EXZULA LANDSCAPE | SUBSTATION | Unknown | Unknown | Unknown | DISTRIBUTION | TNB | CHERAS | Unknown | 75 |  |  | Unknown | Unknown |  | Unknown |  | 28 | 630.000 A | 18.4 | 50 | 18.4 | B01274 | Unknown |  |  |  |  | 0 | EXSULA LANDSCAPE SDN BHD |  | 3 | Pass | null
256944651 | B06444 | PE PDT JEMCO VENTURE S/B | 6801742 | 6801741 | BCRS/PCE/J00011/MB06444 | 300266856 | Existing | RYB | MINE-9 | B13551 PE PDT JEMCO VENTURE S/B | CLOSED | CLOSED | LINK | 11.000 kV | 11 kV | GAS | 20011111 | 2001 | 0112S026 |  | INDKOM | INDKOM | 0112S026 |  | GOLDFOX IND | SUBSTATION | Unknown | Unknown | Unknown | DISTRIBUTION | TNB | CHERAS | Unknown | 75 |  |  |  | Unknown |  | LINE |  | 28 | 630.000 A | 0.63 | 50 | 22 | B06444 | Unknown |  |  |  |  | 0 | GOLD FOX IND |  | 3 | Pass | null
256944656 | B06446 | B06446 | 6801754 | 6801753 | BCRS/PCE/J00011/MB06444 | 300266856 | Existing | RYB | MINE-9 | B01932 PE EVERLAST ALUMINIUM (M) S/B | CLOSED | CLOSED | LINK | 11.000 kV | 11 kV | GAS | 20011111 | 2001 | 0112S026 |  | INDKOM | INDKOM | 0112S026 |  | GOLDFOX IND | SUBSTATION | Unknown | Unknown | Unknown | DISTRIBUTION | TNB | CHERAS | Unknown | 75 |  |  |  | Unknown |  | LINE |  | 28 | 630.000 A | 0.63 | 50 | 22 | B06446 | Unknown |  |  |  |  | 0 | GOLD FOX IND |  | 3 | Pass | null
256944751 | B01335 | B01335 | 6803704 | 6803703 | BCRS/PCE/J00785/MBB01333 | 300272352 | Existing | RYB | CJYA-3 | LAKSANA REALITY | CLOSED | CLOSED | LINK | 12.000 kV | 11 kV | GAS | 18/11/1998 | 1998 | B982856 |  | FALCON BETA | TAMCO | B982856 | N/A | REYLON PRODUCTS | SUBSTATION | Unknown | Unknown | Unknown | DISTRIBUTION | TNB | CHERAS | Unknown | 75 |  |  | Unknown | Unknown |  | LINE |  | 28 | 630.000 A | 0.63 | 50 | 20 | B01335 | NO | N/A |  |  |  | 0 | REVLON PRODUCTS SDN BHD |  | 3 | Pass | null
256944756 | B01333 | B01333 | 6803716 | 6803715 | BCRS/PCE/J00785/MBB01333 | 300272352 | Existing | RYB | CJYA-3 | LOT 1906 KPB 9 | CLOSED | CLOSED | LINK | 12.000 kV | 11 kV | GAS | 18/11/1998 | 1998 | B982856 |  | FALCON BETA | TAMCO | B982856 | N/A | REYLON PRODUCTS | SUBSTATION | Unknown | Unknown | Unknown | DISTRIBUTION | TNB | CHERAS | Unknown | 75 |  |  | Unknown | Unknown |  | LINE |  | 28 | 630.000 A | 0.63 | 50 | 20 | B01333 | NO | N/A |  |  |  | 0 | REVLON PRODUCTS SDN BHD |  | 3 | Pass | null
256944788 | B08183 | B08183 | 6803978 | 6804017 |  |  | Existing | RYB |  | B08714 LOOPING | CLOSED | CLOSED | LINK | 12.000 kV | 11 kV | GAS |  | 2005 | 2L1T369 |  | VEI | VEI | 7568 | N/A | BELIA IKBN NO 3 DUSUN TUA | SUBSTATION | Unknown | Unknown | Unknown | DISTRIBUTION | TNB | CHERAS | Unknown | 75 |  |  | Unknown | Unknown |  | LINE |  | 28 | 630.000 A | 0.63 | 50 | 20 | B08183 | NO | N/A |  |  |  | 0 | IKBN DUSUN TUA (3) |  | 3 | Pass | null
256944794 | B08714 | B08714 | 6803983 | 6803991 | BCRS/PCE/J00473/MB | 300431568 | Existing | RYB |  | B08183 LOOPING | CLOSED | CLOSED | LINK | 12.000 kV | 11 kV | GAS | 20051101 | 2005 | 2L1T369 |  | TOPRANK | TOPRANK | 2L1T369 | N/A | BELIA IKBN NO 3 DUSUN TUA | SUBSTATION | Unknown | Unknown | Unknown | DISTRIBUTION | TNB | CHERAS | Unknown | 75 |  |  | Unknown | Unknown |  | LINE |  | 28 | 630.000 A | 0.63 | 50 | 20 | B08714 | NO | N/A |  |  |  | 0 | IKBN DUSUN TUA (3) |  | 3 | Pass | null
256944803 | B08716 | B08716 | 6804025 | 6804028 | BCRS/PCE/J00473/MB | 300431568 | Existing | RYB |  | B08182 IKBN DUSUN TUA NO 4 | CLOSED | CLOSED | LINK | 12.000 kV | 11 kV | GAS | 20051101 | 2005 | 2L1T369 |  | TOPRANK | TOPRANK | 2L1T369 | N/A | BELIA IKBN NO 3 DUSUN TUA | SUBSTATION | Unknown | Unknown | Unknown | DISTRIBUTION | TNB | CHERAS | Unknown | 75 |  |  | Unknown | Unknown |  | LINE |  | 28 | 630.000 A | 0.63 | 50 | 20 | B08716 | NO | N/A |  |  |  | 0 | IKBN DUSUN TUA (3) |  | 3 | Pass | null
256944811 | B08185 | B08185 | 6804031 | 6804033 |  |  | Existing | RYB |  | B08186 BELIA IKBN DSN TUA NO 2 | CLOSED | CLOSED | LINK | 12.000 kV | 11 kV | GAS |  | 2005 | 2L1T369 |  | VEI | VEI | 7568 | N/A | BELIA IKBN NO 3 DUSUN TUA | SUBSTATION | Unknown | Unknown | Unknown | DISTRIBUTION | TNB | CHERAS | Unknown | 75 |  |  | Unknown | Unknown |  | LINE |  | 28 | 630.000 A | 0.63 | 50 | 20 | B08185 | NO | N/A |  |  |  | 0 | IKBN DUSUN TUA (3) |  | 3 | Pass | null
256944827 | B08180 | B08180 | 6804154 | 6804171 | BCRS/PCE/J00474/MB | 300431569 | Existing | RYB |  | B08704 IKBN DUSUN TUA NO 5 | CLOSED | CLOSED | LINK | 12.000 kV | 11 kV | GAS | 20051101 | 2005 | 1058 |  | VEI | VEI | 1058 | N/A | BELIA IKBN DUSUN TUA NO 4 | SUBSTATION | Unknown | Unknown | Unknown | DISTRIBUTION | TNB | CHERAS | Unknown | 75 |  |  | Unknown | Unknown |  | LINE |  | 28 | 630.000 A | 0.63 | 50 | 20 | B08180 | NO | N/A |  |  |  | 0 | IKBN DUSUN TUA (4) |  | 3 | Pass | null
256944831 | B08182 | B08182 | 6804155 | 6804164 | BCRS/PCE/J00474/MB | 300431569 | Existing | RYB |  | B08716 IKBN DUSUN TUA NO 3 | CLOSED | CLOSED | LINK | 12.000 kV | 11 kV | GAS | 20051101 | 2005 | 1058 |  | VEI | VEI | 1058 | N/A | BELIA IKBN DUSUN TUA NO 4 | SUBSTATION | Unknown | Unknown | Unknown | DISTRIBUTION | TNB | CHERAS | Unknown | 75 |  |  | Unknown | Unknown |  | LINE |  | 28 | 630.000 A | 0.63 | 50 | 20 | B08182 | NO | N/A |  |  |  | 0 | IKBN DUSUN TUA (4) |  | 3 | Pass | null
256944854 | B02216 |  | 6803808 | 6803825 | BCRS/PCE/J00112/MBB02216 | 300004520 | Existing | RYB | TMASS-10 | B02214 PKNS SG MACAU | CLOSED | CLOSED | LINK | 12.000 kV | 11 kV | GAS | 19961101 | 1996 | B960921 |  | FALCON BETA | TAMCO | B960921 |  | KG BARU CINA SG MACAU | Unknown | Unknown | Unknown | Unknown | DISTRIBUTION | TNB | CHERAS | Unknown | 75 |  |  |  | Unknown |  | LINE |  | 28 | 630.000 A | 0.63 | 50 | 20 | B02216 | [5 empty] | 0 | KG BARU CINA SG. MACAU |  | 3 | Pass | null
256944858 | B09413 | B09413 | 6803809 | 6803818 | BCRS/PCE/J00112/MBB02216 | 300004520 | Existing | RYB | TMASS-10 | B02218 CG MEDICAL INDUSTRIES | CLOSED | CLOSED | LINK | 12.000 kV | 11 kV | GAS | 19961101 | 1996 | B960921 |  | FALCON BETA | TAMCO | B960921 |  | KG BARU CINA SG MACAU | Unknown | Unknown | Unknown | Unknown | DISTRIBUTION | TNB | CHERAS | Unknown | 75 |  |  |  | Unknown |  | LINE |  | 28 | 630.000 A | 0.63 | 50 | 20 | B09413 | [5 empty] | 0 | KG BARU CINA SG. MACAU |  | 3 | Pass | null
256945183 | B01514 | PE BERKAT PLASIK S/B | 6830743 | 6830742 | BCRS/PCE/J00299/MB | 300010185 | Existing | RYB | CJYA-4 | B01513 PE BERKAT PLASIK S/B | CLOSED | CLOSED | LINK | 16.000 kV | 11 kV | GAS | 19941111 | 0 | KSS/1378 | Unknown | INDKOM | EPE | 153013114070DE | N/A | GELOMBANG CEKAL (GAY KIM) | SUBSTATION | Unknown | Unknown | Unknown | DISTRIBUTION | TNB | CHERAS | Unknown | 75 |  |  | Unknown | Unknown |  | LINE |  | 28 | 630.000 A | 20 | 50 | 20 | B01514 | NO | N/A |  |  |  | 0 | GELOMBANG CEKAL SDN BHD |  | 3 | Pass | null
256945187 | B01516 | PE ES METAL | 6830746 | 6830745 | BCRS/PCE/J00299/MB | 300010185 | Existing | RYB | CJYA-4 | B01520 PE ES METAL | CLOSED | CLOSED | LINK | 16.000 kV | 11 kV | GAS | 19941111 | 0 | KSS/1378 | Unknown | INDKOM | EPE | 153013114070DE | N/A | GELOMBANG CEKAL (GAY KIM) | SUBSTATION | Unknown | Unknown | Unknown | DISTRIBUTION | TNB | CHERAS | Unknown | 75 |  |  | Unknown | Unknown |  | LINE |  | 28 | 630.000 A | 20 | 50 | 20 | B01516 | NO | N/A |  |  |  | 0 | GELOMBANG CEKAL SDN BHD |  | 3 | Pass | null
256945210 | B01584 |  | 6805781 | 6805780 | BCRS/PCE/J00317/MBB01584 | 300510427 | Existing | RYB | CJYA-7 | B01583 SOUTH EAST ASIA NO 2 | CLOSED | CLOSED | LINK | 11.000 kV | 11 kV | GAS |  | 0 | L07110-35L |  | SIEMENS | SIEMENS | TBW30029717967-06 1000/002 |  | NEW ENGINEERING (M) SB | Unknown | Unknown | Unknown | Unknown | DISTRIBUTION | TNB | CHERAS | Unknown | 75 |  |  |  | Unknown |  |  |  | 28 | 400.000 A | 0.2 | 50 | 20 | B01584 | [5 empty] | 0 | NEW ENGINEERING |  | 3 | Pass | null
256945214 | B01586 |  | 6805784 | 6805783 | BCRS/PCE/J00317/MBB01584 | 300510427 | Existing | RYB | CJYA-7 | B01587 SEA INDUSTRIES | CLOSED | CLOSED | LINK | 11.000 kV | 11 kV | GAS |  | 0 | J 2341/1/4/84 |  | SIEMENS | SIEMENS | TBW30029717967-06 1000/002 |  | NEW ENGINEERING (M) SB | Unknown | Unknown | Unknown | Unknown | DISTRIBUTION | TNB | CHERAS | Unknown | 75 |  |  |  | Unknown |  |  |  | 28 | 400.000 A | 0.63 | 50 | 20 | B01586 | [5 empty] | 0 | NEW ENGINEERING |  | 3 | Pass | null
256945829 | B05158 | PE TMN HARMONI INDAH NO.2 | 6788617 | 6788630 | BCRS/PCE/J00010/MBB05158 | 300003275 | Existing | RYB | PBEL(P)-1 | B05155 PE TMN HARMONI INDAH NO.2 | CLOSED | CLOSED | LINK | 11.000 kV | 11 kV | GAS | 20131101 | 2001 | 0109S061 | Unknown | F_and_G | INDKOM | 0109S061 |  | TMN HARMONI INDAH NO 1 | SUBSTATION | Unknown | Unknown | Unknown | DISTRIBUTION | TNB | CHERAS | Unknown | 75 |  |  | Unknown | Unknown |  | Unknown |  | 28 | 630.000 A | 0.63 | 50 | 22 | B05158 | Unknown |  |  |  |  | 0 | TMN HARMONI INDAH NO 1 |  | 3 | Pass | null
256945833 | B05159 | PE BESI UNION | 6788618 | 6788634 | BCRS/PCE/J00010/MBB05158 | 300003275 | Existing | RYB | PBEL(P)-1 | B02894 PE BESI UNION | CLOSED | CLOSED | LINK | 11.000 kV | 11 kV | GAS | 20131101 | 2001 | 0109S061 | Unknown | F_and_G | INDKOM | 0109S061 |  | TMN HARMONI INDAH NO 1 | SUBSTATION | Unknown | Unknown | Unknown | DISTRIBUTION | TNB | CHERAS | Unknown | 75 |  |  | Unknown | Unknown |  | Unknown |  | 28 | 630.000 A | 0.63 | 50 | 22 | B05159 | Unknown |  |  |  |  | 0 | TMN HARMONI INDAH NO 1 |  | 3 | Pass | null
256945861 | B08937 | B08937 | 6789458 | 6789471 | BCRS/PCE/J00556/MBB08934 | 300268523 | Existing | RYB | PBEL(P)-2 | B05545 TMN JUARA JAYA | CLOSED | CLOSED | LINK | 12.000 kV | 11 kV | GAS | 20031111 | 2003 | D231709 | Unknown | FALCON BETA | TAMCO | D231709 |  | TAMAN SERI BELIMBING | Unknown | Unknown | Unknown | Unknown | DISTRIBUTION | TNB | CHERAS | Unknown | 75 |  |  | Unknown | Unknown |  | LINE |  | 28 | 630.000 A | 0.63 | 50 | 20 | B08937 | Unknown |  |  |  |  | 0 | TAMAN SERI BELIMBING |  | 3 | Pass | null
256945875 | B08934 | B08934 | 6789469 | 6789485 | BCRS/PCE/J00556/MBB08934 | 300268523 | Existing | RYB | PBEL(P)-2 | B02876 BKT BELIMBING NO 4 | CLOSED | CLOSED | LINK | 12.000 kV | 11 kV | GAS | 20031111 | 2003 | D231709 | Unknown | FALCON BETA | TAMCO | D231709 |  | TAMAN SERI BELIMBING | SUBSTATION | Unknown | Unknown | Unknown | DISTRIBUTION | TNB | CHERAS | Unknown | 75 |  |  | Unknown | Unknown |  | LINE |  | 28 | 630.000 A | 0.63 | 50 | 20 | B08934 | Unknown |  |  |  |  | 0 | TAMAN SERI BELIMBING |  | 3 | Pass | null
256945891 | B01939 | B01939 | 6789835 | 6789846 | BCRS/PCE/J00085/MBB02312 | 300004403 | Existing | RYB | PBEL(P)-14 | B04717 PE ASAS EKUITI | CLOSED | OPEN | LINK | 12.000 kV | 11 kV | GAS | 19981101 | 1998 | B982901 | Unknown | FALCON BETA | TAMCO | B982901 |  | VESSELTECH | Unknown | Unknown | Unknown | Unknown | DISTRIBUTION | TNB | CHERAS | Unknown | 75 |  |  | Unknown | Unknown |  | LINE |  | 28 | 630.000 A | 0.63 | 50 | 20 | B01939 | Unknown |  |  |  |  | 0 | VESSELTECH ENGINEERING BHD |  | 3 | Pass | null
256945900 | B01941 | B01941 | 6789841 | 6789855 | BCRS/PCE/J00085/MBB02312 | 300004403 | Existing | RYB | PBEL(P)-14 | B01935 PE PADAT HON SIN | CLOSED | CLOSED | LINK | 12.000 kV | 11 kV | GAS | 19981101 | 1998 | B982901 | Unknown | FALCON BETA | TAMCO | B982901 |  | VESSELTECH | SUBSTATION | Unknown | Unknown | Unknown | DISTRIBUTION | TNB | CHERAS | Unknown | 75 |  |  | Unknown | Unknown |  | LINE |  | 28 | 630.000 A | 0.63 | 50 | 20 | B01941 | Unknown |  |  |  |  | 0 | VESSELTECH ENGINEERING BHD |  | 3 | Pass | null
256945923 | B07778 | PE TMN SG BESI INDAH NO 4 | 6790388 | 6790401 |  |  | Existing | RYB | MINE-7 | B02913 PE TMN SG BESI INDAH NO 4 | CLOSED | CLOSED | LINK | 12.000 kV | 11 kV | GAS |  | 2004 | D242604 | Unknown | FALCON BETA | TAMCO | D242604 |  | KONDOMINIUM DESA SAUJANA | SUBSTATION | Unknown | Unknown | Unknown | DISTRIBUTION | TNB | CHERAS | Unknown | 75 |  |  | Unknown | Unknown |  | Unknown |  | 28 | 630.000 A | 0.63 | 50 | 20 | B07778 | Unknown |  |  |  |  | 0 | KONDOMINIUM DESA SAUJANA |  | 3 | Pass | null
256945937 | B07775 | PE TMN SG BESI INDAH NO:2 | 6790399 | 6790415 |  |  | Existing | RYB | MINE-7 | B02914 PE TMN SG BESI INDAH NO:2 | CLOSED | CLOSED | LINK | 12.000 kV | 11 kV | GAS |  | 2004 | D242604 | Unknown | FALCON BETA | TAMCO | D242604 |  | KONDOMINIUM DESA SAUJANA | SUBSTATION | Unknown | Unknown | Unknown | DISTRIBUTION | TNB | CHERAS | Unknown | 75 |  |  | Unknown | Unknown |  | Unknown |  | 28 | 630.000 A | 0.63 | 50 | 20 | B07775 | Unknown |  |  |  |  | 0 | KONDOMINIUM DESA SAUJANA |  | 3 | Pass | null
256945953 | B02879 | B02879 | 6790497 | 6790508 | BCRS/PCE/J00393/MBB02879 | 300011077 | Existing | RYB | PBEL(P)-2 | B02878 PE BUKIT BELIMBING NO 4 | CLOSED | CLOSED | LINK | 12.000 kV | 11 kV | GAS | 20111111 | 0 | R17161-52H | Unknown | F_and_G | INDKOM | N/A |  | BKT BELIMBING NO 3 | SUBSTATION | Unknown | Unknown | Unknown | DISTRIBUTION | TNB | CHERAS | Unknown | 75 |  |  | Unknown | Unknown |  | LINE |  | 28 | 630.000 A | 0.63 | 50 | 20 | B02879 | Unknown |  |  |  |  | 0 | BUKIT BELIMBING NO 3 |  | 3 | Pass | null
256945962 | B02881 | B02881 | 6790503 | 6790517 | BCRS/PCE/J00393/MBB02879 | 300011077 | Existing | RYB | PBEL(P)-2 | B02882 PE BKT BELIMBING NO.2 | CLOSED | CLOSED | LINK | 12.000 kV | 11 kV | GAS | 20111111 | 0 | R17161-51R | Unknown | F_and_G | INDKOM | H97051-133H |  | BKT BELIMBING NO 3 | SUBSTATION | Unknown | Unknown | Unknown | DISTRIBUTION | TNB | CHERAS | Unknown | 75 |  |  | Unknown | Unknown |  | LINE |  | 28 | 630.000 A | 0.63 | 50 | 20 | B02881 | Unknown |  |  |  |  | 0 | BUKIT BELIMBING NO 3 |  | 3 | Pass | null
256945980 | B09384 | B09384 | 6790601 | 6790612 | BCRS/PCE/J00648/MBB09382 | 300270358 | Existing | RYB | PBEL(P)-2 | B10803 PE GOLDEN STAR CRYSTAL SDN.BHD | CLOSED | CLOSED | LINK | 12.000 kV | 11 kV | GAS | 20071111 | 2007 | B2712945 | Unknown | FALCON BETA | TAMCO | B2712945 |  | KENT LEE (M) S/B | SUBSTATION | Unknown | Unknown | Unknown | DISTRIBUTION | TNB | CHERAS | Unknown | 75 |  |  | Unknown | Unknown |  | LINE |  | 28 | 630.000 A | 0.63 | 50 | 20 | B09384 | Unknown |  |  |  |  | 0 | KENTLEE (M) SDN BHD |  | 3 | Pass | null
256945989 | B09382 | B09382 | 6790607 | 6790621 | BCRS/PCE/J00648/MBB09382 | 300270358 | Existing | RYB | PBEL(P)-2 | B10321 PE PIONEER ALUMINIUM LOT 1870 | CLOSED | CLOSED | LINK | 12.000 kV | 11 kV | GAS | 20071111 | 2007 | B2712945 | Unknown | FALCON BETA | TAMCO | B2712945 |  | KENT LEE (M) S/B | SUBSTATION | Unknown | Unknown | Unknown | DISTRIBUTION | TNB | CHERAS | Unknown | 75 |  |  | Unknown | Unknown |  | LINE |  | 28 | 630.000 A | 0.63 | 50 | 20 | B09382 | Unknown |  |  |  |  | 0 | KENTLEE (M) SDN BHD |  | 3 | Pass | null
256946014 | B01902 |  | 6795154 | 6795153 | BCRS/PCE/J00403/MB | 300431444 | Existing | RYB | BLKG-1 | B01901 MASTER JAYA | CLOSED | CLOSED | LINK | 12.000 kV | 11 kV | GAS | 20051101 | 2005 | 1267 |  | VEI | VEI | N/A |  | KINMA RUBBER IND SB | SUBSTATION | Unknown | Unknown | Unknown | DISTRIBUTION | TNB | CHERAS | Unknown | 75 |  |  |  | Unknown |  | LINE |  | 28 | 630.000 A | 20 | 50 | 20 | B01902 | Unknown |  |  |  |  | 0 | KINMA RUBBER |  | 3 | Pass | null
256946018 | B01904 |  | 6795157 | 6795156 | BCRS/PCE/J00403/MB | 300431444 | Existing | RYB | BLKG-1 | B01907 TMN SRI TIMAH | CLOSED | CLOSED | LINK | 12.000 kV | 11 kV | GAS | 20051101 | 2005 | 1267 |  | VEI | VEI | N/A |  | KINMA RUBBER IND SB | SUBSTATION | Unknown | Unknown | Unknown | DISTRIBUTION | TNB | CHERAS | Unknown | 75 |  |  |  | Unknown |  | LINE |  | 28 | 630.000 A | 0.63 | 50 | 20 | B01904 | [5 empty] | 0 | KINMA RUBBER |  | 3 | Pass | null
256946040 | B01919 | PE YAP KON FAH | 6988968 | 6988967 | BCRS/PCE/J00400/MBB01917 | 300011119 | Existing | RYB | PBEL(P)-1 | B01920 PE YAP KON FAH | CLOSED | CLOSED | LINK | 12.000 kV | 11 kV | GAS | 19991101 | 1999 | B993379 | Unknown | FALCON BETA | TAMCO | B993379 |  | CHOY AH BEE & SONS SB | SUBSTATION | Unknown | Unknown | Unknown | DISTRIBUTION | TNB | CHERAS | Unknown | 75 |  |  | Unknown | Unknown |  | Unknown |  | 28 | 630.000 A | 0.63 | 50 | 20 | B01919 | Unknown |  |  |  |  | 0 | CHOY AH BEE & SONS SDN BHD |  | 3 | Pass | null
256946045 | B01917 | PE BERKAT HASIL NO 1 | 6988974 | 6988973 | BCRS/PCE/J00400/MBB01917 | 300011119 | Existing | RYB | PBEL(P)-1 | B01916 PE BERKAT HASIL NO 1 | CLOSED | CLOSED | LINK | 12.000 kV | 11 kV | GAS | 19991101 | 1999 | B993379 | Unknown | FALCON BETA | TAMCO | B993379 |  | CHOY AH BEE & SONS SB | SUBSTATION | Unknown | Unknown | Unknown | DISTRIBUTION | TNB | CHERAS | Unknown | 75 |  |  | Unknown | Unknown |  | Unknown |  | 28 | 630.000 A | 0.63 | 50 | 20 | B01917 | Unknown |  |  |  |  | 0 | CHOY AH BEE & SONS SDN BHD |  | 3 | Pass | null
256946362 | B02153 |  | 6992596 | 6992595 | BCRS/PCE/J00016/MB1 | 300004111 | Existing | RYB | TSGR-6 | B08655 FRU | CLOSED | CLOSED | LINK | 12.000 kV | 11 kV | GAS | 19841101 | 1999 | B993548 |  | FALCON BETA | TAMCO | B993548 |  | PEJABAT HUTAN CHERAS | Unknown | Unknown | Unknown | Unknown | DISTRIBUTION | TNB | CHERAS | Unknown | 75 |  |  |  | Unknown |  | LINE |  | 28 | 630.000 A | 0.63 | 50 | 20 | B02153 | [5 empty] | 0 | PEJABAT HUTAN CHERAS |  | 3 | Pass | null
256946367 | B02155 |  | 6992602 | 6992601 | BCRS/PCE/J00016/MB1 | 300004111 | Existing | RYB | TSGR-6 | PE TAMAN CHERAS ZEN | CLOSED | CLOSED | LINK | 12.000 kV | 11 kV | GAS | 19841101 | 1999 | B993548 |  | FALCON BETA | TAMCO | B993548 |  | PEJABAT HUTAN CHERAS | Unknown | Unknown | Unknown | Unknown | DISTRIBUTION | TNB | CHERAS | Unknown | 75 |  |  |  | Unknown |  | LINE |  | 28 | 630.000 A | 0.63 | 50 | 20 | B02155 | [5 empty] | 0 | PEJABAT HUTAN CHERAS |  | 3 | Pass | null
256946389 | B03966 | B06868 BF ASSET MANAGEMENTS | 7004669 | 7004668 | BCRS/PCE/J00860/MB1 | 300444778 | Existing | RYB |  | B06868 PE BF ASSET MANAGEMENT S/B | CLOSED | CLOSED | LINK | 12.000 kV | 11 kV | GAS | 19981101 | 1995 | B950651 | Unknown | EPE | TAMCO | B950651 |  | LIM KOK YEONG SIMPANG BALAK | SUBSTATION | Unknown | Unknown | Unknown | DISTRIBUTION | TNB | CHERAS | Unknown | 75 |  |  | Unknown | Unknown |  | LINE |  | 28 | 630.000 A | 0.63 | 50 | 20 | B03966 | Unknown |  |  |  |  | 0 | LIM KOK YEONG |  | 3 | Pass | null
256946394 | B03968 | B03969 ABD KARIM | 7004675 | 7004674 | BCRS/PCE/J00860/MB1 | 300444778 | Existing | RYB |  | B03969 PE ABDUL KARIM B MANAN | CLOSED | CLOSED | LINK | 12.000 kV | 11 kV | SF6 | 19981101 | 1995 | B950651 | Unknown | EPE | TAMCO | SF6 253 |  | LIM KOK YEONG SIMPANG BALAK | SUBSTATION | Unknown | Unknown | Unknown | DISTRIBUTION | TNB | CHERAS | Unknown | 75 |  |  | Unknown | Unknown |  | LINE |  | 28 | 630.000 A | 0.63 | 50 | 20 | B03968 | Unknown |  |  |  |  | 0 | LIM KOK YEONG |  | 3 | Pass | null
256946421 | B06801 | PE TAMAN BAYU SEKAMAT | 7007724 | 7007723 | BCRS/PCE/J00853/MBB06801 |  | Existing | RYB | SJIM-6 | B12274 PE TAMAN BAYU SEKAMAT | CLOSED | OPEN | LINK | 12.000 kV | 11 kV | GAS |  | 2002 | E220556 | Unknown | FALCON BETA | TAMCO | E220556 |  | TMN KASIH | SUBSTATION | Unknown | Unknown | Unknown | DISTRIBUTION | TNB | CHERAS | Unknown | 75 |  |  | Unknown | Unknown |  | Unknown |  | 28 | 630.000 A | 0.63 | 50 | 20 | B06801 | Unknown |  |  |  |  | 0 | TAMAN KASIH |  | 3 | Pass | null
256946425 | B06804 | SPARE | 7007730 | 7007729 | BCRS/PCE/J00853/MBB06804 |  | Existing | RYB | SJIM-6 | SPARE | CLOSED | CLOSED | LINK | 12.000 kV | 11 kV | GAS |  | 2002 | E220556 | Unknown | FALCON BETA | TAMCO | E220556 |  | TMN KASIH | SUBSTATION | Unknown | Unknown | Unknown | DISTRIBUTION | TNB | CHERAS | Unknown | 75 |  |  | Unknown | Unknown |  | Unknown |  | 28 | 630.000 A | 0.63 | 50 | 20 | B06804 | Unknown |  |  |  |  | 0 | TAMAN KASIH |  | 3 | Pass | null
256946429 | B06803 | PE TAMAN PINGGIRAN SEKAMAT | 7007735 | 7007734 | BCRS/PCE/J00853/MBB06803 |  | Existing | RYB | SJIM-6 | B10227 PE TAMAN PINGGIRAN SEKAMAT | CLOSED | OPEN | LINK | 12.000 kV | 11 kV | GAS |  | 2002 | E220556 | Unknown | TAMCO | TAMCO | E220536 |  | TMN KASIH | SUBSTATION | Unknown | Unknown | Unknown | DISTRIBUTION | TNB | CHERAS | Unknown | 75 |  |  | Unknown | Unknown |  | Unknown |  | 28 | 630.000 A | 0.63 | 50 | 20 | B06803 | Unknown |  |  |  |  | 0 | TAMAN KASIH |  | 3 | Pass | null
256946451 | B08438 | B08438 | 7007808 | 7007807 | BCRS/PCE/J00550/MBB08436 | 300268504 | Existing | RYB | SGLN-3 | B12242 PE VIRIDIAN | CLOSED | CLOSED | LINK | 12.000 kV | 11 kV | GAS | 20051101 | 2005 | B259598 | Unknown | FALCON BETA | VEI | B259598 |  | TAMAN CHERAS IDAMAN | SUBSTATION | Unknown | Unknown | Unknown | DISTRIBUTION | TNB | CHERAS | Unknown | 75 |  |  | Unknown | Unknown |  | Unknown |  | 28 | 630.000 A | 0.63 | 50 | 20 | B08438 | Unknown |  |  |  |  | 0 | TAMAN CHERAS IDAMAN |  | 3 | Pass | null
256946456 | B08436 | B08436 | 7007814 | 7007813 | BCRS/PCE/J00550/MBB08436 | 300268504 | Existing | RYB | SGLN-3 | B02408 PE TMN RAKAN CHERAS NO 2 | CLOSED | CLOSED | LINK | 12.000 kV | 11 kV | GAS | 20051101 | 2005 | B259598 | Unknown | FALCON BETA | VEI | B259598 |  | TAMAN CHERAS IDAMAN | SUBSTATION | Unknown | Unknown | Unknown | DISTRIBUTION | TNB | CHERAS | Unknown | 75 |  |  | Unknown | Unknown |  | Unknown |  | 28 | 630.000 A | 0.63 | 50 | 20 | B08436 | Unknown |  |  |  |  | 0 | TAMAN CHERAS IDAMAN |  | 3 | Pass | null
256946485 | B09935 | B09935 | 7016714 | 7016713 |  |  | Existing | RYB | BTHO-4 | B07663 TMN ORKID NO 1 | CLOSED | CLOSED | LINK | 12.000 kV | 11 kV | GAS |  | 2006 | 23939 |  | VEI | VEI | 23939 | N/A | TMN ORKID JLN ORKID NO 5 | SUBSTATION | Unknown | Unknown | Unknown | DISTRIBUTION | TNB | CHERAS | Unknown | 75 |  |  | Unknown | Unknown |  | LINE |  | 28 | 630.000 A | 0.63 | 50 | 20 | B09935 | NO | N/A |  |  |  | 0 | TAMAN ORKID 5/1 |  | 3 | Pass | null
256946490 | B09932 | B09932 | 7016724 | 7016723 |  |  | Existing | RYB | BTHO-4 | B10180 TMN ORKID, JLN ORKID 5/2 | CLOSED | CLOSED | LINK | 12.000 kV | 11 kV | GAS |  | 2006 | 23939 |  | VEI | VEI | 23939 | N/A | TMN ORKID JLN ORKID NO 5 | SUBSTATION | Unknown | Unknown | Unknown | DISTRIBUTION | TNB | CHERAS | Unknown | 75 |  |  | Unknown | Unknown |  | LINE |  | 28 | 630.000 A | 0.63 | 50 | 20 | B09932 | NO | N/A |  |  |  | 0 | TAMAN ORKID 5/1 |  | 3 | Pass | null
256946986 | B01665 | BTHO VCB 2 | 6860419 | 6860418 | BCRS/PCE/J00121/MB1 | 300431093 | Existing | RYB | BTHO-2 | BTHO-2 | CLOSED | CLOSED | LINK | 12.000 kV | 11 kV | GAS | 20001101 | 2003 | E230925 |  | FALCON BETA | INDKOM | E230925 |  | TMN CHERAS PERDANA NO 1 | Unknown | Unknown | Unknown | Unknown | DISTRIBUTION | TNB | CHERAS | Unknown | 75 |  |  |  | Unknown |  |  |  | 28 | 630.000 A | 0.63 | 50 | 20 | B01665 | [5 empty] | 0 | TMN CHERAS PERDANA NO 1 |  | 3 | Pass | null
256946990 | B01663 | FIRST SUPERMARKET | 6860425 | 6860424 | BCRS/PCE/J00121/MB1 | 300431093 | Existing | RYB | BTHO-2 | B01662 FIRST SUPERMARKET | CLOSED | CLOSED | LINK | 12.000 kV | 11 kV | GAS | 20001101 | 2003 | E230925 |  | FALCON BETA | INDKOM | E230925 |  | TMN CHERAS PERDANA NO 1 | Unknown | Unknown | Unknown | Unknown | DISTRIBUTION | TNB | CHERAS | Unknown | 75 |  |  |  | Unknown |  |  |  | 28 | 630.000 A | 0.63 | 50 | 20 | B01663 | [5 empty] | 0 | TMN CHERAS PERDANA NO 1 |  | 3 | Pass | null
256946994 | B01666 |  | 6860430 | 6860429 | BCRS/PCE/J00121/MB1 | 300431093 | Existing | RYB | BTHO-2 | B01667 CHERAS PERDANA RIA | CLOSED | CLOSED | LINK | 12.000 kV | 11 kV | GAS | 20001101 | 2003 | E230925 | Unknown | FALCON BETA | INDKOM | E230925 |  | TMN CHERAS PERDANA NO 1 | Unknown | Unknown | Unknown | Unknown | DISTRIBUTION | TNB | CHERAS | Unknown | 75 |  |  |  | Unknown |  | Unknown |  | 28 | 630.000 A | 0.63 | 50 | 20 | B01666 | Unknown |  |  |  |  | 0 | TMN CHERAS PERDANA NO 1 |  | 3 | Pass | null
256947016 | B01501 | B01501 | 6869660 | 6869659 | BCRS/PCE/J00185/MBB01499 | 300005538 | Existing | RYB | SGLN-1 | B01502 PE TAMAN INDAH NO. 2 | CLOSED | CLOSED | LINK | 11.000 kV | 11 kV | OIL | 19901101 | 0 | J3211/18/81 |  | TAMCO | TAMCO | J2890/2/11/20 |  | TMN INDAH NO 1 | SUBSTATION | Unknown | Unknown | Unknown | DISTRIBUTION | TNB | CHERAS | Unknown | 75 |  |  | Unknown | Unknown |  | LINE |  | 28 | 400.000 A | 0.63 | 50 | 20 | B01501 | Unknown |  |  |  |  | 0 | TAMAN INDAH |  | 3 | Pass | null
256947021 | B01499 | B01499 | 6869672 | 6869671 | BCRS/PCE/J00185/MBB01499 | 300005538 | Existing | RYB | SGLN-1 | B01498 PE BT 11 CHERAS | CLOSED | CLOSED | LINK | 11.000 kV | 11 kV | OIL | 19901101 | 0 | J3126/1/2A/599 |  | TAMCO CUTLER HAMMER | TAMCO | J2890/2/11/20 |  | TMN INDAH NO 1 | SUBSTATION | Unknown | Unknown | Unknown | DISTRIBUTION | TNB | CHERAS | Unknown | 75 |  |  | Unknown | Unknown |  | LINE |  | 28 | 400.000 A | 0.63 | 50 | 20 | B01499 | Unknown |  |  |  |  | 0 | TAMAN INDAH |  | 3 | Pass | null
256947043 | B01498 | B01498 | 6855567 | 6855566 | BCRS/PCE/J00186/MBB01496 | 300005544 | Existing | RYB | SGLN-1 | B01499 TMN INDAH | CLOSED | CLOSED | LINK | 12.000 kV | 11 kV | GAS | 19981101 | 1998 | B982568 | Unknown | FALCON BETA | TAMCO | B982568 |  | KG BARU CHERAS BT 11 | SUBSTATION | Unknown | Unknown | Unknown | DISTRIBUTION | TNB | CHERAS | Unknown | 75 |  |  | Unknown | Unknown |  | LINE |  | 28 | 630.000 A | 0.63 | 50 | 20 | B01498 | Unknown |  |  |  |  | 0 | KAMPUNG BARU CHERAS BATU 11 |  | 3 | Pass | null
256947048 | B01496 | B01496 | 6855579 | 6855578 | BCRS/PCE/J00186/MBB01496 | 300005544 | Existing | RYB | SGLN-1 | B01495 S'LANGOR PAPER MILL | OPEN | CLOSED | LINK | 12.000 kV | 11 kV | GAS | 19981101 | 1998 | B982568 | Unknown | FALCON BETA | TAMCO | B982568 |  | KG BARU CHERAS BT 11 | SUBSTATION | Unknown | Unknown | Unknown | DISTRIBUTION | TNB | CHERAS | Unknown | 75 |  |  | Unknown | Unknown |  | LINE |  | 28 | 630.000 A | 0.63 | 50 | 20 | B01496 | Unknown |  |  |  |  | 0 | KAMPUNG BARU CHERAS BATU 11 |  | 3 | Pass | null
256947105 | B01632 |  | 6856901 | 6856900 | BCRS/PCE/J00131/MBB01630 | 300005171 | Existing | RYB | BTHO-3 | C.PERDANA NO 7 | CLOSED | CLOSED | LINK | 12.000 kV | 11 kV | GAS | 19961111 | 1996 | B960891 |  | TAMCO | TAMCO | B960891 |  | PEJABAT TAPAK CHERAS PERDANA | Unknown | Unknown | Unknown | Unknown | DISTRIBUTION | TNB | CHERAS | Unknown | 75 |  |  | Unknown | Unknown |  | LINE |  | 28 | 630.000 A | 0.63 | 50 | 20 | B01632 | [5 empty] | 0 | PEJABAT TAPAK CHERAS PERDANA |  | 3 | Pass | null
256947109 | B01630 |  | 6856904 | 6856903 | BCRS/PCE/J00131/MBB01630 | 300005171 | Existing | RYB | BTHO-3 | B01623 SRI INDAH | CLOSED | CLOSED | LINK | 12.000 kV | 11 kV | GAS | 19961111 | 1996 | B960891 |  | TAMCO | TAMCO | B960891 |  | PEJABAT TAPAK CHERAS PERDANA | SUBSTATION | Unknown | Unknown | Unknown | DISTRIBUTION | TNB | CHERAS | Unknown | 75 |  |  | Unknown | Unknown |  | LINE |  | 28 | 630.000 A | 0.63 | 50 | 20 | B01630 | [5 empty] | 0 | PEJABAT TAPAK CHERAS PERDANA |  | 3 | Pass | null
256947132 | B01572 |  | 6872235 | 6872234 | BCRS/PCE/J00142/MBB01572 | 300005255 | Existing | RYB | BTHO-3 | B01571 CHERAS JAYA NO 1 | CLOSED | CLOSED | LINK | 11.000 kV | 11 kV | GAS | 19981111 | 1998 | 9826S104 |  | INDKOM | INDKOM | 9826S104 |  | TOL PLAZA BALAKONG | Unknown | Unknown | Unknown | Unknown | DISTRIBUTION | TNB | CHERAS | Unknown | 75 |  |  |  | Unknown |  |  |  | 28 | 630.000 A | 0.63 | 50 | 20 | B01572 | [5 empty] | 0 | PLAZA TOL BALAKONG |  | 3 | Pass | null
256947136 | B01574 |  | 6872238 | 6872237 | BCRS/PCE/J00142/MBB01572 | 300005255 | Existing | RYB | BTHO-3 | BTHO-3 | CLOSED | CLOSED | LINK | 11.000 kV | 11 kV | GAS | 19981111 | 1998 | 9826S104 |  | INDKOM | INDKOM | 9826S104 |  | TOL PLAZA BALAKONG | Unknown | Unknown | Unknown | Unknown | DISTRIBUTION | TNB | CHERAS | Unknown | 75 |  |  |  | Unknown |  |  |  | 28 | 630.000 A | 0.63 | 50 | 20 | B01574 | [5 empty] | 0 | PLAZA TOL BALAKONG |  | 3 | Pass | null
256947240 | B04394 |  | 6852200 | 6852199 | BCRS/PCE/J00663/MBB04394 | 300270673 | Existing | RYB | BLKG-13 | B04399 BUKIT BAYU NO 4 | CLOSED | CLOSED | LINK | 12.000 kV | 11 kV | GAS | 19991101 | 1999 | B993170 |  | FALCON BETA | TAMCO |  |  | BUKIT BAYU NO 3 | Unknown | Unknown | Unknown | Unknown | DISTRIBUTION | TNB | CHERAS | Unknown | 75 |  |  |  | Unknown |  |  |  | 28 | 630.000 A | 0.63 | 50 | 20 | B04394 | [5 empty] | 0 | BUKIT BAYU NO 3 |  | 3 | Pass | null
256947244 | B04396 |  | 6852203 | 6852202 | BCRS/PCE/J00663/MBB04394 | 300270673 | Existing | RYB | BLKG-13 | B04392 BUKIT BAYU NO 2 | CLOSED | CLOSED | LINK | 12.000 kV | 11 kV | GAS | 19991101 | 1999 | B993170 |  | FALCON BETA | TAMCO |  |  | BUKIT BAYU NO 3 | Unknown | Unknown | Unknown | Unknown | DISTRIBUTION | TNB | CHERAS | Unknown | 75 |  |  |  | Unknown |  |  |  | 28 | 630.000 A | 0.63 | 50 | 20 | B04396 | [5 empty] | 0 | BUKIT BAYU NO 3 |  | 3 | Pass | null
256947273 | B07874 |  | 6852912 | 6852911 | BCRS/PCE/J00590/MBB07871 | 300269173 | Existing | RYB | TAMI-6 | B07875 NO1,JLN BALAKONG JAYA 25 | CLOSED | CLOSED | LINK | 12.000 kV | 11 kV | GAS | 20041101 | 2004 | 2L2T/04/102 |  | TOPRANK | TOPRANK | 2L2T/04/102 |  | SRI PULAI | Unknown | Unknown | Unknown | Unknown | DISTRIBUTION | TNB | CHERAS | Unknown | 75 |  |  | Unknown | Unknown |  | Unknown |  | 28 | 630.000 A | 0.63 | 50 | 20 | B07874 | [5 empty] | 0 | SERI PULAI |  | 3 | Pass | null
256947279 | B07871 |  | 6852930 | 6852929 | BCRS/PCE/J00590/MBB07871 | 300269173 | Existing | RYB | TAMI-6 | B08087 TAMAN PUTRA BUDIMAN PHA | CLOSED | CLOSED | LINK | 12.000 kV | 11 kV | GAS | 20041101 | 2004 | 2L2T/04/102 |  | TOPRANK | TOPRANK | 2L2T/04/102 |  | SRI PULAI | Unknown | Unknown | Unknown | Unknown | DISTRIBUTION | TNB | CHERAS | Unknown | 75 |  |  | Unknown | Unknown |  | Unknown |  | 28 | 630.000 A | 0.63 | 50 | 20 | B07871 | [5 empty] | 0 | SERI PULAI |  | 3 | Pass | null
256947302 | B01986 |  | 6854802 | 6854801 | BCRS/PCE/J00630/MBB01984 | 300270152 | Existing | RYB | BLKG-11 | SIN YEE SENG NO 2 | CLOSED | CLOSED | LINK | 12.000 kV | 11 kV | GAS | 19961111 | 1996 | B960826 |  | FALCON BETA | TAMCO | B960826 |  | SIN YEE SENG | SUBSTATION | Unknown | Unknown | Unknown | DISTRIBUTION | TNB | CHERAS | Unknown | 75 |  |  |  | Unknown |  |  |  | 28 | 630.000 A | 0.63 | 50 | 20 | B01986 | [5 empty] | 0 | SIN YEE SENG NO 1 |  | 3 | Pass | null
256947306 | B01984 |  | 6854805 | 6854804 | BCRS/PCE/J00630/MBB01984 | 300270152 | Existing | RYB | BLKG-11 | B01983 TAN KOK KWAH | CLOSED | CLOSED | LINK | 12.000 kV | 11 kV | GAS | 19961111 | 0 | B960826 |  | FALCON BETA | TAMCO | B960826 |  | SIN YEE SENG | SUBSTATION | Unknown | Unknown | Unknown | DISTRIBUTION | TNB | CHERAS | Unknown | 75 |  |  |  | Unknown |  |  |  | 28 | 630.000 A | 0.63 | 50 | 20 | B01984 | [5 empty] | 0 | SIN YEE SENG NO 1 |  | 3 | Pass | null
256947327 | B01670 |  | 6855668 | 6855667 | BCRS/PCE/J00561/MBB05432 | 300268931 | Existing | RYB | BTHO-2 | B01669 CHERAS PERDANA RIA | CLOSED | CLOSED | LINK | 12.000 kV | 11 kV | GAS | 18/07/1998 | 0 | N/A |  | MERLIN GERIN | MERLIN GERIN | N/A |  | GRAMEX (LEE AH PIR) | Unknown | Unknown | Unknown | Unknown | DISTRIBUTION | TNB | CHERAS | Unknown | 75 |  |  |  | Unknown |  |  |  | 28 | 630.000 A | 0.63 | 50 | 20 | B01670 | [5 empty] | 0 | GRAMMEX (LEE AH PIR) |  | 3 | Pass | null
256947332 | B05482 |  | 6855680 | 6855679 | BCRS/PCE/J00561/MBB05432 | 300268931 | Existing | RYB | BTHO-2 | SPARE(GRAMMEX (LEE AH PIR) | OPEN | OPEN | LINK | 12.000 kV | 11 kV | GAS | 18/07/1998 | 0 | N/A |  | MERLIN GERIN | MERLIN GERIN | N/A |  | GRAMEX (LEE AH PIR) | Unknown | Unknown | Unknown | Unknown | DISTRIBUTION | TNB | CHERAS | Unknown | 75 |  |  |  | Unknown |  |  |  | 28 | 630.000 A | 0.63 | 50 | 20 | B05482 | [5 empty] | 0 | GRAMMEX (LEE AH PIR) |  | 3 | Pass | null
256947355 | B01983 | PE SIN YEE SENG NO 1 | 6857619 | 6857618 | BCRS/PCE/J00629/MBB01981 | 300270149 | Existing | RYB | BLKG-11 | B01984 PE SIN YEE SENG NO 1 | CLOSED | CLOSED | LINK | 12.000 kV | 11 kV | GAS | 19951111 | 1995 | B950633 | UNDEFINED | FALCON BETA | TAMCO | B950633 |  | TAN KOK KWAH | SUBSTATION | Unknown | Unknown | Unknown | DISTRIBUTION | TNB | CHERAS | Unknown | 75 |  |  | Unknown | Unknown |  | Unknown |  | 28 | 630.000 A | 20 | 50 | 20 | B01983 | Unknown |  |  |  |  | 0 | TAN KOK KWAH |  | 3 | Pass | null
256947359 | B01981 | PE LFIP 7 | 6857622 | 6857621 | BCRS/PCE/J00629/MBB01981 | 300270149 | Existing | RYB | BLKG-11 | B01980 PE LFIP 7 | CLOSED | CLOSED | LINK | 12.000 kV | 11 kV | GAS | 19951111 | 1995 | B950633 | Unknown | FALCON BETA | TAMCO | B950633 |  | TAN KOK KWAH | SUBSTATION | Unknown | Unknown | Unknown | DISTRIBUTION | TNB | CHERAS | Unknown | 75 |  |  | Unknown | Unknown |  | Unknown |  | 28 | 630.000 A | 20 | 50 | 20 | B01981 | Unknown |  |  |  |  | 0 | TAN KOK KWAH |  | 3 | Pass | null
256947381 | B01640 | PE JLN MEGAH 2/2 TAMAN MEGAH | 6860530 | 6860529 | BCRS/PCE/J00128/MBB01640 | 300005159 | Existing | RYB | BTHO-7 | B08173 PE JLN MEGAH 2/2 TAMAN MEGAH | CLOSED | CLOSED | LINK | 12.000 kV | 11 kV | GAS | 20101101 | 0 | R97076-505R | Unknown | VEI | VEI | 26550 |  | TMN CHERAS PERDANA NO 5 | SUBSTATION | Unknown | Unknown | Unknown | DISTRIBUTION | TNB | CHERAS | Unknown | 75 |  |  | Unknown | Unknown |  | Unknown |  | 28 | 400.000 A | 0.63 | 50 | 20 | B01640 | Unknown |  |  |  |  | 0 | CHERAS PERDAN NO 5 |  | 3 | Pass | null
256947386 | B01642 | PE TAMAN CHERAS PERDANA NO 4 | 6860542 | 6860541 | BCRS/PCE/J00128/MBB01640 | 300005159 | Existing | RYB | BTHO-7 | B01643 PE TAMAN CHERAS PERDANA NO 4 | CLOSED | CLOSED | LINK | 12.000 kV | 11 kV | GAS | 20101101 | 0 | R07035-67R | Unknown | VEI | VEI | 26550 |  | TMN CHERAS PERDANA NO 5 | SUBSTATION | Unknown | Unknown | Unknown | DISTRIBUTION | TNB | CHERAS | Unknown | 75 |  |  | Unknown | Unknown |  | Unknown |  | 28 | 400.000 A | 0.63 | 50 | 20 | B01642 | Unknown |  |  |  |  | 0 | CHERAS PERDAN NO 5 |  | 3 | Pass | null
256947408 | B01295 | PE R.S DEVELOPMENT | 6866025 | 6866024 | BCRS/PCE/J00626/MBB01293 | 310282206 | Existing | RYB | TAMI-7 | B01296 PE R.S DEVELOPMENT | CLOSED | CLOSED | LINK | 11.000 kV | 11 kV | SF6 |  | 0 | 97022-234R | Unknown | LUCY | OTHERS | SF00085766 |  | CCP | SUBSTATION | Unknown | Unknown | Unknown | DISTRIBUTION | TNB | CHERAS | Unknown | 75 |  |  | Unknown | Unknown |  | Unknown |  | 28 | 400.000 A | 0.4 | 50 | 20 | B01295 | Unknown |  |  |  |  | 0 | CCP |  | 3 | Pass | null
256947413 | B01293 | PE ENGTEX METAL SDN BHD | 6866038 | 6866037 | BCRS/PCE/J00626/MBB01293 | 310282206 | Existing | RYB | TAMI-7 | B01290 PE ENGTEX METAL SDN BHD | CLOSED | OPEN | LINK | 11.000 kV | 11 kV | SF6 |  | 0 | 97122-214R | Unknown | LUCY | OTHERS | SF00085766 |  | CCP | SUBSTATION | Unknown | Unknown | Unknown | DISTRIBUTION | TNB | CHERAS | Unknown | 75 |  |  | Unknown | Unknown |  | Unknown |  | 28 | 400.000 A | 0.4 | 50 | 20 | B01293 | Unknown |  |  |  |  | 0 | CCP |  | 3 | Pass | null
256947438 | B02190 |  | 26355240 | 26355239 | BCRS/PCE/J00053/MBB02192 | 300004282 | Existing | RYB |  | B05091 RMH PNGS TMN PERKASA NO3 | CLOSED | CLOSED | LINK | 12.000 kV | 11 kV | GAS | 19991101 | 2008 | E281673 |  | FALCON BETA | TAMCO | E281673 |  | TMN UDA MURNI | SUBSTATION | Unknown | Unknown | Unknown | DISTRIBUTION | TNB | CHERAS | Unknown | 75 |  |  |  | Unknown |  | LINE |  | 28 | 630.000 A | 0.63 | 50 | 20 | B02190 | Unknown |  |  |  |  | 0 | TAMAN UDA MURNI |  | 3 | Pass | null
256947442 | B10546 |  | 26355254 | 26355253 | BCRS/PCE/J00053/MBB02192 | 300004282 | Existing | RYB |  | PPU MHCR FDR 7 | CLOSED | OPEN | LINK |  | 11 kV | GAS | 19991101 | 0 |  |  | FALCON BETA | TAMCO | E281673 |  | TMN UDA MURNI | SUBSTATION | Unknown | Unknown | Unknown | DISTRIBUTION | TNB | CHERAS | Unknown | 75 |  |  |  | Unknown |  | LINE |  | 28 |  | 0.63 | 50 | 20 | B10546 | [5 empty] | 0 | TAMAN UDA MURNI |  | 3 | Pass | null
256947447 | B02192 |  | 26355265 | 26355268 | BCRS/PCE/J00053/MBB02192 | 300004282 | Existing | RYB |  | B02193 DESA RAYA | OPEN | CLOSED | LINK | 12.000 kV | 11 kV | GAS | 19991101 | 2008 | E281673 |  | FALCON BETA | TAMCO | E281673 |  | TMN UDA MURNI | SUBSTATION | Unknown | Unknown | Unknown | DISTRIBUTION | TNB | CHERAS | Unknown | 75 |  |  |  | Unknown |  | LINE |  | 28 | 630.000 A | 0.63 | 50 | 20 | B02192 | Unknown |  |  |  |  | 0 | TAMAN UDA MURNI |  | 3 | Pass | null
256947477 | B07473 | PE TMN SEGAR PERDANA 5 | 7020582 | 7020591 | BCRS/PCE/J00022/MBB05465 | 300004143 | Existing | RYB | TMASS-4 | B07076 TMN SEGAR PERDANA 5 | CLOSED | CLOSED | LINK | 11.000 kV | 11 kV | GAS | 19991101 | 2002 | 0221S054 | Unknown | F_and_G | MERLIN GERIN | 0221S054 |  | TMN CHERAS AWANA NO 3 | SUBSTATION | Unknown | Unknown | Unknown | DISTRIBUTION | TNB | CHERAS | Unknown | 75 |  |  | Unknown | Unknown |  | LINE |  | 28 | 630.000 A | 0.63 | 50 | 22 | B07473 | Unknown |  |  |  |  | 0 | CHERAS AWANA NO 3 |  | 3 | Pass | null
256947487 | B05465 | B07471 | 7020589 | 7020602 | BCRS/PCE/J00022/MBB05465 | 300004143 | Existing | RYB | TMASS-4 | B05465 LOOPING | CLOSED | CLOSED | LINK | 11.000 kV | 11 kV | GAS | 19991101 | 2002 | 0221S054 | UNDEFINED | F_and_G | MERLIN GERIN | 0221S054 |  | TMN CHERAS AWANA NO 3 | Unknown | Unknown | Unknown | Unknown | DISTRIBUTION | TNB | CHERAS | Unknown | 75 |  |  | Unknown | Unknown |  | LINE |  | 28 | 630.000 A | 0.63 | 50 | 22 | B05465 | Unknown |  |  |  |  | 0 | CHERAS AWANA NO 3 |  | 3 | Pass | null
256947498 | B07471 | B07471 LOOPING | 7021928 | 7021927 | BCRS/PCE/J00022/MBB02142 | 300004141 | Existing | RYB | TMASS-4 | B07471 LOOPING | CLOSED | CLOSED | LINK | 12.000 kV | 11 kV | GAS | 19991101 | 0 | 364503 | Unknown | MERLIN GERIN | INDKOM | N/A |  | TMN CHERAS AWANA NO 3 | SUBSTATION | Unknown | Unknown | Unknown | DISTRIBUTION | TNB | CHERAS | Unknown | 75 |  |  | Unknown | Unknown |  | LINE |  | 28 | 630.000 A | 0.63 | 50 | 18.4 | B07471 | Unknown |  |  |  |  | 0 | CHERAS AWANA NO 3 |  | 3 | Pass | null
256947503 | B02142 | PE TMN ONE LAGENDA | 7021934 | 7021933 | BCRS/PCE/J00022/MBB02142 | 300004141 | Existing | RYB | TMASS-4 | B12049 PE TMN ONE LAGENDA | CLOSED | CLOSED | LINK | 12.000 kV | 11 kV | GAS | 19991101 | 0 | 364503 | Unknown | MERLIN GERIN | INDKOM | N/A |  | TMN CHERAS AWANA NO 3 | SUBSTATION | Unknown | Unknown | Unknown | DISTRIBUTION | TNB | CHERAS | Unknown | 75 |  |  | Unknown | Unknown |  | LINE |  | 28 | 630.000 A | 0.63 | 50 | 18.4 | B02142 | Unknown |  |  |  |  | 0 | CHERAS AWANA NO 3 |  | 3 | Pass | null
256947525 | B01898 | B01899 MASTER JAYA | 6795353 | 6795352 | BCRS/PCE/J00406/MBB01896 | 300011151 | Existing | RYB | BLKG-1 | B01899 MASTER JAYA | CLOSED | CLOSED | LINK | 12.000 kV | 11 kV | GAS | 18/07/1998 | 0 | N/A |  | MERLIN GERIN | INDKOM | N/A |  | COSMO ENGINEERING | SUBSTATION | Unknown | Unknown | Unknown | DISTRIBUTION | TNB | CHERAS | Unknown | 75 |  |  |  | Unknown |  | LINE |  | 28 | 630.000 A | 0.63 | 50 | 20 | B01898 | Unknown |  |  |  |  | 0 | COSMO ENGINEERING |  | 3 | Pass | null
256947530 | B01896 | B01895 GENERAL LABEL | 6795366 | 6795365 | BCRS/PCE/J00406/MBB01896 | 300011151 | Existing | RYB | BLKG-1 | B01895 GENERAL LABEL | CLOSED | CLOSED | LINK | 12.000 kV | 11 kV | GAS | 18/07/1998 | 0 | N/A |  | MERLIN GERIN | INDKOM | N/A |  | COSMO ENGINEERING | SUBSTATION | Unknown | Unknown | Unknown | DISTRIBUTION | TNB | CHERAS | Unknown | 75 |  |  |  | Unknown |  | LINE |  | 28 | 630.000 A | 0.63 | 50 | 20 | B01896 | Unknown |  |  |  |  | 0 | COSMO ENGINEERING |  | 3 | Pass | null
256947849 | B01893 | BLKG- 1 | 6795259 | 6795258 | BCRS/PCE/J00407/MBB01893 | 300011155 | Existing | RYB | BLKG-1 | B13511 PADAT TK TENT | CLOSED | CLOSED | LINK | 12.000 kV | 11 kV | GAS | 19911101 | 1991 | N/A |  | F_and_G | INDKOM | 62109390/270 |  | GENERAL LABEL | SUBSTATION | Unknown | Unknown | Unknown | DISTRIBUTION | TNB | CHERAS | Unknown | 75 |  |  |  | Unknown |  | LINE |  | 28 | 630.000 A | 0.63 | 50 | 22 | B01893 | Unknown |  |  |  |  | 0 | GENERAL LABEL |  | 3 | Pass | null
256947853 | B01895 |  | 6795262 | 6795261 | BCRS/PCE/J00407/MBB01893 | 300011155 | Existing | RYB | BLKG-1 | B01896 COSMO ENG | CLOSED | CLOSED | LINK | 12.000 kV | 11 kV | SF6 | 19911101 | 1991 | N/A |  | F_and_G | INDKOM | 62109390/270 |  | GENERAL LABEL | SUBSTATION | Unknown | Unknown | Unknown | DISTRIBUTION | TNB | CHERAS | Unknown | 75 |  |  |  | Unknown |  | LINE |  | 28 | 630.000 A | 0.63 | 50 | 22 | B01895 | Unknown |  |  |  |  | 0 | GENERAL LABEL |  | 3 | Pass | null
256947876 | B02097 |  | 6791890 | 6791889 | BCRS/PCE/J00155/MBB02097 | 300005323 | Existing | RYB | LMAS-14 | B02096 TAMAN PUTERI NO 5 | CLOSED | CLOSED | LINK | 11.000 kV | 11 kV | GAS | 20001101 | 0 | R97076-145R |  | INDKOM | INDKOM | 1005312431 |  | TMN MUDUN | Unknown | Unknown | Unknown | Unknown | DISTRIBUTION | TNB | CHERAS | Unknown | 75 |  |  |  | Unknown |  |  |  | 28 | 400.000 A | 0.63 | 50 | 20 | B02097 | [5 empty] | 0 | TAMAN MUDUN |  | 3 | Pass | null
256947880 | B02099 |  | 6791893 | 6791892 | BCRS/PCE/J00155/MBB02097 | 300005323 | Existing | RYB | LMAS-14 | B10363 TAMAN WANGSA CHERAS NO.1 | CLOSED | CLOSED | LINK | 11.000 kV | 11 kV | GAS | 20001101 | 0 | J3666/1/R-753 |  | INDKOM | INDKOM | 1005312431 |  | TMN MUDUN | Unknown | Unknown | Unknown | Unknown | DISTRIBUTION | TNB | CHERAS | Unknown | 75 |  |  |  | Unknown |  |  |  | 28 | 400.000 A | 0.63 | 50 | 20 | B02099 | [5 empty] | 0 | TAMAN MUDUN |  | 3 | Pass | null
256947909 | B07666 | B07666 | 6791937 | 6791936 | BCRS/PCE/J00568/MBB07663 | 300268954 | Existing | RYB | BTHO-4 | B07667 TMN ORKID NO 3 | CLOSED | CLOSED | LINK | 12.000 kV | 11 kV | GAS | 20041101 | 2004 | D242414 |  | FALCON BETA | TAMCO | D242414 | N/A | TMN ORKID NO 1 | SUBSTATION | Unknown | Unknown | Unknown | DISTRIBUTION | TNB | CHERAS | Unknown | 75 |  |  | Unknown | Unknown |  | LINE |  | 28 | 630.000 A | 0.63 | 50 | 20 | B07666 | NO | N/A |  |  |  | 0 | TAMAN ORKID NO 1 |  | 3 | Pass | null
256947915 | B07663 | B07663 | 6791955 | 6791954 | BCRS/PCE/J00568/MBB07663 | 300268954 | Existing | RYB | BTHO-4 | B09935 JLN ORKID 5 TMN ORKID | CLOSED | CLOSED | LINK | 12.000 kV | 11 kV | GAS | 20041101 | 2004 | D242414 |  | FALCON BETA | TAMCO | D242414 | N/A | TMN ORKID NO 1 | SUBSTATION | Unknown | Unknown | Unknown | DISTRIBUTION | TNB | CHERAS | Unknown | 75 |  |  | Unknown | Unknown |  | LINE |  | 28 | 630.000 A | 0.63 | 50 | 20 | B07663 | NO | N/A |  |  |  | 0 | TAMAN ORKID NO 1 |  | 3 | Pass | null
256947944 | B07667 | B07667 | 6932683 | 6932682 |  |  | Existing | RYB | BTHO-4 | B07666 TMN ORKID NO 1 | CLOSED | CLOSED | LINK | 12.000 kV | 11 kV | GAS |  | 2006 | 23936 |  | VEI | VEI | 23936 | N/A | TAMAN ORKID NO 3 | SUBSTATION | Unknown | Unknown | Unknown | DISTRIBUTION | TNB | CHERAS | Unknown | 75 |  |  | Unknown | Unknown |  | LINE |  | 28 | 630.000 A | 0.63 | 50 | 20 | B07667 | NO | N/A |  |  |  | 0 | TMN ORKID NO 3 |  | 3 | Pass | null
256947950 | B07669 | B07669 | 6932705 | 6932704 |  |  | Existing | RYB | BTHO-4 | B10263 P'PURI CASUARINA SG SRG | CLOSED | CLOSED | LINK | 12.000 kV | 11 kV | GAS |  | 2006 | 23936 |  | VEI | VEI | 23936 | N/A | TAMAN ORKID NO 3 | SUBSTATION | Unknown | Unknown | Unknown | DISTRIBUTION | TNB | CHERAS | Unknown | 75 |  |  | Unknown | Unknown |  | LINE |  | 28 | 630.000 A | 0.63 | 50 | 20 | B07669 | NO | N/A |  |  |  | 0 | TMN ORKID NO 3 |  | 3 | Pass | null
256947973 | B02102 |  | 6792871 | 6792870 | BCRS/PCE/J00156/MB1 | 300005329 | Existing | RYB | LMAS-14 | B09408 SUNWAY CHERAS NO 1 | CLOSED | CLOSED | LINK | 11.000 kV | 11 kV | OIL | 19941101 | 0 | R17163-101R |  | TAMCO | TAMCO | H17017-6211 |  | WANGSA CHERAS | Unknown | Unknown | Unknown | Unknown | DISTRIBUTION | TNB | CHERAS | Unknown | 75 |  |  |  | Unknown |  |  |  | 28 | 400.000 A | 0.63 | 50 | 20 | B02102 | [5 empty] | 0 | TAMAN WANGSA CHERAS |  | 3 | Pass | null
256947977 | B02100 |  | 6792874 | 6792873 | BCRS/PCE/J00156/MB1 | 300005329 | Existing | RYB | LMAS-14 | B10365 TAMAN WANGSA CHERAS NO.1 | CLOSED | CLOSED | LINK | 11.000 kV | 11 kV | OIL | 19941101 | 0 | R17163-115R |  | TAMCO | TAMCO | H17017-6211 |  | WANGSA CHERAS | Unknown | Unknown | Unknown | Unknown | DISTRIBUTION | TNB | CHERAS | Unknown | 75 |  |  |  | Unknown |  |  |  | 28 | 400.000 A | 0.63 | 50 | 20 | B02100 | [5 empty] | 0 | TAMAN WANGSA CHERAS |  | 3 | Pass | null
256948007 | B02904 | PE PANGSAPURI SRI JASA | 6797236 | 6797235 | BCRS/PCE/J00827/MB1 | 300447510 | Existing | RYB | PBEL(P)-1 | B02903 PE PANGSAPURI SRI JASA | CLOSED | OPEN | LINK | 11.000 kV | 11 kV | GAS | 20111111 | 1998 | LM 1880108 | Unknown | OMAZABAL | VEI | LM 1851818 |  | CHIP NGAI | SUBSTATION | Unknown | Unknown | Unknown | DISTRIBUTION | TNB | CHERAS | Unknown | 75 |  |  | Unknown | Unknown |  | Unknown |  | 28 | 630.000 A | 0.63 | 50 | 20 | B02904 | Unknown |  |  |  |  | 0 | CHIP NGAI |  | 3 | Pass | null
256948012 | B02906 | PE TMN SG BESI INDAH NO.8 | 6797249 | 6797248 | BCRS/PCE/J00827/MB1 | 300447510 | Existing | RYB | PBEL(P)-1 | B05737 PE TMN SG BESI INDAH NO.8 | CLOSED | CLOSED | LINK | 11.000 kV | 11 kV | GAS | 20111111 | 1998 | LM 1880108 | Unknown | OMAZABAL | VEI | LM 1851818 |  | CHIP NGAI | SUBSTATION | Unknown | Unknown | Unknown | DISTRIBUTION | TNB | CHERAS | Unknown | 75 |  |  | Unknown | Unknown |  | Unknown |  | 28 | 630.000 A | 0.63 | 50 | 20 | B02906 | Unknown |  |  |  |  | 0 | CHIP NGAI |  | 3 | Pass | null
256948041 | B04453 | B04453 | 6857525 | 6857524 | BCRS/PCE/J00597/MBB04452 | 300269186 | Existing | RYB | TAMI-5 | B00641 NO 1 BALAKONG JAYA | CLOSED | CLOSED | LINK | 12.000 kV | 11 kV | GAS | 20061101 | 2006 | 23755 |  | VEI | VEI | 23755 | NOT AVAILABLE | NO 4 JLN 11 TMN BALAKONG JAYA | SUBSTATION | Unknown | Unknown | Unknown | DISTRIBUTION | TNB | CHERAS | Unknown | 75 |  |  |  | Unknown |  | LINE |  | 28 | 630.000 A | 0.63 | 50 | 20 | B04453 | NO | NOT AVAILABLE |  |  |  | 0 | 4 JLN 11 TAMAN BELAKONG JAYA |  | 3 | Pass | null
256948047 | B04452 | B04452 | 6857543 | 6857542 | BCRS/PCE/J00597/MBB04452 | 300269186 | Existing | RYB | TAMI-5 | B10179 BAYU COURT | CLOSED | CLOSED | LINK | 12.000 kV | 11 kV | GAS | 20061101 | 2006 | 23755 |  | VEI | VEI | 23755 | NOT AVAILABLE | NO 4 JLN 11 TMN BALAKONG JAYA | SUBSTATION | Unknown | Unknown | Unknown | DISTRIBUTION | TNB | CHERAS | Unknown | 75 |  |  |  | Unknown |  | LINE |  | 28 | 630.000 A | 0.63 | 50 | 20 | B04452 | NO | NOT AVAILABLE |  |  |  | 0 | 4 JLN 11 TAMAN BELAKONG JAYA |  | 3 | Pass | null
256948076 | B06305 | JLN BUDIMAN 1/2 TMN PTR BDIMAN | 6866986 | 6866985 | BCRS/PCE/J00586/MBB06305 | 300269160 | Existing | RYB | TAMI-6 | B08085 JLN BDMN 1/2 TMN PTR BU | CLOSED | CLOSED | LINK | 12.000 kV | 11 kV | GAS | 20021101 | 2002 | CV 720054-01021/006 | Unknown | SIEMENS | SIEMENS | CV 720054-01021/006 |  | TMN PUTRA BUDIMAN NO 2 | Unknown | Unknown | Unknown | Unknown | DISTRIBUTION | TNB | CHERAS | Unknown | 75 |  |  | Unknown | Unknown |  |  |  | 28 | 630.000 A | 20 | 50 | 20 | B06305 | Unknown |  |  |  |  | 0 | TMN PUTRA BUDIMAN NO 2 |  | 3 | Pass | null
256948082 | B06308 | TMN BUDIMAN NO 1 | 6867004 | 6867003 | BCRS/PCE/J00586/MBB06305 | 300269160 | Existing | RYB | TAMI-6 | B05080 TMN PUTRA BUDIMAN NO 1 | CLOSED | CLOSED | LINK | 12.000 kV | 11 kV | GAS | 20021101 | 2002 | CV 720054-01021/006 | Unknown | SIEMENS | SIEMENS | CV 720054-01021/006 |  | TMN PUTRA BUDIMAN NO 2 | Unknown | Unknown | Unknown | Unknown | DISTRIBUTION | TNB | CHERAS | Unknown | 75 |  |  | Unknown | Unknown |  | Unknown |  | 28 | 630.000 A | 0.63 | 50 | 20 | B06308 | YES |  |  |  |  | 0 | TMN PUTRA BUDIMAN NO 2 |  | 3 | Pass | null
256948105 | B00912 |  | 6856545 | 6856544 | BCRS/PCE/J00655/MB | 300270652 | Existing | RYB | BLKG-2 | B00913 DESA SERDANG NO 6 | CLOSED | CLOSED | LINK | 14.000 kV | 11 kV | GAS | 19981111 | 1997 | SR2M97285 |  | MERLIN GERIN | SCHNEIDER | SR2M97285 |  | DESA SERDANG NO 5 | SUBSTATION | Unknown | Unknown | Unknown | DISTRIBUTION | TNB | CHERAS | Unknown | 75 |  |  |  | Unknown |  | LINE |  | 28 | 630.000 A | 0.63 | 50 | 21 | B00912 | Unknown |  |  |  |  | 0 | DESA SERDANG NO 5 |  | 3 | Pass | null
256948109 | B00910 | BLKG - 2 | 6856548 | 6856547 | BCRS/PCE/J00655/MB | 300270652 | Existing | RYB | BLKG-2 | BLKG-2 | CLOSED | CLOSED | LINK | 14.000 kV | 11 kV | GAS | 19981111 | 1997 | SR2M97285 |  | MERLIN GERIN | SCHNEIDER | SR2M97285 |  | DESA SERDANG NO 5 | SUBSTATION | Unknown | Unknown | Unknown | DISTRIBUTION | TNB | CHERAS | Unknown | 75 |  |  |  | Unknown |  | LINE |  | 28 | 630.000 A | 0.63 | 50 | 21 | B00910 | Unknown |  |  |  |  | 0 | DESA SERDANG NO 5 |  | 3 | Pass | null
256948425 | B07591 | MSB ASAHI KOSEI NO 2 | 6851392 | 6851391 | BCRS/PCE/J00488/MB | 300430799 | Existing | RYB | TAMI-14 | MSB ASAHI KOSEI NO 2 | CLOSED | CLOSED | LINK | 11.000 kV | 11 kV | GAS | 20001101 | 2003 | 0336S080 | Unknown | F_and_G | INDKOM | 0336S080 |  | ASAHI KOSEI NO 2 | CUSTOMER | Unknown | Unknown | Unknown | DISTRIBUTION | TNB | CHERAS | Unknown | 75 |  |  | Unknown | Unknown |  | Unknown |  | 28 | 630.000 A | 0.63 | 50 | 22 | B07591 | Unknown |  |  |  |  | 0 | ASAHI KOSEI NO 2 |  | 3 | Pass | null
256948429 | B07592 | PE DAIDO AMSTAR (M) SDN BHD | 6851396 | 6851395 | BCRS/PCE/J00488/MB | 300430799 | Existing | RYB | TAMI-14 | B11248 PE DAIDO AMSTAR (M) SDN BHD | CLOSED | CLOSED | LINK | 11.000 kV | 11 kV | GAS | 20001101 | 2003 | 0336S080 | Unknown | F_and_G | INDKOM | 0336S080 |  | ASAHI KOSEI NO 2 | SUBSTATION | Unknown | Unknown | Unknown | DISTRIBUTION | TNB | CHERAS | Unknown | 75 |  |  | Unknown | Unknown |  | Unknown |  | 28 | 630.000 A | 0.63 | 50 | 20 | B07592 | Unknown |  |  |  |  | 0 | ASAHI KOSEI NO 2 |  | 3 | Pass | null
256948433 | B07590 | SS LI FONG COOPER | 6851402 | 6851401 | BCRS/PCE/J00488/MB | 300430799 | Existing | RYB | TAMI-14 | B01965 SS LI FONG COOPER | OPEN | OPEN | LINK | 11.000 kV | 11 kV | GAS | 20001101 | 2003 | 0336S080 | Unknown | F_and_G | INDKOM | 0336S080 |  | ASAHI KOSEI NO 2 | SUBSTATION | Unknown | Unknown | Unknown | DISTRIBUTION | TNB | CHERAS | Unknown | 75 |  |  | Unknown | Unknown |  | Unknown |  | 28 | 630.000 A | 0.63 | 50 | 22 | B07590 | Unknown |  |  |  |  | 0 | ASAHI KOSEI NO 2 |  | 3 | Pass | null
256948461 | B01477 |  | 6855626 | 6855625 | BCRS/PCE/J00384/MB | 300431440 | Existing | RYB |  | CABLE ABANDONE | OPEN | OPEN | LINK | 11.000 kV | 11 kV | OIL | 18/07/1998 | 0 | 5/66296/166 |  | BRUSH | TAMCO |  |  | FU YUEN | Unknown | Unknown | Unknown | Unknown | DISTRIBUTION | TNB | CHERAS | Unknown | Unknown |  |  |  | Unknown |  |  |  |  | 400.000 A | 0.4 | 13.1 | 13.1 | B01477 | [5 empty] | 0 | FU YUEN |  | 3 | Pass | null
256948465 | B01479 |  | 6855632 | 6855631 | BCRS/PCE/J00384/MB | 300431440 | Existing | RYB |  | PPU JUSCO BALAKONG CB 8 | CLOSED | CLOSED | LINK | 11.000 kV | 11 kV | OIL | 18/07/1998 | 0 | 5/66296/159 |  | BRUSH | TAMCO | 0508/6/121 |  | FU YUEN | Unknown | Unknown | Unknown | Unknown | DISTRIBUTION | TNB | CHERAS | Unknown | 75 |  |  |  | Unknown |  |  |  | 28 | 400.000 A | 0.63 | 50 | 20 | B01479 | [5 empty] | 0 | FU YUEN |  | 3 | Pass | null
256948469 | B01480 |  | 6855637 | 6855636 | BCRS/PCE/J00384/MB | 300431440 | Existing | RYB |  | B10882 PE RUMAH KEDAI JUSCO | CLOSED | CLOSED | LINK | 11.000 kV | 11 kV | OIL | 18/07/1998 | 0 | L97077-576L |  | BRUSH | TAMCO CUTLER HAMMER | 0508/6/121 |  | FU YUEN | Unknown | Unknown | Unknown | Unknown | DISTRIBUTION | TNB | CHERAS | Unknown | 75 |  |  |  | Unknown |  |  |  | 28 | 400.000 A | 0.63 | 50 | 20 | B01480 | [5 empty] | 0 | FU YUEN |  | 3 | Pass | null
256948502 | B01362 | B01362 | 6858039 | 6858038 | BCRS/PCE/J00231/MB1 | 310282240 | Existing | RYB | CJYA-5 | B01364 CHAN KWAN YING | CLOSED | CLOSED | LINK | 11.000 kV | 11 kV | GAS |  | 0 | J2735-1-6-46 |  | TOSHIBA | TOPRANK | ID3L1T BS 15 | N/A | TEXT FIBRE (THAM KOK ENG) | SUBSTATION | Unknown | Unknown | Unknown | DISTRIBUTION | TNB | CHERAS | Unknown | 75 |  |  | Unknown | Unknown |  | LINE |  | 28 | 400.000 A | 0.63 | 50 | 20 | B01362 | NO | N/A |  |  |  | 0 | THAM KOK |  | 3 | Pass | null
256948506 | B01363 | B01363 | 6858045 | 6858044 | BCRS/PCE/J00231/MB1 | 310282240 | Existing | RYB | CJYA-5 | SGLN-6 | CLOSED | CLOSED | LINK | 11.000 kV | 11 kV | GAS |  | 0 | R17161-55R | Unknown | TOSHIBA | TOPRANK | ID3L1T BS 15 | N/A | TEXT FIBRE (THAM KOK ENG) | SUBSTATION | Unknown | Unknown | Unknown | DISTRIBUTION | TNB | CHERAS | Unknown | 75 |  |  | Unknown | Unknown |  | LINE |  | 28 | 400.000 A | 0.63 | 50 | 20 | B01363 | NO | N/A |  |  |  | 0 | THAM KOK |  | 3 | Pass | null
256948510 | B01360 | B01360 | 6858050 | 6858049 | BCRS/PCE/J00231/MB1 | 310282240 | Existing | RYB | CJYA-5 | B01359 HENG KEE | CLOSED | CLOSED | LINK | 11.000 kV | 11 kV | GAS |  | 0 | J2735-1-6-73 |  | TOSHIBA | TOPRANK | ID3L1T BS 15 | N/A | TEXT FIBRE (THAM KOK ENG) | SUBSTATION | Unknown | Unknown | Unknown | DISTRIBUTION | TNB | CHERAS | Unknown | 75 |  |  | Unknown | Unknown |  | LINE |  | 28 | 400.000 A | 0.63 | 50 | 20 | B01360 | NO | N/A |  |  |  | 0 | THAM KOK |  | 3 | Pass | null
256948544 | B08845 | PE SELANGOR PAPER MILL BT.11 | 6851823 | 6851822 | BCRS/PCE/J00490/MB | 300431582 | Existing | RYB | JUBA-11 | B01493 PE SELANGOR PAPER MILL BT.11 | CLOSED | CLOSED | LINK | 12.000 kV | 11 kV | GAS | 20051101 | 2005 | 2466 | Unknown | VEI | VEI | 2466 |  | CHERAS MAJU BT 11 CHERAS | SUBSTATION | Unknown | Unknown | Unknown | DISTRIBUTION | TNB | CHERAS | Unknown | 75 |  |  | Unknown | Unknown |  | Unknown |  | 28 | 630.000 A | 0.63 | 50 | 20 | B08845 | Unknown |  |  |  |  | 0 | CHERAS MAJU |  | 3 | Pass | null
256948550 | B08848 | PE C180 BALAKONG NO 2 | 6851841 | 6851840 | BCRS/PCE/J00490/MB | 300431582 | Existing | RYB | JUBA-11 | B11044 PE C180 BALAKONG NO 2 | CLOSED | CLOSED | LINK | 12.000 kV | 11 kV | GAS | 20051101 | 2005 | 2466 | Unknown | VEI | VEI | 2466 |  | CHERAS MAJU BT 11 CHERAS | SUBSTATION | Unknown | Unknown | Unknown | DISTRIBUTION | TNB | CHERAS | Unknown | 75 |  |  | Unknown | Unknown |  | Unknown |  | 28 | 630.000 A | 0.63 | 50 | 20 | B08848 | Unknown |  |  |  |  | 0 | CHERAS MAJU |  | 3 | Pass | null
256948572 | B01359 | B01359 | 6872162 | 6872161 | BCRS/PCE/J00310/MBB01357 | 300010242 | Existing | RYB | CJYA-5 | B01360 THAM KOK | CLOSED | CLOSED | LINK | 12.000 kV | 11 kV | GAS | 19961111 | 1996 | B96092 |  | FALCON BETA | TAMCO | B960920 | N/A | HENG KEE CORPORATION | SUBSTATION | Unknown | Unknown | Unknown | DISTRIBUTION | TNB | CHERAS | Unknown | 75 |  |  | Unknown | Unknown |  | LINE |  | 28 | 630.000 A | 0.63 | 50 | 20 | B01359 | NO | N/A |  |  |  | 0 | HENG KEE CORPORATION |  | 3 | Pass | null
256948577 | B01357 | B01357 | 6872174 | 6872173 | BCRS/PCE/J00310/MBB01357 | 300010242 | Existing | RYB | CJYA-5 | B01356 WING WAH | CLOSED | CLOSED | LINK | 12.000 kV | 11 kV | GAS | 19961111 | 1996 | B96092 |  | FALCON BETA | TAMCO | B960920 | N/A | HENG KEE CORPORATION | SUBSTATION | Unknown | Unknown | Unknown | DISTRIBUTION | TNB | CHERAS | Unknown | 75 |  |  | Unknown | Unknown |  | LINE |  | 28 | 630.000 A | 0.63 | 50 | 20 | B01357 | NO | N/A |  |  |  | 0 | HENG KEE CORPORATION |  | 3 | Pass | null
256949226 | B02870 | B02870 | 6797273 | 6797272 | BCRS/PCE/J00745/MB | 300271051 | Existing | RYB | MINE-12 | B02869 IND SHIN NO 2 | CLOSED | CLOSED | LINK | 12.000 kV | 11 kV | GAS | 19961111 | 1996 | N/A |  | F_and_G | INDKOM | 9247/659 | N/A | MARVELLOUS | SUBSTATION | Unknown | Unknown | Unknown | DISTRIBUTION | TNB | CHERAS | Unknown | 75 |  |  | Unknown | Unknown |  | LINE |  | 28 | 630.000 A | 0.63 | 50 | 20 | B02870 | NO | N/A |  |  |  | 0 | MARVELOUS |  | 3 | Pass | null
256949230 | B02872 | B02872 | 6797275 | 6797274 | BCRS/PCE/J00745/MB | 300271051 | Existing | RYB | MINE-12 | MINE-12 | CLOSED | CLOSED | LINK | 12.000 kV | 11 kV | GAS | 19961111 | 1996 | N/A |  | F_and_G | INDKOM | 9247/659 | N/A | MARVELLOUS | SUBSTATION | Unknown | Unknown | Unknown | DISTRIBUTION | TNB | CHERAS | Unknown | 75 |  |  | Unknown | Unknown |  | LINE |  | 28 | 630.000 A | 0.63 | 50 | 20 | B02872 | NO | N/A |  |  |  | 0 | MARVELOUS |  | 3 | Pass | null
256949253 | B02785 | B02785 | 6797302 | 6797301 | BCRS/PCE/J00604/MB | 300269390 | Existing | RYB | MINE-9 | B08206 SEK KEB SG BESI INDAH | CLOSED | CLOSED | LINK | 16.000 kV | 11 kV | GAS | 19961111 | 0 | KSS/1166 |  | REYROLLE | EPE | KSS/1166 |  | UNITED U-LI | SUBSTATION | Unknown | Unknown | Unknown | DISTRIBUTION | TNB | CHERAS | Unknown | 75 |  |  |  | Unknown |  | LINE |  | 28 | 630.000 A | 0.63 | 50 | 21.9 | B02785 | Unknown |  |  |  |  | 0 | UNITED U-LI(M) SDN BHD |  | 3 | Pass | null
256949257 | B02783 | B02783 | 6797304 | 6797303 | BCRS/PCE/J00604/MB | 300269390 | Existing | RYB | MINE-9 | B01930 EVERLAST ALU (M) SDN BHD | CLOSED | CLOSED | LINK | 16.000 kV | 11 kV | GAS | 19961111 | 0 | KSS/1166 |  | REYROLLE | EPE | KSS/1166 |  | UNITED U-LI | SUBSTATION | Unknown | Unknown | Unknown | DISTRIBUTION | TNB | CHERAS | Unknown | 75 |  |  |  | Unknown |  | LINE |  | 28 | 630.000 A | 0.63 | 50 | 21.9 | B02783 | Unknown |  |  |  |  | 0 | UNITED U-LI(M) SDN BHD |  | 3 | Pass | null
256949287 | B09257 | PE JUTA MINES KONDOMINIUM.A | 6798720 | 6797439 | BCRS/PCE/J00623/MBB09257 | 300270118 | Existing | RYB | PBEL(P)-1 | B08921 PE JUTA MINES KONDOMINIUM.A | CLOSED | CLOSED | LINK | 12.000 kV | 11 kV | GAS | 20061111 | 2006 | 23055 | Unknown | VEI | VEI | 23055 |  | KONDO JUTA MINES BLOK B | SUBSTATION | Unknown | Unknown | Unknown | DISTRIBUTION | TNB | CHERAS | Unknown | 75 |  |  | Unknown | Unknown |  | Unknown |  | 28 | 630.000 A | 0.63 | 50 | 20 | B09257 | Unknown |  |  |  |  | 0 | JUTA MINES KONDOMINIUM B |  | 3 | Pass | null
256949292 | B09260 | PE TMN TAMING PERMAI | 6798733 | 6798732 | BCRS/PCE/J00623/MBB09257 | 300270118 | Existing | RYB | PBEL(P)-1 | B02897 PE TMN TAMING PERMAI | CLOSED | CLOSED | LINK | 12.000 kV | 11 kV | GAS | 20061111 | 2006 | 23055 | Unknown | VEI | VEI | 23055 |  | KONDO JUTA MINES BLOK B | SUBSTATION | Unknown | Unknown | Unknown | DISTRIBUTION | TNB | CHERAS | Unknown | 75 |  |  | Unknown | Unknown |  | Unknown |  | 28 | 630.000 A | 0.63 | 50 | 20 | B09260 | Unknown |  |  |  |  | 0 | JUTA MINES KONDOMINIUM B |  | 3 | Pass | null
256949618 | B08924 | PE BESI UNION | 6797398 | 6797397 | BCRS/PCE/J00612/MBB08921 | 300269925 | Existing | RYB | PBEL(P)-1 | B02896 PE BESI UNION | CLOSED | CLOSED | LINK | 12.000 kV | 11 kV | GAS | 20061101 | 2006 | 2995 | Unknown | VEI | VEI | 2995 |  | KONDO JUTA MINES BLOK A | SUBSTATION | Unknown | Unknown | Unknown | DISTRIBUTION | TNB | CHERAS | Unknown | 75 |  |  | Unknown | Unknown |  | Unknown |  | 28 | 630.000 A | 0.63 | 50 | 20 | B08924 | Unknown |  |  |  |  | 0 | JUTA MINES KONDOMINIUM A |  | 3 | Pass | null
256949623 | B08921 | PE JUTA MINES KONDOMINIUM.B | 6797411 | 6797410 | BCRS/PCE/J00612/MBB08921 | 300269925 | Existing | RYB | PBEL(P)-1 | B09257 PE JUTA MINES KONDOMINIUM.B | CLOSED | CLOSED | LINK | 12.000 kV | 11 kV | GAS | 20061101 | 2006 | 2995 | Unknown | VEI | VEI | 2995 |  | KONDO JUTA MINES BLOK A | SUBSTATION | Unknown | Unknown | Unknown | DISTRIBUTION | TNB | CHERAS | Unknown | 75 |  |  | Unknown | Unknown |  | Unknown |  | 28 | 630.000 A | 0.63 | 50 | 20 | B08921 | Unknown |  |  |  |  | 0 | JUTA MINES KONDOMINIUM A |  | 3 | Pass | null
256949653 | B02897 | PE JUTA MINES KONDOMINIUM.B | 6797336 | 6797335 | BCRS/PCE/J00559/MBB02897 | 300003256 | Existing | RYB | PBEL(P)-1 | B09260 PE JUTA MINES KONDOMINIUM.B | CLOSED | CLOSED | LINK | 11.000 kV | 11 kV | GAS | 19981111 | 1998 | 9832S076 | Unknown | INDKOM | INDKOM | 93325076 |  | TMN TANMING PERMAI | SUBSTATION | Unknown | Unknown | Unknown | DISTRIBUTION | TNB | CHERAS | Unknown | 75 |  |  | Unknown | Unknown |  | Unknown |  | 28 | 630.000 A | 0.63 | 50 | 22 | B02897 | NO | [5 empty] | TAMAN TANMING PERMAI |  | 3 | Pass | null
256949658 | B02900 | PE PANGSAPURI SRI JASA | 6797349 | 6797348 | BCRS/PCE/J00559/MBB02897 | 300003256 | Existing | RYB | PBEL(P)-1 | B02901 PE PANGSAPURI SRI JASA | CLOSED | CLOSED | LINK | 11.000 kV | 11 kV | GAS | 19981111 | 1998 | 9832S076 | Unknown | INDKOM | INDKOM | 93325076 |  | TMN TANMING PERMAI | SUBSTATION | Unknown | Unknown | Unknown | DISTRIBUTION | TNB | CHERAS | Unknown | 75 |  |  | Unknown | Unknown |  | Unknown |  | 28 | 630.000 A | 0.63 | 50 | 22 | B02900 | NO | [5 empty] | TAMAN TANMING PERMAI |  | 3 | Pass | null
256952107 | B02056 | B02056 | 6823829 | 6823840 | BCRS/PCE/J00159/MBB02054 | 300005347 | Existing | RYB | BTHO-5 | B02057 RASA SAYANG PRIMA | CLOSED | CLOSED | LINK | 11.000 kV | 11 kV | OIL | 20111111 | 0 | 97076-103R | Unknown | TAMCO | TAMCO | H18-1-257 | N/A | TMN RASA SAYANG NO 2 | SUBSTATION | Unknown | Unknown | Unknown | DISTRIBUTION | TNB | CHERAS | Unknown | 75 |  |  | Unknown | Unknown |  | LINE |  | 28 | 400.000 A | 0.63 | 50 | 21.9 | B02056 | Unknown |  |  |  |  | 0 | TAMAN RASA SAYANG NO 2 |  | 3 | Pass | null
256952116 | B02054 |  | 6823835 | 6823849 | BCRS/PCE/J00159/MBB02054 | 300005347 | Existing | RYB | BTHO-5 | B02053 TMN CHERAS MAS NO 1 | CLOSED | CLOSED | LINK | 11.000 kV | 11 kV | OIL | 20111111 | 0 | L19/1/920R | Unknown | TAMCO | TAMCO | H18-1-257 | N/A | TMN RASA SAYANG NO 2 | SUBSTATION | Unknown | Unknown | Unknown | DISTRIBUTION | TNB | CHERAS | Unknown | 75 |  |  | Unknown | Unknown |  | LINE |  | 28 | 400.000 A | 0.63 | 50 | 21.9 | B02054 | Unknown |  |  |  |  | 0 | TAMAN RASA SAYANG NO 2 |  | 3 | Pass | null
256952137 | B02057 | B02057 | 6823907 | 6823919 | BCRS/PCE/J00165/MBB02057 | 300005398 | Existing | RYB | BTHO-5 | B02056 RASA SAYANG NO 2 | CLOSED | CLOSED | LINK | 12.000 kV | 11 kV | GAS | 19991111 | 1999 | 9846S144 | Unknown | F_and_G | INDKOM | 9846S144 | N/A | RASA SAYANG PRIMA | SUBSTATION | Unknown | Unknown | Unknown | DISTRIBUTION | TNB | CHERAS | Unknown | 75 |  |  | Unknown | Unknown |  | LINE |  | 28 | 630.000 A | 0.63 | 50 | 22 | B02057 | Unknown |  |  |  |  | 0 | TAMAN RASA SAYANG PRIMA |  | 3 | Pass | null
256952141 | B02059 | B02059 | 6823908 | 6823921 | BCRS/PCE/J00165/MBB02057 | 300005398 | Existing | RYB | BTHO-5 | B02060 SRI AMAN | CLOSED | CLOSED | LINK | 12.000 kV | 11 kV | GAS | 19991111 | 1999 | 9846S144 | Unknown | F_and_G | INDKOM | 9846S144 | N/A | RASA SAYANG PRIMA | SUBSTATION | Unknown | Unknown | Unknown | DISTRIBUTION | TNB | CHERAS | Unknown | 75 |  |  | Unknown | Unknown |  | LINE |  | 28 | 630.000 A | 0.63 | 22 | 22 | B02059 | Unknown |  |  |  |  | 0 | TAMAN RASA SAYANG PRIMA |  | 3 | Pass | null
256952161 | B01773 | B01773 | 6823979 | 6823990 | BCRS/PCE/J00237/MBB01773 | 300005895 | Existing | RYB | BTHO-1 | B01772 TELEKOM | CLOSED | CLOSED | LINK | 12.000 kV | 11 kV | GAS | 20091101 | 2005 | 2565 |  | FALCON BETA | TAMCO | B21122281 |  | TMN SHAH JAYA | SUBSTATION | Unknown | Unknown | Unknown | DISTRIBUTION | TNB | CHERAS | Unknown | 75 |  |  | Unknown | Unknown |  | LINE |  | 28 | 630.000 A | 0.63 | 50 | 20 | B01773 | Unknown |  |  |  |  | 0 | TMN SHAH JAYA |  | 3 | Pass | null
256952170 | B01775 | B01775 | 6823985 | 6823999 | BCRS/PCE/J00237/MBB01773 | 300005895 | Existing | RYB | BTHO-1 | B01776 SG WAY QUARRY | CLOSED | CLOSED | LINK | 12.000 kV | 11 kV | GAS | 20091101 | 2005 | 2565 | Unknown | FALCON BETA | TAMCO | B21122281 | N/A | TMN SHAH JAYA | SUBSTATION | Unknown | Unknown | Unknown | DISTRIBUTION | TNB | CHERAS | Unknown | 75 |  |  | Unknown | Unknown |  | LINE |  | 28 | 630.000 A | 20 | 50 | 20 | B01775 | Unknown |  |  |  |  | 0 | TMN SHAH JAYA |  | 3 | Pass | null
256952185 | B02062 | B02062 | 6824331 | 6824342 | BCRS/PCE/J00158/MBB02060 | 300005341 | Existing | RYB | BTHO-5 | B05990 TMN SRI MUJUR | CLOSED | CLOSED | LINK | 12.000 kV | 11 kV | GAS | 19921111 | 0 | N/A |  | MERLIN GERIN | MERLIN GERIN | 219533 | N/A | TMN SRI AMAN | SUBSTATION | Unknown | Unknown | Unknown | DISTRIBUTION | TNB | CHERAS | Unknown | 75 |  |  | Unknown | Unknown |  | LINE |  | 28 | 630.000 A | 0.63 | 50 | 18.4 | B02062 | Unknown |  |  |  |  | 0 | TAMAN SERI AMAN |  | 3 | Pass | null
256952194 | B02060 | B02060 | 6824337 | 6824351 | BCRS/PCE/J00158/MBB02060 | 300005341 | Existing | RYB | BTHO-5 | B02059 TAMAN RASA SAYANG PRIMA | CLOSED | CLOSED | LINK | 12.000 kV | 11 kV | GAS | 19921111 | 0 | N/A | Unknown | MERLIN GERIN | MERLIN GERIN | 219533 | N/A | TMN SRI AMAN | SUBSTATION | Unknown | Unknown | Unknown | DISTRIBUTION | TNB | CHERAS | Unknown | 75 |  |  | Unknown | Unknown |  | LINE |  | 28 | 630.000 A | 18.4 | 50 | 18.4 | B02060 | Unknown |  |  |  |  | 0 | TAMAN SERI AMAN |  | 3 | Pass | null
256952225 | B07000 | B07000 | 6824204 | 6824203 | BCRS/PCE/J00426/MB | 300431445 | Existing | RYB | LMAS-10 | B07001 TMN SEGAR PERDANA NO 3 | OPEN | OPEN | LINK | 12.000 kV | 11 kV | GAS | 20031111 | 2003 | D23782 |  | FALCON BETA | TAMCO | D231782 |  | TMN SEGAR PERDANA NO 2 | SUBSTATION | Unknown | Unknown | Unknown | DISTRIBUTION | TNB | CHERAS | Unknown | 75 |  |  | Unknown | Unknown |  | LINE |  | 28 | 630.000 A | 0.63 | 50 | 20 | B07000 | Unknown |  |  |  |  | 0 | TMN SRGAR PERDANA NO 2 |  | 3 | Pass | null
256952231 | B06997 | B06997 | 6824222 | 6824221 | BCRS/PCE/J00426/MB | 300431445 | Existing | RYB | LMAS-7 | B07744 JLN SP 6/3 SEGAR PERDANA | CLOSED | CLOSED | LINK | 12.000 kV | 11 kV | GAS | 20031111 | 2003 | D23782 |  | FALCON BETA | TAMCO | D231782 |  | TMN SEGAR PERDANA NO 2 | SUBSTATION | Unknown | Unknown | Unknown | DISTRIBUTION | TNB | CHERAS | Unknown | 75 |  |  | Unknown | Unknown |  | LINE |  | 28 | 630.000 A | 0.63 | 50 | 20 | B06997 | Unknown |  |  |  |  | 0 | TMN SRGAR PERDANA NO 2 |  | 3 | Pass | null
256952250 | B01723 | B01723 | 6824458 | 6824470 | BCRS/PCE/J00246/MBB01721 | 300005963 | Existing | RYB | LMAS-4 | B01724 TMN SRI CHERAS NO 1 | OPEN | CLOSED | LINK | 12.000 kV | 11 kV | GAS | 19981101 | 2008 | B2815764 |  | FALCON BETA | TAMCO | B2815764 | N/A | TMN SRI CHERAS JAYA | SUBSTATION | Unknown | Unknown | Unknown | DISTRIBUTION | TNB | CHERAS | Unknown | 75 |  |  | Unknown | Unknown |  | LINE |  | 28 | 630.000 A | 0.63 | 50 | 20 | B01723 | NO | N/A |  |  |  | 0 | TMN SERI CHERAS JAYA |  | 3 | Pass | null
256952254 | B01721 | B01721 | 6824459 | 6824472 | BCRS/PCE/J00246/MBB01721 | 300005963 | Existing | RYB | BTHO-9 | B01720 TMN SRI CHERAS NO 3 | CLOSED | OPEN | LINK | 12.000 kV | 11 kV | GAS | 19981101 | 2008 | B2815764 |  | FALCON BETA | TAMCO | B2815764 | N/A | TMN SRI CHERAS JAYA | SUBSTATION | Unknown | Unknown | Unknown | DISTRIBUTION | TNB | CHERAS | Unknown | 75 |  |  | Unknown | Unknown |  | LINE |  | 28 | 630.000 A | 0.63 | 50 | 20 | B01721 | NO | N/A |  |  |  | 0 | TMN SERI CHERAS JAYA |  | 3 | Pass | null
256952576 | B08093 | B08093 | 6824615 | 6824614 |  |  | Existing | RYB | SGLN-12 | PERSIARAN BKT SG LONG 1 | CLOSED | CLOSED | LINK | 12.000 kV | 11 kV | GAS |  | 2004 | B248380 |  | FALCON BETA | TAMCO | B248380 | N/A | JALAN SL 14/4 | SUBSTATION | Unknown | Unknown | Unknown | DISTRIBUTION | TNB | CHERAS | Unknown | 75 |  |  | Unknown | Unknown |  | LINE |  | 28 | 630.000 A | 0.63 | 50 | 20 | B08093 | NO | N/A |  |  |  | 0 | JALAN SL 14/4 SG LONG |  | 3 | Pass | null
256952580 | B08091 | B08091 | 6824618 | 6824617 |  |  | Existing | RYB | SGLN-12 | B02375 SG LONG NO 5 | CLOSED | CLOSED | LINK | 12.000 kV | 11 kV | GAS |  | 2004 | B248380 |  | FALCON BETA | TAMCO | B248380 | N/A | JALAN SL 14/4 | SUBSTATION | Unknown | Unknown | Unknown | DISTRIBUTION | TNB | CHERAS | Unknown | 75 |  |  | Unknown | Unknown |  | LINE |  | 28 | 630.000 A | 0.63 | 50 | 20 | B08091 | NO | N/A |  |  |  | 0 | JALAN SL 14/4 SG LONG |  | 3 | Pass | null
256952602 | B08389 | B08389 | 6824678 | 6824677 | BCRS/PCE/J00462/MB | 300431558 | Existing | RYB | SGLN-12 | B08032 SEJATI HILL VILLA | CLOSED | CLOSED | LINK | 12.000 kV | 11 kV | GAS | 20041101 | 2004 | 12471 |  | VEI | VEI | 12471 | N/A | SEJATI HILL NO 2 | SUBSTATION | Unknown | Unknown | Unknown | DISTRIBUTION | TNB | CHERAS | Unknown | 75 |  |  | Unknown | Unknown |  | LINE |  | 28 | 630.000 A | 0.63 | 50 | 20 | B08389 | NO | N/A |  |  |  | 0 | SEJATI HILL VILLA NO 2 |  | 3 | Pass | null
256952606 | B08391 | B08391 | 6824681 | 6824680 | BCRS/PCE/J00462/MB | 300431558 | Existing | RYB | SGLN-12 | PERSIARAN BKT SG LONG 1 | CLOSED | CLOSED | LINK | 12.000 kV | 11 kV | GAS | 20041101 | 2004 | 12471 |  | VEI | VEI | 12471 | N/A | SEJATI HILL NO 2 | SUBSTATION | Unknown | Unknown | Unknown | DISTRIBUTION | TNB | CHERAS | Unknown | 75 |  |  | Unknown | Unknown |  | LINE |  | 28 | 630.000 A | 0.63 | 50 | 20 | B08391 | NO | N/A |  |  |  | 0 | SEJATI HILL VILLA NO 2 |  | 3 | Pass | null
256952629 | B08034 | EMERLAND POINT C | 6824735 | 6824734 | BCRS/PCE/J00477/MB | 300431572 | Existing | RYB | SGLN-12 | B08703 EMERALAND POINT C | CLOSED | CLOSED | LINK | 12.000 kV | 11 kV | GAS | 20031101 | 2003 | 17454 |  | VEI | VEI | 11754 | N/A | TMN SEJATI HILL VILLA | SUBSTATION | Unknown | Unknown | Unknown | DISTRIBUTION | TNB | CHERAS | Unknown | 75 |  |  | Unknown | Unknown |  | LINE |  | 28 | 630.000 A | 0.63 | 50 | 20 | B08034 | NO | N/A |  |  |  | 0 | TMN SEJATI HILL VILLA |  | 3 | Pass | null
256952633 | B08032 | SEJATI HILL VILLA NO.2 | 6824738 | 6824737 | BCRS/PCE/J00477/MB | 300431572 | Existing | RYB | SGLN-12 | B08389 SEJATI HILL VILLA NO 2 | CLOSED | CLOSED | LINK | 12.000 kV | 11 kV | GAS | 20031101 | 2003 | 17454 |  | VEI | VEI | 11754 | N/A | TMN SEJATI HILL VILLA | SUBSTATION | Unknown | Unknown | Unknown | DISTRIBUTION | TNB | CHERAS | Unknown | 75 |  |  | Unknown | Unknown |  | LINE |  | 28 | 630.000 A | 0.63 | 50 | 20 | B08032 | NO | N/A |  |  |  | 0 | TMN SEJATI HILL VILLA |  | 3 | Pass | null
256952662 | B07005 | PE TMN SEGAR PERDANA NO 2 | 6825612 | 6825611 | BCRS/PCE/J00514/MBB07737 | 300267967 | Existing | RYB | LMAS-10 | B07000 PE TMN SEGAR PERDANA NO 2 | CLOSED | CLOSED | LINK | 12.000 kV | 11 kV | GAS | 18/07/1998 | 2003 | D231787 | Unknown | FALCON BETA | TAMCO | D231787 |  | JLN SP 3 TMN SEGAR PERDANA | SUBSTATION | Unknown | Unknown | Unknown | DISTRIBUTION | TNB | CHERAS | Unknown | 75 |  |  | Unknown | Unknown |  | Unknown |  | 28 | 630.000 A | 0.63 | 50 | 20 | B07005 | Unknown |  |  |  |  | 0 | TAMAN SEGAR PERDANA NO 3 |  | 3 | Pass | null
256952668 | B07004 | PE TMN SEGAR PERDANA NO 4 | 6825630 | 6825629 | BCRS/PCE/J00514/MBB07737 | 300267967 | Existing | RYB | LMAS-10 | B07005 PE TMN SEGAR PERDANA NO 4 | CLOSED | CLOSED | LINK | 12.000 kV | 11 kV | GAS | 18/07/1998 | 2003 | D231787 | Unknown | FALCON BETA | TAMCO | D231787 |  | JLN SP 3 TMN SEGAR PERDANA | SUBSTATION | Unknown | Unknown | Unknown | DISTRIBUTION | TNB | CHERAS | Unknown | 75 |  |  | Unknown | Unknown |  | Unknown |  | 28 | 630.000 A | 0.63 | 50 | 20 | B07004 | Unknown |  |  |  |  | 0 | TAMAN SEGAR PERDANA NO 3 |  | 3 | Pass | null
256952701 | B02076 | B02076 | 6826666 | 6826665 | BCRS/PCE/J00147/MBB02076 | 300005283 | Existing | RYB | LMAS-7 | B02075 TMN SUNTEX | CLOSED | CLOSED | LINK | 12.000 kV | 11 kV | GAS | 20021111 | 2002 | B220492 |  | FALCON BETA | TAMCO | D231704 | N/A | TMN SRI MUJUR | SUBSTATION | Unknown | Unknown | Unknown | DISTRIBUTION | TNB | CHERAS | Unknown | 75 |  |  | Unknown | Unknown |  | LINE |  | 28 | 630.000 A | 0.63 | 50 | 20 | B02076 | NO | N/A |  |  |  | 0 | TAMAN SRI MUJUR |  | 3 | Pass | null
256952705 | B05990 | B05990 | 6826668 | 6826667 | BCRS/PCE/J00147/MBB02076 | 300005283 | Existing | RYB | LMAS-7 | LMAS-7 | CLOSED | CLOSED | LINK | 12.000 kV | 11 kV | GAS | 20021111 | 2002 | B220492 |  | FALCON BETA | TAMCO | D231704 | N/A | TMN SRI MUJUR | SUBSTATION | Unknown | Unknown | Unknown | DISTRIBUTION | TNB | CHERAS | Unknown | 75 |  |  | Unknown | Unknown |  | LINE |  | 28 | 630.000 A | 0.63 | 50 | 20 | B05990 | NO |  |  |  |  | 0 | TAMAN SRI MUJUR |  | 3 | Pass | null
256952734 | B07741 | B07741 | 6826710 | 6826709 | BCRS/PCE/J00515/MB | 300267971 | Existing | RYB | LMAS-7 | APARTMENT PERDANA HEIGHT | CLOSED | CLOSED | LINK | 12.000 kV | 11 kV | GAS | 20041111 | 2004 | D242497 |  | FALCON BETA | TAMCO | D242497 |  | JLN SP 6/3 TMN SEGAR PERDANA | SUBSTATION | Unknown | Unknown | Unknown | DISTRIBUTION | TNB | CHERAS | Unknown | 75 |  |  | Unknown | Unknown |  | LINE |  | 28 | 630.000 A | 0.63 | 50 | 20 | B07741 | Unknown |  |  |  |  | 0 | JLN SP 6/3 TMN SEGAR PERDANA |  | 3 | Pass | null
256952740 | B07744 | B07744 | 6826728 | 6826727 | BCRS/PCE/J00515/MB | 300267971 | Existing | RYB | LMAS-7 | B06997 TMN SEGAR PERDANA NO 2 | CLOSED | CLOSED | LINK | 12.000 kV | 11 kV | GAS | 20041111 | 2004 | D242497 |  | FALCON BETA | TAMCO | D242497 |  | JLN SP 6/3 TMN SEGAR PERDANA | SUBSTATION | Unknown | Unknown | Unknown | DISTRIBUTION | TNB | CHERAS | Unknown | 75 |  |  | Unknown | Unknown |  | LINE |  | 28 | 630.000 A | 0.63 | 50 | 20 | B07744 | Unknown |  |  |  |  | 0 | JLN SP 6/3 TMN SEGAR PERDANA |  | 3 | Pass | null
256952762 | B08713 | PE GARDEN PARK SG.LONG NO 3 | 6909855 | 6909854 | BCRS/PCE/J00839/MBB08713 |  | Existing | RYB | SGLN-7 | B05396 PE GARDEN PARK SG.LONG NO 3 | CLOSED | CLOSED | LINK | 11.000 kV | 11 kV | GAS |  | 2003 | 0226S207 | Unknown | F_and_G | INDKOM | 0226S207 |  | JALAN DESA BUDIMAN 1/3 NO 1 | SUBSTATION | Unknown | Unknown | Unknown | DISTRIBUTION | TNB | CHERAS | Unknown | 75 |  |  | Unknown | Unknown |  | Unknown |  | 28 | 630.000 A | 0.63 | 50 | 22 | B08713 | Unknown |  |  |  |  | 0 | JALAN DB 1/3 DESA BUDIMAN NO 1 |  | 3 | Pass | null
256952767 | B08711 | PE JALAN DESA BUDIMAN | 6909861 | 6909860 | BCRS/PCE/J00839/MBB08711 |  | Existing | RYB | SGLN-7 | B11342 PE JALAN DESA BUDIMAN | CLOSED | CLOSED | LINK | 11.000 kV | 11 kV | GAS |  | 2003 | 0226S207 | Unknown | F_and_G | INDKOM | 0226S207 |  | JALAN DESA BUDIMAN 1/3 NO 1 | SUBSTATION | Unknown | Unknown | Unknown | DISTRIBUTION | TNB | CHERAS | Unknown | 75 |  |  | Unknown | Unknown |  | Unknown |  | 28 | 630.000 A | 0.63 | 50 | 22 | B08711 | Unknown |  |  |  |  | 0 | JALAN DB 1/3 DESA BUDIMAN NO 1 |  | 3 | Pass | null
256952789 | B02396 |  | 6910030 | 6910029 | BCRS/PCE/J00218/MBB02396 | 300005777 | Existing | RYB | SGLN-5 | B02395 BDR SG LONG NO 2 | CLOSED | CLOSED | LINK | 12.000 kV | 11 kV | GAS | 19981101 | 1998 | B982439 | Unknown | FALCON BETA | TAMCO | B982439 |  | OAKHILL COMPACT | SUBSTATION | Unknown | Unknown | Unknown | DISTRIBUTION | TNB | CHERAS | Unknown | 75 |  |  | Unknown | Unknown |  | Unknown |  | 28 | 630.000 A | 0.63 | 50 | 20 | B02396 | NO |  |  |  |  | 0 | OAKHILL HOLDING SDN BHD |  | 3 | Pass | null
256952793 | B02398 | PE PANGSAPURI FOREST GREEN COMP | 6910039 | 6910038 | BCRS/PCE/J00218/MBB02396 | 300005777 | Existing | RYB | SGLN-5 | B04852 PE PANGSAPURI FOREST GREEN COMP | CLOSED | CLOSED | LINK | 12.000 kV | 11 kV | GAS | 19981101 | 1998 | B982439 | Unknown | FALCON BETA | TAMCO | B982439 |  | OAKHILL COMPACT | SUBSTATION | Unknown | Unknown | Unknown | DISTRIBUTION | TNB | CHERAS | Unknown | 75 |  |  | Unknown | Unknown |  | Unknown |  | 28 | 630.000 A | 0.63 | 50 | 20 | B02398 | NO |  |  |  |  | 0 | OAKHILL HOLDING SDN BHD |  | 3 | Pass | null
256956012 | B02392 | PE BUKIT PERMAI SG LONG | 6912261 | 6912260 | BCRS/PCE/J00214/MBB02392 | 300005744 | Existing | RYB | SGLN-5 | B04479 PE BUKIT PERMAI SG LONG | CLOSED | CLOSED | LINK | 11.000 kV | 11 kV | GAS | 20061101 | 1994 | 2037JPM | Unknown | F_and_G | INDKOM | 2037JPM |  | SG LONG NO 2 | SUBSTATION | Unknown | Unknown | Unknown | DISTRIBUTION | TNB | CHERAS | Unknown | 75 |  |  | Unknown | Unknown |  | Unknown |  | 28 | 630.000 A | 0.63 | 50 | 22 | B02392 | NO |  |  |  |  | 0 | SG LONG NO 2 |  | 3 | Pass | null
256956016 | B02395 | PE OAKHILL HOLDING SDN BHD | 6912270 | 6912269 | BCRS/PCE/J00214/MBB02392 | 300005744 | Existing | RYB | SGLN-5 | B02396 PE OAKHILL HOLDING SDN BHD | CLOSED | CLOSED | LINK | 11.000 kV | 11 kV | GAS | 20061101 | 1994 | 2037JPM | Unknown | F_and_G | INDKOM | 2037JPM |  | SG LONG NO 2 | SUBSTATION | Unknown | Unknown | Unknown | DISTRIBUTION | TNB | CHERAS | Unknown | 75 |  |  | Unknown | Unknown |  | Unknown |  | 28 | 630.000 A | 0.63 | 50 | 22 | B02395 | NO |  |  |  |  | 0 | SG LONG NO 2 |  | 3 | Pass | null
256956440 | B04852 | PE OAKHILL HOLDING SDN BHD | 6915739 | 6915738 | BCRS/PCE/J00224/MBB04850 | 300005813 | Existing | RYB | SGLN-5 | B02398 PE OAKHILL HOLDING SDN BHD | CLOSED | CLOSED | LINK | 11.000 kV | 11 kV | GAS | 20001101 | 2000 | 0026S082 | Unknown | F_and_G | INDKOM | 0026S082 |  | P/PURI FOREST GREEN COMPACT | SUBSTATION | Unknown | Unknown | Unknown | DISTRIBUTION | TNB | CHERAS | Unknown | 75 |  |  | Unknown | Unknown |  | Unknown |  | 28 | 630.000 A | 0.63 | 50 | 22 | B04852 | NO |  |  |  |  | 0 | PANGSAPURI FOREST GREEN COMPACT |  | 3 | Pass | null
256956444 | B04850 | PE PANGSAPURI FOREST GREEN | 6915742 | 6915741 | BCRS/PCE/J00224/MBB04850 | 300005813 | Existing | RYB | SGLN-5 | B04849 PE PANGSAPURI FOREST GREEN | CLOSED | CLOSED | LINK | 11.000 kV | 11 kV | GAS | 20001101 | 2000 | 0026S082 | Unknown | F_and_G | INDKOM | 0026S082 |  | P/PURI FOREST GREEN COMPACT | SUBSTATION | Unknown | Unknown | Unknown | DISTRIBUTION | TNB | CHERAS | Unknown | 75 |  |  | Unknown | Unknown |  | Unknown |  | 28 | 630.000 A | 0.63 | 50 | 22 | B04850 | NO |  |  |  |  | 0 | PANGSAPURI FOREST GREEN COMPACT |  | 3 | Pass | null
256956474 | B07124 | PE JALAN PERMAISURI 23\6 BMC | 6915803 | 6915802 | BCRS/PCE/J00468/MB | 300431564 | Existing | RYB | MHCR-2 | B14644 PE EMERALD RESIDENCE | CLOSED | CLOSED | LINK | 12.000 kV | 11 kV | GAS | 20031101 | 2003 | D231711 | Unknown | FALCON BETA | TAMCO | D231711 |  | VISTA GREEN CONDO BDR MAHKOTA CHERAS | SUBSTATION | Unknown | Unknown | Unknown | DISTRIBUTION | TNB | CHERAS | Unknown | 75 |  |  | Unknown | Unknown |  | Unknown |  | 28 | 630.000 A | 0.63 | 50 | 20 | B07124 | Unknown |  |  |  |  | 0 | VISTA GREEN CONDOMINIUM |  | 3 | Pass | null
256956478 | B07121 | PE JALAN DAYANG 17/8 | 6915812 | 6915811 | BCRS/PCE/J00468/MB | 300431564 | Existing | RYB | MHCR-2 | B07912 PE JALAN DAYANG 17/8 | CLOSED | CLOSED | LINK | 12.000 kV | 11 kV | GAS | 20031101 | 2003 | D231711 | Unknown | FALCON BETA | TAMCO | D231711 |  | VISTA GREEN CONDO BDR MAHKOTA CHERAS | SUBSTATION | Unknown | Unknown | Unknown | DISTRIBUTION | TNB | CHERAS | Unknown | 75 |  |  | Unknown | Unknown |  | Unknown |  | 28 | 630.000 A | 0.63 | 50 | 20 | B07121 | Unknown |  |  |  |  | 0 | VISTA GREEN CONDOMINIUM |  | 3 | Pass | null
256956516 | B04484 | PE BKT RASA SAYANG | 6915903 | 6915902 | BCRS/PCE/J00221/MB | 300431418 | Existing | RYB | SGLN-5 | B08866 PE BKT RASA SAYANG | CLOSED | CLOSED | LINK | 11.000 kV | 11 kV | GAS | 20001101 | 2000 | 9935S055 | Unknown | F_and_G | INDKOM | 9935S055 |  | BKT PERMAI SG LONG | SUBSTATION | Unknown | Unknown | Unknown | DISTRIBUTION | TNB | CHERAS | Unknown | 75 |  |  | Unknown | Unknown |  | Unknown |  | 28 | 630.000 A | 0.63 | 50 | 22 | B04484 | NO |  |  |  |  | 0 | BUKIT PERMAI SG LONG |  | 3 | Pass | null
256956521 | B04483 | LOOPING | 6915919 | 6915918 | BCRS/PCE/J00221/MB | 300431418 | Existing | RYB | SGLN-5 | B04480 LOOPING | CLOSED | CLOSED | LINK | 11.000 kV | 11 kV | GAS | 20001101 | 2000 | 9935S055 | Unknown | F_and_G | INDKOM | 9935S055 |  | BKT PERMAI SG LONG | SUBSTATION | Unknown | Unknown | Unknown | DISTRIBUTION | TNB | CHERAS | Unknown | 75 |  |  | Unknown | Unknown |  | Unknown |  | 28 | 630.000 A | 0.63 | 50 | 22 | B04483 | NO |  |  |  |  | 0 | BUKIT PERMAI SG LONG |  | 3 | Pass | null
256956527 | B04480 | LOOPING | 6915935 | 6915937 | BCRS/PCE/J00221/MB | 300431419 | Existing | RYB | SGLN-5 | B04483 LOOPING | CLOSED | CLOSED | LINK | 11.000 kV | 11 kV | GAS | 20001101 | 2000 | 9944S047 | Unknown | F_and_G | INDKOM | 9944S047 |  | BKT PERMAI SG LONG | INTERCONNECT (OTHER UTILITY) | Unknown | Unknown | Unknown | DISTRIBUTION | TNB | CHERAS | Unknown | 75 |  |  | Unknown | Unknown |  | Unknown |  | 28 | 630.000 A | 0.63 | 50 | 22 | B04480 | NO |  |  |  |  | 0 | BUKIT PERMAI SG LONG |  | 3 | Pass | null
256956533 | B04479 | PE BANDAR SG LONG NO 2 | 6915940 | 6915942 | BCRS/PCE/J00221/MB | 300431419 | Existing | RYB | SGLN-5 | B02392 PE BANDAR SG LONG NO 2 | CLOSED | OPEN | LINK | 11.000 kV | 11 kV | GAS | 20001101 | 2000 | 9944S047 | Unknown | F_and_G | INDKOM | 9944S047 |  | BKT PERMAI SG LONG | SUBSTATION | Unknown | Unknown | Unknown | DISTRIBUTION | TNB | CHERAS | Unknown | 75 |  |  | Unknown | Unknown |  | Unknown |  | 28 | 630.000 A | 0.63 | 50 | 22 | B04479 | NO |  |  |  |  | 0 | BUKIT PERMAI SG LONG |  | 3 | Pass | null
256956563 | B08069 | B08069 | 6917293 | 6917292 | BCRS/PCE/J00498/MB | 300431591 | Existing | RYB | MHCR2-11 | B08667 CHERAS VISTA | CLOSED | CLOSED | LINK | 11.000 kV | 11 kV | GAS | 20041101 | 2004 | 049S120 |  | INDKOM | INDKOM | 049S120 | N/A | JALAN BENTARA 1/5 BDR MAHKOTA CHERAS | SUBSTATION | Unknown | Unknown | Unknown | DISTRIBUTION | TNB | CHERAS | Unknown | 75 |  |  | Unknown | Unknown |  | LINE |  | 28 | 630.000 A | 0.63 | 50 | 20 | B08069 | NO | N/A |  |  |  | 0 | JLN BENTARA 1/5 BMC |  | 3 | Pass | null
256956567 | B08072 | B08072 | 6917302 | 6917301 | BCRS/PCE/J00498/MB | 300431591 | Existing | RYB | MHCR2-11 | B10254 JALAN SERI BUDIMAN 2/2 | CLOSED | CLOSED | LINK | 11.000 kV | 11 kV | GAS | 20041101 | 2004 | 049S120 |  | INDKOM | INDKOM | 049S120 | N/A | JALAN BENTARA 1/5 BDR MAHKOTA CHERAS | SUBSTATION | Unknown | Unknown | Unknown | DISTRIBUTION | TNB | CHERAS | Unknown | 75 |  |  | Unknown | Unknown |  | LINE |  | 28 | 630.000 A | 0.63 | 50 | 20 | B08072 | NO | N/A |  |  |  | 0 | JLN BENTARA 1/5 BMC |  | 3 | Pass | null
256956590 | B04218 | B04218 | 6920499 | 6920498 | BCRS/PCE/J00777/MBB04218 | 300271311 | Existing | RYB | JUBA-5 | B04217 3V PERABOT | OPEN | OPEN | LINK | 12.000 kV | 11 kV | GAS | 18/07/1998 | 0 | N/A |  | MERLIN GERIN | MERLIN GERIN | N/A | N/A | GIRIMAS NO 2 | SUBSTATION | Unknown | Unknown | Unknown | DISTRIBUTION | TNB | CHERAS | Unknown | 75 |  |  | Unknown | Unknown |  | LINE |  | 28 | 630.000 A | 0.63 | 50 | 20 | B04218 | NO | N/A |  |  |  | 0 | GIRIMAS NO 2 |  | 3 | Pass | null
256956594 | B04220 | B04220 | 6920508 | 6920507 | BCRS/PCE/J00777/MBB04218 | 300271311 | Existing | RYB | PMU KJNG-8 | B12214 TMN IND ANGKAT PERDANA NO 2 | CLOSED | CLOSED | LINK | 12.000 kV | 11 kV | GAS | 18/07/1998 | 0 | N/A |  | MERLIN GERIN | MERLIN GERIN | N/A | N/A | GIRIMAS NO 2 | SUBSTATION | Unknown | Unknown | Unknown | DISTRIBUTION | TNB | CHERAS | Unknown | 75 |  |  | Unknown | Unknown |  | LINE |  | 28 | 630.000 A | 0.63 | 50 | 20 | B04220 | NO | N/A |  |  |  | 0 | GIRIMAS NO 2 |  | 3 | Pass | null
256956624 | B09075 | PE BATU18 HULU LANGAT | 6924439 | 6924438 | BCRS/PCE/J00837/MBB09075 |  | Existing | RYB |  | B02287 PE BATU18 HULU LANGAT | CLOSED | CLOSED | LINK | 12.000 kV | 11 kV | GAS |  | 2005 | CV744626-000230/010 | Unknown | SIEMENS | ITEM | CV744626-000230/010 | N/A | TMN IMPIAN WARISAN LANGAT | SUBSTATION | Unknown | Unknown | Unknown | DISTRIBUTION | TNB | CHERAS | Unknown | 75 |  |  | Unknown | Unknown |  | LINE |  | 28 | 630.000 A | 0.63 | 50 | 20 | B09075 | NO | N/A |  |  |  | 0 | TAMAN IMPIAN WARISAN |  | 3 | Pass | null
256956630 | B09078 | PE KUALA PERDEK | 6924457 | 6924456 | BCRS/PCE/J00837/MBB09078 |  | Existing | RYB |  | B02288 PE KUALA PERDEK | CLOSED | CLOSED | LINK | 12.000 kV | 11 kV | GAS |  | 2005 | CV744626-000230/010 |  | SIEMENS | ITEM | CV744626-000230/010 | N/A | TMN IMPIAN WARISAN LANGAT | SUBSTATION | Unknown | Unknown | Unknown | DISTRIBUTION | TNB | CHERAS | Unknown | 75 |  |  | Unknown | Unknown |  | LINE |  | 28 | 630.000 A | 0.63 | 50 | 20 | B09078 | NO | N/A |  |  |  | 0 | TAMAN IMPIAN WARISAN |  | 3 | Pass | null
256962320 | B01402 | PE HARTA SYSTEM 1 | 6767634 | 6767633 | BCRS/PCE/J00341/MB | 300010391 | Existing | RYB | CJYA-9 | B01401 PE HARTA SYSTEM 1 | CLOSED | CLOSED | LINK | 12.000 kV | 11 kV | GAS | 19921101 | 0 | N/A | Unknown | MERLIN GERIN | MERLIN GERIN | N/A |  | UNION CAR CARPET | SUBSTATION | Unknown | Unknown | Unknown | DISTRIBUTION | TNB | CHERAS | Unknown | 75 |  |  | Unknown | Unknown |  | Unknown |  | 28 | 630.000 A | 0.63 | 50 | 20 | B01402 | Unknown |  |  |  |  | 0 | UNION CARPET |  | 3 | Pass | null
256962324 | B01404 | PE NAM MEOW | 6767637 | 6767636 | BCRS/PCE/J00341/MB | 300010391 | Existing | RYB | CJYA-9 | B01405 PE NAM MEOW | CLOSED | CLOSED | LINK | 12.000 kV | 11 kV | GAS | 19921101 | 0 | N/A | Unknown | MERLIN GERIN | MERLIN GERIN | N/A |  | UNION CAR CARPET | SUBSTATION | Unknown | Unknown | Unknown | DISTRIBUTION | TNB | CHERAS | Unknown | 75 |  |  | Unknown | Unknown |  | Unknown |  | 28 | 630.000 A | 0.63 | 50 | 20 | B01404 | Unknown |  |  |  |  | 0 | UNION CARPET |  | 3 | Pass | null
256962643 | B01395 | PE KHONG PENG | 6767711 | 6767710 | BCRS/PCE/J00343/MB | 300010395 | Existing | RYB | CJYA-9 | B01394 PE KHONG PENG | CLOSED | CLOSED | LINK | 12.000 kV | 11 kV | GAS | 20071111 | 1991 | 62109390/334 | Unknown | MERLIN GERIN | SCHNEIDER | R0731144B |  | KINKU INDUSTRIES SB | SUBSTATION | Unknown | Unknown | Unknown | DISTRIBUTION | TNB | CHERAS | Unknown | 75 |  |  | Unknown | Unknown |  | Unknown |  | 28 | 630.000 A | 0.63 | 50 | 22 | B01395 | Unknown |  |  |  |  | 0 | KINKU INDUSTRIAL S/B |  | 3 | Pass | null
256962647 | B01397 | PE HARTA SYSTEM 1 | 6767714 | 6767713 | BCRS/PCE/J00343/MB | 300010395 | Existing | RYB | CJYA-9 | B01398 PE HARTA SYSTEM 1 | CLOSED | CLOSED | LINK | 12.000 kV | 11 kV | GAS | 20071111 | 1991 | 62109390/334 | Unknown | MERLIN GERIN | SCHNEIDER | R0731144B |  | KINKU INDUSTRIES SB | SUBSTATION | Unknown | Unknown | Unknown | DISTRIBUTION | TNB | CHERAS | Unknown | 75 |  |  | Unknown | Unknown |  | Unknown |  | 28 | 630.000 A | 0.63 | 50 | 22 | B01397 | Unknown |  |  |  |  | 0 | KINKU INDUSTRIAL S/B |  | 3 | Pass | null
256963849 | B07077 | B07077 | 6758920 | 6758919 | BCRS/PCE/J00051/MBB07077 | 300431054 | Existing | RYB | TMASS-8 | B02334 NURUL IMAN | CLOSED | CLOSED | LINK | 12.000 kV | 11 kV | GAS | 20001101 | 2003 | B236866 | Unknown | FALCON BETA | TAMCO | B236866 |  | TMN SG SERAI TAMBAHAN | SUBSTATION | Unknown | Unknown | Unknown | DISTRIBUTION | TNB | CHERAS | Unknown | 75 |  |  | Unknown | Unknown |  | LINE |  | 28 | 630.000 A | 0.63 | 50 | 20 | B07077 | Unknown |  |  |  |  | 0 | TAMAN SG SERAI TAMBAHAN |  | 3 | Pass | null
256963853 | B07079 | B07079 | 6758929 | 6758928 | BCRS/PCE/J00051/MBB07077 | 300431054 | Existing | RYB | TMASS-8 | B09105 TMN PERKASA INDAH | CLOSED | CLOSED | LINK | 12.000 kV | 11 kV | GAS | 20001101 | 2003 | B236866 | Unknown | FALCON BETA | TAMCO | B236866 |  | TMN SG SERAI TAMBAHAN | SUBSTATION | Unknown | Unknown | Unknown | DISTRIBUTION | TNB | CHERAS | Unknown | 75 |  |  | Unknown | Unknown |  | LINE |  | 28 | 630.000 A | 0.63 | 50 | 20 | B07079 | Unknown |  |  |  |  | 0 | TAMAN SG SERAI TAMBAHAN |  | 3 | Pass | null
256963903 | B01371 | PERODUA SERVICE CENTRE | 6759904 | 6759903 | BCRS/PCE/J00441/MB | 300013683 | Existing | RYB | CJYA-6 | B05104 PERODUA SERVICE CENTRE | CLOSED | CLOSED | LINK | 12.000 kV | 11 kV | GAS | 19951111 | 1995 | B950020 |  | FALCON BETA | TAMCO | B90020 |  | PKNS CHERAS JAYA NO 4 | SUBSTATION | Unknown | Unknown | Unknown | DISTRIBUTION | TNB | CHERAS | Unknown | 75 |  |  |  | Unknown |  |  |  | 28 | 630.000 A | 0.63 | 50 | 20 | B01371 | [5 empty] | 0 | PKNS CHERAS JAYA NO 4 |  | 3 | Pass | null
256963907 | B01373 | CJYA CB 6 | 6759913 | 6759912 | BCRS/PCE/J00441/MB | 300013683 | Existing | RYB | CJYA-6 | CJYA-6 | CLOSED | CLOSED | LINK | 12.000 kV | 11 kV | GAS | 19951111 | 1995 | B950020 | Unknown | FALCON BETA | TAMCO | B09920 |  | PKNS CHERAS JAYA NO 4 | SUBSTATION | Unknown | Unknown | Unknown | DISTRIBUTION | TNB | CHERAS | Unknown | 75 |  |  |  | Unknown |  |  |  | 28 | 630.000 A | 0.63 | 50 | 20 | B01373 | Unknown |  |  |  |  | 0 | PKNS CHERAS JAYA NO 4 |  | 3 | Pass | null
256963937 | B08147 | B08144 | 6763156 | 6763155 |  |  | Existing | RYB | TAMI-1 | B10674 JLN IMPIAN INDAH NO. 4 | CLOSED | CLOSED | LINK | 12.000 kV | 11 kV | GAS |  | 2003 | 11326 |  | VEI | VEI | 11326 | N/A | TMN IMPIAN INDAH NO 2 | SUBSTATION | Unknown | Unknown | Unknown | DISTRIBUTION | TNB | CHERAS | Unknown | 75 |  |  | Unknown | Unknown |  | LINE |  | 28 | 630.000 A | 0.63 | 50 | 20 | B08147 | NO | N/A |  |  |  | 0 | TMN IMPIAN INDAH NO 2 |  | 3 | Pass | null
256963942 | B08144 | B08144 | 6763166 | 6763165 |  |  | Existing | RYB | TAMI-1 | B08143 TMN IMPIAN INDAH NO 1 | CLOSED | CLOSED | LINK | 12.000 kV | 11 kV | GAS |  | 2003 | 11326 |  | VEI | VEI | 11326 | N/A | TMN IMPIAN INDAH NO 2 | SUBSTATION | Unknown | Unknown | Unknown | DISTRIBUTION | TNB | CHERAS | Unknown | 75 |  |  | Unknown | Unknown |  | LINE |  | 28 | 630.000 A | 0.63 | 50 | 20 | B08144 | NO | N/A |  |  |  | 0 | TMN IMPIAN INDAH NO 2 |  | 3 | Pass | null
256963965 | B02960 | B02960 | 6879044 | 6879043 | BCRS/PCE/J00706/MBB02958 | 300270874 | Existing | RYB | BLKG-12 | B02961 NO 3 TMN SETIA BALAKONG | CLOSED | CLOSED | LINK | 11.000 kV | 11 kV | GAS | 20001101 | 2000 | 0007S072 |  | INDKOM | INDKOM | 0007S072 | N/A | NO 2 TAMAN SETIA BALAKONG | SUBSTATION | Unknown | Unknown | Unknown | DISTRIBUTION | TNB | CHERAS | Unknown | 75 |  |  | Unknown | Unknown |  | LINE |  | 28 | 630.000 A | 0.63 | 50 | 20 | B02960 | NO | N/A |  |  |  | 0 | NO 2 TMN SETIA BALAKONG |  | 3 | Pass | null
256963970 | B02958 | B02958 | 6879050 | 6879049 | BCRS/PCE/J00706/MBB02958 | 300270874 | Existing | RYB | BLKG-12 | B02957 NO 1 TMN SETIA BALAKONG | CLOSED | CLOSED | LINK | 11.000 kV | 11 kV | GAS | 20001101 | 2000 | 0007S072 |  | INDKOM | INDKOM | 0007S072 | N/A | NO 2 TAMAN SETIA BALAKONG | SUBSTATION | Unknown | Unknown | Unknown | DISTRIBUTION | TNB | CHERAS | Unknown | 75 |  |  | Unknown | Unknown |  | LINE |  | 28 | 630.000 A | 0.63 | 50 | 20 | B02958 | NO | N/A |  |  |  | 0 | NO 2 TMN SETIA BALAKONG |  | 3 | Pass | null
256963999 | B01374 | B01374 | 6769601 | 6769600 | BCRS/PCE/J00331/MB | 300431437 | Existing | RYB | CJYA-8 | B06098 KOH CABLE IND | CLOSED | CLOSED | LINK | 12.000 kV | 11 kV | GAS | 19941111 | 1994 | 62109933 |  | F_and_G | INDKOM | 62109933 | N/A | RAKAN BERSATU NO 3 | SUBSTATION | Unknown | Unknown | Unknown | DISTRIBUTION | TNB | CHERAS | Unknown | 75 |  |  | Unknown | Unknown |  | LINE |  | 28 | 630.000 A | 0.63 | 50 | 20 | B01374 | NO | N/A |  |  |  | 0 | RAKAN BERSATU NO 3 |  | 3 | Pass | null
256964005 | B01376 | B01376 | 6769619 | 6769618 | BCRS/PCE/J00331/MB | 300431437 | Existing | RYB | CJYA-8 | B06392 RAKAN BERSATU NO 4 | CLOSED | CLOSED | LINK | 12.000 kV | 11 kV | GAS | 19941111 | 1994 | 62109933 |  | F_and_G | INDKOM | 62109933 | N/A | RAKAN BERSATU NO 3 | SUBSTATION | Unknown | Unknown | Unknown | DISTRIBUTION | TNB | CHERAS | Unknown | 75 |  |  | Unknown | Unknown |  | LINE |  | 28 | 630.000 A | 0.63 | 50 | 20 | B01376 | NO | N/A |  |  |  | 0 | RAKAN BERSATU NO 3 |  | 3 | Pass | null
256964421 | B01386 | B01386 | 6788960 | 6788959 | BCRS/PCE/J00335/MBB01386 | 300510390 | Existing | RYB | TAMI-1 | B01385 IDAM SDN BHD | CLOSED | CLOSED | LINK | 12.000 kV | 11 kV | GAS |  | 1991 | 62019127/600 |  | INDKOM | INDKOM | 15032443G01 | N/A | RAKAN BERSATU NO 1 | SUBSTATION | Unknown | Unknown | Unknown | DISTRIBUTION | TNB | CHERAS | Unknown | 75 |  |  | Unknown | Unknown |  | LINE |  | 28 | 630.000 A | 0.63 | 50 | 20 | B01386 | NO | N/A |  |  |  | 0 | RAKAN BERSATU NO 1 |  | 3 | Pass | null
256964427 | B01388 | B01388 | 6788978 | 6788977 | BCRS/PCE/J00335/MBB01386 | 300510390 | Existing | RYB | TAMI-1 | B08151 TMN IMPIAN INDAH NO 3 | CLOSED | CLOSED | LINK | 12.000 kV | 11 kV | GAS |  | 1991 | 62019127/600 |  | EPE | INDKOM | 15032443G01 | N/A | RAKAN BERSATU NO 1 | SUBSTATION | Unknown | Unknown | Unknown | DISTRIBUTION | TNB | CHERAS | Unknown | 75 |  |  | Unknown | Unknown |  | LINE |  | 28 | 630.000 A | 0.63 | 50 | 20 | B01388 | NO | N/A |  |  |  | 0 | RAKAN BERSATU NO 1 |  | 3 | Pass | null
256964450 | B01604 | LIN YAU 2 | 6788894 | 6788893 | BCRS/PCE/J00323/MB1 | 310282238 | Existing | RYB | CJYA-7 | B01605 LIN YAU 2 | CLOSED | CLOSED | LINK | 11.000 kV | 11 kV | OIL |  | 0 | L97077-1721 |  | TAMCO | TAMCO | L97077-1771 |  | LIN YAU BROTHER SB | Unknown | Unknown | Unknown | Unknown | DISTRIBUTION | TNB | CHERAS | Unknown | 75 |  |  |  | Unknown |  |  |  | 28 | 400.000 A | 0.63 | 50 | 20 | B01604 | [5 empty] | 0 | LIN YAU BROTHERS SDN BHD |  | 3 | Pass | null
256964454 | B01602 | KARPOH KNITTING | 6788897 | 6788896 | BCRS/PCE/J00323/MB1 | 310282238 | Existing | RYB | CJYA-7 | B01601 KARPOH KNITTING | CLOSED | CLOSED | LINK | 11.000 kV | 11 kV | OIL |  | 0 | R97076-289R |  | TAMCO | TAMCO | L97077-1771 |  | LIN YAU BROTHER SB | Unknown | Unknown | Unknown | Unknown | DISTRIBUTION | TNB | CHERAS | Unknown | 75 |  |  |  | Unknown |  |  |  | 28 | 400.000 A | 0.63 | 50 | 20 | B01602 | [5 empty] | 0 | LIN YAU BROTHERS SDN BHD |  | 3 | Pass | null
256964477 | B01607 | LEGUAN | 6788858 | 6788857 | BCRS/PCE/J00330/MB | 300010330 | Existing | RYB | CJYA-7 | B01608 LEGUAN | CLOSED | CLOSED | LINK | 11.000 kV | 11 kV | GAS | 19991111 | 1998 | 9835S079 |  | INDKOM | INDKOM | 9835S079 |  | LIN YAU BROTHERS NO 2 | Unknown | Unknown | Unknown | Unknown | DISTRIBUTION | TNB | CHERAS | Unknown | 75 |  |  |  | Unknown |  |  |  | 28 | 630.000 A | 0.63 | 50 | 20 | B01607 | [5 empty] | 0 | LIN YAU BROTHERS NO 2 |  | 3 | Pass | null
256964481 | B01605 | LIN YAU BROTHERS | 6788861 | 6788860 | BCRS/PCE/J00330/MB | 300010330 | Existing | RYB | CJYA-7 | B01604 LIN YAU | CLOSED | CLOSED | LINK | 11.000 kV | 11 kV | GAS | 19991111 | 1998 | 9835S079 |  | INDKOM | INDKOM | 9835S079 |  | LIN YAU BROTHERS NO 2 | Unknown | Unknown | Unknown | Unknown | DISTRIBUTION | TNB | CHERAS | Unknown | 75 |  |  |  | Unknown |  |  |  | 28 | 630.000 A | 0.63 | 50 | 20 | B01605 | [5 empty] | 0 | LIN YAU BROTHERS NO 2 |  | 3 | Pass | null
256964504 | B01610 |  | 6769779 | 6769778 | BCRS/PCE/J00324/MB1 | 310282214 | Existing | RYB | CJYA-7 | B01611 FUJILITO | CLOSED | CLOSED | LINK | 11.000 kV | 11 kV | OIL |  | 0 | R17163-53R |  | TAMCO | TAMCO |  |  | LE GUAN IND SB | Unknown | Unknown | Unknown | Unknown | DISTRIBUTION | TNB | CHERAS | Unknown | Unknown |  |  |  | Unknown |  |  |  |  | 400.000 A | 0.4 | 21.9 | 21.9 | B01610 | [5 empty] | 0 | LEGUAN INDUSTRIES SDN BHD |  | 3 | Pass | null
256964508 | B01608 |  | 6769782 | 6769781 | BCRS/PCE/J00324/MB1 | 310282214 | Existing | RYB | CJYA-7 | B01607 LIN YAU NO 2 | CLOSED | CLOSED | LINK | 11.000 kV | 11 kV | OIL |  | 0 | R17162-106R |  | TAMCO | TAMCO |  |  | LE GUAN IND SB | Unknown | Unknown | Unknown | Unknown | DISTRIBUTION | TNB | CHERAS | Unknown | Unknown |  |  |  | Unknown |  |  |  |  | 400.000 A | 0.4 | 21.9 | 21.9 | B01608 | [5 empty] | 0 | LEGUAN INDUSTRIES SDN BHD |  | 3 | Pass | null
256964531 | B01601 |  | 6767074 | 6767073 | BCRS/PCE/J00322/MBB01599 | 300510422 | Existing | RYB | CJYA-7 | B01602 LIN YAU | CLOSED | CLOSED | LINK | 11.000 kV | 11 kV | GAS |  | 0 | L17/2/128L |  | SIEMENS | SIEMENS | TBW3002941797-0310000/001 |  | KARPOH KNITTING | Unknown | Unknown | Unknown | Unknown | DISTRIBUTION | TNB | CHERAS | Unknown | 75 |  |  |  | Unknown |  |  |  | 28 | 400.000 A | 0.63 | 50 | 20 | B01601 | [5 empty] | 0 | KARPOH KNITTING |  | 3 | Pass | null
256964535 | B01599 |  | 6767078 | 6767077 | BCRS/PCE/J00322/MBB01599 | 300510422 | Existing | RYB | CJYA-7 | B01598 DUASAMA | CLOSED | CLOSED | LINK | 11.000 kV | 11 kV | GAS |  | 0 | L19/1/314R |  | SIEMENS | SIEMENS | TBW3002941797-0310000/001 |  | KARPOH KNITTING | Unknown | Unknown | Unknown | Unknown | DISTRIBUTION | TNB | CHERAS | Unknown | 75 |  |  |  | Unknown |  |  |  | 28 | 400.000 A | 0.63 | 50 | 20 | B01599 | [5 empty] | 0 | KARPOH KNITTING |  | 3 | Pass | null
256964558 | B01589 |  | 6789401 | 6789400 | BCRS/PCE/J00318/MBB01587 | 300510431 | Existing | RYB | CJYA-7 | B01590 KILANG SUPERIOR | CLOSED | CLOSED | LINK | 11.000 kV | 11 kV | GAS |  | 0 | L20/2/3510 |  | SIEMENS | SIEMENS | TBW3002941797-038000/004 |  | SOUTH EAST ASIA NO 1 SB | Unknown | Unknown | Unknown | Unknown | DISTRIBUTION | TNB | CHERAS | Unknown | 75 |  |  |  | Unknown |  |  |  | 28 | 400.000 A | 0.63 | 20 | 20 | B01589 | [5 empty] | 0 | SEA INDUSTRIES |  | 3 | Pass | null
256964562 | B01587 |  | 6789404 | 6789403 | BCRS/PCE/J00318/MBB01587 | 300510431 | Existing | RYB | CJYA-7 | B01586 NEW ENGINERING | CLOSED | CLOSED | LINK | 11.000 kV | 11 kV | GAS |  | 0 | L20/1/301R |  | SIEMENS | SIEMENS | TBW3002941797-038000/004 |  | SOUTH EAST ASIA NO 1 SB | Unknown | Unknown | Unknown | Unknown | DISTRIBUTION | TNB | CHERAS | Unknown | 75 |  |  |  | Unknown |  |  |  | 28 | 400.000 A | 0.63 | 20 | 20 | B01587 | [5 empty] | 0 | SEA INDUSTRIES |  | 3 | Pass | null
256965754 | B01859 | PE KAW PERUSAHAN CHRS JAYA NO 3 | 6767141 | 6767140 | BCRS/PCE/J00355/MB | 300010462 | Existing | RYB | CJYA-11 | B01858 PE KAW PERUSAHAN CHRS JAYA NO 3 | CLOSED | CLOSED | LINK | 12.000 kV | 11 kV | GAS | 20111111 | 0 | 961112 | Unknown | F_and_G | INDKOM | 1209217947 |  | LOONG WENG PLASTIC | SUBSTATION | Unknown | Unknown | Unknown | DISTRIBUTION | TNB | CHERAS | Unknown | 75 |  |  | Unknown | Unknown |  | Unknown |  | 28 | 630.000 A | 0.63 | 50 | 20 | B01859 | Unknown |  |  |  |  | 0 | LOONG WENG PLASTIC |  | 3 | Pass | null
256965758 | B01861 | PE LOJI KUMBAHAN TMN CHERAS JAYA | 6767145 | 6767144 | BCRS/PCE/J00355/MB | 300010462 | Existing | RYB | CJYA-11 | B08823 PE LOJI KUMBAHAN TMN CHERAS JAYA | CLOSED | CLOSED | LINK | 12.000 kV | 11 kV | GAS | 20111111 | 0 | 961112 | Unknown | F_and_G | INDKOM | 1209217947 |  | LOONG WENG PLASTIC | SUBSTATION | Unknown | Unknown | Unknown | DISTRIBUTION | TNB | CHERAS | Unknown | 75 |  |  | Unknown | Unknown |  | Unknown |  | 28 | 630.000 A | 0.63 | 50 | 20 | B01861 | Unknown |  |  |  |  | 0 | LOONG WENG PLASTIC |  | 3 | Pass | null
256965781 | B09109 | KAW PERUSAHAAN CHERAS JAYA NO 2 | 6766982 | 6766981 | BCRS/PCE/J00793/MBB09109 | 300272367 | Existing | RYB | BLKG-8 | B01855 KAW PERUSAHN CRS JY NO 2 | CLOSED | CLOSED | LINK | 12.000 kV | 11 kV | GAS | 18/07/1998 | 2006 | 3097 |  | VEI | VEI |  |  | BOGO OPTICAL | SUBSTATION | Unknown | Unknown | Unknown | DISTRIBUTION | TNB | CHERAS | Unknown | 75 |  |  |  | Unknown |  |  |  | 28 | 630.000 A | 0.63 | 50 | 20 | B09109 | [5 empty] | 0 | BOGO OPTICAL SDN BHD |  | 3 | Pass | null
256965785 | B09111 | KAW PERUSAHAAN CHERAS JAYA NO 3 | 6766986 | 6766985 | BCRS/PCE/J00793/MBB09109 | 300272367 | Existing | RYB | BLKG-8 | B01856 KAW PERUSHN CRS JY NO 3 | CLOSED | CLOSED | LINK | 12.000 kV | 11 kV | GAS | 18/07/1998 | 2006 | 3097 |  | VEI | VEI |  |  | BOGO OPTICAL | SUBSTATION | Unknown | Unknown | Unknown | DISTRIBUTION | TNB | CHERAS | Unknown | 75 |  |  |  | Unknown |  |  |  | 28 | 630.000 A | 0.63 | 50 | 20 | B09111 | [5 empty] | 0 | BOGO OPTICAL SDN BHD |  | 3 | Pass | null
256965907 | B01752 | B01752 | 6799871 | 6799870 | BCRS/PCE/J00040/MBB01752 | 300004223 | Existing | RYB | BTHO-9 | B01716 TMN SRI CERAS NO 2 | CLOSED | CLOSED | LINK | 16.000 kV | 11 kV | GAS | 19851101 | 0 | KSS/2653 |  | REYROLLE | VEI | KSS/2653 | N/A | TMN MEGAH NO 4 | SUBSTATION | Unknown | Unknown | Unknown | DISTRIBUTION | TNB | CHERAS | Unknown | 75 |  |  | Unknown | Unknown |  | LINE |  | 28 | 630.000 A | 0.63 | 50 | 20 | B01752 | NO | N/A |  |  |  | 0 | TMN MEGAH CHERAS NO 4 |  | 3 | Pass | null
256965911 | B01754 | B01754 | 6799874 | 6799873 | BCRS/PCE/J00040/MBB01752 | 300004223 | Existing | RYB | LMAS-1 | B01755 TMN MEGAH NO 5 | OPEN | CLOSED | LINK | 16.000 kV | 11 kV | GAS | 19851101 | 0 | KSS/2653 |  | REYROLLE | VEI | KSS/2653 | N/A | TMN MEGAH NO 4 | SUBSTATION | Unknown | Unknown | Unknown | DISTRIBUTION | TNB | CHERAS | Unknown | 75 |  |  | Unknown | Unknown |  | LINE |  | 28 | 630.000 A | 0.63 | 50 | 20 | B01754 | NO | N/A |  |  |  | 0 | TMN MEGAH CHERAS NO 4 |  | 3 | Pass | null
256965940 | B01759 | B01759 | 6799758 | 6799757 | BCRS/PCE/J00038/MBB01759 | 300004204 | Existing | RYB | LMAS-1 | B04835 TMN MEGAH NO 3A PADAT | CLOSED | CLOSED | LINK | 11.000 kV | 11 kV | GAS | 19851101 | 0 | L20/1/503R |  | VEI | VEI | N/A |  | TMN MEGAH NO 3 | SUBSTATION | Unknown | Unknown | Unknown | DISTRIBUTION | TNB | CHERAS | Unknown | 75 |  |  | Unknown | Unknown |  | LINE |  | 28 | 400.000 A | 0.63 | 50 | 21.9 | B01759 | Unknown |  |  |  |  | 0 | TMN MEGAH CHERAS NO 3 |  | 3 | Pass | null
256965946 | B01762 | B01762 | 6799776 | 6799775 | BCRS/PCE/J00038/MBB01759 | 300004204 | Existing | RYB | LMAS-1 | B01763 TMN MEGAH NO 1 | CLOSED | CLOSED | LINK | 11.000 kV | 11 kV | GAS | 19851101 | 0 | L20/1/502K |  | VEI | VEI | N/A |  | TMN MEGAH NO 3 | SUBSTATION | Unknown | Unknown | Unknown | DISTRIBUTION | TNB | CHERAS | Unknown | 75 |  |  | Unknown | Unknown |  | LINE |  | 28 | 400.000 A | 0.63 | 50 | 21.9 | B01762 | Unknown |  |  |  |  | 0 | TMN MEGAH CHERAS NO 3 |  | 3 | Pass | null
256965968 | B04836 | B04836 | 6794262 | 6794261 | BCRS/PCE/J00179/MBB04834 | 300005499 | Existing | RYB | LMAS-1 | B01758 TMN MEGAH CHERAS NO 5 | CLOSED | CLOSED | LINK | 12.000 kV | 11 kV | GAS | 20001101 | 0 | R0036233 |  | MERLIN GERIN | MERLIN GERIN | R0036233 |  | TMN MEGAH NO 3A COMPACT | SUBSTATION | Unknown | Unknown | Unknown | DISTRIBUTION | TNB | CHERAS | Unknown | 75 |  |  | Unknown | Unknown |  | LINE |  | 28 | 630.000 A | 0.63 | 50 | 20 | B04836 | Unknown |  |  |  |  | 0 | COMPACT TMN MEGAH NO:3A |  | 3 | Pass | null
256965973 | B04835 | B04835 | 6794274 | 6794273 | BCRS/PCE/J00179/MBB04834 | 300005499 | Existing | RYB | LMAS-1 | B01759 TMN MEGAH CHERAS NO 3 | CLOSED | CLOSED | LINK | 12.000 kV | 11 kV | GAS | 20001101 | 0 | R0036233 |  | MERLIN GERIN | MERLIN GERIN | R0036233 |  | TMN MEGAH NO 3A COMPACT | SUBSTATION | Unknown | Unknown | Unknown | DISTRIBUTION | TNB | CHERAS | Unknown | 75 |  |  | Unknown | Unknown |  | LINE |  | 28 | 630.000 A | 0.63 | 50 | 20 | B04835 | Unknown |  |  |  |  | 0 | COMPACT TMN MEGAH NO:3A |  | 3 | Pass | null
256966002 | B01699 | PE BANDAR TUN HUSSIEN ONN NO2 | 6768057 | 6768056 | BCRS/PCE/J00134/MBB01699 | 300005199 | Existing | RYB | LMAS-11 | B01675 PE BANDAR TUN HUSSIEN ONN NO2 | CLOSED | CLOSED | LINK | 11.000 kV | 11 kV | GAS | 20001101 | 0 | R17159-47R | Unknown | FALCON BETA | INDKOM | D285667 |  | BTHO NO 4 | SUBSTATION | Unknown | Unknown | Unknown | DISTRIBUTION | TNB | CHERAS | Unknown | 75 |  |  | Unknown | Unknown |  | Unknown |  | 28 | 400.000 A | 0.63 | 50 | 21.9 | B01699 | Unknown |  |  |  |  | 0 | BANDAR TUN HUSSIEN ONN NO 4 |  | 3 | Pass | null
256966008 | B01702 | PE BTHO NO 3 | 6768075 | 6768074 | BCRS/PCE/J00134/MBB01699 | 300005199 | Existing | RYB | LMAS-11 | B01680 PE BTHO NO 3 | CLOSED | CLOSED | LINK | 11.000 kV | 11 kV | GAS | 20001101 | 0 | R17159-48H | Unknown | FALCON BETA | INDKOM | D285667 |  | BTHO NO 4 | SUBSTATION | Unknown | Unknown | Unknown | DISTRIBUTION | TNB | CHERAS | Unknown | 75 |  |  | Unknown | Unknown |  | Unknown |  | 28 | 400.000 A | 0.63 | 50 | 21.9 | B01702 | Unknown |  |  |  |  | 0 | BANDAR TUN HUSSIEN ONN NO 4 |  | 3 | Pass | null
256966041 | B01676 | PE BTHO NO 3 | 6783935 | 6783934 | BCRS/PCE/J00133/MBB01672 | 300005188 | Existing | RYB | LMAS-11 | B01677 PE BTHO NO 3 | OPEN | CLOSED | LINK | 11.000 kV | 11 kV | OIL | 20001101 | 0 | R17157-43R | Unknown | BRUSH | TAMCO | H17013-96H |  | BTHO NO 2 | SUBSTATION | Unknown | Unknown | Unknown | DISTRIBUTION | TNB | CHERAS | Unknown | 75 |  |  | Unknown | Unknown |  | Unknown |  | 28 | 400.000 A | 0.4 | 50 | 21.9 | B01676 | Unknown |  |  |  |  | 0 | BDR TUN HUSSIEN ONN NO2 |  | 3 | Pass | null
256966047 | B01675 | PE BTHO NO 4 | 6783953 | 6783952 | BCRS/PCE/J00133/MBB01672 | 300005188 | Existing | RYB | LMAS-11 | B01699 PE BTHO NO 4 | CLOSED | CLOSED | LINK | 11.000 kV | 11 kV | OIL | 20001101 | 0 | R17156-10R | Unknown | BRUSH | TAMCO | H17013-96H |  | BTHO NO 2 | SUBSTATION | Unknown | Unknown | Unknown | DISTRIBUTION | TNB | CHERAS | Unknown | 75 |  |  | Unknown | Unknown |  | Unknown |  | 28 | 400.000 A | 0.4 | 50 | 21.9 | B01675 | Unknown |  |  |  |  | 0 | BDR TUN HUSSIEN ONN NO2 |  | 3 | Pass | null
256966051 | B01672 | PE STP BANDAR TUN HUSSEIN ONN | 6783960 | 6783964 | BCRS/PCE/J00133/MBB01672 | 300005188 | Existing | RYB | LMAS-11 | B10585 PE STP BANDAR TUN HUSSEIN ONN | CLOSED | CLOSED | LINK | 11.000 kV | 11 kV | OIL | 20001101 | 0 | R17157-44R | Unknown | BRUSH | TAMCO | H17013-96H |  | BTHO NO 2 | SUBSTATION | Unknown | Unknown | Unknown | DISTRIBUTION | TNB | CHERAS | Unknown | 75 |  |  | Unknown | Unknown |  | Unknown |  | 28 | 400.000 A | 0.4 | 50 | 21.9 | B01672 | Unknown |  |  |  |  | 0 | BDR TUN HUSSIEN ONN NO2 |  | 3 | Pass | null
256966082 | B01685 | B01685 | 6789588 | 6789587 | BCRS/PCE/J00171/MBB01685 | 300005433 | Existing | RYB | LMAS-9 | B07787 TMN SRI MINANG | CLOSED | CLOSED | LINK | 12.000 kV | 11 kV | GAS | 19971111 | 1997 | D970110 |  | FALCON BETA | TAMCO | D97110 | N/A | BTHO NO 9 | SUBSTATION | Unknown | Unknown | Unknown | DISTRIBUTION | TNB | CHERAS | Unknown | 75 |  |  | Unknown | Unknown |  | LINE |  | 28 | 630.000 A | 0.63 | 50 | 20 | B01685 | NO | N/A |  |  |  | 0 | BTHO NO 9 |  | 3 | Pass | null
256966088 | B01687 | B01687 | 6789606 | 6789605 | BCRS/PCE/J00171/MBB01685 | 300005433 | Existing | RYB | LMAS-9 | B01688 BTHO NO 10 | CLOSED | CLOSED | LINK | 12.000 kV | 11 kV | GAS | 19971111 | 1997 | D970110 |  | FALCON BETA | TAMCO | D97110 | N/A | BTHO NO 9 | SUBSTATION | Unknown | Unknown | Unknown | DISTRIBUTION | TNB | CHERAS | Unknown | 75 |  |  | Unknown | Unknown |  | LINE |  | 28 | 630.000 A | 0.63 | 50 | 20 | B01687 | NO | N/A |  |  |  | 0 | BTHO NO 9 |  | 3 | Pass | null
256966152 | B01691 |  | 6768797 | 6768796 | BCRS/PCE/J00173/MBB01691 | 300005453 | Existing | RYB | LMAS-9 | B07068 SEK KEB BTHO NO 2 | CLOSED | CLOSED | LINK | 12.000 kV | 11 kV | GAS | 19971111 | 1997 | D970250 |  | FALCON BETA | TAMCO | D970250 | N/A | BTHO NO 11 | SUBSTATION | Unknown | Unknown | Unknown | DISTRIBUTION | TNB | CHERAS | Unknown | 75 |  |  | Unknown | Unknown |  | LINE |  | 28 | 630.000 A | 0.63 | 50 | 20 | B01691 | NO | N/A |  |  |  | 0 | BTHO NO 11 |  | 3 | Pass | null
256966158 | B01693 | B01693 | 6768815 | 6768814 | BCRS/PCE/J00173/MBB01691 | 300005453 | Existing | RYB | LMAS-9 | B01694 P/E NO.13 BTHO | CLOSED | CLOSED | LINK | 12.000 kV | 11 kV | GAS | 19971111 | 1997 | D970250 |  | FALCON BETA | TAMCO | D970250 | N/A | BTHO NO 11 | SUBSTATION | Unknown | Unknown | Unknown | DISTRIBUTION | TNB | CHERAS | Unknown | 75 |  |  | Unknown | Unknown |  | LINE |  | 28 | 630.000 A | 0.63 | 50 | 20 | B01693 | NO | N/A |  |  |  | 0 | BTHO NO 11 |  | 3 | Pass | null
256966483 | B01682 | PE BTHO NO 3 | 6768229 | 6768228 | BCRS/PCE/J00170/MBB01682 | 300005423 | Existing | RYB | LMAS-11 | B01681 PE BTHO NO 3 | CLOSED | CLOSED | LINK | 12.000 kV | 11 kV | GAS | 19991101 | 1997 | D970111 | Unknown | FALCON BETA | TAMCO | D970111 |  | BTHO NO 8 | SUBSTATION | Unknown | Unknown | Unknown | DISTRIBUTION | TNB | CHERAS | Unknown | 75 |  |  | Unknown | Unknown |  | Unknown |  | 28 | 630.000 A | 0.63 | 50 | 20 | B01682 | Unknown |  |  |  |  | 0 | BTHO NO 8 |  | 3 | Pass | null
256966489 | B01684 | PE TMN MINANG RIA | 6768247 | 6768246 | BCRS/PCE/J00170/MBB01682 | 300005423 | Existing | RYB | LMAS-11 | B06556 PE TMN MINANG RIA | CLOSED | CLOSED | LINK | 12.000 kV | 11 kV | GAS | 19991101 | 1997 | D970111 | Unknown | FALCON BETA | TAMCO | D970111 |  | BTHO NO 8 | SUBSTATION | Unknown | Unknown | Unknown | DISTRIBUTION | TNB | CHERAS | Unknown | 75 |  |  | Unknown | Unknown |  | Unknown |  | 28 | 630.000 A | 0.63 | 50 | 20 | B01684 | Unknown |  |  |  |  | 0 | BTHO NO 8 |  | 3 | Pass | null
256966511 | B07239 | PE TMN CHERAS AWANA 1 | 6826875 | 6826874 | BCRS/PCE/J00538/MBB07239 | 300268225 | Existing | RYB | TMASS-4 | B02133 PE TMN CHERAS AWANA 1 | CLOSED | CLOSED | LINK | 12.000 kV | 11 kV | GAS | 20031101 | 2003 | B237311 | Unknown | FALCON BETA | TAMCO | B237311 |  | RUMAH PAM SEGAR PERDANA | SUBSTATION | Unknown | Unknown | Unknown | DISTRIBUTION | TNB | CHERAS | Unknown | 75 |  |  | Unknown | Unknown |  | LINE |  | 28 | 630.000 A | 0.63 | 50 | 20 | B07239 | Unknown |  |  |  |  | 0 | RUMAH PAM SEGAR PERDANA |  | 3 | Pass | null
256966516 | B07241 | PE PANGSAPURI PERMATA | 6828423 | 6828422 | BCRS/PCE/J00538/MBB07239 | 300268225 | Existing | RYB | TMASS-4 | B00631 PE PANGSAPURI PERMATA | CLOSED | CLOSED | LINK | 12.000 kV | 11 kV | GAS | 20031101 | 2003 | B237311 | Unknown | FALCON BETA | TAMCO | B237311 |  | RUMAH PAM SEGAR PERDANA | SUBSTATION | Unknown | Unknown | Unknown | DISTRIBUTION | TNB | CHERAS | Unknown | 75 |  |  | Unknown | Unknown |  | LINE |  | 28 | 630.000 A | 0.63 | 50 | 20 | B07241 | Unknown |  |  |  |  | 0 | RUMAH PAM SEGAR PERDANA |  | 3 | Pass | null
256966539 | B08956 | B08426 TMN TANMING INDAH NO. 2 | 6827678 | 6827677 | BCRS/PCE/J00526/MBB08954 | 300268114 | Existing | RYB | MHCR-4 | B08426 TMN TANMING INDAH NO 2 | CLOSED | CLOSED | LINK | 12.000 kV | 11 kV | GAS | 18/07/1998 | 0 | R0541299SF |  | MERLIN GERIN | MERLIN GERIN | R05412995F |  | PANGSAPURI INDAH TMN TANMING INDAH | SUBSTATION | Unknown | Unknown | Unknown | DISTRIBUTION | TNB | CHERAS | Unknown | 75 |  |  |  | Unknown |  | LINE |  | 28 | 630.000 A | 0.63 | 50 | 18.5 | B08956 | Unknown |  |  |  |  | 0 | PANGSAPURI INDAH TMN TANMING INDAH |  | 3 | Pass | null
256966543 | B08954 | B08425 TMN TANMING INDAH NO. 1 | 6827681 | 6827680 | BCRS/PCE/J00526/MBB08954 | 300268114 | Existing | RYB | MHCR-4 | B08425 TMN TANMING INDAH NO 1 | CLOSED | CLOSED | LINK | 12.000 kV | 11 kV | GAS | 18/07/1998 | 0 | R0541299SF |  | MERLIN GERIN | MERLIN GERIN | R05412995F |  | PANGSAPURI INDAH TMN TANMING INDAH | SUBSTATION | Unknown | Unknown | Unknown | DISTRIBUTION | TNB | CHERAS | Unknown | 75 |  |  |  | Unknown |  | LINE |  | 28 | 630.000 A | 0.63 | 50 | 18.5 | B08954 | Unknown |  |  |  |  | 0 | PANGSAPURI INDAH TMN TANMING INDAH |  | 3 | Pass | null
256967570 | B01398 | PE KINKU INDUSTRIAL S/B | 6804641 | 6804640 | BCRS/PCE/J00342/MB | 300510414 | Existing | RYB | CJYA-9 | B01397 PE KINKU INDUSTRIAL S/B | CLOSED | CLOSED | LINK | 12.000 kV | 11 kV | GAS |  | 1993 | 62109933/33 | Unknown | INDKOM | INDKOM | 15032214554DE |  | HARTA SISTEM NO 1 | SUBSTATION | Unknown | Unknown | Unknown | DISTRIBUTION | TNB | CHERAS | Unknown | 75 |  |  | Unknown | Unknown |  | Unknown |  | 28 | 630.000 A | 0.63 | 50 | 22 | B01398 | Unknown |  |  |  |  | 0 | HARTA SISTEM |  | 3 | Pass | null
256967576 | B01401 | PE UNION CARPET | 6804659 | 6804658 | BCRS/PCE/J00342/MB | 300510414 | Existing | RYB | CJYA-9 | B01402 PE UNION CARPET | CLOSED | CLOSED | LINK | 12.000 kV | 11 kV | GAS |  | 1993 | 62109933/33 | Unknown | INDKOM | INDKOM | 15032214554DE |  | HARTA SISTEM NO 1 | SUBSTATION | Unknown | Unknown | Unknown | DISTRIBUTION | TNB | CHERAS | Unknown | 75 |  |  | Unknown | Unknown |  | Unknown |  | 28 | 630.000 A | 0.63 | 50 | 20 | B01401 | Unknown |  |  |  |  | 0 | HARTA SISTEM |  | 3 | Pass | null
256967599 | B01411 | PE SINORITA | 6767905 | 6767904 | BCRS/PCE/J00794/MBB01411 | 300272370 | Existing | RYB | CJYA-9 | B01410 PE SINORITA | CLOSED | CLOSED | LINK | 16.000 kV | 11 kV | SF6 | 18/07/1998 | 0 | KSS/3140 | Unknown | LUCY | TAMCO | SF00085700 |  | BINTANG PELANTAR | SUBSTATION | Unknown | Unknown | Unknown | DISTRIBUTION | TNB | CHERAS | Unknown | 75 |  |  | Unknown | Unknown |  | Unknown |  | 28 | 630.000 A | 0.63 | 50 | 20 | B01411 | Unknown |  |  |  |  | 0 | BINTANG PELANTAR (M) S/B |  | 1 | Pass | null
256967603 | B01413 | PE GRANITE TILES | 6767908 | 6767907 | BCRS/PCE/J00794/MBB01411 | 300272370 | Existing | RYB | CJYA-9 | B01414 PE GRANITE TILES | CLOSED | CLOSED | LINK | 16.000 kV | 11 kV | SF6 | 18/07/1998 | 0 | KSS/3140 | Unknown | LUCY | TAMCO | SF00085700 |  | BINTANG PELANTAR | SUBSTATION | Unknown | Unknown | Unknown | DISTRIBUTION | TNB | CHERAS | Unknown | 75 |  |  | Unknown | Unknown |  | Unknown |  | 28 | 630.000 A | 0.63 | 50 | 20 | B01413 | Unknown |  |  |  |  | 0 | BINTANG PELANTAR (M) S/B |  | 1 | Pass | null
256969120 | B04407 | B04407 | 6827758 | 6827757 | BCRS/PCE/J00194/MBB04406 | 300005622 | Existing | RYB | SGLN-2 | B04409 COMPACT SCOT PINE NO 2 | OPEN | OPEN | LINK | 12.000 kV | 11 kV | GAS | 20001101 | 2000 | 0007S047 | Unknown | F_and_G | INDKOM |  |  | SCOT PINE NO 1 COMPACT | SUBSTATION | Unknown | Unknown | Unknown | DISTRIBUTION | TNB | CHERAS | Unknown | 75 |  |  | Unknown | Unknown |  | LINE |  | 28 | 630.000 A | 0.63 | 50 | 22 | B04407 | Unknown |  |  |  |  | 0 | COMPACT SCOT PINE NO 1 |  | 3 | Pass | null
256969124 | B04406 | B04406 | 6827761 | 6827760 | BCRS/PCE/J00194/MBB04406 | 300005622 | Existing | RYB | SGLN-2 | B02364 BDR SG LONG NO 7 | CLOSED | CLOSED | LINK | 12.000 kV | 11 kV | GAS | 20001101 | 2000 | 0007S047 | Unknown | F_and_G | INDKOM | 0004S047 |  | SCOT PINE NO 1 COMPACT | SUBSTATION | Unknown | Unknown | Unknown | DISTRIBUTION | TNB | CHERAS | Unknown | 75 |  |  | Unknown | Unknown |  | LINE |  | 28 | 630.000 A | 0.63 | 50 | 22 | B04406 | Unknown |  |  |  |  | 0 | COMPACT SCOT PINE NO 1 |  | 3 | Pass | null
256969275 | B10351 |  | 26504329 | 26504328 |  |  | Existing | RYB | MHCR-3 | B02370 IBU SAWAT TELEKOM | CLOSED | CLOSED | LINK | 12.000 kV | 11 kV | GAS |  | 2008 | B2815618 |  | FALCON BETA | TAMCO | N/A |  | VISTA CITY JLN PANGLIMA | SUBSTATION | Unknown | Unknown | Unknown | DISTRIBUTION | TNB | CHERAS | Unknown | 75 |  |  |  | Unknown |  | LINE |  | 28 | 630.000 A | 0.63 | 50 | 20 | B10351 | Unknown |  |  |  |  | 0 | VISTA CITY JALAN PANGLIMA |  | 3 | Pass | null
256969279 | B10349 | B12816 PDT SINAR MAHKOTA | 26504336 | 26504335 |  |  | Existing | RYB | MHCR-3 | MHCR-3 | CLOSED | CLOSED | LINK | 12.000 kV | 11 kV | GAS |  | 2008 | B2815618 |  | FALCON BETA | TAMCO | N/A |  | VISTA CITY JLN PANGLIMA | SUBSTATION | Unknown | Unknown | Unknown | DISTRIBUTION | TNB | CHERAS | Unknown | 75 |  |  |  | Unknown |  | LINE |  | 28 | 630.000 A | 20 | 50 | 20 | B10349 | Unknown |  |  |  |  | 0 | VISTA CITY JALAN PANGLIMA |  | 3 | Pass | null
256969302 | B10455 | PE FINE QUALITY | 26375270 | 26375269 | BCRS/PCE/J00800/MB1 | 300448349 | Existing | RYB | BLKG-5 | B02827 PE FINE QUALITY | CLOSED | CLOSED | LINK | 12.000 kV | 11 kV | GAS | 20101111 | 2008 | B2816953 | Unknown | FALCON BETA | TAMCO | B2816953 |  | KK METAL NO 2 | SUBSTATION | Unknown | Unknown | Unknown | DISTRIBUTION | TNB | CHERAS | Unknown | 75 |  |  | Unknown | Unknown |  | Unknown |  | 28 | 630.000 A | 0.63 | 50 | 20 | B10455 | Unknown |  |  |  |  | 0 | K.K METAL NO.2 |  | 3 | Pass | null
256969306 | B10457 | PE KK METAL PROCESSING | 26375277 | 26375276 | BCRS/PCE/J00800/MB1 | 300448349 | Existing | RYB | BLKG-5 | B08717 PE KK METAL PROCESSING | CLOSED | CLOSED | LINK | 12.000 kV | 11 kV | GAS | 20101111 | 2008 | B2816953 | Unknown | FALCON BETA | TAMCO | B2816953 |  | KK METAL NO 2 | Unknown | Unknown | Unknown | Unknown | DISTRIBUTION | TNB | CHERAS | Unknown | 75 |  |  | Unknown | Unknown |  | Unknown |  | 28 | 630.000 A | 0.63 | 50 | 20 | B10457 | Unknown |  |  |  |  | 0 | K.K METAL NO.2 |  | 3 | Pass | null
256969338 | B10405 | PE TAMAN BUKIT HATAMAS | 26507919 | 26507918 | BCRS/PCE/J00921/MBB10405 |  | Existing | RYB | LMAS-10 | B08386 PE TAMAN BUKIT HATAMAS | CLOSED | CLOSED | LINK | 12.000 kV | 11 kV | GAS |  | 2007 | 0735S074 | Unknown | OMAZABAL | OMAZABAL | 0735S074 |  | APARTMENT VISTA HARTAMAS | SUBSTATION | Unknown | Unknown | Unknown | DISTRIBUTION | TNB | CHERAS | Unknown | 75 |  |  | Unknown | Unknown |  | Unknown |  | 28 | 630.000 A | 0.63 | 50 | 20 | B10405 | Unknown |  |  |  |  | 0 | APARTMENT VISTA HARTAMAS |  | 3 | Pass | null
256969343 | B10402 | PE TIARA BUKIT HATAMAS | 26507933 | 26507932 | BCRS/PCE/J00921/MBB10402 |  | Existing | RYB | LMAS-10 | B11933 PE TIARA BUKIT HATAMAS | CLOSED | CLOSED | LINK | 12.000 kV | 11 kV | GAS |  | 2007 | 0735S074 | Unknown | OMAZABAL | OMAZABAL | 0735S074 |  | APARTMENT VISTA HARTAMAS | SUBSTATION | Unknown | Unknown | Unknown | DISTRIBUTION | TNB | CHERAS | Unknown | 75 |  |  | Unknown | Unknown |  | Unknown |  | 28 | 630.000 A | 0.63 | 50 | 20 | B10402 | Unknown |  |  |  |  | 0 | APARTMENT VISTA HARTAMAS |  | 3 | Pass | null
256969443 | B04410 | B02365 BDR SG LONG NO 13 | 6827821 | 6827820 | BCRS/PCE/J00541/MBB04409 | 300268236 | Existing | RYB | MHCR-3 | B02365 BDR SG LONG NO 13 | CLOSED | CLOSED | LINK | 11.000 kV | 11 kV | GAS | 20001101 | 2000 | 0004S047 |  | INDKOM | INDKOM | 0004S047 |  | SCOT PINE NO 2 | SUBSTATION | Unknown | Unknown | Unknown | DISTRIBUTION | TNB | CHERAS | Unknown | 75 |  |  |  | Unknown |  | LINE |  | 28 | 630.000 A | 0.63 | 50 | 22 | B04410 | Unknown |  |  |  |  | 0 | COMPACT SCOT PINE NO 2 |  | 3 | Pass | null
256969447 | B04409 | B04407 COMPACT SCOTT PINE NO. 1 | 6827824 | 6827823 | BCRS/PCE/J00541/MBB04409 | 300268236 | Existing | RYB | MHCR-3 | B04407 COMPACT SCOT PINE NO 1 | CLOSED | CLOSED | LINK | 11.000 kV | 11 kV | GAS | 20001101 | 2000 | 0004S047 |  | INDKOM | INDKOM | 0004S047 |  | SCOT PINE NO 2 | SUBSTATION | Unknown | Unknown | Unknown | DISTRIBUTION | TNB | CHERAS | Unknown | 75 |  |  |  | Unknown |  | LINE |  | 28 | 630.000 A | 0.63 | 50 | 22 | B04409 | Unknown |  |  |  |  | 0 | COMPACT SCOT PINE NO 2 |  | 3 | Pass | null
256969592 | B01714 | B01714 | 6829247 | 6829260 | BCRS/PCE/J00248/MB | 300431425 | Existing | RYB | BTHO-9 | B01706 BTHO NO 5 | CLOSED | CLOSED | LINK | 11.000 kV | 11 kV | OIL | 19981105 | 0 | N/A |  | BRUSH | TAMCO CUTLER HAMMER | H07075-61H | N/A | TMN SRI CHERAS NO 2 | SUBSTATION | Unknown | Unknown | Unknown | DISTRIBUTION | TNB | CHERAS | Unknown | 75 |  |  | Unknown | Unknown |  | LINE |  | 28 | 400.000 A | 0.63 | 50 | 20 | B01714 | NO | N/A |  |  |  | 0 | TMN SRI CHERAS NO 2 |  | 3 | Pass | null
256969603 | B01717 | B01717 | 6829258 | 6829274 | BCRS/PCE/J00248/MB | 300431425 | Existing | RYB | BTHO-9 | B01718 TMN SRI CHERAS NO 3 | CLOSED | CLOSED | LINK | 11.000 kV | 11 kV | OIL | 19981105 | 0 | R47192-115R |  | BRUSH | TAMCO CUTLER HAMMER | H07075-61H | N/A | TMN SRI CHERAS NO 2 | SUBSTATION | Unknown | Unknown | Unknown | DISTRIBUTION | TNB | CHERAS | Unknown | 75 |  |  | Unknown | Unknown |  | LINE |  | 28 | 400.000 A | 0.63 | 50 | 20 | B01717 | NO | N/A |  |  |  | 0 | TMN SRI CHERAS NO 2 |  | 3 | Pass | null
256969607 | B01716 | B01716 | 6829316 | 6829319 | BCRS/PCE/J00248/MB | 300431425 | Existing | RYB | BTHO-9 | B01752 TMN MEGAH NO 4 | CLOSED | CLOSED | LINK | 11.000 kV | 11 kV | OIL | 19981105 | 0 | R970796-794R |  | BRUSH | TAMCO CUTLER HAMMER | H07075-61H | N/A | TMN SRI CHERAS NO 2 | SUBSTATION | Unknown | Unknown | Unknown | DISTRIBUTION | TNB | CHERAS | Unknown | 75 |  |  | Unknown | Unknown |  | LINE |  | 28 | 400.000 A | 0.63 | 50 | 20 | B01716 | NO | N/A |  |  |  | 0 | TMN SRI CHERAS NO 2 |  | 3 | Pass | null
256969629 | B09099 | B09099 | 6829601 | 6829619 | BCRS/PCE/J00697/MBB09099 | 300270783 | Existing | RYB | LMAS-2 | B09098 JLN MAS 3 | CLOSED | CLOSED | LINK | 12.000 kV | 11 kV | GAS | 20051101 | 2005 | CV744626-000270/015 |  | SIEMENS | TAMCO | CV744626-000270/015 | N/A | JLN MAS UTAMA | SUBSTATION | Unknown | Unknown | Unknown | DISTRIBUTION | TNB | CHERAS | Unknown | 75 |  |  | Unknown | Unknown |  | LINE |  | 28 | 630.000 A | 0.63 | 50 | 20 | B09099 | NO | N/A |  |  |  | 0 | JLN MAS UTAMA, TMN LAGENDA MAS |  | 3 | Pass | null
256969638 | B09102 | B09102 | 6829607 | 6829624 | BCRS/PCE/J00697/MBB09099 | 300270783 | Existing | RYB | LMAS-2 | B06916 LAGENDA MAS NO 2 | CLOSED | CLOSED | LINK | 12.000 kV | 11 kV | GAS | 20051101 | 2005 | CV744626-000270/015 |  | SIEMENS | TAMCO | CV744626-000270/015 | N/A | JLN MAS UTAMA | SUBSTATION | Unknown | Unknown | Unknown | DISTRIBUTION | TNB | CHERAS | Unknown | 75 |  |  | Unknown | Unknown |  | LINE |  | 28 | 630.000 A | 0.63 | 50 | 20 | B09102 | NO | N/A |  |  |  | 0 | JLN MAS UTAMA, TMN LAGENDA MAS |  | 3 | Pass | null
256969667 | B10042 |  | 6832274 | 6832273 |  |  | Existing | RYB | MHCR-4 | B08290 RUMAH PAM BKT SG LONG | CLOSED | CLOSED | LINK | 12.000 kV | 11 kV | GAS |  | 0 | R0604093SF |  | MERLIN GERIN | MERLIN GERIN | R0604093SF |  | TMN TANMING INDAH NO 3 | SUBSTATION | Unknown | Unknown | Unknown | DISTRIBUTION | TNB | CHERAS | Unknown | 75 |  |  |  | Unknown |  | LINE |  | 28 | 630.000 A | 0.63 | 20 | 20 | B10042 | Unknown |  |  |  |  | 0 | TAMAN TANMING INDAH NO 3 |  | 3 | Pass | null
256969671 | B10040 | B08422 TANMING INDAH NO 1 | 6832277 | 6832276 |  |  | Existing | RYB | MHCR-4 | B08422 TANMING INDAH NO 1 | CLOSED | CLOSED | LINK | 12.000 kV | 11 kV | GAS |  | 0 | R0604093SF |  | MERLIN GERIN | MERLIN GERIN | R0604093SF |  | TMN TANMING INDAH NO 3 | SUBSTATION | Unknown | Unknown | Unknown | DISTRIBUTION | TNB | CHERAS | Unknown | 75 |  |  |  | Unknown |  | LINE |  | 28 | 630.000 A | 0.63 | 50 | 20 | B10040 | Unknown |  |  |  |  | 0 | TAMAN TANMING INDAH NO 3 |  | 3 | Pass | null
256969687 | B07787 | B07787 | 6830497 | 6830508 | BCRS/PCE/J00567/MBB07785 | 300268951 | Existing | RYB | LMAS-9 | B01685 BTHO NO 9 | CLOSED | CLOSED | LINK | 12.000 kV | 11 kV | GAS | 20041111 | 2004 | B248016 |  | FALCON BETA | TAMCO | B248016 | N/A | TMN SERI MINANG BTHO | SUBSTATION | Unknown | Unknown | Unknown | DISTRIBUTION | TNB | CHERAS | Unknown | 75 |  |  | Unknown | Unknown |  | LINE |  | 28 | 630.000 A | 0.63 | 50 | 20 | B07787 | NO | N/A |  |  |  | 0 | TAMAN SERI MINANG |  | 3 | Pass | null
256969696 | B07785 | B07785 | 6830503 | 6830517 | BCRS/PCE/J00567/MBB07785 | 300268951 | Existing | RYB | LMAS-9 | LMAS-9 | CLOSED | CLOSED | LINK | 12.000 kV | 11 kV | GAS | 20041111 | 2004 | B248016 |  | FALCON BETA | TAMCO | B248016 | N/A | TMN SERI MINANG BTHO | SUBSTATION | Unknown | Unknown | Unknown | DISTRIBUTION | TNB | CHERAS | Unknown | 75 |  |  | Unknown | Unknown |  | LINE |  | 28 | 630.000 A | 0.63 | 50 | 20 | B07785 | NO | N/A |  |  |  | 0 | TAMAN SERI MINANG |  | 3 | Pass | null
256969714 | B08139 | PE SRI CHERAS NO 1 | 6830575 | 6830586 | BCRS/PCE/J00696/MB | 300270780 | Existing | RYB | LMAS-4 | B01727 PE SRI CHERAS NO 1 | CLOSED | CLOSED | LINK | 12.000 kV | 11 kV | GAS | 20041111 | 2004 | B248449 | Unknown | FALCON BETA | TAMCO | B248449 |  | TMN CERIANA CHERAS | SUBSTATION | Unknown | Unknown | Unknown | DISTRIBUTION | TNB | CHERAS | Unknown | 75 |  |  | Unknown | Unknown |  | Unknown |  | 28 | 630.000 A | 0.63 | 50 | 20 | B08139 | Unknown |  |  |  |  | 0 | TMN CERIANA CHERAS |  | 3 | Pass | null
256969723 | B08137 | PE TAMAN MURNI | 6830581 | 6830595 | BCRS/PCE/J00696/MB | 300270780 | Existing | RYB | LMAS-4 | B01728 PE TAMAN MURNI | CLOSED | CLOSED | LINK | 12.000 kV | 11 kV | GAS | 20041111 | 2004 | B248449 | Unknown | FALCON BETA | TAMCO | B248449 |  | TMN CERIANA CHERAS | SUBSTATION | Unknown | Unknown | Unknown | DISTRIBUTION | TNB | CHERAS | Unknown | 75 |  |  | Unknown | Unknown |  | Unknown |  | 28 | 630.000 A | 0.63 | 50 | 20 | B08137 | Unknown |  |  |  |  | 0 | TMN CERIANA CHERAS |  | 3 | Pass | null
256970050 | B09088 | PMU CJYA-10 | 6831246 | 6831245 | BCRS/PCE/J00572/MB | 300268966 | Existing | RYB | CJYA-10 | PMU CJYA-10 | CLOSED | CLOSED | LINK | 12.000 kV | 11 kV | GAS | 20061101 | 2006 | 2802 | Unknown | VEI | VEI | 2802 |  | TMN TANMING MAJU CHERAS JAYA | SUBSTATION | Unknown | Unknown | Unknown | DISTRIBUTION | TNB | CHERAS | Unknown | 75 |  |  | Unknown | Unknown |  | Unknown |  | 28 | 630.000 A | 0.63 | 50 | 20 | B09088 | Unknown |  |  |  |  | 0 | TMN TAMING MAJU CHERAS JAYA |  | 3 | Pass | null
256970055 | B09091 | SS NGAI MING | 6831256 | 6831255 | BCRS/PCE/J00572/MB | 300268966 | Existing | RYB | CJYA-10 | B01801 SS NGAI MING | CLOSED | CLOSED | LINK | 12.000 kV | 11 kV | GAS | 20061101 | 2006 | 2802 | Unknown | VEI | VEI | 2802 |  | TMN TANMING MAJU CHERAS JAYA | SUBSTATION | Unknown | Unknown | Unknown | DISTRIBUTION | TNB | CHERAS | Unknown | 75 |  |  | Unknown | Unknown |  | Unknown |  | 28 | 630.000 A | 0.63 | 50 | 20 | B09091 | Unknown |  |  |  |  | 0 | TMN TAMING MAJU CHERAS JAYA |  | 3 | Pass | null
256970079 | B08224 | B08224 | 6832488 | 6832487 | BCRS/PCE/J00469/MBB08224 | 300431565 | Existing | RYB | SGLN-12 | B02378 BANDAR SG LONG NO 9 | CLOSED | CLOSED | LINK | 12.000 kV | 11 kV | GAS | 20001101 | 0 | R0313324SF |  | MERLIN GERIN | MERLIN GERIN | R0313324SF | N/A | SG LONG NO 5 PADAT | SUBSTATION | Unknown | Unknown | Unknown | DISTRIBUTION | TNB | CHERAS | Unknown | 75 |  |  | Unknown | Unknown |  | LINE |  | 28 | 630.000 A | 0.63 | 50 | 20 | B08224 | NO | N/A |  |  |  | 0 | BDR SG LONG COMPACT |  | 3 | Pass | null
256970083 | B08226 | B08226 | 6832491 | 6832490 | BCRS/PCE/J00469/MBB08224 | 300431565 | Existing | RYB | SGLN-12 | B02377 BANDAR SG LONG NO 5 | CLOSED | CLOSED | LINK | 12.000 kV | 11 kV | GAS | 20001101 | 0 | R0313324SF |  | MERLIN GERIN | MERLIN GERIN | R0313324SF | N/A | SG LONG NO 5 PADAT | SUBSTATION | Unknown | Unknown | Unknown | DISTRIBUTION | TNB | CHERAS | Unknown | 75 |  |  | Unknown | Unknown |  | LINE |  | 28 | 630.000 A | 0.63 | 50 | 20 | B08226 | NO | N/A |  |  |  | 0 | BDR SG LONG COMPACT |  | 3 | Pass | null
256970106 | B03997 | TMN DESA BARU 1 | 6832565 | 6832564 | BCRS/PCE/J00849/MB1 | 300516268 | Existing | RYB | SGLN-8 | B10561 TAMAN DESA BARU 1 | CLOSED | CLOSED | LINK | 12.000 kV | 11 kV | GAS | 28/11/2015 | 1996 | B961245 | Unknown | LUCY | W. LUCY LTD & CO. LTD | SFS0000599 |  | JUTAMATE | SUBSTATION | Unknown | Unknown | Unknown | DISTRIBUTION | TNB | CHERAS | Unknown | 75 |  |  | Unknown | Unknown |  | LINE |  | 28 | 630.000 A | 20 | 50 | 20 | B03997 | Unknown |  |  |  |  | 0 | JUTAMATE |  | 1 | Pass | null
256970110 | B03995 | RUMAH REHAT BKT DUKUNG | 6832568 | 6832567 | BCRS/PCE/J00849/MB1 | 300516268 | Existing | RYB | SGLN-8 | B03994 RUMAH REHAT BKT DUKUNG | CLOSED | CLOSED | LINK | 12.000 kV | 11 kV | GAS | 28/11/2015 | 1996 | B961245 | Unknown | LUCY | W. LUCY LTD & CO. LTD | SFS0000599 |  | JUTAMATE | SUBSTATION | Unknown | Unknown | Unknown | DISTRIBUTION | TNB | CHERAS | Unknown | 75 |  |  | Unknown | Unknown |  | LINE |  | 28 | 630.000 A | 20 | 50 | 20 | B03995 | Unknown |  |  |  |  | 0 | JUTAMATE |  | 1 | Pass | null
256970198 | B01968 |  | 6833045 | 6833044 | BCRS/PCE/J00718/MBB01968 | 300270914 | Existing | RYB | BLKG-10 | B01967 LIFOONG COPPER | CLOSED | CLOSED | LINK | 11.000 kV | 11 kV | GAS | 19971101 | 1997 | 9720S104 |  |  | INDKOM |  |  | INDUSTRONIC ENTERPRISE | Unknown | Unknown | Unknown | Unknown | DISTRIBUTION | TNB | CHERAS | Unknown | 75 |  |  |  | Unknown |  |  |  | 28 | 630.000 A | 0.63 | 50 | 22 | B01968 | [5 empty] | 0 | INDUSTRONIC BHD |  | 3 | Pass | null
256970202 | B01970 |  | 6833048 | 6833047 | BCRS/PCE/J00718/MBB01968 | 300270914 | Existing | RYB | BLKG-10 | B01971 QUILL CONST | CLOSED | CLOSED | LINK | 11.000 kV | 11 kV | GAS | 19971101 | 1997 | 9720S104 |  |  | INDKOM |  |  | INDUSTRONIC ENTERPRISE | Unknown | Unknown | Unknown | Unknown | DISTRIBUTION | TNB | CHERAS | Unknown | 75 |  |  |  | Unknown |  |  |  | 28 | 630.000 A | 0.63 | 50 | 22 | B01970 | [5 empty] | 0 | INDUSTRONIC BHD |  | 3 | Pass | null
256970231 | B06005 | B05888 WOON HWA TRADING | 6832649 | 6832648 | BCRS/PCE/J00797/MBB06005 | 300272382 | Existing | RYB | CJYA-14 | B05888 WOON HWA TRADING | CLOSED | CLOSED | LINK | 12.000 kV | 11 kV | GAS | 18/07/1998 | 1999 | D990746 |  | FALCON BETA | TAMCO | D990746 |  | CHAN & CHUA | SUBSTATION | Unknown | Unknown | Unknown | DISTRIBUTION | TNB | CHERAS | Unknown | 75 |  |  |  | Unknown |  | LINE |  | 28 | 630.000 A | 0.63 | 50 | 20 | B06005 | Unknown |  |  |  |  | 0 | CHAN AND CHUA SDN BHD |  | 3 | Pass | null
256970237 | B06008 | B11854 TMN IND SELESA JAYA 2 | 6832667 | 6832666 | BCRS/PCE/J00797/MBB06005 | 300272382 | Existing | RYB | CJYA-14 | B05051 YP PRESICIAN | CLOSED | CLOSED | LINK | 12.000 kV | 11 kV | GAS | 18/07/1998 | 1999 | D990746 |  | FALCON BETA | TAMCO | D990746 |  | CHAN & CHUA | SUBSTATION | Unknown | Unknown | Unknown | DISTRIBUTION | TNB | CHERAS | Unknown | 75 |  |  |  | Unknown |  | LINE |  | 28 | 630.000 A | 0.63 | 50 | 20 | B06008 | Unknown |  |  |  |  | 0 | CHAN AND CHUA SDN BHD |  | 3 | Pass | null
256970725 | B01578 |  | 6757824 | 6757823 | BCRS/PCE/J00329/MB | 300010324 | Existing | RYB | CJYA-7 | B07085 JLN C 3/13 TMN CRS JAYA | CLOSED | CLOSED | LINK | 12.000 kV | 11 kV | GAS | 20051101 | 2005 | 2348 |  | VEI | VEI | 2348 |  | PKNS CHERAS JAYA NO 6 | SUBSTATION | Unknown | Unknown | Unknown | DISTRIBUTION | TNB | CHERAS | Unknown | 75 |  |  |  | Unknown |  |  |  | 28 | 630.000 A | 0.63 | 50 | 20 | B01578 | [5 empty] | 0 | PKNS CHERAS JAYA NO 6 |  | 3 | Pass | null
256970731 | B01580 |  | 6757842 | 6757841 | BCRS/PCE/J00329/MB | 300010324 | Existing | RYB | CJYA-7 | B01581 SOUTH EAST ASIA 2 | CLOSED | CLOSED | LINK | 12.000 kV | 11 kV | GAS | 20051101 | 2005 | 2348 |  | VEI | VEI | 2348 |  | PKNS CHERAS JAYA NO 6 | SUBSTATION | Unknown | Unknown | Unknown | DISTRIBUTION | TNB | CHERAS | Unknown | 75 |  |  |  | Unknown |  |  |  | 28 | 630.000 A | 0.63 | 50 | 20 | B01580 | [5 empty] | 0 | PKNS CHERAS JAYA NO 6 |  | 3 | Pass | null
256970754 | B01619 |  | 6759791 | 6759790 | BCRS/PCE/J00328/MB | 300010318 | Existing | RYB | BTHO-3 | B01569 TMN CHERAS JAYA NO 1 | CLOSED | OPEN | LINK | 11.000 kV | 11 kV | OIL | 20121101 | 0 | J3909/1/L179 |  | BRUSH | TAMCO | J3909/1H/592 |  | CHERAS JAYA NO 2 | Unknown | Unknown | Unknown | Unknown | DISTRIBUTION | TNB | CHERAS | Unknown | 75 |  |  |  | Unknown |  |  |  | 28 | 400.000 A | 0.63 | 50 | 20 | B01619 | [5 empty] | 0 | TAMAN CHERAS JAYA NO 2 |  | 3 | Pass | null
256970758 | B01617 |  | 6759794 | 6759793 | BCRS/PCE/J00328/MB | 300010318 | Existing | RYB | BTHO-3 | B01616 NEW ELECTRONIC GATE | OPEN | CLOSED | LINK | 11.000 kV | 11 kV | OIL | 20121101 | 0 | L17/1/146R |  | BRUSH | TAMCO | J3909/1H/592 |  | CHERAS JAYA NO 2 | Unknown | Unknown | Unknown | Unknown | DISTRIBUTION | TNB | CHERAS | Unknown | 75 |  |  |  | Unknown |  |  |  | 28 | 400.000 A | 0.63 | 50 | 20 | B01617 | [5 empty] | 0 | TAMAN CHERAS JAYA NO 2 |  | 3 | Pass | null
256970781 | B01547 |  | 6756064 | 6756063 | BCRS/PCE/J00304/MB | 300010220 | Existing | RYB | BTHO-3 | B01548 SUN HUP HING LOONG | CLOSED | CLOSED | LINK | 11.000 kV | 11 kV | GAS | 20021101 | 2001 | 0026 S081 |  | INDKOM | INDKOM | 0026 S081 |  | KRIS COMPONENT A.E. TECHNO NO 1 | SUBSTATION | Unknown | Unknown | Unknown | DISTRIBUTION | TNB | CHERAS | Unknown | 75 |  |  | Unknown | Unknown |  | LINE |  | 28 | 630.000 A | 0.63 | 50 | 20 | B01547 | [5 empty] | 0 | A.E TECHNOLOGI |  | 3 | Pass | null
256970785 | B01545 |  | 6756067 | 6756066 | BCRS/PCE/J00304/MB | 300010220 | Existing | RYB | CJYA-4 | B01538 KILANG KAWASAN MEIL NO 4 | CLOSED | CLOSED | LINK | 11.000 kV | 11 kV | GAS | 20021101 | 2001 | 0026 S081 |  | INDKOM | INDKOM | 0026 S081 |  | KRIS COMPONENT A.E. TECHNO NO 1 | Unknown | Unknown | Unknown | Unknown | DISTRIBUTION | TNB | CHERAS | Unknown | 75 |  |  | Unknown | Unknown |  | LINE |  | 28 | 630.000 A | 0.63 | 50 | 20 | B01545 | [5 empty] | 0 |  |  | 3 | Pass | null
256970854 | B01581 |  | 6804760 | 6804759 | BCRS/PCE/J00316/MB | 300010280 | Existing | RYB | CJYA-7 | B01580 PKNS NO 6 CHERAS JAYA | CLOSED | CLOSED | LINK | 16.000 kV | 11 kV | SF6 | 19941111 | 0 | KSS/1152 |  | LUCY | EPE | SF00090322 |  | SOUTH EAST ASIA NO 2 | SUBSTATION | Unknown | Unknown | Unknown | DISTRIBUTION | TNB | CHERAS | Unknown | 75 |  |  |  | Unknown |  |  |  | 28 | 630.000 A | 0.63 | 50 | 20 | B01581 | [5 empty] | 0 | SOUTH EAST ASIA 2 |  | 1 | Pass | null
256970858 | B01583 |  | 6804763 | 6804762 | BCRS/PCE/J00316/MB | 300010280 | Existing | RYB | CJYA-7 | B01584 NEW ENGINEERING | CLOSED | CLOSED | LINK | 16.000 kV | 11 kV | SF6 | 19941111 | 0 | KSS/1152 |  | LUCY | EPE | SF00090322 |  | SOUTH EAST ASIA NO 2 | SUBSTATION | Unknown | Unknown | Unknown | DISTRIBUTION | TNB | CHERAS | Unknown | 75 |  |  | Unknown | Unknown |  | LINE |  | 28 | 630.000 A | 0.63 | 50 | 20 | B01583 | [5 empty] | 0 | SOUTH EAST ASIA 2 |  | 1 | Pass | null
256970881 | B05488 | B05488 | 6763702 | 6763701 | BCRS/PCE/J00303/MB | 300512647 | Existing | RYB | CJYA-4 | B06234 SEK MEN CHERAS JAYA | CLOSED | CLOSED | LINK | 12.000 kV | 11 kV | GAS |  | 1991 | 62109390 |  | EPE | EPE | 14J1860 (502) | N/A | TMN CHERAS JAYA NO 3 | SUBSTATION | Unknown | Unknown | Unknown | DISTRIBUTION | TNB | CHERAS | Unknown | 75 |  |  | Unknown | Unknown |  | LINE |  | 28 | 630.000 A | 20 | 50 | 20 | B05488 | NO | N/A |  |  |  | 0 | TAMAN CHERAS JAYA NO 3 |  | 1 | Pass | null
256970885 | B01543 | B01543 | 6763705 | 6763704 | BCRS/PCE/J00303/MB | 300512647 | Existing | RYB | CJYA-4 | B01539 CHERAS JAYA NO 4 | CLOSED | CLOSED | LINK | 12.000 kV | 11 kV | GAS |  | 1991 | 62109390 |  | EPE | EPE | 14J1860 (502) | N/A | TMN CHERAS JAYA NO 3 | SUBSTATION | Unknown | Unknown | Unknown | DISTRIBUTION | TNB | CHERAS | Unknown | 75 |  |  | Unknown | Unknown |  | LINE |  | 28 | 630.000 A | 20 | 50 | 20 | B01543 | NO | N/A |  |  |  | 0 | TAMAN CHERAS JAYA NO 3 |  | 1 | Pass | null
256970914 | B06234 | PE TAMAN CHERAS JAYA NO3 | 6757981 | 6757980 | BCRS/PCE/J00372/MB | 300510392 | Existing | RYB | CJYA-11 | B05488 PE TAMAN CHERAS JAYA NO3 | OPEN | OPEN | LINK | 11.000 kV | 11 kV | GAS |  | 2000 | 4179706 | Unknown | TOSHIBA | TOSHIBA | 1D3L1T BS 36 |  | SEK MEN CHERAS JAYA | SUBSTATION | Unknown | Unknown | Unknown | DISTRIBUTION | TNB | CHERAS | Unknown | 75 |  |  | Unknown | Unknown |  | Unknown |  | 28 | 630.000 A | 0.63 | 50 | 20 | B06234 | Unknown |  |  |  |  | 0 | SEK MEN CHERAS JAYA |  | 3 | Pass | null
256970918 | B06232 | PE MAGNA VILLA NO 2 | 6757987 | 6757986 | BCRS/PCE/J00372/MB | 300510392 | Existing | RYB | CJYA-11 | B01871 PE MAGNA VILLA NO 2 | CLOSED | CLOSED | LINK | 11.000 kV | 11 kV | GAS |  | 2000 | 4179706 | Unknown | TOSHIBA | TOSHIBA | 1D3L1T BS 36 |  | SEK MEN CHERAS JAYA | SUBSTATION | Unknown | Unknown | Unknown | DISTRIBUTION | TNB | CHERAS | Unknown | 75 |  |  | Unknown | Unknown |  | Unknown |  | 28 | 630.000 A | 0.63 | 50 | 20 | B06232 | Unknown |  |  |  |  | 0 | SEK MEN CHERAS JAYA |  | 3 | Pass | null
256971514 | B06235 | PE MAGNA VILLA NO 1 | 6757989 | 6757988 | BCRS/PCE/J00372/MB | 300510392 | Existing | RYB | CJYA-11 | B01872 PE MAGNA VILLA NO 1 | CLOSED | CLOSED | LINK | 11.000 kV | 11 kV | GAS |  | 2000 | CML | Unknown | TOSHIBA | TOSHIBA | 1D3L1T BS 36 |  | SEK MEN CHERAS JAYA | SUBSTATION | Unknown | Unknown | Unknown | DISTRIBUTION | TNB | CHERAS | Unknown | 75 |  |  | Unknown | Unknown |  | Unknown |  | 28 | 630.000 A | 0.63 | 50 | 20 | B06235 | Unknown |  |  |  |  | 0 | SEK MEN CHERAS JAYA |  | 3 | Pass | null
256973350 | B02211 |  | 6923952 | 6923951 | BCRS/PCE/J00059/MBB02208 | 300004307 | Existing | RYB | TMASS-10 | B02207 SG MICHU ATAS TIANG | CLOSED | CLOSED | LINK | 12.000 kV | 11 kV | GAS | 20041101 | 2004 | D242894 |  | TAMCO | TAMCO | D242894 |  | BT 14 HULU LANGAT | Unknown | Unknown | Unknown | Unknown | DISTRIBUTION | TNB | CHERAS | Unknown | 75 |  |  | Unknown | Unknown |  | LINE |  | 28 | 630.000 A | 20 | 50 | 20 | B02211 | [5 empty] | 0 | BT 14 HULU LANGAT |  | 3 | Pass | null
256973356 | B02208 |  | 6923972 | 6923971 | BCRS/PCE/J00059/MBB02208 | 300004307 | Existing | RYB | TMASS-10 | B05881 TMN INDAH JAYA NO 2 | CLOSED | CLOSED | LINK | 12.000 kV | 11 kV | GAS | 20041101 | 2004 | D242894 |  | TAMCO | TAMCO | D242894 |  | BT 14 HULU LANGAT | Unknown | Unknown | Unknown | Unknown | DISTRIBUTION | TNB | CHERAS | Unknown | 75 |  |  | Unknown | Unknown |  | LINE |  | 28 | 630.000 A | 20 | 50 | 20 | B02208 | [5 empty] | 0 | BT 14 HULU LANGAT |  | 3 | Pass | null
256973379 | B02218 |  | 6924032 | 6924031 | BCRS/PCE/J00109/MBB02218 | 300004503 | Existing | RYB | TMASS-10 | B02215 SG MAKAU | CLOSED | CLOSED | LINK | 12.000 kV | 11 kV | GAS | 19901101 | 1990 | 62109127/194 |  | INDKOM | INDKOM | 62109127/194 |  | CG MEDICAL INDUSTRY | Unknown | Unknown | Unknown | Unknown | DISTRIBUTION | TNB | CHERAS | Unknown | 75 |  |  |  | Unknown |  | LINE |  | 28 | 630.000 A | 0.63 | 50 | 20 | B02218 | [5 empty] | 0 | CG MEDICAL INDUSTRIE |  | 3 | Pass | null
256973383 | B02220 |  | 6924038 | 6924037 | BCRS/PCE/J00109/MBB02218 | 300004503 | Existing | RYB | TMASS-10 | B02221 MADAH PERKAYUAN | CLOSED | CLOSED | LINK | 12.000 kV | 11 kV | GAS | 19901101 | 1990 | 62109127/194 |  | INDKOM | INDKOM | 62109127/194 |  | CG MEDICAL INDUSTRY | Unknown | Unknown | Unknown | Unknown | DISTRIBUTION | TNB | CHERAS | Unknown | 75 |  |  |  | Unknown |  | LINE |  | 28 | 630.000 A | 20 | 50 | 20 | B02220 | [5 empty] | 0 | CG MEDICAL INDUSTRIE |  | 3 | Pass | null
256973412 | B06034 |  | 6924133 | 6924132 | BCRS/PCE/J00119/MBB06034 | 300004541 | Existing | RYB | TMASS-10 | B02224 MADAH PERKAYUAN | CLOSED | CLOSED | LINK | 11.000 kV | 11 kV | GAS | 19991101 | 1999 | 9937S077 | Unknown | INDKOM | INDKOM | 9937S077 |  | CHASELAND NO 2 | Unknown | Unknown | Unknown | Unknown | DISTRIBUTION | TNB | CHERAS | Unknown | 75 |  |  | Unknown | Unknown |  | LINE |  | 28 | 630.000 A | 0.63 | 50 | 20 | B06034 | Unknown |  |  |  |  | 0 | CHASE LAND SDN BHD NO 2 |  | 3 | Pass | null
256973418 | B06037 |  | 6924153 | 6924152 | BCRS/PCE/J00119/MBB06034 | 300004541 | Existing | RYB | TMASS-10 | B10143 WRITE BEST SDN BHD | CLOSED | CLOSED | LINK | 11.000 kV | 11 kV | GAS | 19991101 | 1999 | 9937S077 |  | INDKOM | INDKOM | 9937S077 |  | CHASELAND NO 2 | Unknown | Unknown | Unknown | Unknown | DISTRIBUTION | TNB | CHERAS | Unknown | 75 |  |  | Unknown | Unknown |  | LINE |  | 28 | 630.000 A | 0.63 | 50 | 20 | B06037 | [5 empty] | 0 | CHASE LAND SDN BHD NO 2 |  | 3 | Pass | null
256973441 | B06040 |  | 6924768 | 6924767 | BCRS/PCE/J00118/MBB06038 | 300004535 | Existing | RYB | TMASS-10 | B06033 CHASE LAND NO 1 | CLOSED | CLOSED | LINK | 11.000 kV | 11 kV | GAS | 19991101 | 1999 | 9933S131 | Unknown | INDKOM | INDKOM | 9933S131 |  | CHASELAND NO 3 | Unknown | Unknown | Unknown | Unknown | DISTRIBUTION | TNB | CHERAS | Unknown | 75 |  |  | Unknown | Unknown |  | LINE |  | 28 | 630.000 A | 0.63 | 50 | 20 | B06040 | Unknown |  |  |  |  | 0 | CHASELAND SDN BHD NO 3 |  | 3 | Pass | null
256973445 | B06038 |  | 6924774 | 6924773 | BCRS/PCE/J00118/MBB06038 | 300004535 | Existing | RYB | TMASS-10 | B10145 WRITE BEST SDN BHD | CLOSED | CLOSED | LINK | 11.000 kV | 11 kV | GAS | 19991101 | 1999 | 9933S131 | Unknown | INDKOM | INDKOM | 9933S131 |  | CHASELAND NO 3 | Unknown | Unknown | Unknown | Unknown | DISTRIBUTION | TNB | CHERAS | Unknown | 75 |  |  | Unknown | Unknown |  | LINE |  | 28 | 630.000 A | 0.63 | 50 | 20 | B06038 | Unknown |  |  |  |  | 0 | CHASELAND SDN BHD NO 3 |  | 3 | Pass | null
256973468 | B04211 |  | 6925330 | 6925329 | BCRS/PCE/J00767/MBB04211 | 300271252 | Existing | RYB | JUBA-13 | B04204 PE KIDAMAI | OPEN | OPEN | LINK | 11.000 kV | 11 kV | GAS | 18/07/1998 | 1999 | 98465149 | Unknown | F_and_G | INDKOM | 98465149 |  | LOT 5757 FORMAPAC | SUBSTATION | Unknown | Unknown | Unknown | DISTRIBUTION | TNB | CHERAS | Unknown | 75 |  |  | Unknown | Unknown |  | Unknown |  | 28 | 630.000 A | 0.63 | 50 | 20 | B04211 | Unknown |  |  |  |  | 0 | LOT 5755 FORMAPAC SDN BHD |  | 3 | Pass | null
256973472 | B04213 |  | 6925333 | 6925332 | BCRS/PCE/J00767/MBB04211 | 300271252 | Existing | RYB |  | B11647 PE TAMAN SETIA IMPIAN 3 | CLOSED | CLOSED | LINK | 11.000 kV | 11 kV | GAS | 18/07/1998 | 1999 | 98465149 | Unknown | F_and_G | INDKOM | 98465149 |  | LOT 5757 FORMAPAC | SUBSTATION | Unknown | Unknown | Unknown | DISTRIBUTION | TNB | CHERAS | Unknown | 75 |  |  | Unknown | Unknown |  | Unknown |  | 28 | 630.000 A | 0.63 | 50 | 20 | B04213 | Unknown |  |  |  |  | 0 | LOT 5755 FORMAPAC SDN BHD |  | 3 | Pass | null
256973499 | B04208 |  | 6925366 | 6925365 | BCRS/PCE/J00768/MBB04208 | 300271255 | Existing | RYB | JUBA-13 | B04207 PE LOT 5755 (KIDAMAI) | CLOSED | CLOSED | LINK | 12.000 kV | 11 kV | GAS | 18/07/1998 | 2007 | 23212 |  | VEI | VEI | 23212 |  | DENSHI MARUWA | SUBSTATION | Unknown | Unknown | Unknown | DISTRIBUTION | TNB | CHERAS | Unknown | 75 |  |  | Unknown | Unknown |  | Unknown |  | 28 | 630.000 A | 0.63 | 50 | 20 | B04208 | Unknown |  |  |  |  | 0 | DENSHI MARUWA |  | 3 | Pass | null
256973506 | B04210 |  | 6925392 | 6925394 | BCRS/PCE/J00768/MBB04208 | 300271255 | Existing | RYB | JUBA-13 | B13126 PE GIANT VOICE SEMI-D | CLOSED | CLOSED | LINK | 12.000 kV | 11 kV | GAS | 18/07/1998 | 2007 | 23212 |  | VEI | VEI | 23212 |  | DENSHI MARUWA | SUBSTATION | Unknown | Unknown | Unknown | DISTRIBUTION | TNB | CHERAS | Unknown | 75 |  |  | Unknown | Unknown |  | Unknown |  | 28 | 630.000 A | 0.63 | 50 | 20 | B04210 | Unknown |  |  |  |  | 0 | DENSHI MARUWA |  | 3 | Pass | null
256973556 | B02201 |  | 6926143 | 6926142 | BCRS/PCE/J00056/MBB02199 | 300431056 | Existing | RYB | TMASS-10 | B02202 TMN DUSUN NANDING NO 1 | CLOSED | CLOSED | LINK | 12.000 kV | 11 kV | GAS | 20001101 | 1998 | B950054 |  | FALCON BETA | TAMCO | B950054 |  | DUSUN NANDING NO 3 | SUBSTATION | Unknown | Unknown | Unknown | DISTRIBUTION | TNB | CHERAS | Unknown | 75 |  |  |  | Unknown |  | LINE |  | 28 | 630.000 A | 0.63 | 50 | 20 | B02201 | Unknown |  |  |  |  | 0 | TMN SRI NANDING NO 3 |  | 3 | Pass | null
256973560 | B02199 |  | 6926149 | 6926148 | BCRS/PCE/J00056/MBB02199 | 300431056 | Existing | RYB |  | B02198 TMN DUSUN NANDING NO 2 | CLOSED | CLOSED | LINK | 12.000 kV | 11 kV | GAS | 20001101 | 1998 | B950054 |  | FALCON BETA | TAMCO | B950054 |  | DUSUN NANDING NO 3 | SUBSTATION | Unknown | Unknown | Unknown | DISTRIBUTION | TNB | CHERAS | Unknown | 75 |  |  |  | Unknown |  | LINE |  | 28 | 630.000 A | 0.63 | 50 | 20 | B02199 | Unknown |  |  |  |  | 0 | TMN SRI NANDING NO 3 |  | 3 | Pass | null
256973583 | B02196 |  | 6926084 | 6926083 | BCRS/PCE/J00055/MBB02196 | 300004292 | Existing | RYB |  | B14640 PE TMN CASA LAGENDA | CLOSED | CLOSED | LINK | 11.000 kV | 11 kV | GAS | 19991101 | 1999 | 9851S088 |  | INDKOM | INDKOM | 985S088 |  | DUSUN NANDING NO 2 | SUBSTATION | Unknown | Unknown | Unknown | DISTRIBUTION | TNB | CHERAS | Unknown | 75 |  |  |  | Unknown |  | LINE |  | 28 | 630.000 A | 0.63 | 50 | 22 | B02196 | Unknown |  |  |  |  | 0 | TMN DUSUN NANDING NO 2 |  | 3 | Pass | null
256973883 | B02198 |  | 6926090 | 6926089 | BCRS/PCE/J00055/MBB02196 | 300004292 | Existing | RYB |  | B02199 TMN DUSUN NANDING NO 3 | CLOSED | CLOSED | LINK | 11.000 kV | 11 kV | GAS | 19991101 | 1999 | 9851S088 |  | INDKOM | INDKOM | 985S088 |  | DUSUN NANDING NO 2 | SUBSTATION | Unknown | Unknown | Unknown | DISTRIBUTION | TNB | CHERAS | Unknown | 75 |  |  |  | Unknown |  | LINE |  | 28 | 630.000 A | 0.63 | 50 | 22 | B02198 | Unknown |  |  |  |  | 0 | TMN DUSUN NANDING NO 2 |  | 3 | Pass | null
256973973 | B02302 | B02302 | 6926484 | 6926483 | BCRS/PCE/J00090/MBB02300 | 300004427 | Existing | RYB | PMU SMYH-8 | B06746 PADAT LAMAN KENCANA BT18 | CLOSED | CLOSED | LINK | 12.000 kV | 11 kV | GAS | 19981101 | 1998 | B982701 | Unknown | FALCON BETA | TAMCO | B982701 |  | KG JAWA | SUBSTATION | Unknown | Unknown | Unknown | DISTRIBUTION | TNB | CHERAS | Unknown | 75 |  |  | Unknown | Unknown |  | LINE |  | 28 | 630.000 A | 0.63 | 50 | 20 | B02302 | Unknown |  |  |  |  | 0 | KG JAWA |  | 3 | Pass | null
256973977 | B02300 | B02300 | 6926487 | 6926486 | BCRS/PCE/J00090/MBB02300 | 300004427 | Existing | RYB | PMU SMYH-8 | B02943 SG CONGKAK | OPEN | OPEN | LINK | 12.000 kV | 11 kV | GAS | 19981101 | 1998 | B982701 | Unknown | FALCON BETA | TAMCO | B982701 |  | KG JAWA | SUBSTATION | Unknown | Unknown | Unknown | DISTRIBUTION | TNB | CHERAS | Unknown | 75 |  |  | Unknown | Unknown |  | LINE |  | 28 | 630.000 A | 0.63 | 50 | 20 | B02300 | Unknown |  |  |  |  | 0 | KG JAWA |  | 3 | Pass | null
256974006 | B08628 | PE COMMERCIAL AREA 1 | 6932090 | 6932089 |  |  | Existing | RYB | MHCR2-9 | B08627 PE COMMERCIAL AREA 1 | CLOSED | CLOSED | LINK | 12.000 kV | 11 kV | GAS |  | 2005 | D253255 | Unknown | FALCON BETA | TAMCO | D253255 |  | COMMERCIAL AREA NO 5 | SUBSTATION | Unknown | Unknown | Unknown | DISTRIBUTION | TNB | CHERAS | Unknown | 75 |  |  | Unknown | Unknown |  | Unknown |  | 28 | 630.000 A | 0.63 | 50 | 20 | B08628 | Unknown |  |  |  |  | 0 | COMMERCIAL AREA NO 5 |  | 3 | Pass | null
256974012 | B08631 | PE COMMERCIAL AREA NO.6 | 6934412 | 6934411 |  |  | Existing | RYB | MHCR2-9 | B08632 PE COMMERCIAL AREA NO.6 | CLOSED | CLOSED | LINK | 12.000 kV | 11 kV | GAS |  | 2005 | D253255 | Unknown | FALCON BETA | TAMCO | D253255 |  | COMMERCIAL AREA NO 5 | SUBSTATION | Unknown | Unknown | Unknown | DISTRIBUTION | TNB | CHERAS | Unknown | 75 |  |  | Unknown | Unknown |  | Unknown |  | 28 | 630.000 A | 0.63 | 50 | 20 | B08631 | Unknown |  |  |  |  | 0 | COMMERCIAL AREA NO 5 |  | 3 | Pass | null
256977330 | B08612 | PE COMMERCIAL AREA 11 | 6933098 | 6933097 | BCRS/PCE/J00451/MBB08612 | 300270030 | Existing | RYB | MHCR-2 | B09335 PE COMMERCIAL AREA 11 | CLOSED | CLOSED | LINK | 12.000 kV | 11 kV | GAS | 20051101 | 2005 | D2242913 | Unknown | FALCON BETA | TAMCO | D2242913 |  | COMMERCIAL AREA NO 8 BMC | SUBSTATION | Unknown | Unknown | Unknown | DISTRIBUTION | TNB | CHERAS | Unknown | 75 |  |  | Unknown | Unknown |  | Unknown |  | 28 | 630.000 A | 0.63 | 50 | 20 | B08612 | Unknown |  |  |  |  | 0 | COMMERCIAL AREA 8 |  | 3 | Pass | null
256977336 | B08615 | PE COMMERCIAL AREA 7 | 6933116 | 6933115 | BCRS/PCE/J00451/MBB08612 | 300270030 | Existing | RYB | MHCR-2 | B08616 PE COMMERCIAL AREA 7 | CLOSED | CLOSED | LINK | 12.000 kV | 11 kV | GAS | 20051101 | 2005 | D2242913 | Unknown | FALCON BETA | TAMCO | D2242913 |  | COMMERCIAL AREA NO 8 BMC | SUBSTATION | Unknown | Unknown | Unknown | DISTRIBUTION | TNB | CHERAS | Unknown | 75 |  |  | Unknown | Unknown |  | Unknown |  | 28 | 630.000 A | 0.63 | 50 | 20 | B08615 | Unknown |  |  |  |  | 0 | COMMERCIAL AREA 8 |  | 3 | Pass | null
256978380 | B01875 | PE TETUAN EUROMAS | 6757303 | 6757302 | BCRS/PCE/J00352/MB | 300010447 | Existing | RYB | CJYA-11 | B01867 PE TETUAN EUROMAS | CLOSED | CLOSED | LINK | 12.000 kV | 11 kV | GAS | 19981111 | 0 | F9629117 | Unknown | MERLIN GERIN | SCHNEIDER | F9629117 |  | MAGNAVILLA NO 1 | SUBSTATION | Unknown | Unknown | Unknown | DISTRIBUTION | TNB | CHERAS | Unknown | 75 |  |  | Unknown | Unknown |  | LINE |  | 28 | 630.000 A | 0.63 | 50 | 18.4 | B01875 | Unknown |  |  |  |  | 0 | MAGNA VILLA NO 1 |  | 3 | Pass | null
256978386 | B01872 | PE SEK MEN CHERAS JAYA | 6757321 | 6757320 | BCRS/PCE/J00352/MB | 300010447 | Existing | RYB | CJYA-11 | B06235 PE SEK MEN CHERAS JAYA | CLOSED | CLOSED | LINK | 12.000 kV | 11 kV | GAS | 19981111 | 0 | F9629117 | Unknown | MERLIN GERIN | SCHNEIDER | F9629117 |  | MAGNAVILLA NO 1 | SUBSTATION | Unknown | Unknown | Unknown | DISTRIBUTION | TNB | CHERAS | Unknown | 75 |  |  | Unknown | Unknown |  | LINE |  | 28 | 630.000 A | 0.63 | 50 | 18.4 | B01872 | Unknown |  |  |  |  | 0 | MAGNA VILLA NO 1 |  | 3 | Pass | null
256978409 | B08821 | PE MITAH MANUFACTURING S/B | 6757265 | 6757264 | BCRS/PCE/J00792/MBB08821 | 300272364 | Existing | RYB | CJYA-11 | B01862 PE MITAH MANUFACTURING S/B | CLOSED | CLOSED | LINK | 12.000 kV | 11 kV | GAS | 20111111 | 2005 | 2L1+295 | Unknown | TOPRANK | INDKOM | 2L1+295 |  | LOJI KUMBAHAN CHERAS JAYA | SUBSTATION | Unknown | Unknown | Unknown | DISTRIBUTION | TNB | CHERAS | Unknown | 75 |  |  | Unknown | Unknown |  | Unknown |  | 28 | 630.000 A | 0.63 | 50 | 20 | B08821 | Unknown |  |  |  |  | 0 | LOJI KUMBAHAN TMN CHERAS JAYA |  | 3 | Pass | null
256978413 | B08823 | PE LOONG WENG PLASTIC | 6757268 | 6757267 | BCRS/PCE/J00792/MBB08821 | 300272364 | Existing | RYB | CJYA-11 | B01861 PE LOONG WENG PLASTIC | CLOSED | CLOSED | LINK | 12.000 kV | 11 kV | GAS | 20111111 | 2005 | 2L1+295 | Unknown | TOPRANK | INDKOM | 2L1+295 |  | LOJI KUMBAHAN CHERAS JAYA | SUBSTATION | Unknown | Unknown | Unknown | DISTRIBUTION | TNB | CHERAS | Unknown | 75 |  |  | Unknown | Unknown |  | Unknown |  | 28 | 630.000 A | 0.63 | 50 | 20 | B08823 | Unknown |  |  |  |  | 0 | LOJI KUMBAHAN TMN CHERAS JAYA |  | 3 | Pass | null
256978436 | B01508 | B01508 | 6756129 | 6756128 | BCRS/PCE/J00298/MBB01508 | 300010175 | Existing | RYB | CJYA-4 | CJYA-4 | CLOSED | CLOSED | LINK | 12.000 kV | 11 kV | GAS | 19961101 | 0 | N/A |  | MERLIN GERIN | SCHNEIDER | N/A | N/A | GELORA RAO RAO | SUBSTATION | Unknown | Unknown | Unknown | DISTRIBUTION | TNB | CHERAS | Unknown | 75 |  |  | Unknown | Unknown |  | LINE |  | 28 | 630.000 A | 0.63 | 50 | 20 | B01508 | NO | N/A |  |  |  | 0 | GELORA RAO-RAO |  | 3 | Pass | null
256978440 | B01510 | B01510 | 6756132 | 6756131 | BCRS/PCE/J00298/MBB01508 | 300010175 | Existing | RYB | CJYA-4 | B01511 BERKAT KLASIK | CLOSED | CLOSED | LINK | 12.000 kV | 11 kV | GAS | 19961101 | 0 | N/A |  | MERLIN GERIN | SCHNEIDER | N/A | N/A | GELORA RAO RAO | SUBSTATION | Unknown | Unknown | Unknown | DISTRIBUTION | TNB | CHERAS | Unknown | 75 |  |  | Unknown | Unknown |  | LINE |  | 28 | 630.000 A | 0.63 | 50 | 20 | B01510 | NO | N/A |  |  |  | 0 | GELORA RAO-RAO |  | 3 | Pass | null
256978463 | B01846 |  | 6763545 | 6763544 | BCRS/PCE/J00360/MBB01844 | 300010500 | Existing | RYB | BLKG-8 | B01847 LUBS TECHNOLOGY | CLOSED | CLOSED | LINK | 11.000 kV | 11 kV | GAS | 19971101 | 1997 | 700069/18 |  | INDKOM | TAMCO | 700069/18 |  | LIEW KON THAM | Unknown | Unknown | Unknown | Unknown | DISTRIBUTION | TNB | CHERAS | Unknown | 75 |  |  | Unknown | Unknown |  |  |  | 28 | 630.000 A | 0.63 | 50 | 20 | B01846 | [5 empty] | 0 | LIEW KON THAM |  | 3 | Pass | null
256978467 | B01844 |  | 6763548 | 6763547 | BCRS/PCE/J00360/MBB01844 | 300010500 | Existing | RYB | BLKG-8 | B01843 NGEE MING CHOE | CLOSED | CLOSED | LINK | 11.000 kV | 11 kV | GAS | 19971101 | 1997 | 700069/18 |  | INDKOM | TAMCO | 700069/18 |  | LIEW KON THAM | Unknown | Unknown | Unknown | Unknown | DISTRIBUTION | TNB | CHERAS | Unknown | 75 |  |  | Unknown | Unknown |  |  |  | 28 | 630.000 A | 0.63 | 50 | 20 | B01844 | [5 empty] | 0 | LIEW KON THAM |  | 3 | Pass | null
256978496 | B01871 | PE SEK MEN CHERAS JAYA | 6757401 | 6757400 | BCRS/PCE/J00370/MB | 300010555 | Existing | RYB | CJYA-11 | B06232 PE SEK MEN CHERAS JAYA | CLOSED | CLOSED | LINK | 12.000 kV | 11 kV | GAS | 19981111 | 0 | N/A | Unknown | MERLIN GERIN | SCHNEIDER | F962722 |  | MAGNAVILLA NO 2 | SUBSTATION | Unknown | Unknown | Unknown | DISTRIBUTION | TNB | CHERAS | Unknown | 75 |  |  | Unknown | Unknown |  | Unknown |  | 28 | 630.000 A | 0.63 | 50 | 18.4 | B01871 | Unknown |  |  |  |  | 0 | MAGNA VILLA NO 2 |  | 3 | Pass | null
256978502 | B01868 | PMU CHERAS JAYA CB11 | 6757419 | 6757418 | BCRS/PCE/J00370/MB | 300010555 | Existing | RYB | CJYA-11 | PMU CHERAS JAYA-11 | CLOSED | CLOSED | LINK | 12.000 kV | 11 kV | GAS | 19981111 | 0 | N/A | Unknown | MERLIN GERIN | SCHNEIDER | F962722 |  | MAGNAVILLA NO 2 | SUBSTATION | Unknown | Unknown | Unknown | DISTRIBUTION | TNB | CHERAS | Unknown | 75 |  |  | Unknown | Unknown |  | Unknown |  | 28 | 630.000 A | 0.63 | 50 | 18.4 | B01868 | Unknown |  |  |  |  | 0 | MAGNA VILLA NO 2 |  | 3 | Pass | null
256978524 | B07849 | B07849 | 6758539 | 6758538 | BCRS/PCE/J00708/MBB07849 | 300270881 | Existing | RYB | BLKG-12 | B07848 TMN SINARAN NO 1 | CLOSED | CLOSED | LINK | 12.000 kV | 11 kV | GAS | 20041101 | 2004 | B248004 |  | FALCON BETA | TAMCO | B248004 | N/A | TAMAN SINARAN NO 2 | SUBSTATION | Unknown | Unknown | Unknown | DISTRIBUTION | TNB | CHERAS | Unknown | 75 |  |  | Unknown | Unknown |  | LINE |  | 28 | 630.000 A | 0.63 | 50 | 20 | B07849 | NO | N/A |  |  |  | 0 | TMN SINARAN NO 1 |  | 3 | Pass | null
256978528 | B07851 | B07851 | 6758548 | 6758547 | BCRS/PCE/J00708/MBB07849 | 300270881 | Existing | RYB | BLKG-12 | B02954 TMN SETIA BALAKONG | CLOSED | CLOSED | LINK | 12.000 kV | 11 kV | GAS | 20041101 | 2004 | B248004 |  | FALCON BETA | TAMCO | B248004 | N/A | TAMAN SINARAN NO 2 | SUBSTATION | Unknown | Unknown | Unknown | DISTRIBUTION | TNB | CHERAS | Unknown | 75 |  |  | Unknown | Unknown |  | LINE |  | 28 | 630.000 A | 0.63 | 50 | 20 | B07851 | NO | N/A |  |  |  | 0 | TMN SINARAN NO 2 |  | 3 | Pass | null
256978551 | B09236 | B01443 IMPIAN EHSAN NO 2 |  |  | BCRS/PCE/J00715/MBB09234 | 300270904 | Existing | RYB | TSRA-2 | B01443 IMPIAN EHSAN NO 2 | CLOSED | CLOSED | LINK | 12.000 kV | 11 kV | GAS | 18/07/1998 | 0 | R0614342 SF |  | MERLIN GERIN | MERLIN GERIN | R0614342 SF | NOT APPLICABLE | TAMAN SETIA IMPIAN EHSAN COMPACT | SUBSTATION | Unknown | YES | Unknown | DISTRIBUTION | TNB | CHERAS | Unknown | 75 | Unknown | Unknown | Unknown | NO |  | LINE |  | 28 | 630.000 A | 0.63 | 50 | 20 | B09236 | NO | NOT APPLICABLE |  |  | Unknown | Unknown | TAMAN SETIA IMPIAN EHSAN |  | 3 | Pass | null
256978555 | B09234 | IMPIAN EHSAN NO3 |  |  | BCRS/PCE/J00715/MBB09234 | 300270904 | Existing | RYB | TSRA-2 | B01444 IMPIAN EHSAN NO 3 | CLOSED | CLOSED | LINK | 12.000 kV | 11 kV | GAS | 18/07/1998 | 0 | R0614342 SF |  | MERLIN GERIN | MERLIN GERIN | R0614342 SF | NOT APPLICABLE | TAMAN SETIA IMPIAN EHSAN COMPACT | SUBSTATION | Unknown | YES | Unknown | DISTRIBUTION | TNB | CHERAS | Unknown | 75 | Unknown | Unknown | Unknown | NO |  | LINE |  | 28 | 630.000 A | 0.63 | 50 | 20 | B09234 | NO | NOT APPLICABLE |  |  | Unknown | Unknown | TAMAN SETIA IMPIAN EHSAN |  | 3 | Pass | null
256978578 | B01787 |  | 6820200 | 6820199 | BCRS/PCE/J00233/MB | 300005875 | Existing | RYB | MHCR-6 | B01788 FONG YAT SIEW LOT 4166 | CLOSED | CLOSED | LINK | 12.000 kV | 11 kV | GAS | 20001111 | 2000 | B204266 |  | FALCON BETA | TAMCO | B204266 |  | TAN SENG HUAT | Unknown | Unknown | Unknown | Unknown | DISTRIBUTION | TNB | CHERAS | Unknown | 75 |  |  |  | Unknown |  |  |  | 28 | 630.000 A | 0.63 | 50 | 20 | B01787 | [5 empty] | 0 | TAN SENG HUAT |  | 3 | Pass | null
256978583 | B01785 |  | 6820207 | 6820206 | BCRS/PCE/J00233/MB | 300005875 | Existing | RYB | MHCR-6 | B06282 LIM KOK YEONG | CLOSED | CLOSED | LINK | 12.000 kV | 11 kV | GAS | 20001111 | 2000 | B204266 |  | FALCON BETA | TAMCO | B204266 |  | TAN SENG HUAT | Unknown | Unknown | Unknown | Unknown | DISTRIBUTION | TNB | CHERAS | Unknown | 75 |  |  |  | Unknown |  |  |  | 28 | 630.000 A | 0.63 | 50 | 20 | B01785 | [5 empty] | 0 | TAN SENG HUAT |  | 3 | Pass | null
256978935 | B07740 |  | 6820492 | 6820491 | BCRS/PCE/J00427/MB | 300431446 | Existing | RYB | LMAS-7 | APARTMENT PERDANA HEIGHT | CLOSED | CLOSED | LINK | 12.000 kV | 11 kV | GAS | 20041111 | 2004 | D242478 |  | FALCON BETA | TAMCO |  |  | TMN SEGAR PERDANA NO 3 | Unknown | Unknown | Unknown | Unknown | DISTRIBUTION | TNB | CHERAS | Unknown | Unknown |  |  |  | Unknown |  |  |  |  | 630.000 A | 20 | 20 | 20 | B07740 | [5 empty] | 0 | JALAN SP3 TMN SEGAR PERDANA |  | 3 | Pass | null
256978941 | B07737 |  | 6820510 | 6820509 | BCRS/PCE/J00427/MB | 300431446 | Existing | RYB | LMAS-7 | B06996 TMN SEGAR PERDANA NO 1 | CLOSED | CLOSED | LINK | 12.000 kV | 11 kV | GAS | 20041111 | 2004 | D242478 |  | FALCON BETA | TAMCO | D242478 |  | TMN SEGAR PERDANA NO 3 | SUBSTATION | Unknown | Unknown | Unknown | DISTRIBUTION | TNB | CHERAS | Unknown | 75 |  |  | Unknown | Unknown |  | LINE |  | 28 | 630.000 A | 0.63 | 50 | 20 | B07737 | Unknown |  |  |  |  | 0 | JALAN SP3 TMN SEGAR PERDANA |  | 3 | Pass | null
256978964 | B08978 | B08978 | 6820603 | 6820602 | BCRS/PCE/J00483/MB | 300431577 | Existing | RYB | SGLN-12 | B02381 SG.LONG NO 9 | CLOSED | CLOSED | LINK | 12.000 kV | 11 kV | GAS | 19981101 | 0 | R054111SF |  | MERLIN GERIN | MERLIN GERIN | R0541111SF | N/A | ADMIRAL PARK | SUBSTATION | Unknown | Unknown | Unknown | DISTRIBUTION | TNB | CHERAS | Unknown | 75 |  |  | Unknown | Unknown |  | LINE |  | 28 | 630.000 A | 0.63 | 50 | 20 | B08978 | NO | N/A |  |  |  | 0 | ADMIRAL PARK |  | 3 | Pass | null
256978968 | B08976 | B08976 | 6820606 | 6820605 | BCRS/PCE/J00483/MB | 300431577 | Existing | RYB | SGLN-12 | B02382 SG.LONG GOLF CLUB | CLOSED | CLOSED | LINK | 12.000 kV | 11 kV | GAS | 19981101 | 0 | R054111SF |  | MERLIN GERIN | MERLIN GERIN | R0541111SF | N/A | ADMIRAL PARK | SUBSTATION | Unknown | Unknown | Unknown | DISTRIBUTION | TNB | CHERAS | Unknown | 75 |  |  | Unknown | Unknown |  | LINE |  | 28 | 630.000 A | 0.63 | 50 | 20 | B08976 | NO | N/A |  |  |  | 0 | ADMIRAL PARK |  | 3 | Pass | null
256978991 | B08700 | B08700 | 6820699 | 6820698 | BCRS/PCE/J00448/MBB08698 | 300269695 | Existing | RYB | SGLN-12 | B08701 EMERALD POINT C | CLOSED | CLOSED | LINK | 12.000 kV | 11 kV | GAS | 20051101 | 2005 | 2L1T273 |  | FALCON BETA | TAMCO | B2816954 | N/A | EMERALD POINT B | SUBSTATION | Unknown | Unknown | Unknown | DISTRIBUTION | TNB | CHERAS | Unknown | 75 |  |  | Unknown | Unknown |  | LINE |  | 28 | 630.000 A | 0.63 | 50 | 20 | B08700 | NO | N/A |  |  |  | 0 | EMERALD POINT B |  | 3 | Pass | null
256978995 | B08698 | B08698 | 6820702 | 6820701 | BCRS/PCE/J00448/MBB08698 | 300269695 | Existing | RYB | SGLN-12 | B08697 EMERALD POINT A | OPEN | OPEN | LINK | 12.000 kV | 11 kV | GAS | 20051101 | 2005 | 2L1T273 |  | FALCON BETA | TAMCO | B2816954 | N/A | EMERALD POINT B | SUBSTATION | Unknown | Unknown | Unknown | DISTRIBUTION | TNB | CHERAS | Unknown | 75 |  |  | Unknown | Unknown |  | LINE |  | 28 | 630.000 A | 0.63 | 50 | 20 | B08698 | NO | N/A |  |  |  | 0 | EMERALD POINT B |  | 3 | Pass | null
256979018 | B08703 | B08703 | 6820729 | 6820728 | BCRS/PCE/J00447/MBB08701 | 300269691 | Existing | RYB | SGLN-12 | B08034 SEJATI HILL VILLA | CLOSED | CLOSED | LINK | 12.000 kV | 11 kV | GAS | 20051101 | 2005 | 2L1T274 |  | TOPRANK | TAMCO | 2L1T274 | N/A | EMERALD POINT C | SUBSTATION | Unknown | Unknown | Unknown | DISTRIBUTION | TNB | CHERAS | Unknown | 75 |  |  | Unknown | Unknown |  | LINE |  | 28 | 630.000 A | 0.63 | 50 | 20 | B08703 | NO | N/A |  |  |  | 0 | EMERALD POINT C |  | 3 | Pass | null
256979022 | B08701 | B08701 | 6820732 | 6820731 | BCRS/PCE/J00447/MBB08701 | 300269691 | Existing | RYB | SGLN-12 | B08700 EMERALD POINT B | CLOSED | CLOSED | LINK | 12.000 kV | 11 kV | GAS | 20051101 | 2005 | 2L1T274 |  | TOPRANK | TAMCO | 2L1T274 | N/A | EMERALD POINT C | SUBSTATION | Unknown | Unknown | Unknown | DISTRIBUTION | TNB | CHERAS | Unknown | 75 |  |  | Unknown | Unknown |  | LINE |  | 28 | 630.000 A | 0.63 | 50 | 20 | B08701 | NO | N/A |  |  |  | 0 | EMERALD POINT C |  | 3 | Pass | null
256979051 | B02048 | B02048 | 6820828 | 6820833 | BCRS/PCE/J00161/MBB02048 | 300005364 | Existing | RYB | BTHO-5 | B02047 RASA SAYANG NO 1 | CLOSED | CLOSED | LINK | 12.000 kV | 11 kV | GAS | 19961111 | 1996 | 2981/207 | Unknown | F_and_G | INDKOM | 2981/207 | N/A | TMN CHERAS MAS NO 2 | SUBSTATION | Unknown | Unknown | Unknown | DISTRIBUTION | TNB | CHERAS | Unknown | 75 |  |  | Unknown | Unknown |  | LINE |  | 28 | 630.000 A | 0.63 | 50 | 22 | B02048 | Unknown |  |  |  |  | 0 | TAMAN CHERAS MAS 2 |  | 3 | Pass | null
256979055 | B02050 | B02050 | 6820829 | 6820841 | BCRS/PCE/J00161/MBB02048 | 300005364 | Existing | RYB | BTHO-5 | B02051 CHERAS(TAMAN CHERAS MAS) | CLOSED | CLOSED | LINK | 12.000 kV | 11 kV | GAS | 19961111 | 1996 | 2981/207 | Unknown | F_and_G | INDKOM | 2981/207 | N/A | TMN CHERAS MAS NO 2 | SUBSTATION | Unknown | Unknown | Unknown | DISTRIBUTION | TNB | CHERAS | Unknown | 75 |  |  | Unknown | Unknown |  | LINE |  | 28 | 630.000 A | 0.63 | 22 | 22 | B02050 | Unknown |  |  |  |  | 0 | TAMAN CHERAS MAS 2 |  | 3 | Pass | null
256979086 | B02414 | B02414 | 6823298 | 6823297 | BCRS/PCE/J00200/MBB02414 | 300005653 | Existing | RYB | SGLN-3 | B02413 TMN KOP CUEPACS NO 4 | CLOSED | CLOSED | LINK | 11.000 kV | 11 kV | GAS | 19961101 | 1996 | N/A | Unknown | F_and_G | INDKOM | N/A |  | TMN KOPERASI CUEPACS NO 3 | SUBSTATION | Unknown | Unknown | Unknown | DISTRIBUTION | TNB | CHERAS | Unknown | 75 |  |  | Unknown | Unknown |  | LINE |  | 28 | 630.000 A | 0.63 | 50 | 22 | B02414 | Unknown |  |  |  |  | 0 | TMN KOPERASI CUEPACS NO 3 |  | 3 | Pass | null
256979092 | B02417 | B02417 | 6823320 | 6823319 | BCRS/PCE/J00200/MBB02414 | 300005653 | Existing | RYB | SGLN-3 | B05388 LINGKARAN NUR | CLOSED | CLOSED | LINK | 11.000 kV | 11 kV | GAS | 19961101 | 1996 | N/A |  | F_and_G | INDKOM | N/A |  | TMN KOPERASI CUEPACS NO 3 | SUBSTATION | Unknown | Unknown | Unknown | DISTRIBUTION | TNB | CHERAS | Unknown | 75 |  |  | Unknown | Unknown |  | LINE |  | 28 | 630.000 A | 0.63 | 50 | 22 | B02417 | Unknown |  |  |  |  | 0 | TMN KOPERASI CUEPACS NO 3 |  | 3 | Pass | null
256979346 | B10187 | B10187 | 26124432 | 26124431 | BCRS/PCE/J00646/MB | 300431604 | Existing | RYB | TAMI-4 | B02777 TECH AIR IND | CLOSED | CLOSED | LINK | 12.000 kV | 11 kV | GAS | 20091101 | 2008 | D285459 |  | FALCON BETA | TAMCO | D285459 | N/A | MINLON LIGHT INDUSTRIES A | SUBSTATION | Unknown | Unknown | Unknown | DISTRIBUTION | TNB | CHERAS | Unknown | 75 |  |  | Unknown | Unknown |  | LINE |  | 28 | 630.000 A | 0.63 | 50 | 20 | B10187 | NO | N/A |  |  |  | 0 | MINLON LIGHT INDUSTRY A |  | 3 | Pass | null
256979351 | B10190 | B10190 | 26124446 | 26124445 | BCRS/PCE/J00646/MB | 300431604 | Existing | RYB | TAMI-4 | B10191 MINLON LIGHT IND.B | CLOSED | CLOSED | LINK | 12.000 kV | 11 kV | GAS | 20091101 | 2008 | D285459 |  | FALCON BETA | TAMCO | D285459 | N/A | MINLON LIGHT INDUSTRIES A | SUBSTATION | Unknown | Unknown | Unknown | DISTRIBUTION | TNB | CHERAS | Unknown | 75 |  |  | Unknown | Unknown |  | LINE |  | 28 | 630.000 A | 0.63 | 50 | 20 | B10190 | NO | N/A |  |  |  | 0 | MINLON LIGHT INDUSTRY A |  | 3 | Pass | null
256979381 | B10194 | B10194 | 26124550 | 26124549 | BCRS/PCE/J00645/MB | 300431603 | Existing | RYB | TAMI-4 | B11607 KILANG JLN TNMG 2 NO. 2 | CLOSED | CLOSED | LINK | 12.000 kV | 11 kV | GAS | 20091101 | 2008 | D285531 |  | FALCON BETA | TAMCO | D285531 | N/A | MINLON LIGHT INDUSTRIES B | SUBSTATION | Unknown | Unknown | Unknown | DISTRIBUTION | TNB | CHERAS | Unknown | 75 |  |  | Unknown | Unknown |  | LINE |  | 28 | 630.000 A | 0.63 | 50 | 20 | B10194 | NO | N/A |  |  |  | 0 | MINLON LIGHT INDUSTRY B |  | 3 | Pass | null
256979386 | B10191 | B10191 | 26124564 | 26124563 | BCRS/PCE/J00645/MB | 300431603 | Existing | RYB | TAMI-4 | B10190 MINLON LIGHT IND.A | CLOSED | CLOSED | LINK | 12.000 kV | 11 kV | GAS | 20091101 | 2008 | D285531 |  | FALCON BETA | TAMCO | D285531 | N/A | MINLON LIGHT INDUSTRIES B | SUBSTATION | Unknown | Unknown | Unknown | DISTRIBUTION | TNB | CHERAS | Unknown | 75 |  |  | Unknown | Unknown |  | LINE |  | 28 | 630.000 A | 0.63 | 50 | 20 | B10191 | NO | N/A |  |  |  | 0 | MINLON LIGHT INDUSTRY B |  | 3 | Pass | null
256981053 | B07255 | PE TOWN PARK 1 NO.2 | 6765748 | 6765747 | BCRS/PCE/J00004/MBB07255 | 300266030 | Existing | RYB | BTHO-6 | B10288 PE TOWN PARK 1 NO.2 | CLOSED | CLOSED | LINK | 12.000 kV | 11 kV | GAS | 20031101 | 2003 | 11345 | Unknown | VEI | VEI | 11345 |  | APARTMENT SUAKASIH BTHO | SUBSTATION | Unknown | Unknown | Unknown | DISTRIBUTION | TNB | CHERAS | Unknown | 75 |  |  | Unknown | Unknown |  | Unknown |  | 28 | 630.000 A | 0.63 | 50 | 20 | B07255 | Unknown |  |  |  |  | 0 | APT. SUAKASIH BTHO |  | 3 | Pass | null
256981059 | B07258 | PE B.T.H.O. 15 | 6765766 | 6765765 | BCRS/PCE/J00004/MBB07255 | 300266030 | Existing | RYB | BTHO-6 | B05327 PE B.T.H.O. 15 | CLOSED | CLOSED | LINK | 12.000 kV | 11 kV | GAS | 20031101 | 2003 | 11345 | Unknown | VEI | VEI | 11345 |  | APARTMENT SUAKASIH BTHO | SUBSTATION | Unknown | Unknown | Unknown | DISTRIBUTION | TNB | CHERAS | Unknown | 75 |  |  | Unknown | Unknown |  | Unknown |  | 28 | 630.000 A | 0.63 | 50 | 20 | B07258 | Unknown |  |  |  |  | 0 | APT. SUAKASIH BTHO |  | 3 | Pass | null
256981088 | B05335 | PE BTH0 18 | 6770847 | 6770846 | BCRS/PCE/J00177/MBB05332 | 300005486 | Existing | RYB | BTHO-6 | B05336 PE BTH0 18 | CLOSED | CLOSED | LINK | 11.000 kV | 11 kV | GAS | 20001101 | 2000 | 0025S046 | Unknown | FALCON BETA | INDKOM | 0025S046 |  | BTHO NO 17 | SUBSTATION | Unknown | Unknown | Unknown | DISTRIBUTION | TNB | CHERAS | Unknown | 75 |  |  | Unknown | Unknown |  | Unknown |  | 28 | 630.000 A | 0.63 | 50 | 22 | B05335 | Unknown |  |  |  |  | 0 | BTHO NO 17 |  | 3 | Pass | null
256981094 | B05332 | PE BTHO NO16 | 6770865 | 6770864 | BCRS/PCE/J00177/MBB05332 | 300005486 | Existing | RYB | BTHO-6 | B05331 PE BTHO NO16 | CLOSED | CLOSED | LINK | 11.000 kV | 11 kV | GAS | 20001101 | 2000 | 0025S046 | Unknown | FALCON BETA | INDKOM | 0025S046 |  | BTHO NO 17 | SUBSTATION | Unknown | Unknown | Unknown | DISTRIBUTION | TNB | CHERAS | Unknown | 75 |  |  | Unknown | Unknown |  | Unknown |  | 28 | 630.000 A | 0.63 | 50 | 22 | B05332 | Unknown |  |  |  |  | 0 | BTHO NO 17 |  | 3 | Pass | null
256981208 | B05535 | B05535 | 6789681 | 6789680 | BCRS/PCE/J00387/MBB01488 | 300010692 | Existing | RYB | JUBA-2 | B01476 POLLUTION ENG | CLOSED | CLOSED | LINK | 12.000 kV | 11 kV | GAS | 18/07/1998 | 0 | N/A |  | MERLIN GERIN | INDKOM | 1011313256 | N/A | CHIN HUAT | SUBSTATION | Unknown | Unknown | Unknown | DISTRIBUTION | TNB | CHERAS | Unknown | 75 |  |  | Unknown | Unknown |  | LINE |  | 28 | 630.000 A | 0.63 | 50 | 20 | B05535 | NO | N/A |  |  |  | 0 | CHIN HUAT |  | 3 | Pass | null
256981589 | B02708 | B02708 | 6784187 | 6784186 | BCRS/PCE/J00413/MBB02708 | 300011204 | Existing | RYB | TAMI-2 | B02707 BERKAT HASIL NO 4A | CLOSED | CLOSED | LINK | 11.000 kV | 11 kV | OIL | 18/07/1998 | 0 | R07195-48R |  | BRUSH | TAMCO CUTLER HAMMER |  | N/A | BERKAT HASIL NO 4B | SUBSTATION | Unknown | Unknown | Unknown | DISTRIBUTION | TNB | CHERAS | Unknown | 75 |  |  | Unknown | Unknown |  | LINE |  | 28 | 400.000 A | 0.63 | 50 | 20 | B02708 | NO | N/A |  |  |  | 0 | BERKAT HASIL NO 4B |  | 3 | Pass | null
256981594 | B02710 | B02710 | 6784199 | 6784198 | BCRS/PCE/J00413/MBB02708 | 300011204 | Existing | RYB | TAMI-2 | B02711 ISC NO 6 | CLOSED | CLOSED | LINK | 11.000 kV | 11 kV | OIL | 18/07/1998 | 0 | R07196-22R |  | BRUSH | TAMCO CUTLER HAMMER |  | N/A | BERKAT HASIL NO 4B | SUBSTATION | Unknown | Unknown | Unknown | DISTRIBUTION | TNB | CHERAS | Unknown | 75 |  |  | Unknown | Unknown |  | LINE |  | 28 | 400.000 A | 0.63 | 50 | 20 | B02710 | NO | N/A |  |  |  | 0 | BERKAT HASIL NO 4B |  | 3 | Pass | null
256981623 | B02719 | B02719 | 6784318 | 6784317 | BCRS/PCE/J00423/MBB02717 | 300011322 | Existing | RYB | TAMI-2 | B02720 BERKAT HASIL NO 13 | CLOSED | CLOSED | LINK | 11.000 kV | 11 kV | GAS | 18/07/1998 | 0 |  |  | INDKOM | TAMCO | 1204226750 | N/A | BERKAT HASIL NO 7 | SUBSTATION | Unknown | Unknown | Unknown | DISTRIBUTION | TNB | CHERAS | Unknown | 75 |  |  | Unknown | Unknown |  | LINE |  | 28 | 400.000 A | 0.63 | 50 | 20 | B02719 | NO | N/A |  |  |  | 0 | BERKAT HASIL NO 7 |  | 3 | Pass | null
256981629 | B02717 | B02717 | 6784336 | 6784335 | BCRS/PCE/J00423/MBB02717 | 300011322 | Existing | RYB | TAMI-2 | B027146 BERKAT HASIL NO 6 | CLOSED | CLOSED | LINK | 11.000 kV | 11 kV | GAS | 18/07/1998 | 0 |  |  | INDKOM | TAMCO | 1204226750 | N/A | BERKAT HASIL NO 7 | SUBSTATION | Unknown | Unknown | Unknown | DISTRIBUTION | TNB | CHERAS | Unknown | 75 |  |  | Unknown | Unknown |  | LINE |  | 28 | 400.000 A | 0.63 | 50 | 20 | B02717 | NO | N/A |  |  |  | 0 | BERKAT HASIL NO 7 |  | 3 | Pass | null
256981651 | B02705 | B02705 | 6784241 | 6784240 | BCRS/PCE/J00412/MBB02705 | 300011198 | Existing | RYB | TAMI-2 | B02704 BERKAT HASIL NO 5 | CLOSED | CLOSED | LINK | 11.000 kV | 11 kV | GAS | 20141101 | 0 | R07106-44R |  | SCHNEIDER | SCHNEIDER | 101526008 | N/A | BERKAT HASIL NO 4A | SUBSTATION | Unknown | Unknown | Unknown | DISTRIBUTION | TNB | CHERAS | Unknown | 75 |  |  | Unknown | Unknown |  | LINE |  | 28 | 400.000 A | 0.63 | 50 | 20 | B02705 | NO | N/A |  |  |  | 0 | BERKAT HASIL NO 4A |  | 3 | Pass | null
256981656 | B02707 | B02707 | 6784253 | 6784252 | BCRS/PCE/J00412/MBB02705 | 300011198 | Existing | RYB | TAMI-2 | B02708 BERKAT HASIL NO 4B | CLOSED | CLOSED | LINK | 11.000 kV | 11 kV | GAS | 20141101 | 0 | R07106-46R |  | SCHNEIDER | SCHNEIDER | 101526008 | N/A | BERKAT HASIL NO 4A | SUBSTATION | Unknown | Unknown | Unknown | DISTRIBUTION | TNB | CHERAS | Unknown | 75 |  |  | Unknown | Unknown |  | LINE |  | 28 | 400.000 A | 0.63 | 50 | 20 | B02707 | NO | N/A |  |  |  | 0 | BERKAT HASIL NO 4A |  | 3 | Pass | null
256981678 | B02867 | B02867 | 6791397 | 6791396 | BCRS/PCE/J00746/MB | 300271054 | Existing | RYB | MINE-12 | B02866 ASHIBA | CLOSED | CLOSED | LINK | 12.000 kV | 11 kV | GAS | 19941111 | 0 | N/A |  | MERLIN GERIN | SCHNEIDER | N/A | N/A | NI SHIN NO 2 | SUBSTATION | Unknown | Unknown | Unknown | DISTRIBUTION | TNB | CHERAS | Unknown | 75 |  |  | Unknown | Unknown |  | LINE |  | 28 | 630.000 A | 0.63 | 50 | 20 | B02867 | NO | N/A |  |  |  | 0 | NI HSIN CORP SDN BHD NO 2 |  | 3 | Pass | null
256981683 | B02869 | B02869 | 6791409 | 6791408 | BCRS/PCE/J00746/MB | 300271054 | Existing | RYB | MINE-12 | B02870 MARVELLOUS | CLOSED | CLOSED | LINK | 12.000 kV | 11 kV | GAS | 19941111 | 0 | N/A |  | MERLIN GERIN | SCHNEIDER | N/A | N/A | NI SHIN NO 2 | SUBSTATION | Unknown | Unknown | Unknown | DISTRIBUTION | TNB | CHERAS | Unknown | 75 |  |  | Unknown | Unknown |  | LINE |  | 28 | 630.000 A | 0.63 | 50 | 20 | B02869 | NO | N/A |  |  |  | 0 | NI HSIN CORP SDN BHD NO 2 |  | 3 | Pass | null
256981711 | B02728 | PE TAMAN INDUSTRI SELESA JAYA | 6790096 | 6790095 | BCRS/PCE/J00420/MB | 300011292 | Existing | RYB | TAMI-9 | B09183 PE TAMAN INDUSTRI SELESA JAYA | CLOSED | CLOSED | LINK | 11.000 kV | 11 kV | GAS | 19971111 | 1997 | 9712S199 | Unknown | F_and_G | INDKOM | 9712S139 |  | BERKAT HASIL NO 15 | SUBSTATION | Unknown | Unknown | Unknown | DISTRIBUTION | TNB | CHERAS | Unknown | 75 |  |  | Unknown | Unknown |  | Unknown |  | 28 | 630.000 A | 0.63 | 50 | 22 | B02728 | Unknown |  |  |  |  | 0 | BERKAT HASIL NO 15 |  | 3 | Pass | null
256981717 | B02730 | PE BERKAT HASIL 10 | 6790114 | 6790113 | BCRS/PCE/J00420/MB | 300011292 | Existing | RYB | TAMI-9 | B02731 PE BERKAT HASIL 10 | CLOSED | CLOSED | LINK | 11.000 kV | 11 kV | GAS | 19971111 | 1997 | 9712S199 | Unknown | F_and_G | INDKOM | 9712S139 |  | BERKAT HASIL NO 15 | SUBSTATION | Unknown | Unknown | Unknown | DISTRIBUTION | TNB | CHERAS | Unknown | 75 |  |  | Unknown | Unknown |  | Unknown |  | 28 | 630.000 A | 0.63 | 50 | 22 | B02730 | Unknown |  |  |  |  | 0 | BERKAT HASIL NO 15 |  | 3 | Pass | null
256981746 | B06620 | B06620 | 6821605 | 6821604 | BCRS/PCE/J00230/MBB06617 | 300005860 | Existing | RYB | MHCR-12 | B06616 GREEN ACRE PARK NO 2 | CLOSED | CLOSED | LINK | 12.000 kV | 11 kV | GAS | 20021101 | 2002 | CV 720054-01021/001 |  | SIEMENS | SIEMENS | N/A | N/A | GREEN ACRE PARK NO 1 | SUBSTATION | Unknown | Unknown | Unknown | DISTRIBUTION | TNB | CHERAS | Unknown | 75 |  |  | Unknown | Unknown |  | LINE |  | 28 | 630.000 A | 0.63 | 50 | 20 | B06620 | NO | N/A |  |  |  | 0 | GREEN ACRE PARK NO 1 |  | 3 | Pass | null
256981752 | B06617 | B06617 | 6821623 | 6821622 | BCRS/PCE/J00230/MBB06617 | 300005860 | Existing | RYB | MHCR-12 | B02385 SG LONG NO 10 | CLOSED | CLOSED | LINK | 12.000 kV | 11 kV | GAS | 20021101 | 2002 | CV 720054-01021/001 |  | SIEMENS | SIEMENS | N/A | N/A | GREEN ACRE PARK NO 1 | SUBSTATION | Unknown | Unknown | Unknown | DISTRIBUTION | TNB | CHERAS | Unknown | 75 |  |  | Unknown | Unknown |  | LINE |  | 28 | 630.000 A | 0.63 | 50 | 20 | B06617 | NO | N/A |  |  |  | 0 | GREEN ACRE PARK NO 1 |  | 3 | Pass | null
256981861 | B08745 | B08745 | 6822259 | 6822258 | BCRS/PCE/J00444/MBB08743 | 300269677 | Existing | RYB | TMASS-4 | B08746 TMN SEGAR NO 9 | CLOSED | CLOSED | LINK | 12.000 kV | 11 kV | GAS | 20051101 | 2005 | 2L1T354 | Unknown | TOPRANK | TAMCO | 2L1T354 |  | TAMAN SEGAR PERDANA NO 10 | SUBSTATION | Unknown | Unknown | Unknown | DISTRIBUTION | TNB | CHERAS | Unknown | 75 |  |  | Unknown | Unknown |  | LINE |  | 28 | 630.000 A | 0.63 | 50 | 20 | B08745 | Unknown |  |  |  |  | 0 | TAMAN SEGAR PERDANA NO 10 |  | 3 | Pass | null
256981866 | B08743 | B08743 | 6822271 | 6822270 | BCRS/PCE/J00444/MBB08743 | 300269677 | Existing | RYB | TMASS-4 | B02136 CHERAS AWANA NO 4 | CLOSED | CLOSED | LINK | 12.000 kV | 11 kV | GAS | 20051101 | 2005 | 2L1T354 | Unknown | TOPRANK | TAMCO | 2L1T354 |  | TAMAN SEGAR PERDANA NO 10 | SUBSTATION | Unknown | Unknown | Unknown | DISTRIBUTION | TNB | CHERAS | Unknown | 75 |  |  |  | Unknown |  | LINE |  | 28 | 630.000 A | 0.63 | 50 | 20 | B08743 | Unknown |  |  |  |  | 0 | TAMAN SEGAR PERDANA NO 10 |  | 3 | Pass | null
256982191 | B06553 | PPU LAGENDA MAS CB 11 | 6822545 | 6822550 | BCRS/PCE/J00168/MBB06553 | 300005415 | Existing | RYB | LMAS-11 | PPU LAGENDA MAS CB 11 | CLOSED | CLOSED | LINK | 12.000 kV | 11 kV | GAS | 20021101 | 2002 | D221576 | Unknown | FALCON BETA | TAMCO | D2211541 |  | TMN MINANG RIA | SUBSTATION | Unknown | Unknown | Unknown | DISTRIBUTION | TNB | CHERAS | Unknown | 75 |  |  | Unknown | Unknown |  | Unknown |  | 28 | 630.000 A | 0.63 | 50 | 20 | B06553 | Unknown |  |  |  |  | 0 | TAMAN MINANG RIA |  | 3 | Pass | null
256982195 | B06556 | PE BTHO NO 8 | 6822546 | 6822558 | BCRS/PCE/J00168/MBB06553 | 300005415 | Existing | RYB | LMAS-11 | B01684 PE BTHO NO 8 | CLOSED | CLOSED | LINK | 12.000 kV | 11 kV | GAS | 20021101 | 2002 | D221576 | Unknown | FALCON BETA | TAMCO | D2211541 |  | TMN MINANG RIA | SUBSTATION | Unknown | Unknown | Unknown | DISTRIBUTION | TNB | CHERAS | Unknown | 75 |  |  | Unknown | Unknown |  | Unknown |  | 28 | 630.000 A | 0.63 | 50 | 20 | B06556 | Unknown |  |  |  |  | 0 | TAMAN MINANG RIA |  | 3 | Pass | null
256982219 | B09166 | PE TMN SEGAR PERDANA NO 4 | 6822832 | 6822831 | BCRS/PCE/J00542/MBB09166 | 300268239 | Existing | RYB | LMAS-10 | B07008 PE TMN SEGAR PERDANA NO 4 | CLOSED | CLOSED | LINK | 12.000 kV | 11 kV | GAS | 20061101 | 2006 | B2611947 | Unknown | FALCON BETA | TAMCO | B2611947 |  | SEGAR PERDANA COURT PHASE 7B | SUBSTATION | Unknown | Unknown | Unknown | DISTRIBUTION | TNB | CHERAS | Unknown | 75 |  |  | Unknown | Unknown |  | Unknown |  | 28 | 630.000 A | 0.63 | 50 | 20 | B09166 | Unknown |  |  |  |  | 0 | SEGAR PERDANA COURT PHASE 7B |  | 3 | Pass | null
256982224 | B09168 | PE TAMAN BUKIT HATAMAS | 6822844 | 6822843 | BCRS/PCE/J00542/MBB09166 | 300268239 | Existing | RYB | LMAS-10 | B08388 PE TAMAN BUKIT HATAMAS | CLOSED | CLOSED | LINK | 12.000 kV | 11 kV | GAS | 20061101 | 2006 | B2611947 | Unknown | FALCON BETA | TAMCO | B2611947 |  | SEGAR PERDANA COURT PHASE 7B | SUBSTATION | Unknown | Unknown | Unknown | DISTRIBUTION | TNB | CHERAS | Unknown | 75 |  |  | Unknown | Unknown |  | Unknown |  | 28 | 630.000 A | 0.63 | 50 | 20 | B09168 | Unknown |  |  |  |  | 0 | SEGAR PERDANA COURT PHASE 7B |  | 3 | Pass | null
256982251 | B07902 | B07902 | 6900659 | 6900658 | BCRS/PCE/J00481/MB | 300431576 | Existing | RYB | MHCR2-7 | B09206 JLN BENDAHARA 7A/7 | CLOSED | CLOSED | LINK | 12.000 kV | 11 kV | GAS | 20041101 | 2004 | D242592 | Unknown | FALCON BETA | TAMCO | D242592 |  | JLN BENDAHARA 12/7 BMC | SUBSTATION | Unknown | Unknown | Unknown | DISTRIBUTION | TNB | CHERAS | Unknown | 75 |  |  | Unknown | Unknown |  | LINE |  | 28 | 630.000 A | 0.63 | 50 | 20 | B07902 | Unknown |  |  |  |  | 0 | JLN BENDAHARA 12/7 BMC |  | 3 | Pass | null
256982255 | B07904 | B07904 | 6900663 | 6900662 | BCRS/PCE/J00481/MB | 300431576 | Existing | RYB | MHCR2-7 | B08640 JLN PUTRA 13/1 BMC | CLOSED | CLOSED | LINK | 12.000 kV | 11 kV | GAS | 20041101 | 2004 | D242592 | Unknown | FALCON BETA | TAMCO | D242592 |  | JLN BENDAHARA 12/7 BMC | SUBSTATION | Unknown | Unknown | Unknown | DISTRIBUTION | TNB | CHERAS | Unknown | 75 |  |  | Unknown | Unknown |  | LINE |  | 28 | 630.000 A | 0.63 | 50 | 20 | B07904 | Unknown |  |  |  |  | 0 | JLN BENDAHARA 12/7 BMC |  | 3 | Pass | null
256982279 | B08600 |  | 6903893 | 6903892 | BCRS/PCE/J00455/MB | 300431550 | Existing | RYB | MHCR-10 | B06355 BDR MAHKOTA CHERAS NO12 | CLOSED | CLOSED | LINK | 12.000 kV | 11 kV | GAS | 20051101 | 2005 | B214866 |  | FALCON BETA | TAMCO |  |  | JLN PAHLAWAN 20/3 | Unknown | Unknown | Unknown | Unknown | DISTRIBUTION | TNB | CHERAS | Unknown | 75 |  |  |  | Unknown |  |  |  | 28 | 630.000 A | 0.63 | 50 | 20 | B08600 | [5 empty] | 0 | JALAN PAHLAWAN 20/3 |  | 3 | Pass | null
256982283 | B08602 |  | 6903902 | 6903901 | BCRS/PCE/J00455/MB | 300431550 | Existing | RYB | MHCR-10 | MHCR-10 | CLOSED | CLOSED | LINK | 12.000 kV | 11 kV | GAS | 20051101 | 2005 | B214866 |  | FALCON BETA | TAMCO |  |  | JLN PAHLAWAN 20/3 | Unknown | Unknown | Unknown | Unknown | DISTRIBUTION | TNB | CHERAS | Unknown | 75 |  |  |  | Unknown |  |  |  | 28 | 630.000 A | 0.63 | 50 | 20 | B08602 | [5 empty] | 0 | JALAN PAHLAWAN 20/3 |  | 3 | Pass | null
256982306 | B07820 |  | 6907782 | 6907781 | BCRS/PCE/J00509/MBB07818 | 300267383 | Existing | RYB | MHCR-11 | B08665 CHERAS VISTA BMC | CLOSED | CLOSED | LINK | 12.000 kV | 11 kV | GAS | 20041101 | 2004 | B247955 |  | FALCON BETA | TAMCO | B247955 |  | JLN PAHLAWAN 22/3, BDR MAHKOTA CHERAS | Unknown | Unknown | Unknown | Unknown | DISTRIBUTION | TNB | CHERAS | Unknown | 75 |  |  |  | Unknown |  |  |  | 28 | 630.000 A | 0.63 | 50 | 20 | B07820 | [5 empty] | 0 | JALAN PAHLAWAN 22/3 MAHKOTA CRS |  | 3 | Pass | null
256982310 | B07818 |  | 6907791 | 6907790 | BCRS/PCE/J00509/MBB07818 | 300267383 | Existing | RYB | MHCR-11 | B07817 JLN PAHLAWAN 23/3 BMC | CLOSED | CLOSED | LINK | 12.000 kV | 11 kV | GAS | 20041101 | 2004 | B247955 |  | FALCON BETA | TAMCO | B247955 |  | JLN PAHLAWAN 22/3, BDR MAHKOTA CHERAS | Unknown | Unknown | Unknown | Unknown | DISTRIBUTION | TNB | CHERAS | Unknown | 75 |  |  |  | Unknown |  |  |  | 28 | 630.000 A | 0.63 | 50 | 20 | B07818 | [5 empty] | 0 | JALAN PAHLAWAN 22/3 MAHKOTA CRS |  | 3 | Pass | null
256982412 | B06339 | B06339 | 6907599 | 6907598 | BCRS/PCE/J00254/MBB06339 | 300006101 | Existing | RYB | MHCR2-11 | BANDAR MAHKOTA CHERAS NO 7 | CLOSED | CLOSED | LINK | 12.000 kV | 11 kV | GAS | 20021101 | 2002 | D221464 |  | FALCON BETA | TAMCO | D221464 | N/A | BDR MAHKOTA CHERAS NO. 8 | SUBSTATION | Unknown | Unknown | Unknown | DISTRIBUTION | TNB | CHERAS | Unknown | 75 |  |  | Unknown | Unknown |  | LINE |  | 28 | 630.000 A | 0.63 | 50 | 20 | B06339 | NO | N/A |  |  |  | 0 | BANDAR MAHKOTA CHERAS NO 8 |  | 3 | Pass | null
256982417 | B06342 | B06342 | 6907609 | 6907608 | BCRS/PCE/J00254/MBB06339 | 300006101 | Existing | RYB | MHCR2-11 | B06343 BANDAR MAHKOTA CHERAS NO 9 | CLOSED | CLOSED | LINK | 12.000 kV | 11 kV | GAS | 20021101 | 2002 | D221464 |  | FALCON BETA | TAMCO | D221464 | N/A | BDR MAHKOTA CHERAS NO. 8 | SUBSTATION | Unknown | Unknown | Unknown | DISTRIBUTION | TNB | CHERAS | Unknown | 75 |  |  | Unknown | Unknown |  | LINE |  | 28 | 630.000 A | 0.63 | 50 | 20 | B06342 | NO | N/A |  |  |  | 0 | BANDAR MAHKOTA CHERAS NO 8 |  | 3 | Pass | null
256982440 | B02174 | PE TAMAN LAVENDER | 6907896 | 6907895 | BCRS/PCE/J00048/MBB02174 | 300004265 | Existing | RYB | TMASS-12 | B02173 PE TAMAN LAVENDER | CLOSED | CLOSED | LINK | 12.000 kV | 11 kV | GAS | 19911101 | 2005 | 2497 | Unknown | VEI | VEI | 2497 |  | KUATERS LOJI AIR LANGAT | SUBSTATION | Unknown | Unknown | Unknown | DISTRIBUTION | TNB | CHERAS | Unknown | 75 |  |  | Unknown | Unknown |  | Unknown |  | 28 | 630.000 A | 0.63 | 50 | 20 | B02174 | Unknown |  |  |  |  | 0 | LOGI AIR HULU LANGAT |  | 3 | Pass | null
256982444 | B02176 | PE SEK MEN KEB DUSUN NANDING | 6907905 | 6907904 | BCRS/PCE/J00048/MBB02174 | 300004265 | Existing | RYB | TMASS-12 | B06639 PE SEK MEN KEB DUSUN NANDING | CLOSED | CLOSED | LINK | 12.000 kV | 11 kV | GAS | 19911101 | 2005 | 2497 | Unknown | VEI | VEI | 2497 |  | KUATERS LOJI AIR LANGAT | SUBSTATION | Unknown | Unknown | Unknown | DISTRIBUTION | TNB | CHERAS | Unknown | 75 |  |  | Unknown | Unknown |  | Unknown |  | 28 | 630.000 A | 0.63 | 50 | 20 | B02176 | Unknown |  |  |  |  | 0 | LOGI AIR HULU LANGAT |  | 3 | Pass | null
256982763 | B06639 | PE LOJI AIR HULU LANGAT | 6907930 | 6907929 | BCRS/PCE/J00547/MBB06639 | 300268256 | Existing | RYB | TMASS-12 | B02176 PE LOJI AIR HULU LANGAT | CLOSED | CLOSED | LINK | 11.000 kV | 11 kV | GAS | 20021101 | 2002 | 0213S003 | Unknown | F_and_G | INDKOM | 0213S003 |  | SMK DUSUN NANDING | SUBSTATION | Unknown | Unknown | Unknown | DISTRIBUTION | TNB | CHERAS | Unknown | 75 |  |  | Unknown | Unknown |  | Unknown |  | 28 | 630.000 A | 0.63 | 50 | 22 | B06639 | Unknown |  |  |  |  | 0 | SEK MEN KEB DUSUN NANDING |  | 3 | Pass | null
256982768 | B06641 | PE TMN DESA PELANGI | 6907936 | 6907935 | BCRS/PCE/J00547/MBB06639 | 300268256 | Existing | RYB | TMASS-12 | B02177 PE TMN DESA PELANGI | CLOSED | CLOSED | LINK | 11.000 kV | 11 kV | GAS | 20021101 | 2002 | 0213S003 | Unknown | F_and_G | INDKOM | 0213S003 |  | SMK DUSUN NANDING | SUBSTATION | Unknown | Unknown | Unknown | DISTRIBUTION | TNB | CHERAS | Unknown | 75 |  |  | Unknown | Unknown |  | Unknown |  | 28 | 630.000 A | 0.63 | 50 | 22 | B06641 | Unknown |  |  |  |  | 0 | SEK MEN KEB DUSUN NANDING |  | 3 | Pass | null
256984540 | B11594 | B08451 |  | 6820149 | BCRS/PCE/J01020/MB1 | 300318505 | Existing | RYB | SGLN-9 | B12851 MAHKOTA HILLS | CLOSED | CLOSED | LINK | 12.000 kV | 11 kV | GAS | 20110211 | 2006 | 3094 |  | VEI | VEI | 25931 | NOT APPLICABLE | JALAN MAHKOTA 5 | SUBSTATION | Unknown | YES | Unknown | DISTRIBUTION | TNB | CHERAS | Unknown | 75 | Unknown | Unknown | Unknown | NO |  | LINE |  | 28 | 630.000 A | 0.63 | 50 | 20 | B11594 | NO | NOT APPLICABLE |  |  | Unknown | Unknown | TAMAN PINGGIRAN MAHKOTA |  | 3 | Pass | null
256984544 | B11597 | B08453 |  |  | BCRS/PCE/J01020/MB1 | 300318505 | Existing | RYB | SGLN-9 | B07898 JLN BENDAHARA 4/7 | CLOSED | CLOSED | LINK | 12.000 kV | 11 kV | GAS | 20110211 | 2006 | 3094 |  | VEI | VEI | 25931 | NOT APPLICABLE | JALAN MAHKOTA 5 | SUBSTATION | Unknown | YES | Unknown | DISTRIBUTION | TNB | CHERAS | Unknown | 75 | Unknown | Unknown | Unknown | NO |  | LINE |  | 28 | 630.000 A | 0.63 | 50 | 20 | B11597 | NO | NOT APPLICABLE |  |  | Unknown | Unknown | TAMAN PINGGIRAN MAHKOTA |  | 3 | Pass | null
256984566 | B03954 | B03954 | 6891571 | 6891570 | BCRS/PCE/J00014/MB1 | 300004101 | Existing | RYB | SJIM-11 | JLN MESRA NIAGA | CLOSED | CLOSED | LINK | 12.000 kV | 11 kV | GAS | 19971101 | 1997 | B972075 |  | FALCON BETA | INDKOM | B972075 | N/A | LEBUHRAYA CHERAS NO 1 | SUBSTATION | Unknown | Unknown | Unknown | DISTRIBUTION | TNB | CHERAS | Unknown | 75 |  |  | Unknown | Unknown |  | LINE |  | 28 | 630.000 A | 0.63 | 50 | 20 | B03954 | NO | N/A |  |  |  | 0 | L/RAYA CHERAS NO 1 |  | 3 | Pass | null
256984571 | B03956 |  | 6891578 | 6891577 | BCRS/PCE/J00014/MB1 | 300004101 | Existing | RYB | SJIM-11 | B03957 LPC NO 2 | CLOSED | CLOSED | LINK | 12.000 kV | 11 kV | GAS | 19971101 | 1997 | B972075 |  | FALCON BETA | INDKOM | B972075 | N/A | LEBUHRAYA CHERAS NO 1 | SUBSTATION | Unknown | Unknown | Unknown | DISTRIBUTION | TNB | CHERAS | Unknown | 75 |  |  | Unknown | Unknown |  | LINE |  | 28 | 630.000 A | 0.63 | 50 | 20 | B03956 | NO | N/A |  |  |  | 0 | L/RAYA CHERAS NO 1 |  | 3 | Pass | null
256984604 | B02909 | PE TMN SRI JASA FASA1 | 6892212 | 6892211 |  |  | Existing | RYB | MINE-7 | B02924 PE TMN SRI JASA FASA1 | CLOSED | CLOSED | LINK | 11.000 kV | 11 kV | GAS |  | 0 | R07157-75H | Unknown | F_and_G | INDKOM | 1204226783 |  | SG BESI INDAH NO 1 | SUBSTATION | Unknown | Unknown | Unknown | DISTRIBUTION | TNB | CHERAS | Unknown | 75 |  |  | Unknown | Unknown |  | Unknown |  | 28 | 400.000 A | 0.63 | 50 | 20 | B02909 | Unknown |  |  |  |  | 0 | TMN SG BESI INDAH NO1 |  | 3 | Pass | null
256984608 | B02910 | PE TMN SG BESI INDAH NO 4 | 6892218 | 6892217 |  |  | Existing | RYB | MINE-7 | B02911 PE TMN SG BESI INDAH NO 4 | CLOSED | CLOSED | LINK | 11.000 kV | 11 kV | GAS |  | 0 | R07192-57R | Unknown | F_and_G | INDKOM | 1204226783 |  | SG BESI INDAH NO 1 | SUBSTATION | Unknown | Unknown | Unknown | DISTRIBUTION | TNB | CHERAS | Unknown | 75 |  |  | Unknown | Unknown |  | Unknown |  | 28 | 400.000 A | 0.63 | 50 | 20 | B02910 | Unknown |  |  |  |  | 0 | TMN SG BESI INDAH NO1 |  | 3 | Pass | null
256984645 | B02754 |  | 6893485 | 6893484 | BCRS/PCE/J00744/MBB02754 | 300271045 | Existing | RYB | MINE-8 | BERKAT HASIL NO16 | CLOSED | CLOSED | LINK | 11.000 kV | 11 kV | GAS | 18/07/1998 | 1998 | N/A |  | F_and_G | INDKOM | 9841S151 |  | SG BESI INDAH NO 7 | SUBSTATION | Unknown | Unknown | Unknown | DISTRIBUTION | TNB | CHERAS | Unknown | 75 |  |  |  | Unknown |  | LINE |  | 28 | 630.000 A | 0.63 | 50 | 22 | B02754 | Unknown |  |  |  |  | 0 | SG BESI INDAH NO7 |  | 3 | Pass | null
256984650 | B02757 | B02757 | 6893502 | 6893501 | BCRS/PCE/J00744/MBB02754 | 300271045 | Existing | RYB | MINE-8 | B02758 SG BESI INDAH NO6 | CLOSED | CLOSED | LINK | 11.000 kV | 11 kV | GAS | 18/07/1998 | 1998 | N/A |  | F_and_G | INDKOM | 9841S151 |  | SG BESI INDAH NO 7 | SUBSTATION | Unknown | Unknown | Unknown | DISTRIBUTION | TNB | CHERAS | Unknown | 75 |  |  | Unknown | Unknown |  | LINE |  | 28 | 630.000 A | 0.63 | 50 | 22 | B02757 | Unknown |  |  |  |  | 0 | SG BESI INDAH NO7 |  | 3 | Pass | null
256984673 | B08206 | B08206 | 6893591 | 6893590 | BCRS/PCE/J00830/MBB08206 |  | Existing | RYB | MINE-9 | B02785 UNITED ULI | CLOSED | CLOSED | LINK | 12.000 kV | 11 kV | GAS |  | 2005 | 1120 |  | VEI | VEI | 1120 |  | SEK KEB SG BESI INDAH | SUBSTATION | Unknown | Unknown | Unknown | DISTRIBUTION | TNB | CHERAS | Unknown | 75 |  |  |  | Unknown |  | LINE |  | 28 | 630.000 A | 0.63 | 50 | 20 | B08206 | Unknown |  |  |  |  | 0 | SEK KEB TMN SG BESI INDAH |  | 3 | Pass | null
256984678 | B08208 | B08208 | 6893598 | 6893597 | BCRS/PCE/J00830/MBB08208 |  | Existing | RYB | MINE-9 | B04876 SG BESI INDAH NO0 COMPACT | CLOSED | CLOSED | LINK | 12.000 kV | 11 kV | GAS |  | 2005 | 1120 |  | VEI | VEI | 1120 |  | SEK KEB SG BESI INDAH | SUBSTATION | Unknown | Unknown | Unknown | DISTRIBUTION | TNB | CHERAS | Unknown | 75 |  |  |  | Unknown |  | LINE |  | 28 | 630.000 A | 20 | 50 | 20 | B08208 | Unknown |  |  |  |  | 0 | SEK KEB TMN SG BESI INDAH |  | 3 | Pass | null
256984707 | B06988 |  | 6893621 | 6893620 | BCRS/PCE/J00756/MBB06985 | 300271213 | Existing | RYB | MINE-6 | B07096 SEK ANTARABANGSA AUSTRALIA | CLOSED | CLOSED | LINK | 12.000 kV | 11 kV | GAS | 18/07/1998 | 0 | R630206257SF |  | MERLIN GERIN | MERLIN GERIN | R630206257SF |  | SOUTHERN LAKE NO 4 | Unknown | Unknown | Unknown | Unknown | DISTRIBUTION | TNB | CHERAS | Unknown | 75 |  |  |  | Unknown |  |  |  | 28 | 630.000 A | 0.63 | 50 | 20 | B06988 | [5 empty] | 0 | SOUTHERN LAKE 4 |  | 3 | Pass | null
256984712 | B06985 |  | 6893638 | 6893637 | BCRS/PCE/J00756/MBB06985 | 300271213 | Existing | RYB | MINE-6 | MINE-6 | CLOSED | CLOSED | LINK | 12.000 kV | 11 kV | GAS | 18/07/1998 | 0 | R630206257SF |  | MERLIN GERIN | MERLIN GERIN | R630206257SF |  | SOUTHERN LAKE NO 4 | Unknown | Unknown | Unknown | Unknown | DISTRIBUTION | TNB | CHERAS | Unknown | 75 |  |  |  | Unknown |  |  |  | 28 | 630.000 A | 0.63 | 50 | 20 | B06985 | [5 empty] | 0 | SOUTHERN LAKE 4 |  | 3 | Pass | null
256984742 | B08297 |  | 6894502 | 6894501 | BCRS/PCE/J00758/MBB08294 | 300271220 | Existing | RYB | MINE-6 | B02652 SG BESI INDAH NO5 | CLOSED | CLOSED | LINK | 12.000 kV | 11 kV | GAS | 18/07/1998 | 0 | R630206401SF |  | MERLIN GERIN | MERLIN GERIN | R630206401SF |  | SOUTHERN LAKE NO 3 | Unknown | Unknown | Unknown | Unknown | DISTRIBUTION | TNB | CHERAS | Unknown | 75 |  |  |  | Unknown |  |  |  | 28 | 630.000 A | 0.63 | 50 | 20 | B08297 | [5 empty] | 0 | SOUTHERN LAKE NO3 |  | 3 | Pass | null
256984747 | B08294 |  | 6894519 | 6894518 | BCRS/PCE/J00758/MBB08294 | 300271220 | Existing | RYB | MINE-6 | B07094 SEK ANTARABANGSA AUST. | CLOSED | CLOSED | LINK | 12.000 kV | 11 kV | GAS | 18/07/1998 | 0 | R630206401SF |  | MERLIN GERIN | MERLIN GERIN | R630206401SF |  | SOUTHERN LAKE NO 3 | Unknown | Unknown | Unknown | Unknown | DISTRIBUTION | TNB | CHERAS | Unknown | 75 |  |  |  | Unknown |  |  |  | 28 | 630.000 A | 0.63 | 50 | 20 | B08294 | [5 empty] | 0 | SOUTHERN LAKE NO3 |  | 3 | Pass | null
256984777 | B02655 |  | 6894603 | 6894602 | BCRS/PCE/J00760/MBB02655 | 310104695 | Existing | RYB |  | B02653 SG BESI INDAH NO5A | CLOSED | CLOSED | LINK | 11.000 kV | 11 kV | GAS | 20160509 | 1997 | 9723S028 |  | INDKOM | INDKOM | 9723S028 |  | SG BESI INDAH NO 5 | Unknown | Unknown | Unknown | Unknown | DISTRIBUTION | TNB | CHERAS | Unknown | 75 |  |  | Unknown | Unknown |  | LINE |  | 28 | 630.000 A | 0.63 | 50 | 20 | B02655 | [5 empty] | 0 | TAMAN SG BESI INDAH5 |  | 3 | Pass | null
256984782 | B02656 |  | 6894620 | 6894619 | BCRS/PCE/J00760/MBB02655 | 310104695 | Existing | RYB |  | B02658 SAPURA SG BESI | CLOSED | CLOSED | LINK | 11.000 kV | 11 kV | GAS | 20160509 | 1997 | 9723S028 |  | INDKOM | INDKOM | 9723S028 |  | SG BESI INDAH NO 5 | Unknown | Unknown | Unknown | Unknown | DISTRIBUTION | TNB | CHERAS | Unknown | 75 |  |  |  | Unknown |  | LINE |  | 28 | 630.000 A | 0.63 | 50 | 20 | B02656 | [5 empty] | 0 | TAMAN SG BESI INDAH5 |  | 3 | Pass | null
256984805 | B02925 | PPU MINE CB 7 | 6895685 | 6895684 | BCRS/PCE/J00625/MBB02924 | 300270130 | Existing | RYB | MINE-7 | PPU MINE CB 7 | CLOSED | CLOSED | LINK | 12.000 kV | 11 kV | GAS | 19911101 | 1991 | 62109127/207 | Unknown | EPE | INDKOM | 62109127/207 |  | TMN SERI JASA FASA 1 | SUBSTATION | Unknown | Unknown | Unknown | DISTRIBUTION | TNB | CHERAS | Unknown | 75 |  |  | Unknown | Unknown |  | Unknown |  | 28 | 630.000 A | 0.63 | 50 | 20 | B02925 | Unknown |  |  |  |  | 0 | TMN SERI JASA FASA (1) |  | 3 | Pass | null
256984810 | B02924 | PE TMN SG BESI INDAH NO.1 | 6895692 | 6895691 | BCRS/PCE/J00625/MBB02924 | 300270130 | Existing | RYB | MINE-7 | B02909 PE TMN SG BESI INDAH NO.1 | CLOSED | CLOSED | LINK | 12.000 kV | 11 kV | GAS | 19911101 | 1991 | 62109127/207 | Unknown | EPE | INDKOM | 62109127/207 |  | TMN SERI JASA FASA 1 | SUBSTATION | Unknown | Unknown | Unknown | DISTRIBUTION | TNB | CHERAS | Unknown | 75 |  |  | Unknown | Unknown |  | Unknown |  | 28 | 630.000 A | 0.63 | 50 | 20 | B02924 | Unknown |  |  |  |  | 0 | TMN SERI JASA FASA (1) |  | 3 | Pass | null
256985231 | B02370 | B12143 MAHKOTA RESIDENCE | 6898573 | 6898572 | BCRS/PCE/J00189/MBB02368 | 300005574 | Existing | RYB | MHCR-3 | B12143 MAHKOTA RESIDENCE | CLOSED | CLOSED | LINK | 12.000 kV | 11 kV | GAS | 20001101 | 1995 | B950652 |  | FALCON BETA | TAMCO | N/A |  | IBUSAWAT TELEKOM SG LONG | SUBSTATION | Unknown | Unknown | Unknown | DISTRIBUTION | TNB | CHERAS | Unknown | 75 |  |  |  | Unknown |  | LINE |  | 28 | 630.000 A | 0.63 | 50 | 20 | B02370 | Unknown |  |  |  |  | 0 | IBUSAWAT BANDAR BARU |  | 3 | Pass | null
256985235 | B02368 | B02367 BDR SG. LONG NO.13 | 6898582 | 6898581 | BCRS/PCE/J00189/MBB02368 | 300005574 | Existing | RYB | MHCR-3 | B02367 BDR SG LONG NO 13 | CLOSED | CLOSED | LINK | 12.000 kV | 11 kV | GAS | 20001101 | 1995 | B950652 |  | FALCON BETA | TAMCO | N/A |  | IBUSAWAT TELEKOM SG LONG | SUBSTATION | Unknown | Unknown | Unknown | DISTRIBUTION | TNB | CHERAS | Unknown | 75 |  |  |  | Unknown |  | LINE |  | 28 | 630.000 A | 0.63 | 50 | 20 | B02368 | Unknown |  |  |  |  | 0 | IBUSAWAT BANDAR BARU |  | 3 | Pass | null
256985258 | B07125 | PE VISTA GREEN CONDOMINIUM | 6898621 | 6898620 | BCRS/PCE/J00511/MBB07125 | 300267956 | Existing | RYB | MHCR-2 | B07124 PE VISTA GREEN CONDOMINIUM | CLOSED | CLOSED | LINK | 12.000 kV | 11 kV | GAS | 20021101 | 2002 | B225828 | Unknown | FALCON BETA | TAMCO | B225828 |  | JLN PERMAISURI 23/6 BDR MAHKOTA CHERAS | SUBSTATION | Unknown | Unknown | Unknown | DISTRIBUTION | TNB | CHERAS | Unknown | 75 |  |  | Unknown | Unknown |  | Unknown |  | 28 | 630.000 A | 0.63 | 50 | 20 | B07125 | Unknown |  |  |  |  | 0 | JALAN PERMAISURI 23/6 BMC |  | 3 | Pass | null
256985262 | B07127 | PE COMMERCIAL AREA 7 | 6898630 | 6898629 | BCRS/PCE/J00511/MBB07125 | 300267956 | Existing | RYB | MHCR-2 | B08619 PE COMMERCIAL AREA 7 | CLOSED | CLOSED | LINK | 12.000 kV | 11 kV | GAS | 20021101 | 2002 | B225828 | Unknown | FALCON BETA | TAMCO | B225828 |  | JLN PERMAISURI 23/6 BDR MAHKOTA CHERAS | SUBSTATION | Unknown | Unknown | Unknown | DISTRIBUTION | TNB | CHERAS | Unknown | 75 |  |  | Unknown | Unknown |  | Unknown |  | 28 | 630.000 A | 0.63 | 50 | 20 | B07127 | Unknown |  |  |  |  | 0 | JALAN PERMAISURI 23/6 BMC |  | 3 | Pass | null
256985285 | B07118 | PE JALAN PERMAISURI 1 BMC | 6898679 | 6898678 | BCRS/PCE/J00513/MBB07118 | 300267963 | Existing | RYB | MHCR2-9 | B07117 PE JALAN PERMAISURI 1 BMC | CLOSED | CLOSED | LINK | 12.000 kV | 11 kV | GAS | 20021101 | 2002 | B225813 | Unknown | FALCON BETA | TAMCO | B225813 |  | JLN PERMAISURI NO 2 BDR MAHKOTA CHERAS | SUBSTATION | Unknown | Unknown | Unknown | DISTRIBUTION | TNB | CHERAS | Unknown | 75 |  |  | Unknown | Unknown |  | Unknown |  | 28 | 630.000 A | 0.63 | 50 | 20 | B07118 | Unknown |  |  |  |  | 0 | JALAN PERMAISURI 2 BMC |  | 3 | Pass | null
256985289 | B07120 | PE JALAN DAYANG 17/8 | 6898688 | 6898687 | BCRS/PCE/J00513/MBB07118 | 300267963 | Existing | RYB | MHCR2-9 | B07909 PE JALAN DAYANG 17/8 | CLOSED | CLOSED | LINK | 12.000 kV | 11 kV | GAS | 20021101 | 2002 | B225813 | Unknown | FALCON BETA | TAMCO | B225813 |  | JLN PERMAISURI NO 2 BDR MAHKOTA CHERAS | SUBSTATION | Unknown | Unknown | Unknown | DISTRIBUTION | TNB | CHERAS | Unknown | 75 |  |  | Unknown | Unknown |  | Unknown |  | 28 | 630.000 A | 0.63 | 50 | 20 | B07120 | Unknown |  |  |  |  | 0 | JALAN PERMAISURI 2 BMC |  | 3 | Pass | null
256988625 | B02413 | B02413 | 6816230 | 6816229 | BCRS/PCE/J00199/MBB02411 | 300005647 | Existing | RYB | SGLN-3 | B02414 KOOP CUEPACS NO 3 | CLOSED | CLOSED | LINK | 16.000 kV | 11 kV | GAS | 19901101 | 0 | KSS/1462 | Unknown | REYROLLE | EPE | KSS/1462 |  | TMN KOPERASI CUEPAC NO 4 | SUBSTATION | Unknown | Unknown | Unknown | DISTRIBUTION | TNB | CHERAS | Unknown | 75 |  |  | Unknown | Unknown |  | LINE |  | 28 | 630.000 A | 0.63 | 50 | 21.9 | B02413 | Unknown |  |  |  |  | 0 | CUEPACS NO 4 |  | 3 | Pass | null
256988629 | B02411 | B02411 | 6816233 | 6816232 | BCRS/PCE/J00199/MBB02411 | 300005647 | Existing | RYB | SGLN-3 | B02405 RAKAN CHERAS 1 | CLOSED | CLOSED | LINK | 16.000 kV | 11 kV | GAS | 19901101 | 0 | KSS/1462 | Unknown | REYROLLE | EPE | KSS/1462 |  | TMN KOPERASI CUEPAC NO 4 | SUBSTATION | Unknown | Unknown | Unknown | DISTRIBUTION | TNB | CHERAS | Unknown | 75 |  |  | Unknown | Unknown |  | LINE |  | 28 | 630.000 A | 0.63 | 50 | 21.9 | B02411 | Unknown |  |  |  |  | 0 | CUEPACS NO 4 |  | 3 | Pass | null
256988657 | B02404 | B02404 | 6816301 | 6816300 | BCRS/PCE/J00196/MBB02403 | 300005632 | Existing | RYB | SGLN-3 | B02406 PE TMN RAKAN CHERAS NO 2 | CLOSED | CLOSED | LINK | 11.000 kV | 11 kV | GAS | 19901101 | 0 | R17159-33R | Unknown | FALCON BETA | INDKOM | B21224368 |  | TMN RAKAN CHERAS NO 1 | SUBSTATION | Unknown | Unknown | Unknown | DISTRIBUTION | TNB | CHERAS | Unknown | 75 |  |  | Unknown | Unknown |  | LINE |  | 28 | 400.000 A | 0.63 | 50 | 20 | B02404 | Unknown |  |  |  |  | 0 | TMN RAKAN CHERAS NO 1 |  | 3 | Pass | null
256988665 | B02405 | B02405 | 6816311 | 6816310 | BCRS/PCE/J00196/MBB02403 | 300005632 | Existing | RYB | SGLN-3 | B02411 PE KOPERASI CUEPACS NO4 | CLOSED | CLOSED | LINK | 11.000 kV | 11 kV | GAS | 19901101 | 0 | R17157-95R | Unknown | FALCON BETA | INDKOM | B21224368 |  | TMN RAKAN CHERAS NO 1 | SUBSTATION | Unknown | Unknown | Unknown | DISTRIBUTION | TNB | CHERAS | Unknown | 75 |  |  | Unknown | Unknown |  | LINE |  | 28 | 400.000 A | 0.63 | 50 | 20 | B02405 | Unknown |  |  |  |  | 0 | TMN RAKAN CHERAS NO 1 |  | 3 | Pass | null
256988984 | B02408 | B02408 | 6816369 | 6816368 | BCRS/PCE/J00197/MBB02406 | 300005637 | Existing | RYB | SGLN-3 | B08438 TMN CHERAS IDAMAN | CLOSED | CLOSED | LINK | 12.000 kV | 11 kV | GAS | 20051101 | 2005 | 2L1T/05/188 | Unknown | TOPRANK | TOPRANK | 2L1T/05/188 |  | TMN RAKAN CHERAS NO 2 | SUBSTATION | Unknown | Unknown | Unknown | DISTRIBUTION | TNB | CHERAS | Unknown | 75 |  |  | Unknown | Unknown |  | LINE |  | 28 | 630.000 A | 0.63 | 50 | 20 | B02408 | Unknown |  |  |  |  | 0 | TMN RAKAN CHERAS NO 2 |  | 3 | Pass | null
256988988 | B02406 | B02406 | 6816372 | 6816371 | BCRS/PCE/J00197/MBB02406 | 300005637 | Existing | RYB | SGLN-3 | B02404 TMN RAKAN CHERAS NO 1 | CLOSED | CLOSED | LINK | 12.000 kV | 11 kV | GAS | 20051101 | 2005 | 2L1T/05/188 | Unknown | TOPRANK | TOPRANK | 2L1T/05/188 |  | TMN RAKAN CHERAS NO 2 | SUBSTATION | Unknown | Unknown | Unknown | DISTRIBUTION | TNB | CHERAS | Unknown | 75 |  |  | Unknown | Unknown |  | LINE |  | 28 | 630.000 A | 0.63 | 50 | 20 | B02406 | Unknown |  |  |  |  | 0 | TMN RAKAN CHERAS NO 2 |  | 3 | Pass | null
256989017 | B04012 |  | 6819827 | 6819826 | BCRS/PCE/J00577/MB | 300268995 | Existing | RYB | SGLN-8 | PPU SGLN CB 8 | CLOSED | CLOSED | LINK | 11.000 kV | 11 kV | GAS | 20001101 | 0 | L97077-99L |  | VEI | VEI | 26862 |  | WETEX | Unknown | Unknown | Unknown | Unknown | DISTRIBUTION | TNB | CHERAS | Unknown | 75 |  |  |  | Unknown |  | LINE |  | 28 | 400.000 A | 0.63 | 50 | 20 | B04012 | [5 empty] | 0 | WETEX |  | 3 | Pass | null
256989022 | B04010 | WAI FONG | 6819844 | 6819843 | BCRS/PCE/J00577/MB | 300268995 | Existing | RYB | SGLN-8 | B04009 PE WEI FONG | CLOSED | CLOSED | LINK | 11.000 kV | 11 kV | GAS | 20001101 | 0 | R07076-225R |  | VEI | VEI | 26862 |  | WETEX | Unknown | Unknown | Unknown | Unknown | DISTRIBUTION | TNB | CHERAS | Unknown | 75 |  |  |  | Unknown |  | LINE |  | 28 | 400.000 A | 0.63 | 50 | 20 | B04010 | [5 empty] | 0 | WETEX |  | 3 | Pass | null
256989072 | B02409 | B02409 | 6818465 | 6818464 | BCRS/PCE/J00198/MBB02409 | 300005642 | Existing | RYB | SGLN-3 | B09280 PE TAMAN SURIA | OPEN | CLOSED | LINK | 11.000 kV | 11 kV | GAS | 19901101 | 0 | R07196-31R | Unknown | FALCON BETA | INDKOM | B21224351 |  | TMN RAKAN CHERAS NO 3 | SUBSTATION | Unknown | Unknown | Unknown | DISTRIBUTION | TNB | CHERAS | Unknown | 75 |  |  | Unknown | Unknown |  | LINE |  | 28 | 400.000 A | 0.63 | 50 | 20 | B02409 | Unknown |  |  |  |  | 0 | TMN RAKAN CHERAS NO 3 |  | 3 | Pass | null
256989077 | B04875 | B04875 | 6818472 | 6818471 | BCRS/PCE/J00198/MBB02409 | 300005642 | Existing | RYB | SGLN-3 | B12340 PE ADEPT HOUSING | CLOSED | CLOSED | LINK | 11.000 kV | 11 kV | GAS | 19901101 | 0 | R07196-37R | Unknown | FALCON BETA | INDKOM | B21224351 |  | TMN RAKAN CHERAS NO 3 | SUBSTATION | Unknown | Unknown | Unknown | DISTRIBUTION | TNB | CHERAS | Unknown | 75 |  |  | Unknown | Unknown |  | LINE |  | 28 | 400.000 A | 0.63 | 50 | 20 | B04875 | Unknown |  |  |  |  | 0 | TMN RAKAN CHERAS NO 3 |  | 3 | Pass | null
256989105 | B11089 |  | 6818595 | 6818594 | BCRS/PCE/J00988/MB | 300319433 | Existing | RYB | MHCR-6 | B01787 TAN SENG HUAT | CLOSED | CLOSED | LINK | 11.000 kV | 11 kV | GAS | 20100408 | 1984 | 840859 |  | LONG CRAWFORD | EPE | SF6 555 |  | LOT 4161 LKC VANTURES | Unknown | Unknown | Unknown | Unknown | DISTRIBUTION | TNB | CHERAS | Unknown | 75 |  |  |  | Unknown |  |  |  | 28 | 630.000 A | 20 | 50 | 20 | B11089 | [5 empty] | 0 | LOT 4166 |  | 3 | Pass | null
256989113 | B11087 |  | 6818605 | 6818604 | BCRS/PCE/J00988/MB | 300319433 | Existing | RYB | MHCR-6 | MHCR-6 | CLOSED | CLOSED | LINK | 11.000 kV | 11 kV | GAS | 20100408 | 1984 | 840859 |  | LONG CRAWFORD | EPE | SF6 555 |  | LOT 4161 LKC VANTURES | Unknown | Unknown | Unknown | Unknown | DISTRIBUTION | TNB | CHERAS | Unknown | 75 |  |  |  | Unknown |  |  |  | 28 | 630.000 A | 0.63 | 50 | 20 | B11087 | [5 empty] | 0 | LOT 4166 |  | 3 | Pass | null
256989142 | B09274 | B09274 | 6818825 | 6818830 | BCRS/PCE/J00506/MBB09274 | 300267372 | Existing | RYB | LMAS-2 | B06912 TMN LAGENDA MAS NO 1 | CLOSED | CLOSED | LINK | 12.000 kV | 11 kV | GAS | 20051101 | 2007 | D274S30 |  | FALCON BETA | TAMCO | D274S30 | N/A | TMN LAGENDA MAS UTAMA | SUBSTATION | Unknown | Unknown | Unknown | DISTRIBUTION | TNB | CHERAS | Unknown | 75 |  |  | Unknown | Unknown |  | LINE |  | 28 | 630.000 A | 0.63 | 50 | 20 | B09274 | NO | N/A |  |  |  | 0 | TMN LEGENDA MAS |  | 3 | Pass | null
256989146 | B09277 | B09277 | 6818826 | 6818838 | BCRS/PCE/J00506/MBB09274 | 300267372 | Existing | RYB | LMAS-2 | B06913 TMN LAGENDA MAS NO 2 | CLOSED | CLOSED | LINK | 12.000 kV | 11 kV | GAS | 20051101 | 2007 | D274S30 |  | FALCON BETA | TAMCO | D274S30 | N/A | TMN LAGENDA MAS UTAMA | SUBSTATION | Unknown | Unknown | Unknown | DISTRIBUTION | TNB | CHERAS | Unknown | 75 |  |  | Unknown | Unknown |  | LINE |  | 28 | 630.000 A | 0.63 | 50 | 20 | B09277 | NO | N/A |  |  |  | 0 | TMN LEGENDA MAS |  | 3 | Pass | null
256989171 | B07532 |  | 6819058 | 6819057 | BCRS/PCE/J00562/MBB07532 | 300268933 | Existing | RYB | PMU KJNG-2 | B14963 PE STN MRT BUKIT DUKONG | CLOSED | CLOSED | LINK | 11.000 kV | 11 kV | GAS | 20031101 | 2003 | 0228S082 |  | INDKOM | INDKOM | 0228S082 |  | TMN DESA BARU COMPACT | Unknown | Unknown | Unknown | Unknown | DISTRIBUTION | TNB | CHERAS | Unknown | 75 |  |  |  | Unknown |  | LINE |  | 28 | 630.000 A | 0.63 | 50 | 20 | B07532 | [5 empty] | 0 | TMN DESA BARU COMPACT |  | 3 | Pass | null
256989175 | B07534 |  | 6819061 | 6819060 | BCRS/PCE/J00562/MBB07532 | 300268933 | Existing | RYB | PMU KJNG-2 | B09455 COMPACT TMN DESA BARU 2 | CLOSED | CLOSED | LINK | 11.000 kV | 11 kV | GAS | 20031101 | 2003 | 0228S082 |  | INDKOM | INDKOM | 0228S082 |  | TMN DESA BARU COMPACT | Unknown | Unknown | Unknown | Unknown | DISTRIBUTION | TNB | CHERAS | Unknown | 75 |  |  |  | Unknown |  | LINE |  | 28 | 630.000 A | 0.63 | 50 | 20 | B07534 | [5 empty] | 0 | TMN DESA BARU COMPACT |  | 3 | Pass | null
256989197 | B08402 |  | 6819127 | 6819126 | BCRS/PCE/J00781/MBB08402 | 300272331 | Existing | RYB | PMU KJNG-2 | B08262 PROJET GRAND SAGA | CLOSED | CLOSED | LINK | 12.000 kV | 11 kV | GAS | 18/07/1998 | 2005 | 1519 |  | VEI | VEI | 1519 |  | SHUKOR SAKAM AIS RINTIK2 | Unknown | Unknown | Unknown | Unknown | DISTRIBUTION | TNB | CHERAS | Unknown | 75 |  |  |  | Unknown |  | LINE |  | 28 | 630.000 A | 0.63 | 50 | 20 | B08402 | [5 empty] | 0 | SHUKOR SKM AIS RNTIK2 SDN BHD |  | 3 | Pass | null
256989201 | B08404 |  | 6819130 | 6819129 | BCRS/PCE/J00781/MBB08402 | 300272331 | Existing | RYB | PMU KJNG-2 | STADIUM KAJANG | CLOSED | CLOSED | LINK | 12.000 kV | 11 kV | GAS | 18/07/1998 | 2005 | 1519 |  | VEI | VEI | 1519 |  | SHUKOR SAKAM AIS RINTIK2 | Unknown | Unknown | Unknown | Unknown | DISTRIBUTION | TNB | CHERAS | Unknown | 75 |  |  |  | Unknown |  | LINE |  | 28 | 630.000 A | 0.63 | 50 | 20 | B08404 | [5 empty] | 0 | SHUKOR SKM AIS RNTIK2 SDN BHD |  | 3 | Pass | null
256989227 | B02422 |  | 6821306 | 6821305 | BCRS/PCE/J00202/MBB02422 | 300005672 | Existing | RYB | PMU KJNG-2 | B02421 TMN KOP CUEPACS NO 2 | CLOSED | CLOSED | LINK | 11.000 kV | 11 kV | GAS | 20011101 | 0 | 0025S042 |  | INDKOM | INDKOM | 0025S042 |  | TMN KOPERASI CUEPAC NO 1 BT 12 FASA 1A | Unknown | Unknown | Unknown | Unknown | DISTRIBUTION | TNB | CHERAS | Unknown | Unknown |  |  |  | Unknown |  |  |  |  | 630.000 A | 50 | 22 | 20 | B02422 | [5 empty] | 0 | TMN KOPERASI CUEPACS NO 1 |  | 3 | Pass | null
256989233 | B02424 |  | 6821328 | 6821327 | BCRS/PCE/J00202/MBB02422 | 300005672 | Existing | RYB | PMU KJNG-2 | B09457 TMN DESA BR CMPACT NO 2 | CLOSED | CLOSED | LINK | 11.000 kV | 11 kV | GAS | 20011101 | 0 | 0025S042 |  | INDKOM | INDKOM | 0025S042 |  | TMN KOPERASI CUEPAC NO 1 BT 12 FASA 1A | Unknown | Unknown | Unknown | Unknown | DISTRIBUTION | TNB | CHERAS | Unknown | Unknown |  |  |  | Unknown |  |  |  |  | 630.000 A | 50 | 22 | 20 | B02424 | [5 empty] | 0 | TMN KOPERASI CUEPACS NO 1 |  | 3 | Pass | null
256989262 | B02418 | B02418 | 6821414 | 6821413 | BCRS/PCE/J00201/MBB02418 | 300005663 | Existing | RYB | SGLN-3 | B05385 LINGKARAN NUR | CLOSED | CLOSED | LINK | 11.000 kV | 11 kV | GAS | 19991101 | 1999 | 9938S102 | Unknown | F_and_G | INDKOM | 9938S102 |  | TMN KOPERASI CUEPAC NO 2 | SUBSTATION | Unknown | Unknown | Unknown | DISTRIBUTION | TNB | CHERAS | Unknown | 75 |  |  | Unknown | Unknown |  | LINE |  | 28 | 630.000 A | 0.63 | 50 | 22 | B02418 | Unknown |  |  |  |  | 0 | TMN KOPERSI CUEPACS NO 2 |  | 3 | Pass | null
256989268 | B02421 | B02421 | 6821436 | 6821435 | BCRS/PCE/J00201/MBB02418 | 300005663 | Existing | RYB | SGLN-3 | B02422 CUEPACS NO 1 | OPEN | CLOSED | LINK | 11.000 kV | 11 kV | GAS | 19991101 | 1999 | 9938S102 | Unknown | F_and_G | INDKOM | 9938S102 |  | TMN KOPERASI CUEPAC NO 2 | Unknown | Unknown | Unknown | Unknown | DISTRIBUTION | TNB | CHERAS | Unknown | 75 |  |  | Unknown | Unknown |  | LINE |  | 28 | 630.000 A | 0.63 | 50 | 22 | B02421 | Unknown |  |  |  |  | 0 | TMN KOPERSI CUEPACS NO 2 |  | 3 | Pass | null
256989580 | B10731 | PE PADAT SMK PERIMBUN CRS | 6819617 | 6819634 | BCRS/PCE/J00693/MB | 300270773 | Existing | RYB | LMAS-4 | B07035 PE PADAT SMK PERIMBUN CRS | CLOSED | CLOSED | LINK | 11.000 kV | 11 kV | GAS | 20121111 | 0 | L19/1/4978 | Unknown | FALCON BETA | TAMCO | B21224369 |  | PUSAT KEBUDAYAAN SOKO GOKAI | SUBSTATION | Unknown | Unknown | Unknown | DISTRIBUTION | TNB | CHERAS | Unknown | 75 |  |  | Unknown | Unknown |  | Unknown |  | 28 | 400.000 A | 0.63 | 50 | 20 | B10731 | Unknown |  |  |  |  | 0 | PUSAT KEBUDAYAAN |  | 3 | Pass | null
256989584 | B10733 | PE FLAT DAMAI JAYA CHERAS | 6819618 | 6819627 | BCRS/PCE/J00693/MB | 300270773 | Existing | RYB | LMAS-4 | B01734 PE FLAT DAMAI JAYA CHERAS | CLOSED | CLOSED | LINK | 11.000 kV | 11 kV | GAS | 20121111 | 0 | D18/2/68L | Unknown | FALCON BETA | TAMCO | B21224369 |  | PUSAT KEBUDAYAAN SOKO GOKAI | SUBSTATION | Unknown | Unknown | Unknown | DISTRIBUTION | TNB | CHERAS | Unknown | 75 |  |  | Unknown | Unknown |  | Unknown |  | 28 | 400.000 A | 0.63 | 50 | 20 | B10733 | Unknown |  |  |  |  | 0 | PUSAT KEBUDAYAAN |  | 3 | Pass | null
256989613 | B04000 |  | 6819734 | 6819733 | BCRS/PCE/J00848/MB1 | 300444621 | Existing | RYB | SGLN-8 | B04001 LOJI AIR CHERAS | CLOSED | CLOSED | LINK | 12.000 kV | 11 kV | GAS | 19981101 | 1999 | B993553 | Unknown | FALCON BETA | TAMCO | B993553 |  | KIAN ANN KEE (BYPASS AND DISMANTEL) | Unknown | Unknown | Unknown | Unknown | DISTRIBUTION | TNB | CHERAS | Unknown | 75 |  |  | Unknown | Unknown |  | LINE |  | 28 | 630.000 A | 0.63 | 50 | 20 | B04000 | Unknown |  |  |  |  | 0 | KIAN ANN KEE |  | 3 | Pass | null
256989618 | B03998 |  | 6819741 | 6819740 | BCRS/PCE/J00848/MB1 | 300444621 | Existing | RYB | SGLN-8 | B03992 RR BKT DUKONG | CLOSED | CLOSED | LINK | 12.000 kV | 11 kV | GAS | 19981101 | 1999 | B993553 | Unknown | FALCON BETA | TAMCO | B993553 |  | KIAN ANN KEE (BYPASS AND DISMANTEL) | Unknown | Unknown | Unknown | Unknown | DISTRIBUTION | TNB | CHERAS | Unknown | 75 |  |  | Unknown | Unknown |  | LINE |  | 28 | 630.000 A | 0.63 | 50 | 20 | B03998 | Unknown |  |  |  |  | 0 | KIAN ANN KEE |  | 3 | Pass | null
256989640 | B01784 | B01784 | 6819794 | 6819793 | BCRS/PCE/J00234/MBB01782 | 300005879 | Existing | RYB | MHCR-6 | RUMAH PAM CHERAS PARAS REND | OPEN | OPEN | LINK | 12.000 kV | 11 kV | GAS | 20061101 | 2006 | B2611786 |  | TAMCO | TAMCO | B2611786 | N/A | RMH ORANG-ORANG TUA | SUBSTATION | Unknown | Unknown | Unknown | DISTRIBUTION | TNB | CHERAS | Unknown | 75 |  |  | Unknown | Unknown |  | LINE |  | 28 | 630.000 A | 0.63 | 50 | 12 | B01784 | NO |  |  |  |  | 0 | ORANG-ORANG TUA |  | 3 | Pass | null
256989645 | B01782 | B01782 | 6819801 | 6819800 | BCRS/PCE/J00234/MBB01782 | 300005879 | Existing | RYB | BTHO-1 | B01781 IPV | CLOSED | CLOSED | LINK | 12.000 kV | 11 kV | GAS | 20061101 | 2006 | B2611786 |  | TAMCO | TAMCO | B2611786 | N/A | RMH ORANG-ORANG TUA | SUBSTATION | Unknown | Unknown | Unknown | DISTRIBUTION | TNB | CHERAS | Unknown | 75 |  |  | Unknown | Unknown |  | LINE |  | 28 | 630.000 A | 0.63 | 50 | 12 | B01782 | Unknown |  |  |  |  | 0 | ORANG-ORANG TUA |  | 3 | Pass | null
256993032 | B03971 | AISTANA IND | 6899013 | 6899012 | BCRS/PCE/J00859/MB1 | 300444774 | Existing | RYB |  | B09479 PE AISTANA INDUSTRIES S/B | CLOSED | CLOSED | LINK | 12.000 kV | 11 kV | GAS | 19981101 | 1997 | B972167 |  | FALCON BETA | TAMCO | B972167 |  | ABD KARIM MANAN | Unknown | Unknown | Unknown | Unknown | DISTRIBUTION | TNB | CHERAS | Unknown | 75 |  |  |  | Unknown |  |  |  | 28 | 630.000 A | 0.63 | 50 | 20 | B03971 | [5 empty] | 0 | ABDUL KARIM B MANAN (PDK) |  | 3 | Pass | null
256993037 | B03969 | LIM KOK YEONG | 6899020 | 6899019 | BCRS/PCE/J00859/MB1 | 300444774 | Existing | RYB |  | B03971 PE LIM KOK YEONG | CLOSED | CLOSED | LINK | 12.000 kV | 11 kV | GAS | 19981101 | 1997 | B972167 |  | FALCON BETA | TAMCO | B972167 |  | ABD KARIM MANAN | Unknown | Unknown | Unknown | Unknown | DISTRIBUTION | TNB | CHERAS | Unknown | 75 |  |  |  | Unknown |  |  |  | 28 | 630.000 A | 0.63 |  | 20 | B03969 | [5 empty] | 0 | ABDUL KARIM B MANAN (PDK) |  | 3 | Pass | null
256993071 | B05928 | LOOPING | 6899490 | 6899489 | BCRS/PCE/J00095/MBB05926 |  | Existing | RYB | TMASS-12 | B05927 LOOPING | CLOSED | CLOSED | LINK | 12.000 kV | 11 kV | GAS |  | 2003 | B236979 | Unknown | FALCON BETA | TAMCO | B236979 | Not applicable | TMN ULU LANGAT JAYA NO 2 | Unknown | Unknown | YES | Unknown | DISTRIBUTION | TNB | CHERAS | Unknown | 75 | Unknown | Unknown | Unknown | NO |  | LINE |  | 28 | 630.000 A | 0.63 | 50 | 20 | B05928 | NO | Not applicable |  |  | Unknown | Unknown | TMN HULU LANGAT JAYA NO2 |  | 3 | Pass | null
256993075 | B05930 | PE TAMAN HULU LANGAT NO.1 | 6899495 | 6899494 | BCRS/PCE/J00095/MBB05930 |  | Existing | RYB | TMASS-12 | B09442 PE TAMAN HULU LANGAT NO.1 | CLOSED | CLOSED | LINK | 12.000 kV | 11 kV | GAS |  | 2003 | B236979 | Unknown | FALCON BETA | TAMCO | B236979 | Not applicable | TMN ULU LANGAT JAYA NO 2 | SUBSTATION | Unknown | YES | Unknown | DISTRIBUTION | TNB | CHERAS | Unknown | 75 | unknwon | unknwon | Unknown | NO |  | LINE |  | 28 | 630.000 A | 0.63 | 50 | 20 | B05930 | NO | Not applicable |  |  | unknown | 0 | TMN HULU LANGAT JAYA NO2 |  | 3 | Pass | null
256993079 | B05925 | PE TMN MAS 3 | 6899500 | 6899499 | BCRS/PCE/J00095/MBB05925 | 300004456 | Existing | RYB | TMASS-12 | B02161 PE TMN MAS 3 | CLOSED | CLOSED | LINK | 11.000 kV | 11 kV | GAS | 20061101 | 2003 | 0202S074 | Unknown | F_and_G | TAMCO | 0202S074 | Not applicable | TMN ULU LANGAT JAYA NO 2 | SUBSTATION | Unknown | YES | Unknown | DISTRIBUTION | TNB | CHERAS | Unknown | 75 | Unknown | Unknown | Unknown | NO |  | LINE |  | 28 | 630.000 A | 0.63 | 50 | 22 | B05925 | NO | Not applicable |  |  | Unknown | Unknown | TMN HULU LANGAT JAYA NO2 |  | 3 | Pass | null
256993085 | B05927 | LOOPING | 6899502 | 6899505 | BCRS/PCE/J00095/MBB05925 | 300004456 | Existing | RYB | TMASS-12 | B05926 LOOPING | CLOSED | CLOSED | LINK | 11.000 kV | 11 kV | GAS | 20061101 | 2003 | 0202S074 | Unknown | F_and_G | TAMCO | 0202S074 | Not applicable | TMN ULU LANGAT JAYA NO 2 | Unknown | Unknown | YES | Unknown | DISTRIBUTION | TNB | CHERAS | Unknown | 75 | Unknown | Unknown | Unknown | NO |  | LINE |  | 28 | 630.000 A | 0.63 | 50 | 22 | B05927 | NO | Not applicable |  |  | Unknown | 0 | TMN HULU LANGAT JAYA NO2 |  | 3 | Pass | null
257007163 | B10376 | PE TAMAN EMAS | 26504850 | 26504849 | BCRS/PCE/J00899/MBB10376 |  | Existing | RYB | TMASS-6 | B07338 PE TAMAN EMAS | CLOSED | CLOSED | LINK | 12.000 kV | 11 kV | GAS |  | 2008 | B2815620 | Unknown | FALCON BETA | TAMCO | B2815620 |  | RUMAH BANDAR TMN PUTRI | SUBSTATION | Unknown | Unknown | Unknown | DISTRIBUTION | TNB | CHERAS | Unknown | 75 |  |  | Unknown | Unknown |  | Unknown |  | 28 | 630.000 A | 0.63 | 50 | 20 | B10376 | Unknown |  |  |  |  | 0 | RUMAH BANDAR TAMAN PUTERI |  | 3 | Pass | null
257007167 | B10378 | PE KONDOMINIUM VENICE HILL | 26504857 | 26504856 | BCRS/PCE/J00899/MBB10378 |  | Existing | RYB | TMASS-6 | B07824 PE KONDOMINIUM VENICE HILL | CLOSED | CLOSED | LINK | 12.000 kV | 11 kV | GAS |  | 2008 | B2815620 | Unknown | FALCON BETA | TAMCO | B2815620 |  | RUMAH BANDAR TMN PUTRI | SUBSTATION | Unknown | Unknown | Unknown | DISTRIBUTION | TNB | CHERAS | Unknown | 75 |  |  | Unknown | Unknown |  | Unknown |  | 28 | 630.000 A | 0.63 | 50 | 20 | B10378 | Unknown |  |  |  |  | 0 | RUMAH BANDAR TAMAN PUTERI |  | 3 | Pass | null
257007190 | B10384 |  | 26505063 | 26505062 | BCRS/PCE/J00699/MBB02147 | 300270787 | Existing | RYB | BTHO-5 | B02034 PE PLAZA TOL HULU LANGAT | CLOSED | CLOSED | LINK | 12.000 kV | 11 kV | GAS | 23/10/2008 | 2008 | B2816457 |  | FALCON BETA | TAMCO |  |  | PERNIAGAAN MASRIA | Unknown | Unknown | Unknown | Unknown | DISTRIBUTION | TNB | CHERAS | Unknown | Unknown |  |  |  | Unknown |  |  |  |  | 630.000 A | 20 | 20 | 20 | B10384 | [5 empty] | 0 | PUSAT PERNIAGAAN MASRIA |  | 3 | Pass | null
257007194 | B10382 |  | 26505068 | 26505067 | BCRS/PCE/J00699/MBB02147 | 300270787 | Existing | RYB | BTHO-5 | B12278 PE TAMAN MASRIA | CLOSED | CLOSED | LINK | 12.000 kV | 11 kV | GAS | 23/10/2008 | 2008 | B2816457 |  | FALCON BETA | TAMCO |  |  | PERNIAGAAN MASRIA | Unknown | Unknown | Unknown | Unknown | DISTRIBUTION | TNB | CHERAS | Unknown | Unknown |  |  |  | Unknown |  |  |  |  | 630.000 A | 20 | 20 | 20 | B10382 | [5 empty] | 0 | PUSAT PERNIAGAAN MASRIA |  | 3 | Pass | null
257017948 | B02002 | B02002 | 6837942 | 6837941 | BCRS/PCE/J00639/MBB02004 | 300270341 | Existing | RYB | MINE-8 | B05495 LOOPING | CLOSED | CLOSED | LINK | 16.000 kV | 11 kV | OIL | 18/07/1998 | 0 | KSS/1867 |  | REYROLLE | EPE | KSS/1867 |  | TERAS OAK NO 1 | INTERCONNECT (OTHER UTILITY) | Unknown | Unknown | Unknown | DISTRIBUTION | TNB | CHERAS | Unknown | 75 |  |  | Unknown | Unknown |  | LINE |  | 28 | 630.000 A | 0.63 | 55.9 | 21.9 | B02002 | Unknown |  |  |  |  | 0 | TERAS OAK 1 |  | 3 | Pass | null
257017954 | B02004 | B02004 | 6837960 | 6837959 | BCRS/PCE/J00639/MBB02004 | 300270341 | Existing | RYB | MINE-8 | B02005 ELEGANT NO 1 | CLOSED | CLOSED | LINK | 16.000 kV | 11 kV | OIL | 18/07/1998 | 0 | KSS/1867 |  | REYROLLE | EPE | KSS/1867 |  | TERAS OAK NO 1 | SUBSTATION | Unknown | Unknown | Unknown | DISTRIBUTION | TNB | CHERAS | Unknown | 75 |  |  |  | Unknown |  | LINE |  | 28 | 630.000 A | 0.63 | 55.9 | 21.9 | B02004 | Unknown |  |  |  |  | 0 | TERAS OAK 1 |  | 3 | Pass | null
257017958 | B05495 | B05495 | 6837967 | 6837983 | BCRS/PCE/J00639/MBB05496 | 300270344 | Existing | RYB | MINE-8 | B02002 LOOPING | CLOSED | CLOSED | LINK | 11.000 kV | 11 kV | GAS | 18/07/1998 | 0 | 97233172 |  | F_and_G | INDKOM | 97238172 | N/A | TERAS OAK NO 1 | INTERCONNECT (OTHER UTILITY) | Unknown | Unknown | Unknown | DISTRIBUTION | TNB | CHERAS | Unknown | 75 |  |  | Unknown | Unknown |  | LINE |  | 28 | 630.000 A | 0.63 | 50 | 22 | B05495 | Unknown |  |  |  |  | 0 | TERAS OAK 1 |  | 3 | Pass | null
257017962 | B05496 | B05496 | 6837971 | 6838000 | BCRS/PCE/J00639/MBB05496 | 300270344 | Existing | RYB | MINE-8 | B02749 BERKAT HASIL NO.12 | CLOSED | CLOSED | LINK | 11.000 kV | 11 kV | GAS | 18/07/1998 | 0 | 97233172 |  | F_and_G | INDKOM | 97238172 | N/A | TERAS OAK NO 1 | SUBSTATION | Unknown | Unknown | Unknown | DISTRIBUTION | TNB | CHERAS | Unknown | 75 |  |  | Unknown | Unknown |  | LINE |  | 28 | 630.000 A | 0.63 | 50 | 22 | B05496 | Unknown |  |  |  |  | 0 | TERAS OAK 1 |  | 3 | Pass | null
257017972 | B05497 | B05497 | 6838004 | 6838006 | BCRS/PCE/J00639/MBB05496 | 300270344 | Existing | RYB | MINE-8 | B11219 TNM IND TALENT 2 | CLOSED | CLOSED | LINK | 11.000 kV | 11 kV | GAS | 18/07/1998 | 0 | 97233172 |  | F_and_G | INDKOM | 97238172 | N/A | TERAS OAK NO 1 | SUBSTATION | Unknown | Unknown | Unknown | DISTRIBUTION | TNB | CHERAS | Unknown | 75 |  |  | Unknown | Unknown |  | LINE |  | 28 | 630.000 A | 0.63 | 50 | 22 | B05497 | Unknown |  |  |  |  | 0 | TERAS OAK 1 |  | 3 | Pass | null
257018297 | B02016 | PE BONANZA INDUSTRIAL PARK | 6813095 | 6813094 | BCRS/PCE/J00737/MBB02016 | 300271012 | Existing | RYB | TAMI-12 | B08558 PE BONANZA INDUSTRIAL PARK | CLOSED | CLOSED | LINK | 12.000 kV | 11 kV | GAS | 18/07/1998 | 1995 | N/A | Unknown | INDKOM | INDKOM | 224/95 |  | ELEGANT CAPITAL NO 2 | SUBSTATION | Unknown | Unknown | Unknown | DISTRIBUTION | TNB | CHERAS | Unknown | 75 |  |  | Unknown | Unknown |  | Unknown |  | 28 | 630.000 A | 0.63 | 50 | 22 | B02016 | Unknown |  |  |  |  | 0 | ELEGANT CAPITAL NO 2 |  | 3 | Pass | null
257018303 | B02019 | PE LFIP NO 2 | 6813113 | 6813112 | BCRS/PCE/J00737/MBB02016 | 300271012 | Existing | RYB | TAMI-12 | B02020 PE LFIP NO 2 | CLOSED | CLOSED | LINK | 12.000 kV | 11 kV | GAS | 18/07/1998 | 1995 | N/A | Unknown | INDKOM | INDKOM | 224/95 |  | ELEGANT CAPITAL NO 2 | SUBSTATION | Unknown | Unknown | Unknown | DISTRIBUTION | TNB | CHERAS | Unknown | 75 |  |  | Unknown | Unknown |  | Unknown |  | 28 | 630.000 A | 0.63 | 50 | 22 | B02019 | Unknown |  |  |  |  | 0 | ELEGANT CAPITAL NO 2 |  | 3 | Pass | null
257018332 | B02005 | PE TERAS OAK NO 1 | 6814511 | 6814510 | BCRS/PCE/J00741/MBB02005 | 300271031 | Existing | RYB | MINE-8 | B02004 PE TERAS OAK NO 1 | OPEN | CLOSED | LINK | 11.000 kV | 11 kV | GAS | 18/07/1998 | 1995 | N/A | Unknown | F_and_G | INDKOM | N/A |  | ELEGANT CAPITAL NO 1 | SUBSTATION | Unknown | Unknown | Unknown | DISTRIBUTION | TNB | CHERAS | Unknown | 75 |  |  | Unknown | Unknown |  | Unknown |  | 28 | 630.000 A | 0.63 | 50 | 22 | B02005 | Unknown |  |  |  |  | 0 | ELEGANT CAPITAL |  | 3 | Pass | null
257018338 | B02008 | PE FAIRPOINT PLASTIC | 6814529 | 6814528 | BCRS/PCE/J00741/MBB02005 | 300271031 | Existing | RYB |  | B07730 PE FAIRPOINT PLASTIC | CLOSED | CLOSED | LINK | 11.000 kV | 11 kV | GAS | 18/07/1998 | 1995 | N/A | Unknown | F_and_G | INDKOM | N/A |  | ELEGANT CAPITAL NO 1 | SUBSTATION | Unknown | Unknown | Unknown | DISTRIBUTION | TNB | CHERAS | Unknown | 75 |  |  | Unknown | Unknown |  | Unknown |  | 28 | 630.000 A | 0.63 | 50 | 22 | B02008 | Unknown |  |  |  |  | 0 | ELEGANT CAPITAL |  | 3 | Pass | null
257018367 | B08558 | PE ELEGANT CAPITAL NO.2 | 6814432 | 6814431 | BCRS/PCE/J00738/MBB08558 | 300271016 | Existing | RYB | TAMI-12 | B02016 PE ELEGANT CAPITAL NO.2 | CLOSED | CLOSED | LINK | 12.000 kV | 11 kV | GAS | 18/07/1998 | 2005 | 2L+2T | Unknown | VEI | VEI | 1939 | NOT AVAILABLE | BONANZA INDUSTRIAL PARK | SUBSTATION | Unknown | Unknown | Unknown | DISTRIBUTION | TNB | CHERAS | Unknown | 75 |  |  | Unknown | Unknown |  | LINE |  | 28 | 630.000 A | 0.63 | 50 | 20 | B08558 | NO | NOT AVAILABLE |  |  |  | 0 | BONANZA INDUSTRIAL PARK |  | 3 | Pass | null
257018373 | B08561 | PE MEHKO TAMING JAYA | 6814450 | 6814449 | BCRS/PCE/J00738/MBB08558 | 300271016 | Existing | RYB | TAMI-12 | B10964 PE MEHKO TAMING JAYA | CLOSED | CLOSED | LINK | 12.000 kV | 11 kV | GAS | 18/07/1998 | 2005 | 2L+2T | Unknown | VEI | VEI | 1939 | NOT AVAILABLE | BONANZA INDUSTRIAL PARK | SUBSTATION | Unknown | Unknown | Unknown | DISTRIBUTION | TNB | CHERAS | Unknown | 75 |  |  | Unknown | Unknown |  | LINE |  | 28 | 630.000 A | 0.63 | 50 | 20 | B08561 | NO | NOT AVAILABLE |  |  |  | 0 | BONANZA INDUSTRIAL PARK |  | 3 | Pass | null
257018395 | B01961 |  | 6813197 | 6813196 | BCRS/PCE/J00799/MBB01959 | 300272392 | Existing | RYB | CJYA-14 | B07592 ASAHI KOSEI NO 2 | CLOSED | CLOSED | LINK | 12.000 kV | 11 kV | GAS | 18/07/1998 | 0 | N/A |  | MERLIN GERIN | MERLIN GERIN | N/A | N/A | SHIN LEE COMPACT | SUBSTATION | Unknown | Unknown | Unknown | DISTRIBUTION | TNB | CHERAS | Unknown | 75 |  |  |  | Unknown |  | LINE |  | 28 | 630.000 A | 0.63 | 50 | 18.4 | B01961 | Unknown |  |  |  |  | 0 | SHINE LEE COMPACT |  | 3 | Pass | null
257018400 | B01959 | B01959 | 6813209 | 6813208 | BCRS/PCE/J00799/MBB01959 | 300272392 | Existing | RYB | CJYA-14 | B05054 YP IRESICION | CLOSED | CLOSED | LINK | 12.000 kV | 11 kV | GAS | 18/07/1998 | 0 | N/A |  | MERLIN GERIN | MERLIN GERIN |  | N/A | SHIN LEE COMPACT | SUBSTATION | Unknown | Unknown | Unknown | DISTRIBUTION | TNB | CHERAS | Unknown | 75 |  |  |  | Unknown |  | LINE |  | 28 | 630.000 A | 18.4 | 50 | 18.4 | B01959 | Unknown |  |  |  |  | 0 | SHINE LEE COMPACT |  | 3 | Pass | null
257018491 | B02020 | PE ELEGANT CAPITAL NO.2 | 6840204 | 6840203 | BCRS/PCE/J00736/MBB02025 | 300271011 | Existing | RYB | TAMI-12 | B02019 PE ELEGANT CAPITAL NO.2 | CLOSED | CLOSED | LINK | 11.000 kV | 11 kV | GAS | 18/07/1998 | 0 | L17172-76L | Unknown | F_and_G | INDKOM | 1102223679 |  | LFIP NO 2 | SUBSTATION | Unknown | Unknown | Unknown | DISTRIBUTION | TNB | CHERAS | Unknown | 75 |  |  | Unknown | Unknown |  | Unknown |  | 28 | 400.000 A | 0.64 | 50 | 21.9 | B02020 | Unknown |  |  |  |  | 0 | LFIP NO 2 |  | 3 | Pass | null
257018499 | B02025 | PPU TANMING JAYA CB 12 | 6840232 | 6840231 | BCRS/PCE/J00736/MBB02020 | 300271006 | Existing | RYB | TAMI-12 | PPU TANMING JAYA CB 12 | CLOSED | CLOSED | LINK | 11.000 kV | 11 kV | GAS | 18/07/1998 | 0 | L17172-79L | Unknown | F_and_G | INDKOM | 1101223654 |  | LFIP NO 2 | SUBSTATION | Unknown | Unknown | Unknown | DISTRIBUTION | TNB | CHERAS | Unknown | 75 |  |  | Unknown | Unknown |  | Unknown |  | 28 | 400.000 A | 0.63 | 50 | 21.9 | B02025 | Unknown |  |  |  |  | 0 | LFIP NO 2 |  | 3 | Pass | null
257018901 | B01876 | B01878 | 6833145 | 6833144 | BCRS/PCE/J00742/MB | 300271037 | Existing | RYB | CJYA-13 | B01964 ASAHI KOSEI | CLOSED | CLOSED | LINK | 12.000 kV | 11 kV | GAS | 20021111 | 2002 | D221543 |  | FALCON BETA | TAMCO | D221543 |  | TANMING RAYA NO 2 | SUBSTATION | Unknown | Unknown | Unknown | DISTRIBUTION | TNB | CHERAS | Unknown | 75 |  |  |  | Unknown |  | LINE |  | 28 | 630.000 A | 0.63 | 50 | 20 | B01876 | Unknown |  |  |  |  | 0 | TANMING RAYA NO 2 |  | 3 | Pass | null
257018907 | B01878 | B01878 | 6833163 | 6833162 | BCRS/PCE/J00742/MB | 300271037 | Existing | RYB | CJYA-13 | CJYA-13 | CLOSED | CLOSED | LINK | 12.000 kV | 11 kV | GAS | 20021111 | 2002 | D221543 |  | FALCON BETA | TAMCO | D221543 |  | TANMING RAYA NO 2 | SUBSTATION | Unknown | Unknown | Unknown | DISTRIBUTION | TNB | CHERAS | Unknown | 75 |  |  |  | Unknown |  | LINE |  | 28 | 630.000 A | 0.63 | 50 | 20 | B01878 | Unknown |  |  |  |  | 0 | TANMING RAYA NO 2 |  | 3 | Pass | null
257018936 | B01428 | B01428 | 6825504 | 6825503 | BCRS/PCE/J00378/MBB01426 | 300510145 | Existing | RYB | CJYA-12 | B01429 PST DAGANGAN BLKG NO 3 | CLOSED | CLOSED | LINK | 11.000 kV | 11 kV | GAS | 19/10/2015 | 1997 | M1673903 |  | OMAZABAL | INDKOM | M1673903 |  | PST DAGANGAN BALAKONG NO 4 | SUBSTATION | Unknown | Unknown | Unknown | DISTRIBUTION | TNB | CHERAS | Unknown | 75 |  |  |  | Unknown |  | LINE |  | 28 | 630.000 A | 0.63 | 50 | 20 | B01428 | Unknown |  |  |  |  | 0 | PUSAT DAGANGAN BALAKONG NO 4 |  | 3 | Pass | null
257018942 | B01426 | B05331 | 6825522 | 6825521 | BCRS/PCE/J00378/MBB01426 | 300510145 | Existing | RYB | CJYA-12 | B05250 PERUMAH SMBG DAYA BLKG | CLOSED | CLOSED | LINK | 11.000 kV | 11 kV | GAS | 19/10/2015 | 1997 | M1673903 |  | OMAZABAL | INDKOM | M1673903 |  | PST DAGANGAN BALAKONG NO 4 | SUBSTATION | Unknown | Unknown | Unknown | DISTRIBUTION | TNB | CHERAS | Unknown | 75 |  |  |  | Unknown |  | LINE |  | 28 | 630.000 A | 0.63 | 50 | 20 | B01426 | Unknown |  |  |  |  | 0 | PUSAT DAGANGAN BALAKONG NO 4 |  | 3 | Pass | null
257018971 | B01431 | B01431 | 6825413 | 6825412 | BCRS/PCE/J00379/MBB01429 | 300510146 | Existing | RYB | CJYA-12 | B11780 TAMAN MESRA UTAMA | CLOSED | CLOSED | LINK | 11.000 kV | 11 kV | GAS | 19/10/2015 | 1997 | IM 1673708 |  | LIG A MURNI | INDKOM | 111673708 |  | PST DAGANGAN BALAKONG NO 3 | SUBSTATION | Unknown | Unknown | Unknown | DISTRIBUTION | TNB | CHERAS | Unknown | 75 |  |  |  | Unknown |  | LINE |  | 28 | 630.000 A | 0.63 | 50 | 20 | B01431 | Unknown |  |  |  |  | 0 | PUSAT DAGANGAN BALAKONG NO 3 |  | 3 | Pass | null
257018977 | B01429 |  | 6825431 | 6825430 | BCRS/PCE/J00379/MBB01429 | 300510146 | Existing | RYB | CJYA-12 | B01428 PST DAGANGAN BLKG NO 4 | CLOSED | CLOSED | LINK | 11.000 kV | 11 kV | GAS | 19/10/2015 | 1997 | IM 1673708 |  | OMAZABAL | INDKOM | 111673708 |  | PST DAGANGAN BALAKONG NO 3 | SUBSTATION | Unknown | Unknown | Unknown | DISTRIBUTION | TNB | CHERAS | Unknown | 75 |  |  |  | Unknown |  | LINE |  | 28 | 630.000 A | 0.63 | 50 | 20 | B01429 | Unknown |  |  |  |  | 0 | PUSAT DAGANGAN BALAKONG NO 3 |  | 3 | Pass | null
257023057 | B02161 | PE TMN HULU LANGAT JAYA NO2 | 6867387 | 6867386 | BCRS/PCE/J00089/MBB02159 | 300004421 | Existing | RYB | TMASS-12 | B05925 PE TMN HULU LANGAT JAYA NO2 | CLOSED | CLOSED | LINK | 12.000 kV | 11 kV | GAS | 20001101 | 0 | 9913029 | Unknown | MERLIN GERIN | MERLIN GERIN | 9913029 |  | TMN MAS NO 3 COMPACT | SUBSTATION | Unknown | Unknown | Unknown | DISTRIBUTION | TNB | CHERAS | Unknown | 75 |  |  | Unknown | Unknown |  | Unknown |  | 28 | 630.000 A | 0.63 | 50 | 20 | B02161 | Unknown |  |  |  |  | 0 | TAMAN MAS 3 |  | 3 | Pass | null
257023062 | B02159 | PE PKNS KG MELAKA | 6867393 | 6867392 | BCRS/PCE/J00089/MBB02159 | 300004421 | Existing | RYB | TMASS-12 | B02158 PE KG MELAKA | CLOSED | CLOSED | LINK | 12.000 kV | 11 kV | GAS | 20001101 | 0 | 9913029 | Unknown | MERLIN GERIN | MERLIN GERIN | 9913029 |  | TMN MAS NO 3 COMPACT | SUBSTATION | Unknown | Unknown | Unknown | DISTRIBUTION | TNB | CHERAS | Unknown | 75 |  |  | Unknown | Unknown |  | Unknown |  | 28 | 630.000 A | 0.63 | 50 | 20 | B02159 | Unknown |  |  |  |  | 0 | TAMAN MAS 3 |  | 3 | Pass | null
257023085 | B02771 | B02771 | 6869400 | 6869399 | BCRS/PCE/J00641/MBB02771 | 300270349 | Existing | RYB | TAMI-4 | B02770 WHITEX GARMENT | CLOSED | CLOSED | LINK | 12.000 kV | 11 kV | GAS | 18/07/1998 | 2008 | B2816146 |  | FALCON BETA | TAMCO | B2816146 | NOT APPLICABLE | MEGA MOULDING | SUBSTATION | Unknown | YES | Unknown | DISTRIBUTION | TNB | CHERAS | Unknown | 75 | Unknown | Unknown | Unknown | NO |  | LINE |  | 28 | 630.000 A | 0.63 | 50 | 20 | B02771 | NO | NOT APPLICABLE |  |  | Unknown | 0 | MEGA MOULDING |  | 3 | Pass | null
257023089 | B02773 | B02773 | 6869403 | 6869402 | BCRS/PCE/J00641/MBB02771 | 300270349 | Existing | RYB | TAMI-4 | B02774 BALAKONG 275 | CLOSED | CLOSED | LINK | 12.000 kV | 11 kV | GAS | 18/07/1998 | 2008 | B2816146 |  | FALCON BETA | TAMCO | B2816146 | NOT APPLICABLE | MEGA MOULDING | SUBSTATION | Unknown | YES | Unknown | DISTRIBUTION | TNB | CHERAS | Unknown | 75 | Unknown | Unknown | Unknown | NO |  | LINE |  | 28 | 630.000 A | 0.63 | 50 | 20 | B02773 | NO | NOT APPLICABLE |  |  | Unknown | Unknown | MEGA MOULDING |  | 3 | Pass | null
257023112 | B05885 |  | 6869464 | 6869463 | BCRS/PCE/J00634/MBB05885 | 300270319 | Existing | RYB | BLKG-11 | B07333 CHOY SOON HENG REALITY | CLOSED | CLOSED | LINK | 11.000 kV | 11 kV | GAS | 20021111 | 2001 | 0124S156 |  |  | INDKOM | 0124S156 |  | KENG SENG CORPORATION | SUBSTATION | Unknown | Unknown | Unknown | DISTRIBUTION | TNB | CHERAS | Unknown | 75 |  |  |  | Unknown |  |  |  | 28 | 630.000 A | 0.63 | 50 | 20 | B05885 | [5 empty] | 0 | KENG SENG CORPORATION |  | 3 | Pass | null
257023116 | B05887 |  | 6869467 | 6869466 | BCRS/PCE/J00634/MBB05885 | 300270319 | Existing | RYB | BLKG-11 | B08590 PTM STEEL | CLOSED | CLOSED | LINK | 11.000 kV | 11 kV | GAS | 20021111 | 2001 | 0124S156 |  |  | INDKOM | 0124S156 |  | KENG SENG CORPORATION | SUBSTATION | Unknown | Unknown | Unknown | DISTRIBUTION | TNB | CHERAS | Unknown | 75 |  |  |  | Unknown |  |  |  | 28 | 630.000 A | 0.63 | 50 | 20 | B05887 | NO |  |  |  |  | 0 | KENG SENG CORPORATION |  | 3 | Pass | null
257023172 | B06149 |  | 6869550 | 6869549 | BCRS/PCE/J00671/MBB06146 | 300270698 | Existing | RYB | TAMI-3 | B06538 EKSPEDISI EMAS S/B | CLOSED | CLOSED | LINK | 12.000 kV | 11 kV | GAS | 19991101 | 1999 | D990769 |  | FALCON BETA | TAMCO | D990769 |  | PANGSAPURI RAKYAT | SUBSTATION | Unknown | Unknown | Unknown | DISTRIBUTION | TNB | CHERAS | Unknown | 75 |  |  | Unknown | Unknown |  | LINE |  | 28 | 630.000 A | 0.63 | 50 | 20 | B06149 | Unknown |  |  |  |  | 0 | APTMT RAKYAT,JLN FLORA 3,TMN IMPIAN EHSAN |  | 3 | Pass | null
257023178 | B06146 | B06148 | 6869568 | 6869567 | BCRS/PCE/J00671/MBB06146 | 300270698 | Existing | RYB | TAMI-3 | B07823 TMN SETIA 2 BALAKONG | CLOSED | CLOSED | LINK | 12.000 kV | 11 kV | GAS | 19991101 | 1999 | D990769 |  | FALCON BETA | TAMCO | D990769 |  | PANGSAPURI RAKYAT | SUBSTATION | Unknown | Unknown | Unknown | DISTRIBUTION | TNB | CHERAS | Unknown | 75 |  |  | Unknown | Unknown |  | LINE |  |  | 630.000 A | 20 | 50 | 20 | B06146 | [5 empty] | 0 | APTMT RAKYAT,JLN FLORA 3,TMN IMPIAN EHSAN |  | 3 | Pass | null
257023203 | B07845 | B07845 | 6870455 | 6870454 | BCRS/PCE/J00709/MBB07845 | 300270884 | Existing | RYB | BLKG-12 | INDUSTRI BALAKONG JAYA NO 1 | CLOSED | CLOSED | LINK | 12.000 kV | 11 kV | GAS | 20041101 | 2004 | D242438 | Unknown | FALCON BETA | TAMCO | D242438 | N/A | TAMAN SINARAN NO 1 | SUBSTATION | Unknown | Unknown | Unknown | DISTRIBUTION | TNB | CHERAS | Unknown | 75 |  |  | Unknown | Unknown |  | LINE |  | 28 | 630.000 A | 0.63 | 50 | 20 | B07845 | NO | N/A |  |  |  | 0 | TAMAN SINARAN NO 1 |  | 3 | Pass | null
257023208 | B07848 | B07848 | 6870465 | 6870464 | BCRS/PCE/J00709/MBB07845 | 300270884 | Existing | RYB | BLKG-12 | TAMAN SINARAN NO 2 | CLOSED | CLOSED | LINK | 12.000 kV | 11 kV | GAS | 20041101 | 2004 | D242438 | Unknown | FALCON BETA | TAMCO | D242438 | N/A | TAMAN SINARAN NO 1 | SUBSTATION | Unknown | Unknown | Unknown | DISTRIBUTION | TNB | CHERAS | Unknown | 75 |  |  | Unknown | Unknown |  | LINE |  | 28 | 630.000 A | 0.63 | 50 | 20 | B07848 | NO | N/A |  |  |  | 0 | TAMAN SINARAN NO 1 |  | 3 | Pass | null
257027739 | B11302 |  | 6810246 | 6810263 | BCRS/PCE/J00116/MB1 | 300431089 | Existing | RYB | TMASS-10 | B11303 PUSAT KOKURIKULUM NEGERI SELANGOR | CLOSED | CLOSED | LINK | 11.000 kV | 11 kV | GAS | 20001101 | 0 | L16/1/71R |  | TAMCO | TAMCO | B 2817273 |  | KG SG KANTAN A/T | Unknown | Unknown | Unknown | Unknown | DISTRIBUTION | TNB | CHERAS | Unknown | 75 |  |  |  | Unknown |  | LINE |  | 28 | 400.000 A | 0.63 | 50 | 20 | B11302 | [5 empty] | 0 | KG KANTAN ATAS TIANG |  | 3 | Pass | null
257027743 | B02235 |  | 6810247 | 6810256 | BCRS/PCE/J00116/MB1 | 300431089 | Existing | RYB | TMASS-10 | B09010 LEE CHEE KEONG | CLOSED | CLOSED | LINK | 12.000 kV | 11 kV | GAS | 20001101 | 0 | L17/2/3L |  | TAMCO | TAMCO | B 2817273 |  | KG SG KANTAN A/T | Unknown | Unknown | Unknown | Unknown | DISTRIBUTION | TNB | CHERAS | Unknown | 75 |  |  |  | Unknown |  | LINE |  | 28 | 400.000 A | 0.63 | 50 | 20 | B02235 | [5 empty] | 0 | KG KANTAN ATAS TIANG |  | 3 | Pass | null
257028061 | B02229 | PE SUNWAY QUARRY | 6810294 | 6810311 | BCRS/PCE/J00115/MBB02229 | 300004524 | Existing | RYB | TMASS-10 | B10807 PE SUNWAY QUARRY | CLOSED | CLOSED | LINK | 11.000 kV | 11 kV | GAS | 19901101 | 0 | R97076-641R | Unknown | FALCON BETA | TAMCO | B21122550 |  | KG SG LIMBAT A/T | SUBSTATION | Unknown | Unknown | Unknown | DISTRIBUTION | TNB | CHERAS | Unknown | 75 |  |  | Unknown | Unknown |  | Unknown |  | 28 | 400.000 A | 0.63 | 50 | 20 | B02229 | Unknown |  |  |  |  | 0 | SG LIMBAT ATAS TIANG |  | 3 | Pass | null
257028065 | B02231 | PE SG TEKALI NO.2 | 6810295 | 6810304 | BCRS/PCE/J00115/MBB02229 | 300004524 | Existing | RYB | TMASS-10 | B02232 PE SG TEKALI NO.2 | CLOSED | CLOSED | LINK | 11.000 kV | 11 kV | GAS | 19901101 | 0 | J3666/1/1/275 | Unknown | FALCON BETA | TAMCO | B21122550 |  | KG SG LIMBAT A/T | SUBSTATION | Unknown | Unknown | Unknown | DISTRIBUTION | TNB | CHERAS | Unknown | 75 |  |  | Unknown | Unknown |  | Unknown |  | 28 | 400.000 A | 0.63 | 50 | 20 | B02231 | Unknown |  |  |  |  | 0 | SG LIMBAT ATAS TIANG |  | 3 | Pass | null
257028094 | B02274 | B02272 | 6810710 | 6810709 | BCRS/PCE/J00072/MBB02272 | 300004351 | Existing | RYB |  | B02265 DUSUN TUA | CLOSED | CLOSED | LINK | 11.000 kV | 11 kV | OIL | 19901101 | 0 | L07199-93L |  | BRUSH | TAMCO | H07160-87H | N/A | RAKR DUSUN TUA | SUBSTATION | Unknown | Unknown | Unknown | DISTRIBUTION | TNB | CHERAS | Unknown | 75 |  |  | Unknown | Unknown |  | LINE |  | 28 | 400.000 A | 0.63 | 50 | 20 | B02274 | NO | N/A |  |  |  | 0 | RAKR DUSUN TUA |  | 3 | Pass | null
257028099 | B02272 | B02274 | 6810717 | 6810716 | BCRS/PCE/J00072/MBB02272 | 300004351 | Existing | RYB |  | B08442 KG DUSUN TUA SEBERANG | CLOSED | CLOSED | LINK | 11.000 kV | 11 kV | OIL | 19901101 | 0 | R07192-117R |  | BRUSH | TAMCO | H07160-87H | N/A | RAKR DUSUN TUA | SUBSTATION | Unknown | Unknown | Unknown | DISTRIBUTION | TNB | CHERAS | Unknown | 75 |  |  | Unknown | Unknown |  | LINE |  | 28 | 400.000 A | 0.63 | 50 | 20 | B02272 | NO | N/A |  |  |  | 0 | RAKR DUSUN TUA |  | 3 | Pass | null
257028122 | B09106 |  | 6910133 | 6910132 | BCRS/PCE/J00543/MBB09106 | 300268242 | Existing | RYB |  | B09976 TMN LANGAT CERIA | CLOSED | CLOSED | LINK | 12.000 kV | 11 kV | GAS | 18/07/1998 | 0 | R0540288SF |  | MERLIN GERIN | MERLIN GERIN |  |  | SEKOLAH SERI SURIA HULU LANGAT | Unknown | Unknown | Unknown | Unknown | DISTRIBUTION | TNB | CHERAS | Unknown | Unknown |  |  |  | Unknown |  |  |  |  | 630.000 A | 18.5 | 18.5 | 18.5 | B09106 | [5 empty] | 0 | SEKOLAH SERI SURIA |  | 3 | Pass | null
257028126 | B09108 |  | 6910136 | 6910135 | BCRS/PCE/J00543/MBB09106 | 300268242 | Existing | RYB |  | B10484 LAMAN KESUMA | CLOSED | CLOSED | LINK | 12.000 kV | 11 kV | GAS | 18/07/1998 | 0 | R0540288SF |  | MERLIN GERIN | MERLIN GERIN |  |  | SEKOLAH SERI SURIA HULU LANGAT | Unknown | Unknown | Unknown | Unknown | DISTRIBUTION | TNB | CHERAS | Unknown | Unknown |  |  |  | Unknown |  |  |  |  | 630.000 A | 18.5 | 18.5 | 18.5 | B09108 | [5 empty] | 0 | SEKOLAH SERI SURIA |  | 3 | Pass | null
257028155 | B05088 | B10680 TAMAN PERKASA NO.4 | 6920796 | 6920795 | BCRS/PCE/J00093/MBB05088 | 300004439 | Existing | RYB |  | B10680 TMN PERKASA NO4 | CLOSED | CLOSED | LINK | 12.000 kV | 11 kV | GAS | 20011101 | 2001 | 712125-00040/018 |  | SIEMENS | SIEMENS | 712125-00040/018 |  | RMH PANGSA TMN PERKASA NO 3 | SUBSTATION | Unknown | Unknown | Unknown | DISTRIBUTION | TNB | CHERAS | Unknown | 75 |  |  |  | Unknown |  | LINE |  | 28 | 630.000 A | 0.63 | 50 | 20 | B05088 | Unknown |  |  |  |  | 0 | RMH PANGSA TMN PERKASA NO 3 |  | 3 | Pass | null
257028161 | B05091 | B11381 TMN PERKASA NO.5 | 6920814 | 6920813 | BCRS/PCE/J00093/MBB05088 | 300004439 | Existing | RYB |  | B02190 TAMAN UDA MURNI | CLOSED | CLOSED | LINK | 12.000 kV | 11 kV | GAS | 20011101 | 2001 | 712125-00040/018 |  | SIEMENS | SIEMENS | 712125-00040/018 |  | RMH PANGSA TMN PERKASA NO 3 | SUBSTATION | Unknown | Unknown | Unknown | DISTRIBUTION | TNB | CHERAS | Unknown | 75 |  |  |  | Unknown |  | LINE |  | 28 | 630.000 A | 0.63 | 50 | 20 | B05091 | Unknown |  |  |  |  | 0 | RMH PANGSA TMN PERKASA NO 3 |  | 3 | Pass | null
257028276 | B08090 | PE PADAT SK SUNGAI SERAI | 6900813 | 6900812 | BCRS/PCE/J00900/MB1 | 300444623 | Existing | RYB | TMASS-6 | B12068 PE PADAT SK SUNGAI SERAI | CLOSED | CLOSED | LINK | 12.000 kV | 11 kV | GAS | 20101101 | 2003 | 11612 | Unknown | VEI | TAMCO | 11612 |  | IDAMAN VILLA | SUBSTATION | Unknown | Unknown | Unknown | DISTRIBUTION | TNB | CHERAS | Unknown | 75 |  |  | Unknown | Unknown |  | Unknown |  | 28 | 630.000 A | 0.63 | 50 | 20 | B08090 | Unknown |  |  |  |  | 0 | IDAMAN VILLA |  | 3 | Pass | null
257028280 | B08088 | PE TAMAN KEMA CAHAYA, BLOK 3 | 6900816 | 6900815 | BCRS/PCE/J00900/MB1 | 300444623 | Existing | RYB | TMASS-6 | B10704 PE TAMAN KEMA CAHAYA, BLOK 3 | CLOSED | CLOSED | LINK | 12.000 kV | 11 kV | GAS | 20101101 | 2003 | 11612 | Unknown | VEI | TAMCO | 11612 |  | IDAMAN VILLA | SUBSTATION | Unknown | Unknown | Unknown | DISTRIBUTION | TNB | CHERAS | Unknown | 75 |  |  | Unknown | Unknown |  | Unknown |  | 28 | 630.000 A | 0.63 | 50 | 20 | B08088 | Unknown |  |  |  |  | 0 | IDAMAN VILLA |  | 3 | Pass | null
257028307 | B02171 | PE TMN KEMA CAHAYA NO1 | 6910695 | 6910694 | BCRS/PCE/J00047/MBB02171 | 300004259 | Existing | RYB | TMASS-12 | B02170 PE TMN KEMA CAHAYA NO1 | CLOSED | CLOSED | LINK | 11.000 kV | 11 kV | GAS | 19911101 | 0 | R07195-33R | Unknown | F_and_G | INDKOM | 0908211309 | Not applicable | TMN LAVENDER | SUBSTATION | Unknown | YES | Unknown | DISTRIBUTION | TNB | CHERAS | Unknown | 75 | Unknown | Unknown | Unknown | NO |  | LINE |  | 28 | 400.000 A | 0.63 | 50 | 20 | B02171 | NO | Not applicable |  |  | Unknown | Unknown | TAMAN LAVENDER |  | 3 | Pass | null
257028313 | B02173 | PE LOJI AIR HULU LANGAT | 6910713 | 6910712 | BCRS/PCE/J00047/MBB02171 | 300004259 | Existing | RYB | TMASS-12 | B02174 PE LOJI AIR HULU LANGAT | CLOSED | CLOSED | LINK | 11.000 kV | 11 kV | GAS | 19911101 | 0 | R07194-71R | Unknown | F_and_G | INDKOM | 0908211309 | Not applicable | TMN LAVENDER | SUBSTATION | Unknown | YES | Unknown | DISTRIBUTION | TNB | CHERAS | Unknown | 75 | Unknown | Unknown | Unknown | NO |  | LINE |  | 28 | 400.000 A | 0.63 | 50 | 20 | B02173 | NO | Not applicable |  |  | Unknown | Unknown | TAMAN LAVENDER |  | 3 | Pass | null
257028342 | B02168 | PE MASTERSKILL (M) SDN BHD | 6910277 | 6910276 | BCRS/PCE/J00065/MB1 | 300431059 | Existing | RYB | TMASS-12 | B09938 PE MASTERSKILL (M) SDN BHD | CLOSED | CLOSED | LINK | 12.000 kV | 11 kV | GAS | 20001101 | 2006 | 3089 | Unknown | VEI | INDKOM | 3089 |  | KEMACAHAYA NO 1 | SUBSTATION | Unknown | Unknown | Unknown | DISTRIBUTION | TNB | CHERAS | Unknown | 75 |  |  | Unknown | Unknown |  | Unknown |  | 28 | 630.000 A | 0.63 | 50 | 20 | B02168 | Unknown |  |  |  |  | 0 | TAMAN KEMACAHAYA NO 1 |  | 3 | Pass | null
257028644 | B02170 | PE TAMAN LAVENDER | 6910295 | 6910294 | BCRS/PCE/J00065/MB1 | 300431059 | Existing | RYB | TMASS-12 | B02171 PE TAMAN LAVENDER | CLOSED | CLOSED | LINK | 12.000 kV | 11 kV | GAS | 20001101 | 2006 | 3089 | Unknown | VEI | INDKOM | 3089 |  | KEMACAHAYA NO 1 | SUBSTATION | Unknown | Unknown | Unknown | DISTRIBUTION | TNB | CHERAS | Unknown | 75 |  |  | Unknown | Unknown |  | Unknown |  | 28 | 630.000 A | 0.63 | 50 | 20 | B02170 | Unknown |  |  |  |  | 0 | TAMAN KEMACAHAYA NO 1 |  | 3 | Pass | null
257028721 | B02082 |  | 6910911 | 6910910 | BCRS/PCE/J00150/MB1 | 300431099 | Existing | RYB | LMAS-14 | B02081 TMN EMAS CHERAS | CLOSED | CLOSED | LINK | 16.000 kV | 11 kV | OIL | 19951111 | 1993 | KSS/2581 |  | EPE | EPE | KSS/2581 |  | TMN PUTRI NO 1 | Unknown | Unknown | Unknown | Unknown | DISTRIBUTION | TNB | CHERAS | Unknown | 75 |  |  |  | Unknown |  |  |  | 28 | 630.000 A | 0.63 | 50 | 20 | B02082 | [5 empty] | 0 | TAMAN PUTERI NO 1 |  | 3 | Pass | null
257028727 | B02084 |  | 6910936 | 6910939 | BCRS/PCE/J00150/MB1 | 300431099 | Existing | RYB | LMAS-14 | B02087 TAMAN PUTERI NO 2 | CLOSED | CLOSED | LINK | 16.000 kV | 11 kV | OIL | 19951111 | 1993 | KSS/2581 |  | EPE | EPE | KSS/2581 |  | TMN PUTRI NO 1 | Unknown | Unknown | Unknown | Unknown | DISTRIBUTION | TNB | CHERAS | Unknown | 75 |  |  |  | Unknown |  |  |  | 28 | 630.000 A | 0.63 | 50 | 20 | B02084 | [5 empty] | 0 | TAMAN PUTERI NO 1 |  | 3 | Pass | null
257028762 | B02091 | TAMAN PUTERI NO 6 | 6911628 | 6911627 | BCRS/PCE/J00153/MB1 | 300431102 | Existing | RYB | LMAS-14 | B02090 TAMAN PUTERI NO 6 | CLOSED | CLOSED | LINK | 12.000 kV | 11 kV | GAS | 19981105 | 1995 | 2981/76 |  | INDKOM | INDKOM | 2981/76 |  | TMN PUTRI NO 3 | Unknown | Unknown | Unknown | Unknown | DISTRIBUTION | TNB | CHERAS | Unknown | 75 |  |  |  | Unknown |  |  |  | 28 | 630.000 A | 0.63 | 50 | 20 | B02091 | [5 empty] | 0 | TAMAN PUTERI NO 3 |  | 3 | Pass | null
257028768 | B02093 | TAMAN PUTERI NO 5 | 6911646 | 6911645 | BCRS/PCE/J00153/MB1 | 300431102 | Existing | RYB | LMAS-14 | B02094 TAMAN PUTERI NO 5 | CLOSED | CLOSED | LINK | 12.000 kV | 11 kV | GAS | 19981105 | 1995 | 2981/76 |  | INDKOM | INDKOM | 2981/76 |  | TMN PUTRI NO 3 | Unknown | Unknown | Unknown | Unknown | DISTRIBUTION | TNB | CHERAS | Unknown | 75 |  |  |  | Unknown |  |  |  | 28 | 630.000 A | 0.63 | 50 | 20 | B02093 | [5 empty] | 0 | TAMAN PUTERI NO 3 |  | 3 | Pass | null
257036921 | B10434 | PE WISMA PAUSON | 26584399 | 26584398 | BCRS/PCE/J00692/MB | 300270770 | Existing | RYB | TAMI-7 | B10518 PE WISMA PAUSON | CLOSED | CLOSED | LINK | 12.000 kV | 11 kV | GAS | 20081111 | 2008 | B2816444 | Unknown | FALCON BETA | TAMCO | B2816444 |  | LOT 2374 FURNIWEB | SUBSTATION | Unknown | Unknown | Unknown | DISTRIBUTION | TNB | CHERAS | Unknown | 75 |  |  | Unknown | Unknown |  | Unknown |  | 28 | 630.000 A | 0.63 | 50 | 20 | B10434 | Unknown |  |  |  |  | 0 | LOT 2374 FURNIWEB |  | 3 | Pass | null
257036925 | B10432 | PE IVORY ASCENT | 26584406 | 26584405 | BCRS/PCE/J00692/MB | 300270770 | Existing | RYB | TAMI-7 | B06381 PE IVORY ASCENT | CLOSED | CLOSED | LINK | 12.000 kV | 11 kV | GAS | 20081111 | 2008 | B2816444 | Unknown | FALCON BETA | TAMCO | B2816444 |  | LOT 2374 FURNIWEB | SUBSTATION | Unknown | Unknown | Unknown | DISTRIBUTION | TNB | CHERAS | Unknown | 75 |  |  | Unknown | Unknown |  | Unknown |  | 28 | 630.000 A | 0.63 | 50 | 20 | B10432 | Unknown |  |  |  |  | 0 | LOT 2374 FURNIWEB |  | 3 | Pass | null
257040738 | B01945 | PE YAT ENGRG WORKS | 6810761 | 6810760 | BCRS/PCE/J00575/MBB01945 | 300268982 | Existing | RYB | PBEL(P)-9 | B01944 PE YAT ENGRG WORKS | CLOSED | CLOSED | LINK | 12.000 kV | 11 kV | GAS | 18/07/1998 | 0 | RQ9933020 | Unknown | MERLIN GERIN | MERLIN GERIN | RQ9933020 |  | SUN HUP SENG | SUBSTATION | Unknown | Unknown | Unknown | DISTRIBUTION | TNB | CHERAS | Unknown | 75 |  |  | Unknown | Unknown |  | Unknown |  | 28 | 630.000 A | 0.63 | 50 | 20 | B01945 | Unknown |  |  |  |  | 0 | SUN HAP SENG |  | 3 | Pass | null
257040743 | B01947 | PPU TAMI 10 | 6810770 | 6810769 | BCRS/PCE/J00575/MBB01945 | 300268982 | Existing | RYB | PBEL(P)-9 | PPU PBEL(P) VCB 9 | CLOSED | CLOSED | LINK | 12.000 kV | 11 kV | GAS | 18/07/1998 | 0 | RQ9933020 | Unknown | MERLIN GERIN | MERLIN GERIN | RQ9933020 |  | SUN HUP SENG | SUBSTATION | Unknown | Unknown | Unknown | DISTRIBUTION | TNB | CHERAS | Unknown | 75 |  |  | Unknown | Unknown |  | Unknown |  | 28 | 630.000 A | 0.63 | 50 | 20 | B01947 | Unknown |  |  |  |  | 0 | SUN HAP SENG |  | 3 | Pass | null
257040765 | B01929 | PE MULIA BERSAMA SDN.BHD | 6810813 | 6810812 | BCRS/PCE/J00397/MBB01927 | 300011101 | Existing | RYB | PBEL(P)-1 | B12366 PE MULIA BERSAMA SDN.BHD | CLOSED | CLOSED | LINK | 12.000 kV | 11 kV | GAS | 19951101 | 1995 | B950263 | Unknown | FALCON BETA | TAMCO | B950263 |  | SWEET TAPE (BUONTIRO) | Unknown | Unknown | Unknown | Unknown | DISTRIBUTION | TNB | CHERAS | Unknown | 75 |  |  | Unknown | Unknown |  | Unknown |  | 28 | 630.000 A | 20 | 50 | 20 | B01929 | Unknown |  |  |  |  | 0 | SWEET TAPE ENTERPRISE |  | 3 | Pass | null
257040770 | B01927 | PE DAIREN DEVELOPMENT | 6810822 | 6810821 | BCRS/PCE/J00397/MBB01927 | 300011101 | Existing | RYB | PBEL(P)-1 | B10926 PE DAIREN DEVELOPMENT | CLOSED | CLOSED | LINK | 12.000 kV | 11 kV | GAS | 19951101 | 1995 | B950263 | Unknown | FALCON BETA | TAMCO | B950263 |  | SWEET TAPE (BUONTIRO) | SUBSTATION | Unknown | Unknown | Unknown | DISTRIBUTION | TNB | CHERAS | Unknown | 75 |  |  | Unknown | Unknown |  | Unknown |  | 28 | 630.000 A | 0.63 | 50 | 20 | B01927 | Unknown |  |  |  |  | 0 | SWEET TAPE ENTERPRISE |  | 3 | Pass | null
257041088 | B02894 | PE TMN HARMONI INDAH NO1 | 6810844 | 6810843 | BCRS/PCE/J00611/MBB02894 | 300269922 | Existing | RYB | PBEL(P)-1 | B05159 PE TMN HARMONI INDAH NO1 | CLOSED | CLOSED | LINK | 16.000 kV | 11 kV | OIL | 19931111 | 0 | KSS/443 | Unknown | EPE | EPE | KSS/443 |  | BESI UNION | SUBSTATION | Unknown | Unknown | Unknown | DISTRIBUTION | TNB | CHERAS | Unknown | 75 |  |  | Unknown | Unknown |  | Unknown |  | 28 | 630.000 A | 0.63 | 50 | 21.9 | B02894 | Unknown |  |  |  |  | 0 | BESI UNION |  | 3 | Pass | null
257041093 | B02896 | PE JUTA MINES KONDOMINIUM.A | 6810853 | 6810852 | BCRS/PCE/J00611/MBB02894 | 300269922 | Existing | RYB | PBEL(P)-1 | B08924 PE JUTA MINES KONDOMINIUM.A | CLOSED | CLOSED | LINK | 16.000 kV | 11 kV | OIL | 19931111 | 0 | KSS/443 | Unknown | EPE | EPE | KSS/443 |  | BESI UNION | SUBSTATION | Unknown | Unknown | Unknown | DISTRIBUTION | TNB | CHERAS | Unknown | 75 |  |  | Unknown | Unknown |  | Unknown |  | 28 | 630.000 A | 0.63 | 50 | 21.9 | B02896 | Unknown |  |  |  |  | 0 | BESI UNION |  | 3 | Pass | null
257041109 | B08442 | B08442 | 6811350 | 6811367 | BCRS/PCE/J00074/MB1 | 300431063 | Existing | RYB |  | B02274 RAKR DUSUN TUA | CLOSED | CLOSED | LINK | 12.000 kV | 11 kV | GAS | 20001101 | 2003 | 11779 |  | VEI | VEI | 11779 | N/A | DUSUN TUA SEBERANG A/T | SUBSTATION | Unknown | Unknown | Unknown | DISTRIBUTION | TNB | CHERAS | Unknown | 75 |  |  | Unknown | Unknown |  | LINE |  | 28 | 630.000 A | 0.63 | 50 | 20 | B08442 | NO | N/A |  |  |  | 0 | DUSUN TUA SEBERANG A/T |  | 3 | Pass | null
257041113 | B02279 | B02279 | 6811351 | 6811360 | BCRS/PCE/J00074/MB1 | 300431063 | Existing | RYB |  | B02278 DUSUN TUA MASJID | CLOSED | CLOSED | LINK | 12.000 kV | 11 kV | GAS | 20001101 | 2003 | 11779 |  | VEI | VEI | 11779 | N/A | DUSUN TUA SEBERANG A/T | SUBSTATION | Unknown | Unknown | Unknown | DISTRIBUTION | TNB | CHERAS | Unknown | 75 |  |  | Unknown | Unknown |  | LINE |  | 28 | 630.000 A | 0.63 | 50 | 20 | B02279 | NO | N/A |  |  |  | 0 | DUSUN TUA SEBERANG A/T |  | 3 | Pass | null
257044272 | B01441 | RMH PANGSA TMN IMPIAN | 6876434 | 6876433 | BCRS/PCE/J00686/MBB01441 | 300270751 | Existing | RYB | TSRA-2 | B06844 RMH PNG KOS REN IMPIAN E | CLOSED | CLOSED | LINK | 16.000 kV | 11 kV | GAS | 18/07/1998 | 0 | KSS/1298 |  | REYROLLE | INDKOM | KSS/1298 | N/A | TMN IMPIAN EHSAN NO 2 | SUBSTATION | Unknown | Unknown | Unknown | DISTRIBUTION | TNB | CHERAS | Unknown | 75 |  |  | Unknown | Unknown |  | LINE |  | 28 | 630.000 A | 0.63 | 50 | 20 | B01441 | NO | N/A |  |  |  | 0 | IMPIAN EHSAN NO 2 |  | 3 | Pass | null
257044277 | B01443 | CMPT TMN SETIA IMPIAN | 6876444 | 6876443 | BCRS/PCE/J00686/MBB01441 | 300270751 | Existing | RYB | TSRA-2 | COMPACT TMN SETIA IMPIAN EHSAN | CLOSED | OPEN | LINK | 16.000 kV | 11 kV | GAS | 18/07/1998 | 0 | KSS/1298 |  | REYROLLE | INDKOM | KSS/1298 | N/A | TMN IMPIAN EHSAN NO 2 | SUBSTATION | Unknown | Unknown | Unknown | DISTRIBUTION | TNB | CHERAS | Unknown | 75 |  |  | Unknown | Unknown |  | LINE |  | 28 | 630.000 A | 0.63 | 50 | 20 | B01443 | NO | N/A |  |  |  | 0 | IMPIAN EHSAN NO 2 |  | 3 | Pass | null
257044307 | B06844 | B06844 | 6878855 | 6878854 | BCRS/PCE/J00685/MBB06842 | 300270747 | Existing | RYB | TSRA-2 | B01441 IMPIAN EHSA | CLOSED | CLOSED | LINK | 11.000 kV | 11 kV | GAS | 18/07/1998 | 2002 | 0204S198 |  | INDKOM | VEI | 0204S198 | N/A | RMH PANGSA KOS RENDAH NO 1 IMPIAN EHSAN | SUBSTATION | Unknown | Unknown | Unknown | DISTRIBUTION | TNB | CHERAS | Unknown | 75 |  |  | Unknown | Unknown |  | LINE |  | 28 | 630.000 A | 0.63 | 50 | 20 | B06844 | NO | N/A |  |  |  | 0 | RMH PNS KOS RDH TMN IMPIAN EHSAN |  | 3 | Pass | null
257044312 | B06841 | B06841 | 6878865 | 6878864 | BCRS/PCE/J00685/MBB06842 | 300270747 | Existing | RYB | TSRA-2 | B07269 RMH PANGSA KOS RENDAH NO 2 | CLOSED | CLOSED | LINK | 11.000 kV | 11 kV | GAS | 18/07/1998 | 2002 | 0204S198 |  | INDKOM | VEI | 0204S198 | N/A | RMH PANGSA KOS RENDAH NO 1 IMPIAN EHSAN | SUBSTATION | Unknown | Unknown | Unknown | DISTRIBUTION | TNB | CHERAS | Unknown | 75 |  |  | Unknown | Unknown |  | LINE |  | 28 | 630.000 A | 0.63 | 50 | 20 | B06841 | NO | N/A |  |  |  | 0 | RMH PNS KOS RDH TMN IMPIAN EHSAN |  | 3 | Pass | null
257044934 | B02957 | B02957 | 6878968 | 6878967 | BCRS/PCE/J00707/MBB02954 | 300270877 | Existing | RYB | BLKG-12 | B02958 NO 2 TMN SETIA BALAKONG | CLOSED | CLOSED | LINK | 12.000 kV | 11 kV | GAS | 20001101 | 2000 | 9945S091 |  | INDKOM | INDKOM | 9945S091 | N/A | NO 1, TMN SETIA BALAKONG | SUBSTATION | Unknown | Unknown | Unknown | DISTRIBUTION | TNB | CHERAS | Unknown | 75 |  |  | Unknown | Unknown |  | LINE |  | 28 | 630.000 A | 0.63 | 50 | 20 | B02957 | NO | N/A |  |  |  | 0 | NO 1 TMN SETIA BALAKONG |  | 3 | Pass | null
257044939 | B02954 | b02954 | 6878978 | 6878977 | BCRS/PCE/J00707/MBB02954 | 300270877 | Existing | RYB | BLKG-12 | B07851 TMN SINARAN NO 2 | CLOSED | CLOSED | LINK | 12.000 kV | 11 kV | GAS | 20001101 | 2000 | 9945S091 |  | INDKOM | INDKOM | 9945S091 | N/A | NO 1, TMN SETIA BALAKONG | SUBSTATION | Unknown | Unknown | Unknown | DISTRIBUTION | TNB | CHERAS | Unknown | 75 |  |  | Unknown | Unknown |  | LINE |  | 28 | 630.000 A | 0.63 | 50 | 20 | B02954 | NO | N/A |  |  |  | 0 | NO 1 TMN SETIA BALAKONG |  | 3 | Pass | null
257044974 | B09171 | B09171 | 6932784 | 6932783 | BCRS/PCE/J00713/MBB08116 | 300270896 | Existing | RYB | TSRA-2 | B09172 LOOPING | CLOSED | CLOSED | LINK | 12.000 kV | 11 kV | GAS | 20061101 | 2006 |  |  | FALCON BETA | TAMCO | B2612518 | N/A | INDUSTRI BALAKONG JAYA NO 4 | SUBSTATION | Unknown | Unknown | Unknown | DISTRIBUTION | TNB | CHERAS | Unknown | 75 |  |  | Unknown | Unknown |  | LINE |  | 28 | 630.000 A | 0.63 | 50 | 20 | B09171 | NO | N/A |  |  |  | 0 | TMN IND BALAKONG JAYA NO 4 |  | 3 | Pass | null
257044978 | B08116 | B08116 | 6932791 | 6932790 | BCRS/PCE/J00713/MBB08116 | 300270896 | Existing | RYB | TSRA-2 | B080115 BNR BALAKONG JAYA NO 3 | CLOSED | CLOSED | LINK | 12.000 kV | 11 kV | GAS | 20061101 | 2006 |  |  | FALCON BETA | TAMCO | B2612518 | N/A | INDUSTRI BALAKONG JAYA NO 4 | SUBSTATION | Unknown | Unknown | Unknown | DISTRIBUTION | TNB | CHERAS | Unknown | 75 |  |  | Unknown | Unknown |  | LINE |  | 28 | 630.000 A | 0.63 | 50 | 20 | B08116 | NO | N/A |  |  |  | 0 | TMN IND BALAKONG JAYA NO 4 |  | 3 | Pass | null
257044982 | B08119 | B08119 | 6932795 | 6932808 | BCRS/PCE/J00713/MB | 310474932 | Existing | RYB | TSRA-2 | B01447 IMPIAN EHSAN NO 3 | CLOSED | CLOSED | LINK | 12.000 kV | 11 kV | GAS |  | 2006 |  |  | FALCON BETA | TAMCO | B2612500 | N/A | INDUSTRI BALAKONG JAYA NO 4 | SUBSTATION | Unknown | Unknown | Unknown | DISTRIBUTION | TNB | CHERAS | Unknown | 75 |  |  | Unknown | Unknown |  | LINE |  | 28 | 630.000 A | 0.63 | 50 | 20 | B08119 | NO | N/A |  |  |  | 0 | TMN IND BALAKONG JAYA NO 4 |  | 3 | Pass | null
257044986 | B09172 | B09172 | 6932797 | 6932813 | BCRS/PCE/J00713/MB | 310474932 | Existing | RYB | TSRA-2 | B09171 LOOPING | CLOSED | CLOSED | LINK | 12.000 kV | 11 kV | GAS |  | 2006 |  |  | FALCON BETA | TAMCO | B2612500 | N/A | INDUSTRI BALAKONG JAYA NO 4 | SUBSTATION | Unknown | Unknown | Unknown | DISTRIBUTION | TNB | CHERAS | Unknown | 75 |  |  | Unknown | Unknown |  | LINE |  | 28 | 630.000 A | 0.63 | 50 | 20 | B09172 | NO | N/A |  |  |  | 0 | TMN IND BALAKONG JAYA NO 4 |  | 3 | Pass | null
257045027 | B09170 | B09170 | 7021134 | 7021133 |  |  | Existing | RYB | BLKG-12 | B09169 LOOPING | CLOSED | CLOSED | LINK | 12.000 kV | 11 kV | GAS |  | 2006 | B2612482 |  | FALCON BETA | TAMCO | B2612482 | N/A | INDUSTRI BALAKONG JAYA NO 1 | SUBSTATION | Unknown | Unknown | Unknown | DISTRIBUTION | TNB | CHERAS | Unknown | 75 |  |  | Unknown | Unknown |  | LINE |  | 28 | 630.000 A | 0.63 | 50 | 20 | B09170 | NO | N/A |  |  |  | 0 | TMN INDUSTRI BALAKONG NO 1 |  | 3 | Pass | null
257045032 | B08107 | B08107 | 7021140 | 7021139 |  |  | Existing | RYB | BLKG-12 | IND BALAKONG JAYA NO 2 | CLOSED | CLOSED | LINK | 12.000 kV | 11 kV | GAS |  | 2006 | B2612482 |  | FALCON BETA | TAMCO | B2612482 | N/A | INDUSTRI BALAKONG JAYA NO 1 | SUBSTATION | Unknown | Unknown | Unknown | DISTRIBUTION | TNB | CHERAS | Unknown | 75 |  |  | Unknown | Unknown |  | LINE |  | 28 | 630.000 A | 0.63 | 50 | 20 | B08107 | NO | N/A |  |  |  | 0 | TMN INDUSTRI BALAKONG NO 1 |  | 3 | Pass | null
257045036 | B08104 | B08104 | 7021145 | 7021159 | BCRS/PCE/J00710/MB | 300431610 | Existing | RYB | BLKG-12 | TMN SINARAN NO 1 | CLOSED | CLOSED | LINK | 12.000 kV | 11 kV | GAS | 18/07/1998 | 2006 | B2612486 |  | FALCON BETA | TAMCO | B2612486 | N/A | INDUSTRI BALAKONG JAYA NO 1 | SUBSTATION | Unknown | Unknown | Unknown | DISTRIBUTION | TNB | CHERAS | Unknown | 75 |  |  | Unknown | Unknown |  | LINE |  | 28 | 630.000 A | 0.63 | 50 | 20 | B08104 | NO | N/A |  |  |  | 0 | TMN INDUSTRI BALAKONG NO 1 |  | 3 | Pass | null
257045041 | B09169 | B09169 | 7021147 | 7021163 | BCRS/PCE/J00710/MB | 300431610 | Existing | RYB | BLKG-12 | B09170 LOOPING | CLOSED | CLOSED | LINK | 12.000 kV | 11 kV | GAS | 18/07/1998 | 2006 | B2612486 |  | FALCON BETA | TAMCO | B2612486 | N/A | INDUSTRI BALAKONG JAYA NO 1 | SUBSTATION | Unknown | Unknown | Unknown | DISTRIBUTION | TNB | CHERAS | Unknown | 75 |  |  | Unknown | Unknown |  | LINE |  | 28 | 630.000 A | 0.63 | 50 | 20 | B09169 | NO | N/A |  |  |  | 0 | TMN INDUSTRI BALAKONG NO 1 |  | 3 | Pass | null
257045077 | B06393 | B06393 | 6886275 | 6886274 | BCRS/PCE/J00140/MBB01624 | 300005245 | Existing | RYB | MINE-8 | B02761 TMN SG BESI INDAH NO6 | CLOSED | CLOSED | LINK | 12.000 kV | 11 kV | GAS | 19901101 | 0 | N/A |  | F_and_G | TAMCO | 0010S167 |  | SG BESI INDAH NO 6A | SUBSTATION | Unknown | Unknown | Unknown | DISTRIBUTION | TNB | CHERAS | Unknown | 75 |  |  | Unknown | Unknown |  | LINE |  | 28 | 630.000 A | 0.63 | 50 | 22 | B06393 | Unknown |  |  |  |  | 0 | TMN SG BESI INDAH NO6A |  | 3 | Pass | null
257045082 | B06396 | B06396 | 6886285 | 6886284 | BCRS/PCE/J00140/MBB01624 | 300005245 | Existing | RYB | MINE-8 | MINE-8 | CLOSED | CLOSED | LINK | 12.000 kV | 11 kV | GAS | 19901101 | 0 | N/A |  | F_and_G | TAMCO | 0010S167 |  | SG BESI INDAH NO 6A | SUBSTATION | Unknown | Unknown | Unknown | DISTRIBUTION | TNB | CHERAS | Unknown | 75 |  |  | Unknown | Unknown |  | LINE |  | 28 | 630.000 A | 0.63 | 50 | 22 | B06396 | Unknown |  |  |  |  | 0 | TMN SG BESI INDAH NO6A |  | 3 | Pass | null
257045127 | B08998 | B08998 | 6881460 | 6881459 | BCRS/PCE/J00770/MBB08999 | 300271269 | Existing | RYB | JUBA-5 | B13787 PE 3V ASIA FURNITURE | OPEN | CLOSED | LINK | 12.000 kV | 11 kV | GAS | 18/07/1998 | 1995 | N/A |  | VEI | VEI | 2570 | N/A | 3V HOLDING | SUBSTATION | Unknown | Unknown | Unknown | DISTRIBUTION | TNB | CHERAS | Unknown | 75 |  |  | Unknown | Unknown |  | LINE |  | 28 | 630.000 A | 0.63 | 50 | 22 | B08998 | Unknown |  |  |  |  | 0 | 3 V |  | 3 | Pass | null
257045131 | B08999 | B08999 | 6881470 | 6881469 | BCRS/PCE/J00770/MBB08999 | 300271269 | Existing | RYB | JUBA-5 | B04883 3V HOLDING | CLOSED | CLOSED | LINK | 12.000 kV | 11 kV | GAS | 18/07/1998 | 1995 | N/A |  | VEI | VEI | 2570 | N/A | 3V HOLDING | SUBSTATION | Unknown | Unknown | Unknown | DISTRIBUTION | TNB | CHERAS | Unknown | 75 |  |  | Unknown | Unknown |  | LINE |  | 28 | 630.000 A | 0.63 | 50 | 22 | B08999 | Unknown |  |  |  |  | 0 | 3 V |  | 3 | Pass | null
257045136 | B04214 | B04214 | 6881504 | 6881503 | BCRS/PCE/J00770/MBB04214 | 300271263 | Existing | RYB | JUBA-5 | B08997 LOOPING | CLOSED | CLOSED | LINK | 12.000 kV | 11 kV | GAS | 18/07/1998 | 1995 | N/A |  | F_and_G | INDKOM | N/A | N/A | 3V HOLDING | SUBSTATION | Unknown | Unknown | Unknown | DISTRIBUTION | TNB | CHERAS | Unknown | 75 |  |  | Unknown | Unknown |  | LINE |  | 28 | 630.000 A | 0.63 | 50 | 22 | B04214 | Unknown |  |  |  |  | 0 | 3 V |  | 3 | Pass | null
257045140 | B04217 | B04217 | 6881509 | 6881508 | BCRS/PCE/J00770/MBB04214 | 300271263 | Existing | RYB | JUBA-5 | B04218 GIREMAS NO 2 | CLOSED | CLOSED | LINK | 12.000 kV | 11 kV | GAS | 18/07/1998 | 1995 | N/A |  | F_and_G | INDKOM | N/A | N/A | 3V HOLDING | SUBSTATION | Unknown | Unknown | Unknown | DISTRIBUTION | TNB | CHERAS | Unknown | 75 |  |  | Unknown | Unknown |  | LINE |  | 28 | 630.000 A | 0.63 | 50 | 22 | B04217 | Unknown |  |  |  |  | 0 | 3 V |  | 3 | Pass | null
257045145 | B08997 | B08997 | 6881528 | 6881531 | BCRS/PCE/J00770/MBB08999 | 300271269 | Existing | RYB | JUBA-5 | B04214 LOOPING | CLOSED | CLOSED | LINK | 12.000 kV | 11 kV | GAS | 18/07/1998 | 1995 | N/A |  | VEI | VEI | 2570 |  | 3V HOLDING | INTERCONNECT (OTHER UTILITY) | Unknown | Unknown | Unknown | DISTRIBUTION | TNB | CHERAS | Unknown | 75 |  |  | Unknown | Unknown |  | LINE |  | 28 | 630.000 A | 0.63 | 50 | 22 | B08997 | Unknown |  |  |  |  | 0 | 3 V |  | 3 | Pass | null
257045169 | B07059 | PMU MHCR 5 | 6884855 | 6884854 | BCRS/PCE/J00013/MBB07059 | 300266871 | Existing | RYB | MHCR-5 | PMU MHCR-5 | CLOSED | CLOSED | LINK | 12.000 kV | 11 kV | GAS | 20031101 | 2003 | B236464 | Unknown | FALCON BETA | TAMCO | B236464 |  | TMN SG LONG MAKMUR | SUBSTATION | Unknown | Unknown | Unknown | DISTRIBUTION | TNB | CHERAS | Unknown | 75 |  |  | Unknown | Unknown |  | Unknown |  | 28 | 630.000 A | 0.63 | 50 | 20 | B07059 | Unknown |  |  |  |  | 0 | TMN MAKMUR |  | 3 | Pass | null
257045174 | B07061 | PE TAMAN GOOD VIEW | 6884867 | 6884866 | BCRS/PCE/J00013/MBB07059 | 300266871 | Existing | RYB | MHCR-5 | B12341 P/E TAMAN GOOD VIEW | CLOSED | CLOSED | LINK | 12.000 kV | 11 kV | GAS | 20031101 | 2003 | B236464 | Unknown | FALCON BETA | TAMCO | B236464 |  | TMN SG LONG MAKMUR | SUBSTATION | Unknown | Unknown | Unknown | DISTRIBUTION | TNB | CHERAS | Unknown | 75 |  |  | Unknown | Unknown |  | Unknown |  | 28 | 630.000 A | 0.63 | 50 | 20 | B07061 | Unknown |  |  |  |  | 0 | TMN MAKMUR |  | 3 | Pass | null
257045211 | B07143 |  | 6909924 | 6909923 | BCRS/PCE/J00505/MBB07140 | 300267321 | Existing | RYB | SGLN-7 | B07143 LOOPING | CLOSED | CLOSED | LINK | 12.000 kV | 11 kV | GAS | 20021101 | 2002 | 7562 | Unknown | VEI | VEI | 7562 |  | JLN IKHLAS SG LONG | INTERCONNECT (OTHER UTILITY) | Unknown | Unknown | Unknown | DISTRIBUTION | TNB | CHERAS | Unknown | 75 |  |  | Unknown | Unknown |  | Unknown |  | 28 | 630.000 A | 0.63 | 50 | 20 | B07143 | Unknown |  |  |  |  | 0 | JLN IKHLAS BDR SG.LONG |  | 3 | Pass | null
257045512 | B07145 | PE TAMING MUTIARA 2 | 6909957 | 6909956 | BCRS/PCE/J00505/MBB07145 | 300267326 | Existing | RYB | SGLN-7 | B12436 PE TAMING MUTIARA 2 | CLOSED | CLOSED | LINK | 12.000 kV | 11 kV | GAS | 20021101 | 2002 | 7554 | Unknown | VEI | VEI | 7562 |  | JLN IKHLAS SG LONG | SUBSTATION | Unknown | Unknown | Unknown | DISTRIBUTION | TNB | CHERAS | Unknown | 75 |  |  | Unknown | Unknown |  | Unknown |  | 28 | 630.000 A | 0.63 | 50 | 20 | B07145 | Unknown |  |  |  |  | 0 | JLN IKHLAS BDR SG.LONG |  | 3 | Pass | null
257045516 | B07142 | LOOPING | 6926729 | 6926732 | BCRS/PCE/J00505/MBB07145 | 300267326 | Existing | RYB | SGLN-7 | B07143 LOOPING | CLOSED | CLOSED | LINK | 12.000 kV | 11 kV | GAS | 20021101 | 2002 | 7554 | Unknown | VEI | VEI | 7554 |  | JLN IKHLAS SG LONG | INTERCONNECT (OTHER UTILITY) | Unknown | Unknown | Unknown | DISTRIBUTION | TNB | CHERAS | Unknown | 75 |  |  | Unknown | Unknown |  | Unknown |  | 28 | 630.000 A | 0.63 | 50 | 20 | B07142 | Unknown |  |  |  |  | 0 | JLN IKHLAS BDR SG.LONG |  | 3 | Pass | null
257045522 | B07140 | PE TMN TAMING MUTIARA | 6926734 | 6926737 | BCRS/PCE/J00505/MBB07140 | 300267321 | Existing | RYB | SGLN-7 | B13795 PE WIRA MUTIARA | CLOSED | CLOSED | LINK | 12.000 kV | 11 kV | GAS | 20021101 | 2002 | 7562 | Unknown | VEI | VEI | 7562 |  | JLN IKHLAS SG LONG | SUBSTATION | Unknown | Unknown | Unknown | DISTRIBUTION | TNB | CHERAS | Unknown | 75 |  |  | Unknown | Unknown |  | Unknown |  | 28 | 630.000 A | 0.63 | 50 | 20 | B07140 | Unknown |  |  |  |  | 0 | JLN IKHLAS BDR SG.LONG |  | 3 | Pass | null
257045546 | B04878 | B04878 | 6886360 | 6886359 | BCRS/PCE/J00548/MBB04878 | 300268498 | Existing | RYB | MINE-9 | MINE-9 | CLOSED | CLOSED | LINK | 12.000 kV | 11 kV | GAS | 20001111 | 2000 | 00155057 |  | F_and_G | INDKOM | 00155057 |  | SG BESI INDAH NO 9A COMPACT | SUBSTATION | Unknown | Unknown | Unknown | DISTRIBUTION | TNB | CHERAS | Unknown | 75 |  |  |  | Unknown |  | LINE |  | 28 | 630.000 A | 0.63 | 50 | 22 | B04878 | Unknown |  |  |  |  | 0 | SG BESI INDAH NO9 COMPACT |  | 3 | Pass | null
257045551 | B04876 | B04876 | 6886366 | 6886365 | BCRS/PCE/J00548/MBB04878 | 300268498 | Existing | RYB | MINE-9 | B08208 SEK KEB TMN SG BESI INDAH | CLOSED | CLOSED | LINK | 12.000 kV | 11 kV | GAS | 20001111 | 2000 | 00155057 |  | F_and_G | INDKOM | 00155057 |  | SG BESI INDAH NO 9A COMPACT | SUBSTATION | Unknown | Unknown | Unknown | DISTRIBUTION | TNB | CHERAS | Unknown | 75 |  |  |  | Unknown |  | LINE |  | 28 | 630.000 A | 0.63 | 50 | 22 | B04876 | Unknown |  |  |  |  | 0 | SG BESI INDAH NO9 COMPACT |  | 3 | Pass | null
257049476 | B02283 |  | 6811478 | 6811495 | BCRS/PCE/J00075/MBB02281 | 300004363 | Existing | RYB |  | B02284 PE BATU18 HULU LANGAT | CLOSED | CLOSED | LINK |  | 11 kV | Unknown | 19901101 | 0 |  |  |  | TAMCO |  |  | DUSUN TUA BT 17 A/T | Unknown | Unknown | Unknown | Unknown | DISTRIBUTION | TNB | CHERAS | Unknown | Unknown |  |  |  | Unknown | [8 empty] | B02283 | [5 empty] | 0 | BT 17 DUSUN TUA ATAS TIANG |  | 3 | Pass | null
257049480 | B02281 | B02281 | 6811479 | 6811488 | BCRS/PCE/J00075/MBB02281 | 300004363 | Existing | RYB |  | B10826 PE ASRAMA GURU DUSUN TUA | CLOSED | CLOSED | LINK |  | 11 kV | GAS | 19901101 | 0 |  |  | FALCON BETA | TAMCO | B2918007 | N/A | DUSUN TUA BT 17 A/T | SUBSTATION | Unknown | Unknown | Unknown | DISTRIBUTION | TNB | CHERAS | Unknown | 75 |  |  | Unknown | Unknown |  | LINE |  | 28 |  | 0.63 | 50 | 20 | B02281 | NO | N/A |  |  |  | 0 | BT 17 DUSUN TUA ATAS TIANG |  | 3 | Pass | null
257049509 | B09082 | PE ALEQUIP SDN BHD | 6811586 | 6811585 | BCRS/PCE/J00652/MBB09082 | 300270642 | Existing | RYB | PBEL(P)-1 | B09390 PE ALEQCUE SDN BHD | CLOSED | CLOSED | LINK | 12.000 kV | 11 kV | GAS | 20061101 | 2006 | B2611834 | Unknown | FALCON BETA | TAMCO | B2611834 |  | WONG SUE KAU | SUBSTATION | Unknown | Unknown | Unknown | DISTRIBUTION | TNB | CHERAS | Unknown | 75 |  |  | Unknown | Unknown |  | LINE |  | 28 | 630.000 A | 0.63 | 50 | 20 | B09082 | Unknown |  |  |  |  | 0 | WONG SUE KAU |  | 3 | Pass | null
257049514 | B09084 | PE MULIA BERSAMA SDN.BHD | 6811595 | 6811594 | BCRS/PCE/J00652/MBB09082 | 300270642 | Existing | RYB | PBEL(P)-1 | B12364 PE MULIA BERSAMA SDN.BHD | CLOSED | CLOSED | LINK | 12.000 kV | 11 kV | GAS | 20061101 | 2006 | B2611834 | Unknown | FALCON BETA | TAMCO | B2611834 |  | WONG SUE KAU | SUBSTATION | Unknown | Unknown | Unknown | DISTRIBUTION | TNB | CHERAS | Unknown | 75 |  |  | Unknown | Unknown |  | LINE |  | 28 | 630.000 A | 0.63 | 50 | 20 | B09084 | Unknown |  |  |  |  | 0 | WONG SUE KAU |  | 3 | Pass | null
257049580 | B09008 |  | 6812084 | 6812101 | BCRS/PCE/J00833/MB1 | 300444619 | Existing | RYB | TMASS-10 | B02234 SG TEKALI NO 2 A/T | CLOSED | CLOSED | LINK | 12.000 kV | 11 kV | GAS | 18/07/1998 | 2006 | B2610894 |  | FALCON BETA | TAMCO | B2610894 |  | LEE CHEE KEONG | Unknown | Unknown | Unknown | Unknown | DISTRIBUTION | TNB | CHERAS | Unknown | 75 |  |  |  | Unknown |  | LINE |  | 28 | 630.000 A | 0.63 | 50 | 20 | B09008 | [5 empty] | 0 | LEE CHEE KEONG |  | 3 | Pass | null
257049584 | B09010 |  | 6812085 | 6812094 | BCRS/PCE/J00833/MB1 | 300444619 | Existing | RYB | TMASS-10 | B02235 KG KANTAN A/T | CLOSED | CLOSED | LINK | 12.000 kV | 11 kV | GAS | 18/07/1998 | 2006 | B2610894 |  | FALCON BETA | TAMCO | B2610894 |  | LEE CHEE KEONG | Unknown | Unknown | Unknown | Unknown | DISTRIBUTION | TNB | CHERAS | Unknown | 75 |  |  |  | Unknown |  | LINE |  | 28 | 630.000 A | 0.63 | 50 | 20 | B09010 | [5 empty] | 0 | LEE CHEE KEONG |  | 3 | Pass | null
257049613 | B08945 | B08945 | 6812669 | 6812668 | BCRS/PCE/J00500/MBB08945 | 300267302 | Existing | RYB |  | B02245 TMN PNGGRN DELIMA NO 3 | CLOSED | CLOSED | LINK | 12.000 kV | 11 kV | GAS | 20061101 | 2006 | B2611505 | Unknown | F_and_G | TAMCO | 13062110555 |  | PADAT JLN WAWASAN 1A | SUBSTATION | Unknown | Unknown | Unknown | DISTRIBUTION | TNB | CHERAS | Unknown | 75 |  |  | Unknown | Unknown |  | LINE |  | 28 | 630.000 A | 0.63 | 50 | 20 | B08945 | Unknown |  |  |  |  | 0 | JLN WAWASAN 1A, TAMAN WAWASAN |  | 3 | Pass | null
257049618 | B08947 | B08947 | 6812676 | 6812675 | BCRS/PCE/J00500/MBB08945 | 300267302 | Existing | RYB |  | B10151 PPURI KOS RENDAH, | CLOSED | CLOSED | LINK | 12.000 kV | 11 kV | GAS | 20061101 | 2006 | B2611505 | Unknown | F_and_G | TAMCO | 13062110555 |  | PADAT JLN WAWASAN 1A | SUBSTATION | Unknown | Unknown | Unknown | DISTRIBUTION | TNB | CHERAS | Unknown | 75 |  |  | Unknown | Unknown |  | LINE |  | 28 | 630.000 A | 0.63 | 50 | 20 | B08947 | Unknown |  |  |  |  | 0 | JLN WAWASAN 1A, TAMAN WAWASAN |  | 3 | Pass | null
257049641 | B02243 |  | 6812740 | 6812739 | BCRS/PCE/J00063/MBB02243 | 300004324 | Existing | RYB |  | B02242 TMN PNGGRN DELIMA NO 2 | CLOSED | CLOSED | LINK | 14.000 kV | 11 kV | GAS | 19981101 | 1998 | SR2A98371 |  | MERLIN GERIN | TAMCO |  |  | TMN PINGGIRAN DELIMA NO 3 | Unknown | Unknown | Unknown | Unknown | DISTRIBUTION | TNB | CHERAS | Unknown | Unknown |  |  |  | Unknown |  |  |  |  | 630.000 A | 21 | 21 | 21 | B02243 | [5 empty] | 0 | TAMAN PINGGIRAN DELIMA NO 3 |  | 3 | Pass | null
257049645 | B02245 |  | 6812743 | 6812742 | BCRS/PCE/J00063/MBB02243 | 300004324 | Existing | RYB |  | B08945 JLN WWSN 1A, TMN WWSN | CLOSED | CLOSED | LINK | 14.000 kV | 11 kV | GAS | 19981101 | 1998 | SR2A98371 |  | MERLIN GERIN | TAMCO |  |  | TMN PINGGIRAN DELIMA NO 3 | Unknown | Unknown | Unknown | Unknown | DISTRIBUTION | TNB | CHERAS | Unknown | Unknown |  |  |  | Unknown |  |  |  |  | 630.000 A | 21 | 21 | 21 | B02245 | [5 empty] | 0 | TAMAN PINGGIRAN DELIMA NO 3 |  | 3 | Pass | null
257049963 | B02205 |  | 6814060 | 6814059 | BCRS/PCE/J00058/MB1 | 300431057 | Existing | RYB | TMASS-10 | B06992 IMPIAN LANGAT | CLOSED | CLOSED | LINK | 11.000 kV | 11 kV | OIL | 20001101 | 0 | J3660/2/L/146 |  | BRUSH | VEI | J3666-1-H127 |  | KG SG MICHU A/T | Unknown | Unknown | Unknown | Unknown | DISTRIBUTION | TNB | CHERAS | Unknown | 75 |  |  |  | Unknown |  | LINE |  | 28 | 400.000 A | 0.4 | 13.1 | 13.1 | B02205 | [5 empty] | 0 | SG MICHU ATAS TIANG |  | 3 | Pass | null
257049968 | B02207 |  | 6814067 | 6814066 | BCRS/PCE/J00058/MB1 | 300431057 | Existing | RYB | TMASS-10 | B02208 BT 14H/LANGAT | CLOSED | CLOSED | LINK | 11.000 kV | 11 kV | OIL | 20001101 | 0 | J3GG6/2/8/01 |  | BRUSH | VEI | J3666-1-H127 |  | KG SG MICHU A/T | Unknown | Unknown | Unknown | Unknown | DISTRIBUTION | TNB | CHERAS | Unknown | 75 |  |  |  | Unknown |  | LINE |  | 28 | 400.000 A | 0.4 | 13.1 | 13.1 | B02207 | [5 empty] | 0 | SG MICHU ATAS TIANG |  | 3 | Pass | null
257049991 | B06280 |  | 6818539 | 6818538 | BCRS/PCE/J00918/MB | 300510391 | Existing | RYB | MHCR-6 | B12715 PE BUDIMAN BUSINESS NO.1 | CLOSED | CLOSED | LINK | 11.000 kV | 11 kV | GAS | 20141210 | 2000 | LM 4328303 |  | Unknown | LIG A MURNI | SF00097808 |  | LIM KOK YONG | Unknown | Unknown | Unknown | Unknown | DISTRIBUTION | TNB | CHERAS | Unknown | 75 |  |  |  | Unknown |  |  |  | 28 | 630.000 A | 0.63 | 50 | 20 | B06280 | [5 empty] | 0 | LIM KOK YEONG CONSTUCTION |  | 3 | Pass | null
257049995 | B06282 |  | 6818542 | 6818541 | BCRS/PCE/J00918/MB | 300510391 | Existing | RYB | MHCR-6 | B01785 TAN SENG HUAT | CLOSED | CLOSED | LINK | 11.000 kV | 11 kV | GAS | 20141210 | 2000 | LM 4328303 |  | Unknown | LIG A MURNI | SF00097808 |  | LIM KOK YONG | Unknown | Unknown | Unknown | Unknown | DISTRIBUTION | TNB | CHERAS | Unknown | 75 |  |  |  | Unknown |  |  |  | 28 | 630.000 A | 0.63 | 50 | 20 | B06282 | [5 empty] | 0 | LIM KOK YEONG CONSTUCTION |  | 3 | Pass | null
257050024 | B02913 | PE KONDOMINIUM DESA SAUJANA | 6873206 | 6873205 |  |  | Existing | RYB | MINE-7 | B07778 PE KONDOMINIUM DESA SAUJANA | CLOSED | CLOSED | LINK | 12.000 kV | 11 kV | GAS |  | 2003 | D232092 | Unknown | FALCON BETA | TAMCO | D232092 |  | SG BESI INDAH NO 4 | SUBSTATION | Unknown | Unknown | Unknown | DISTRIBUTION | TNB | CHERAS | Unknown | 75 |  |  | Unknown | Unknown |  | Unknown |  | 28 | 630.000 A | 0.63 | 50 | 20 | B02913 | Unknown |  |  |  |  | 0 | TMN SUNGAI BESI INDAH NO4 |  | 3 | Pass | null
257050029 | B02911 | PE TMN SG BESI INDAH NO.1 | 6880896 | 6873215 |  |  | Existing | RYB | MINE-7 | B02910 PE TMN SG BESI INDAH NO.1 | CLOSED | CLOSED | LINK | 12.000 kV | 11 kV | GAS |  | 0 | D232092 | Unknown | FALCON BETA | TAMCO | D232092 |  | SG BESI INDAH NO 4 | SUBSTATION | Unknown | Unknown | Unknown | DISTRIBUTION | TNB | CHERAS | Unknown | 75 |  |  | Unknown | Unknown |  | Unknown |  | 28 | 630.000 A | 0.63 | 50 | 20 | B02911 | Unknown |  |  |  |  | 0 | TMN SUNGAI BESI INDAH NO4 |  | 3 | Pass | null
257050094 | B06095 | B06095 | 6874472 | 6874471 | BCRS/PCE/J00336/MB | 300010362 | Existing | RYB | CJYA-8 | CJYA-8 | CLOSED | CLOSED | LINK | 12.000 kV | 11 kV | GAS | 20001111 | 1999 | D990861 |  | FALCON BETA | TAMCO | D990861 | N/A | KOH LABEL IND (M) SB | SUBSTATION | Unknown | Unknown | Unknown | DISTRIBUTION | TNB | CHERAS | Unknown | 75 |  |  | Unknown | Unknown |  | LINE |  | 28 | 630.000 A | 0.63 | 50 | 20 | B06095 | NO | N/A |  |  |  | 0 | KOH KABEL INDUSTRI (M) SDN BHD |  | 3 | Pass | null
257050099 | B06098 | B06098 | 6874482 | 6874481 | BCRS/PCE/J00336/MB | 300010362 | Existing | RYB | CJYA-8 | B01374 RAKAN BERSATU NO 3 | CLOSED | CLOSED | LINK | 12.000 kV | 11 kV | GAS | 20001111 | 1999 | D990861 |  | FALCON BETA | TAMCO | D990861 | N/A | KOH LABEL IND (M) SB | SUBSTATION | Unknown | Unknown | Unknown | DISTRIBUTION | TNB | CHERAS | Unknown | 75 |  |  | Unknown | Unknown |  | LINE |  | 28 | 630.000 A | 0.63 | 50 | 20 | B06098 | NO | N/A |  |  |  | 0 | KOH KABEL INDUSTRI (M) SDN BHD |  | 3 | Pass | null
257050115 | B02296 | B02296 | 6875549 | 6875555 | BCRS/PCE/J00838/MB1 | 300430822 | Existing | RYB |  | B02298 PKNS KG PADANG | CLOSED | CLOSED | LINK | 11.000 kV | 11 kV | GAS | 20101101 | 0 | J3392/R/262 |  | INDKOM | INDKOM | 1210308155 | Not applicable | SWS BT 19 3/4 KG PADANG | SUBSTATION | Unknown | YES |  | DISTRIBUTION | TNB | CHERAS | Unknown | 75 | Unknown | Unknown | Unknown | NO |  | LINE |  | 28 | 400.000 A | 0.63 | 50 | 20 | B02296 | NO | Not applicable |  |  | Unknown | Unknown | STN SUIS BT 19 3/4 NO 2 |  | 3 | Pass | null
257050119 | B02297 | B02297 | 6875550 | 6875561 | BCRS/PCE/J00838/MB1 | 300430822 | Existing | RYB |  | SPARE | OPEN | OPEN | LINK | 11.000 kV | 11 kV | GAS | 20101101 | 0 | J3392-1/R/105 |  | INDKOM | INDKOM | 1210308155 | Not applicable | SWS BT 19 3/4 KG PADANG | SUBSTATION | Unknown | YES | Unknown | DISTRIBUTION | TNB | CHERAS | Unknown | 75 | Unknown | Unknown | Unknown | NO |  | LINE |  | 28 | 400.000 A | 0.63 | 50 | 20 | B02297 | NO | Not applicable |  |  | Unknown | Unknown | STN SUIS BT 19 3/4 NO 2 |  | 3 | Pass | null
257050123 | B02294 | B02294 | 6875551 | 6875565 | BCRS/PCE/J00838/MB1 | 300430822 | Existing | RYB |  | B02293 PADAT HULU PERDIK | CLOSED | CLOSED | LINK | 11.000 kV | 11 kV | GAS | 20101101 | 0 | R17167-115R |  | INDKOM | INDKOM | 1210308155 | Not applicable | SWS BT 19 3/4 KG PADANG | SUBSTATION | Unknown | YES | Unknown | DISTRIBUTION | TNB | CHERAS | Unknown | 75 | Unknown | Unknown | Unknown | Unknown |  | LINE |  | 28 | 400.000 A | 0.63 | 50 | 20 | B02294 | NO | Not applicable |  |  | Unknown | Unknown | STN SUIS BT 19 3/4 NO 2 |  | 3 | Pass | null
257050145 | B02288 | B02288 | 6875582 | 6875599 | BCRS/PCE/J00077/MBB02288 | 300004375 | Existing | RYB |  | B09078 PE TMN IMPIAN WARISAN | CLOSED | CLOSED | LINK | 12.000 kV | 11 kV | GAS | 20001101 | 2000 | B203800 |  | FALCON BETA | TAMCO | B203800 | N/A | KUALA PERDIK (OUTDOOR) | SUBSTATION | Unknown | Unknown | Unknown | DISTRIBUTION | TNB | CHERAS | Unknown | 75 |  |  | Unknown | Unknown |  | LINE |  | 28 | 630.000 A | 0.63 | 50 | 20 | B02288 | NO | N/A |  |  |  | 0 | KUALA PERDIK |  | 3 | Pass | null
257050149 | B02290 | B02290 | 6875583 | 6875592 | BCRS/PCE/J00077/MBB02288 | 300004375 | Existing | RYB |  | B02291 H/PERDIK COMPACT | CLOSED | CLOSED | LINK | 12.000 kV | 11 kV | GAS | 20001101 | 2000 | B203800 |  | FALCON BETA | TAMCO | B203800 | N/A | KUALA PERDIK (OUTDOOR) | SUBSTATION | Unknown | Unknown | Unknown | DISTRIBUTION | TNB | CHERAS | Unknown | 75 |  |  | Unknown | Unknown |  | LINE |  | 28 | 630.000 A | 0.63 | 50 | 20 | B02290 | NO | N/A |  |  |  | 0 | KUALA PERDIK |  | 3 | Pass | null
257050172 | B04594 | B04594 | 6875647 | 6875664 | BCRS/PCE/J00042/MBB04592 | 300004235 | Existing | RYB |  | B04595 PDT KG ORG ASLI PANGSUN | CLOSED | CLOSED | LINK | 12.000 kV | 11 kV | GAS | 20001101 | 0 | RQ 9943049 |  | MERLIN GERIN | MERLIN GERIN | RQ 9943049 | N/A | BT 21 PANGSOON PADAT | SUBSTATION | Unknown | Unknown | Unknown | DISTRIBUTION | TNB | CHERAS | Unknown | 75 |  |  | Unknown | Unknown |  | LINE |  | 28 | 630.000 A | 0.63 | 50 | 20 | B04594 | NO | N/A |  |  |  | 0 | PADAT KG BT 21 PANGSUN |  | 3 | Pass | null
257050176 | B04592 | B04592 | 6875648 | 6875657 | BCRS/PCE/J00042/MBB04592 | 300004235 | Existing | RYB |  | B05445 PKNS KG PADANG | CLOSED | CLOSED | LINK | 12.000 kV | 11 kV | GAS | 20001101 | 0 | RQ 9943049 |  | MERLIN GERIN | MERLIN GERIN | RQ 9943049 | N/A | BT 21 PANGSOON PADAT | SUBSTATION | Unknown | Unknown | Unknown | DISTRIBUTION | TNB | CHERAS | Unknown | 75 |  |  | Unknown | Unknown |  | LINE |  | 28 | 630.000 A | 0.63 | 50 | 20 | B04592 | NO | N/A |  |  |  | 0 | PADAT KG BT 21 PANGSUN |  | 3 | Pass | null
257050199 | B02291 | B02291 | 6877078 | 6877091 | BCRS/PCE/J00078/MBB02291 | 300004381 | Existing | RYB |  | B02290 KUALA PERDIK | CLOSED | CLOSED | LINK | 11.000 kV | 11 kV | GAS | 20011101 | 2001 | 0122S042 |  | INDKOM | INDKOM | 0122S042 | N/A | KG HULU PERDIK COMPACT | SUBSTATION | Unknown | Unknown | Unknown | DISTRIBUTION | TNB | CHERAS | Unknown | 75 |  |  | Unknown | Unknown |  | LINE |  | 28 | 630.000 A | 0.63 | 50 | 20 | B02291 | NO | N/A |  |  |  | 0 | PADAT HULU PERDIK |  | 3 | Pass | null
257050203 | B02293 | B02293 | 6877079 | 6877095 | BCRS/PCE/J00078/MBB02291 | 300004381 | Existing | RYB |  | B02294 S/S 19 3/4 KG PDG NO 2 | CLOSED | CLOSED | LINK | 11.000 kV | 11 kV | GAS | 20011101 | 2001 | 0122S042 |  | INDKOM | INDKOM | 0122S042 | N/A | KG HULU PERDIK COMPACT | SUBSTATION | Unknown | Unknown | Unknown | DISTRIBUTION | TNB | CHERAS | Unknown | 75 |  |  | Unknown | Unknown |  | LINE |  | 28 | 630.000 A | 0.63 | 50 | 20 | B02293 | NO | N/A |  |  |  | 0 | PADAT HULU PERDIK |  | 3 | Pass | null
257077048 | B09486 | B09486 | 26186671 | 26186670 |  |  | Existing | RYB | MHCR2-11 | B12053 JLN BENTARA 14/5 BMC | CLOSED | CLOSED | LINK | 12.000 kV | 11 kV | GAS |  | 2006 | 23698 |  | VEI | VEI | 23698 | N/A | JALAN SERI BUDIMAN 1/3 TMN SRI BUDIMAN | SUBSTATION | Unknown | Unknown | Unknown | DISTRIBUTION | TNB | CHERAS | Unknown | 75 |  |  | Unknown | Unknown |  | LINE |  | 28 | 630.000 A | 0.63 | 20 | 20 | B09486 | NO | N/A |  |  |  | 0 | JALAN SERI BUDIMAN 1/3 |  | 3 | Pass | null
257077053 | B09488 | B09488 | 26186684 | 26186683 |  |  | Existing | RYB | MHCR2-11 | B10256 JLN SERI BUDIMAN 2/2 | CLOSED | CLOSED | LINK | 12.000 kV | 11 kV | GAS |  | 2006 | 23698 |  | VEI | VEI | 23698 | N/A | JALAN SERI BUDIMAN 1/3 TMN SRI BUDIMAN | SUBSTATION | Unknown | Unknown | Unknown | DISTRIBUTION | TNB | CHERAS | Unknown | 75 |  |  | Unknown | Unknown |  | LINE |  | 28 | 630.000 A | 0.63 | 50 | 20 | B09488 | NO | N/A |  |  |  | 0 | JALAN SERI BUDIMAN 1/3 |  | 3 | Pass | null
257086804 | B10323 | 10323 | 26151579 | 26151578 | BCRS/PCE/J00647/MB1 | 300431605 | Existing | RYB | PBEL(P)-2 | B07844 WHITEX GARMENT NO.2 | CLOSED | CLOSED | LINK | 12.000 kV | 11 kV | GAS | 20081111 | 2008 | B2815766 | Unknown | FALCON BETA | TAMCO | B2815766 |  | PIONER ALUMINIUM LOT 1870 | SUBSTATION | Unknown | Unknown | Unknown | DISTRIBUTION | TNB | CHERAS | Unknown | 75 |  |  | Unknown | Unknown |  | LINE |  | 28 | 630.000 A | 0.63 | 50 | 20 | B10323 | Unknown |  |  |  |  | 0 | PIONEER ALUMINIUM LOT 1870 |  | 3 | Pass | null
257086809 | B10321 | B10321 | 26151594 | 26151593 | BCRS/PCE/J00647/MB1 | 300431605 | Existing | RYB | PBEL(P)-2 | B09382 KENT LEE (M) SDN BHD | CLOSED | CLOSED | LINK | 12.000 kV | 11 kV | GAS | 20081111 | 2008 | B2815766 | Unknown | FALCON BETA | TAMCO | B2815766 |  | PIONER ALUMINIUM LOT 1870 | SUBSTATION | Unknown | Unknown | Unknown | DISTRIBUTION | TNB | CHERAS | Unknown | 75 |  |  | Unknown | Unknown |  | LINE |  | 28 | 630.000 A | 0.63 | 50 | 20 | B10321 | Unknown |  |  |  |  | 0 | PIONEER ALUMINIUM LOT 1870 |  | 3 | Pass | null
257095633 | B10483 | PE SUKMA PESONA SURIA | 26324120 | 26324119 | BCRS/PCE/J00460/MB | 300431556 | Existing | RYB | SGLN-7 | B12122 PE SUKMA PESONA SURIA | CLOSED | CLOSED | LINK | 12.000 kV | 11 kV | GAS | 18/07/1998 | 2008 | D285872 | Unknown | FALCON BETA | TAMCO | D285872 |  | TANMING MUTIARA SG LONG | SUBSTATION | Unknown | Unknown | Unknown | DISTRIBUTION | TNB | CHERAS | Unknown | 75 |  |  | Unknown | Unknown |  | Unknown |  | 28 | 630.000 A | 0.63 | 50 | 20 | B10483 | Unknown |  |  |  |  | 0 | TAMAN TAMING MUTIARA |  | 3 | Pass | null
257095638 | B10480 | PE JLN IKHLAS BDR SG.LONG | 26324134 | 26324133 | BCRS/PCE/J00460/MB | 300431556 | Existing | RYB | SGLN-7 | B13792 PE WIRA MUTIARA | CLOSED | CLOSED | LINK | 12.000 kV | 11 kV | GAS | 18/07/1998 | 2008 | D285872 | Unknown | FALCON BETA | TAMCO | D285872 |  | TANMING MUTIARA SG LONG | SUBSTATION | Unknown | Unknown | Unknown | DISTRIBUTION | TNB | CHERAS | Unknown | 75 |  |  | Unknown | Unknown |  | Unknown |  | 28 | 630.000 A | 0.63 | 50 | 20 | B10480 | Unknown |  |  |  |  | 0 | TAMAN TAMING MUTIARA |  | 3 | Pass | null
257095661 | B10495 | PE HONG KONG TOYS | 26358667 | 26358666 | BCRS/PCE/J00926/MB1 | 300444871 | Existing | RYB | JUBA-10 | B01483 PE HONG KONG TOYS | CLOSED | CLOSED | LINK | 12.000 kV | 11 kV | GAS | 20121101 | 2008 | R0817143 MY | Unknown | MERLIN GERIN | MERLIN GERIN | R0817143 MY |  | PLAZA PERABOT BALAKONG | SUBSTATION | Unknown | Unknown | Unknown | DISTRIBUTION | TNB | CHERAS | Unknown | 75 |  |  | Unknown | Unknown |  | Unknown |  | 28 | 630.000 A | 0.63 | 50 | 18.5 | B10495 | Unknown |  |  |  |  | 0 | PLAZA PERABOT BALAKONG |  | 3 | Pass | null
257095665 | B10493 | PE CHIN HUAT | 26358674 | 26358673 | BCRS/PCE/J00926/MB1 | 300444871 | Existing | RYB | JUBA-2 | B01488 PE CHIN HUAT | OPEN | CLOSED | LINK | 12.000 kV | 11 kV | GAS | 20121101 | 2008 | R0817143 MY | Unknown | MERLIN GERIN | MERLIN GERIN | R0817143 MY |  | PLAZA PERABOT BALAKONG | SUBSTATION | Unknown | Unknown | Unknown | DISTRIBUTION | TNB | CHERAS | Unknown | 75 |  |  | Unknown | Unknown |  | Unknown |  | 28 | 630.000 A | 0.63 | 50 | 18.5 | B10493 | Unknown |  |  |  |  | 0 | PLAZA PERABOT BALAKONG |  | 3 | Pass | null
257095695 | B10454 | B10454 | 26359953 | 26359952 | BCRS/PCE/J00727/MB1 | 300430805 | Existing | RYB | CJYA-12 | B09116 LEW MEW CHOI NO.2 | CLOSED | CLOSED | LINK | 12.000 kV | 11 kV | GAS | 20121111 | 2008 | D285860 |  | FALCON BETA | TAMCO | D285860 |  | TOYOTA 3S | SUBSTATION | Unknown | Unknown | Unknown | DISTRIBUTION | TNB | CHERAS | Unknown | 75 |  |  |  | Unknown |  | LINE |  | 28 | 630.000 A | 0.63 | 50 | 20 | B10454 | Unknown |  |  |  |  | 0 | TOYOTA 3S |  | 3 | Pass | null
257095700 | B10451 | B10451 | 26359967 | 26359966 | BCRS/PCE/J00727/MB1 | 300430805 | Existing | RYB | CJYA-12 | B07056 WING HING NO.2 | CLOSED | CLOSED | LINK | 12.000 kV | 11 kV | GAS | 20121111 | 2008 | D285860 |  | FALCON BETA | TAMCO | D285860 |  | TOYOTA 3S | SUBSTATION | Unknown | Unknown | Unknown | DISTRIBUTION | TNB | CHERAS | Unknown | 75 |  |  |  | Unknown |  | LINE |  | 28 | 630.000 A | 0.63 | 50 | 20 | B10451 | Unknown |  |  |  |  | 0 | TOYOTA 3S |  | 3 | Pass | null
257120086 | B02620 | PE MINES LOTUS PHASE 2/1 | 16303934 | 16303933 |  |  | Existing | RYB |  | B08233 PE MINES LOTUS PHASE 2/1 | CLOSED | CLOSED | LINK | 12.000 kV | 11 kV | GAS |  | 1997 | D970125 | Unknown | FALCON BETA | TAMCO | D970125 |  | COUNTRY HEIGHT PARADE NO 2 | SUBSTATION | Unknown | Unknown | Unknown | DISTRIBUTION | TNB | CHERAS | Unknown | 75 |  |  | Unknown | Unknown |  | Unknown |  | 28 | 630.000 A | 0.63 | 50 | 20 | B02620 | Unknown |  |  |  |  | 0 | COUNTRY HEIGHT PARADE NO.2 |  | 3 | Pass | null
257120090 | B02621 | PE COUNTRY HEIGHT PARADE NO.3 | 16303939 | 16303938 |  |  | Existing | RYB |  | B02623 PE COUNTRY HEIGHT PARADE NO.3 | CLOSED | CLOSED | LINK | 12.000 kV | 11 kV | GAS |  | 1997 | D970125 | Unknown | FALCON BETA | TAMCO | D970125 |  | COUNTRY HEIGHT PARADE NO 2 | SUBSTATION | Unknown | Unknown | Unknown | DISTRIBUTION | TNB | CHERAS | Unknown | 75 |  |  | Unknown | Unknown |  | Unknown |  | 28 | 630.000 A | 0.63 | 50 | 20 | B02621 | Unknown |  |  |  |  | 0 | COUNTRY HEIGHT PARADE NO.2 |  | 3 | Pass | null
257120409 | B08235 | PE CITY BEACH RESORT | 16304058 | 16304057 |  |  | Existing | RYB |  | B02626 PE CITY BEACH RESORT | CLOSED | CLOSED | LINK | 12.000 kV | 11 kV | GAS |  | 2004 | B248280 | Unknown | FALCON BETA | TAMCO | B248280 |  | MINES LOTUS 2/1 | SUBSTATION | Unknown | Unknown | Unknown | DISTRIBUTION | TNB | CHERAS | Unknown | 75 |  |  | Unknown | Unknown |  | Unknown |  | 28 | 630.000 A | 0.63 | 50 | 20 | B08235 | Unknown |  |  |  |  | 0 | MINES LOTUS PHASE 2/1 |  | 3 | Pass | null
257120413 | B08233 | PE COUNTRY HEIGHT PARADE NO.2 | 16304061 | 16304060 |  |  | Existing | RYB |  | B02620 PE COUNTRY HEIGHT PARADE NO.2 | CLOSED | CLOSED | LINK | 12.000 kV | 11 kV | GAS |  | 2004 | B248280 | Unknown | FALCON BETA | TAMCO | B248280 |  | MINES LOTUS 2/1 | SUBSTATION | Unknown | Unknown | Unknown | DISTRIBUTION | TNB | CHERAS | Unknown | 75 |  |  | Unknown | Unknown |  | Unknown |  | 28 | 630.000 A | 0.63 | 50 | 20 | B08233 | Unknown |  |  |  |  | 0 | MINES LOTUS PHASE 2/1 |  | 3 | Pass | null
257131708 | B02637 |  | 16304113 | 16304112 |  |  | Existing | RYB |  | B11811 PADAT JLN TIMAH | CLOSED | CLOSED | LINK |  | 11 kV | GAS |  | 1997 | 97285060 |  | INDKOM | INDKOM | 97285060 |  | COUNTRY HEIGHT PARADE NO 1 | Unknown | Unknown | Unknown | Unknown | DISTRIBUTION | TNB | CHERAS | Unknown | 75 |  |  |  | Unknown |  |  |  | 28 |  | 0.63 | 50 | 20 | B02637 | [5 empty] | 0 | COUNTRY HEIGHT PARADE NO.1 |  | 3 | Pass | null
257131714 | B02638 |  | 16305670 | 16305669 |  |  | Existing | RYB |  | B10463 COMPACT DATO SERI TIONG | CLOSED | CLOSED | LINK | 11.000 kV | 11 kV | GAS |  | 1997 | 97285060 |  | INDKOM | INDKOM | 97285060 |  | COUNTRY HEIGHT PARADE NO 1 | Unknown | Unknown | Unknown | Unknown | DISTRIBUTION | TNB | CHERAS | Unknown | 75 |  |  | Unknown | Unknown |  | Unknown |  | 28 | 630.000 A | 0.63 | 50 | 20 | B02638 | [5 empty] | 0 | COUNTRY HEIGHT PARADE NO.1 |  | 3 | Pass | null
257131825 | B13138 | LOOPING | 16309863 | 16309862 | BCRS/PCE/J00660/MB1 | 310282211 | Existing | RYB | BLKG-2 | LOOPING | CLOSED | CLOSED | LINK | 11.000 kV | 11 kV | GAS |  | 0 | R17165-13R | Unknown | TOSHIBA | TOPRANK | 1D3L1T BS 20 |  | DESA SERDANG NO 1 | SUBSTATION | Unknown | Unknown | Unknown | DISTRIBUTION | TNB | CHERAS | Unknown | 75 |  |  | Unknown | Unknown |  | LINE |  | 28 | 400.000 A | 0.63 | 50 | 20 | B13138 | Unknown |  |  |  |  | 0 | TMN. DESA SERDANG NO 1 |  | 3 | Pass | null
257131830 | B00853 | PE TMN DESA SERDANG NO 2 | 16309878 | 16309877 | BCRS/PCE/J00660/MB1 | 310282211 | Existing | RYB | BLKG-2 | B00898 PE TMN DESA SERDANG NO 2 | CLOSED | CLOSED | LINK | 11.000 kV | 11 kV | GAS |  | 0 | B17163-45H | Unknown | TOSHIBA | TOPRANK | 1D3L1T BS 20 |  | DESA SERDANG NO 1 | SUBSTATION | Unknown | Unknown | Unknown | DISTRIBUTION | TNB | CHERAS | Unknown | 75 |  |  | Unknown | Unknown |  | LINE |  | 28 | 400.000 A | 0.63 | 50 | 20 | B00853 | Unknown |  |  |  |  | 0 | TMN. DESA SERDANG NO 1 |  | 3 | Pass | null
257131835 | B00854 | PE COMPACT KG SETIA | 16309888 | 16309890 | BCRS/PCE/J00660/MB1 | 310282211 | Existing | RYB | BLKG-2 | B00855 COMPACT KG SETIA | CLOSED | CLOSED | LINK | 11.000 kV | 11 kV | GAS |  | 0 | R17165-11R | Unknown | TOSHIBA | TOPRANK | 1D3L1T BS 20 |  | DESA SERDANG NO 1 | SUBSTATION | Unknown | Unknown | Unknown | DISTRIBUTION | TNB | CHERAS | Unknown | 75 |  |  | Unknown | Unknown |  | LINE |  | 28 | 400.000 A | 0.63 | 50 | 20 | B00854 | Unknown |  |  |  |  | 0 | TMN. DESA SERDANG NO 1 |  | 3 | Pass | null
257133701 | B02644 | PE PLAZA TOL SG. BESI(BESRAYA) | 16307311 | 16307310 | BCRS/PCE/J00819/MB | 300430818 | Existing | RYB |  | B02646 PE PLAZA TOL SG. BESI(BESRAYA) | CLOSED | CLOSED | LINK | 12.000 kV | 11 kV | GAS | 20001101 | 1995 | C950023 | Unknown | FALCON BETA | TAMCO | N/A |  | SWS MINES WATERFRONT | SUBSTATION | Unknown | Unknown | Unknown | DISTRIBUTION | TNB | CHERAS | Unknown | 75 |  |  | Unknown | Unknown |  | Unknown |  | 28 | 630.000 A | 0.63 | 50 | 20 | B02644 | Unknown |  |  |  |  | 0 | STN SUIS MINES WATERFRONT PARK |  | 3 | Pass | null
257133705 | B02643 | PE MINES RESORT NO.1 | 16307314 | 16307313 | BCRS/PCE/J00819/MB | 300430818 | Existing | RYB |  | B02615 PE MINES RESORT NO.1 | CLOSED | CLOSED | LINK | 12.000 kV | 11 kV | GAS | 20001101 | 1995 | C950023 | Unknown | FALCON BETA | TAMCO | N/A |  | SWS MINES WATERFRONT | SUBSTATION | Unknown | Unknown | Unknown | DISTRIBUTION | TNB | CHERAS | Unknown | 75 |  |  | Unknown | Unknown |  | Unknown |  | 28 | 630.000 A | 0.63 | 50 | 20 | B02643 | Unknown |  |  |  |  | 0 | STN SUIS MINES WATERFRONT PARK |  | 3 | Pass | null
257134115 | B02617 | PE MINES RESORT NO.1 | 16298971 | 16298970 | BCRS/PCE/J00806/MB1 | 300448352 | Existing | RYB |  | B02613 PE MINES RESORT NO.1 | CLOSED | CLOSED | LINK | 12.000 kV | 11 kV | GAS | 19981111 | 1996 | D960077 | Unknown | FALCON BETA | TAMCO | D960077 |  | MINES RESORT NO 2 | SUBSTATION | Unknown | Unknown | Unknown | DISTRIBUTION | TNB | CHERAS | Unknown | 75 |  |  | Unknown | Unknown |  | Unknown |  | 28 | 630.000 A | 0.63 | 50 | 20 | B02617 | Unknown |  |  |  |  | 0 | MINES RESORT NO.2 |  | 3 | Pass | null
257134121 | B02619 |  | 16298992 | 16298991 | BCRS/PCE/J00806/MB1 | 300448352 | Existing | RYB |  | SPARE | OPEN | OPEN | LINK | 12.000 kV | 11 kV | GAS | 19981111 | 1996 | D960077 | Unknown | FALCON BETA | TAMCO | D960077 |  | MINES RESORT NO 2 | SUBSTATION | Unknown | Unknown | Unknown | DISTRIBUTION | TNB | CHERAS | Unknown | 75 |  |  | Unknown | Unknown |  | Unknown |  | 28 | 630.000 A | 0.63 | 50 | 20 | B02619 | Unknown |  |  |  |  | 0 | MINES RESORT NO.2 |  | 3 | Pass | null
257134218 |  |  | 16307383 | 16307382 |  |  | Existing | RYB | MINE-1 | BUS SECTION NO.1 | CLOSED | CLOSED | BUSBAR SECTION | 12.000 kV | 11 kV | VACUMM |  | 0 |  |  | TAMCO | TAMCO | N/A | N/A | MINES SHOPPING FAIR (HANDOVER TO CUST.) | Unknown | Unknown | Unknown | Unknown | DISTRIBUTION | TNB | CHERAS | Unknown | Unknown |  |  |  | Unknown |  |  |  |  | 630.000 A | 20 | 20 | 20 | [6 empty] | 0 | STESEN SUIS MINES SHOPPING FAIR |  | 3 | Pass | null
257134228 |  |  | 16307400 | 16307401 |  |  | Existing | RYB | MINE-1 | BUS SECTION NO.2 | OPEN | OPEN | BUSBAR SECTION | 20.000 kV | 11 kV | VACUMM |  | 0 |  |  | TAMCO | TAMCO | N/A | N/A | MINES SHOPPING FAIR (HANDOVER TO CUST.) | Unknown | Unknown | Unknown | Unknown | DISTRIBUTION | TNB | CHERAS | Unknown | Unknown |  |  |  | Unknown |  |  |  |  | 630.000 A | 20 | 20 | 20 | [6 empty] | 0 | STESEN SUIS MINES SHOPPING FAIR |  | 3 | Pass | null
257196418 | B10046 | B10046 | 26054913 | 26054912 | BCRS/PCE/J00933/MB1 | 300445065 | Existing | RYB | LMAS-9 | B11834 PE TAMAN SUTERA RESIDENCE NO 1 | CLOSED | CLOSED | LINK | 12.000 kV | 11 kV | GAS | 20071111 | 2007 | D 275252 |  | FALCON BETA | TAMCO | D 275252 | N/A | JLN SUADAMAI 11/1 BTHO | SUBSTATION | Unknown | Unknown | Unknown | DISTRIBUTION | TNB | CHERAS | Unknown | 75 |  |  | Unknown | Unknown |  | LINE |  | 28 | 630.000 A | 0.63 | 50 | 20 | B10046 | NO | N/A |  |  |  | 0 | JALAN SUADAMAI 11/1 BTHO |  | 3 | Pass | null
257196424 | B10043 | B10043 | 26054936 | 26054935 | BCRS/PCE/J00933/MB1 | 300445065 | Existing | RYB | LMAS-9 | B10024 JLN SUADAMAI 11/4 | CLOSED | CLOSED | LINK | 12.000 kV | 11 kV | GAS | 20071111 | 2007 | D 275252 |  | FALCON BETA | TAMCO | D 275252 | N/A | JLN SUADAMAI 11/1 BTHO | SUBSTATION | Unknown | Unknown | Unknown | DISTRIBUTION | TNB | CHERAS | Unknown | 75 |  |  | Unknown | Unknown |  | LINE |  | 28 | 630.000 A | 0.63 | 50 | 20 | B10043 | NO | N/A |  |  |  | 0 | JALAN SUADAMAI 11/1 BTHO |  | 3 | Pass | null
257201653 | B05247 | B05247 | 6813264 | 6813263 | BCRS/PCE/J00803/MB1 | 300437879 | Existing | RYB | CJYA-12 | B01425 PST DAGANGAN BLKG NO1 | CLOSED | CLOSED | LINK | 12.000 kV | 11 kV | GAS | 20011111 | 2001 | CV712050/00011/009 |  | ITEM | ITEM | CV712050/00011/009 |  | PERUMAHAN SUMBANGAN DAYA | SUBSTATION | Unknown | Unknown | Unknown | DISTRIBUTION | TNB | CHERAS | Unknown | 75 |  |  |  | Unknown |  | LINE |  | 28 | 630.000 A | 0.63 | 50 | 20 | B05247 | Unknown |  |  |  |  | 0 | PERUMAHAN SUMBANGAN DAYA |  | 3 | Pass | null
257201659 | B05250 | B05250 | 6813282 | 6813281 | BCRS/PCE/J00803/MB1 | 300437879 | Existing | RYB | CJYA-12 | B01426 PUSAT BALAKONG NO 4 | CLOSED | CLOSED | LINK | 12.000 kV | 11 kV | GAS | 20011111 | 2001 | CV712050/00011/009 |  | ITEM | ITEM | CV712050/00011/009 |  | PERUMAHAN SUMBANGAN DAYA | SUBSTATION | Unknown | Unknown | Unknown | DISTRIBUTION | TNB | CHERAS | Unknown | 75 |  |  |  | Unknown |  | LINE |  | 28 | 630.000 A | 0.63 | 50 | 20 | B05250 | Unknown |  |  |  |  | 0 | PERUMAHAN SUMBANGAN DAYA |  | 3 | Pass | null
257201723 | B02653 |  | 6894704 | 6894703 | BCRS/PCE/J00759/MB1 | 300271224 | Existing | RYB | MINE-6 | B02655 SG BESI INDAH NO5 | OPEN | CLOSED | LINK | 12.000 kV | 11 kV | GAS | 18/07/1998 | 2006 | 3056 |  | VEI | VEI |  |  | SG BESI INDAH NO 5A | Unknown | Unknown | Unknown | Unknown | DISTRIBUTION | TNB | CHERAS | Unknown | Unknown |  |  |  | Unknown |  |  |  |  | 630.000 A | 20 | 20 | 20 | B02653 | [5 empty] | 0 | TAMAN SG BESI INDAH NO5A |  | 3 | Pass | null
257201728 | B02652 |  | 6895498 | 6895497 | BCRS/PCE/J00759/MB1 | 300271224 | Existing | RYB | MINE-6 | B106662 R/P SOUTHERN LAKE | CLOSED | CLOSED | LINK | 12.000 kV | 11 kV | GAS | 18/07/1998 | 2006 | 3056 |  | VEI | VEI |  |  | SG BESI INDAH NO 5A | Unknown | Unknown | Unknown | Unknown | DISTRIBUTION | TNB | CHERAS | Unknown | Unknown |  |  |  | Unknown |  |  |  |  | 630.000 A | 20 | 20 | 20 | B02652 | [5 empty] | 0 | TAMAN SG BESI INDAH NO5A |  | 3 | Pass | null
257203253 | B02377 | B02377 | 6832432 | 6832431 | BCRS/PCE/J00191/MBB02375 | 300005590 | Existing | RYB | SGLN-12 | B08226 BDR SG LONG COMPACT | CLOSED | CLOSED | LINK | 11.000 kV | 11 kV | GAS | 20001101 | 2000 | 0004S032 |  | INDKOM | INDKOM | 0004S032 | N/A | SG LONG NO 5 | SUBSTATION | Unknown | Unknown | Unknown | DISTRIBUTION | TNB | CHERAS | Unknown | 75 |  |  | Unknown | Unknown |  | LINE |  | 28 | 630.000 A | 0.63 | 50 | 20 | B02377 | NO | N/A |  |  |  | 0 | BANDAR SG LONG NO 5 |  | 3 | Pass | null
257203257 | B02375 | B02375 | 6832435 | 6832434 | BCRS/PCE/J00191/MBB02375 | 300005590 | Existing | RYB | SGLN-12 | B08091 JLN SL 14/4 SG LONG | CLOSED | CLOSED | LINK | 11.000 kV | 11 kV | GAS | 20001101 | 2000 | 0004S032 |  | INDKOM | INDKOM | 0004S032 | N/A | SG LONG NO 5 | SUBSTATION | Unknown | Unknown | Unknown | DISTRIBUTION | TNB | CHERAS | Unknown | 75 |  |  | Unknown | Unknown |  | LINE |  | 28 | 630.000 A | 0.63 | 50 | 20 | B02375 | NO | N/A |  |  |  | 0 | BANDAR SG LONG NO 5 |  | 3 | Pass | null
257203641 | B06031 |  | 6924088 | 6924087 | BCRS/PCE/J00117/MBB06031 | 300004530 | Existing | RYB | TMASS-10 | B04564 TIP CORPORATION NO 2 | CLOSED | CLOSED | LINK | 11.000 kV | 11 kV | GAS | 19991101 | 1999 | 9927S182 |  | INDKOM | INDKOM | 9927S182 |  | CHASELAND NO 1 | Unknown | Unknown | Unknown | Unknown | DISTRIBUTION | TNB | CHERAS | Unknown | 75 |  |  | Unknown | Unknown |  | LINE |  | 28 | 630.000 A | 0.63 | 50 | 20 | B06031 | [5 empty] | 0 | CHASE LAND SDN BHD NO 1 |  | 3 | Pass | null
257203645 | B06033 |  | 6924094 | 6924093 | BCRS/PCE/J00117/MBB06031 | 300004530 | Existing | RYB | TMASS-10 | B06040 CHASE LAND NO 3 | CLOSED | CLOSED | LINK | 11.000 kV | 11 kV | GAS | 19991101 | 1999 | 9927S182 | Unknown | INDKOM | INDKOM | 9927S182 |  | CHASELAND NO 1 | Unknown | Unknown | Unknown | Unknown | DISTRIBUTION | TNB | CHERAS | Unknown | 75 |  |  | Unknown | Unknown |  | LINE |  | 28 | 630.000 A | 0.63 | 50 | 20 | B06033 | Unknown |  |  |  |  | 0 | CHASE LAND SDN BHD NO 1 |  | 3 | Pass | null
257212612 | B01867 | PE MAGNA VILLA NO 1 | 6904952 | 6904951 | BCRS/PCE/J00353/MB | 300010454 | Existing | RYB | CJYA-11 | B01875 PE MAGNA VILLA NO 1 | CLOSED | CLOSED | LINK | 12.000 kV | 11 kV | GAS | 19961101 | 1996 | B960923 | Unknown | FALCON BETA | TAMCO | B960923 |  | SURUNG (EUROMAS) | SUBSTATION | Unknown | Unknown | Unknown | DISTRIBUTION | TNB | CHERAS | Unknown | 75 |  |  | Unknown | Unknown |  | Unknown |  | 28 | 630.000 A | 0.63 | 50 | 20 | B01867 | Unknown |  |  |  |  | 0 | TETUAN EUROMAS |  | 3 | Pass | null
257212616 | B01865 | PE MITAH MANUFACTURING S/B | 6904955 | 6904954 | BCRS/PCE/J00353/MB | 300010454 | Existing | RYB | CJYA-11 | B01864 PE MITAH MANUFACTURING S/B | CLOSED | CLOSED | LINK | 12.000 kV | 11 kV | GAS | 19961101 | 1996 | B960923 | Unknown | FALCON BETA | TAMCO | B960923 |  | SURUNG (EUROMAS) | SUBSTATION | Unknown | Unknown | Unknown | DISTRIBUTION | TNB | CHERAS | Unknown | 75 |  |  | Unknown | Unknown |  | Unknown |  | 28 | 630.000 A | 0.63 | 50 | 20 | B01865 | Unknown |  |  |  |  | 0 | TETUAN EUROMAS |  | 3 | Pass | null
257213806 | B01423 | B01423 | 6825369 | 6825368 | BCRS/PCE/J00377/MBB01423 | 300010588 | Existing | RYB | CJYA-12 | B01422 WING HIN IND | CLOSED | CLOSED | LINK | 12.000 kV | 11 kV | GAS | 20001111 | 1996 | B961457 |  | TAMCO | TAMCO | 3961457 |  | PST DAGANGAN BALAKONG NO 1 COMPACT | SUBSTATION | Unknown | Unknown | Unknown | DISTRIBUTION | TNB | CHERAS | Unknown | 75 |  |  |  | Unknown |  | LINE |  | 28 | 630.000 A | 0.63 | 50 | 20 | B01423 | Unknown |  |  |  |  | 0 | PUSAT DAGANGAN BALAKONG |  | 3 | Pass | null
257213811 | B01425 | B01425 | 6825381 | 6825380 | BCRS/PCE/J00377/MBB01423 | 300010588 | Existing | RYB | CJYA-12 | B05247 SUMBANGAN DAYA | OPEN | CLOSED | LINK | 12.000 kV | 11 kV | GAS | 20001111 | 1996 | B961457 |  | TAMCO | TAMCO | 3961457 |  | PST DAGANGAN BALAKONG NO 1 COMPACT | SUBSTATION | Unknown | Unknown | Unknown | DISTRIBUTION | TNB | CHERAS | Unknown | 75 |  |  |  | Unknown |  | LINE |  | 28 | 630.000 A | 0.63 | 50 | 20 | B01425 | Unknown |  |  |  |  | 0 | PUSAT DAGANGAN BALAKONG |  | 3 | Pass | null
257216154 | B08444 | PE TAN CHENG KAY | 6798937 | 6798936 | BCRS/PCE/J00832/MBB08444 |  | Existing | RYB | PBEL(P)-5 | B01269 PE TAN CHENG KAY | CLOSED | CLOSED | LINK | 12.000 kV | 11 kV | GAS |  | 0 | N/A | Unknown | MERLIN GERIN | MERLIN GERIN | na |  | CITIZEN SCREEN | SUBSTATION | Unknown | Unknown | Unknown | DISTRIBUTION | TNB | CHERAS | Unknown | 75 |  |  | Unknown | Unknown |  | Unknown |  | 28 | 630.000 A | 18.4 | 50 | 18.4 | B08444 | Unknown |  |  |  |  | 0 | CITIZEN SCREEN SDN BHD |  | 3 | Pass | null
257216159 | B08446 | PE GIACOMO MARKETING(M) SDN BHD | 6798949 | 6798948 | BCRS/PCE/J00832/MBB08446 |  | Existing | RYB | PBEL(P)-5 | B11686 PE GIACOMO MARKETING(M) SDN BHD | CLOSED | CLOSED | LINK | 12.000 kV | 11 kV | GAS |  | 0 | N/A | Unknown | MERLIN GERIN | MERLIN GERIN | NA |  | CITIZEN SCREEN | SUBSTATION | Unknown | Unknown | Unknown | DISTRIBUTION | TNB | CHERAS | Unknown | 75 |  |  | Unknown | Unknown |  | Unknown |  | 28 | 630.000 A | 0.63 | 50 | 18.4 | B08446 | Unknown |  |  |  |  | 0 | CITIZEN SCREEN SDN BHD |  | 3 | Pass | null
257216181 | B08873 | B08873 | 6803597 | 6803596 | BCRS/PCE/J00691/MBB08873 | 300270767 | Existing | RYB | PBEL(P)-14 | B07458 PE JORDONE CORPORATION SDN BHD | OPEN | CLOSED | LINK | 12.000 kV | 11 kV | GAS | 18/07/1998 | 0 | R0540334SF | Unknown | MERLIN GERIN | MERLIN GERIN | R0540334SF |  | JORDONE CORPORATION NO 2 | SUBSTATION | Unknown | Unknown | Unknown | DISTRIBUTION | TNB | CHERAS | Unknown | 75 |  |  | Unknown | Unknown |  | LINE |  | 28 | 630.000 A | 0.63 | 50 | 18.5 | B08873 | Unknown |  |  |  |  | 0 | JORDONE CORPORATION S/B NO 2 |  | 3 | Pass | null
257216186 | B08875 | B08875 | 6803609 | 6803608 | BCRS/PCE/J00691/MBB08873 | 300270767 | Existing | RYB | PBEL(P)-14 | B05361 PE MEGAPOWER (M) SDN BHD | CLOSED | CLOSED | LINK | 12.000 kV | 11 kV | GAS | 18/07/1998 | 0 | R0540334SF | Unknown | MERLIN GERIN | MERLIN GERIN | R0540334SF |  | JORDONE CORPORATION NO 2 | SUBSTATION | Unknown | Unknown | Unknown | DISTRIBUTION | TNB | CHERAS | Unknown | 75 |  |  | Unknown | Unknown |  | LINE |  | 28 | 630.000 A | 0.63 | 50 | 18.5 | B08875 | Unknown |  |  |  |  | 0 | JORDONE CORPORATION S/B NO 2 |  | 3 | Pass | null
257216208 | B06140 | B06140 | 6803755 | 6803754 | BCRS/PCE/J00009/MBB06140 | 300003269 | Existing | RYB | PBEL(P)-2 | B02888 BKT BELIMBING NO 1 | CLOSED | CLOSED | LINK | 12.000 kV | 11 kV | GAS | 19991111 | 0 | 9926056 | Unknown | MERLIN GERIN | MERLIN GERIN | 9926056 |  | RUMAH PAM BKT BELIMBING | SUBSTATION | Unknown | Unknown | Unknown | DISTRIBUTION | TNB | CHERAS | Unknown | 75 |  |  | Unknown | Unknown |  | LINE |  | 28 | 630.000 A | 0.63 | 50 | 20 | B06140 | Unknown |  |  |  |  | 0 | RUMAH PAM BUKIT BELIMBING |  | 3 | Pass | null
257216213 | B06142 | B06142 | 6803767 | 6803766 | BCRS/PCE/J00009/MBB06140 | 300003269 | Existing | RYB | PBEL(P)-2 | B02887 UNITED SENSION | CLOSED | CLOSED | LINK | 12.000 kV | 11 kV | GAS | 19991111 | 0 | 9926056 | Unknown | MERLIN GERIN | MERLIN GERIN | 9926056 |  | RUMAH PAM BKT BELIMBING | SUBSTATION | Unknown | Unknown | Unknown | DISTRIBUTION | TNB | CHERAS | Unknown | 75 |  |  | Unknown | Unknown |  | LINE |  | 28 | 630.000 A | 0.63 | 50 | 20 | B06142 | Unknown |  |  |  |  | 0 | RUMAH PAM BUKIT BELIMBING |  | 3 | Pass | null
257216241 | B01315 | B01315 | 6854986 | 6854985 | BCRS/PCE/J00204/MB1 | 300431416 | Existing | RYB | MHCR-13 | B01811 LIAN NGOI | CLOSED | CLOSED | LINK | 16.000 kV | 11 kV | OIL | 19931111 | 1993 | KSS/2610 |  | REYROLLE | EPE | KSS/2610 | N/A | MAN FAT SEC 2 | SUBSTATION | Unknown | Unknown | Unknown | DISTRIBUTION | TNB | CHERAS | Unknown | 75 |  |  | Unknown | Unknown |  | LINE |  | 28 | 630.000 A | 0.63 | 50 | 20 | B01315 | NO | N/A |  |  |  | 0 | SEKSYEN 2 BATU 11 CHERAS |  | 3 | Pass | null
257216245 | B01314 | B01314 | 6854992 | 6854991 | BCRS/PCE/J00204/MB1 | 300431416 | Existing | RYB | MHCR-13 | SPARE CABLE ABANDONE | OPEN | OPEN | LINK | 16.000 kV | 11 kV | OIL | 19931111 | 1993 | ROS/556 |  | REYROLLE | EPE | KSS/2610 | N/A | MAN FAT SEC 2 | SUBSTATION | Unknown | Unknown | Unknown | DISTRIBUTION | TNB | CHERAS | Unknown | 75 |  |  | Unknown | Unknown |  | LINE |  | 28 | 630.000 A | 0.63 | 50 | 20 | B01314 | NO | N/A |  |  |  | 0 | SEKSYEN 2 BATU 11 CHERAS |  | 3 | Pass | null
257216249 | B01317 | B01317 | 6854997 | 6854996 | BCRS/PCE/J00204/MB1 | 300431416 | Existing | RYB | MHCR-13 | MHCR-13 | CLOSED | CLOSED | LINK | 16.000 kV | 11 kV | OIL | 19931111 | 1993 | KSS/2610 |  | REYROLLE | EPE | KSS/2610 | N/A | MAN FAT SEC 2 | SUBSTATION | Unknown | Unknown | Unknown | DISTRIBUTION | TNB | CHERAS | Unknown | 75 |  |  | Unknown | Unknown |  | LINE |  | 28 | 630.000 A | 0.63 | 50 | 20 | B01317 | NO | N/A |  |  |  | 0 | SEKSYEN 2 BATU 11 CHERAS |  | 3 | Pass | null
257220065 | B01711 | B01711 | 6784059 | 6784058 | BCRS/PCE/J00164/MBB01711 | 300005391 | Existing | RYB | BTHO-9 | B01710 BTHO NO.7 | CLOSED | CLOSED | LINK | 12.000 kV | 11 kV | GAS | 20001101 | 2004 | D242633 |  | FALCON BETA | TAMCO | D242633 | N/A | BTHO NO 6 | SUBSTATION | Unknown | Unknown | Unknown | DISTRIBUTION | TNB | CHERAS | Unknown | 75 |  |  | Unknown | Unknown |  | LINE |  | 28 | 630.000 A | 0.63 | 50 | 20 | B01711 | NO | N/A |  |  |  | 0 | BTHO:6 |  | 3 | Pass | null
257220069 | B01713 | SPARE | 6784065 | 6784064 | BCRS/PCE/J00164/MBB01711 | 300005391 | Existing | RYB | BTHO-9 | SPARE | CLOSED | OPEN | LINK | 12.000 kV | 11 kV | GAS | 20001101 | 2004 | D242633 |  | FALCON BETA | TAMCO | D242633 | N/A | BTHO NO 6 | Unknown | Unknown | Unknown | Unknown | DISTRIBUTION | TNB | CHERAS | Unknown | 75 |  |  | Unknown | Unknown |  | LINE |  | 28 | 630.000 A | 0.63 | 50 | 20 | B01713 | NO | N/A |  |  |  | 0 | BTHO:6 |  | 3 | Pass | null
257220102 | B02051 | B02051 | 6820432 | 6820437 | BCRS/PCE/J00160/MBB02051 | 300005354 | Existing | RYB | BTHO-5 | B02050 TAMAN CHERAS MAS NO 2 | CLOSED | CLOSED | LINK | 16.000 kV | 11 kV | OIL | 20121111 | 1997 | K55/1344 |  | REYROLLE | INDKOM | K55/1344 | N/A | TMN CHERAS MAS NO 1 | SUBSTATION | Unknown | Unknown | Unknown | DISTRIBUTION | TNB | CHERAS | Unknown | 75 |  |  | Unknown | Unknown |  | LINE |  | 28 | 630.000 A | 0.63 | 50 | 21.9 | B02051 | Unknown |  |  |  |  | 0 | TAMAN CHERAS MAS |  | 3 | Pass | null
257220106 | B02053 | B02053 | 6820433 | 6820445 | BCRS/PCE/J00160/MBB02051 | 300005354 | Existing | RYB | BTHO-5 | B02054 TAMAN RASA SAYANG NO 2 | CLOSED | CLOSED | LINK | 16.000 kV | 11 kV | OIL | 20121111 | 1997 | K55/1344 | Unknown | REYROLLE | INDKOM | K55/1344 | N/A | TMN CHERAS MAS NO 1 | SUBSTATION | Unknown | Unknown | Unknown | DISTRIBUTION | TNB | CHERAS | Unknown | 75 |  |  | Unknown | Unknown |  | LINE |  | 28 | 630.000 A | 0.63 | 50 | 21.9 | B02053 | Unknown |  |  |  |  | 0 | TAMAN CHERAS MAS |  | 3 | Pass | null
257220140 | B01776 | B01776 | 6824968 | 6824967 | BCRS/PCE/J00236/MBB01776 | 300005889 | Existing | RYB | BTHO-1 | B01775 SHAH JAYA | CLOSED | CLOSED | LINK | 11.000 kV | 11 kV | OIL | 19901101 | 0 | R07197-44R | Unknown | TOPRANK | TOPRANK | OD3L1T AK26 | Not applicable | SG WAY QUARRY IND SB | CUSTOMER | Unknown | YES | Unknown | DISTRIBUTION | TNB | CHERAS | Unknown | 75 | Unknown | Unknown | Unknown | NO |  | LINE |  | 28 | 400.000 A | 0.63 | 50 | 20 | B01776 | NO | Not applicable |  |  | Unknown | Unknown | SG WAY QUARRY KAJANG |  | 3 | Pass | null
257220144 | B01778 | B01778 | 6824973 | 6824972 | BCRS/PCE/J00236/MBB01776 | 300005889 | Existing | RYB | BTHO-1 | B01779 IPV | CLOSED | CLOSED | LINK | 11.000 kV | 11 kV | OIL | 19901101 | 0 | R07196-2SR | Unknown | TOPRANK | TOPRANK | OD3L1T AK26 | Not applicable | SG WAY QUARRY IND SB | SUBSTATION | Unknown | YES | Unknown | DISTRIBUTION | TNB | CHERAS | Unknown | 75 | Unknown | Unknown | Unknown | NO |  | LINE |  | 28 | 400.000 A | 0.63 | 50 | 20 | B01778 | NO | Not applicable |  |  | Unknown | Unknown | SG WAY QUARRY KAJANG |  | 3 | Pass | null
257220765 | B08426 | B08956 PANGSAPURI INDAH | 6832321 | 6832320 | BCRS/PCE/J00881/MBB08426 |  | Existing | RYB | MHCR-4 | B08956 PANGSAPURI INDAH | CLOSED | CLOSED | LINK | 12.000 kV | 11 kV | GAS |  | 2003 | 11308 |  | VEI | VEI | 11308 |  | TMN TANMING INDAH NO 2 | SUBSTATION | Unknown | Unknown | Unknown | DISTRIBUTION | TNB | CHERAS | Unknown | 75 |  |  |  | Unknown |  | LINE |  | 28 | 630.000 A | 0.63 | 50 | 20 | B08426 | Unknown |  |  |  |  | 0 | TAMAN TANMING INDAH NO 2 |  | 3 | Pass | null
257220771 | B08429 | B10388 PANGSAPURI ADALIA | 6832339 | 6832338 | BCRS/PCE/J00881/MBB08429 |  | Existing | RYB | MHCR-4 | B10388 PANGSAPURI ADALIA | CLOSED | CLOSED | LINK | 12.000 kV | 11 kV | GAS |  | 2003 | 11308 |  | VEI | VEI | 11308 |  | TMN TANMING INDAH NO 2 | SUBSTATION | Unknown | Unknown | Unknown | DISTRIBUTION | TNB | CHERAS | Unknown | 75 |  |  |  | Unknown |  | LINE |  | 28 | 630.000 A | 0.63 | 50 | 20 | B08429 | Unknown |  |  |  |  | 0 | TAMAN TANMING INDAH NO 2 |  | 3 | Pass | null
257220880 | B09066 | B09066 | 6846243 | 6846242 | BCRS/PCE/J00530/MBB09066 | 300268138 | Existing | RYB | SGLN-2 | B07972 PANGSPURI BIDARA LUMAYAN | CLOSED | CLOSED | LINK | 12.000 kV | 11 kV | GAS | 18/07/1998 | 2006 | B2612194 | Unknown | FALCON BETA | TAMCO | B2612194 |  | PERSIARAN SG LONG 1 BDR SG LONG NO 3 | SUBSTATION | Unknown | Unknown | Unknown | DISTRIBUTION | TNB | CHERAS | Unknown | 75 |  |  | Unknown | Unknown |  | LINE |  | 28 | 630.000 A | 0.63 | 50 | 20 | B09066 | Unknown |  |  |  |  | 0 | BDR SG LONG NO 3 |  | 3 | Pass | null
257220884 | B09068 | B09066 | 6846246 | 6846245 | BCRS/PCE/J00530/MBB09066 | 300268138 | Existing | RYB | SGLN-2 | B08994 BDR SG LONG 1 | CLOSED | CLOSED | LINK | 12.000 kV | 11 kV | GAS | 18/07/1998 | 2006 | B2612194 | Unknown | FALCON BETA | TAMCO | B2612194 |  | PERSIARAN SG LONG 1 BDR SG LONG NO 3 | SUBSTATION | Unknown | Unknown | Unknown | DISTRIBUTION | TNB | CHERAS | Unknown | 75 |  |  | Unknown | Unknown |  | LINE |  | 28 | 630.000 A | 0.63 | 50 | 20 | B09068 | Unknown |  |  |  |  | 0 | BDR SG LONG NO 3 |  | 3 | Pass | null
257221037 | B02903 | PE CHIP NGAI | 6886436 | 6886435 | BCRS/PCE/J00828/MB1 | 300447507 | Existing | RYB | PBEL(P)-1 | B02904 PE CHIP NGAI | CLOSED | CLOSED | LINK | 12.000 kV | 11 kV | GAS | 19961111 | 1996 | N/A | Unknown | F_and_G | INDKOM | N/A |  | PANGSAPURI SRI JASA | SUBSTATION | Unknown | Unknown | Unknown | DISTRIBUTION | TNB | CHERAS | Unknown | 75 |  |  | Unknown | Unknown |  | Unknown |  | 28 | 630.000 A | 0.63 | 50 | 22 | B02903 | Unknown |  |  |  |  | 0 | PANGSAPURI SERI JASA |  | 3 | Pass | null
257221634 | B02901 | PE TMN TAMING PERMAI | 6886446 | 6886445 | BCRS/PCE/J00828/MB1 | 300447507 | Existing | RYB | PBEL(P)-1 | B02900 PE TMN TAMING PERMAI | CLOSED | CLOSED | LINK | 12.000 kV | 11 kV | GAS | 19961111 | 1996 | N/A | Unknown | F_and_G | INDKOM | N/A |  | PANGSAPURI SRI JASA | SUBSTATION | Unknown | Unknown | Unknown | DISTRIBUTION | TNB | CHERAS | Unknown | 75 |  |  | Unknown | Unknown |  | Unknown |  | 28 | 630.000 A | 0.63 | 50 | 22 | B02901 | Unknown |  |  |  |  | 0 | PANGSAPURI SERI JASA |  | 3 | Pass | null
257221664 | B06350 | B06350 | 6907708 | 6907707 | BCRS/PCE/J00252/MBB06347 | 300006081 | Existing | RYB | MHCR2-11 | BANDAR MAHKOTA CHERAS NO 11 | CLOSED | CLOSED | LINK | 12.000 kV | 11 kV | GAS | 20021101 | 2002 | D221466 |  | FALCON BETA | TAMCO | D221466 | N/A | BDR MAHKOTA CHERAS NO.10 | SUBSTATION | Unknown | Unknown | Unknown | DISTRIBUTION | TNB | CHERAS | Unknown | 75 |  |  | Unknown | Unknown |  | LINE |  | 28 | 630.000 A | 0.63 | 50 | 20 | B06350 | NO | N/A |  |  |  | 0 | BANDAR MAHKOTA CHERAS NO 10 |  | 3 | Pass | null
257221669 | B06347 | B06347 | 6907718 | 6907717 | BCRS/PCE/J00252/MBB06347 | 300006081 | Existing | RYB | MHCR2-11 | B06346 BANDAR MAHKOTA CHERAS NO 9 | CLOSED | CLOSED | LINK | 12.000 kV | 11 kV | GAS | 20021101 | 2002 | D221466 |  | FALCON BETA | TAMCO | D221466 | N/A | BDR MAHKOTA CHERAS NO.10 | SUBSTATION | Unknown | Unknown | Unknown | DISTRIBUTION | TNB | CHERAS | Unknown | 75 |  |  | Unknown | Unknown |  | LINE |  | 28 | 630.000 A | 0.63 | 50 | 20 | B06347 | NO | N/A |  |  |  | 0 | BANDAR MAHKOTA CHERAS NO 10 |  | 3 | Pass | null
257221699 | B08623 | B08623 | 6933328 | 6933327 |  |  | Existing | RYB | MHCR2-9 | B08624 COMMERCIAL AREA 1 | CLOSED | CLOSED | LINK | 12.000 kV | 11 kV | GAS |  | 2005 | D253256 |  | FALCON BETA | TAMCO | D253256 | N/A | COMMERCIAL AREA NO 2 | SUBSTATION | Unknown | Unknown | Unknown | DISTRIBUTION | TNB | CHERAS | Unknown | 75 |  |  | Unknown | Unknown |  | LINE |  | 28 | 630.000 A | 0.63 | 50 | 20 | B08623 | NO | N/A |  |  |  | 0 | COMMERCIAL AREA 2 |  | 3 | Pass | null
257221705 | B08620 | B08620 | 6933346 | 6933345 |  |  | Existing | RYB | MHCR2-9 | B07113 JLN TEMENGGONG 10/7 | CLOSED | CLOSED | LINK | 12.000 kV | 11 kV | GAS |  | 2005 | D253256 |  | FALCON BETA | TAMCO | D253256 | N/A | COMMERCIAL AREA NO 2 | SUBSTATION | Unknown | Unknown | Unknown | DISTRIBUTION | TNB | CHERAS | Unknown | 75 |  |  | Unknown | Unknown |  | LINE |  | 28 | 630.000 A | 0.63 | 50 | 20 | B08620 | NO | N/A |  |  |  | 0 | COMMERCIAL AREA 2 |  | 3 | Pass | null
257221734 | B01306 | PE VALIAND RUBBER | 6838204 | 6838203 | BCRS/PCE/J00285/MBB01306 | 300010040 | Existing | RYB | PBEL(P)-6 | B01305 PE VALIAND RUBBER | CLOSED | CLOSED | LINK | 12.000 kV | 11 kV | GAS | 19981111 | 1998 | D980487 | Unknown | FALCON BETA | TAMCO | D980487 |  | PANTAI UTAMA | SUBSTATION | Unknown | Unknown | Unknown | DISTRIBUTION | TNB | CHERAS | Unknown | 75 |  |  | Unknown | Unknown |  | Unknown |  | 28 | 630.000 A | 0.63 | 50 | 20 | B01306 | Unknown |  |  |  |  | 0 | PANTAI UTAMA S/B |  | 3 | Pass | null
257221739 | B01308 | PE CONTROL INSTRUMENT | 6838221 | 6838220 | BCRS/PCE/J00285/MBB01306 | 300010040 | Existing | RYB | PBEL(P)-6 | B01240 PE CONTROL INSTRUMENT | CLOSED | CLOSED | LINK | 12.000 kV | 11 kV | GAS | 19981111 | 1998 | D980487 | Unknown | FALCON BETA | TAMCO | D980487 |  | PANTAI UTAMA | SUBSTATION | Unknown | Unknown | Unknown | DISTRIBUTION | TNB | CHERAS | Unknown | 75 |  |  | Unknown | Unknown |  | Unknown |  | 28 | 630.000 A | 0.63 | 50 | 20 | B01308 | Unknown |  |  |  |  | 0 | PANTAI UTAMA S/B |  | 3 | Pass | null
257225761 | B01539 | PE MIEL NO 3 | 6764242 | 6764241 | BCRS/PCE/J00438/MB | 300431549 | Existing | RYB | CJYA-4 | B01532 PE MIEL NO 3 | CLOSED | CLOSED | LINK | 12.000 kV | 11 kV | GAS | 20121111 | 1991 | 62109390/575 | Unknown | MERLIN GERIN | INDKOM | SF-2012-W04-5-0067 | N/A | MIEL NO 4 CHERAS JAYA | SUBSTATION | Unknown | Unknown | Unknown | DISTRIBUTION | TNB | CHERAS | Unknown | 75 |  |  | Unknown | Unknown |  | LINE |  | 28 | 630.000 A | 0.63 | 50 | 20 | B01539 | NO | N/A |  |  |  | 0 | MIEL NO 4 |  | 3 | Pass | null
257225766 | B01538 | PE AE TECHNOLOGY | 6764253 | 6764252 | BCRS/PCE/J00438/MB | 300431549 | Existing | RYB | CJYA-4 | B01545 PE AE TECHNOLOGY (KRIS COMPONENT) | CLOSED | CLOSED | LINK | 12.000 kV | 11 kV | GAS | 20121111 | 1991 | 62109390/575 | Unknown | MERLIN GERIN | INDKOM | SF-2012-W04-5-0067 | N/A | MIEL NO 4 CHERAS JAYA | SUBSTATION | Unknown | Unknown | Unknown | DISTRIBUTION | TNB | CHERAS | Unknown | 75 |  |  | Unknown | Unknown |  | LINE |  | 28 | 630.000 A | 0.63 | 50 | 20 | B01538 | NO | N/A |  |  |  | 0 | MIEL NO 4 |  | 3 | Pass | null
257225770 | B01539 | PE TAMAN CHERAS JAYA NO 4 | 6764258 | 6764257 | BCRS/PCE/J00438/MB | 300431549 | Existing | RYB | CJYA-4 | B01540 PE TAMAN CHERAS JAYA NO 4 | CLOSED | CLOSED | LINK | 12.000 kV | 11 kV | GAS | 20121111 | 1991 | 62109390/575 | Unknown | MERLIN GERIN | INDKOM | SF-2012-W04-5-0067 | N/A | MIEL NO 4 CHERAS JAYA | SUBSTATION | Unknown | Unknown | Unknown | DISTRIBUTION | TNB | CHERAS | Unknown | 75 |  |  | Unknown | Unknown |  | LINE |  | 28 | 630.000 A | 0.63 | 50 | 20 | B01539 | NO | N/A |  |  |  | 0 | MIEL NO 4 |  | 3 | Pass | null
257226087 | B01891 | PE TAMAN TAMING MAJU CHERAS JAYA | 6760083 | 6760082 | BCRS/PCE/J00346/MB | 300010409 | Existing | RYB | CJYA-10 | B09091 PE TAMAN TAMING MAJU CHERAS JAYA | CLOSED | CLOSED | LINK | 12.000 kV | 11 kV | GAS | 19951111 | 1995 | C950005 | Unknown | TAMCO | TAMCO | C9800005 |  | SWS NGAI MING PLASTICS IND | SUBSTATION | Unknown | Unknown | Unknown | DISTRIBUTION | TNB | CHERAS | Unknown | 75 |  |  | Unknown | Unknown |  | Unknown |  | 28 | 630.000 A | 0.63 | 50 | 20 | B01891 | Unknown |  |  |  |  | 0 | SWS NGAI MING |  | 3 | Pass | null
257226091 | B01803 | PE KRISS COMPONENT | 6760086 | 6760085 | BCRS/PCE/J00346/MB | 300010409 | Existing | RYB | CJYA-10 | B01804 PE KRISS COMPONENT | CLOSED | CLOSED | LINK | 12.000 kV | 11 kV | GAS | 19951111 | 1995 | C950005 | Unknown | TAMCO | TAMCO | C9800005 |  | SWS NGAI MING PLASTICS IND | SUBSTATION | Unknown | Unknown | Unknown | DISTRIBUTION | TNB | CHERAS | Unknown | 75 |  |  | Unknown | Unknown |  | Unknown |  | 28 | 630.000 A | 0.63 | 50 | 20 | B01803 | Unknown |  |  |  |  | 0 | SWS NGAI MING |  | 3 | Pass | null
257226113 | B01454 | B01454 | 6758798 | 6758797 | BCRS/PCE/J00703/MBB01454 | 300270864 | Existing | RYB | BLKG-12 | B06070 COMMOND WOOD | CLOSED | CLOSED | LINK | 16.000 kV | 11 kV | GAS | 20031101 | 0 | KSS/1232 |  | REYROLLE | EPE | KSS/1232 | NOT APPLICABLE | IMPIAN EHSAN NO 1 | SUBSTATION | Unknown | Unknown | Unknown | DISTRIBUTION | TNB | CHERAS | Unknown | 75 | Unknown | Unknown | Unknown | Unknown |  | LINE |  | 28 | 630.000 A | 0.63 | 21.9 | 21.9 | B01454 | NO | NOT APPLICABLE |  |  | Unknown | 0 | TMN IMPIAN EHSAN NO 1 |  | 3 | Pass | null
257226118 | B01456 | B01456 | 6758804 | 6758803 | BCRS/PCE/J00703/MBB01454 | 300270864 | Existing | RYB | BLKG-12 | B09115 APARTMENT DESA RIA | CLOSED | CLOSED | LINK | 16.000 kV | 11 kV | GAS | 20031101 | 0 | KSS/1232 |  | REYROLLE | EPE | KSS/1232 | N/A | IMPIAN EHSAN NO 1 | SUBSTATION | Unknown | Unknown | Unknown | DISTRIBUTION | TNB | CHERAS | Unknown | 75 |  |  | Unknown | Unknown |  | LINE |  | 28 | 630.000 A | 0.63 | 21.9 | 21.9 | B01456 | NO | N/A |  |  |  | 0 | TMN IMPIAN EHSAN NO 1 |  | 3 | Pass | null
257226141 | B08697 |  | 6820668 | 6820667 | BCRS/PCE/J00449/MBB08695 | 300269699 | Existing | RYB | SGLN-6 | B08698 EMERALD PIONT B | CLOSED | CLOSED | LINK | 12.000 kV | 11 kV | GAS | 20051101 | 2005 | 2L1T290 |  | TAMCO | TOPRANK | B21019339 |  | EMERALD POINT A | Unknown | Unknown | Unknown | Unknown | DISTRIBUTION | TNB | CHERAS | Unknown | 75 |  |  |  | Unknown |  | LINE |  | 28 | 630.000 A | 0.63 | 50 | 20 | B08697 | Unknown |  |  |  |  | 0 | EMERALD POINT A |  | 3 | Pass | null
257226145 | B08695 | B06004 FLORA GREEN CONDO | 6820671 | 6820670 | BCRS/PCE/J00449/MBB08695 | 300269699 | Existing | RYB | SGLN-6 | B06004 FLORA GREEN CONDO | CLOSED | CLOSED | LINK | 12.000 kV | 11 kV | GAS | 20051101 | 2005 | 2L1T290 |  | TAMCO | TOPRANK | B21019339 |  | EMERALD POINT A | SUBSTATION | Unknown | Unknown | Unknown | DISTRIBUTION | TNB | CHERAS | Unknown | 75 |  |  |  | Unknown |  | LINE |  | 28 | 630.000 A | 0.63 | 50 | 20 | B08695 | Unknown |  |  |  |  | 0 | EMERALD POINT A |  | 3 | Pass | null
257228304 | B06613 | B06613 | 6821688 | 6821687 | BCRS/PCE/J00229/MBB06613 | 300005850 | Existing | RYB | MHCR-12 | B06315 BDR MAHKOTA CERAS NO 2 | CLOSED | CLOSED | LINK | 12.000 kV | 11 kV | GAS | 20021101 | 2002 | CV 720054-01021/007 |  | SIEMENS | SIEMENS | N/A | N/A | GREEN ACRE PARK NO 2 | SUBSTATION | Unknown | Unknown | Unknown | DISTRIBUTION | TNB | CHERAS | Unknown | 75 |  |  | Unknown | Unknown |  | LINE |  | 28 | 630.000 A | 0.63 | 50 | 20 | B06613 | NO | N/A |  |  |  | 0 | GREEN ACRE PARK NO 2 |  | 3 | Pass | null
257228310 | B06616 | PE PADAT BANGLO LATIFAH | 6821706 | 6821705 | BCRS/PCE/J00229/MBB06613 | 300005850 | Existing | RYB | MHCR-12 | B13516 PE PADAT BANGLO LATIFAH | CLOSED | CLOSED | LINK | 12.000 kV | 11 kV | GAS | 20021101 | 2002 | CV 720054-01021/007 |  | SIEMENS | SIEMENS | N/A | N/A | GREEN ACRE PARK NO 2 | SUBSTATION | Unknown | Unknown | Unknown | DISTRIBUTION | TNB | CHERAS | Unknown | 75 |  |  | Unknown | Unknown |  | LINE |  | 28 | 630.000 A | 0.63 | 50 | 20 | B06616 | NO | N/A |  |  |  | 0 | GREEN ACRE PARK NO 2 |  | 3 | Pass | null
257228326 | B01763 | B01764 | 6822453 | 6822470 | BCRS/PCE/J00037/MBB01763 | 300004197 | Existing | RYB | LMAS-1 | B01766 TMN MEGAH NO 2 | CLOSED | CLOSED | LINK | 11.000 kV | 11 kV | OIL | 20121101 | 1985 | 850559 |  | LONG CRAWFORD | INDKOM | 850559 |  | TMN MEGAH NO 1 | SUBSTATION | Unknown | Unknown | Unknown | DISTRIBUTION | TNB | CHERAS | Unknown | 75 |  |  | Unknown | Unknown |  | LINE |  | 28 | 630.000 A | 0.63 | 50 | 18.4 | B01763 | Unknown |  |  |  |  | 0 | TMN MEGAH NO 1 |  | 3 | Pass | null
257228330 | B01764 |  | 6822454 | 6822463 | BCRS/PCE/J00037/MBB01763 | 300004197 | Existing | RYB | LMAS-1 | B01762 TMN MEGAH NO 3 | CLOSED | CLOSED | LINK | 11.000 kV | 11 kV | OIL | 20121101 | 1985 | 850559 |  | LONG CRAWFORD | INDKOM | 850559 |  | TMN MEGAH NO 1 | SUBSTATION | Unknown | Unknown | Unknown | DISTRIBUTION | TNB | CHERAS | Unknown | 75 |  |  | Unknown | Unknown |  | LINE |  | 28 | 630.000 A | 0.63 | 50 | 18.4 | B01764 | Unknown |  |  |  |  | 0 | TMN MEGAH NO 1 |  | 3 | Pass | null
257229527 | B02164 | PE TMN KEMA CAHAYA NO 2 | 6900765 | 6900764 | BCRS/PCE/J00046/MBB02162 | 300004253 | Existing | RYB | TMASS-12 | B02165 PE TMN KEMA CAHAYA NO 2 | CLOSED | CLOSED | LINK | 12.000 kV | 11 kV | GAS | 19911101 | 2008 | B 2816795 | Unknown | FALCON BETA | TAMCO | B 2816795 |  | BASE CRAFT | SUBSTATION | Unknown | Unknown | Unknown | DISTRIBUTION | TNB | CHERAS | Unknown | 75 |  |  | Unknown | Unknown |  | Unknown |  | 28 | 630.000 A | 0.63 | 50 | 20 | B02164 | Unknown |  |  |  |  | 0 | BESI CRAF |  | 3 | Pass | null
257229531 | B02162 | PE TAMAN HULU LANGAT NO.1 | 6900768 | 6900767 | BCRS/PCE/J00046/MBB02162 | 300004253 | Existing | RYB | TMASS-12 | B09445 PE TAMAN HULU LANGAT NO.1 | CLOSED | CLOSED | LINK | 12.000 kV | 11 kV | GAS | 19911101 | 2008 | B 2816795 | Unknown | FALCON BETA | TAMCO | B 2816795 |  | BASE CRAFT | SUBSTATION | Unknown | Unknown | Unknown | DISTRIBUTION | TNB | CHERAS | Unknown | 75 |  |  | Unknown | Unknown |  | Unknown |  | 28 | 630.000 A | 0.63 | 50 | 20 | B02162 | Unknown |  |  |  |  | 0 | BESI CRAF |  | 3 | Pass | null
257231707 | B01748 | B01748 | 6821765 | 6821778 | BCRS/PCE/J00239/MBB01746 | 300005908 | Existing | RYB | LMAS-1 | B01749 KOTA CHERAS NO 1 | CLOSED | CLOSED | LINK | 11.000 kV | 11 kV | GAS | 19971101 | 1997 | 97225066 |  | F_and_G | INDKOM | 97225066 |  | TMN KOTA CHERAS NO 2 | SUBSTATION | Unknown | Unknown | Unknown | DISTRIBUTION | TNB | CHERAS | Unknown | 75 |  |  | Unknown | Unknown |  | LINE |  | 28 | 630.000 A | 0.63 | 50 | 22 | B01748 | Unknown |  |  |  |  | 0 | TAMAN KOTA CHERAS NO 2 |  | 3 | Pass | null
257231711 | B01746 | B01746 | 6821766 | 6821782 | BCRS/PCE/J00239/MBB01746 | 300005908 | Existing | RYB | LMAS-1 | B01745 PUTERI JAYA NO 3 | CLOSED | CLOSED | LINK | 11.000 kV | 11 kV | GAS | 19971101 | 1997 | 97225066 |  | F_and_G | INDKOM | 97225066 |  | TMN KOTA CHERAS NO 2 | SUBSTATION | Unknown | Unknown | Unknown | DISTRIBUTION | TNB | CHERAS | Unknown | 75 |  |  | Unknown | Unknown |  | LINE |  | 28 | 630.000 A | 0.63 | 50 | 22 | B01746 | Unknown |  |  |  |  | 0 | TAMAN KOTA CHERAS NO 2 |  | 3 | Pass | null
257231738 | B02765 | B02765 | 6791422 | 6791421 | BCRS/PCE/J00279/MB | 300431431 | Existing | RYB | TAMI-4 | B02764 YEW CHAI SENG | CLOSED | CLOSED | LINK | 12.000 kV | 11 kV | GAS | 20011101 | 0 | N/A |  | MERLIN GERIN | MERLIN GERIN | N/A | N/A | NI SHIN CORP | SUBSTATION | Unknown | Unknown | Unknown | DISTRIBUTION | TNB | CHERAS | Unknown | 75 |  |  | Unknown | Unknown |  | LINE |  | 28 | 630.000 A | 0.63 | 50 | 20 | B02765 | NO | N/A |  |  |  | 0 | NI SHIN CORPORATION |  | 3 | Pass | null
257231743 | B02767 | B02767 | 6791434 | 6791433 | BCRS/PCE/J00279/MB | 300431431 | Existing | RYB | TAMI-4 | B02768 WHITEX GARMENT | CLOSED | CLOSED | LINK | 12.000 kV | 11 kV | GAS | 20011101 | 0 | N/A |  | MERLIN GERIN | MERLIN GERIN | N/A | N/A | NI SHIN CORP | SUBSTATION | Unknown | Unknown | Unknown | DISTRIBUTION | TNB | CHERAS | Unknown | 75 |  |  | Unknown | Unknown |  | LINE |  | 28 | 630.000 A | 0.63 | 50 | 20 | B02767 | NO | N/A |  |  |  | 0 | NI SHIN CORPORATION |  | 3 | Pass | null
257234040 | B08592 |  | 6987531 | 6987530 | BCRS/PCE/J00635/MBB08590 | 300270322 | Existing | RYB | BLKG-11 | B09469 TECHNICAL WORLD | CLOSED | CLOSED | LINK | 11.000 kV | 11 kV | GAS | 20051111 | 2005 | 0437S138 |  |  | INDKOM | 0437S138 |  | PTM STEEL | SUBSTATION | Unknown | Unknown | Unknown | DISTRIBUTION | TNB | CHERAS | Unknown | 75 |  |  |  | Unknown |  |  |  | 28 | 630.000 A | 0.63 | 50 | 20 | B08592 | [5 empty] | 0 | PTM STEEL INDUSTRY SDN BHD |  | 3 | Pass | null
257234045 | B08590 |  | 6987537 | 6987536 | BCRS/PCE/J00635/MBB08590 | 300270322 | Existing | RYB | BLKG-11 | B05887 KENG SENG | CLOSED | CLOSED | LINK | 11.000 kV | 11 kV | GAS | 20051111 | 2005 | 0437S138 |  |  | INDKOM | 0437S138 |  | PTM STEEL | SUBSTATION | Unknown | Unknown | Unknown | DISTRIBUTION | TNB | CHERAS | Unknown | 75 |  |  |  | Unknown |  |  |  | 28 | 630.000 A | 0.63 | 50 | 20 | B08590 | [5 empty] | 0 | PTM STEEL INDUSTRY SDN BHD |  | 3 | Pass | null
257234323 | B10210 | JLN MAS JAYA | 26054842 | 26054841 |  |  | Existing | RYB | MHCR-9 | B09446 JLN MAS JAYA | CLOSED | CLOSED | LINK | 12.000 kV | 11 kV | GAS | 20080806 | 2008 | D 285453 |  | FALCON BETA | TAMCO |  |  | JALAN MAS JAYA NO 1 | Unknown | Unknown | Unknown | Unknown | DISTRIBUTION | TNB | CHERAS | Unknown | 75 |  |  |  | Unknown |  |  |  | 28 | 630.000 A | 0.63 | 50 | 20 | B10210 | [5 empty] | 0 | JLN MAS JAYA, TMN MAS JAYA NO 1 |  | 3 | Pass | null
257234328 | B10207 | TMN MAS JAYA INDUSTRI 1 | 26054856 | 26054855 |  |  | Existing | RYB | MHCR-9 | B02326 TMN MAS JAYA INDUSTRI 1 | CLOSED | CLOSED | LINK | 12.000 kV | 11 kV | GAS | 20080806 | 2008 | D 285453 |  | FALCON BETA | TAMCO |  |  | JALAN MAS JAYA NO 1 | Unknown | Unknown | Unknown | Unknown | DISTRIBUTION | TNB | CHERAS | Unknown | 75 |  |  |  | Unknown |  |  |  | 28 | 630.000 A | 0.63 | 50 | 20 | B10207 | [5 empty] | 0 | JLN MAS JAYA, TMN MAS JAYA NO 1 |  | 3 | Pass | null
257239121 | B06821 | B06821 | 6789712 | 6789711 | BCRS/PCE/J00180/MBB06818 | 300005505 | Existing | RYB | BTHO-9 | B01713 BTHO NO.6 | CLOSED | CLOSED | LINK | 12.000 kV | 11 kV | GAS | 20021101 | 2002 | E220497 |  | FALCON BETA | TAMCO | E220497 | N/A | DESA WANGSA BTHO | SUBSTATION | Unknown | Unknown | Unknown | DISTRIBUTION | TNB | CHERAS | Unknown | 75 |  |  | Unknown | Unknown |  | LINE |  | 28 | 630.000 A | 0.63 | 50 | 20 | B06821 | NO | N/A |  |  |  | 0 | DESA WANGSA |  | 3 | Pass | null
257239127 | B06818 | B06818 | 6789730 | 6789729 | BCRS/PCE/J00180/MBB06818 | 300005505 | Existing | RYB | BTHO-9 | BTHO-9 | CLOSED | CLOSED | LINK | 12.000 kV | 11 kV | GAS | 20021101 | 2002 | E220497 |  | FALCON BETA | TAMCO | E220497 | N/A | DESA WANGSA BTHO | SUBSTATION | Unknown | Unknown | Unknown | DISTRIBUTION | TNB | CHERAS | Unknown | 75 |  |  | Unknown | Unknown |  | LINE |  | 28 | 630.000 A | 0.63 | 50 | 20 | B06818 | NO | N/A |  |  |  | 0 | DESA WANGSA |  | 3 | Pass | null
257239150 | B08288 | MHCR CB4 | 6827710 | 6827709 | BCRS/PCE/J00527/MBB08288 | 300268117 | Existing | RYB | MHCR-4 | MHCR CB4 | CLOSED | CLOSED | LINK | 12.000 kV | 11 kV | GAS | 20051101 | 2005 | 2L1T/05/184 |  | TOPRANK | TOPRANK | 2L1T/05/184 |  | RUMAH PAM BKT SG LONG | SUBSTATION | Unknown | Unknown | Unknown | DISTRIBUTION | TNB | CHERAS | Unknown | 75 |  |  |  | Unknown |  | LINE |  | 28 | 630.000 A | 20 | 50 | 20 | B08288 | Unknown |  |  |  |  | 0 | RUMAH PAM BKT SG LONG |  | 3 | Pass | null
257239154 | B08290 |  | 6827713 | 6827712 | BCRS/PCE/J00527/MBB08288 | 300268117 | Existing | RYB | MHCR-4 | B10042 TMAN TANMING INDAH NO 3 | CLOSED | CLOSED | LINK | 12.000 kV | 11 kV | GAS | 20051101 | 2005 | 2L1T/05/184 |  | TOPRANK | TOPRANK | 2L1T/05/184 |  | RUMAH PAM BKT SG LONG | SUBSTATION | Unknown | Unknown | Unknown | DISTRIBUTION | TNB | CHERAS | Unknown | 75 |  |  |  | Unknown |  | LINE |  | 28 | 630.000 A | 20 | 50 | 20 | B08290 | Unknown |  |  |  |  | 0 | RUMAH PAM BKT SG LONG |  | 3 | Pass | null
257241038 | B02204 |  | 6926020 | 6926019 | BCRS/PCE/J00057/MBB02202 | 300004302 | Existing | RYB | TMASS-10 | B06989 TMN IMPIAN LANGAT | CLOSED | CLOSED | LINK | 12.000 kV | 11 kV | GAS | 19981101 | 0 | N/A |  | MERLIN GERIN | MERLIN GERIN |  |  | DUSUN NANDING NO 1 | Unknown | Unknown | Unknown | Unknown | DISTRIBUTION | TNB | CHERAS | Unknown | Unknown |  |  |  | Unknown |  |  |  |  | 630.000 A | 20 | 20 | 20 | B02204 | [5 empty] | 0 | TMN DUSUN NANDING NO 1 |  | 3 | Pass | null
257241042 | B02202 |  | 6926029 | 6926028 | BCRS/PCE/J00057/MBB02202 | 300004302 | Existing | RYB | TMASS-10 | B02201 TMN SRI NANDING NO 3 | CLOSED | CLOSED | LINK | 12.000 kV | 11 kV | GAS | 19981101 | 0 | N/A |  | MERLIN GERIN | MERLIN GERIN |  |  | DUSUN NANDING NO 1 | Unknown | Unknown | Unknown | Unknown | DISTRIBUTION | TNB | CHERAS | Unknown | Unknown |  |  |  | Unknown |  |  |  |  | 630.000 A | 20 | 20 | 20 | B02202 | [5 empty] | 0 | TMN DUSUN NANDING NO 1 |  | 3 | Pass | null
257242906 | B02214 |  | 6811067 | 6811072 | BCRS/PCE/J00110/MBB02212 | 300511716 | Existing | RYB | TMASS-10 | B02216 KG BARU CINA | CLOSED | CLOSED | LINK | 11.000 kV | 11 kV | GAS |  | 0 | R17160-113R |  | FALCON BETA | EPE | B2815841 |  | PKNS SG MAKAU | Unknown | Unknown | Unknown | Unknown | DISTRIBUTION | TNB | CHERAS | Unknown | 75 |  |  |  | Unknown |  | LINE |  | 28 | 400.000 A | 0.63 | 50 | 20 | B02214 | [5 empty] | 0 | PKNS SG. MAKAU |  | 3 | Pass | null
257242915 | B02212 |  | 6811094 | 6811097 | BCRS/PCE/J00110/MBB02212 | 300511716 | Existing | RYB | TMASS-10 | B10198 TMN LESTARI INDAH | CLOSED | CLOSED | LINK | 11.000 kV | 11 kV | GAS |  | 0 | L20/1/185R |  | FALCON BETA | EPE | B2815841 |  | PKNS SG MAKAU | Unknown | Unknown | Unknown | Unknown | DISTRIBUTION | TNB | CHERAS | Unknown | 75 |  |  |  | Unknown |  | LINE |  | 28 | 400.000 A | 0.63 | 50 | 20 | B02212 | [5 empty] | 0 | PKNS SG. MAKAU |  | 3 | Pass | null
257242939 | B02887 | B02887 | 6811551 | 6811550 | BCRS/PCE/J00391/MBB02885 | 300011067 | Existing | RYB | PBEL(P)-2 | B06142 RUMAH PAM BKT BELIMBING | CLOSED | CLOSED | LINK | 12.000 kV | 11 kV | GAS | 19981111 | 1998 | 9739S070 | Unknown | F_and_G | INDKOM | 9739S070 |  | UNITED SENSATION SB | SUBSTATION | Unknown | Unknown | Unknown | DISTRIBUTION | TNB | CHERAS | Unknown | 75 |  |  | Unknown | Unknown |  | LINE |  | 28 | 630.000 A | 0.63 | 50 | 22 | B02887 | Unknown |  |  |  |  | 0 | UNITED SENSATION S/B |  | 3 | Pass | null
257243536 | B02885 | B02885 | 6811560 | 6811559 | BCRS/PCE/J00391/MBB02885 | 300011067 | Existing | RYB | PBEL(P)-2 | B02884 BKT BELIMBING NO 2 | CLOSED | CLOSED | LINK | 12.000 kV | 11 kV | GAS | 19981111 | 1998 | 9739S070 | Unknown | F_and_G | INDKOM | 9739S070 |  | UNITED SENSATION SB | SUBSTATION | Unknown | Unknown | Unknown | DISTRIBUTION | TNB | CHERAS | Unknown | 75 |  |  | Unknown | Unknown |  | LINE |  | 28 | 630.000 A | 0.63 | 50 | 22 | B02885 | Unknown |  |  |  |  | 0 | UNITED SENSATION S/B |  | 3 | Pass | null
257243563 | B02242 |  | 6813906 | 6813905 | BCRS/PCE/J00062/MBB02240 | 300004319 | Existing | RYB |  | B02243 TMN PNGGRN DELIMA NO 3 | CLOSED | CLOSED | LINK | 11.000 kV | 11 kV | GAS | 19971101 | 1997 | 9723S068 |  |  | INDKOM |  |  | TMN PINGGIRAN DELIMA NO 2 | Unknown | Unknown | Unknown | Unknown | DISTRIBUTION | TNB | CHERAS | Unknown | Unknown |  |  |  | Unknown |  |  |  |  | 630.000 A | 0.63 | 22 | 22 | B02242 | [5 empty] | 0 | TAMAN PINGGIRAN DELIMA NO 2 |  | 3 | Pass | null
257243568 | B02240 |  | 6813923 | 6813922 | BCRS/PCE/J00062/MBB02240 | 300004319 | Existing | RYB |  | B02239 TMN PNGGRN DELIMA NO 1 | CLOSED | CLOSED | LINK | 11.000 kV | 11 kV | GAS | 19971101 | 1997 | 9723S068 |  |  | INDKOM |  |  | TMN PINGGIRAN DELIMA NO 2 | Unknown | Unknown | Unknown | Unknown | DISTRIBUTION | TNB | CHERAS | Unknown | Unknown |  |  |  | Unknown |  |  |  |  | 630.000 A | 0.63 | 22 | 22 | B02240 | [5 empty] | 0 | TAMAN PINGGIRAN DELIMA NO 2 |  | 3 | Pass | null
257243594 | B02286 | B02286 | 6873687 | 6873692 | BCRS/PCE/J00076/MBB02284 | 300004369 | Existing | RYB |  | SPARE | CLOSED | OPEN | LINK | 12.000 kV | 11 kV | GAS | 20001101 | 2000 | E200106 |  | FALCON BETA | TAMCO | E200106 | N/A | BT 18 HULU LANGAT | SUBSTATION | Unknown | Unknown | Unknown | DISTRIBUTION | TNB | CHERAS | Unknown | 75 |  |  | Unknown | Unknown |  | LINE |  | 28 | 630.000 A | 0.63 | 50 | 20 | B02286 | NO | N/A |  |  |  | 0 | BT 18 HULU LANGAT |  | 3 | Pass | null
257243598 | B02284 | B02284 | 6873688 | 6873700 | BCRS/PCE/J00076/MBB02284 | 300004369 | Existing | RYB |  | B02283 BT 17 DUSUN TUA | CLOSED | CLOSED | LINK | 12.000 kV | 11 kV | GAS | 20001101 | 2000 | E200106 |  | FALCON BETA | TAMCO | E200106 | N/A | BT 18 HULU LANGAT | SUBSTATION | Unknown | Unknown | Unknown | DISTRIBUTION | TNB | CHERAS | Unknown | 75 |  |  | Unknown | Unknown |  | LINE |  | 28 | 630.000 A | 0.63 | 50 | 20 | B02284 | NO | N/A |  |  |  | 0 | BT 18 HULU LANGAT |  | 3 | Pass | null
257243603 | B02287 | B02282 | 6873712 | 6873715 | BCRS/PCE/J00076/MBB02284 | 300004369 | Existing | RYB |  | B09075 TMN IMPIAN WARISAN | CLOSED | CLOSED | LINK | 12.000 kV | 11 kV | GAS | 20001101 | 2000 | E200106 |  | FALCON BETA | TAMCO | E200106 | N/A | BT 18 HULU LANGAT | SUBSTATION | Unknown | Unknown | Unknown | DISTRIBUTION | TNB | CHERAS | Unknown | 75 |  |  | Unknown | Unknown |  | LINE |  | 28 | 630.000 A | 0.63 | 50 | 20 | B02287 | NO | N/A |  |  |  | 0 | BT 18 HULU LANGAT |  | 3 | Pass | null
257243621 | B02943 | B02943 | 6875711 | 6875728 | BCRS/PCE/J00012/MB02941 | 300266863 | Existing | RYB |  | B02300 KG JAWA | CLOSED | CLOSED | LINK | 12.000 kV | 11 kV | GAS | 19991101 | 1999 | B993137 |  | FALCON BETA | TAMCO | B993137 | N/A | HUTAN LIPUR SG CONGKAK | SUBSTATION | Unknown | Unknown | Unknown | DISTRIBUTION | TNB | CHERAS | Unknown | 75 |  |  | Unknown | Unknown |  | LINE |  | 28 | 630.000 A | 0.63 | 50 | 20 | B02943 | NO | N/A |  |  |  | 0 | HUTAN LIPUR SG CONGKAK |  | 3 | Pass | null
257243625 | B02941 | B02941 | 6875712 | 6875721 | BCRS/PCE/J00012/MB02941 | 300266863 | Existing | RYB |  | B04657 LOWER STATION | CLOSED | CLOSED | LINK | 12.000 kV | 11 kV | GAS | 19991101 | 1999 | B993137 |  | FALCON BETA | TAMCO | B993137 | N/A | HUTAN LIPUR SG CONGKAK | SUBSTATION | Unknown | Unknown | Unknown | DISTRIBUTION | TNB | CHERAS | Unknown | 75 |  |  | Unknown | Unknown |  | LINE |  | 28 | 630.000 A | 0.63 | 50 | 20 | B02941 | NO | N/A |  |  |  | 0 | HUTAN LIPUR SG CONGKAK |  | 3 | Pass | null
257243661 | B05392 | PE GARDEN PARK SG.LONG NO 3 | 6893004 | 6893003 | BCRS/PCE/J00227/MBB05389 | 300005830 | Existing | RYB | SGLN-7 | B05393 PE GARDEN PARK SG.LONG NO 3 | CLOSED | CLOSED | LINK | 12.000 kV | 11 kV | GAS | 20011101 | 2001 | CV712784-00100/025 | Unknown | SIEMENS | SIEMENS | CV712784-00100/025 |  | GARDEN PARK SG LONG NO 2 | SUBSTATION | Unknown | Unknown | Unknown | DISTRIBUTION | TNB | CHERAS | Unknown | 75 |  |  | Unknown | Unknown |  | Unknown |  | 28 | 630.000 A | 0.63 | 50 | 20 | B05392 | Unknown |  |  |  |  | 0 | GARDGARDEN PARK SG.LONG NO 2 |  | 3 | Pass | null
257243667 | B05389 | PE GARDEN PARK SG LONG NO 15 | 6893026 | 6893025 | BCRS/PCE/J00227/MBB05389 | 300005830 | Existing | RYB | SGLN-7 | B04689 PE GARDEN PARK SG LONG NO 15 | CLOSED | CLOSED | LINK | 12.000 kV | 11 kV | GAS | 20011101 | 2001 | CV712784-00100/025 | Unknown | SIEMENS | SIEMENS | CV712784-00100/025 |  | GARDEN PARK SG LONG NO 2 | SUBSTATION | Unknown | Unknown | Unknown | DISTRIBUTION | TNB | CHERAS | Unknown | 75 |  |  | Unknown | Unknown |  | Unknown |  | 28 | 630.000 A | 0.63 | 50 | 20 | B05389 | Unknown |  |  |  |  | 0 | GARDEN PARK SG.LONG NO 2 |  | 3 | Pass | null
257244466 | B02323 |  | 6782852 | 6782851 | BCRS/PCE/J00097/MBB02323 | 300004465 | Existing | RYB | MHCR-9 | FDR9 | CLOSED | CLOSED | LINK | 12.000 kV | 11 kV | GAS | 20001101 | 0 | F944424 |  | MERLIN GERIN | MERLIN GERIN |  |  | TMN MAS JAYA IND NO 1 | Unknown | Unknown | Unknown | Unknown | DISTRIBUTION | TNB | CHERAS | Unknown | 75 |  |  |  | Unknown |  |  |  | 28 | 630.000 A | 0.63 | 50 | 20 | B02323 | [5 empty] | 0 | MAS JAYA INDUSTRY NO 1 |  | 3 | Pass | null
257244472 | B02326 |  | 6782869 | 6782868 | BCRS/PCE/J00097/MBB02323 | 300004465 | Existing | RYB | MHCR-9 | B10207 JLN MAS JAYA, TMN MAS JAYA N | CLOSED | CLOSED | LINK | 12.000 kV | 11 kV | GAS | 20001101 | 0 | F944424 |  | MERLIN GERIN | MERLIN GERIN |  |  | TMN MAS JAYA IND NO 1 | Unknown | Unknown | Unknown | Unknown | DISTRIBUTION | TNB | CHERAS | Unknown | 75 |  |  |  | Unknown |  |  |  | 28 | 630.000 A | 0.63 | 50 | 20 | B02326 | [5 empty] | 0 | MAS JAYA INDUSTRY NO 1 |  | 3 | Pass | null
257244501 | B02739 | PE BERKAT HASIL 11 | 6785156 | 6785155 | BCRS/PCE/J00417/MB | 300011262 | Existing | RYB | TAMI-9 | B02738 PE BERKAT HASIL 11 | CLOSED | CLOSED | LINK | 11.000 kV | 11 kV | OIL | 19911111 | 0 |  | Unknown | BRUSH | INDKOM | N/A |  | BERKAT HASIL NO 8 | SUBSTATION | Unknown | Unknown | Unknown | DISTRIBUTION | TNB | CHERAS | Unknown | 75 |  |  | Unknown | Unknown |  | Unknown |  | 28 | 400.000 A | 0.4 | 50 | 21.9 | B02739 | Unknown |  |  |  |  | 0 | BERKAT HASIL NO 8 |  | 3 | Pass | null
257244507 | B02742 | PE BERKAT HASIL NO 9 | 6785174 | 6785173 | BCRS/PCE/J00417/MB | 300011262 | Existing | RYB | TAMI-9 | B02743 PE BERKAT HASIL NO 9 | CLOSED | CLOSED | LINK | 11.000 kV | 11 kV | OIL | 19911111 | 0 |  | Unknown | BRUSH | INDKOM | N/A |  | BERKAT HASIL NO 8 | SUBSTATION | Unknown | Unknown | Unknown | DISTRIBUTION | TNB | CHERAS | Unknown | 75 |  |  | Unknown | Unknown |  | Unknown |  | 28 | 400.000 A | 0.4 | 50 | 21.9 | B02742 | Unknown |  |  |  |  | 0 | BERKAT HASIL NO 8 |  | 3 | Pass | null
257244551 | B12185 | B12185 | 6839099 | 6839098 | BCRS/PCE/J00187/MBB02359 | 300005553 | Existing | RYB | SGLN-2 | LOOPING | CLOSED | CLOSED | LINK | 12.000 kV | 11 kV | GAS | 20001101 | 0 | 9536219 | Unknown | MERLIN GERIN | MERLIN GERIN | 9536219 |  | SG LONG NO 7 | SUBSTATION | Unknown | Unknown | Unknown | DISTRIBUTION | TNB | CHERAS | Unknown | 75 |  |  | Unknown | Unknown |  | LINE |  | 28 | 630.000 A | 0.63 | 50 | 18.4 | B12185 | Unknown |  |  |  |  | 0 | BANDAR SG LONG NO 7 |  | 3 | Pass | null
257244557 | B02359 | B02359 | 6839117 | 6839116 | BCRS/PCE/J00187/MBB02359 | 300005553 | Existing | RYB | SGLN-2 | P/PURI BIDARA LUMAYAN | CLOSED | CLOSED | LINK | 12.000 kV | 11 kV | GAS | 20001101 | 0 | 9536219 | Unknown | MERLIN GERIN | MERLIN GERIN | 9536219 |  | SG LONG NO 7 | SUBSTATION | Unknown | Unknown | Unknown | DISTRIBUTION | TNB | CHERAS | Unknown | 75 |  |  | Unknown | Unknown |  | LINE |  | 28 | 630.000 A | 0.63 | 50 | 18.4 | B02359 | Unknown |  |  |  |  | 0 | BANDAR SG LONG NO 7 |  | 3 | Pass | null
257244561 | B02364 | B02364 | 6841694 | 6841712 | BCRS/PCE/J00187/MBB02364 | 300005558 | Existing | RYB | SGLN-2 | B04406 COMPACT SCOT PINE NO 1 | CLOSED | CLOSED | LINK | 12.000 kV | 11 kV | GAS | 20001101 | 0 | 9611121 | Unknown | MERLIN GERIN | MERLIN GERIN | 9611121 |  | SG LONG NO 7 | SUBSTATION | Unknown | Unknown | Unknown | DISTRIBUTION | TNB | CHERAS | Unknown | 75 |  |  | Unknown | Unknown |  | LINE |  | 28 | 630.000 A | 0.63 | 50 | 18.4 | B02364 | Unknown |  |  |  |  | 0 | BANDAR SG LONG NO 7 |  | 3 | Pass | null
257244567 | B12186 | B12186 | 6841698 | 6841726 | BCRS/PCE/J00187/MBB02364 | 300005558 | Existing | RYB | SGLN-2 | LOOPING | CLOSED | CLOSED | LINK | 12.000 kV | 11 kV | GAS | 20001101 | 0 | 9611121 | Unknown | MERLIN GERIN | MERLIN GERIN | 9611121 |  | SG LONG NO 7 | SUBSTATION | Unknown | Unknown | Unknown | DISTRIBUTION | TNB | CHERAS | Unknown | 75 |  |  | Unknown | Unknown |  | LINE |  | 28 | 630.000 A | 0.63 | 50 | 18.4 | B12186 | Unknown |  |  |  |  | 0 | BANDAR SG LONG NO 7 |  | 3 | Pass | null
257244600 | B08994 | B08994 | 6846178 | 6846177 | BCRS/PCE/J00528/MB | 300268120 | Existing | RYB | SGLN-2 | B09068 SG LONG 3 | CLOSED | CLOSED | LINK | 12.000 kV | 11 kV | GAS | 20091111 | 2006 | B2011931 | Unknown | FALCON BETA | TAMCO | B201193 |  | PERSIARAN SG LONG 1 BDR SG LONG 1 | SUBSTATION | Unknown | Unknown | Unknown | DISTRIBUTION | TNB | CHERAS | Unknown | 75 |  |  | Unknown | Unknown |  | LINE |  | 28 | 630.000 A | 0.63 | 50 | 20 | B08994 | Unknown |  |  |  |  | 0 | BDR SG LONG NO 1 |  | 3 | Pass | null
257244604 | B08992 | B08992 | 6846181 | 6846180 | BCRS/PCE/J00528/MB | 300268120 | Existing | RYB | SGLN-2 | B08991 BDR SG LONG 2 | CLOSED | CLOSED | LINK | 12.000 kV | 11 kV | GAS | 20091111 | 2006 | B2011931 | Unknown | FALCON BETA | TAMCO | B201193 |  | PERSIARAN SG LONG 1 BDR SG LONG 1 | SUBSTATION | Unknown | Unknown | Unknown | DISTRIBUTION | TNB | CHERAS | Unknown | 75 |  |  | Unknown | Unknown |  | LINE |  | 28 | 630.000 A | 0.63 | 50 | 20 | B08992 | Unknown |  |  |  |  | 0 | BDR SG LONG NO 1 |  | 3 | Pass | null
257244691 | B08315 | B08317 | 6936929 | 6936928 | BCRS/PCE/J00876/MB1 | 300444873 | Existing | RYB | SJIM-11 | B03959 L. RAYA COMPACT NO 2 | CLOSED | CLOSED | LINK | 12.000 kV | 11 kV | GAS | 19981101 | 0 | R0505047SF |  | MERLIN GERIN | MERLIN GERIN | R 0505047 SF | N/A | ESSO GRAND SAGA | SUBSTATION | Unknown | Unknown | Unknown | DISTRIBUTION | TNB | CHERAS | Unknown | 75 |  |  | Unknown | Unknown |  | LINE |  | 28 | 630.000 A | 0.63 | 50 | 20 | B08315 | NO | N/A |  |  |  | 0 | ESSO GRAND SAGA COMPACT |  | 3 | Pass | null
257244696 | B08317 | B08315 | 6936936 | 6936935 | BCRS/PCE/J00876/MB1 | 300444873 | Existing | RYB | SJIM-11 | B03960 SIMPANG BALAK ATAS TIANG | CLOSED | CLOSED | LINK | 12.000 kV | 11 kV | GAS | 19981101 | 0 | R0505047SF |  | MERLIN GERIN | MERLIN GERIN | R 0505047 SF | N/A | ESSO GRAND SAGA | SUBSTATION | Unknown | Unknown | Unknown | DISTRIBUTION | TNB | CHERAS | Unknown | 75 |  |  | Unknown | Unknown |  | LINE |  | 28 | 630.000 A | 0.63 | 50 | 20 | B08317 | NO | N/A |  |  |  | 0 | ESSO GRAND SAGA COMPACT |  | 3 | Pass | null
257245254 | B02837 | PE WING LOONG ENGENERING WORKS | 6851641 | 6851640 | BCRS/PCE/J00619/MBB02837 | 300270104 | Existing | RYB | BLKG-5 | B02836 PE WING LOONG ENGENERING WORKS | OPEN | CLOSED | LINK | 12.000 kV | 11 kV | GAS | 18/07/1998 | 2008 | B2816072 | Unknown | FALCON BETA | TAMCO | B2816072 |  | TS MERG | SUBSTATION | Unknown | Unknown | Unknown | DISTRIBUTION | TNB | CHERAS | Unknown | 75 |  |  | Unknown | Unknown |  | Unknown |  | 28 | 630.000 A | 0.63 | 50 | 20 | B02837 | Unknown |  |  |  |  | 0 | T S MERG |  | 3 | Pass | null
257245258 | B02839 | PE INTRA DESIGN | 6851644 | 6851643 | BCRS/PCE/J00619/MBB02837 | 300270104 | Existing | RYB | BLKG-5 | B10071 PE INTRA DESIGN | CLOSED | CLOSED | LINK | 12.000 kV | 11 kV | GAS | 18/07/1998 | 2008 | B2816072 | Unknown | FALCON BETA | TAMCO | B2816072 |  | TS MERG | SUBSTATION | Unknown | Unknown | Unknown | DISTRIBUTION | TNB | CHERAS | Unknown | 75 |  |  | Unknown | Unknown |  | Unknown |  | 28 | 630.000 A | 0.63 | 50 | 20 | B02839 | Unknown |  |  |  |  | 0 | T S MERG |  | 3 | Pass | null
257245281 | B02854 | B02854 | 6852872 | 6852871 | BCRS/PCE/J00751/MBB02852 | 300271131 | Existing | RYB | MINE-12 | B02855 FORMATIVE VIEW | CLOSED | CLOSED | LINK | 12.000 kV | 11 kV | GAS | 19971111 | 1997 | B971712 |  | FALCON BETA | TAMCO | B971712 | N/A | PEH AH SOON | SUBSTATION | Unknown | Unknown | Unknown | DISTRIBUTION | TNB | CHERAS | Unknown | 75 |  |  | Unknown | Unknown |  | LINE |  | 28 | 630.000 A | 0.63 | 50 | 20 | B02854 | NO | N/A |  |  |  | 0 | PEH AH SOON |  | 3 | Pass | null
257245285 | B02852 | B02852 | 6852875 | 6852874 | BCRS/PCE/J00751/MBB02852 | 300271131 | Existing | RYB | MINE-12 | B06137 IDEAPOLY | CLOSED | CLOSED | LINK | 12.000 kV | 11 kV | GAS | 19971111 | 1997 | B971712 |  | FALCON BETA | TAMCO | B971712 | N/A | PEH AH SOON | SUBSTATION | Unknown | Unknown | Unknown | DISTRIBUTION | TNB | CHERAS | Unknown | 75 |  |  | Unknown | Unknown |  | LINE |  | 28 | 630.000 A | 0.63 | 50 | 20 | B02852 | NO | N/A |  |  |  | 0 | PEH AH SOON |  | 3 | Pass | null
257246109 | B02126 | PE RASA SELAMAT | 6785521 | 6785520 | BCRS/PCE/J00024/MBB02126 | 300266935 | Existing | RYB | TMASS-4 | B02124 PE RASA SELAMAT | CLOSED | CLOSED | LINK | 11.000 kV | 11 kV | GAS | 19821101 | 0 | L17/2/169L | Unknown | F_and_G | INDKOM | 1109215074 |  | TMN CHERAS PERMATA NO 1 | SUBSTATION | Unknown | Unknown | Unknown | DISTRIBUTION | TNB | CHERAS | Unknown | 75 |  |  | Unknown | Unknown |  | LINE |  | 28 | 400.000 A | 0.63 | 50 | 20 | B02126 | Unknown |  |  |  |  | 0 | CHERAS PERMATA NO 1 |  | 3 | Pass | null
257246113 | B02128 | TMASS-4 | 6785524 | 6785523 | BCRS/PCE/J00024/MBB02126 | 300266935 | Existing | RYB | TMASS-4 | TMASS-4 | CLOSED | CLOSED | LINK | 11.000 kV | 11 kV | GAS | 19821101 | 0 | R97076-665R | Unknown | F_and_G | INDKOM | 1109215074 |  | TMN CHERAS PERMATA NO 1 | SUBSTATION | Unknown | Unknown | Unknown | DISTRIBUTION | TNB | CHERAS | Unknown | 75 |  |  | Unknown | Unknown |  | LINE |  | 28 | 400.000 A | 0.63 | 50 | 20 | B02128 | Unknown |  |  |  |  | 0 | CHERAS PERMATA NO 1 |  | 3 | Pass | null
257246175 | B02827 | PE KK METAL NO.2 | 6849519 | 6849518 | BCRS/PCE/J00068/MB1 | 300431060 | Existing | RYB | BLKG-5 | B10455 PE KK METAL NO.2 | CLOSED | CLOSED | LINK | 12.000 kV | 11 kV | GAS | 20001101 | 1995 | B950208 | Unknown | FALCON BETA | INDKOM | B950208 |  | FINE QUALITY | SUBSTATION | Unknown | Unknown | Unknown | DISTRIBUTION | TNB | CHERAS | Unknown | 75 |  |  | Unknown | Unknown |  | Unknown |  | 28 | 630.000 A | 20 | 50 | 20 | B02827 | Unknown |  |  |  |  | 0 | FINE QUALITY |  | 3 | Pass | null
257246179 | B02825 | PE SPEEDMART SDN.BHD. | 6849522 | 6849521 | BCRS/PCE/J00068/MB1 | 300431060 | Existing | RYB | BLKG-5 | B11430 PE SPEEDMART SDN.BHD. | CLOSED | CLOSED | LINK | 12.000 kV | 11 kV | GAS | 20001101 | 1995 | B950208 | Unknown | FALCON BETA | INDKOM | B950208 |  | FINE QUALITY | SUBSTATION | Unknown | Unknown | Unknown | DISTRIBUTION | TNB | CHERAS | Unknown | 75 |  |  | Unknown | Unknown |  | Unknown |  | 28 | 630.000 A | 0.63 | 50 | 20 | B02825 | Unknown |  |  |  |  | 0 | FINE QUALITY |  | 3 | Pass | null
257247384 | B07035 | B01731 PE PUSAT KEBUDAYAAN | 6820232 | 6820245 | BCRS/PCE/J00694/MBB07035 | 300270777 | Existing | RYB | LMAS-4 | B01731 PE PUSAT KEBUDAYAAN | CLOSED | CLOSED | LINK | 11.000 kV | 11 kV | GAS | 20031111 | 2002 | 0221S076 | Unknown | F_and_G | INDKOM | 0221S076 |  | SMK PERIMBUN | SUBSTATION | Unknown | Unknown | Unknown | DISTRIBUTION | TNB | CHERAS | Unknown | 75 |  |  | Unknown | Unknown |  | Unknown |  | 28 | 630.000 A | 0.63 | 50 | 20 | B07035 | Unknown |  |  |  |  | 0 | PADAT SEK MEN. KEB. PERIMBUN |  | 3 | Pass | null
257247388 | B07037 | PE COMPACT PETRONAS | 6820233 | 6820249 | BCRS/PCE/J00694/MBB07035 | 300270777 | Existing | RYB | LMAS-4 | B07009 PE COMPACT PETRONAS | CLOSED | CLOSED | LINK | 11.000 kV | 11 kV | GAS | 20031111 | 2002 | 0221S076 | Unknown | F_and_G | INDKOM | 0221S076 |  | SMK PERIMBUN | SUBSTATION | Unknown | Unknown | Unknown | DISTRIBUTION | TNB | CHERAS | Unknown | 75 |  |  | Unknown | Unknown |  | Unknown |  | 28 | 630.000 A | 0.63 | 50 | 20 | B07037 | Unknown |  |  |  |  | 0 | PADAT SEK MEN. KEB. PERIMBUN |  | 3 | Pass | null
257247417 | B08075 | PE SUMBER MAJU | 6891503 | 6891502 | BCRS/PCE/J00269/MBB02976 | 300007209 | Existing | RYB | SJIM-11 | B03953 PE SUMBER MAJU | CLOSED | CLOSED | LINK | 12.000 kV | 11 kV | GAS | 20041101 | 2004 | B248713 | Unknown | FALCON BETA | TAMCO | B248713 |  | JLN MESRA NIAGA | SUBSTATION | Unknown | Unknown | Unknown | DISTRIBUTION | TNB | CHERAS | Unknown | 75 |  |  | Unknown | Unknown |  | Unknown |  | 28 | 630.000 A | 0.63 | 50 | 20 | B08075 | Unknown |  |  |  |  | 0 | JLN MESRA NIAGA |  | 3 | Pass | null
257247422 | B08073 | PE LEBUHRAYA CHERAS NO 1 | 6891510 | 6891509 | BCRS/PCE/J00269/MBB02976 | 300007209 | Existing | RYB | SJIM-11 | B03954 PE LEBUHRAYA CHERAS NO 1 | CLOSED | CLOSED | LINK | 12.000 kV | 11 kV | GAS | 20041101 | 2004 | B248713 | Unknown | FALCON BETA | TAMCO | B248713 |  | JLN MESRA NIAGA | SUBSTATION | Unknown | Unknown | Unknown | DISTRIBUTION | TNB | CHERAS | Unknown | 75 |  |  | Unknown | Unknown |  | Unknown |  | 28 | 630.000 A | 0.63 | 50 | 20 | B08073 | Unknown |  |  |  |  | 0 | JLN MESRA NIAGA |  | 3 | Pass | null
257247444 | B07094 |  | 6894471 | 6894470 | BCRS/PCE/J00757/MBB07094 | 300271217 | Existing | RYB | MINE-6 | B08294 SOUTHERN LAKE NO2 | CLOSED | CLOSED | LINK | 12.000 kV | 11 kV | GAS | 20120910 | 2003 | B237011 |  | INDKOM | INDKOM | 1206227177 |  | SEK ANTARABANGSA AUSTRALIA | SUBSTATION | Unknown | Unknown | Unknown | DISTRIBUTION | TNB | CHERAS | Unknown | 75 |  |  |  | Unknown |  |  |  | 28 | 630.000 A | 0.63 | 50 | 20 | B07094 | [5 empty] | 0 | SEK ANTARABANGSA AUSTRALIA |  | 3 | Pass | null
257247449 | B07096 |  | 6894478 | 6894477 | BCRS/PCE/J00757/MBB07094 | 300271217 | Existing | RYB | MINE-6 | B06988 SOUTHERN LAKE NO4 | CLOSED | CLOSED | LINK | 12.000 kV | 11 kV | GAS | 20120910 | 2003 | B237011 |  |  | INDKOM | 1206227177 |  | SEK ANTARABANGSA AUSTRALIA | SUBSTATION | Unknown | Unknown | Unknown | DISTRIBUTION | TNB | CHERAS | Unknown | 75 |  |  |  | Unknown |  |  |  | 28 | 630.000 A | 0.63 | 50 | 20 | B07096 | [5 empty] | 0 | SEK ANTARABANGSA AUSTRALIA |  | 3 | Pass | null
257247476 | B06343 | B06343 | 6898741 | 6898740 | BCRS/PCE/J00253/MBB06343 | 300006091 | Existing | RYB | MHCR2-11 | B06342 BDR MAHKOTA CHERAS NO 8 | CLOSED | CLOSED | LINK | 12.000 kV | 11 kV | GAS | 20021101 | 2002 | D221465 |  | FALCON BETA | TAMCO | D221465 | N/A | BDR MAHKOTA CHERAS NO. 9 | SUBSTATION | Unknown | Unknown | Unknown | DISTRIBUTION | TNB | CHERAS | Unknown | 75 |  |  | Unknown | Unknown |  | LINE |  | 28 | 630.000 A | 0.63 | 50 | 20 | B06343 | NO | N/A |  |  |  | 0 | BANDAR MAHKOTA CHERAS NO 9 |  | 3 | Pass | null
257247480 | B06346 | B06346 | 6898745 | 6898744 | BCRS/PCE/J00253/MBB06343 | 300006091 | Existing | RYB | MHCR2-11 | BANDAR MAHKOTA CHERAS NO 10 | CLOSED | CLOSED | LINK | 12.000 kV | 11 kV | GAS | 20021101 | 2002 | D221465 |  | FALCON BETA | TAMCO | D221465 | N/A | BDR MAHKOTA CHERAS NO. 9 | SUBSTATION | Unknown | Unknown | Unknown | DISTRIBUTION | TNB | CHERAS | Unknown | 75 |  |  | Unknown | Unknown |  | LINE |  | 28 | 630.000 A | 0.63 | 50 | 20 | B06346 | NO | N/A |  |  |  | 0 | BANDAR MAHKOTA CHERAS NO 9 |  | 3 | Pass | null
257252496 | B01994 | B01994 | 6852254 | 6852253 | BCRS/PCE/J00636/MBB01994 | 300270325 | Existing | RYB | BLKG-11 | PE ASAHI KOSEI NO.3 | OPEN | CLOSED | LINK | 12.000 kV | 11 kV | GAS | 20041111 | 2004 | D242831 |  | FALCON BETA | TAMCO | D242831 |  | LFIP NO 4 | SUBSTATION | Unknown | Unknown | Unknown | DISTRIBUTION | TNB | CHERAS | Unknown | 75 |  |  | Unknown | Unknown |  | LINE |  | 28 | 630.000 A | 0.63 | 50 | 20 | B01994 | NO | N/A |  |  |  | 0 | LFIP NO 4 |  | 3 | Pass | null
257252502 | B01997 | B01997 | 6852272 | 6852271 | BCRS/PCE/J00636/MBB01994 | 300270325 | Existing | RYB | BLKG-11 | B01998 LFIP NO 6 | CLOSED | CLOSED | LINK | 12.000 kV | 11 kV | GAS | 20041111 | 2004 | D242831 |  | FALCON BETA | TAMCO | D242831 |  | LFIP NO 4 | SUBSTATION | Unknown | Unknown | Unknown | DISTRIBUTION | TNB | CHERAS | Unknown | 75 |  |  | Unknown | Unknown |  | LINE |  | 28 | 630.000 A | 0.63 | 50 | 20 | B01997 | NO |  |  |  |  | 0 | LFIP NO 4 |  | 3 | Pass | null
257252687 | B00898 |  | 16309964 | 16309963 | BCRS/PCE/J00659/MB | 300431606 | Existing | RYB | BLKG-2 | B00853 DESA SERDANG NO 1 | CLOSED | CLOSED | LINK | 16.000 kV | 11 kV | OIL | 19941111 | 0 | KSS/1189 |  | EPE | EPE |  |  | DESA SERDANG NO 2 | SUBSTATION | Unknown | Unknown | Unknown | DISTRIBUTION | TNB | CHERAS | Unknown | 75 |  |  |  | Unknown |  | LINE |  | 28 | 630.000 A | 0.63 | 50 | 21.9 | B00898 | [5 empty] | 0 | DESA SERDANG NO 2 |  | 3 | Pass | null
257252693 | B00901 | B00902 DESA SERDANG NO. 3 | 16309985 | 16309984 | BCRS/PCE/J00659/MB | 300431606 | Existing | RYB | BLKG-2 | B00902 DESA SERDANG NO 3 | CLOSED | CLOSED | LINK | 16.000 kV | 11 kV | OIL | 19941111 | 0 | KSS/1189 |  | EPE | EPE |  |  | DESA SERDANG NO 2 | SUBSTATION | Unknown | Unknown | Unknown | DISTRIBUTION | TNB | CHERAS | Unknown | 75 |  |  |  | Unknown |  | LINE |  | 28 | 630.000 A | 0.63 | 50 | 21.9 | B00901 | Unknown |  |  |  |  | 0 | DESA SERDANG NO 2 |  | 3 | Pass | null
257255036 | B07815 |  | 6907844 | 6907843 | BCRS/PCE/J00508/MBB07815 | 300267380 | Existing | RYB | MHCR-11 | B06594 LOGI RAWATAN SISA NO1 BMC | CLOSED | CLOSED | LINK | 12.000 kV | 11 kV | GAS | 20061101 | 2004 | B247967 |  | FALCON BETA | TAMCO | B247967 |  | JLN PAHLAWAN 24/3, BDR MAHKOTA CHERAS | Unknown | Unknown | Unknown | Unknown | DISTRIBUTION | TNB | CHERAS | Unknown | 75 |  |  |  | Unknown |  |  |  | 28 | 630.000 A | 0.63 | 50 | 20 | B07815 | [5 empty] | 0 | JLN PAHLWN 24/3 BDR MAHKOTA CRS |  | 3 | Pass | null
257255040 | B07817 |  | 6907853 | 6907852 | BCRS/PCE/J00508/MBB07815 | 300267380 | Existing | RYB | MHCR-11 | JALAN PAHLAWAN 22/3 BML | CLOSED | CLOSED | LINK | 12.000 kV | 11 kV | GAS | 20061101 | 2004 | B247967 |  | FALCON BETA | TAMCO | B247967 |  | JLN PAHLAWAN 24/3, BDR MAHKOTA CHERAS | Unknown | Unknown | Unknown | Unknown | DISTRIBUTION | TNB | CHERAS | Unknown | 75 |  |  |  | Unknown |  |  |  | 28 | 630.000 A | 0.63 | 50 | 20 | B07817 | [5 empty] | 0 | JLN PAHLWN 24/3 BDR MAHKOTA CRS |  | 3 | Pass | null
257255063 | B02309 | B02309 | 6908911 | 6908910 | BCRS/PCE/J00084/MBB02309 | 300004397 | Existing | RYB | PMU SMYH-8 | B02308 PKNS SG LUI | CLOSED | CLOSED | LINK | 12.000 kV | 11 kV | GAS | 20061101 | 2006 | B2611513 | Unknown | FALCON BETA | TAMCO | B2611513 |  | SG LUI NO 2 BT 21 1/2 A/T | Unknown | Unknown | Unknown | Unknown | DISTRIBUTION | TNB | CHERAS | Unknown | 75 |  |  | Unknown | Unknown |  | LINE |  | 28 | 630.000 A | 0.63 | 50 | 20 | B02309 | Unknown |  |  |  |  | 0 | SG LUI NO 2 BT 221/2 |  | 3 | Pass | null
257255067 | B02311 | B02311 | 6908920 | 6908919 | BCRS/PCE/J00084/MBB02309 | 300004397 | Existing | RYB | PMU SMYH-8 | B03221 PAYA LEBAR | CLOSED | CLOSED | LINK | 12.000 kV | 11 kV | GAS | 20061101 | 2006 | B2611513 | Unknown | FALCON BETA | TAMCO | B2611513 |  | SG LUI NO 2 BT 21 1/2 A/T | SUBSTATION | Unknown | Unknown | Unknown | DISTRIBUTION | TNB | CHERAS | Unknown | 75 |  |  | Unknown | Unknown |  | LINE |  | 28 | 630.000 A | 0.63 | 50 | 20 | B02311 | Unknown |  |  |  |  | 0 | SG LUI NO 2 BT 221/2 |  | 3 | Pass | null
257255516 | B14263 | B01356 | 6800333 | 6800332 | BCRS/PCE/J01283/MB1 | 300511724 | Existing | RYB | CJYA-5 | B01357 HENG LEE CORPORATION | CLOSED | OPEN | LINK | 12.000 kV | 11 kV | GAS | 20061111 | 2006 | B2510651 |  | FALCON BETA | EPE | B2510651 | N/A | PE CHERAS SELATAN 118 | SUBSTATION | Unknown | Unknown | Unknown | DISTRIBUTION | TNB | CHERAS | Unknown | 75 |  |  | Unknown | Unknown |  | LINE |  | 28 | 630.000 A | 0.63 | 50 | 20 | B14263 | NO | N/A |  |  |  | 0 | WING WAH |  | 3 | Pass | null
257255543 | B01804 | SWS NGAI MING | 6756718 | 6756717 | BCRS/PCE/J00440/MBB01804 | 300510424 | Existing | RYB | CJYA-10 | B01803 SWS NGAI MING | CLOSED | CLOSED | LINK | 11.000 kV | 11 kV | GAS |  | 0 | R07192-97R | Unknown | SIEMENS | SIEMENS | RO7192-97R |  | KRIS COMPONENT | SUBSTATION | Unknown | Unknown | Unknown | DISTRIBUTION | TNB | CHERAS | Unknown | 75 |  |  | Unknown | Unknown |  | Unknown |  | 28 | 400.000 A | 0.018 | 50 | 20 | B01804 | Unknown |  |  |  |  | 0 | KRIS COMPONENTS |  | 3 | Pass | null
257255547 | B01806 | PE MIEL NO 2 | 6756721 | 6756720 | BCRS/PCE/J00440/MBB01804 | 300510424 | Existing | RYB | CJYA-10 | B01807 PE MIEL NO 2 | CLOSED | CLOSED | LINK | 11.000 kV | 11 kV | GAS |  | 0 | J33909/1R/837 | Unknown | SIEMENS | SIEMENS | 13909/IR/637 |  | KRIS COMPONENT | SUBSTATION | Unknown | Unknown | Unknown | DISTRIBUTION | TNB | CHERAS | Unknown | 75 |  |  | Unknown | Unknown |  | Unknown |  | 28 | 250.000 A | 0.02 | 50 | 20 | B01806 | Unknown |  |  |  |  | 0 | KRIS COMPONENTS |  | 3 | Pass | null
257255576 | B01558 | PE D.R. ENGINEERING S/B | 6765579 | 6765578 | BCRS/PCE/J00350/MB | 300010429 | Existing | RYB | CJYA-10 | B01559 PE D.R. ENGINEERING S/B | CLOSED | CLOSED | LINK | 11.000 kV | 11 kV | OIL | 19/05/2012 | 0 | L19/1/315R | Unknown | TAMCO | INDKOM | H16-1-105 |  | TAI TAT | SUBSTATION | Unknown | Unknown | Unknown | DISTRIBUTION | TNB | CHERAS | Unknown | 75 |  |  | Unknown | Unknown |  | Unknown |  | 28 | 400.000 A | 0.4 | 50 | 21.9 | B01558 | Unknown |  |  |  |  | 0 | TAI TAT |  | 3 | Pass | null
257255580 | B01555 | SPARE | 6765585 | 6765584 | BCRS/PCE/J00350/MB | 300010429 | Existing | RYB | CJYA-10 | CABLE ABANDON | OPEN | OPEN | LINK | 11.000 kV | 11 kV | OIL | 19/05/2012 | 0 | L20/1/139R | Unknown | TAMCO | INDKOM | H16-1-105 |  | TAI TAT | Unknown | Unknown | Unknown | Unknown | DISTRIBUTION | TNB | CHERAS | Unknown | 75 |  |  | Unknown | Unknown |  | Unknown |  | 28 | 400.000 A | 0.4 | 50 | 21.9 | B01555 | Unknown |  |  |  |  | 0 | TAI TAT |  | 3 | Pass | null
257255584 | B01557 | PE MIEL NO 1 | 6765587 | 6765586 | BCRS/PCE/J00350/MB | 300010429 | Existing | RYB | CJYA-10 | B01562 PE MIEL NO 1 | CLOSED | CLOSED | LINK | 11.000 kV | 11 kV | OIL | 19/05/2012 | 0 | L19/1/296R | Unknown | TAMCO | INDKOM | H16-1-105 |  | TAI TAT | SUBSTATION | Unknown | Unknown | Unknown | DISTRIBUTION | TNB | CHERAS | Unknown | 75 |  |  | Unknown | Unknown |  | Unknown |  | 28 | 400.000 A | 0.4 | 50 | 21.9 | B01557 | Unknown |  |  |  |  | 0 | TAI TAT |  | 3 | Pass | null
257257187 | B02147 |  | 6824144 | 6824143 |  |  | Existing | RYB |  | B02146 TMN CHERAS NO 1 | CLOSED | CLOSED | LINK | 11.000 kV | 11 kV | OIL |  | 1982 | 821697 |  | LONG CRAWFORD | LONG CRAWFORD |  |  |  | Unknown | Unknown | Unknown | Unknown | DISTRIBUTION | TNB | CHERAS | Unknown | Unknown |  |  |  | Unknown |  |  |  |  | 630.000 A | 13.1 | 13.1 | 13.1 | [6 empty] | 0 | TAMAN MASRIA |  | 3 | Pass | null
257257214 | B07074 | PE RUMAH PANGSA BUKIT HARTAMAS | 6825821 | 6825820 | BCRS/PCE/J00436/MB | 300431451 | Existing | RYB | LMAS-10 | B10399 PE RUMAH PANGSA BUKIT HARTAMAS | CLOSED | CLOSED | LINK | 12.000 kV | 11 kV | GAS | 20031101 | 2003 | B237021 | Unknown | SCHNEIDER | SCHNEIDER | SF-2012-W04-5-0070 |  | TMN SEGAR PERDANA NO 5 | SUBSTATION | Unknown | Unknown | Unknown | DISTRIBUTION | TNB | CHERAS | Unknown | 75 |  |  | Unknown | Unknown |  | Unknown |  | 28 | 630.000 A | 0.63 | 50 | 20 | B07074 | Unknown |  |  |  |  | 0 | TMN SEGAR PERDANA NO 5 |  | 3 | Pass | null
257257219 | B07076 | PE CHERAS AWANA NO 3 | 6825833 | 6825832 | BCRS/PCE/J00436/MB | 300431451 | Existing | RYB | TMASS-4 | B07473 PE CHERAS AWANA NO 3 | OPEN | OPEN | LINK | 12.000 kV | 11 kV | GAS | 20031101 | 2003 | B237021 | Unknown | SCHNEIDER | SCHNEIDER | SF-2012-W04-5-0070 |  | TMN SEGAR PERDANA NO 5 | SUBSTATION | Unknown | Unknown | Unknown | DISTRIBUTION | TNB | CHERAS | Unknown | 75 |  |  | Unknown | Unknown |  | Unknown |  | 28 | 630.000 A | 0.63 | 50 | 20 | B07076 | Unknown |  |  |  |  | 0 | TMN SEGAR PERDANA NO 5 |  | 3 | Pass | null
257257263 | B08464 |  | 6911543 | 6911542 | BCRS/PCE/J00458/MBB08464 | 300431554 | Existing | RYB | MHCR-9 | B02331 EXPRESS AUDIO | CLOSED | CLOSED | LINK | 12.000 kV | 11 kV | GAS | 18/07/1998 | 2005 | 1599 |  | VEI | VEI | 1599 |  | PANGSAPURI(KONDO) LANGAT JAYA | Unknown | Unknown | Unknown | Unknown | DISTRIBUTION | TNB | CHERAS | Unknown | 75 |  |  |  | Unknown |  |  |  | 28 | 630.000 A | 0.63 | 50 | 20 | B08464 | [5 empty] | 0 | KONDOMINIUM LANGAT JAYA |  | 3 | Pass | null
257257269 | B08460 |  | 6911576 | 6911575 | BCRS/PCE/J00458/MBB08458 | 300431553 | Existing | RYB | MHCR-9 | B08461 LOOPING | CLOSED | CLOSED | LINK | 12.000 kV | 11 kV | GAS | 18/07/1998 | 2005 | 1266 |  | VEI | VEI | 1266 |  | PANGSAPURI(KONDO) LANGAT JAYA | Unknown | Unknown | Unknown | Unknown | DISTRIBUTION | TNB | CHERAS | Unknown | 75 |  |  |  | Unknown |  |  |  | 28 | 630.000 A | 0.63 | 50 | 20 | B08460 | [5 empty] | 0 | KONDOMINIUM LANGAT JAYA |  | 3 | Pass | null
257257273 | B08461 |  | 6911584 | 6911587 | BCRS/PCE/J00458/MBB08464 | 300431554 | Existing | RYB | MHCR-9 | B08460 LOOPING | CLOSED | CLOSED | LINK | 12.000 kV | 11 kV | GAS | 18/07/1998 | 2005 | 1599 |  | VEI | VEI | 1599 |  | PANGSAPURI(KONDO) LANGAT JAYA | Unknown | Unknown | Unknown | Unknown | DISTRIBUTION | TNB | CHERAS | Unknown | 75 |  |  |  | Unknown |  |  |  | 28 | 630.000 A | 0.63 | 50 | 20 | B08461 | [5 empty] | 0 | KONDOMINIUM LANGAT JAYA |  | 3 | Pass | null
257257279 | B08458 |  | 6911589 | 6911592 | BCRS/PCE/J00458/MBB08458 | 300431553 | Existing | RYB | MHCR-9 | B02330 MAS JAYA IND NO2 | CLOSED | CLOSED | LINK | 12.000 kV | 11 kV | GAS | 18/07/1998 | 2005 | 1266 |  | VEI | VEI | 1599 |  | PANGSAPURI(KONDO) LANGAT JAYA | Unknown | Unknown | Unknown | Unknown | DISTRIBUTION | TNB | CHERAS | Unknown | 75 |  |  |  | Unknown |  |  |  | 28 | 630.000 A | 0.63 | 50 | 20 | B08458 | [5 empty] | 0 | KONDOMINIUM LANGAT JAYA |  | 3 | Pass | null
257259874 | B07314 |  | 6866836 | 6866835 | BCRS/PCE/J00584/MBB07312 | 300269153 | Existing | RYB | TAMI-6 | B02788 DESA KL | CLOSED | CLOSED | LINK | 11.000 kV | 11 kV | GAS | 20031101 | 2003 | 0224S019 | Unknown | F_and_G | INDKOM | 0224S0 |  | JLN BUDIMAN 2/4 TMN PUTRA BUDIMAN | Unknown | Unknown | Unknown | Unknown | DISTRIBUTION | TNB | CHERAS | Unknown | 75 |  |  | Unknown | Unknown |  | Unknown |  | 28 | 630.000 A | 0.63 | 50 | 20 | B07314 | Unknown |  |  |  |  | 0 | TAMAN PUTRA BUDIMAN JLN BDMN 2/4 |  | 3 | Pass | null
257259878 | B07312 |  | 6866839 | 6866838 | BCRS/PCE/J00584/MBB07312 | 300269153 | Existing | RYB | TAMI-6 | B08077 TAMAN PUTRA BUDIMAN NO 1 | CLOSED | CLOSED | LINK | 11.000 kV | 11 kV | GAS | 20031101 | 2003 | 0224S019 | Unknown | F_and_G | INDKOM | 0224S0 |  | JLN BUDIMAN 2/4 TMN PUTRA BUDIMAN | Unknown | Unknown | Unknown | Unknown | DISTRIBUTION | TNB | CHERAS | Unknown | 75 |  |  | Unknown | Unknown |  | Unknown |  | 28 | 630.000 A | 0.63 | 50 | 20 | B07312 | Unknown |  |  |  |  | 0 | TAMAN PUTRA BUDIMAN JLN BDMN 2/4 |  | 3 | Pass | null
257261063 | B01438 | B01438 | 6759822 | 6759821 | BCRS/PCE/J00669/MBB01438 | 300270691 | Existing | RYB | TAMI-3 | B01437 LIEW YEIK HARDWARE | CLOSED | CLOSED | LINK | 12.000 kV | 11 kV | GAS | 19971101 | 1997 | B971485 |  | FALCON BETA | TAMCO | B971485 |  | PANG HONG | SUBSTATION | Unknown | Unknown | Unknown | DISTRIBUTION | TNB | CHERAS | Unknown | 75 |  |  | Unknown | Unknown |  | LINE |  | 28 | 630.000 A | 0.63 | 50 | 20 | B01438 | Unknown |  |  |  |  | 0 | PANG HONG |  | 3 | Pass | null
257261067 | B01440 | B01440 | 6759831 | 6759830 | BCRS/PCE/J00669/MBB01438 | 300270691 | Existing | RYB | TAMI-3 | B07821 TMN SETIA 2 BALAKONG | CLOSED | CLOSED | LINK | 12.000 kV | 11 kV | GAS | 19971101 | 1997 | B971485 |  | FALCON BETA | TAMCO | B971485 |  | PANG HONG | SUBSTATION | Unknown | Unknown | Unknown | DISTRIBUTION | TNB | CHERAS | Unknown | 75 |  |  | Unknown | Unknown |  | LINE |  | 28 | 630.000 A | 0.63 | 50 | 20 | B01440 | Unknown |  |  |  |  | 0 | PANG HONG |  | 3 | Pass | null
257261096 | B01551 |  | 6764708 | 6764707 | BCRS/PCE/J00305/MB | 300431432 | Existing | RYB | BTHO-3 | B01568 TMN CHERAS JAYA NO 1 | CLOSED | CLOSED | LINK | 11.000 kV | 11 kV | OIL | 20111111 | 0 | L97077-100L |  | TAMCO | INDKOM | H97051-97H |  | SUN HUP HING LEONG ENG | Unknown | Unknown | Unknown | Unknown | DISTRIBUTION | TNB | CHERAS | Unknown | 75 |  |  |  | Unknown |  | LINE |  | 28 | 400.000 A | 0.63 | 50 | 20 | B01551 | [5 empty] | 0 | SAN HUP HNG LOONG ENG WORKS |  | 3 | Pass | null
257261101 | B01550 |  | 6764719 | 6764718 | BCRS/PCE/J00305/MB | 300431432 | Existing | RYB | BTHO-3 | B05713 GUPPY NO 2 | OPEN | CLOSED | LINK | 11.000 kV | 11 kV | OIL | 20111111 | 0 | R17163-57R |  | TAMCO | INDKOM | H97051-97H |  | SUN HUP HING LEONG ENG | Unknown | Unknown | Unknown | Unknown | DISTRIBUTION | TNB | CHERAS | Unknown | 75 |  |  | Unknown | Unknown |  | LINE |  | 28 | 400.000 A | 0.63 | 50 | 20 | B01550 | [5 empty] | 0 | SAN HUP HNG LOONG ENG WORKS |  | 3 | Pass | null
257261105 | B01547 |  | 6764724 | 6764723 | BCRS/PCE/J00305/MB | 300431432 | Existing | RYB | BTHO-3 | B01547 A.E TECHNOLGI | CLOSED | CLOSED | LINK | 11.000 kV | 11 kV | OIL | 20111111 | 0 | R97076-224R |  | TAMCO | INDKOM | H97051-97H |  | SUN HUP HING LEONG ENG | Unknown | Unknown | Unknown | Unknown | DISTRIBUTION | TNB | CHERAS | Unknown | 75 |  |  |  | Unknown |  | LINE |  | 28 | 400.000 A | 0.63 | 50 | 20 | B01547 | [5 empty] | 0 | SAN HUP HNG LOONG ENG WORKS |  | 3 | Pass | null
257261128 | B01598 | KILANG KARPOH KNITTING | 6767763 | 6767762 | BCRS/PCE/J00321/MBB01596 | 300510428 | Existing | RYB | CJYA-7 | B01599 KILANG KARTOH KNITTING | CLOSED | CLOSED | LINK | 11.000 kV | 11 kV | GAS |  | 0 | L18/1/706R |  | SIEMENS | SIEMENS | TBW3002941797-034000/005 |  | DUA SAMA | Unknown | Unknown | Unknown | Unknown | DISTRIBUTION | TNB | CHERAS | Unknown | 75 |  |  |  | Unknown |  |  |  | 28 | 400.000 A | 0.63 | 20 | 20 | B01598 | [5 empty] | 0 | DUASAMA |  | 3 | Pass | null
257261132 | B01596 | UNITED CASTING | 6767766 | 6767765 | BCRS/PCE/J00321/MBB01596 | 300510428 | Existing | RYB | CJYA-7 | B01595 UNITED CASTING | CLOSED | CLOSED | LINK | 11.000 kV | 11 kV | GAS |  | 0 | L19/1/489R |  | SIEMENS | SIEMENS | TBW3002941797-034000/005 |  | DUA SAMA | Unknown | Unknown | Unknown | Unknown | DISTRIBUTION | TNB | CHERAS | Unknown | 75 |  |  |  | Unknown |  |  |  | 28 | 400.000 A | 0.63 | 20 | 20 | B01596 | [5 empty] | 0 | DUASAMA |  | 3 | Pass | null
257274537 | B18162 | PE PKNS BUKIT KUNDANG | 6811212 | 6811229 | BCRS/PCE/J00475/MB | 300431570 | Existing | RYB |  | B02252 PE PKNS BUKIT KUNDANG | CLOSED | CLOSED | LINK | 12.000 kV | 11 kV | GAS | 20031101 | 2003 | 10892 | Unknown | F_and_G | INDKOM | 1003312129 | N/A | RUMAH PANGSA BKT KUNDANG | SUBSTATION | Unknown | Unknown | Unknown | DISTRIBUTION | TNB | CHERAS | Unknown | 75 |  |  | Unknown | Unknown |  | LINE |  | 28 | 630.000 A | 0.63 | 50 | 20 | B18162 | NO | N/A |  |  |  | 0 | RMH PANGSA BUKIT KUNDANG |  | 3 | Pass | null
257274541 | B08164 | PE FAIRVIEW H/LANGAT | 6811213 | 6811222 | BCRS/PCE/J00475/MB | 300431570 | Existing | RYB |  | B02251 PE FAIRVIEW H/LANGAT | CLOSED | CLOSED | LINK | 12.000 kV | 11 kV | GAS | 20031101 | 2003 | 10892 | Unknown | F_and_G | INDKOM | 1003312129 | N/A | RUMAH PANGSA BKT KUNDANG | SUBSTATION | Unknown | Unknown | Unknown | DISTRIBUTION | TNB | CHERAS | Unknown | 75 |  |  | Unknown | Unknown |  | LINE |  | 28 | 630.000 A | 0.63 | 50 | 20 | B08164 | NO | N/A |  |  |  | 0 | RMH PANGSA BUKIT KUNDANG |  | 3 | Pass | null
257274577 | B02251 |  | 6814222 | 6814221 | BCRS/PCE/J00066/MBB02249 | 300004335 | Existing | RYB |  | B08164 RMH PNGSA BKT KUNDANG | CLOSED | OPEN | LINK | 12.000 kV | 11 kV | GAS | 20031101 | 2003 | E23095H |  | FALCON BETA | TAMCO |  |  | FAIR VIEW | Unknown | Unknown | Unknown | Unknown | DISTRIBUTION | TNB | CHERAS | Unknown | Unknown |  |  |  | Unknown |  |  |  |  | 630.000 A | 20 | 20 | 20 | B02251 | [5 empty] | 0 | FAIR VIEW |  | 3 | Pass | null
257274581 | B08217 |  | 6814227 | 6814226 | BCRS/PCE/J00066/MBB02249 | 300004335 | Existing | RYB |  | B08282 FELCRA SEMUNGKIS | CLOSED | CLOSED | LINK | 12.000 kV | 11 kV | GAS | 20031101 | 2003 | E23095H |  | FALCON BETA | TAMCO |  |  | FAIR VIEW | Unknown | Unknown | Unknown | Unknown | DISTRIBUTION | TNB | CHERAS | Unknown | Unknown |  |  |  | Unknown |  |  |  |  | 630.000 A | 20 | 20 | 20 | B08217 | [5 empty] | 0 | FAIR VIEW |  | 3 | Pass | null
257274585 | B02249 |  | 6814232 | 6814231 | BCRS/PCE/J00066/MBB02249 | 300004335 | Existing | RYB |  | B02248 TMN INDAH JAYA | CLOSED | CLOSED | LINK | 12.000 kV | 11 kV | GAS | 20031101 | 2003 | E23095H |  | FALCON BETA | TAMCO |  |  | FAIR VIEW | Unknown | Unknown | Unknown | Unknown | DISTRIBUTION | TNB | CHERAS | Unknown | Unknown |  |  |  | Unknown |  |  |  |  | 630.000 A | 20 | 20 | 20 | B02249 | [5 empty] | 0 | FAIR VIEW |  | 3 | Pass | null
257277144 | B01707 | B1707 | 6768145 | 6768144 | BCRS/PCE/J00135/MBB01703 | 300005209 | Existing | RYB | BTHO-9 | B01708 BTHO NO 7 | CLOSED | CLOSED | LINK | 11.000 kV | 11 kV | GAS | 20001101 | 0 | R17156-11R |  | INDKOM | INDKOM | 1010223160 | NOT AVAILABLE | BTHO NO 5 | SUBSTATION | Unknown | Unknown | Unknown | DISTRIBUTION | TNB | CHERAS | Unknown | 75 |  |  | Unknown | Unknown |  | LINE |  | 28 | 400.000 A | 0.63 | 50 | 20 | B01707 | NO | NOT AVAILABLE |  |  |  | 0 | BANDAR TUN HUSSIEN ONN NO 5 |  | 3 | Pass | null
257277154 | B01706 | B01708 | 6768170 | 6768173 | BCRS/PCE/J00135/MBB01703 | 300005209 | Existing | RYB | BTHO-9 | B01714 TMN SRI CERAS NO 2 | CLOSED | CLOSED | LINK | 11.000 kV | 11 kV | GAS | 20001101 | 0 | R17163-55H |  | INDKOM | INDKOM | 1010223160 | NOT AVAILABLE | BTHO NO 5 | SUBSTATION | Unknown | Unknown | Unknown | DISTRIBUTION | TNB | CHERAS | Unknown | 75 |  |  | Unknown | Unknown |  | LINE |  | 28 | 400.000 A | 0.63 | 50 | 20 | B01706 | NO | NOT AVAILABLE |  |  |  | 0 | BANDAR TUN HUSSIEN ONN NO 5 |  | 3 | Pass | null
257277185 | B04696 | B04696 | 6768887 | 6768886 | BCRS/PCE/J00167/MBB04696 | 300005405 | Existing | RYB | LMAS-9 | B07569 JLN SUADAMAI 10/1 | CLOSED | CLOSED | LINK | 12.000 kV | 11 kV | GAS | 19981111 | 1998 | D980462 |  | FALCON BETA | TAMCO | D/F980459 | N/A | BTHO NO 12 | SUBSTATION | Unknown | Unknown | Unknown | DISTRIBUTION | TNB | CHERAS | Unknown | 75 |  |  | Unknown | Unknown |  | LINE |  | 28 | 630.000 A | 0.63 | 50 | 20 | B04696 | NO | N/A |  |  |  | 0 | BTHO NO 12 |  | 3 | Pass | null
257277191 | B04699 | B04699 | 6768905 | 6768904 | BCRS/PCE/J00167/MBB04696 | 300005405 | Existing | RYB | LMAS-9 | B10046 JALAN SUADAMAI 11/1 BTHO | CLOSED | CLOSED | LINK | 12.000 kV | 11 kV | GAS | 19981111 | 1998 | D980462 |  | FALCON BETA | TAMCO | D/F980459 | N/A | BTHO NO 12 | SUBSTATION | Unknown | Unknown | Unknown | DISTRIBUTION | TNB | CHERAS | Unknown | 75 |  |  | Unknown | Unknown |  | LINE |  | 28 | 630.000 A | 0.63 | 50 | 20 | B04699 | NO | N/A |  |  |  | 0 | BTHO NO 12 |  | 3 | Pass | null
257277214 | B02350 |  | 6926287 | 6926286 | BCRS/PCE/J00105/MBB02350 | 300004486 | Existing | RYB | TMASS-10 | TMASS-10 | CLOSED | CLOSED | LINK | 12.000 kV | 11 kV | GAS | 31/08/2013 | 1996 | B061359 | Unknown | FALCON BETA | TAMCO | B061359 |  | SONG TEIK SUN | Unknown | Unknown | Unknown | Unknown | DISTRIBUTION | TNB | CHERAS | Unknown | 75 |  |  | Unknown | Unknown |  | LINE |  | 28 | 630.000 A | 0.63 | 50 | 20 | B02350 | Unknown |  |  |  |  | 0 | SONG TEIK SUN |  | 3 | Pass | null
257277218 | B02352 |  | 6926290 | 6926289 | BCRS/PCE/J00105/MBB02350 | 300004486 | Existing | RYB | TMASS-10 | B02353 TUCK SIN | CLOSED | CLOSED | LINK | 12.000 kV | 11 kV | GAS | 31/08/2013 | 1996 | B061359 |  | FALCON BETA | TAMCO | B061359 |  | SONG TEIK SUN | Unknown | Unknown | Unknown | Unknown | DISTRIBUTION | TNB | CHERAS | Unknown | 75 |  |  | Unknown | Unknown |  | LINE |  | 28 | 630.000 A | 0.63 | 50 | 20 | B02352 | [5 empty] | 0 | SONG TEIK SUN |  | 3 | Pass | null
257277531 | B10256 | B10256 | 26148496 | 26148495 |  |  | Existing | RYB | MHCR2-11 | B09488 JLN SERI BUDIMAN 1/3 | CLOSED | CLOSED | LINK | 12.000 kV | 11 kV | GAS |  | 2002 | B2815843 |  | FALCON BETA | TAMCO | B2815843 | N/A | JLN SERI BUDIMAN 2/2 | SUBSTATION | Unknown | Unknown | Unknown | DISTRIBUTION | TNB | CHERAS | Unknown | 75 |  |  | Unknown | Unknown |  | LINE |  | 28 | 630.000 A | 0.63 | 50 | 20 | B10256 | NO | N/A |  |  |  | 0 | JALAN SERI BUDIMAN 2/2 |  | 3 | Pass | null
257277536 | B10254 | B10254 | 26148509 | 26148508 |  |  | Existing | RYB | MHCR2-11 | B08072 JLN BENTARA 1/5 | CLOSED | CLOSED | LINK | 12.000 kV | 11 kV | GAS |  | 2002 | B2815843 |  | FALCON BETA | TAMCO | B2815843 | N/A | JLN SERI BUDIMAN 2/2 | SUBSTATION | Unknown | Unknown | Unknown | DISTRIBUTION | TNB | CHERAS | Unknown | 75 |  |  | Unknown | Unknown |  | LINE |  | 28 | 630.000 A | 0.63 | 50 | 20 | B10254 | NO | N/A |  |  |  | 0 | JALAN SERI BUDIMAN 2/2 |  | 3 | Pass | null
257278585 | B01819 | B01819 | 6765647 | 6765646 | BCRS/PCE/J00369/MB | 300010550 | Existing | RYB | MHCR-13 | B01820 TERAZO | CLOSED | CLOSED | LINK | 12.000 kV | 11 kV | GAS | 19961111 | 1996 | R0142/1 |  | INDKOM | INDKOM |  | N/A | WATTA BATTERY NO 1 | SUBSTATION | Unknown | Unknown | Unknown | DISTRIBUTION | TNB | CHERAS | Unknown | 75 |  |  | Unknown | Unknown |  | LINE |  | 28 | 630.000 A | 0.63 | 50 | 20 | B01819 | NO | N/A |  |  |  | 0 | WATTA NO 1 |  | 3 | Pass | null
257278589 | B01817 | B01817 | 6765651 | 6765650 | BCRS/PCE/J00369/MB | 300010550 | Existing | RYB | MHCR-13 | B01816 ORIENT BATTERY | CLOSED | CLOSED | LINK | 12.000 kV | 11 kV | GAS | 19961111 | 1996 | R0142/1 |  | INDKOM | INDKOM |  | N/A | WATTA BATTERY NO 1 | SUBSTATION | Unknown | Unknown | Unknown | DISTRIBUTION | TNB | CHERAS | Unknown | 75 |  |  | Unknown | Unknown |  | LINE |  | 28 | 630.000 A | 0.63 | 50 | 20 | B01817 | NO | N/A |  |  |  | 0 | WATTA NO 1 |  | 3 | Pass | null
257278593 | B01818 | B01818 | 6765655 | 6765654 | BCRS/PCE/J00369/MB | 300010550 | Existing | RYB | MHCR-13 | MSB 11KV PENGGUNA | CLOSED | CLOSED | LINK | 12.000 kV | 11 kV | GAS | 19961111 | 1996 | R0142/1 |  | INDKOM | INDKOM |  | N/A | WATTA BATTERY NO 1 | CUSTOMER | Unknown | Unknown | Unknown | DISTRIBUTION | TNB | CHERAS | Unknown | 75 |  |  | Unknown | Unknown |  | LINE |  | 28 | 630.000 A | 0.63 | 50 | 20 | B01818 | NO | N/A |  |  |  | 0 | WATTA NO 1 |  | 3 | Pass | null
257278609 | B01727 | PE TMN CERIANA CHERAS | 6824526 | 6824537 | BCRS/PCE/J00245/MBB01724 | 300005957 | Existing | RYB | LMAS-4 | B08139 PE TMN CERIANA CHERAS | CLOSED | CLOSED | LINK | 12.000 kV | 11 kV | GAS | 20031111 | 2003 | B236559 | Unknown | FALCON BETA | TAMCO | B236557 |  | TMN SRI CHERAS NO 1 | SUBSTATION | Unknown | Unknown | Unknown | DISTRIBUTION | TNB | CHERAS | Unknown | 75 |  |  | Unknown | Unknown |  | Unknown |  | 28 | 630.000 A | 0.63 | 50 | 20 | B01727 | Unknown |  |  |  |  | 0 | SRI CHERAS NO 1 |  | 3 | Pass | null
257278618 | B01724 | PE TMN SERI CHERAS JAYA | 6824532 | 6824546 | BCRS/PCE/J00245/MBB01724 | 300005957 | Existing | RYB | LMAS-4 | B01723 PE TMN SERI CHERAS JAYA | CLOSED | CLOSED | LINK | 12.000 kV | 11 kV | GAS | 20031111 | 2003 | B236559 | Unknown | FALCON BETA | TAMCO | B236557 |  | TMN SRI CHERAS NO 1 | SUBSTATION | Unknown | Unknown | Unknown | DISTRIBUTION | TNB | CHERAS | Unknown | 75 |  |  | Unknown | Unknown |  | Unknown |  | 28 | 630.000 A | 0.63 | 50 | 20 | B01724 | Unknown |  |  |  |  | 0 | SRI CHERAS NO 1 |  | 3 | Pass | null
257278741 | B01590 |  | 6767840 | 6767839 | BCRS/PCE/J00319/MB | 300431434 | Existing | RYB | CJYA-7 | B01589 SEA INDUSTRIES | CLOSED | CLOSED | LINK | 11.000 kV | 11 kV | OIL | 20121101 | 0 | L20/2/398L |  | TAMCO | VEI | IM 1673708 |  | SUPERIOR PRODUCT INC SB | Unknown | Unknown | Unknown | Unknown | DISTRIBUTION | TNB | CHERAS | Unknown | 75 |  |  |  | Unknown |  |  |  | 28 | 400.000 A | 0.63 | 21.9 | 21.9 | B01590 | [5 empty] | 0 | SUPERIOR |  | 3 | Pass | null
257278745 | B01592 |  | 6767843 | 6767842 | BCRS/PCE/J00319/MB | 300431434 | Existing | RYB | CJYA-7 | B01593 UNITED CASTING | CLOSED | CLOSED | LINK | 11.000 kV | 11 kV | OIL | 20121101 | 0 | L20/2/296L |  | TAMCO | VEI | IM 1673708 |  | SUPERIOR PRODUCT INC SB | Unknown | Unknown | Unknown | Unknown | DISTRIBUTION | TNB | CHERAS | Unknown | 75 |  |  |  | Unknown |  |  |  | 28 | 400.000 A | 0.63 | 21.9 | 21.9 | B01592 | [5 empty] | 0 | SUPERIOR |  | 3 | Pass | null
257284574 | B02897 | PE FLAT TMN HARMONI | 6788113 | 6788126 | BCRS/PCE/J00007/MBB02891 | 300003263 | Existing | RYB | PBEL(P)-1 | B0858 PE FLAT TMN HARMONI | CLOSED | CLOSED | LINK | 11.000 kV | 11 kV | GAS | 19981111 | 1997 | 700069/42 | Unknown | F_and_G | INDKOM | 700069/42 |  | TMN HARMONI | SUBSTATION | Unknown | Unknown | Unknown | DISTRIBUTION | TNB | CHERAS | Unknown | 75 |  |  | Unknown | Unknown |  | Unknown |  | 28 | 630.000 A | 0.63 | 50 | 22 | B02897 | Unknown |  |  |  |  | 0 | TAMAN HARMONI |  | 3 | Pass | null
257284578 | B02893 | PE TMN HARMONI INDAH NO.2 | 6788114 | 6788130 | BCRS/PCE/J00007/MBB02891 | 300003263 | Existing | RYB | PBEL(P)-1 | B05154 PE TMN HARMONI INDAH NO.2 | CLOSED | CLOSED | LINK | 11.000 kV | 11 kV | GAS | 19981111 | 1997 | 700069/42 | Unknown | F_and_G | INDKOM | 700069/42 |  | TMN HARMONI | SUBSTATION | Unknown | Unknown | Unknown | DISTRIBUTION | TNB | CHERAS | Unknown | 75 |  |  | Unknown | Unknown |  | Unknown |  | 28 | 630.000 A | 0.63 | 50 | 22 | B02893 | Unknown |  |  |  |  | 0 | TAMAN HARMONI |  | 3 | Pass | null
257284719 | B02367 |  | 6829720 | 6829719 | BCRS/PCE/J00188/MBB02365 | 300005565 | Existing | RYB | MHCR-3 | B02368 TELEKOM SG LONG | CLOSED | CLOSED | LINK | 12.000 kV | 11 kV | GAS | 20001101 | 0 | 9524208 |  | MERLIN GERIN | MERLIN GERIN | N/A |  | SG LONG NO 13 | SUBSTATION | Unknown | Unknown | Unknown | DISTRIBUTION | TNB | CHERAS | Unknown | 75 |  |  |  | Unknown |  | LINE |  | 28 | 630.000 A | 0.63 | 50 | 18.4 | B02367 | Unknown |  |  |  |  | 0 | BANDAR SG LONG NO 13 |  | 3 | Pass | null
257284725 | B02365 |  | 6829738 | 6829737 | BCRS/PCE/J00188/MBB02365 | 300005565 | Existing | RYB | MHCR-3 | B04409 COMPACT SCOT PINE NO 2 | CLOSED | CLOSED | LINK | 12.000 kV | 11 kV | GAS | 20001101 | 0 | 9524208 |  | MERLIN GERIN | MERLIN GERIN | N/A |  | SG LONG NO 13 | SUBSTATION | Unknown | Unknown | Unknown | DISTRIBUTION | TNB | CHERAS | Unknown | 75 |  |  |  | Unknown |  | LINE |  | 28 | 630.000 A | 0.63 | 50 | 18.4 | B02365 | Unknown |  |  |  |  | 0 | BANDAR SG LONG NO 13 |  | 3 | Pass | null
257284747 | B01266 | PE BINA PLASTIK SDN BHD | 6841057 | 6841056 | BCRS/PCE/J00212/MBB01266 | 300005727 | Existing | RYB | PBEL(P)-11 | B01265 PE BINA PLASTIK SDN BHD | CLOSED | CLOSED | LINK | 11.000 kV | 11 kV | OIL | 20001101 | 0 | J3909/1/L137 | Unknown | VEI | VEI | 26220 |  | DIAMOND PROPERTIES | SUBSTATION | Unknown | Unknown | Unknown | DISTRIBUTION | TNB | CHERAS | Unknown | 75 |  |  | Unknown | Unknown |  | Unknown |  | 28 | 400.000 A | 0.63 | 50 | 20 | B01266 | Unknown |  |  |  |  | 0 | DAIMOND PROPERTIES |  | 3 | Pass | null
257284752 | B01268 | PE LOT 1898 JALAN KPB 9 | 6841064 | 6841063 | BCRS/PCE/J00212/MBB01266 | 300005727 | Existing | RYB | PBEL(P)-11 | B11529 PE LOT 1898 JALAN KPB 9 | CLOSED | CLOSED | LINK | 11.000 kV | 11 kV | GAS | 20001101 | 0 | J3909/1/R185 | Unknown | VEI | VEI | 26220 |  | DIAMOND PROPERTIES | SUBSTATION | Unknown | Unknown | Unknown | DISTRIBUTION | TNB | CHERAS | Unknown | 75 |  |  | Unknown | Unknown |  | Unknown |  | 28 | 400.000 A | 0.63 | 50 | 20 | B01268 | Unknown |  |  |  |  | 0 | DAIMOND PROPERTIES |  | 3 | Pass | null
257284774 | B01459 | B01459 | 6838091 | 6838090 | BCRS/PCE/J00700/MBB01457 | 300270790 | Existing | RYB | BLKG-12 | BLKG-12 | CLOSED | CLOSED | LINK | 12.000 kV | 11 kV | GAS | 19951101 | 1995 | B950063 |  | FALCON BETA | TAMCO | B950063 | N/A | JONG SENG COMPACT | SUBSTATION | Unknown | Unknown | Unknown | DISTRIBUTION | TNB | CHERAS | Unknown | 75 |  |  | Unknown | Unknown |  | LINE |  | 28 | 630.000 A | 20 | 20 | 50 | B01459 | NO |  |  |  |  | 0 | JONG SENG |  | 3 | Pass | null
257284779 | B01457 | B01457 | 6838103 | 6838102 | BCRS/PCE/J00700/MBB01457 | 300270790 | Existing | RYB | BLKG-12 | B09112 APARTMENT DESA RIA | CLOSED | CLOSED | LINK | 12.000 kV | 11 kV | GAS | 19951101 | 1995 | B950063 |  | FALCON BETA | TAMCO | B950063 | N/A | JONG SENG COMPACT | SUBSTATION | Unknown | Unknown | Unknown | DISTRIBUTION | TNB | CHERAS | Unknown | 75 |  |  | Unknown | Unknown |  | LINE |  | 28 | 630.000 A | 20 | 50 | 20 | B01457 | NO | N/A |  |  |  | 0 | JONG SENG |  | 3 | Pass | null
257284807 | B02724 | PE BERKAT HASIL NO.13 | 6786075 | 6786074 | BCRS/PCE/J00421/MB | 300011302 | Existing | RYB | TAMI-9 | B02723 PE BERKAT HASIL NO.13 | OPEN | CLOSED | LINK | 11.000 kV | 11 kV | GAS | 19971111 | 1997 | 9712S122 | Unknown | F_and_G | INDKOM | 9712S122 |  | BERKAT HASIL NO 14 | SUBSTATION | Unknown | Unknown | Unknown | DISTRIBUTION | TNB | CHERAS | Unknown | 75 |  |  | Unknown | Unknown |  | Unknown |  | 28 | 630.000 A | 0.63 | 50 | 22 | B02724 | Unknown |  |  |  |  | 0 | BERKAT HASIL NO 14 |  | 3 | Pass | null
257284813 | B02727 | PE TAMAN INDUSTRI SELESA JAYA | 6786093 | 6786092 | BCRS/PCE/J00421/MB | 300011302 | Existing | RYB | TAMI-9 | B09181 PE TAMAN INDUSTRI SELESA JAYA | CLOSED | CLOSED | LINK | 11.000 kV | 11 kV | GAS | 19971111 | 1997 | 9712S122 | Unknown | F_and_G | INDKOM | 9712S122 |  | BERKAT HASIL NO 14 | SUBSTATION | Unknown | Unknown | Unknown | DISTRIBUTION | TNB | CHERAS | Unknown | 75 |  |  | Unknown | Unknown |  | Unknown |  | 28 | 630.000 A | 0.63 | 50 | 22 | B02727 | Unknown |  |  |  |  | 0 | BERKAT HASIL NO 14 |  | 3 | Pass | null
257284842 | B09356 | PE SUKMA PESONA SURIA | 6842234 | 6842233 | BCRS/PCE/J00840/MBB09356 |  | Existing | RYB | SGLN-7 | B12120 PE SUKMA PESONA SURIA | CLOSED | CLOSED | LINK | 12.000 kV | 11 kV | GAS |  | 2006 | 23934 | Unknown | VEI | VEI | 23934 |  | SUKMA PESONA | SUBSTATION | Unknown | Unknown | Unknown | DISTRIBUTION | TNB | CHERAS | Unknown | 75 |  |  | Unknown | Unknown |  | Unknown |  | 28 | 630.000 A | 0.63 | 50 | 20 | B09356 | Unknown |  |  |  |  | 0 | SUKMA PESONA |  | 3 | Pass | null
257284848 | B09353 | PE BDR SG LONG NO.11 | 6846092 | 6846091 | BCRS/PCE/J00840/MBB09353 |  | Existing | RYB | SGLN-7 | B06030 PE BDR SG LONG NO.11 | CLOSED | CLOSED | LINK | 12.000 kV | 11 kV | GAS |  | 2006 | 23934 | Unknown | VEI | VEI | 23934 |  | SUKMA PESONA | SUBSTATION | Unknown | Unknown | Unknown | DISTRIBUTION | TNB | CHERAS | Unknown | 75 |  |  | Unknown | Unknown |  | Unknown |  | 28 | 630.000 A | 0.63 | 50 | 20 | B09353 | Unknown |  |  |  |  | 0 | SUKMA PESONA |  | 3 | Pass | null
257284870 | B02846 | B02846 | 6941013 | 6941012 | BCRS/PCE/J00754/MBB02846 | 300271140 | Existing | RYB | MINE-12 | B02845 WOO CHEE WAH | CLOSED | CLOSED | LINK | 12.000 kV | 11 kV | GAS | 19971111 | 1997 | B971466 |  | FALCON BETA | TAMCO | B971466 | N/A | SOON HUAT | SUBSTATION | Unknown | Unknown | Unknown | DISTRIBUTION | TNB | CHERAS | Unknown | 75 |  |  | Unknown | Unknown |  | LINE |  | 28 | 630.000 A | 0.63 | 50 | 20 | B02846 | NO | N/A |  |  |  | 0 | SOON HUAT |  | 3 | Pass | null
257284875 | B02848 | B02848 | 6941025 | 6941024 | BCRS/PCE/J00754/MBB02846 | 300271140 | Existing | RYB | MINE-12 | B02849 HONG AI KOK | CLOSED | CLOSED | LINK | 12.000 kV | 11 kV | GAS | 19971111 | 1997 | B971466 |  | FALCON BETA | TAMCO | B971466 | N/A | SOON HUAT | SUBSTATION | Unknown | Unknown | Unknown | DISTRIBUTION | TNB | CHERAS | Unknown | 75 |  |  | Unknown | Unknown |  | LINE |  | 28 | 630.000 A | 0.63 | 50 | 20 | B02848 | NO | N/A |  |  |  | 0 | SOON HUAT |  | 3 | Pass | null
257284897 | B07460 | B07460 | 6801775 | 6801774 | BCRS/PCE/J00479/MB | 300431574 | Existing | RYB | PBEL(P)-3 | B01286 AIMRIGHT | CLOSED | CLOSED | LINK | 12.000 kV | 11 kV | GAS | 20031101 | 2003 | B237608 | Unknown | FALCON BETA | TAMCO | B237608 |  | JORDONE CORPORATION | SUBSTATION | Unknown | Unknown | Unknown | DISTRIBUTION | TNB | CHERAS | Unknown | 75 |  |  | Unknown | Unknown |  | LINE |  | 28 | 630.000 A | 0.63 | 50 | 20 | B07460 | Unknown |  |  |  |  | 0 | JORDONE CORPORATION SDN BHD |  | 3 | Pass | null
257284902 | B07458 | B07458 | 6801787 | 6801786 | BCRS/PCE/J00479/MB | 300431574 | Existing | RYB | PBEL(P)-3 | B08873 JORDONE CORPORATION NO 2 | CLOSED | CLOSED | LINK | 12.000 kV | 11 kV | GAS | 20031101 | 2003 | B237608 | Unknown | FALCON BETA | TAMCO | B237608 |  | JORDONE CORPORATION | SUBSTATION | Unknown | Unknown | Unknown | DISTRIBUTION | TNB | CHERAS | Unknown | 75 |  |  | Unknown | Unknown |  | LINE |  | 28 | 630.000 A | 0.63 | 50 | 20 | B07458 | Unknown |  |  |  |  | 0 | JORDONE CORPORATION SDN BHD |  | 3 | Pass | null
257284931 | B01495 | PE BT 11 CHERAS | 6857875 | 6857874 | BCRS/PCE/J00389/MBB01493 | 300010701 | Existing | RYB | JUBA-11 | B01496 PE BT 11 CHERAS | CLOSED | CLOSED | LINK | 16.000 kV | 11 kV | GAS | 20131101 | 1993 | KSS/2841 | Unknown | INDKOM | INDKOM | 1207217584 |  | SELANGOR PAPERMILL | SUBSTATION | Unknown | Unknown | Unknown | DISTRIBUTION | TNB | CHERAS | Unknown | 75 |  |  | Unknown | Unknown |  | LINE |  | 28 | 630.000 A | 0.63 | 50 | 20 | B01495 | Unknown |  |  |  |  | 0 | SELANGOR PAPER MILL BT.11 |  | 3 | Pass | null
257284935 | B01493 | PE CHERAS MAJU BT 11 CHERAS | 6857881 | 6857880 | BCRS/PCE/J00389/MBB01493 | 300010701 | Existing | RYB | JUBA-11 | B08845 PE CHERAS MAJU BT 11 CHERAS | CLOSED | CLOSED | LINK | 16.000 kV | 11 kV | GAS | 20131101 | 1993 | ROS/703 | Unknown | INDKOM | INDKOM | 1207217584 |  | SELANGOR PAPERMILL | SUBSTATION | Unknown | Unknown | Unknown | DISTRIBUTION | TNB | CHERAS | Unknown | 75 |  |  | Unknown | Unknown |  | LINE |  | 28 | 630.000 A | 0.63 | 50 | 20 | B01493 | Unknown |  |  |  |  | 0 | SELANGOR PAPER MILL BT.11 |  | 3 | Pass | null
257284959 | B04003 |  | 6819948 | 6819947 | BCRS/PCE/J00847/MB | 300430823 | Existing | RYB | SGLN-8 | B04004 FIRST PAPER MILL | CLOSED | CLOSED | LINK | 12.000 kV | 11 kV | GAS | 20001101 | 1991 | 62109127/402 | Unknown | F_and_G | EPE | N/A |  | LOJI AIR CHERAS | Unknown | Unknown | Unknown | Unknown | DISTRIBUTION | TNB | CHERAS | Unknown | 75 |  |  |  | Unknown |  | LINE |  | 28 | 630.000 A | 0.63 | 50 | 20 | B04003 | Unknown |  |  |  |  | 0 | S/SUIS LOJI AIR BT 11 CHERAS |  | 3 | Pass | null
257284963 | B04002 |  | 6819953 | 6819952 | BCRS/PCE/J00847/MB | 300430823 | Existing | RYB | SGLN-8 | MSB CONS (S/S LJ AIR BT 11 CRS) | CLOSED | CLOSED | LINK | 12.000 kV | 11 kV | GAS | 20001101 | 1991 | 62109127/402 |  | F_and_G | EPE | N/A |  | LOJI AIR CHERAS | CUSTOMER | Unknown | Unknown | Unknown | DISTRIBUTION | TNB | CHERAS | Unknown | 75 |  |  |  | Unknown |  | LINE |  | 28 | 630.000 A | 0.63 | 50 | 20 | B04002 | [5 empty] | 0 | S/SUIS LOJI AIR BT 11 CHERAS |  | 3 | Pass | null
257284967 | B04001 |  | 6819958 | 6819957 | BCRS/PCE/J00847/MB | 300430823 | Existing | RYB | SGLN-8 | B04000 PE KIAN ANN KEE | CLOSED | CLOSED | LINK | 12.000 kV | 11 kV | GAS | 20001101 | 1991 | 62109127/402 |  | F_and_G | EPE | N/A |  | LOJI AIR CHERAS | Unknown | Unknown | Unknown | Unknown | DISTRIBUTION | TNB | CHERAS | Unknown | 75 |  |  | Unknown | Unknown |  | LINE |  | 28 | 630.000 A | 0.63 | 50 | 20 | B04001 | [5 empty] | 0 | S/SUIS LOJI AIR BT 11 CHERAS |  | 3 | Pass | null
257291999 | B02081 |  | 6785570 | 6785569 | BCRS/PCE/J00149/MB1 | 300005296 | Existing | RYB | LMAS-14 | B02082 TAMAN PUTERI NO 1 | CLOSED | CLOSED | LINK | 11.000 kV | 11 kV | GAS | 19971101 | 1997 | 9734S001 |  | INDKOM | INDKOM | 9734S001 |  | TMN EMAS CHERAS | Unknown | Unknown | Unknown | Unknown | DISTRIBUTION | TNB | CHERAS | Unknown | 75 |  |  |  | Unknown |  |  |  | 28 | 630.000 A | 0.63 | 50 | 20 | B02081 | [5 empty] | 0 | TMN EMAS CHERAS |  | 3 | Pass | null
257292005 | B02079 |  | 6785588 | 6785587 | BCRS/PCE/J00149/MB1 | 300005296 | Existing | RYB | LMAS-14 | B10183 TMN ORKID, JLN ORKID 5/2 | CLOSED | CLOSED | LINK | 11.000 kV | 11 kV | GAS | 19971101 | 1997 | 9734S001 |  | INDKOM | INDKOM | 9734S001 |  | TMN EMAS CHERAS | Unknown | Unknown | Unknown | Unknown | DISTRIBUTION | TNB | CHERAS | Unknown | 75 |  |  |  | Unknown |  |  |  | 28 | 630.000 A | 0.63 | 50 | 20 | B02079 | [5 empty] | 0 | TMN EMAS CHERAS |  | 3 | Pass | null
257293465 | B05096 | B05096 | 6944132 | 6944131 | BCRS/PCE/J00434/MBB05096 | 300013529 | Existing | RYB | TSRA-3 | B04591 TMN DESA KARUMAS NO 2 | CLOSED | CLOSED | LINK | 12.000 kV | 11 kV | GAS | 18/07/1998 | 2001 | CV 712050/00011/001 |  | ITEM | INDKOM | CV 712050/00011/001 |  | DESA KARUMAS CONDO | SUBSTATION | Unknown | Unknown | Unknown | DISTRIBUTION | TNB | CHERAS | Unknown | 75 |  |  | Unknown | Unknown |  | LINE |  | 28 | 630.000 A | 0.63 | 50 | 20 | B05096 | Unknown |  |  |  |  | 0 | KARUMAS KONDO |  | 3 | Pass | null
257293471 | B05099 | B05097 | 6944150 | 6944149 | BCRS/PCE/J00434/MBB05096 | 300013529 | Existing | RYB | TSRA-3 | B08195 TAMAN BUKIT MAS NO 2 | CLOSED | CLOSED | LINK | 12.000 kV | 11 kV | GAS | 18/07/1998 | 2001 | CV 712050/00011/001 |  | ITEM | INDKOM | CV 712050/00011/001 |  | DESA KARUMAS CONDO | SUBSTATION | Unknown | Unknown | Unknown | DISTRIBUTION | TNB | CHERAS | Unknown | 75 |  |  | Unknown | Unknown |  | LINE |  | 28 | 630.000 A | 0.63 | 50 | 20 | B05099 | Unknown |  |  |  |  | 0 | KARUMAS KONDO |  | 3 | Pass | null
257294663 | B01971 |  | 6944210 | 6944209 | BCRS/PCE/J00717/MBB01971 | 300270911 | Existing | RYB | BLKG-10 | B01970 INDUSTRONIC ENTERPRISE | CLOSED | CLOSED | LINK | 12.000 kV | 11 kV | GAS | 18/07/1998 | 0 | B05313-9B-95 |  |  | TAMCO |  |  | QUILL CONSTRUCTION | Unknown | Unknown | Unknown | Unknown | DISTRIBUTION | TNB | CHERAS | Unknown | 75 |  |  |  | Unknown |  |  |  | 28 | 630.000 A | 0.63 | 50 | 20 | B01971 | [5 empty] | 0 | QUILL CONSTRUCTION |  | 3 | Pass | null
257294668 | B01973 |  | 6944222 | 6944221 | BCRS/PCE/J00717/MBB01971 | 300270911 | Existing | RYB | BLKG-10 | B01974 YEW LUM | CLOSED | CLOSED | LINK | 12.000 kV | 11 kV | GAS | 18/07/1998 | 0 | B05313-9B-95 |  |  | TAMCO |  |  | QUILL CONSTRUCTION | Unknown | Unknown | Unknown | Unknown | DISTRIBUTION | TNB | CHERAS | Unknown | 75 |  |  |  | Unknown |  |  |  | 28 | 630.000 A | 0.63 | 50 | 20 | B01973 | [5 empty] | 0 | QUILL CONSTRUCTION |  | 3 | Pass | null
257295622 | B07441 | B07441 | 6834409 | 6834408 | BCRS/PCE/J00467/MB | 300431563 | Existing | RYB | CJYA-14 | B01951 LFIP NO 1 | CLOSED | CLOSED | LINK | 12.000 kV | 11 kV | GAS | 20031101 | 2003 | B237661 |  | FALCON BETA | TAMCO | B237661 |  | TMN TANMING RIA | SUBSTATION | Unknown | Unknown | Unknown | DISTRIBUTION | TNB | CHERAS | Unknown | 75 |  |  |  | Unknown |  | LINE |  | 28 | 630.000 A | 0.63 | 50 | 20 | B07441 | Unknown |  |  |  |  | 0 | TMN TAMING RIA |  | 3 | Pass | null
257295627 | B07439 | B07439 | 6834421 | 6834420 | BCRS/PCE/J00467/MB | 300431563 | Existing | RYB | CJYA-14 | B01952 LFIP NO 3 | CLOSED | CLOSED | LINK | 12.000 kV | 11 kV | GAS | 20031101 | 2003 | B237661 |  | FALCON BETA | TAMCO | B237661 |  | TMN TANMING RIA | SUBSTATION | Unknown | Unknown | Unknown | DISTRIBUTION | TNB | CHERAS | Unknown | 75 |  |  |  | Unknown |  | LINE |  | 28 | 630.000 A | 0.63 | 50 | 20 | B07439 | Unknown |  |  |  |  | 0 | TMN TAMING RIA |  | 3 | Pass | null
257296484 | B10279 | B10279 | 26150947 | 26150946 | BCRS/PCE/J00919/MBB10279 |  | Existing | RYB | PBEL(P)-3 | B11090 LOT PT 22174 BLKG | CLOSED | CLOSED | LINK | 12.000 kV | 11 kV | GAS |  | 2008 | B2815864 | Unknown | FALCON BETA | TAMCO | B2815864 |  | LOT 1849 JLN KPB 10 | SUBSTATION | Unknown | Unknown | Unknown | DISTRIBUTION | TNB | CHERAS | Unknown | 75 |  |  | Unknown | Unknown |  | LINE |  | 28 | 630.000 A | 0.63 | 50 | 20 | B10279 | NO | [5 empty] | LOT 1849, JALAN KPB 10 |  | 3 | Pass | null
257296489 | B10281 | B10281 | 26150962 | 26150961 | BCRS/PCE/J00919/MBB10281 |  | Existing | RYB | PBEL(P)-3 | B01281 STARLIGHT | CLOSED | CLOSED | LINK | 12.000 kV | 11 kV | GAS |  | 2008 | B2815864 | Unknown | FALCON BETA | TAMCO | B2815864 |  | LOT 1849 JLN KPB 10 | SUBSTATION | Unknown | Unknown | Unknown | DISTRIBUTION | TNB | CHERAS | Unknown | 75 |  |  | Unknown | Unknown |  | LINE |  | 28 | 630.000 A | 20 | 50 | 20 | B10281 | NO | [5 empty] | LOT 1849, JALAN KPB 10 |  | 3 | Pass | null
257297656 | B08706 | B08706 | 6804223 | 6804240 | BCRS/PCE/J00446/MBB08704 | 300269687 | Existing | RYB |  | B02266 IKBN DUSUN TUA | CLOSED | CLOSED | LINK | 12.000 kV | 11 kV | GAS | 20051101 | 2005 | 2L1T368 |  | TOPRANK | TOPRANK | 2L1T368 | N/A | IKBN DUSUN TUA NO 5 | SUBSTATION | Unknown | Unknown | Unknown | DISTRIBUTION | TNB | CHERAS | Unknown | 75 |  |  | Unknown | Unknown |  | LINE |  | 28 | 630.000 A | 0.63 | 50 | 20 | B08706 | NO | N/A |  |  |  | 0 | IKBN DUSUN TUA (5) |  | 3 | Pass | null
257297660 | B08704 | B08704 | 6804224 | 6804233 | BCRS/PCE/J00446/MBB08704 | 300269687 | Existing | RYB |  | B08180 IKBN DUSUN TUA 4 | CLOSED | CLOSED | LINK | 12.000 kV | 11 kV | GAS | 20051101 | 2005 | 2L1T368 |  | TOPRANK | TOPRANK | 2L1T368 | N/A | IKBN DUSUN TUA NO 5 | SUBSTATION | Unknown | Unknown | Unknown | DISTRIBUTION | TNB | CHERAS | Unknown | 75 |  |  | Unknown | Unknown |  | LINE |  | 28 | 630.000 A | 0.63 | 50 | 20 | B08704 | NO | N/A |  |  |  | 0 | IKBN DUSUN TUA (5) |  | 3 | Pass | null
257297722 | B01554 |  | 6756628 | 6756627 | BCRS/PCE/J00307/MB1 | 310341708 | Existing | RYB | BLKG-4 | B01314 TELEKOM BALAKONG | CLOSED | CLOSED | LINK | 11.000 kV | 11 kV | OIL | 20/12/2016 | 0 | L20/1/2078R |  | TAMCO | EPE | 120/1/2028 |  | SWS GUPPY PLASTIC NO 1 (YU YEE) | SUBSTATION | Unknown | Unknown | Unknown | DISTRIBUTION | TNB | CHERAS | Unknown | 75 |  |  |  | Unknown |  | LINE |  | 28 | 400.000 A | 0.4 | 21.9 | 21.9 | B01554 | Unknown |  |  |  |  | 0 | GUPPY NO 1 |  | 3 | Pass | null
257297726 | B01552 |  | 6756632 | 6756631 | BCRS/PCE/J00307/MB1 | 310341708 | Existing | RYB | BLKG-4 | B05711 SS GUPPY NO 2 | CLOSED | CLOSED | LINK | 11.000 kV | 11 kV | OIL | 20/12/2016 | 0 | R17163-56R |  | TAMCO | EPE | 120/1/2028 |  | SWS GUPPY PLASTIC NO 1 (YU YEE) | Unknown | Unknown | Unknown | Unknown | DISTRIBUTION | TNB | CHERAS | Unknown | 75 |  |  |  | Unknown |  | LINE |  | 28 | 400.000 A | 0.4 | 21.9 | 21.9 | B01552 | Unknown |  |  |  |  | 0 | GUPPY NO 1 |  | 3 | Pass | null
257297730 | B01553 | MSB 11KV PENGGUNA (ABANDON) | 6756636 | 6756635 | BCRS/PCE/J00307/MB1 | 310341708 | Existing | RYB | BLKG-4 | MSB 11KV PENGGUNA (ABANDON) | CLOSED | OPEN | LINK | 11.000 kV | 11 kV | OIL | 20/12/2016 | 0 | L20/1/202R |  | TAMCO | EPE | 120/1/128 |  | SWS GUPPY PLASTIC NO 1 (YU YEE) | CUSTOMER | Unknown | Unknown | Unknown | DISTRIBUTION | TNB | CHERAS | Unknown | 75 |  |  |  | Unknown |  | LINE |  | 28 | 400.000 A | 0.4 | 21.9 | 21.9 | B01553 | Unknown |  |  |  |  | 0 | GUPPY NO 1 |  | 3 | Pass | null
257298388 | B02260 | B02260 | 6812564 | 6812566 | BCRS/PCE/J00069/MB1 | 300431061 | Existing | RYB |  | B02262 DUSUN TUA | CLOSED | CLOSED | LINK | 12.000 kV | 11 kV | GAS | 20001101 | 1996 | B961280 |  | FALCON BETA | TAMCO | B961280 | N/A | KG DARUL HIDAYAH A/T | SUBSTATION | Unknown | Unknown | Unknown | DISTRIBUTION | TNB | CHERAS | Unknown | 75 |  |  | Unknown | Unknown |  | LINE |  | 28 | 630.000 A | 0.63 | 50 | 20 | B02260 | NO | N/A |  |  |  | 0 | DARUL HIDAYAH |  | 3 | Pass | null
257298436 | B01341 | B01341 | 6811921 | 6811920 | BCRS/PCE/J00297/MBB01339 | 300010106 | Existing | RYB | CJYA-3 | PE SAN WOON | CLOSED | CLOSED | LINK | 12.000 kV | 11 kV | GAS | 19911101 | 1991 | 62109390/346 |  | INDKOM | TAMCO | 62109390/346 | N/A | LAKSANA REALTY | SUBSTATION | Unknown | Unknown | Unknown | DISTRIBUTION | TNB | CHERAS | Unknown | 75 |  |  | Unknown | Unknown |  | LINE |  | 28 | 630.000 A | 0.63 | 50 | 20 | B01341 | NO | N/A |  |  |  | 0 | LAKSANA REALITY |  | 3 | Pass | null
257298441 | B01339 | B01339 | 6811930 | 6811929 | BCRS/PCE/J00297/MBB01339 | 300010106 | Existing | RYB | CJYA-3 | PE REYLON | CLOSED | CLOSED | LINK | 12.000 kV | 11 kV | GAS | 19911101 | 1991 | 62109390/346 |  | INDKOM | TAMCO | 62109390/346 | N/A | LAKSANA REALTY | SUBSTATION | Unknown | Unknown | Unknown | DISTRIBUTION | TNB | CHERAS | Unknown | 75 |  |  | Unknown | Unknown |  | LINE |  | 28 | 630.000 A | 0.63 | 50 | 20 | B01339 | NO | N/A |  |  |  | 0 | LAKSANA REALITY |  | 3 | Pass | null
257298463 | B02237 |  | 6812799 | 6812798 | BCRS/PCE/J00061/MBB02237 | 300004314 | Existing | RYB |  | B10486 LAMAN KESUMA | CLOSED | CLOSED | LINK | 12.000 kV | 11 kV | GAS | 19971101 | 0 | F9526271 |  | MERLIN GERIN | MERLIN GERIN |  |  | TMN PINGGIRAN DELIMA NO 1 | Unknown | Unknown | Unknown | Unknown | DISTRIBUTION | TNB | CHERAS | Unknown | Unknown |  |  |  | Unknown |  |  |  |  | 630.000 A | 18.4 | 18.4 | 18.4 | B02237 | [5 empty] | 0 | TAMAN PINGGIRAN DELIMA NO 1 |  | 3 | Pass | null
257298468 | B02239 |  | 6813830 | 6813829 | BCRS/PCE/J00061/MBB02237 | 300004314 | Existing | RYB |  | B02240 TMN PNGGRN DELIMA NO 2 | CLOSED | CLOSED | LINK | 12.000 kV | 11 kV | GAS | 19971101 | 0 | F9526271 |  | MERLIN GERIN | MERLIN GERIN |  |  | TMN PINGGIRAN DELIMA NO 1 | Unknown | Unknown | Unknown | Unknown | DISTRIBUTION | TNB | CHERAS | Unknown | Unknown |  |  |  | Unknown |  |  |  |  | 630.000 A | 18.4 | 18.4 | 18.4 | B02239 | [5 empty] | 0 | TAMAN PINGGIRAN DELIMA NO 1 |  | 3 | Pass | null
257300294 | B07068 | B07068 | 6794230 | 6794229 | BCRS/PCE/J00437/MB1 | 300431452 | Existing | RYB | LMAS-9 | B01691 BTHO 11 | CLOSED | CLOSED | LINK | 11.000 kV | 11 kV | GAS | 20011111 | 2001 | 0109S27 |  | INDKOM | INDKOM | 0109S027 | N/A | SEK MEN KEB BTHO 2 | SUBSTATION | Unknown | Unknown | Unknown | DISTRIBUTION | TNB | CHERAS | Unknown | 75 |  |  | Unknown | Unknown |  | LINE |  | 28 | 630.000 A | 0.63 | 50 | 20 | B07068 | NO | N/A |  |  |  | 0 | SEK MEN HUSSEIN ONN(2) |  | 3 | Pass | null
257300298 | B07070 | B07070 | 6794233 | 6794232 | BCRS/PCE/J00437/MB1 | 300431452 | Existing | RYB | LMAS-9 | B01690 BTHO 10 | CLOSED | CLOSED | LINK | 11.000 kV | 11 kV | GAS | 20011111 | 2001 | 0109S27 |  | INDKOM | INDKOM | 0109S027 | N/A | SEK MEN KEB BTHO 2 | SUBSTATION | Unknown | Unknown | Unknown | DISTRIBUTION | TNB | CHERAS | Unknown | 75 |  |  | Unknown | Unknown |  | LINE |  | 28 | 630.000 A | 0.63 | 50 | 20 | B07070 | NO | N/A |  |  |  | 0 | SEK MEN HUSSEIN ONN(2) |  | 3 | Pass | null
257300327 | B08619 | PE JALAN PERMAISURI 23\6 BMC | 6932998 | 6932997 | BCRS/PCE/J00450/MBB08616 | 300269704 | Existing | RYB | MHCR-2 | B07127 PE JALAN PERMAISURI 23\6 BMC | CLOSED | CLOSED | LINK | 12.000 kV | 11 kV | GAS | 20051101 | 2005 | D253253 | Unknown | FALCON BETA | TAMCO | D253253 |  | COMMERCIAL AREA NO 7 BMC | SUBSTATION | Unknown | Unknown | Unknown | DISTRIBUTION | TNB | CHERAS | Unknown | 75 |  |  | Unknown | Unknown |  | Unknown |  | 28 | 630.000 A | 0.63 | 50 | 20 | B08619 | Unknown |  |  |  |  | 0 | COMMERCIAL AREA 7 |  | 3 | Pass | null
257300333 | B08616 | PE COMMERCIAL AREA 8 | 6933016 | 6933015 | BCRS/PCE/J00450/MBB08616 | 300269704 | Existing | RYB | MHCR-2 | B08615 PE COMMERCIAL AREA 8 | CLOSED | CLOSED | LINK | 12.000 kV | 11 kV | GAS | 20051101 | 2005 | D253253 | Unknown | FALCON BETA | TAMCO | D253253 |  | COMMERCIAL AREA NO 7 BMC | SUBSTATION | Unknown | Unknown | Unknown | DISTRIBUTION | TNB | CHERAS | Unknown | 75 |  |  | Unknown | Unknown |  | Unknown |  | 28 | 630.000 A | 0.63 | 50 | 20 | B08616 | Unknown |  |  |  |  | 0 | COMMERCIAL AREA 7 |  | 3 | Pass | null
257300679 | B02646 | STN SUIS MINES WATERFRONT PARK | 16306958 | 16306957 |  |  | Existing | RYB |  | B02644 PE STN SUIS MINES WATERFRONT PARK | CLOSED | CLOSED | LINK | 12.000 kV | 11 kV | GAS |  | 1997 | B972265 | Unknown | FALCON BETA | TAMCO | B972265 |  | TOL BESRAYA | SUBSTATION | Unknown | Unknown | Unknown | DISTRIBUTION | TNB | CHERAS | Unknown | 75 |  |  | CONTROL | Unknown |  | Unknown |  | 28 | 630.000 A | 0.63 | 50 | 20 | B02646 | Unknown |  |  |  |  | 0 | PLAZA TOL SG. BESI(BESRAYA) |  | 3 | Pass | null
257300683 | B02647 | PE GOLDEN HORSES | 16306961 | 16306960 |  |  | Existing | RYB |  | B02649 PE GOLDEN HORSES | CLOSED | CLOSED | LINK | 12.000 kV | 11 kV | GAS |  | 1997 | B972265 | Unknown | FALCON BETA | TAMCO | B972265 |  | TOL BESRAYA | SUBSTATION | Unknown | Unknown | Unknown | DISTRIBUTION | TNB | CHERAS | Unknown | 75 |  |  | CONTROL | Unknown |  | Unknown |  | 28 | 630.000 A | 0.63 | 50 | 20 | B02647 | Unknown |  |  |  |  | 0 | PLAZA TOL SG. BESI(BESRAYA) |  | 3 | Pass | null
257300732 | B01303 | PE FURNIWEB | 6838246 | 6838245 | BCRS/PCE/J00274/MBB01303 | 300009989 | Existing | RYB | PBEL(P)-6 | B01302 PE FURNIWEB | CLOSED | CLOSED | LINK | 12.000 kV | 11 kV | GAS | 19961111 | 1996 | B961102 | Unknown | FALCON BETA | TAMCO | B961102 |  | VALIAND RUBBER PRODUCT | SUBSTATION | Unknown | Unknown | Unknown | DISTRIBUTION | TNB | CHERAS | Unknown | 75 |  |  | Unknown | Unknown |  | Unknown |  | 28 | 630.000 A | 0.63 | 50 | 20 | B01303 | Unknown |  |  |  |  | 0 | VALIAND RUBBER |  | 3 | Pass | null
257300737 | B01305 | PE PANTAI UTAMA S/B | 6838253 | 6838252 | BCRS/PCE/J00274/MBB01303 | 300009989 | Existing | RYB | PBEL(P)-6 | B01306 PE PANTAI UTAMA S/B | CLOSED | CLOSED | LINK | 12.000 kV | 11 kV | GAS | 19961111 | 1996 | B961102 | Unknown | FALCON BETA | TAMCO | B961102 |  | VALIAND RUBBER PRODUCT | SUBSTATION | Unknown | Unknown | Unknown | DISTRIBUTION | TNB | CHERAS | Unknown | 75 |  |  | Unknown | Unknown |  | Unknown |  | 28 | 630.000 A | 0.63 | 50 | 20 | B01305 | Unknown |  |  |  |  | 0 | VALIAND RUBBER |  | 3 | Pass | null
257303302 | B05104 |  | 6759613 | 6759612 | BCRS/PCE/J00536/MBB05104 | 300268219 | Existing | RYB | CJYA-6 | B01371 PKNS CHERAS JAYA NO 4 | CLOSED | CLOSED | LINK | 11.000 kV | 11 kV | GAS | 20011111 | 2001 | 0112S067 |  | INDKOM | INDKOM | 0112S067 |  | PUSAT SERVIS PERODUA CHERAS JAYA | SUBSTATION | Unknown | Unknown | Unknown | DISTRIBUTION | TNB | CHERAS | Unknown | 75 |  |  |  | Unknown |  |  |  | 28 | 630.000 A | 0.63 | 50 | 20 | B05104 | [5 empty] | 0 | PERODUA SERVICES CHERAS JAYA |  | 3 | Pass | null
257303306 | B05106 |  | 6759616 | 6759615 | BCRS/PCE/J00536/MBB05104 | 300268219 | Existing | RYB | CJYA-6 | B09069 HONG GUAN AGRICULTURE | CLOSED | CLOSED | LINK | 11.000 kV | 11 kV | GAS | 20011111 | 2001 | 0112S067 |  | INDKOM | INDKOM | 0112S067 |  | PUSAT SERVIS PERODUA CHERAS JAYA | SUBSTATION | Unknown | Unknown | Unknown | DISTRIBUTION | TNB | CHERAS | Unknown | 75 |  |  |  | Unknown |  |  |  | 28 | 630.000 A | 0.63 | 50 | 20 | B05106 | [5 empty] | 0 | PERODUA SERVICES CHERAS JAYA |  | 3 | Pass | null
257303332 | B01728 | PE TMN CERIANA CHERAS | 6822641 | 6822646 | BCRS/PCE/J00244/MB | 300005951 | Existing | RYB | LMAS-4 | B08137 PE TMN CERIANA CHERAS | CLOSED | CLOSED | LINK | 11.000 kV | 11 kV | GAS | 20111111 | 0 | I19/1/919R | Unknown | FALCON BETA | TAMCO | B21122153 | N/A | TMN MURNI | SUBSTATION | Unknown | Unknown | Unknown | DISTRIBUTION | TNB | CHERAS | Unknown | 75 |  |  | Unknown | Unknown |  | LINE |  | 28 | 400.000 A | 0.63 | 50 | 20 | B01728 | Unknown | N/A |  |  |  | 0 | TMN MURNI |  | 3 | Pass | null
257303336 | B01730 | PE COMPACT PETRONAS | 6822642 | 6822654 | BCRS/PCE/J00244/MB | 300005951 | Existing | RYB | LMAS-4 | B07011 PE COMPACT PETRONAS | CLOSED | CLOSED | LINK | 11.000 kV | 11 kV | GAS | 20111111 | 0 | J2890-1-2-14 | Unknown | FALCON BETA | TAMCO | B21122153 | N/A | TMN MURNI | SUBSTATION | Unknown | Unknown | Unknown | DISTRIBUTION | TNB | CHERAS | Unknown | 75 |  |  | Unknown | Unknown |  | LINE |  | 28 | 400.000 A | 0.63 | 50 | 20 | B01730 | NO | N/A |  |  |  | 0 | TMN MURNI |  | 3 | Pass | null
257304079 | B02734 | PE BERKAT HASIL 11 | 6787850 | 6787849 | BCRS/PCE/J00419/MB | 300011282 | Existing | RYB | TAMI-9 | B02735 PE BERKAT HASIL 11 | CLOSED | CLOSED | LINK | 12.000 kV | 11 kV | GAS | 19951111 | 1995 | B 950485 | Unknown | FALCON BETA | TAMCO | B 950485 |  | BERKAT HASIL NO 10 | SUBSTATION | Unknown | Unknown | Unknown | DISTRIBUTION | TNB | CHERAS | Unknown | 75 |  |  | Unknown | Unknown |  | Unknown |  | 28 | 630.000 A | 0.63 | 50 | 20 | B02734 | Unknown |  |  |  |  | 0 | BERKAT HASIL NO 10 |  | 3 | Pass | null
257304085 | B02731 | PE BERKAT HASIL 15 | 6787868 | 6787867 | BCRS/PCE/J00419/MB | 300011282 | Existing | RYB | TAMI-9 | B02730 PE BERKAT HASIL 15 | CLOSED | CLOSED | LINK | 12.000 kV | 11 kV | GAS | 19951111 | 1995 | B 950486 | Unknown | FALCON BETA | TAMCO | B 950485 |  | BERKAT HASIL NO 10 | SUBSTATION | Unknown | Unknown | Unknown | DISTRIBUTION | TNB | CHERAS | Unknown | 75 |  |  | Unknown | Unknown |  | Unknown |  | 28 | 630.000 A | 0.63 | 50 | 20 | B02731 | Unknown |  |  |  |  | 0 | BERKAT HASIL NO 10 |  | 3 | Pass | null
257304149 | B10926 | PE SWEET TAPE ENTERPRISE | 6798966 | 6798965 | BCRS/PCE/J00398/MBB01923 | 300011106 | Existing | RYB | PBEL(P)-1 | B01927 PE SWEET TAPE ENTERPRISE | CLOSED | CLOSED | LINK | 12.000 kV | 11 kV | GAS | 18/07/1998 | 0 | F96102 | Unknown | MERLIN GERIN | MERLIN GERIN | 961027 |  | DAIREN DEVELOPMENT | SUBSTATION | Unknown | Unknown | Unknown | DISTRIBUTION | TNB | CHERAS | Unknown | 75 |  |  | Unknown | Unknown |  | Unknown |  | 28 | 630.000 A | 0.63 | 50 | 20 | B10926 | Unknown |  |  |  |  | 0 | DAIRWEN DEVELOPMENT |  | 3 | Pass | null
257304155 | B01923 | PE YAP KON FAH | 6801544 | 6801543 | BCRS/PCE/J00398/MBB01923 | 300011106 | Existing | RYB | PBEL(P)-1 | B01922 PE YAP KON FAH | CLOSED | CLOSED | LINK | 12.000 kV | 11 kV | GAS | 18/07/1998 | 0 | F96102 | Unknown | MERLIN GERIN | MERLIN GERIN | 961027 |  | DAIREN DEVELOPMENT | SUBSTATION | Unknown | Unknown | Unknown | DISTRIBUTION | TNB | CHERAS | Unknown | 75 |  |  | Unknown | Unknown |  | Unknown |  | 28 | 630.000 A | 0.63 | 50 | 20 | B01923 | Unknown |  |  |  |  | 0 | DAIRWEN DEVELOPMENT |  | 3 | Pass | null
257304835 | B01522 | B01522 | 6763513 | 6763512 | BCRS/PCE/J00300/MB | 300010191 | Existing | RYB | CJYA-4 | B01523 SOLID GOLD | CLOSED | CLOSED | LINK | 11.000 kV | 11 kV | GAS | 20111111 | 0 | R17163-A0R |  | VEI | VEI | 26549 | N/A | ES METAL | SUBSTATION | Unknown | Unknown | Unknown | DISTRIBUTION | TNB | CHERAS | Unknown | 75 |  |  | Unknown | Unknown |  | LINE |  | 28 | 400.000 A | 0.63 | 50 | 20 | B01522 | NO | N/A |  |  |  | 0 | ES METAL |  | 3 | Pass | null
257304839 | B01520 | B01520 | 6763516 | 6763515 | BCRS/PCE/J00300/MB | 300010191 | Existing | RYB | CJYA-4 | B01516 GAY KIM FURN | CLOSED | CLOSED | LINK | 11.000 kV | 11 kV | GAS | 20111111 | 0 | R17163-51H |  | VEI | VEI | 26549 | N/A | ES METAL | SUBSTATION | Unknown | Unknown | Unknown | DISTRIBUTION | TNB | CHERAS | Unknown | 75 |  |  | Unknown | Unknown |  | LINE |  | 28 | 400.000 A | 0.63 | 50 | 20 | B01520 | NO | N/A |  |  |  | 0 | ES METAL |  | 3 | Pass | null
257305028 | B04227 |  | 6930235 | 6930234 | BCRS/PCE/J00773/MBB04227 | 300510148 | Existing | RYB | PMU KJNG-8 | GIRIMAS 1 | CLOSED | CLOSED | LINK | 16.000 kV | 11 kV | OIL | 15/10/2015 | 0 | ROS/077 | Unknown | EPE | INDKOM | ROS/077 |  | SWS KIMA | SUBSTATION | Unknown | Unknown | Unknown | DISTRIBUTION | TNB | CHERAS | Unknown | 75 |  |  | Unknown | Unknown |  | LINE |  | 28 | 630.000 A | 0.63 | 21.9 | 21.9 | B04227 | Unknown |  |  |  |  | 0 | SWS KIMA |  | 3 | Pass | null
257305032 | B04228 |  | 6930240 | 6930239 | BCRS/PCE/J00773/MBB04227 | 300510148 | Existing | RYB | PMU KJNG-8 | MSB PENGGUNA | CLOSED | CLOSED | LINK | 16.000 kV | 11 kV | OIL | 15/10/2015 | 0 | ROS/087 | Unknown | EPE | INDKOM | ROS/087 |  | SWS KIMA | CUSTOMER | Unknown | Unknown | Unknown | DISTRIBUTION | TNB | CHERAS | Unknown | 75 |  |  |  | Unknown |  | LINE |  | 28 | 630.000 A | 0.63 | 21.9 | 21.9 | B04228 | Unknown |  |  |  |  | 0 | SWS KIMA |  | 3 | Pass | null
257305036 | B04229 |  | 6930245 | 6930244 | BCRS/PCE/J00773/MBB04227 | 300510148 | Existing | RYB | PMU KJNG-8 | PMU SG RAMAL VCB 8 | CLOSED | CLOSED | LINK | 16.000 kV | 11 kV | OIL | 15/10/2015 | 0 | ROS/075 | Unknown | EPE | INDKOM | ROS/075 |  | SWS KIMA | SUBSTATION | Unknown | Unknown | Unknown | DISTRIBUTION | TNB | CHERAS | Unknown | 75 |  |  | Unknown | Unknown |  | Unknown |  | 28 | 630.000 A | 0.63 | 21.9 | 21.9 | B04229 | Unknown |  |  |  |  | 0 | SWS KIMA |  | 3 | Pass | null
257305107 | B10496 | B10496 | 26525143 | 26525142 | BCRS/PCE/J00689/MB1 | 300270761 | Existing | RYB | BTHO-4 | B10265 PANGSAPURI CASUARINA | CLOSED | CLOSED | LINK | 12.000 kV | 11 kV | GAS | 20111209 | 2008 | B2817273 |  | TOPRANK | TOPRANK | ID2L2T AK 26 | N/A | SG SERING FASA 4 | SUBSTATION | Unknown | Unknown | Unknown | DISTRIBUTION | TNB | CHERAS | Unknown | 75 |  |  | Unknown | Unknown |  | LINE |  | 28 | 630.000 A | 0.63 | 50 | 20 | B10496 | NO | N/A |  |  |  | 0 | TAMAN SG SERING FASA 4 |  | 3 | Pass | null
257305111 | B10498 | B10498 | 26525150 | 26525149 | BCRS/PCE/J00689/MB1 | 300270761 | Existing | RYB | BTHO-4 | B09310 JLN SG.SERING 1 | CLOSED | CLOSED | LINK | 12.000 kV | 11 kV | GAS | 20111209 | 2008 | B2817273 |  | TOPRANK | TOPRANK | ID2L2T AK 26 | N/A | SG SERING FASA 4 | SUBSTATION | Unknown | Unknown | Unknown | DISTRIBUTION | TNB | CHERAS | Unknown | 75 |  |  | Unknown | Unknown |  | LINE |  | 28 | 630.000 A | 0.63 | 50 | 20 | B10498 | NO | N/A |  |  |  | 0 | TAMAN SG SERING FASA 4 |  | 3 | Pass | null
257305615 | B02187 |  | 6910789 | 6910788 | BCRS/PCE/J00052/MB1 | 300431055 | Existing | RYB |  | B02182 A/T SG SERAI | CLOSED | CLOSED | LINK | 12.000 kV | 11 kV | GAS | 20001101 | 2004 | 12026 |  | VEI | INDKOM | 12026 |  | TMN PERKASA (TMN ANGKASA) | SUBSTATION | Unknown | Unknown | Unknown | DISTRIBUTION | TNB | CHERAS | Unknown | 75 |  |  |  | Unknown |  | LINE |  | 28 | 630.000 A | 20 | 50 | 20 | B02187 | Unknown |  |  |  |  | 0 | TAMAN PERKASA |  | 3 | Pass | null
257305619 | B02189 |  | 6910792 | 6910791 | BCRS/PCE/J00052/MB1 | 300431055 | Existing | RYB |  | B05084 R.PANGSA T. PERKASA NO 2 | CLOSED | CLOSED | LINK | 12.000 kV | 11 kV | GAS | 20001101 | 2004 | 12026 |  | VEI | INDKOM | 12026 |  | TMN PERKASA (TMN ANGKASA) | SUBSTATION | Unknown | Unknown | Unknown | DISTRIBUTION | TNB | CHERAS | Unknown | 75 |  |  |  | Unknown |  | LINE |  | 28 | 630.000 A | 20 | 50 | 20 | B02189 | [5 empty] | 0 | TAMAN PERKASA |  | 3 | Pass | null
257306027 | B04656 | B04656 | 6898460 | 6898473 | BCRS/PCE/J00044/MB1 | 300431053 | Existing | RYB |  | B04597 PADAT KG ORG ASLI | CLOSED | CLOSED | LINK | 12.000 kV | 11 kV | GAS | 20001101 | 2000 | E200278 |  | FALCON BETA | TAMCO | E200278 | N/A | LOWER STATION PANGSOON | SUBSTATION | Unknown | Unknown | Unknown | DISTRIBUTION | TNB | CHERAS | Unknown | 75 |  |  | Unknown | Unknown |  | LINE |  | 28 | 630.000 A | 0.63 | 50 | 20 | B04656 | NO | N/A |  |  |  | 0 | LOWER STATION |  | 3 | Pass | null
257306038 | B04657 | B04657 | 6898471 | 6898487 | BCRS/PCE/J00044/MB1 | 300431053 | Existing | RYB |  | B02941 HUTAN LIPUR SG CONGKAK | CLOSED | CLOSED | LINK | 12.000 kV | 11 kV | GAS | 20001101 | 2000 | E200278 |  | FALCON BETA | TAMCO | E200278 | N/A | LOWER STATION PANGSOON | SUBSTATION | Unknown | Unknown | Unknown | DISTRIBUTION | TNB | CHERAS | Unknown | 75 |  |  | Unknown | Unknown |  | LINE |  | 28 | 630.000 A | 0.63 | 50 | 20 | B04657 | NO | N/A |  |  |  | 0 | LOWER STATION |  | 3 | Pass | null
257306180 | B01890 | B01889 BERKAT HASIL NO 3 | 6795387 | 6795386 | BCRS/PCE/J00408/MBB01890 | 300011161 | Existing | RYB | BLKG-3 | B01889 BERKAT HASIL NO 3 | CLOSED | CLOSED | LINK | 11.000 kV | 11 kV | GAS | 19971101 | 1997 | 9736S065 |  | F_and_G | INDKOM | 9736S065 |  | ZINCALU | SUBSTATION | Unknown | Unknown | Unknown | DISTRIBUTION | TNB | CHERAS | Unknown | 75 |  |  | Unknown | Unknown |  | LINE |  | 28 | 630.000 A | 0.63 | 22 | 22 | B01890 | Unknown |  |  |  |  | 0 | ZINCALU |  | 3 | Pass | null
257306184 | B01892 | PMU BALAKONG VCB3 | 6795389 | 6795388 | BCRS/PCE/J00408/MBB01890 | 300011161 | Existing | RYB | BLKG-3 | BLKG-3 | CLOSED | CLOSED | LINK | 11.000 kV | 11 kV | GAS | 19971101 | 1997 | 9736S065 |  | F_and_G | INDKOM | 9736S065 | N/A | ZINCALU | SUBSTATION | Unknown | Unknown | Unknown | DISTRIBUTION | TNB | CHERAS | Unknown | 75 |  |  | Unknown | Unknown |  | LINE |  | 28 | 630.000 A | 0.63 | 50 | 22 | B01892 | Unknown |  |  |  |  | 0 | ZINCALU |  | 3 | Pass | null
257307331 | B08388 | PE SEGAR PERDANA COURT PHASE 7B | 6822933 | 6822932 | BCRS/PCE/J00463/MB | 300431559 | Existing | RYB | LMAS-10 | B09168 PE SEGAR PERDANA COURT PHASE 7B | CLOSED | CLOSED | LINK | 12.000 kV | 11 kV | GAS | 18/07/1998 | 2005 | 1302 | Unknown | VEI | VEI | 1302 |  | TMN BKT HARTAMAS | SUBSTATION | Unknown | Unknown | Unknown | DISTRIBUTION | TNB | CHERAS | Unknown | 75 |  |  | Unknown | Unknown |  | Unknown |  | 28 | 630.000 A | 0.63 | 50 | 20 | B08388 | Unknown |  |  |  |  | 0 | TAMAN BUKIT HARTAMAS |  | 3 | Pass | null
257307336 | B08386 | PE APARTMENT VISTA HARTAMAS | 6822945 | 6822944 | BCRS/PCE/J00463/MB | 300431559 | Existing | RYB | LMAS-10 | B10405 PE APARTMENT VISTA HARTAMAS | CLOSED | CLOSED | LINK | 12.000 kV | 11 kV | GAS | 18/07/1998 | 2005 | 1302 | Unknown | VEI | VEI | 1302 |  | TMN BKT HARTAMAS | SUBSTATION | Unknown | Unknown | Unknown | DISTRIBUTION | TNB | CHERAS | Unknown | 75 |  |  | Unknown | Unknown |  | Unknown |  | 28 | 630.000 A | 0.63 | 50 | 20 | B08386 | Unknown |  |  |  |  | 0 | TAMAN BUKIT HARTAMAS |  | 3 | Pass | null
257307356 | B013891 | PE KHONG PENG | 6789370 | 6789369 | BCRS/PCE/J00345/MB | 300010405 | Existing | RYB | CJYA-9 | B01392 PE KHONG PENG | CLOSED | CLOSED | LINK | 12.000 kV | 11 kV | GAS | 19911101 | 0 | N/A | Unknown | MERLIN GERIN | SCHNEIDER | N/A |  | TAKAHATA | SUBSTATION | Unknown | Unknown | Unknown | DISTRIBUTION | TNB | CHERAS | Unknown | 75 |  |  | Unknown | Unknown |  | Unknown |  | 28 | 630.000 A | 0.63 | 50 | 20 | B013891 | Unknown |  |  |  |  | 0 | TAKAHATA |  | 3 | Pass | null
257307360 | B01390 | MSB 11KV TAKAHATA | 6789373 | 6789372 | BCRS/PCE/J00345/MB | 300010405 | Existing | RYB | CJYA-9 | MSB 11KV TAKAHATA | CLOSED | CLOSED | LINK | 12.000 kV | 11 kV | GAS | 19911101 | 0 | N/A | Unknown | MERLIN GERIN | SCHNEIDER | N/A |  | TAKAHATA | CUSTOMER | Unknown | Unknown | Unknown | DISTRIBUTION | TNB | CHERAS | Unknown | 75 |  |  | Unknown | Unknown |  | Unknown |  | 28 | 630.000 A | 0.63 | 50 | 20 | B01390 | Unknown |  |  |  |  | 0 | TAKAHATA |  | 3 | Pass | null
257307364 | B01389 | PE SINGLIWAN | 6789380 | 6789379 | BCRS/PCE/J00345/MB | 300010405 | Existing | RYB | CJYA-9 | B01434 PE SINGLIWAN | CLOSED | OPEN | LINK | 12.000 kV | 11 kV | GAS | 19911101 | 0 | N/A | Unknown | MERLIN GERIN | SCHNEIDER | N/A |  | TAKAHATA | SUBSTATION | Unknown | Unknown | Unknown | DISTRIBUTION | TNB | CHERAS | Unknown | 75 |  |  | Unknown | Unknown |  | Unknown |  | 28 | 630.000 A | 0.63 | 50 | 20 | B01389 | Unknown |  |  |  |  | 0 | TAKAHATA |  | 3 | Pass | null
257308869 | B02758 |  | 6881080 | 6881079 | BCRS/PCE/J00743/MBB02758 | 300271041 | Existing | RYB | MINE-8 | SG BESI INDAH 7 | CLOSED | CLOSED | LINK | 12.000 kV | 11 kV | GAS | 18/07/1998 | 1997 | 97235125 |  | F_and_G | INDKOM | 9723S125 |  | SG BESI INDAH NO 6 | SUBSTATION | Unknown | Unknown | Unknown | DISTRIBUTION | TNB | CHERAS | Unknown | 75 |  |  | Unknown | Unknown |  | LINE |  | 28 | 630.000 A | 0.63 | 50 | 22 | B02758 | Unknown |  |  |  |  | 0 | TMN SG BESI INDAH NO6 |  | 3 | Pass | null
257308874 | B02761 | B02761 | 6881090 | 6881089 | BCRS/PCE/J00743/MBB02758 | 300271041 | Existing | RYB | MINE-8 | SG BESI INDAH 6A | CLOSED | CLOSED | LINK | 12.000 kV | 11 kV | GAS | 18/07/1998 | 1997 | 97235125 |  | F_and_G | INDKOM | 9723S125 | N/A | SG BESI INDAH NO 6 | SUBSTATION | Unknown | Unknown | Unknown | DISTRIBUTION | TNB | CHERAS | Unknown | 75 |  |  | Unknown | Unknown |  | LINE |  | 28 | 630.000 A | 0.63 | 50 | 22 | B02761 | Unknown |  |  |  |  | 0 | TMN SG BESI INDAH NO6 |  | 3 | Pass | null
257309904 | B09442 | PE TMN HULU LANGAT JAYA NO2 | 6899399 | 6899398 | BCRS/PCE/J00094/MBB05931 | 300004449 | Existing | RYB | TMASS-12 | B05930 PE TMN HULU LANGAT JAYA NO2 | CLOSED | CLOSED | LINK | 12.000 kV | 11 kV | GAS | 20101101 | 2006 | 2L+2T | Unknown | VEI | VEI | 23756 |  | TMN ULU LANGAT JAYA NO 1 | SUBSTATION | Unknown | Unknown | Unknown | DISTRIBUTION | TNB | CHERAS | Unknown | 75 |  |  | Unknown | Unknown |  | Unknown |  | 28 | 630.000 A | 0.63 | 50 | 20 | B09442 | Unknown |  |  |  |  | 0 | TAMAN HULU LANGAT JAYA NO 1 |  | 3 | Pass | null
257309909 | B09445 | PE BESI CRAF | 6899416 | 6899415 | BCRS/PCE/J00094/MBB05931 | 300004449 | Existing | RYB | TMASS-12 | B02162 PE BESI CRAF | CLOSED | CLOSED | LINK | 12.000 kV | 11 kV | GAS | 20101101 | 2006 | 2L+2T | Unknown | VEI | VEI | 23756 |  | TMN ULU LANGAT JAYA NO 1 | SUBSTATION | Unknown | Unknown | Unknown | DISTRIBUTION | TNB | CHERAS | Unknown | 75 |  |  | Unknown | Unknown |  | Unknown |  | 28 | 630.000 A | 0.63 | 50 | 20 | B09445 | Unknown |  |  |  |  | 0 | TAMAN HULU LANGAT JAYA NO 1 |  | 3 | Pass | null
257310420 | B01511 | B01511 | 6756097 | 6756096 | BCRS/PCE/J00804/MB | 300433250 | Existing | RYB | CJYA-4 | B01510 GELORA KLASIK | CLOSED | CLOSED | LINK | 12.000 kV | 11 kV | GAS | 19961101 | 1995 | B950547 |  | FALCON BETA | TAMCO | B950547 | N/A | BERKAT KLASIK | SUBSTATION | Unknown | Unknown | Unknown | DISTRIBUTION | TNB | CHERAS | Unknown | 75 |  |  | Unknown | Unknown |  | LINE |  | 28 | 630.000 A | 0.63 | 50 | 20 | B01511 | NO | N/A |  |  |  | 0 | BERKAT KLASIK S/B |  | 3 | Pass | null
257310424 | B01513 | B01513 | 6756100 | 6756099 | BCRS/PCE/J00804/MB | 300433250 | Existing | RYB | CJYA-4 | B01514 GAY KIM | CLOSED | CLOSED | LINK | 12.000 kV | 11 kV | GAS | 19961101 | 1995 | B950547 |  | FALCON BETA | TAMCO | B950547 | N/A | BERKAT KLASIK | SUBSTATION | Unknown | Unknown | Unknown | DISTRIBUTION | TNB | CHERAS | Unknown | 75 |  |  | Unknown | Unknown |  | LINE |  | 28 | 630.000 A | 0.63 | 50 | 20 | B01513 | NO | N/A |  |  |  | 0 | BERKAT KLASIK S/B |  | 3 | Pass | null
257310743 | B08563 |  | 6908048 | 6908047 |  |  | Existing | RYB |  | B07234 TMN CHERAS PRIMA NO 2 | CLOSED | CLOSED | LINK | 12.000 kV | 11 kV | GAS |  | 2002 | 7565 |  | VEI | VEI | 7565 |  | CHERAS PRIMA NO 3 | Unknown | Unknown | Unknown | Unknown | DISTRIBUTION | TNB | CHERAS | Unknown | 75 |  |  |  | Unknown |  |  |  | 28 | 630.000 A | 0.63 | 50 | 20 | B08563 | [5 empty] | 0 | TAMAN CHERAS PRIMA NO 3 |  | 3 | Pass | null
257310747 | B08565 |  | 6908051 | 6908050 |  |  | Existing | RYB |  | PPU STRA FDR 4 | CLOSED | CLOSED | LINK | 12.000 kV | 11 kV | GAS |  | 2002 | 7565 |  | VEI | VEI | 7565 |  | CHERAS PRIMA NO 3 | Unknown | Unknown | Unknown | Unknown | DISTRIBUTION | TNB | CHERAS | Unknown | 75 |  |  |  | Unknown |  |  |  | 28 | 630.000 A | 0.63 | 50 | 20 | B08565 | [5 empty] | 0 | TAMAN CHERAS PRIMA NO 3 |  | 3 | Pass | null
257310805 | B01392 | PE TAKAHATA | 6789325 | 6789324 | BCRS/PCE/J00344/MB | 300010400 | Existing | RYB | CJYA-9 | B01391 PE TAKAHATA | CLOSED | CLOSED | LINK | 12.000 kV | 11 kV | GAS | 20061101 | 0 | R0531174 SF | Unknown | MERLIN GERIN | SCHNEIDER | R0531174 SF |  | KHONG PENG | SUBSTATION | Unknown | Unknown | Unknown | DISTRIBUTION | TNB | CHERAS | Unknown | 75 |  |  | Unknown | Unknown |  | Unknown |  | 28 | 630.000 A | 0.63 | 50 | 18.5 | B01392 | Unknown |  |  |  |  | 0 | KHONG PENG |  | 3 | Pass | null
257310809 | B01394 | PE KINKU INDUSTRIAL S/B | 6789328 | 6789327 | BCRS/PCE/J00344/MB | 300010400 | Existing | RYB | CJYA-9 | B01395 PE KINKU INDUSTRIAL S/B | OPEN | CLOSED | LINK | 12.000 kV | 11 kV | GAS | 20061101 | 0 | R0531174 SF | Unknown | MERLIN GERIN | SCHNEIDER | R0531174 SF |  | KHONG PENG | SUBSTATION | Unknown | Unknown | Unknown | DISTRIBUTION | TNB | CHERAS | Unknown | 75 |  |  | Unknown | Unknown |  | Unknown |  | 28 | 630.000 A | 0.63 | 50 | 18.5 | B01394 | Unknown |  |  |  |  | 0 | KHONG PENG |  | 3 | Pass | null
257310832 | B01405 | PE UNION CARPET | 6767170 | 6767169 | BCRS/PCE/J00340/MB | 300010387 | Existing | RYB | CJYA-9 | B01404 PE UNION CARPET | CLOSED | CLOSED | LINK | 12.000 kV | 11 kV | GAS | 20101111 | 1991 | 62109127/309 | Unknown | F_and_G | INDKOM | 1003212087 |  | NAM MEOW | SUBSTATION | Unknown | Unknown | Unknown | DISTRIBUTION | TNB | CHERAS | Unknown | 75 |  |  | Unknown | Unknown |  | Unknown |  | 28 | 630.000 A | 0.63 | 50 | 20 | B01405 | Unknown |  |  |  |  | 0 | NAM MEOW |  | 3 | Pass | null
257310836 | B01407 | PE SINORITA | 6767174 | 6767173 | BCRS/PCE/J00340/MB | 300010387 | Existing | RYB | CJYA-9 | B01408 PE SINORITA | CLOSED | CLOSED | LINK | 12.000 kV | 11 kV | GAS | 20101111 | 1991 | 62109127/309 | Unknown | F_and_G | INDKOM | 1003212087 |  | NAM MEOW | SUBSTATION | Unknown | Unknown | Unknown | DISTRIBUTION | TNB | CHERAS | Unknown | 75 |  |  | Unknown | Unknown |  | Unknown |  | 28 | 630.000 A | 0.63 | 50 | 20 | B01407 | Unknown |  |  |  |  | 0 | NAM MEOW |  | 3 | Pass | null
257310858 | B04224 | B04224 | 6930303 | 6930302 | BCRS/PCE/J00774/MBB04224 | 300271273 | Existing | RYB | PMU KJNG-8 | B04223 LCL FURNITURE | CLOSED | CLOSED | LINK | 12.000 kV | 11 kV | GAS | 18/07/1998 | 0 | N/A | Unknown | MERLIN GERIN | MERLIN GERIN | N/A | N/A | GIRIMAS NO 1 | SUBSTATION | Unknown | Unknown | Unknown | DISTRIBUTION | TNB | CHERAS | Unknown | 75 |  |  | Unknown | Unknown |  | LINE |  | 28 | 630.000 A | 0.63 | 50 | 20 | B04224 | Unknown | N/A |  |  |  | 0 | GIRIMAS NO 1 |  | 3 | Pass | null
257310863 | B04226 | B04226 | 6932870 | 6932869 | BCRS/PCE/J00774/MBB04224 | 300271273 | Existing | RYB | PMU KJNG-8 | B04227 KIMA | CLOSED | CLOSED | LINK | 12.000 kV | 11 kV | GAS | 18/07/1998 | 0 | N/A | Unknown | MERLIN GERIN | MERLIN GERIN | N/A | N/A | GIRIMAS NO 1 | Unknown | Unknown | Unknown | Unknown | DISTRIBUTION | TNB | CHERAS | Unknown | 75 |  |  | Unknown | Unknown |  | Unknown |  | 28 | 630.000 A | 0.63 | 50 | 20 | B04226 | NO | N/A |  |  |  | 0 | GIRIMAS NO 1 |  | 3 | Pass | null
257312821 | B02015 | PE MEHKO TAMING JAYA | 7014344 | 7014343 | BCRS/PCE/J00739/MBB02012 | 300271022 | Existing | RYB |  | B10966 PE MEHKO TAMING JAYA | CLOSED | CLOSED | LINK | 16.000 kV | 11 kV | OIL | 18/07/1998 | 0 | ROK/293 | Unknown | REYROLLE | INDKOM | ROK/293 |  | TERAS OAK NO 2 | SUBSTATION | Unknown | Unknown | Unknown | DISTRIBUTION | TNB | CHERAS | Unknown | 75 |  |  | Unknown | Unknown |  | Unknown |  | 28 | 630.000 A | 0.63 | 50 | 21.9 | B02015 | Unknown |  |  |  |  | 0 | TERAS OAK NO 2 |  | 3 | Pass | null
257312826 | B02012 | PE FAIRPOINT PLASTIC | 7014354 | 7014353 | BCRS/PCE/J00739/MBB02012 | 300271022 | Existing | RYB |  | B07728 PE FAIRPOINT PLASTIC | CLOSED | CLOSED | LINK | 16.000 kV | 11 kV | OIL | 18/07/1998 | 0 | KSS/2523 | Unknown | REYROLLE | INDKOM | ROK/293 |  | TERAS OAK NO 2 | SUBSTATION | Unknown | Unknown | Unknown | DISTRIBUTION | TNB | CHERAS | Unknown | 75 |  |  | Unknown | Unknown |  | Unknown |  | 28 | 630.000 A | 0.63 | 50 | 21.9 | B02012 | Unknown |  |  |  |  | 0 | TERAS OAK NO 2 |  | 3 | Pass | null
257315125 | B01278 | B01278 | 6835954 | 6835953 | BCRS/PCE/J00288/MBB01278 | 300010057 | Existing | RYB | PBEL(P)-3 | B01277 ENG SEONG | CLOSED | CLOSED | LINK | 12.000 kV | 11 kV | GAS | 20031101 | 2003 | 01748 | Unknown | ABB | ABB | N/A |  | WENG ZHENG | Unknown | Unknown | Unknown | Unknown | DISTRIBUTION | TNB | CHERAS | Unknown | 75 |  |  | Unknown | Unknown |  | LINE |  | 28 | 630.000 A | 0.63 | 50 | 20 | B01278 | Unknown |  |  |  |  | 0 | WENG ZHENG |  | 3 | Pass | null
257315129 | B01279 | B01279 | 6835959 | 6835958 | BCRS/PCE/J00288/MBB01278 | 300010057 | Existing | RYB | PBEL(P)-3 | MSB WENG ZHENG | CLOSED | CLOSED | LINK | 12.000 kV | 11 kV | GAS | 20031101 | 2003 | 01748 | Unknown | ABB | ABB | N/A |  | WENG ZHENG | CUSTOMER | Unknown | Unknown | Unknown | DISTRIBUTION | TNB | CHERAS | Unknown | 75 |  |  | Unknown | Unknown |  | LINE |  | 28 | 630.000 A | 0.63 | 50 | 20 | B01279 | Unknown |  |  |  |  | 0 | WENG ZHENG |  | 3 | Pass | null
257315133 | B01280 |  | 6835964 | 6835963 | BCRS/PCE/J00288/MBB01278 | 300010057 | Existing | RYB | PBEL(P)-3 | B10279 LOT 1849, JALAN KPB 10 | CLOSED | CLOSED | LINK | 12.000 kV | 11 kV | GAS | 20031101 | 2003 | 01748 | Unknown | ABB | ABB | N/A |  | WENG ZHENG | SUBSTATION | Unknown | Unknown | Unknown | DISTRIBUTION | TNB | CHERAS | Unknown | 75 |  |  | Unknown | Unknown |  | LINE |  | 28 | 630.000 A | 0.63 | 50 | 20 | B01280 | Unknown |  |  |  |  | 0 | WENG ZHENG |  | 3 | Pass | null
257315162 | B07199 | B07199 | 6932473 | 6932472 |  |  | Existing | RYB | MHCR-14 | B06331 BANDAR MAHKOTA CHERAS 6 | CLOSED | CLOSED | LINK | 12.000 kV | 11 kV | GAS |  | 2003 | D231984 |  | FALCON BETA | TAMCO | D231984 | N/A | JALAN DAYANG 4/8 BMC | SUBSTATION | Unknown | Unknown | Unknown | DISTRIBUTION | TNB | CHERAS | Unknown | 75 |  |  | Unknown | Unknown |  | LINE |  | 28 | 630.000 A | 0.63 | 50 | 20 | B07199 | NO | N/A |  |  |  | 0 | JALAN DAYANG 4/8 BMC |  | 3 | Pass | null
257315464 | B07202 | B07202 | 6932491 | 6932490 |  |  | Existing | RYB | MHCR-14 | B06689 RUMAH PUMP BMC | CLOSED | CLOSED | LINK | 12.000 kV | 11 kV | GAS |  | 2003 | D231984 |  | FALCON BETA | TAMCO | D231984 | N/A | JALAN DAYANG 4/8 BMC | SUBSTATION | Unknown | Unknown | Unknown | DISTRIBUTION | TNB | CHERAS | Unknown | 75 |  |  | Unknown | Unknown |  | LINE |  | 28 | 630.000 A | 0.63 | 50 | 20 | B07202 | NO | N/A |  |  |  | 0 | JALAN DAYANG 4/8 BMC |  | 3 | Pass | null
257315673 | B02720 | B02720 | 6787749 | 6787748 | BCRS/PCE/J00422/MBB02720 | 300011312 | Existing | RYB | TAMI-2 | B02719 BERKAT HASIL NO 7 | CLOSED | CLOSED | LINK | 12.000 kV | 11 kV | GAS | 18/07/1998 | 0 | N/A |  | MERLIN GERIN | TAMCO | N/A | N/A | BERKAT HASIL NO 13 | SUBSTATION | Unknown | Unknown | Unknown | DISTRIBUTION | TNB | CHERAS | Unknown | 75 |  |  | Unknown | Unknown |  | LINE |  | 28 | 630.000 A | 0.63 | 50 | 20 | B02720 | NO | N/A |  |  |  | 0 | BERKAT HASIL NO 13 |  | 3 | Pass | null
257315679 | B02723 | B02723 | 6787767 | 6787766 | BCRS/PCE/J00422/MBB02720 | 300011312 | Existing | RYB | TAMI-2 | B02724 BERKAT HASIL NO 14 | CLOSED | CLOSED | LINK | 12.000 kV | 11 kV | GAS | 18/07/1998 | 0 | N/A |  | MERLIN GERIN | TAMCO | N/A | N/A | BERKAT HASIL NO 13 | SUBSTATION | Unknown | Unknown | Unknown | DISTRIBUTION | TNB | CHERAS | Unknown | 75 |  |  | Unknown | Unknown |  | LINE |  | 28 | 630.000 A | 0.63 | 50 | 20 | B02723 | NO | N/A |  |  |  | 0 | BERKAT HASIL NO 13 |  | 3 | Pass | null
257315702 | B01422 | B01422 | 6847252 | 6847251 | BCRS/PCE/J00376/MBB01420 | 300010582 | Existing | RYB | CJYA-12 | B01423 P.DAGANGAN BALAKONG CMPT | CLOSED | CLOSED | LINK | 12.000 kV | 11 kV | GAS | 20011111 | 2003 | 9670 |  | SCHNEIDER | VEI | 101389822 |  | WENG HIN NO 1 | SUBSTATION | Unknown | Unknown | Unknown | DISTRIBUTION | TNB | CHERAS | Unknown | 75 |  |  |  | Unknown |  | LINE |  | 28 | 630.000 A | 0.63 | 50 | 20 | B01422 | Unknown |  |  |  |  | 0 | WING HIN IND SDN BHD |  | 3 | Pass | null
257315706 | B01420 | B07058 | 6847255 | 6847254 | BCRS/PCE/J00376/MBB01420 | 300010582 | Existing | RYB | CJYA-12 | B07058 WENG HIN NO 2 | CLOSED | CLOSED | LINK | 12.000 kV | 11 kV | GAS | 20011111 | 2003 | 9670 |  | SCHNEIDER | VEI | 101389822 |  | WENG HIN NO 1 | SUBSTATION | Unknown | Unknown | Unknown | DISTRIBUTION | TNB | CHERAS | Unknown | 75 |  |  |  | Unknown |  | LINE |  | 28 | 630.000 A | 0.63 | 50 | 20 | B01420 | Unknown |  |  |  |  | 0 | WING HIN IND SDN BHD |  | 3 | Pass | null
257315735 | B01976 |  | 6943121 | 6943120 | BCRS/PCE/J00576/MBB01974 | 300268985 | Existing | RYB | BLKG-10 | BLKG-10 | CLOSED | CLOSED | LINK | 12.000 kV | 11 kV | GAS | 20051101 | 2005 | CV744625-000170/001 |  | SIEMENS | SIEMENS |  |  | YEW LUM PROPERTIES | Unknown | Unknown | Unknown | Unknown | DISTRIBUTION | TNB | CHERAS | Unknown | 75 |  |  |  | Unknown |  |  |  | 28 | 630.000 A | 0.63 | 50 | 20 | B01976 | [5 empty] | 0 | YEW LUM PROPERTIES S/B |  | 3 | Pass | null
257315741 | B01974 |  | 6943139 | 6943138 | BCRS/PCE/J00576/MBB01974 | 300268985 | Existing | RYB | BLKG-10 | B01973 QUILL CONST | CLOSED | CLOSED | LINK | 12.000 kV | 11 kV | GAS | 20051101 | 2005 | CV744625-000170/001 |  | SIEMENS | SIEMENS |  |  | YEW LUM PROPERTIES | Unknown | Unknown | Unknown | Unknown | DISTRIBUTION | TNB | CHERAS | Unknown | 75 |  |  |  | Unknown |  |  |  | 28 | 630.000 A | 0.63 | 50 | 20 | B01974 | [5 empty] | 0 | YEW LUM PROPERTIES S/B |  | 3 | Pass | null
257319607 | B07085 |  | 6756187 | 6756186 | BCRS/PCE/J00504/MB | 300267318 | Existing | RYB | CJYA-7 | B01578 PKNS CHERAS JAYA NO 6 | CLOSED | CLOSED | LINK | 12.000 kV | 11 kV | GAS | 20031111 | 2003 | B236970 |  | FALCON BETA | TAMCO | B236970 |  | JLN CJ 3/13-1 TMN CHERAS JAYA | Unknown | Unknown | Unknown | Unknown | DISTRIBUTION | TNB | CHERAS | Unknown | 75 |  |  |  | Unknown |  |  |  | 28 | 630.000 A | 0.63 | 50 | 20 | B07085 | [5 empty] | 0 | JLN CJ 3/13-1 TMN CHERAS JAYA |  | 3 | Pass | null
257319907 | B07083 |  | 6756190 | 6756189 | BCRS/PCE/J00504/MB | 300267318 | Existing | RYB | CJYA-7 | B01577 TMN CHERAS JAYA NO 5 | CLOSED | CLOSED | LINK | 12.000 kV | 11 kV | GAS | 20031111 | 2003 | B236970 |  | FALCON BETA | TAMCO | B236970 |  | JLN CJ 3/13-1 TMN CHERAS JAYA | Unknown | Unknown | Unknown | Unknown | DISTRIBUTION | TNB | CHERAS | Unknown | 75 |  |  |  | Unknown |  |  |  | 28 | 630.000 A | 0.63 | 50 | 20 | B07083 | [5 empty] | 0 | JLN CJ 3/13-1 TMN CHERAS JAYA |  | 3 | Pass | null
257319936 | B01758 | B01758 | 6799977 | 6799976 | BCRS/PCE/J00039/MBB01755 | 300004214 | Existing | RYB | LMAS-1 | B04836 TMN MEGAH NO3A COMPACT | CLOSED | CLOSED | LINK | 12.000 kV | 11 kV | GAS | 19851101 | 0 | KSS/1721 |  | REYROLLE | TAMCO | KSS/1721 |  | TMN MEGAH NO 5 | SUBSTATION | Unknown | Unknown | Unknown | DISTRIBUTION | TNB | CHERAS | Unknown | 75 |  |  | Unknown | Unknown |  | LINE |  | 28 | 630.000 A | 0.63 | 50 | 21.9 | B01758 | Unknown |  |  |  |  | 0 | TMN MEGAH CHERAS NO 5 |  | 3 | Pass | null
257319942 | B01755 | B01755 | 6799995 | 6799994 | BCRS/PCE/J00039/MBB01755 | 300004214 | Existing | RYB | LMAS-1 | B01754 TMN MEGAH NO 4 | CLOSED | CLOSED | LINK | 12.000 kV | 11 kV | GAS | 19851101 | 0 | KSS/1721 |  | REYROLLE | TAMCO | KSS/1721 |  | TMN MEGAH NO 5 | SUBSTATION | Unknown | Unknown | Unknown | DISTRIBUTION | TNB | CHERAS | Unknown | 75 |  |  | Unknown | Unknown |  | LINE |  | 28 | 630.000 A | 0.63 | 50 | 21.9 | B01755 | Unknown |  |  |  |  | 0 | TMN MEGAH CHERAS NO 5 |  | 3 | Pass | null
257319964 | B07056 | B07057 | 6847184 | 6847183 | BCRS/PCE/J00690/MBB07056 | 300270764 | Existing | RYB | CJYA-12 | B10451 TOYOTA 3S | CLOSED | CLOSED | LINK | 12.000 kV | 11 kV | GAS | 20031111 | 2003 | B236610 |  | FALCON BETA | TAMCO | B236610 |  | WENG HIN NO 2 | SUBSTATION | Unknown | Unknown | Unknown | DISTRIBUTION | TNB | CHERAS | Unknown | 75 |  |  |  | Unknown |  | LINE |  | 28 | 630.000 A | 0.63 | 50 | 20 | B07056 | Unknown |  |  |  |  | 0 | WENG HIN IND NO 2 |  | 3 | Pass | null
257319969 | B07058 | B07058 | 6847191 | 6847190 | BCRS/PCE/J00690/MBB07056 | 300270764 | Existing | RYB | CJYA-12 | B01420 WENG HIN IND | CLOSED | CLOSED | LINK | 12.000 kV | 11 kV | GAS | 20031111 | 2003 | B236610 |  | FALCON BETA | TAMCO | B236610 |  | WENG HIN NO 2 | SUBSTATION | Unknown | Unknown | Unknown | DISTRIBUTION | TNB | CHERAS | Unknown | 75 |  |  |  | Unknown |  | LINE |  | 28 | 630.000 A | 0.63 | 50 | 20 | B07058 | Unknown |  |  |  |  | 0 | WENG HIN IND NO 2 |  | 3 | Pass | null
257319998 | B01646 | PE CHERAS PERDANA NO3 | 6867702 | 6867701 | BCRS/PCE/J00127/MBB01643 | 300005150 | Existing | RYB | JUBA-9 | B01647 PE CHERAS PERDANA NO3 | CLOSED | CLOSED | LINK | 11.000 kV | 11 kV | GAS | 20001101 | 0 | R97076-076R | Unknown | TOSHIBA | INDKOM | 1D2L2TAY26 |  | TMN CHERAS PERDANA NO 4 | SUBSTATION | Unknown | Unknown | Unknown | DISTRIBUTION | TNB | CHERAS | Unknown | 75 |  |  | Unknown | Unknown |  | Unknown |  | 28 | 400.000 A | 0.63 | 50 | 20 | B01646 | Unknown |  |  |  |  | 0 | TMN CHERAS PERDANA NO 4 |  | 3 | Pass | null
257320004 | B01643 | PE CHERAS PERDANA NO 5 | 6867720 | 6867719 | BCRS/PCE/J00127/MBB01643 | 300005150 | Existing | RYB | JUBA-9 | B01642 PE CHERAS PERDANA NO 5 | OPEN | OPEN | LINK | 11.000 kV | 11 kV | GAS | 20001101 | 0 | R97076-678R | Unknown | TOSHIBA | INDKOM | 1D2L2TAY26 |  | TMN CHERAS PERDANA NO 4 | SUBSTATION | Unknown | Unknown | Unknown | DISTRIBUTION | TNB | CHERAS | Unknown | 75 |  |  | Unknown | Unknown |  | Unknown |  | 28 | 400.000 A | 0.63 | 50 | 20 | B01643 | Unknown |  |  |  |  | 0 | TMN CHERAS PERDANA NO 4 |  | 3 | Pass | null
257323397 | B09081 | PE HEPTA-LOT 1869 | 6789937 | 6789948 | BCRS/PCE/J00829/MBB09081 |  | Existing | RYB | PBEL(P)-5 | B10580 PE HEPTA-LOT 1869 | CLOSED | CLOSED | LINK | 12.000 kV | 11 kV | GAS |  | 1997 | B972219 | Unknown | FALCON BETA | TAMCO | B972219 |  | WAISUN CONFECTIONARY S/B | SUBSTATION | Unknown | Unknown | Unknown | DISTRIBUTION | TNB | CHERAS | Unknown | 75 |  |  | Unknown | Unknown |  | Unknown |  | 28 | 630.000 A | 0.63 | 50 | 20 | B09081 | Unknown |  |  |  |  | 0 | WAISUN CONFECTIONERY SDN BHD |  | 3 | Pass | null
257323406 | B09079 | PE AMAZON KPB 3 | 6789943 | 6789957 | BCRS/PCE/J00829/MBB09079 |  | Existing | RYB | PBEL(P)-5 | B13289 PE AMAZON KPB 3 | CLOSED | CLOSED | LINK | 12.000 kV | 11 kV | GAS |  | 1997 | B972219 | Unknown | FALCON BETA | TAMCO | B972219 |  | WAISUN CONFECTIONARY S/B | SUBSTATION | Unknown | Unknown | Unknown | DISTRIBUTION | TNB | CHERAS | Unknown | 75 |  |  | Unknown | Unknown |  | Unknown |  | 28 | 630.000 A | 0.63 | 50 | 20 | B09079 | NO | [5 empty] | WAISUN CONFECTIONERY SDN BHD |  | 3 | Pass | null
257323430 | B08284 |  | 6900176 | 6900175 | BCRS/PCE/J00464/MBB08282 | 300431560 | Existing | RYB |  | SPARE | OPEN | OPEN | LINK | 12.000 kV | 11 kV | GAS | 19981101 | 1995 | B950060 |  | FALCON BETA | TAMCO |  |  | FELCRA SEMUNGKIS | Unknown | Unknown | Unknown | Unknown | DISTRIBUTION | TNB | CHERAS | Unknown | Unknown |  |  |  | Unknown |  |  |  |  | 630.000 A | 20 | 20 | 20 | B08284 | [5 empty] | 0 | KAWASAN JLN FELCRA SEMUNGKIS |  | 3 | Pass | null
257323434 | B08282 |  | 6900179 | 6900178 | BCRS/PCE/J00464/MBB08282 | 300431560 | Existing | RYB |  | B08217 FAIRVIEW | CLOSED | CLOSED | LINK | 12.000 kV | 11 kV | GAS | 19981101 | 1995 | B950060 |  | FALCON BETA | TAMCO |  |  | FELCRA SEMUNGKIS | Unknown | Unknown | Unknown | Unknown | DISTRIBUTION | TNB | CHERAS | Unknown | Unknown |  |  |  | Unknown |  |  |  |  | 630.000 A | 20 | 20 | 20 | B08282 | [5 empty] | 0 | KAWASAN JLN FELCRA SEMUNGKIS |  | 3 | Pass | null
257323450 | B01749 | B01749 | 6820918 | 6820931 | BCRS/PCE/J00238/MBB01749 | 300510393 | Existing | RYB | BTHO-1 | B01748 TMN KOTA CHERAS NO 2 | CLOSED | CLOSED | LINK | 12.000 kV | 11 kV | GAS |  | 1991 | N/A |  | LUCY | Unknown | SF00087805 | N/A | TMN KOTA CHERAS NO 1 | SUBSTATION | Unknown | Unknown | Unknown | DISTRIBUTION | TNB | CHERAS | Unknown | 75 |  |  | Unknown | Unknown |  | LINE |  | 28 | 630.000 A | 0.63 | 50 | 20 | B01749 | Unknown |  |  |  |  | 0 | TAMAN KOTA CHERAS NO 1 |  | 3 | Pass | null
257323454 | B01751 | B01751 | 6820919 | 6820935 | BCRS/PCE/J00238/MBB01749 | 300510393 | Existing | RYB | BTHO-1 | BTHO-1 | CLOSED | CLOSED | LINK | 12.000 kV | 11 kV | GAS |  | 1991 | N/A |  | LUCY | Unknown | SF00087805 | N/A | TMN KOTA CHERAS NO 1 | SUBSTATION | Unknown | Unknown | Unknown | DISTRIBUTION | TNB | CHERAS | Unknown | 75 |  |  | Unknown | Unknown |  | LINE |  | 28 | 630.000 A | 0.63 | 50 | 20 | B01751 | Unknown |  |  |  |  | 0 | TAMAN KOTA CHERAS NO 1 |  | 3 | Pass | null
257323780 | B06381 | PE LOT 2374 FURNIWEB | 6844106 | 6844105 | BCRS/PCE/J00289/MB | 300010061 | Existing | RYB | TAMI-7 | B10432 PE LOT 2374 FURNIWEB | CLOSED | CLOSED | LINK | 11.000 kV | 11 kV | GAS | 20011101 | 2000 | 0027S088 | Unknown | F_and_G | INDKOM | 0027S088 |  | IVORY ASCENT S/B | SUBSTATION | Unknown | Unknown | Unknown | DISTRIBUTION | TNB | CHERAS | Unknown | 75 |  |  | Unknown | Unknown |  | Unknown |  | 28 | 630.000 A | 0.63 | 50 | 22 | B06381 | Unknown |  |  |  |  | 0 | IVORY ASCENT |  | 3 | Pass | null
257323784 | B06382 | PE LIN LIN CREAMERIES S/B | 6844109 | 6844108 | BCRS/PCE/J00289/MB | 300010061 | Existing | RYB | TAMI-7 | B04772 PE LIN LIN CREAMERIES S/B | CLOSED | CLOSED | LINK | 11.000 kV | 11 kV | GAS | 20011101 | 2000 | 0027S088 | Unknown | F_and_G | INDKOM | 0027S088 |  | IVORY ASCENT S/B | SUBSTATION | Unknown | Unknown | Unknown | DISTRIBUTION | TNB | CHERAS | Unknown | 75 |  |  | Unknown | Unknown |  | Unknown |  | 28 | 630.000 A | 0.63 | 50 | 22 | B06382 | Unknown |  |  |  |  | 0 | IVORY ASCENT |  | 3 | Pass | null
257323806 | B06837 |  | 6855727 | 6855726 | BCRS/PCE/J00315/MB | 300431433 | Existing | RYB | CJYA-6 | B01366 CHAN KWAN YING | CLOSED | CLOSED | LINK | 12.000 kV | 11 kV | GAS | 20021101 | 2002 | B225827 |  | FALCON BETA | TAMCO | B225827 |  | GOODTIME REVIEW S/B | Unknown | Unknown | Unknown | Unknown | DISTRIBUTION | TNB | CHERAS | Unknown | 75 |  |  |  | Unknown |  |  |  | 28 | 630.000 A | 0.63 | 50 | 20 | B06837 | [5 empty] | 0 | GOODTIME REVIEW S/B |  | 3 | Pass | null
257323811 | B06834 |  | 6855739 | 6855738 | BCRS/PCE/J00315/MB | 300431433 | Existing | RYB | CJYA-6 | B01367 SETIA KASTURI | CLOSED | CLOSED | LINK | 12.000 kV | 11 kV | GAS | 20021101 | 2002 | B225827 |  | FALCON BETA | TAMCO | B225827 |  | GOODTIME REVIEW S/B | Unknown | Unknown | Unknown | Unknown | DISTRIBUTION | TNB | CHERAS | Unknown | 75 |  |  |  | Unknown |  |  |  | 28 | 630.000 A | 0.63 | 50 | 20 | B06834 | [5 empty] | 0 | GOODTIME REVIEW S/B |  | 3 | Pass | null
257323834 | B02094 |  | 6911717 | 6911716 | BCRS/PCE/J00154/MBB02094 | 300005317 | Existing | RYB | LMAS-14 | B02093 TAMAN PUTERI NO 3 | CLOSED | CLOSED | LINK | 12.000 kV | 11 kV | GAS | 19951101 | 1995 | B950061 |  | FALCON BETA | TAMCO | B950061 |  | TMN PUTRI NO 5 | Unknown | Unknown | Unknown | Unknown | DISTRIBUTION | TNB | CHERAS | Unknown | 75 |  |  |  | Unknown |  |  |  | 28 | 630.000 A | 0.63 | 50 | 20 | B02094 | [5 empty] | 0 | TAMAN PUTERI NO 5 |  | 3 | Pass | null
257323838 | B02096 |  | 6911720 | 6911719 | BCRS/PCE/J00154/MBB02094 | 300005317 | Existing | RYB | LMAS-14 | B02097 TAMAN MUDUN | CLOSED | CLOSED | LINK | 12.000 kV | 11 kV | GAS | 19951101 | 1995 | B950061 |  | FALCON BETA | TAMCO | B950061 |  | TMN PUTRI NO 5 | Unknown | Unknown | Unknown | Unknown | DISTRIBUTION | TNB | CHERAS | Unknown | 75 |  |  |  | Unknown |  |  |  | 28 | 630.000 A | 0.63 | 50 | 20 | B02096 | [5 empty] | 0 | TAMAN PUTERI NO 5 |  | 3 | Pass | null
257323867 | B01444 | CPT TMN SETIA IMPIAN EHSAN | 6870555 | 6870554 | BCRS/PCE/J00714/MBB01444 | 300270900 | Existing | RYB | TSRA-2 | B09234 CPT TMN SETIA IMPIAN ESN | CLOSED | CLOSED | LINK | 12.000 kV | 11 kV | GAS | 19951101 | 1995 | N/A |  | INDKOM | INDKOM | N/A | N/A | TMN IMPIAN EHSAN NO 3 | SUBSTATION | Unknown | Unknown | Unknown | DISTRIBUTION | TNB | CHERAS | Unknown | 75 |  |  | Unknown | Unknown |  | LINE |  | 28 | 630.000 A | 0.63 | 50 | 20 | B01444 | NO | N/A |  |  |  | 0 | IMPIAN EHSAN NO 3 |  | 3 | Pass | null
257323872 | B01447 | PDT R/KEDAI SETIA BLKG | 6870565 | 6870564 | BCRS/PCE/J00714/MBB01444 | 300270900 | Existing | RYB | TSRA-2 | B08119 INDUSTRI BLKG JAYA NO4 | CLOSED | CLOSED | LINK | 12.000 kV | 11 kV | GAS | 19951101 | 1995 | N/A |  | INDKOM | INDKOM | N/A | N/A | TMN IMPIAN EHSAN NO 3 | SUBSTATION | Unknown | Unknown | Unknown | DISTRIBUTION | TNB | CHERAS | Unknown | 75 |  |  | Unknown | Unknown |  | LINE |  | 28 | 630.000 A | 0.63 | 50 | 20 | B01447 | NO |  |  |  |  | 0 | IMPIAN EHSAN NO 3 |  | 3 | Pass | null
257325478 | B00855 | B00854 DESA SERDANG NO. 1 | 16309809 | 16309808 | BCRS/PCE/J00967/MB1 | 300319929 | Existing | RYB | BLKG-2 | B00854 DESA SERDANG NO 1 | CLOSED | CLOSED | LINK | 12.000 kV | 11 kV | GAS | 19971111 | 1997 | B971948 |  | FALCON BETA | TAMCO | N/A |  | COMPACT KG SETIA | SUBSTATION | Unknown | Unknown | Unknown | DISTRIBUTION | TNB | CHERAS | Unknown | 75 |  |  |  | Unknown |  | LINE |  | 28 | 630.000 A | 20 | 50 | 20 | B00855 | Unknown |  |  |  |  | 0 | COMP. KG SETIA SRDANG LAMA |  | 3 | Pass | null
257325482 | B00857 | B08325 RMH/P MURAH TMN. SURIA | 16309812 | 16309811 | BCRS/PCE/J00967/MB1 | 300319929 | Existing | RYB | BLKG-2 | B08325 RMH/P MURAH TMN. SURIA | CLOSED | CLOSED | LINK | 12.000 kV | 11 kV | GAS | 19971111 | 1997 | B971948 |  | FALCON BETA | TAMCO | N/A |  | COMPACT KG SETIA | SUBSTATION | Unknown | Unknown | Unknown | DISTRIBUTION | TNB | CHERAS | Unknown | 75 |  |  |  | Unknown |  | LINE |  | 28 | 630.000 A | 20 | 50 | 20 | B00857 | [5 empty] | 0 | COMP. KG SETIA SRDANG LAMA |  | 3 | Pass | null
257327294 | B01743 | B01743 | 6823696 | 6823709 | BCRS/PCE/J00240/MBB01743 | 300005915 | Existing | RYB | LMAS-1 | B01742 PUTERI JAYA NO 2 | CLOSED | CLOSED | LINK | 12.000 kV | 11 kV | GAS | 19971101 | 1997 | D970086 |  | FALCON BETA | INDKOM | D970086 |  | PUTRI JAYA NO 3 | SUBSTATION | Unknown | Unknown | Unknown | DISTRIBUTION | TNB | CHERAS | Unknown | 75 |  |  | Unknown | Unknown |  | LINE |  | 28 | 630.000 A | 0.63 | 50 | 20 | B01743 | Unknown |  |  |  |  | 0 | TAMAN PUTERI JAYA 3 |  | 3 | Pass | null
257327313 | B01745 | B01745 | 6823707 | 6823723 | BCRS/PCE/J00240/MBB01743 | 300005915 | Existing | RYB | LMAS-1 | B01746 KOTA CHERAS NO 2 | CLOSED | OPEN | LINK | 12.000 kV | 11 kV | GAS | 19971101 | 1997 | D970086 |  | FALCON BETA | INDKOM | D970086 |  | PUTRI JAYA NO 3 | SUBSTATION | Unknown | Unknown | Unknown | DISTRIBUTION | TNB | CHERAS | Unknown | 75 |  |  | Unknown | Unknown |  | LINE |  | 28 | 630.000 A | 0.63 | 50 | 20 | B01745 | Unknown |  |  |  |  | 0 | TAMAN PUTERI JAYA 3 |  | 3 | Pass | null
257327382 | B01708 | B01708 | 6768006 | 6768005 | BCRS/PCE/J00178/MBB01708 | 300005493 | Existing | RYB | BTHO-9 | B01707 BTHO NO 5 | CLOSED | CLOSED | LINK | 12.000 kV | 11 kV | GAS | 19971101 | 1997 | B972153 |  | FALCON BETA | TAMCO | B972153 | N/A | BTHO NO 7 | SUBSTATION | Unknown | Unknown | Unknown | DISTRIBUTION | TNB | CHERAS | Unknown | 75 |  |  | Unknown | Unknown |  | LINE |  | 28 | 630.000 A | 0.63 | 50 | 20 | B01708 | NO | N/A |  |  |  | 0 | BTHO NO 7 |  | 3 | Pass | null
257327393 | B01710 | B01710 | 6784120 | 6784119 | BCRS/PCE/J00178/MBB01708 | 300005493 | Existing | RYB | BTHO-9 | B01711 BTH0 NO 6 | CLOSED | CLOSED | LINK | 12.000 kV | 11 kV | GAS | 19971101 | 1997 | B972153 |  | FALCON BETA | TAMCO | B972153 | N/A | BTHO NO 7 | SUBSTATION | Unknown | Unknown | Unknown | DISTRIBUTION | TNB | CHERAS | Unknown | 75 |  |  | Unknown | Unknown |  | LINE |  | 28 | 630.000 A | 0.63 | 50 | 20 | B01710 | NO | N/A |  |  |  | 0 | BTHO NO 7 |  | 3 | Pass | null
257327482 | B02135 | B02135 | 6792938 | 6792937 | BCRS/PCE/J00020/MBB02133 | 300004135 | Existing | RYB | TMASS-4 | B08749 PE TMN SEGAR PERDANA NO 9 | CLOSED | CLOSED | LINK | 12.000 kV | 11 kV | GAS | 20121101 | 0 | N/A | Unknown | F_and_G | INDKOM | 1104214052 |  | TMN CHERAS AWANA NO 1 | SUBSTATION | Unknown | Unknown | Unknown | DISTRIBUTION | TNB | CHERAS | Unknown | 75 |  |  | Unknown | Unknown |  | LINE |  | 28 | 630.000 A | 0.63 | 50 | 20 | B02135 | Unknown |  |  |  |  | 0 | TAMAN CHERAS AWANA NO 1 |  | 3 | Pass | null
257327486 | B02133 |  | 6792941 | 6792940 | BCRS/PCE/J00020/MBB02133 | 300004135 | Existing | RYB | TMASS-4 | B07239 PE RUMAH PAM SEGAR PERDANA | CLOSED | CLOSED | LINK | 12.000 kV | 11 kV | GAS | 20121101 | 0 | N/A | Unknown | F_and_G | INDKOM | 1104214052 |  | TMN CHERAS AWANA NO 1 | SUBSTATION | Unknown | Unknown | Unknown | DISTRIBUTION | TNB | CHERAS | Unknown | 75 |  |  | Unknown | Unknown |  | LINE |  | 28 | 630.000 A | 0.63 | 50 | 20 | B02133 | Unknown |  |  |  |  | 0 | TAMAN CHERAS AWANA NO 1 |  | 3 | Pass | null
257327535 | B01922 | PE DAIREN DEVELOPMENT | 6811853 | 6811852 | BCRS/PCE/J00399/MBB01920 | 300011113 | Existing | RYB | PBEL(P)-1 | B01923 PE DAIREN DEVELOPMENT | CLOSED | CLOSED | LINK | 12.000 kV | 11 kV | GAS | 20101111 | 1995 | B950200 | Unknown | FALCON BETA | TAMCO | B950200 |  | YAP KON FAH TRADING | Unknown | Unknown | Unknown | Unknown | DISTRIBUTION | TNB | CHERAS | Unknown | 75 |  |  | Unknown | Unknown |  | Unknown |  | 28 | 630.000 A | 0.63 | 50 | 20 | B01922 | Unknown |  |  |  |  | 0 | YAP KO FAH |  | 3 | Pass | null
257327540 | B01920 | PE CHOY AH BEE & SONS SDN BHD | 6811862 | 6811861 | BCRS/PCE/J00399/MBB01920 | 300011113 | Existing | RYB | PBEL(P)-1 | B01919 PE CHOY AH BEE & SONS SDN BHD | CLOSED | CLOSED | LINK | 12.000 kV | 11 kV | GAS | 20101111 | 1995 | B950200 | Unknown | FALCON BETA | TAMCO | B950200 |  | YAP KON FAH TRADING | SUBSTATION | Unknown | Unknown | Unknown | DISTRIBUTION | TNB | CHERAS | Unknown | 75 |  |  | Unknown | Unknown |  | Unknown |  | 28 | 630.000 A | 0.63 | 50 | 20 | B01920 | Unknown |  |  |  |  | 0 | YAP KO FAH |  | 3 | Pass | null
257327569 | B07503 | B07503 | 6876331 | 6876330 | BCRS/PCE/J00141/MBB01627 | 300005249 | Existing | RYB | TAMI-3 | B01435 LEW YERK HARDWARE | CLOSED | CLOSED | LINK | 12.000 kV | 11 kV | GAS | 20001101 | 2005 | 2248 |  | FALCON BETA | INDKOM | D21066212 |  | APARTMENT SUMMERFIELD | SUBSTATION | Unknown | Unknown | Unknown | DISTRIBUTION | TNB | CHERAS | Unknown | 75 |  |  | Unknown | Unknown |  | LINE |  | 28 | 630.000 A | 0.63 | 50 | 20 | B07503 | Unknown |  |  |  |  | 0 | P/PURI SUMMER FIELD |  | 3 | Pass | null
257327574 | B07501 | B07501 | 6876341 | 6876340 | BCRS/PCE/J00141/MBB01627 | 300005249 | Existing | RYB | TAMI-3 | TAMI- 3 | CLOSED | CLOSED | LINK | 12.000 kV | 11 kV | GAS | 20001101 | 2005 | 2248 |  | FALCON BETA | INDKOM | D21066212 |  | APARTMENT SUMMERFIELD | SUBSTATION | Unknown | Unknown | Unknown | DISTRIBUTION | TNB | CHERAS | Unknown | 75 |  |  | Unknown | Unknown |  | LINE |  | 28 | 630.000 A | 0.63 | 50 | 20 | B07501 | Unknown |  |  |  |  | 0 | P/PURI SUMMER FIELD |  | 3 | Pass | null
257328411 | B02248 |  | 6900115 | 6900114 | BCRS/PCE/J00064/MBB02246 | 300004329 | Existing | RYB |  | B02249 FAIRVIEW | CLOSED | CLOSED | LINK | 16.000 kV | 11 kV | OIL | 19901101 | 0 | KSS/2102 |  | EPE | EPE |  |  | TMN INDAH JAYA | Unknown | Unknown | Unknown | Unknown | DISTRIBUTION | TNB | CHERAS | Unknown | Unknown |  |  |  | Unknown |  |  |  |  | 630.000 A | 0.63 | 21.9 | 21.9 | B02248 | [5 empty] | 0 | TMN INDAH JAYA |  | 3 | Pass | null
257328415 | B02246 |  | 6900118 | 6900117 | BCRS/PCE/J00064/MBB02246 | 300004329 | Existing | RYB |  | B10153 PPURI KOS RENDAH,TMN WAW | CLOSED | CLOSED | LINK | 16.000 kV | 11 kV | OIL | 19901101 | 0 | KSS/2102 |  | EPE | EPE |  |  | TMN INDAH JAYA | Unknown | Unknown | Unknown | Unknown | DISTRIBUTION | TNB | CHERAS | Unknown | Unknown |  |  |  | Unknown |  |  |  |  | 630.000 A | 0.63 | 21.9 | 21.9 | B02246 | [5 empty] | 0 | TMN INDAH JAYA |  | 3 | Pass | null
257328444 | B01321 | B01321 | 6760259 | 6760258 | BCRS/PCE/J00292/MBB01321 | 300010075 | Existing | RYB | CJYA-3 | B01320 GREAT ASIAN TIN CAN | CLOSED | CLOSED | LINK | 11.000 kV | 11 kV | GAS | 19981101 | 1997 | 9736S119 |  | INDKOM | INDKOM | 9736S119 | N/A | THAM PONG AGRICULTURE SB | SUBSTATION | Unknown | Unknown | Unknown | DISTRIBUTION | TNB | CHERAS | Unknown | 75 |  |  | Unknown | Unknown |  | LINE |  | 28 | 630.000 A | 0.63 | 50 | 20 | B01321 | NO | N/A |  |  |  | 0 | THAM PHONG AGRICULTURE S/B |  | 3 | Pass | null
257328450 | B01323 | B01323 | 6760281 | 6760280 | BCRS/PCE/J00292/MBB01321 | 300010075 | Existing | RYB | CJYA-3 | B01324 KG BARU BALAKONG | CLOSED | CLOSED | LINK | 11.000 kV | 11 kV | GAS | 19981101 | 1997 | 9736S119 |  | INDKOM | INDKOM | 9736S119 | N/A | THAM PONG AGRICULTURE SB | SUBSTATION | Unknown | Unknown | Unknown | DISTRIBUTION | TNB | CHERAS | Unknown | 75 |  |  | Unknown | Unknown |  | LINE |  | 28 | 630.000 A | 0.63 | 50 | 20 | B01323 | NO | N/A |  |  |  | 0 | THAM PHONG AGRICULTURE S/B |  | 3 | Pass | null
257332301 | B01435 | B01435 | 6758859 | 6758858 | BCRS/PCE/J00653/MBB01435 | 300270645 | Existing | RYB | TAMI-3 | B07503 P/PURI SUMMER FIELD | CLOSED | CLOSED | LINK | 12.000 kV | 11 kV | GAS | 19911101 | 1991 | 0001J386 |  | FALCON BETA | VEI | G290473 |  | LIEW YIEK HARDWARE | SUBSTATION | Unknown | Unknown | Unknown | DISTRIBUTION | TNB | CHERAS | Unknown | 75 |  |  | Unknown | Unknown |  | LINE |  | 28 | 630.000 A | 0.63 | 50 | 20 | B01435 | Unknown |  |  |  |  | 0 | LIEN YAIK HARDWARE SDN BHD |  | 3 | Pass | null
257332306 | B01437 | B01437 | 6758865 | 6758864 | BCRS/PCE/J00653/MBB01435 | 300270645 | Existing | RYB | TAMI-3 | B01438 PANG HONG | CLOSED | CLOSED | LINK | 12.000 kV | 11 kV | GAS | 19911101 | 1991 | 0001J386 |  | FALCON BETA | VEI | G290473 |  | LIEW YIEK HARDWARE | SUBSTATION | Unknown | Unknown | Unknown | DISTRIBUTION | TNB | CHERAS | Unknown | 75 |  |  | Unknown | Unknown |  | LINE |  | 28 | 630.000 A | 0.63 | 50 | 20 | B01437 | Unknown |  |  |  |  | 0 | LIEN YAIK HARDWARE SDN BHD |  | 3 | Pass | null
257332335 | B08148 | B08148 | 6763237 | 6763236 |  |  | Existing | RYB | TAMI-1 | B10677 JLN IMPIAN INDAH NO. 4 | CLOSED | CLOSED | LINK | 12.000 kV | 11 kV | GAS |  | 2003 | 10753 |  | VEI | VEI | 10753 | N/A | TMN IMPIAN INDAH NO 3 | SUBSTATION | Unknown | Unknown | Unknown | DISTRIBUTION | TNB | CHERAS | Unknown | 75 |  |  | Unknown | Unknown |  | LINE |  | 28 | 630.000 A | 0.63 | 50 | 20 | B08148 | NO | N/A |  |  |  | 0 | TMN IMPIAN INDAH NO 3 |  | 3 | Pass | null
257332636 | B08151 | B08151 | 6763247 | 6763246 |  |  | Existing | RYB | TAMI-1 | B01388 RAKAN BERSATU NO 1 | CLOSED | CLOSED | LINK | 12.000 kV | 11 kV | GAS |  | 2003 | 10753 |  | VEI | VEI | 10753 | N/A | TMN IMPIAN INDAH NO 3 | SUBSTATION | Unknown | Unknown | Unknown | DISTRIBUTION | TNB | CHERAS | Unknown | 75 |  |  | Unknown | Unknown |  | LINE |  | 28 | 630.000 A | 20 | 50 | 20 | B08151 | NO | N/A |  |  |  | 0 | TMN IMPIAN INDAH NO 3 |  | 3 | Pass | null
257332659 | B09947 | B09947 | 6934609 | 6934608 | BCRS/PCE/J00678/MBB09947 | 300270723 | Existing | RYB | TSRA-3 | B08480 RMH PANGSA DESA KARUMAS | CLOSED | CLOSED | LINK | 12.000 kV | 11 kV | GAS | 18/07/1998 | 0 | N/A |  | MERLIN GERIN | MERLIN GERIN | R06111118F |  | IND RINGAN BKT ANGKAT NO 6 (GIANT VOICE) | SUBSTATION | Unknown | Unknown | Unknown | DISTRIBUTION | TNB | CHERAS | Unknown | 75 |  |  | Unknown | Unknown |  | LINE |  | 28 | 630.000 A | 0.63 | 50 | 20 | B09947 | Unknown |  |  |  |  | 0 | GIANT VOICE SDN BHD |  | 3 | Pass | null
257332664 | B09949 | B09949 | 6934616 | 6934615 | BCRS/PCE/J00678/MBB09947 | 300270723 | Existing | RYB | TSRA-3 | B08273 BKT ANGKAT IND NO 3 | CLOSED | CLOSED | LINK | 12.000 kV | 11 kV | GAS | 18/07/1998 | 0 | N/A |  | MERLIN GERIN | MERLIN GERIN | R06111118F |  | IND RINGAN BKT ANGKAT NO 6 (GIANT VOICE) | SUBSTATION | Unknown | Unknown | Unknown | DISTRIBUTION | TNB | CHERAS | Unknown | 75 |  |  | Unknown | Unknown |  | LINE |  | 28 | 630.000 A | 0.63 | 50 | 20 | B09949 | Unknown |  |  |  |  | 0 | GIANT VOICE SDN BHD |  | 3 | Pass | null
257335581 | B02334 | B02334 | 6907973 | 6907972 | BCRS/PCE/J00100/MBB06639 | 300431068 | Existing | RYB | TMASS-8 | B07077 TMN SG SERAI TAMBAHAN | CLOSED | CLOSED | LINK | 16.000 kV | 11 kV | GAS | 20001101 | 1993 | KSS/2570 | Unknown | FALCON BETA | TAMCO | B21224593 |  | KG NURUL IMAN | SUBSTATION | Unknown | Unknown | Unknown | DISTRIBUTION | TNB | CHERAS | Unknown | 75 |  |  | Unknown | Unknown |  | LINE |  | 28 | 630.000 A | 0.63 | 50 | 21.9 | B02334 | Unknown |  |  |  |  | 0 | KAMPUNG NURUL IMAN |  | 3 | Pass | null
257335585 | B02336 | B02336 | 6907982 | 6907981 | BCRS/PCE/J00100/MBB06639 | 300431068 | Existing | RYB | TMASS-8 | B02337 SS SG LONG | CLOSED | CLOSED | LINK | 16.000 kV | 11 kV | GAS | 20001101 | 1993 | KSS/2570 | Unknown | FALCON BETA | TAMCO | B21224593 |  | KG NURUL IMAN | SUBSTATION | Unknown | Unknown | Unknown | DISTRIBUTION | TNB | CHERAS | Unknown | 75 |  |  | Unknown | Unknown |  | LINE |  | 28 | 630.000 A | 0.63 | 50 | 21.9 | B02336 | Unknown |  |  |  |  | 0 | KAMPUNG NURUL IMAN |  | 3 | Pass | null
257335909 | B08608 |  | 6913180 | 6913179 | BCRS/PCE/J00453/MBB08607 | 300270044 | Existing | RYB | MHCR-11 | JLN PAHLAWAN 1/3 | CLOSED | CLOSED | LINK | 12.000 kV | 11 kV | GAS | 18/07/1998 | 2007 | D275217 |  | TAMCO | TAMCO | D275217 |  | JLN PAHLAWAN 6/3 | Unknown | Unknown | Unknown | Unknown | DISTRIBUTION | TNB | CHERAS | Unknown | 75 |  |  |  | Unknown |  |  |  | 28 | 630.000 A | 0.63 | 50 | 20 | B08608 | [5 empty] | 0 | BDR MAHKOTA CRS JLN PAHLWN 6/3 |  | 3 | Pass | null
257335914 | B08606 |  | 6913190 | 6913189 | BCRS/PCE/J00453/MBB08607 | 300270044 | Existing | RYB | MHCR-11 | JLN PAHLAWAN 9/3 | CLOSED | CLOSED | LINK | 12.000 kV | 11 kV | GAS | 18/07/1998 | 2007 | D275217 |  | TAMCO | TAMCO | D275217 |  | JLN PAHLAWAN 6/3 | Unknown | Unknown | Unknown | Unknown | DISTRIBUTION | TNB | CHERAS | Unknown | 75 |  |  |  | Unknown |  |  |  | 28 | 630.000 A | 0.63 | 50 | 20 | B08606 | [5 empty] | 0 | BDR MAHKOTA CRS JLN PAHLWN 6/3 |  | 3 | Pass | null
257335937 | B11473 | B09249 | 6820085 | 6820084 | BCRS/PCE/J01013/MB1 | 300319284 | Existing | RYB | SGLN-3 | B04875 TAMAN RAKAN NO 3 | CLOSED | CLOSED | LINK | 12.000 kV | 11 kV | GAS | 14/07/2011 | 2003 | B237310 | Unknown | EPE | EPE | SF6175 | Not applicable | TMN BUKIT SURIA NO 3 | SUBSTATION | Unknown | YES | Unknown | DISTRIBUTION | TNB | CHERAS | Unknown | 75 | Unknown | Unknown | Unknown | NO |  | LINE |  | 28 | 630.000 A | 0.63 | 50 | 20 | B11473 | Unknown | Not applicable |  |  | Unknown | 0 | TAMAN BUKIT SURIA 2 |  | 3 | Pass | null
257335942 | B11475 | B09247 | 6820092 | 6820091 | BCRS/PCE/J01013/MB1 | 300319284 | Existing | RYB | SGLN-3 | SGLN-3 | CLOSED | CLOSED | LINK | 12.000 kV | 11 kV | GAS | 14/07/2011 | 2003 | B237310 | Unknown | EPE | EPE | SF6175 | Not applicable | TMN BUKIT SURIA NO 3 | SUBSTATION | Unknown | YES | Unknown | DISTRIBUTION | TNB | CHERAS | Unknown | 75 | Unknown | Unknown | Unknown | NO |  | LINE |  | 28 | 630.000 A | 0.63 | 50 | 20 | B11475 | Unknown | Not applicable |  |  | Unknown | 0 | TAMAN BUKIT SURIA 2 |  | 3 | Pass | null
257336523 | B10021 | B10021 | 26117776 | 26117775 | BCRS/PCE/J00934/MB1 | 300445062 | Existing | RYB | LMAS-9 | B01696 BTHO NO.13 | CLOSED | CLOSED | LINK | 12.000 kV | 11 kV | GAS | 20071111 | 2007 | 24176 |  | VEI | TAMCO | 24176 | N/A | JLN SUADAMAI 11/4 BTHO | SUBSTATION | Unknown | Unknown | Unknown | DISTRIBUTION | TNB | CHERAS | Unknown | 75 |  |  | Unknown | Unknown |  | LINE |  | 28 | 630.000 A | 0.63 | 50 | 20 | B10021 | NO | N/A |  |  |  | 0 | JALAN SUADAMAI 11/4,BTHO |  | 3 | Pass | null
257336528 | B10024 | B10024 | 26117790 | 26117789 | BCRS/PCE/J00934/MB1 | 300445062 | Existing | RYB | LMAS-9 | B10043 JLN SUADAMAI 11/1 BTHO | CLOSED | CLOSED | LINK | 12.000 kV | 11 kV | GAS | 20071111 | 2007 | 24176 |  | VEI | TAMCO | 24176 | N/A | JLN SUADAMAI 11/4 BTHO | SUBSTATION | Unknown | Unknown | Unknown | DISTRIBUTION | TNB | CHERAS | Unknown | 75 |  |  | Unknown | Unknown |  | LINE |  | 28 | 630.000 A | 0.63 | 50 | 20 | B10024 | NO | N/A |  |  |  | 0 | JALAN SUADAMAI 11/4,BTHO |  | 3 | Pass | null
257341061 | B01899 | B01898 COSMO ENG | 6795297 | 6795296 | BCRS/PCE/J00405/MBB01899 | 300011145 | Existing | RYB | BLKG-1 | B01898 COSMO ENG | CLOSED | CLOSED | LINK | 12.000 kV | 11 kV | GAS | 18/07/1998 | 0 | N/A |  | MERLIN GERIN | INDKOM | 51236J 02-69 |  | MASTER JAYA | SUBSTATION | Unknown | Unknown | Unknown | DISTRIBUTION | TNB | CHERAS | Unknown | 75 |  |  |  | Unknown |  | LINE |  | 28 | 630.000 A | 0.63 | 50 | 20 | B01899 | Unknown |  |  |  |  | 0 | MASTER JAYA |  | 3 | Pass | null
257341066 | B01901 | B01902 KINMA RUBBER | 6795310 | 6795309 | BCRS/PCE/J00405/MBB01899 | 300011145 | Existing | RYB | BLKG-1 | B01902 KINMA RUBBER | CLOSED | CLOSED | LINK | 12.000 kV | 11 kV | GAS | 18/07/1998 | 0 | N/A |  | MERLIN GERIN | INDKOM | 51236J 02-69 |  | MASTER JAYA | SUBSTATION | Unknown | Unknown | Unknown | DISTRIBUTION | TNB | CHERAS | Unknown | 75 |  |  |  | Unknown |  | LINE |  | 28 | 630.000 A | 0.63 | 50 | 20 | B01901 | Unknown |  |  |  |  | 0 | MASTER JAYA |  | 3 | Pass | null
257343386 | B01662 |  | 6851928 | 6851927 | BCRS/PCE/J00136/MBB01660 | 300005219 | Existing | RYB | BTHO-2 | B01663 C.PERDANA NO 1 | CLOSED | CLOSED | LINK | 12.000 kV | 11 kV | GAS | 19971101 | 1997 | B972158 |  | FALCON BETA | TAMCO | B972158 |  | FIRST WELCOME SUPERMARKET | Unknown | Unknown | Unknown | Unknown | DISTRIBUTION | TNB | CHERAS | Unknown | 75 |  |  | Unknown | Unknown |  | Unknown |  | 28 | 630.000 A | 0.63 | 50 | 20 | B01662 | [5 empty] | 0 | FIRST WELLCOME SUPERMARKET |  | 3 | Pass | null
257343391 | B01660 |  | 6851940 | 6851939 | BCRS/PCE/J00136/MBB01660 | 300005219 | Existing | RYB | BTHO-2 | B06551 PERDANA HIGHT | CLOSED | CLOSED | LINK | 12.000 kV | 11 kV | GAS | 19971101 | 1997 | B972158 | Unknown | FALCON BETA | TAMCO | B972158 |  | FIRST WELCOME SUPERMARKET | Unknown | Unknown | Unknown | Unknown | DISTRIBUTION | TNB | CHERAS | Unknown | 75 |  |  |  | Unknown |  | Unknown |  | 28 | 630.000 A | 0.63 | 50 | 20 | B01660 | Unknown |  |  |  |  | 0 | FIRST WELLCOME SUPERMARKET |  | 3 | Pass | null
257343413 | B01907 | B01907 KINMA RUBBER | 6798752 | 6798751 | BCRS/PCE/J00404/MBB01906 | 300011139 | Existing | RYB | BLKG-1 | B01904 KINMA RUBBER | CLOSED | CLOSED | LINK | 12.000 kV | 11 kV | GAS | 19981101 | 1998 | D950001 |  | FALCON BETA | TAMCO | N/A |  | SRI TIMAH | Unknown | Unknown | Unknown | Unknown | DISTRIBUTION | TNB | CHERAS | Unknown | 75 |  |  |  | Unknown |  | LINE |  | 28 | 630.000 A | 0.63 | 50 | 20 | B01907 | Unknown |  |  |  |  | 0 | TAMAN SRI TIMAH |  | 3 | Pass | null
257343418 | B05480 | B05480 KYK METAL | 6798765 | 6798764 | BCRS/PCE/J00404/MBB01906 | 300011139 | Existing | RYB | BLKG-1 | B01908 EXPRESS AUDIO | CLOSED | CLOSED | LINK | 12.000 kV | 11 kV | GAS | 19981101 | 1998 | D950001 |  | FALCON BETA | TAMCO | N/A |  | SRI TIMAH | SUBSTATION | Unknown | Unknown | Unknown | DISTRIBUTION | TNB | CHERAS | Unknown | 75 |  |  |  | Unknown |  | LINE |  | 28 | 630.000 A | 0.63 | 50 | 20 | B05480 | Unknown |  |  |  |  | 0 | TAMAN SRI TIMAH |  | 3 | Pass | null
257343441 | B01989 |  | 6854854 | 6854853 | BCRS/PCE/J00631/MBB01987 | 300270155 | Existing | RYB | BLKG-11 | B05490 LI-FOONG NO 5 | CLOSED | CLOSED | LINK | 12.000 kV | 11 kV | GAS | 19971111 | 0 | B972179 |  | FALCON BETA | TAMCO | B972179 |  | SIN YEE SENG NO 2 | SUBSTATION | Unknown | Unknown | Unknown | DISTRIBUTION | TNB | CHERAS | Unknown | 75 |  |  |  | Unknown |  |  |  | 28 | 630.000 A | 20 | 50 | 20 | B01989 | [5 empty] | 0 | SIN YEE SENG NO 2 |  | 3 | Pass | null
257343445 | B01987 |  | 6854857 | 6854856 | BCRS/PCE/J00631/MBB01987 | 300270155 | Existing | RYB | BLKG-11 | B01986 SIN YEE SENG NO 1 | CLOSED | CLOSED | LINK | 12.000 kV | 11 kV | GAS | 19971111 | 1997 | B972179 |  | FALCON BETA | TAMCO | B972179 |  | SIN YEE SENG NO 2 | SUBSTATION | Unknown | Unknown | Unknown | DISTRIBUTION | TNB | CHERAS | Unknown | 75 |  |  |  | Unknown |  |  |  | 28 | 630.000 A | 20 | 50 | 20 | B01987 | [5 empty] | 0 | SIN YEE SENG NO 2 |  | 3 | Pass | null
257344068 | B06868 |  | 6920335 | 6920334 |  |  | Existing | RYB |  | B03966 PE LIM KOK YEONG | CLOSED | CLOSED | LINK | 12.000 kV | 11 kV | GAS |  | 2003 | B236314 |  | FALCON BETA | TAMCO | B236314 |  | BF ASET MANAGEMENT | Unknown | Unknown | Unknown | Unknown | DISTRIBUTION | TNB | CHERAS | Unknown | 75 |  |  |  | Unknown |  |  |  | 28 | 630.000 A | 0.63 | 50 | 20 | B06868 | [5 empty] | 0 | BF ASSET MANAGEMENT S/B |  | 3 | Pass | null
257344072 | B06870 |  | 6920344 | 6920343 |  |  | Existing | RYB |  | PPU TSRA F6 | CLOSED | CLOSED | LINK | 12.000 kV | 11 kV | GAS |  | 2003 | B236314 |  | FALCON BETA | TAMCO | B236314 |  | BF ASET MANAGEMENT | Unknown | Unknown | Unknown | Unknown | DISTRIBUTION | TNB | CHERAS | Unknown | 75 |  |  |  | Unknown |  |  |  | 28 | 630.000 A | 0.63 | 50 | 20 | B06870 | [5 empty] | 0 | BF ASSET MANAGEMENT S/B |  | 3 | Pass | null
257344416 | B05340 | PE SUADAMAI 10/1 | 6783891 | 6783890 | BCRS/PCE/J00175/MBB05340 | 300005470 | Existing | RYB | LMAS-9 | B07568 PE SUADAMAI 10/1 | OPEN | CLOSED | LINK | 11.000 kV | 11 kV | GAS | 20011101 | 2001 | 0112S207 | Unknown | F_and_G | INDKOM | 1304319890 |  | BTHO NO 19 | SUBSTATION | Unknown | Unknown | Unknown | DISTRIBUTION | TNB | CHERAS | Unknown | 75 |  |  | Unknown | Unknown |  | Unknown |  | 28 | 630.000 A | 0.63 | 50 | 20 | B05340 | Unknown |  |  |  |  | 0 | BTHO NO 19 |  | 3 | Pass | null
257344420 | B05342 | PE BTH0 18 | 6783894 | 6783893 | BCRS/PCE/J00175/MBB05340 | 300005470 | Existing | RYB | BTHO-6 | B05339 PE BTH0 18 | CLOSED | CLOSED | LINK | 11.000 kV | 11 kV | GAS | 20011101 | 2001 | 0112S207 | Unknown | F_and_G | INDKOM | 1304319890 |  | BTHO NO 19 | SUBSTATION | Unknown | Unknown | Unknown | DISTRIBUTION | TNB | CHERAS | Unknown | 75 |  |  | Unknown | Unknown |  | Unknown |  | 28 | 630.000 A | 0.63 | 50 | 20 | B05342 | Unknown |  |  |  |  | 0 | BTHO NO 19 |  | 3 | Pass | null
257349058 | B07844 | B07844 | 6790177 | 6790176 | BCRS/PCE/J00643/MBB07842 | 300270355 | Existing | RYB | PBEL(P)-2 | B10323 PIONEER ALUMINIUM 1870 | CLOSED | CLOSED | LINK | 12.000 kV | 11 kV | GAS | 20041111 | 2004 | B248265 | Unknown | FALCON BETA | TAMCO | B248265 |  | WHITEX GARMENT NO 2 | SUBSTATION | Unknown | Unknown | Unknown | DISTRIBUTION | TNB | CHERAS | Unknown | 75 |  |  | Unknown | Unknown |  | LINE |  | 28 | 630.000 A | 0.63 | 50 | 20 | B07844 | Unknown |  |  |  |  | 0 | WHITEX GARMENT NO 2 |  | 3 | Pass | null
257349063 | B07842 | B07842 | 6790189 | 6790188 | BCRS/PCE/J00643/MBB07842 | 300270355 | Existing | RYB | PBEL(P)-2 | B02782 STRUKTUR TEGUH | CLOSED | CLOSED | LINK | 12.000 kV | 11 kV | GAS | 20041111 | 2004 | B248265 | Unknown | FALCON BETA | TAMCO | B248265 |  | WHITEX GARMENT NO 2 | SUBSTATION | Unknown | Unknown | Unknown | DISTRIBUTION | TNB | CHERAS | Unknown | 75 |  |  | Unknown | Unknown |  | LINE |  | 28 | 630.000 A | 0.63 | 50 | 20 | B07842 | Unknown |  |  |  |  | 0 | WHITEX GARMENT NO 2 |  | 3 | Pass | null
257349083 | B01911 | B01910 EXPRESS AUDIO | 6795195 | 6795194 | BCRS/PCE/J00402/MBB01911 | 300011131 | Existing | RYB | BLKG-1 | B01910 EXPRESS AUDIO | CLOSED | CLOSED | LINK | 12.000 kV | 11 kV | GAS | 19901101 | 1990 | CV 06-0197/35 |  | SIEMENS | SIEMENS |  |  | FLOORGO | SUBSTATION | Unknown | Unknown | Unknown | DISTRIBUTION | TNB | CHERAS | Unknown | 75 |  |  |  | Unknown |  | LINE |  | 28 | 400.000 A | 0.63 | 50 | 21 | B01911 | Unknown |  |  |  |  | 0 | FLOORGO |  | 3 | Pass | null
257349088 | B01913 |  | 6795208 | 6795207 | BCRS/PCE/J00402/MBB01911 | 300011131 | Existing | RYB | BLKG-1 | B01916 BERKAT HASIL NO 1 | CLOSED | CLOSED | LINK | 12.000 kV | 11 kV | GAS | 19901101 | 1990 | CV 06-0197/35 |  | SIEMENS | SIEMENS |  |  | FLOORGO | SUBSTATION | Unknown | Unknown | Unknown | DISTRIBUTION | TNB | CHERAS | Unknown | 75 |  |  |  | Unknown |  | LINE |  | 28 | 400.000 A | 0.63 | 50 | 21 | B01913 | Unknown |  |  |  |  | 0 | FLOORGO |  | 3 | Pass | null
257349111 | B06784 | PE TAMAN BAYU SEKAMAT | 7010003 | 7010002 | BCRS/PCE/J00852/MBB06784 |  | Existing | RYB | SJIM-6 | B12272 PE TAMAN BAYU SEKAMAT | CLOSED | CLOSED | LINK | 12.000 kV | 11 kV | GAS |  | 0 | N/A | Unknown | SIEMENS | ITEM | CV 721473-1012/ 015 |  | TMN SEKAMAT UDA | SUBSTATION | Unknown | Unknown | Unknown | DISTRIBUTION | TNB | CHERAS | Unknown | 75 |  |  | Unknown | Unknown |  | Unknown |  | 28 | 630.000 A | 0.63 | 50 | 20 | B06784 | Unknown |  |  |  |  | 0 | UDA BINA TMN SEKAMAT |  | 3 | Pass | null
257349115 | B03988 | PE RMH MURAH SIMPANG BALAK | 7010009 | 7010008 | BCRS/PCE/J00852/MBB03988 |  | Existing | RYB | SJIM-6 | B03978 PE RMH MURAH SIMPANG BALAK | CLOSED | CLOSED | LINK | 12.000 kV | 11 kV | GAS |  | 0 | N/A | Unknown | SIEMENS | ITEM | CV 721473-1012/ 015 |  | TMN SEKAMAT UDA | SUBSTATION | Unknown | Unknown | Unknown | DISTRIBUTION | TNB | CHERAS | Unknown | 75 |  |  | Unknown | Unknown |  | Unknown |  | 28 | 630.000 A | 0.63 | 50 | 20 | B03988 | Unknown |  |  |  |  | 0 | UDA BINA TMN SEKAMAT |  | 3 | Pass | null
257349642 | B01312 | BO1312 BLKG-4 | 6834364 | 6834363 | BCRS/PCE/J00205/MBB01312 | 300005687 | Existing | RYB | BLKG-4 | BLKG-4 | CLOSED | CLOSED | LINK | 16.000 kV | 11 kV | OIL | 19901101 | 0 | KSS/933 |  | REYROLLE | INDKOM |  |  | TELEKOM BALAKONG | SUBSTATION | Unknown | Unknown | Unknown | DISTRIBUTION | TNB | CHERAS | Unknown | 75 |  |  |  | Unknown |  | LINE |  | 28 | 630.000 A | 22 | 22 | 22 | B01312 | Unknown |  |  |  |  | 0 | IBUSAWAT BALAKONG |  | 3 | Pass | null
257349646 | B01314 | B01314 STN SUIS GUPPY NO.1 | 6834367 | 6834366 | BCRS/PCE/J00205/MBB01312 | 300005687 | Existing | RYB | BLKG-4 | B01554 STN SUIS GUPPY NO.1 | CLOSED | OPEN | LINK | 16.000 kV | 11 kV | OIL | 19901101 | 0 | KSS/933 | Unknown | REYROLLE | INDKOM |  |  | TELEKOM BALAKONG | SUBSTATION | Unknown | Unknown | Unknown | DISTRIBUTION | TNB | CHERAS | Unknown | 75 |  |  |  | Unknown |  | LINE |  | 28 | 630.000 A | 22 | 22 | 22 | B01314 | Unknown |  |  |  |  | 0 | IBUSAWAT BALAKONG |  | 3 | Pass | null
257349662 | B05881 |  | 6811277 | 6811290 | BCRS/PCE/J00111/MBB05879 | 300004515 | Existing | RYB | TMASS-10 | B02211 BT 14 H/LANGAT | CLOSED | CLOSED | LINK | 11.000 kV | 11 kV | GAS | 20021101 | 2002 | 0150S034 |  | INDKOM | INDKOM | 0150S034 |  | TMN INDAH JAYA NO 2 | Unknown | Unknown | Unknown | Unknown | DISTRIBUTION | TNB | CHERAS | Unknown | 75 |  |  | Unknown | Unknown |  | LINE |  | 28 | 630.000 A | 0.63 | 50 | 20 | B05881 | [5 empty] | 0 | TAMAN INDAH JAYA 2 |  | 3 | Pass | null
257349666 | B05879 |  | 6811278 | 6811294 | BCRS/PCE/J00111/MBB05879 | 300004515 | Existing | RYB | TMASS-10 | B10200 TMN LESTARI INDAH | CLOSED | CLOSED | LINK | 11.000 kV | 11 kV | GAS | 20021101 | 2002 | 0150S034 |  | INDKOM | INDKOM | 0150S034 |  | TMN INDAH JAYA NO 2 | Unknown | Unknown | Unknown | Unknown | DISTRIBUTION | TNB | CHERAS | Unknown | 75 |  |  | Unknown | Unknown |  | LINE |  | 28 | 630.000 A | 0.63 | 50 | 20 | B05879 | [5 empty] | 0 | TAMAN INDAH JAYA 2 |  | 3 | Pass | null
257352556 | B04190 | B04190 | 6933962 | 6933961 | BCRS/PCE/J00761/MBB04189 | 300271233 | Existing | RYB | PMU KJNG-5 | BKT ANGKAT COMPACT | CLOSED | CLOSED | LINK | 12.000 kV | 11 kV | GAS | 18/07/1998 | 0 | N/A |  | FALCON BETA | TAMCO | B21224316 | N/A | SAMA PLASTIK | SUBSTATION | Unknown | Unknown | Unknown | DISTRIBUTION | TNB | CHERAS | Unknown | 75 |  |  | Unknown | Unknown |  | LINE |  | 28 | 630.000 A | 0.63 | 50 | 20 | B04190 | NO | N/A |  |  |  | 0 | SAMA PLASTIK |  | 3 | Pass | null
257352561 | B04188 | B04188 | 6933969 | 6933968 | BCRS/PCE/J00761/MBB04189 | 300271233 | Existing | RYB | PMU KJNG-5 | KJNG-5 | CLOSED | CLOSED | LINK | 12.000 kV | 11 kV | GAS | 18/07/1998 | 0 | N/A |  | FALCON BETA | TAMCO | B21224316 | N/A | SAMA PLASTIK | SUBSTATION | Unknown | Unknown | Unknown | DISTRIBUTION | TNB | CHERAS | Unknown | 75 |  |  | Unknown | Unknown |  | LINE |  | 28 | 630.000 A | 0.63 | 50 | 20 | B04188 | NO | N/A |  |  |  | 0 | SAMA PLASTIK |  | 3 | Pass | null
257352604 | B05083 |  | 6787344 | 6787357 | BCRS/PCE/J00083/MB1 | 300431066 | Existing | RYB | PBEL(P)-9 | B08364 MIKA FOOD NO 2 | CLOSED | CLOSED | LINK | 11.000 kV | 11 kV | GAS | 20001101 | 2001 | 0109S029 |  | INDKOM | INDKOM | 01098029 |  | MIRACON | Unknown | Unknown | Unknown | Unknown | DISTRIBUTION | TNB | CHERAS | Unknown | 75 |  |  |  | Unknown |  | LINE |  | 28 | 630.000 A | 0.63 | 50 | 20 | B05083 | [5 empty] | 0 | MIRACON SDN BHD |  | 3 | Pass | null
257352608 | B05081 |  | 6787345 | 6787361 | BCRS/PCE/J00083/MB1 | 300431066 | Existing | RYB | PBEL(P)-9 | B04715 ASAS EKUITI | CLOSED | CLOSED | LINK | 11.000 kV | 11 kV | GAS | 20001101 | 2001 | 0109S029 |  | F_and_G | INDKOM | 01098029 |  | MIRACON | Unknown | Unknown | Unknown | Unknown | DISTRIBUTION | TNB | CHERAS | Unknown | 75 |  |  |  | Unknown |  | LINE |  | 28 | 630.000 A | 0.63 | 50 | 20 | B05081 | [5 empty] | 0 | MIRACON SDN BHD |  | 3 | Pass | null
257353277 | B07812 | PE PANGSAPURI BLOK L8 | 6784804 | 6784803 | BCRS/PCE/J00525/MBB07812 | 300268111 | Existing | RYB | MHCR-1 | B07811 PE PANGSAPURI BLOK L8 | CLOSED | CLOSED | LINK | 11.000 kV | 11 kV | GAS | 20041101 | 2004 | 0348S071 | Unknown | F_and_G | INDKOM | 0348S071 |  | PANGSAPURI BLOK L9, JLN PENGAWA, BDR MK | SUBSTATION | Unknown | Unknown | Unknown | DISTRIBUTION | TNB | CHERAS | Unknown | 75 |  |  | Unknown | Unknown |  | Unknown |  | 28 | 630.000 A | 0.63 | 50 | 22 | B07812 | Unknown |  |  |  |  | 0 | PANGSAPURI BLOK L9 |  | 3 | Pass | null
257353281 | B07814 | PE APARTMENT ANGSANA 2/2 | 6784807 | 6784806 | BCRS/PCE/J00525/MBB07812 | 300268111 | Existing | RYB | MHCR-1 | B10085 PE APARTMENT ANGSANA 2/2 | CLOSED | CLOSED | LINK | 11.000 kV | 11 kV | GAS | 20041101 | 2004 | 0348S071 | Unknown | F_and_G | INDKOM | 0348S071 |  | PANGSAPURI BLOK L9, JLN PENGAWA, BDR MK | SUBSTATION | Unknown | Unknown | Unknown | DISTRIBUTION | TNB | CHERAS | Unknown | 75 |  |  | Unknown | Unknown |  | Unknown |  | 28 | 630.000 A | 0.63 | 50 | 22 | B07814 | Unknown |  |  |  |  | 0 | PANGSAPURI BLOK L9 |  | 3 | Pass | null
257353713 | B01638 | PE STP BANDAR TUN HUSSEIN ONN | 6765841 | 6765840 | BCRS/PCE/J00129/MB1 | 300431095 | Existing | RYB | LMAS-11 | B10587 PE STP BANDAR TUN HUSSEIN ONN | CLOSED | CLOSED | LINK | 11.000 kV | 11 kV | GAS | 20001101 | 2004 | 0904S081 | Unknown | F_and_G | INDKOM | 0904S081 |  | BTHO NO 1 | SUBSTATION | Unknown | Unknown | Unknown | DISTRIBUTION | TNB | CHERAS | Unknown | 75 |  |  | Unknown | Unknown |  | Unknown |  | 28 | 630.000 A | 0.63 | 50 | 22 | B01638 | Unknown |  |  |  |  | 0 | BDR TUN HUSSIEN ONN NO.1 |  | 3 | Pass | null
257353717 | B01639 | CABLE ABANDONE | 6765847 | 6765846 | BCRS/PCE/J00129/MB1 | 300431095 | Existing | RYB | LMAS-11 | SPARE | OPEN | OPEN | LINK | 11.000 kV | 11 kV | GAS | 20001101 | 2004 | 0904S081 | Unknown | F_and_G | INDKOM | 0904S081 |  | BTHO NO 1 | SUBSTATION | Unknown | Unknown | Unknown | DISTRIBUTION | TNB | CHERAS | Unknown | 75 |  |  | Unknown | Unknown |  | Unknown |  | 28 | 630.000 A | 0.63 | 50 | 22 | B01639 | Unknown |  |  |  |  | 0 | BDR TUN HUSSIEN ONN NO.1 |  | 3 | Pass | null
257353721 | B01636 | PE TAMAN CHERAS PERDANA | 6765849 | 6765848 | BCRS/PCE/J00129/MB1 | 300431095 | Existing | RYB | LMAS-11 | B01635 PE TAMAN CHERAS PERDANA | CLOSED | CLOSED | LINK | 11.000 kV | 11 kV | GAS | 20001101 | 2004 | 0904S081 | Unknown | F_and_G | INDKOM | 0904S081 |  | BTHO NO 1 | SUBSTATION | Unknown | Unknown | Unknown | DISTRIBUTION | TNB | CHERAS | Unknown | 75 |  |  | Unknown | Unknown |  | Unknown |  | 28 | 630.000 A | 0.63 | 50 | 22 | B01636 | Unknown |  |  |  |  | 0 | BDR TUN HUSSIEN ONN NO.1 |  | 3 | Pass | null
257353744 | B09278 | B09278 | 6923376 | 6923375 | BCRS/PCE/J00734/MBB09278 | 300271000 | Existing | RYB | SGLN-3 | B12425 PE TAMAN TROPICANA CHERAS | CLOSED | CLOSED | LINK | 12.000 kV | 11 kV | GAS | 18/07/1998 | 0 | 23322 | Unknown | VEI | VEI | 23322 |  | TMN SURIA | SUBSTATION | Unknown | Unknown | Unknown | DISTRIBUTION | TNB | CHERAS | Unknown | 75 |  |  | Unknown | Unknown |  | LINE |  | 28 | 630.000 A | 0.63 | 50 | 20 | B09278 | Unknown |  |  |  |  | 0 | TAMAN SURIA, BANDAR SUNGAI LONG |  | 3 | Pass | null
257353748 | B09280 | B09280 | 6923379 | 6923378 | BCRS/PCE/J00734/MBB09278 | 300271000 | Existing | RYB | SGLN-3 | B02409 PE TMN RAKAN CHERAS NO 3 | CLOSED | CLOSED | LINK | 12.000 kV | 11 kV | GAS | 18/07/1998 | 0 | 23322 | Unknown | VEI | VEI | 23322 |  | TMN SURIA | SUBSTATION | Unknown | Unknown | Unknown | DISTRIBUTION | TNB | CHERAS | Unknown | 75 |  |  | Unknown | Unknown |  | LINE |  | 28 | 630.000 A | 0.63 | 50 | 20 | B09280 | Unknown |  |  |  |  | 0 | TAMAN SURIA, BANDAR SUNGAI LONG |  | 3 | Pass | null
257353836 | B08014 | B08014 | 6787418 | 6787435 | BCRS/PCE/J00478/MBB08014 | 300523559 | Existing | RYB | PBEL(P)-2 | B05989 APARTMENT JUARA JAYA | CLOSED | CLOSED | LINK | 12.000 kV | 11 kV | GAS | 22000201 | 2004 | B248445 | Unknown | FALCON BETA | TAMCO | B245445 |  | RUMAH TERES JUARA JAYA | SUBSTATION | Unknown | Unknown | Unknown | DISTRIBUTION | TNB | CHERAS | Unknown | 75 |  |  | Unknown | Unknown |  | LINE |  | 28 | 630.000 A | 0.63 | 50 | 20 | B08014 | Unknown |  |  |  |  | 0 | TAMAN JUARA |  | 3 | Pass | null
257353840 | B08016 | B08016 | 6787419 | 6787428 | BCRS/PCE/J00478/MBB08014 | 300523559 | Existing | RYB | PBEL(P)-2 | B02873 TMN JUARA JAYA | CLOSED | CLOSED | LINK | 12.000 kV | 11 kV | GAS | 22000201 | 2004 | B248445 | Unknown | FALCON BETA | TAMCO | B245445 |  | RUMAH TERES JUARA JAYA | SUBSTATION | Unknown | Unknown | Unknown | DISTRIBUTION | TNB | CHERAS | Unknown | 75 |  |  | Unknown | Unknown |  | LINE |  | 28 | 630.000 A | 20 | 50 | 20 | B08016 | Unknown |  |  |  |  | 0 | TAMAN JUARA |  | 3 | Pass | null
257355513 | B09069 |  | 6855793 | 6855792 | BCRS/PCE/J00209/MB1 | 300431417 | Existing | RYB | CJYA-6 | B05106 PERODUA | CLOSED | CLOSED | LINK | 12.000 kV | 11 kV | GAS | 20051111 | 2005 | 1227 |  | VEI | VEI | 1227 |  | HONG GUAN AGRICULTURE | Unknown | Unknown | Unknown | Unknown | DISTRIBUTION | TNB | CHERAS | Unknown | 75 |  |  |  | Unknown |  |  |  | 28 | 630.000 A | 0.63 | 50 | 20 | B09069 | [5 empty] | 0 | HONG GUAN AGRICULTURAL |  | 3 | Pass | null
257355517 | B09071 |  | 6855796 | 6855795 | BCRS/PCE/J00209/MB1 | 300431417 | Existing | RYB | CJYA-6 | JLN KASTURI | CLOSED | CLOSED | LINK | 12.000 kV | 11 kV | GAS | 20051111 | 2005 | 1227 |  | VEI | VEI | 1227 |  | HONG GUAN AGRICULTURE | Unknown | Unknown | Unknown | Unknown | DISTRIBUTION | TNB | CHERAS | Unknown | 75 |  |  |  | Unknown |  |  |  | 28 | 630.000 A | 0.63 | 50 | 20 | B09071 | [5 empty] | 0 | HONG GUAN AGRICULTURAL |  | 3 | Pass | null
257355533 | B08361 | B08361 | 6803277 | 6803294 | BCRS/PCE/J00071/MB1 | 300431062 | Existing | RYB |  | B02254 PKNS BKT KUNDANG | CLOSED | CLOSED | LINK | 12.000 kV | 11 kV | GAS | 20001101 | 2005 | B258998 |  | FALCON BETA | INDKOM | B258998 | N/A | BELIA DUSUN TUA (IKBN) | SUBSTATION | Unknown | Unknown | Unknown | DISTRIBUTION | TNB | CHERAS | Unknown | 75 |  |  | Unknown | Unknown |  | LINE |  | 28 | 630.000 A | 0.63 | 50 | 20 | B08361 | NO | N/A |  |  |  | 0 | IKBN DUSUN TUA |  | 3 | Pass | null
257355537 | B02266 | B02266 | 6803278 | 6803287 | BCRS/PCE/J00071/MB1 | 300431062 | Existing | RYB |  | B08706 BELIA IKBN DSN TUA NO 5 | CLOSED | CLOSED | LINK | 12.000 kV | 11 kV | GAS | 20001101 | 2005 | B258998 |  | FALCON BETA | INDKOM | B258998 | N/A | BELIA DUSUN TUA (IKBN) | SUBSTATION | Unknown | Unknown | Unknown | DISTRIBUTION | TNB | CHERAS | Unknown | 75 |  |  | Unknown | Unknown |  | LINE |  | 28 | 630.000 A | 0.63 | 50 | 20 | B02266 | NO | N/A |  |  |  | 0 | IKBN DUSUN TUA |  | 3 | Pass | null
257355566 | B01504 | B01504 | 6869713 | 6869712 | BCRS/PCE/J00184/MBB01502 | 300005532 | Existing | RYB | SGLN-1 | B01505 SIA CHIN AIK | CLOSED | CLOSED | LINK | 12.000 kV | 11 kV | GAS | 19901101 | 0 | N/A |  | INDKOM | INDKOM | 1108214903 |  | TMN INDAH NO 2 | SUBSTATION | Unknown | Unknown | Unknown | DISTRIBUTION | TNB | CHERAS | Unknown | 75 |  |  | Unknown | Unknown |  | LINE |  | 28 | 630.000 A | 0.63 | 50 | 20 | B01504 | Unknown |  |  |  |  | 0 | TAMAN INDAH NO 2 |  | 3 | Pass | null
257355571 | B01502 |  | 6869725 | 6869724 | BCRS/PCE/J00184/MBB01502 | 300005532 | Existing | RYB | SGLN-1 | B01503 TMN INDAH NO 1 | CLOSED | CLOSED | LINK | 12.000 kV | 11 kV | GAS | 19901101 | 0 | N/A |  | INDKOM | INDKOM | 1108214903 |  | TMN INDAH NO 2 | SUBSTATION | Unknown | Unknown | Unknown | DISTRIBUTION | TNB | CHERAS | Unknown | 75 |  |  | Unknown | Unknown |  | LINE |  | 28 | 630.000 A | 0.63 | 50 | 20 | B01502 | Unknown |  |  |  |  | 0 | TAMAN INDAH NO 2 |  | 3 | Pass | null
257358891 | B10484 |  | 26355341 | 26355340 | BCRS/PCE/J00965/MB | 300319933 | Existing | RYB |  | B09108 SEK SRI SURIA | CLOSED | CLOSED | LINK | 12.000 kV | 11 kV | GAS | 18/07/1998 | 2008 | B2817134 |  | FALCON BETA | TAMCO |  |  | LAMAN KESUMA | Unknown | Unknown | Unknown | Unknown | DISTRIBUTION | TNB | CHERAS | Unknown | Unknown |  |  |  | Unknown |  |  |  |  | 630.000 A | 20 | 20 | 20 | B10484 | [5 empty] | 0 | LAMAN KESUMA |  | 3 | Pass | null
257358895 | B10486 |  | 26355348 | 26355347 | BCRS/PCE/J00965/MB | 300319933 | Existing | RYB |  | B02237 TMN PINGRN DELIMA NO.1 | CLOSED | CLOSED | LINK | 12.000 kV | 11 kV | GAS | 18/07/1998 | 2008 | B2817134 |  | FALCON BETA | TAMCO |  |  | LAMAN KESUMA | Unknown | Unknown | Unknown | Unknown | DISTRIBUTION | TNB | CHERAS | Unknown | Unknown |  |  |  | Unknown |  |  |  |  | 630.000 A | 20 | 20 | 20 | B10486 | [5 empty] | 0 | LAMAN KESUMA |  | 3 | Pass | null
257360648 | B01318 | CJYA VCB3 | 6754578 | 6754577 | BCRS/PCE/J00291/MB | 300010068 | Existing | RYB | CJYA-3 | CJYA-3 | CLOSED | CLOSED | LINK | 12.000 kV | 11 kV | GAS | 19961111 | 1996 | 9247/201 |  | INDKOM | INDKOM | 9247/201 | N/A | GREAT ASIA TIN CAN SB | SUBSTATION | Unknown | Unknown | Unknown | DISTRIBUTION | TNB | CHERAS | Unknown | 75 |  |  | Unknown | Unknown |  | LINE |  | 28 | 630.000 A | 0.63 | 50 | 20 | B01318 | NO | N/A |  |  |  | 0 | GREAT ASIA TIN CAN |  | 3 | Pass | null
257360652 | B01320 | B01321 THAM PONG | 6754581 | 6754580 | BCRS/PCE/J00291/MB | 300010068 | Existing | RYB | CJYA-3 | B01321 THAM PONG | CLOSED | CLOSED | LINK | 12.000 kV | 11 kV | GAS | 19961111 | 1996 | 9247/201 |  | INDKOM | INDKOM | 9247/201 | N/A | GREAT ASIA TIN CAN SB | SUBSTATION | Unknown | Unknown | Unknown | DISTRIBUTION | TNB | CHERAS | Unknown | 75 |  |  | Unknown | Unknown |  | LINE |  | 28 | 630.000 A | 0.63 | 50 | 20 | B01320 | NO | N/A |  |  |  | 0 | GREAT ASIA TIN CAN |  | 3 | Pass | null
257360675 | B01595 |  | 6767801 | 6767800 | BCRS/PCE/J00320/MB | 300010292 | Existing | RYB | CJYA-7 | B01596 DUASAMA | CLOSED | CLOSED | LINK | 12.000 kV | 11 kV | GAS | 20111101 | 1986 | 862467 |  | LUCY | EPE | SF6 883 |  | UNITED CASTING SB | Unknown | Unknown | Unknown | Unknown | DISTRIBUTION | TNB | CHERAS | Unknown | 75 |  |  |  | Unknown |  |  |  | 28 | 630.000 A | 0.63 | 50 | 20 | B01595 | [5 empty] | 0 | UNITED CASTING S/B |  | 3 | Pass | null
257360679 | B01593 |  | 6767804 | 6767803 | BCRS/PCE/J00320/MB | 300010292 | Existing | RYB | CJYA-7 | B01592 SUPERIOR | CLOSED | CLOSED | LINK | 12.000 kV | 11 kV | GAS | 20111101 | 1986 | 862467 |  | LUCY | EPE | SF6 883 |  | UNITED CASTING SB | Unknown | Unknown | Unknown | Unknown | DISTRIBUTION | TNB | CHERAS | Unknown | 75 |  |  |  | Unknown |  |  |  | 28 | 630.000 A | 0.63 | 50 | 20 | B01593 | [5 empty] | 0 | UNITED CASTING S/B |  | 3 | Pass | null
257360888 | B10470 | PE PADAT BANGLO LATIFAH | 26511325 | 26511324 | BCRS/PCE/J00535/MBB02032 | 300268216 | Existing | RYB | MHCR-12 | B13518 PE PADAT BANGLO LATIFAH | CLOSED | CLOSED | LINK | 12.000 kV | 11 kV | GAS | 18/07/1998 | 2008 | B2815868 |  | FALCON BETA | TAMCO | B2815868 | N/A | PALM WALK NO 2 | SUBSTATION | Unknown | Unknown | Unknown | DISTRIBUTION | TNB | CHERAS | Unknown | 75 |  |  | Unknown | Unknown |  | LINE |  | 28 | 630.000 A | 20 | 50 | 20 | B10470 | NO | N/A |  |  |  | 0 | PALM WALK NO.2 |  | 3 | Pass | null
257360892 | B10472 | PE PALM WALK NO.1 | 26511330 | 26511329 | BCRS/PCE/J00535/MBB02032 | 300268216 | Existing | RYB | MHCR-12 | B10473 PE PALM WALK NO.1 | CLOSED | CLOSED | LINK | 12.000 kV | 11 kV | GAS | 18/07/1998 | 2008 | B2815868 |  | FALCON BETA | TAMCO | B2815868 | N/A | PALM WALK NO 2 | SUBSTATION | Unknown | Unknown | Unknown | DISTRIBUTION | TNB | CHERAS | Unknown | 75 |  |  | Unknown | Unknown |  | LINE |  | 28 | 630.000 A | 0.63 | 50 | 20 | B10472 | NO | N/A |  |  |  | 0 | PALM WALK NO.2 |  | 3 | Pass | null
257361412 | B02382 |  | 6827880 | 6827879 | BCRS/PCE/J00216/MBB02382 | 300005763 | Existing | RYB | SGLN-12 | B08976 ADMIRAL PARK | CLOSED | CLOSED | LINK | 12.000 kV | 11 kV | GAS | 20001101 | 0 | F.T |  | AMPSTON | TAMCO |  |  | SG LONG GOLF CLUB | Unknown | Unknown | Unknown | Unknown | DISTRIBUTION | TNB | CHERAS | Unknown | Unknown |  |  |  | Unknown |  |  |  |  | 630.000 A | 25 | 25 | 25 | B02382 | [5 empty] | 0 | BDR SG LONG NO 3 CLUB GOLF |  | 3 | Pass | null
257361416 | B02384 | B02384 | 6827883 | 6827882 | BCRS/PCE/J00216/MBB02382 | 300005763 | Existing | RYB | SGLN-12 | SGLN-12 | CLOSED | CLOSED | LINK | 12.000 kV | 11 kV | GAS | 20001101 | 0 | F.T |  | AMPSTON | TAMCO | N/A | N/A | SG LONG GOLF CLUB | SUBSTATION | Unknown | Unknown | Unknown | DISTRIBUTION | TNB | CHERAS | Unknown | 75 |  |  | Unknown | Unknown |  | LINE |  | 28 | 630.000 A | 0.63 | 50 | 20 | B02384 | NO | N/A |  |  |  | 0 | BDR SG LONG NO 3 CLUB GOLF |  | 3 | Pass | null
257361435 | B09388 | PE EVERSMART SDN BHD LOT 1765 | 6790676 | 6790688 | BCRS/PCE/J00651/MBB09388 | 300270639 | Existing | RYB | PBEL(P)-1 | B10649 PE EVERSMART SDN BHD LOT 1765 | CLOSED | CLOSED | LINK | 11.000 kV | 11 kV | GAS | 19981101 | 1998 | 9743S001 | Unknown | F_and_G | INDKOM | 9743S001 |  | ALEQUIP S/B | SUBSTATION | Unknown | Unknown | Unknown | DISTRIBUTION | TNB | CHERAS | Unknown | 75 |  |  | Unknown | Unknown |  | Unknown |  | 28 | 630.000 A | 0.63 | 50 | 22 | B09388 | Unknown |  |  |  |  | 0 | ALEQCUE SDN BHD |  | 3 | Pass | null
257361439 | B09390 | PE WONG SUE KAU | 6790677 | 6790690 | BCRS/PCE/J00651/MBB09388 | 300270639 | Existing | RYB | PBEL(P)-1 | B09082 PE WONG SUE KAU | CLOSED | CLOSED | LINK | 11.000 kV | 11 kV | GAS | 19981101 | 1998 | 9743S001 | Unknown | F_and_G | INDKOM | 9743S001 |  | ALEQUIP S/B | SUBSTATION | Unknown | Unknown | Unknown | DISTRIBUTION | TNB | CHERAS | Unknown | 75 |  |  | Unknown | Unknown |  | Unknown |  | 28 | 630.000 A | 0.63 | 50 | 22 | B09390 | Unknown |  |  |  |  | 0 | ALEQCUE SDN BHD |  | 3 | Pass | null
257362746 | B09327 | PE COMMERCIAL AREA NO 10 | 6931728 | 6931727 | BCRS/PCE/J00493/MB | 300431586 | Existing | RYB | MHCR-2 | B09328 PE COMMERCIAL AREA NO 10 | CLOSED | CLOSED | LINK | 12.000 kV | 11 kV | GAS | 20061101 | 2006 | 23220 | Unknown | VEI | VEI | 23220 |  | COMMERCIAL AREA NO 12 JLN TEMENGGONG 19/ | SUBSTATION | Unknown | Unknown | Unknown | DISTRIBUTION | TNB | CHERAS | Unknown | 75 |  |  | Unknown | Unknown |  | Unknown |  | 28 | 630.000 A | 0.63 | 50 | 20 | B09327 | Unknown |  |  |  |  | 0 | COMMERCIAL AREA NO 12 |  | 3 | Pass | null
257362752 | B09324 | PE COMMERCIAL AREA NO 13 | 6931746 | 6931745 | BCRS/PCE/J00493/MB | 300431586 | Existing | RYB | MHCR-2 | B09323 PE COMMERCIAL AREA NO 13 | CLOSED | CLOSED | LINK | 12.000 kV | 11 kV | GAS | 20061101 | 2006 | 23220 | Unknown | VEI | VEI | 23220 |  | COMMERCIAL AREA NO 12 JLN TEMENGGONG 19/ | SUBSTATION | Unknown | Unknown | Unknown | DISTRIBUTION | TNB | CHERAS | Unknown | 75 |  |  | Unknown | Unknown |  | Unknown |  | 28 | 630.000 A | 0.63 | 50 | 20 | B09324 | Unknown |  |  |  |  | 0 | COMMERCIAL AREA NO 12 |  | 3 | Pass | null
257362774 | B07221 | PE LOT 5205 BLOK A BLKNG JAYA | 6987411 | 6987410 | BCRS/PCE/J00615/MB | 300431600 | Existing | RYB | BLKG-5 | B11550 PE LOT 5205 BLOK A BALAKONG JAYA: | CLOSED | CLOSED | LINK | 12.000 kV | 11 kV | GAS | 20031101 | 2003 | 9684 | Unknown | VEI | VEI | 9684 |  | TIMELESS MILLION | SUBSTATION | Unknown | Unknown | Unknown | DISTRIBUTION | TNB | CHERAS | Unknown | 75 |  |  | Unknown | Unknown |  | Unknown |  | 28 | 630.000 A | 0.63 | 50 | 20 | B07221 | Unknown |  |  |  |  | 0 | TIMELESS MILLION |  | 3 | Pass | null
257362779 | B07219 | PE YWE SDN BHD | 6987417 | 6987416 | BCRS/PCE/J00615/MB | 300431600 | Existing | RYB | BLKG-5 | B02830 PE YWE SDN BHD | CLOSED | CLOSED | LINK | 12.000 kV | 11 kV | GAS | 20031101 | 2003 | 9684 | Unknown | VEI | VEI | 9684 |  | TIMELESS MILLION | SUBSTATION | Unknown | Unknown | Unknown | DISTRIBUTION | TNB | CHERAS | Unknown | 75 |  |  | Unknown | Unknown |  | Unknown |  | 28 | 630.000 A | 0.63 | 50 | 20 | B07219 | Unknown |  |  |  |  | 0 | TIMELESS MILLION |  | 3 | Pass | null
257363235 | B01779 | B01779 | 6818664 | 6818663 | BCRS/PCE/J00235/MBB01779 | 300005883 | Existing | RYB | BTHO-1 | B01778 SG WAY QUARRY | CLOSED | CLOSED | LINK | 16.000 kV | 11 kV | GAS | 19901101 | 0 | KSS/450 |  | EPE | EPE | KSS/450 | N/A | IPV | SUBSTATION | Unknown | Unknown | Unknown | DISTRIBUTION | TNB | CHERAS | Unknown | 75 |  |  | Unknown | Unknown |  | LINE |  | 28 | 630.000 A | 0.63 | 50 | 21.9 | B01779 | Unknown |  |  |  |  | 0 | IPV CHERAS |  | 3 | Pass | null
257363239 | B01781 | B01781 | 6818667 | 6818666 | BCRS/PCE/J00235/MBB01779 | 300005883 | Existing | RYB | BTHO-1 | B01782 RMH ORG TUA | CLOSED | CLOSED | LINK | 16.000 kV | 11 kV | GAS | 19901101 | 0 | KSS/450 | Unknown | EPE | EPE | KSS/450 | N/A | IPV | SUBSTATION | Unknown | Unknown | Unknown | DISTRIBUTION | TNB | CHERAS | Unknown | 75 |  |  | Unknown | Unknown |  | LINE |  | 28 | 630.000 A | 0.63 | 50 | 21.9 | B01781 | Unknown |  |  |  |  | 0 | IPV CHERAS |  | 3 | Pass | null
257363880 | B06653 |  | 6856725 | 6856724 | BCRS/PCE/J00654/MBB00916 | 300270648 | Existing | RYB | BLKG-13 | BLKG-13 | CLOSED | CLOSED | LINK | 12.000 kV | 11 kV | GAS | 20021101 | 2002 | E 220554 |  | FALCON BETA | TAMCO |  |  | DESA SERDANG NO 7 | Unknown | Unknown | Unknown | Unknown | DISTRIBUTION | TNB | CHERAS | Unknown | Unknown |  |  |  | Unknown |  |  |  |  | 630.000 A | 20 | 20 | 20 | B06653 | [5 empty] | 0 | DESA SERDANG NO 7 |  | 3 | Pass | null
257363884 | B00918 |  | 6856731 | 6856730 | BCRS/PCE/J00654/MBB00916 | 300270648 | Existing | RYB | BLKG-13 | B04388 BKT BAYU NO 1 | CLOSED | CLOSED | LINK | 12.000 kV | 11 kV | GAS | 20021101 | 2002 | E 220554 |  | FALCON BETA | TAMCO |  |  | DESA SERDANG NO 7 | Unknown | Unknown | Unknown | Unknown | DISTRIBUTION | TNB | CHERAS | Unknown | Unknown |  |  |  | Unknown |  |  |  |  | 630.000 A | 20 | 20 | 20 | B00918 | [5 empty] | 0 | DESA SERDANG NO 7 |  | 3 | Pass | null
257364004 | B08991 | B08991 | 6846298 | 6846297 | BCRS/PCE/J00529/MB | 300268123 | Existing | RYB | SGLN-2 | B08992 BDR SG LONG 1 | CLOSED | CLOSED | LINK | 12.000 kV | 11 kV | GAS | 20061111 | 2006 | D263624 | Unknown | FALCON BETA | TAMCO | D263624 |  | PERSIARAN SG LONG 1 BDR SG LONG 2 | SUBSTATION | Unknown | Unknown | Unknown | DISTRIBUTION | TNB | CHERAS | Unknown | 75 |  |  | Unknown | Unknown |  | LINE |  | 28 | 630.000 A | 0.63 | 50 | 20 | B08991 | Unknown |  |  |  |  | 0 | BDR SG LONG NO 2 |  | 3 | Pass | null
257364306 | B08988 | B08988 | 6846316 | 6846315 | BCRS/PCE/J00529/MB | 300268123 | Existing | RYB | SGLN-2 | B09960 PRSRAN BKT SGI LONG 1/5 | CLOSED | CLOSED | LINK | 12.000 kV | 11 kV | GAS | 20061111 | 2006 | D263624 | Unknown | FALCON BETA | TAMCO | D263624 |  | PERSIARAN SG LONG 1 BDR SG LONG 2 | SUBSTATION | Unknown | Unknown | Unknown | DISTRIBUTION | TNB | CHERAS | Unknown | 75 |  |  | Unknown | Unknown |  | LINE |  | 28 | 630.000 A | 0.63 | 50 | 20 | B08988 | Unknown |  |  |  |  | 0 | BDR SG LONG NO 2 |  | 3 | Pass | null
257364400 | B02085 |  | 6911085 | 6911084 | BCRS/PCE/J00151/MBB02085 | 300005306 | Existing | RYB | LMAS-14 | B02084 TAMAN PUTERI NO 1 | CLOSED | CLOSED | LINK | 12.000 kV | 11 kV | GAS | 20001101 | 0 | F962851 |  | MERLIN GERIN | MERLIN GERIN | F962851 |  | TMN PUTRI NO 2 | Unknown | Unknown | Unknown | Unknown | DISTRIBUTION | TNB | CHERAS | Unknown | 75 |  |  |  | Unknown |  |  |  | 28 | 630.000 A | 0.63 | 50 | 20 | B02085 | [5 empty] | 0 | TAMAN PUTERI NO 2 |  | 3 | Pass | null
257364406 | B02087 |  | 6911103 | 6911102 | BCRS/PCE/J00151/MBB02085 | 300005306 | Existing | RYB | LMAS-14 | B02088 TAMAN PUTERI NO 6 | CLOSED | CLOSED | LINK | 12.000 kV | 11 kV | GAS | 20001101 | 0 | F962851 |  | MERLIN GERIN | MERLIN GERIN | F962851 |  | TMN PUTRI NO 2 | Unknown | Unknown | Unknown | Unknown | DISTRIBUTION | TNB | CHERAS | Unknown | 75 |  |  |  | Unknown |  |  |  | 28 | 630.000 A | 0.63 | 50 | 20 | B02087 | [5 empty] | 0 | TAMAN PUTERI NO 2 |  | 3 | Pass | null
257366057 | B01864 | PE TETUAN EUROMAS | 6750834 | 6750833 | BCRS/PCE/J00354/MB | 300010458 | Existing | RYB | CJYA-11 | B01865 PE TETUAN EUROMAS | CLOSED | CLOSED | LINK | 12.000 kV | 11 kV | GAS | 19951101 | 1995 | B950015 | Unknown | FALCON BETA | TAMCO | B950015 |  | MITAH MANUFACTURE SB | SUBSTATION | Unknown | Unknown | Unknown | DISTRIBUTION | TNB | CHERAS | Unknown | 75 |  |  | Unknown | Unknown |  | Unknown |  | 28 | 630.000 A | 0.63 | 50 | 20 | B01864 | Unknown |  |  |  |  | 0 | MITAH MANUFACTURING S/B |  | 3 | Pass | null
257366061 | B01862 | PE LOJI KUMBAHAN TMN CHERAS JAYA | 6750837 | 6750836 | BCRS/PCE/J00354/MB | 300010458 | Existing | RYB | CJYA-11 | B08821 PE LOJI KUMBAHAN TMN CHERAS JAYA | CLOSED | CLOSED | LINK | 12.000 kV | 11 kV | GAS | 19951101 | 1995 | B950015 | Unknown | FALCON BETA | TAMCO | B950015 |  | MITAH MANUFACTURE SB | SUBSTATION | Unknown | Unknown | Unknown | DISTRIBUTION | TNB | CHERAS | Unknown | 75 |  |  | Unknown | Unknown |  | Unknown |  | 28 | 630.000 A | 0.63 | 50 | 20 | B01862 | Unknown |  |  |  |  | 0 | MITAH MANUFACTURING S/B |  | 3 | Pass | null
257366507 | B01528 | B01528 | 6764398 | 6764397 | BCRS/PCE/J00001/MBB01526 | 300251949 | Existing | RYB | CJYA-4 | B01529 MEIL NO 3 | CLOSED | CLOSED | LINK | 12.000 kV | 11 kV | GAS | 27/01/1996 | 1996 | N/A |  | INDKOM | INDKOM | N/A | N/A | AE TECHNOLOGY S/B NO 2 | SUBSTATION | Unknown | Unknown | Unknown | DISTRIBUTION | TNB | CHERAS | Unknown | 75 |  |  | Unknown | Unknown |  | LINE |  | 28 | 630.000 A | 0.63 | 50 | 20 | B01528 | NO | N/A |  |  |  | 0 | A-E TCHNOLOGY SDN BHD |  | 3 | Pass | null
257366513 | B01526 | B01526 | 6764676 | 6764675 | BCRS/PCE/J00001/MBB01526 | 300251949 | Existing | RYB | CJYA-4 | B01525 SOLID GOLD | CLOSED | CLOSED | LINK | 12.000 kV | 11 kV | GAS | 27/01/1996 | 1996 | N/A |  | INDKOM | INDKOM | N/A | N/A | AE TECHNOLOGY S/B NO 2 | SUBSTATION | Unknown | Unknown | Unknown | DISTRIBUTION | TNB | CHERAS | Unknown | 75 |  |  | Unknown | Unknown |  | LINE |  | 28 | 630.000 A | 0.63 | 50 | 20 | B01526 | NO | N/A |  |  |  | 0 | A-E TCHNOLOGY SDN BHD |  | 3 | Pass | null
257370646 | B07806 | PE PANGSAPURI BLOK L6 | 6784747 | 6784746 | BCRS/PCE/J00523/MBB07806 | 300268105 | Existing | RYB | MHCR-1 | B07805 PE PANGSAPURI BLOK L6 | CLOSED | CLOSED | LINK | 12.000 kV | 11 kV | GAS | 20041101 | 2004 | B237785 | Unknown | FALCON BETA | TAMCO | B237785 |  | PANGSAPURI BLOK L7, JLN PENGGAWA, BMC | SUBSTATION | Unknown | Unknown | Unknown | DISTRIBUTION | TNB | CHERAS | Unknown | 75 |  |  | Unknown | Unknown |  | Unknown |  | 28 | 630.000 A | 0.63 | 50 | 20 | B07806 | Unknown |  |  |  |  | 0 | PANGSAPURI BLOK L7 |  | 3 | Pass | null
257370650 | B07808 | PE PANGSAPURI BLOK L8 | 6784750 | 6784749 | BCRS/PCE/J00523/MBB07806 | 300268105 | Existing | RYB | MHCR-1 | B07809 PE PANGSAPURI BLOK L8 | CLOSED | CLOSED | LINK | 12.000 kV | 11 kV | GAS | 20041101 | 2004 | B237785 | Unknown | FALCON BETA | TAMCO | B237785 |  | PANGSAPURI BLOK L7, JLN PENGGAWA, BMC | SUBSTATION | Unknown | Unknown | Unknown | DISTRIBUTION | TNB | CHERAS | Unknown | 75 |  |  | Unknown | Unknown |  | Unknown |  | 28 | 630.000 A | 0.63 | 500 | 20 | B07808 | Unknown |  |  |  |  | 0 | PANGSAPURI BLOK L7 |  | 3 | Pass | null
257373517 | B05545 | B05545 | 6789070 | 6789109 | BCRS/PCE/J00008/MBB05545 | 300266837 | Existing | RYB | PBEL(P)-2 | B08937 TMN SERI BELIMBING | CLOSED | CLOSED | LINK | 11.000 kV | 11 kV | GAS | 19991111 | 1999 | 9847S031 | Unknown | F_and_G | INDKOM | 9845S060 |  | TMN JUARA JAYA | SUBSTATION | Unknown | Unknown | Unknown | DISTRIBUTION | TNB | CHERAS | Unknown | 75 |  |  | Unknown | Unknown |  | LINE |  | 28 | 630.000 A | 0.63 | 50 | 22 | B05545 | Unknown |  |  |  |  | 0 | TAMAN JUARA JAYA |  | 3 | Pass | null
257373523 | B02873 | B02873 | 6789075 | 6789083 | BCRS/PCE/J00008/MBB02873 | 300266835 | Existing | RYB | PBEL(P)-2 | B08016 RUMAH TERES JUARA JAYA | CLOSED | CLOSED | LINK | 11.000 kV | 11 kV | GAS | 19991111 | 1999 | 9847S031 | Unknown | F_and_G | INDKOM | 9847S031 |  | TMN JUARA JAYA | SUBSTATION | Unknown | Unknown | Unknown | DISTRIBUTION | TNB | CHERAS | Unknown | 75 |  |  | Unknown | Unknown |  | LINE |  | 28 | 630.000 A | 0.63 | 50 | 22 | B02873 | Unknown |  |  |  |  | 0 | TAMAN JUARA JAYA |  | 3 | Pass | null
257373531 | B02874 | B05544 | 6789117 | 6789118 | BCRS/PCE/J00008/MBB05545 | 300266837 | Existing | RYB | PBEL(P)-2 | B02875 LOOPING | CLOSED | CLOSED | LINK | 11.000 kV | 11 kV | GAS | 19991111 | 1999 | 9847S031 | Unknown | F_and_G | INDKOM | 9845S060 |  | TMN JUARA JAYA | INTERCONNECT (OTHER UTILITY) | Unknown | Unknown | Unknown | DISTRIBUTION | TNB | CHERAS | Unknown | 75 |  |  | Unknown | Unknown |  | LINE |  | 28 | 630.000 A | 0.63 | 50 | 22 | B02874 | Unknown |  |  |  |  | 0 | TAMAN JUARA JAYA |  | 3 | Pass | null
257373537 | B02875 | B02875 | 6789122 | 6789123 | BCRS/PCE/J00008/MBB02873 | 300266835 | Existing | RYB | PBEL(P)-2 | B05544 LOOPING | CLOSED | CLOSED | LINK | 11.000 kV | 11 kV | GAS | 19991111 | 1999 | 9847S031 | Unknown | F_and_G | INDKOM | 9847S031 |  | TMN JUARA JAYA | INTERCONNECT (OTHER UTILITY) | Unknown | Unknown | Unknown | DISTRIBUTION | TNB | CHERAS | Unknown | 75 |  |  | Unknown | Unknown |  | LINE |  | 28 | 630.000 A | 0.63 | 50 | 22 | B02875 | Unknown |  |  |  |  | 0 | TAMAN JUARA JAYA |  | 3 | Pass | null
257373819 | B01858 | PE LOONG WENG PLASTIC | 6767201 | 6767200 | BCRS/PCE/J00356/MBB01856 | 300010467 | Existing | RYB | CJYA-11 | B01859 PE LOONG WENG PLASTIC | CLOSED | CLOSED | LINK | 12.000 kV | 11 kV | GAS | 19951101 | 1995 | 2985/23 | Unknown | F_and_G | INDKOM | 2985/23 |  | KAW PERUSAHAAN CHERAS JAYA NO 3 | SUBSTATION | Unknown | Unknown | Unknown | DISTRIBUTION | TNB | CHERAS | Unknown | 75 |  |  | Unknown | Unknown |  | Unknown |  | 28 | 630.000 A | 0.63 | 50 | 22 | B01858 | Unknown |  |  |  |  | 0 | KAW PERUSAHAN CHERAS JAYA NO 3 |  | 3 | Pass | null
257373825 | B01856 | PE BOGO OPTICAL SDN BHD | 6767219 | 6767218 | BCRS/PCE/J00356/MBB01856 | 300010467 | Existing | RYB | CJYA-11 | B09111 PE BOGO OPTICAL SDN BHD | OPEN | CLOSED | LINK | 12.000 kV | 11 kV | GAS | 19951101 | 1995 | 2985/23 | Unknown | FALCON BETA | INDKOM | 2985/23 |  | KAW PERUSAHAAN CHERAS JAYA NO 3 | SUBSTATION | Unknown | Unknown | Unknown | DISTRIBUTION | TNB | CHERAS | Unknown | 75 |  |  | Unknown | Unknown |  | Unknown |  | 28 | 630.000 A | 0.63 | 50 | 22 | B01856 | Unknown |  |  |  |  | 0 | KAW PERUSAHAN CHERAS JAYA NO 3 |  | 3 | Pass | null
257380343 | B10476 | B10476 | 26510691 | 26510690 | BCRS/PCE/J00991/MB1 | 300319370 | Existing | RYB | MHCR-12 | PALM WALK NO.3 | CLOSED | CLOSED | LINK | 12.000 kV | 11 kV | GAS | 20101101 | 2008 | D285710 |  | FALCON BETA | TAMCO | D285710 | N/A | PALM WALK NO 1 | SUBSTATION | Unknown | Unknown | Unknown | DISTRIBUTION | TNB | CHERAS | Unknown | 75 |  |  | Unknown | Unknown |  | LINE |  | 28 | 630.000 A | 0.63 | 50 | 20 | B10476 | NO | N/A |  |  |  | 0 | PALM WALK NO.1 |  | 3 | Pass | null
257380349 | B10473 | B10473 | 26510713 | 26510712 | BCRS/PCE/J00991/MB1 | 300319370 | Existing | RYB | MHCR-12 | PALM WALK NO.2 | CLOSED | CLOSED | LINK | 12.000 kV | 11 kV | GAS | 20101101 | 2008 | D285710 |  | FALCON BETA | TAMCO | D285710 | N/A | PALM WALK NO 1 | SUBSTATION | Unknown | Unknown | Unknown | DISTRIBUTION | TNB | CHERAS | Unknown | 75 |  |  | Unknown | Unknown |  | LINE |  | 28 | 630.000 A | 0.63 | 50 | 20 | B10473 | NO | N/A |  |  |  | 0 | PALM WALK NO.1 |  | 3 | Pass | null
257380943 | B05311 |  | 16506977 | 16506976 | BCRS/PCE/J00390/MB1 | 300431442 | Existing | RYB | PMU KJNG-2 | STADIUM KAJANG | CLOSED | OPEN | LINK | 12.000 kV | 11 kV | GAS | 20001101 | 0 | R0328045SF |  | MERLIN GERIN | MERLIN GERIN | R0328045SF |  | PADAT SAAS | Unknown | Unknown | Unknown | Unknown | DISTRIBUTION | TNB | CHERAS | Unknown | 75 |  |  |  | Unknown |  | LINE |  | 28 | 630.000 A | 0.63 | 50 | 20 | B05311 | [5 empty] | 0 | PADAT SAAS |  | 3 | Pass | null
257380948 | B05313 |  | 16506990 | 16506989 | BCRS/PCE/J00390/MB1 | 300431442 | Existing | RYB | PMU KJNG-2 | SHUKOR SAKAM | CLOSED | CLOSED | LINK | 12.000 kV | 11 kV | GAS | 20001101 | 0 | R0328045SF |  | MERLIN GERIN | MERLIN GERIN | R0328045SF |  | PADAT SAAS | Unknown | Unknown | Unknown | Unknown | DISTRIBUTION | TNB | CHERAS | Unknown | 75 |  |  |  | Unknown |  | LINE |  | 28 | 630.000 A | 0.63 | 50 | 20 | B05313 | [5 empty] | 0 | PADAT SAAS |  | 3 | Pass | null
257383695 | B10401 | PE BUKIT HATAMAS PHASE 2 | 26507974 | 26507973 | BCRS/PCE/J00920/MBB10401 |  | Existing | RYB | LMAS-10 | B10627 PE BUKIT HATAMAS PHASE 2 | CLOSED | CLOSED | LINK | 12.000 kV | 11 kV | GAS |  | 2007 | B2714014 | Unknown | FALCON BETA | TAMCO | B2714014 |  | RMH PANGSA BUKIT HARTAMAS | SUBSTATION | Unknown | Unknown | Unknown | DISTRIBUTION | TNB | CHERAS | Unknown | 75 |  |  | Unknown | Unknown |  | Unknown |  | 28 | 630.000 A | 0.63 | 50 | 20 | B10401 | Unknown |  |  |  |  | 0 | RUMAH PANGSA BUKIT HARTAMAS |  | 3 | Pass | null
257383699 | B10399 | PE TMN SEGAR PERDANA NO 5 | 26507981 | 26507980 | BCRS/PCE/J00920/MBB10399 |  | Existing | RYB | LMAS-10 | B07074 PE TMN SEGAR PERDANA NO 5 | CLOSED | CLOSED | LINK | 12.000 kV | 11 kV | GAS |  | 2007 | B2714014 | Unknown | FALCON BETA | TAMCO | B2714014 |  | RMH PANGSA BUKIT HARTAMAS | Unknown | Unknown | Unknown | Unknown | DISTRIBUTION | TNB | CHERAS | Unknown | 75 |  |  | Unknown | Unknown |  | Unknown |  | 28 | 630.000 A | 0.63 | 50 | 20 | B10399 | Unknown |  |  |  |  | 0 | RUMAH PANGSA BUKIT HARTAMAS |  | 3 | Pass | null
257388433 | B10339 |  | 26567111 | 26567110 | BCRS/PCE/J00730/MBB10337 | 300270985 | Existing | RYB | TAMI-5 | B02803 BHS HARDWARE | CLOSED | CLOSED | LINK | 12.000 kV | 11 kV | GAS | 18/07/1998 | 2008 | B 2815616 |  | FALCON BETA | TAMCO |  |  | ARMADA CERGAS | Unknown | Unknown | Unknown | Unknown | DISTRIBUTION | TNB | CHERAS | Unknown | Unknown |  |  |  | Unknown |  |  |  |  | 630.000 A | 20 | 20 | 20 | B10339 | [5 empty] | 0 | ARMADA CERGAS |  | 3 | Pass | null
257388437 | B10337 |  | 26567118 | 26567117 | BCRS/PCE/J00730/MBB10337 | 300270985 | Existing | RYB | TAMI-5 | B14701 PE WOO SHAO CAN | CLOSED | CLOSED | LINK | 12.000 kV | 11 kV | GAS | 18/07/1998 | 2008 | B 2815616 |  | FALCON BETA | TAMCO |  |  | ARMADA CERGAS | Unknown | Unknown | Unknown | Unknown | DISTRIBUTION | TNB | CHERAS | Unknown | Unknown |  |  |  | Unknown |  |  |  |  | 630.000 A | 20 | 20 | 20 | B10337 | [5 empty] | 0 | ARMADA CERGAS |  | 3 | Pass | null
257394997 | B10084 | B10084 | 26054702 | 26054701 | BCRS/PCE/J00807/MB1 | 300448353 | Existing | RYB | MHCR2-7 | B09204 JLN BENDAHARA 7A/7 | CLOSED | CLOSED | LINK | 12.000 kV | 11 kV | GAS | 20081111 | 2005 | B225817 |  | FALCON BETA | TAMCO | B225817 | N/A | JALAN BENDAHARA BMC | SUBSTATION | Unknown | Unknown | Unknown | DISTRIBUTION | TNB | CHERAS | Unknown | 75 |  |  | Unknown | Unknown |  | LINE |  | 28 | 630.000 A | 0.63 | 50 | 20 | B10084 | NO | N/A |  |  |  | 0 | JLN BENDAHARA, BMC |  | 3 | Pass | null
257395002 | B10082 | B10082 | 26054717 | 26054716 | BCRS/PCE/J00807/MB1 | 300448353 | Existing | RYB | MHCR2-7 | B10206 JLN BENDAHARA 12 | CLOSED | CLOSED | LINK | 12.000 kV | 11 kV | GAS | 20081111 | 2005 | B225817 |  | FALCON BETA | TAMCO | B225817 | N/A | JALAN BENDAHARA BMC | SUBSTATION | Unknown | Unknown | Unknown | DISTRIBUTION | TNB | CHERAS | Unknown | 75 |  |  | Unknown | Unknown |  | LINE |  | 28 | 630.000 A | 0.63 | 50 | 20 | B10082 | NO | N/A |  |  |  | 0 | JLN BENDAHARA, BMC |  | 3 | Pass | null
257397956 | B09105 | B09105 |  | 6910853 | BCRS/PCE/J00569/MBB09103 | 300268958 | Existing | RYB | TMASS-8 | TMN SERI MAS HULU LANGAT NO 1 | CLOSED | CLOSED | LINK | 12.000 kV | 11 kV | GAS | 20061101 | 2006 | B2610902 | Unknown | FALCON BETA | TAMCO | N/A | NOT APPLICABLE | TMN PERKASA INDAH | SUBSTATION | Unknown | YES | Unknown | DISTRIBUTION | TNB | CHERAS | Unknown | 75 | Unknown | Unknown | Unknown | NO |  | LINE |  | 28 | 630.000 A | 0.63 | 50 | 20 | B09105 | NO | NOT APPLICABLE |  |  | Unknown | Unknown | TAMAN PERKASA INDAH |  | 3 | Pass | null
257397960 | B09103 | B09103 |  | 6910856 | BCRS/PCE/J00569/MBB09103 | 300268958 | Existing | RYB | TMASS-8 | ESSO LANGAT JAYA | CLOSED | CLOSED | LINK | 12.000 kV | 11 kV | GAS | 20061101 | 2006 | B2610902 |  | FALCON BETA | TAMCO | N/A | NOT APPLICABLE | TMN PERKASA INDAH | SUBSTATION | Unknown | YES | Unknown | DISTRIBUTION | TNB | CHERAS | Unknown | 75 | Unknown | Unknown |  | NO |  | LINE |  | 28 | 630.000 A | 0.63 | 50 | 20 | B09103 | NO | NOT APPLICABLE |  |  | Unknown | Unknown | TAMAN PERKASA INDAH |  | 3 | Pass | null
257398742 | B02916 | PE MINES LODGE | 6880990 | 6880989 | BCRS/PCE/J00824/MB1 | 300444762 | Existing | RYB | MINE-7 | B02917 PE MINES LODGE | CLOSED | CLOSED | LINK | 12.000 kV | 11 kV | GAS | 19981101 | 1998 | B982855 | Unknown | FALCON BETA | TAMCO | B982855 |  | SG BESI INDAH NO 2 | SUBSTATION | Unknown | Unknown | Unknown | DISTRIBUTION | TNB | CHERAS | Unknown | 75 |  |  | Unknown | Unknown |  | Unknown |  | 28 | 630.000 A | 0.63 | 50 | 20 | B02916 | Unknown |  |  |  |  | 0 | TMN SG.BESI INDAH NO2 |  | 3 | Pass | null
257398746 | B02914 | PE KONDOMINIUM DESA SAUJANA | 6880999 | 6880998 | BCRS/PCE/J00824/MB1 | 300444762 | Existing | RYB | MINE-7 | B07775 PE KONDOMINIUM DESA SAUJANA | CLOSED | CLOSED | LINK | 12.000 kV | 11 kV | GAS | 19981101 | 1998 | B982855 | Unknown | FALCON BETA | TAMCO | B982855 |  | SG BESI INDAH NO 2 | SUBSTATION | Unknown | Unknown | Unknown | DISTRIBUTION | TNB | CHERAS | Unknown | 75 |  |  | Unknown | Unknown |  | Unknown |  | 28 | 630.000 A | 0.63 | 50 | 20 | B02914 | Unknown |  |  |  |  | 0 | TMN SG.BESI INDAH NO2 |  | 3 | Pass | null
257398776 | B03977 | PE TMN DELIMA NO 1 | 6934653 | 6934652 | BCRS/PCE/J00856/MBB03977 |  | Existing | RYB | SJIM-6 | B03983 PE TMN DELIMA NO 1 | OPEN | CLOSED | LINK | 11.000 kV | 11 kV | GAS |  | 0 | J2992/1/2/28 | Unknown | SCHNEIDER | SCHNEIDER | SF-2010-W26-4-0075 |  | JKR SIMPANG BALAK | SUBSTATION | Unknown | Unknown | Unknown | DISTRIBUTION | TNB | CHERAS | Unknown | 75 |  |  | Unknown | Unknown |  | Unknown |  | 28 | 400.000 A | 0.63 | 50 | 20 | B03977 | Unknown |  |  |  |  | 0 | RMH MURAH SIMPANG BALAK |  | 3 | Pass | null
257398785 | B03978 | PE UDA BINA TMN SEKAMAT | 6935713 | 6935717 | BCRS/PCE/J00856/MBB03978 |  | Existing | RYB | SJIM-6 | B03988 PE UDA BINA TMN SEKAMAT | CLOSED | OPEN | LINK | 11.000 kV | 11 kV | GAS |  | 0 | J3909/1H/419 | Unknown | SCHNEIDER | TAMCO | SF-2010-W26-4-0075 |  | JKR SIMPANG BALAK | SUBSTATION | Unknown | Unknown | Unknown | DISTRIBUTION | TNB | CHERAS | Unknown | 75 |  |  | Unknown | Unknown |  | Unknown |  | 28 | 400.000 A | 0.63 | 50 | 20 | B03978 | Unknown |  |  |  |  | 0 | RMH MURAH SIMPANG BALAK |  | 3 | Pass | null
257398790 | B03975 | PE TMN PERIND. SG BALAK | 6935718 | 6935722 | BCRS/PCE/J00856/MBB03975 |  | Existing | RYB | SJIM-6 | B09986 PE TMN PERIND. SG BALAK | CLOSED | CLOSED | LINK | 11.000 kV | 11 kV | GAS |  | 0 | R97076-G2/R | Unknown | SCHNEIDER | TAMCO | SF-2010-W26-4-0075 |  | JKR SIMPANG BALAK | SUBSTATION | Unknown | Unknown | Unknown | DISTRIBUTION | TNB | CHERAS | Unknown | 75 |  |  | Unknown | Unknown |  | Unknown |  | 28 | 400.000 A | 0.63 | 50 | 20 | B03975 | Unknown |  |  |  |  | 0 | RMH MURAH SIMPANG BALAK |  | 3 | Pass | null
257398813 | B01463 |  | 6845209 | 6845208 | BCRS/PCE/J00571/MB01463 | 300268963 | Existing | RYB | BLKG-14 | BLKG-14 | CLOSED | CLOSED | LINK | 12.000 kV | 11 kV | GAS | 20051101 | 2008 | G280317 |  | FALCON BETA | TAMCO |  |  | YOONG SING TYRES | Unknown | Unknown | Unknown | Unknown | DISTRIBUTION | TNB | CHERAS | Unknown | Unknown |  |  |  | Unknown |  |  |  |  | 630.000 A | 20 | 20 | 20 | B01463 | [5 empty] | 0 | YOONG SING TYRE RET READERS S/B |  | 3 | Pass | null
257398817 | B01465 |  | 6845212 | 6845211 | BCRS/PCE/J00571/MB01463 | 300268963 | Existing | RYB | BLKG-14 | B09184 COPPERTECH KG BR BLAKONG | CLOSED | CLOSED | LINK | 12.000 kV | 11 kV | GAS | 20051101 | 2008 | G280317 |  | FALCON BETA | TAMCO |  |  | YOONG SING TYRES | Unknown | Unknown | Unknown | Unknown | DISTRIBUTION | TNB | CHERAS | Unknown | Unknown |  |  |  | Unknown |  |  |  |  | 630.000 A | 20 | 20 | 20 | B01465 | [5 empty] | 0 | YOONG SING TYRE RET READERS S/B |  | 3 | Pass | null
257398936 | B01613 |  | 6754538 | 6754537 | BCRS/PCE/J00326/MB | 300431436 | Existing | RYB | BTHO-3 | B01614 NEW ELECTRONIC GATE | CLOSED | CLOSED | LINK | 12.000 kV | 11 kV | GAS | 19931111 | 1991 | 62109390/285 | Unknown | F_and_G | INDKOM | 62109390/285 |  | FUJILITHO | Unknown | Unknown | Unknown | Unknown | DISTRIBUTION | TNB | CHERAS | Unknown | 75 |  |  | Unknown | Unknown |  | LINE |  | 28 | 630.000 A | 0.63 | 50 | 20 | B01613 | Unknown |  |  |  |  | 0 | FUJILITO |  | 3 | Pass | null
257398940 | B01611 |  | 6754541 | 6754540 | BCRS/PCE/J00326/MB | 300431436 | Existing | RYB | CJYA-7 | B01610 LEGUAN | CLOSED | CLOSED | LINK | 12.000 kV | 11 kV | GAS | 19931111 | 1991 | 62109390/285 | Unknown | F_and_G | INDKOM | 62109390/285 |  | FUJILITHO | Unknown | Unknown | Unknown | Unknown | DISTRIBUTION | TNB | CHERAS | Unknown | 75 |  |  | Unknown | Unknown |  | LINE |  | 28 | 630.000 A | 0.63 | 50 | 20 | B01611 | Unknown |  |  |  |  | 0 | FUJILITO |  | 3 | Pass | null
257398962 | B01269 | PE CITIZEN SCREEN SDN BHD | 6810900 | 6810899 | BCRS/PCE/J00287/MBB01269 | 300010051 | Existing | RYB | PBEL(P)-5 | B08444 PE CITIZEN SCREEN SDN BHD | CLOSED | CLOSED | LINK | 11.000 kV | 11 kV | GAS | 19981101 | 1998 | 9826S049 | Unknown | FALCON BETA | INDKOM | B238057 | Not Available | TAN CHENG KAY | SUBSTATION | Unknown | Unknown | Unknown | DISTRIBUTION | TNB | CHERAS | Unknown | 75 |  |  | Unknown | Unknown |  | LINE |  | 28 | 630.000 A | 0.63 | 50 | 20 | B01269 | NO | Not Available |  |  |  | 0 | TAN CHENG KAY |  | 3 | Pass | null
257398967 | B01271 | PE EXSULA LANDSCAPE | 6810909 | 6810908 | BCRS/PCE/J00287/MBB01269 | 300010051 | Existing | RYB | PBEL(P)-5 | B01272 PE EXSULA LANDSCAPE | CLOSED | CLOSED | LINK | 11.000 kV | 11 kV | GAS | 19981101 | 1998 | 9826S049 | Unknown | FALCON BETA | INDKOM | B238057 | Not Available | TAN CHENG KAY | SUBSTATION | Unknown | Unknown | Unknown | DISTRIBUTION | TNB | CHERAS | Unknown | 75 |  |  | Unknown | Unknown |  | LINE |  | 28 | 630.000 A | 0.63 | 50 | 20 | B01271 | NO | Not Available |  |  |  | 0 | TAN CHENG KAY |  | 3 | Pass | null
257398990 | B092604 | B09204 | 6900726 | 6900725 | BCRS/PCE/J00503/MBB09204 | 300267315 | Existing | RYB | MHCR2-7 | B10084 JLN BENDAHARA BMC | CLOSED | CLOSED | LINK | 12.000 kV | 11 kV | GAS | 18/07/1998 | 0 | R0541305SF |  | MERLIN GERIN | MERLIN GERIN | R0541305SF | N/A | JLN BENDAHARA 7A/7 | SUBSTATION | Unknown | Unknown | Unknown | DISTRIBUTION | TNB | CHERAS | Unknown | 75 |  |  | Unknown | Unknown |  | LINE |  | 28 | 630.000 A | 0.63 | 50 | 20 | B092604 | NO | N/A |  |  |  | 0 | PJALAN BENDAHARA 7A/7 |  | 3 | Pass | null
257398994 | B09206 | B09206 | 6900735 | 6900734 | BCRS/PCE/J00503/MBB09204 | 300267315 | Existing | RYB | MHCR2-7 | B07902 JLN BENDAHARA 12/7 | CLOSED | CLOSED | LINK | 12.000 kV | 11 kV | GAS | 18/07/1998 | 0 | R0541305SF |  | MERLIN GERIN | MERLIN GERIN | R0541305SF | N/A | JLN BENDAHARA 7A/7 | SUBSTATION | Unknown | Unknown | Unknown | DISTRIBUTION | TNB | CHERAS | Unknown | 75 |  |  | Unknown | Unknown |  | LINE |  | 28 | 630.000 A | 0.63 | 50 | 20 | B09206 | NO | N/A |  |  |  | 0 | PJALAN BENDAHARA 7A/7 |  | 3 | Pass | null
257399151 | B02146 |  | 6824088 | 6824087 | BCRS/PCE/J00018/MB1 | 300004123 | Existing | RYB | TSGR-6 | B02147 PE TAMAN MASRIA | CLOSED | CLOSED | LINK | 11.000 kV | 11 kV | OIL | 28/10/2011 | 0 | J3078/1/1/22 |  | INDKOM | INDKOM | 1106214528 |  | TMN CUEPACS NO 1 | Unknown | Unknown | Unknown | Unknown | DISTRIBUTION | TNB | CHERAS | Unknown | 75 |  |  |  | Unknown |  | LINE |  | 28 | 400.000 A | 0.4 | 50 | 20 | B02146 | [5 empty] | 0 | TAMAN CEUPACS NO 1 |  | 3 | Pass | null
257399156 | B02144 |  | 6824100 | 6824099 | BCRS/PCE/J00018/MB1 | 300004123 | Existing | RYB | TSGR-6 | B02072 PE TMN CHERAS PERMAI | CLOSED | CLOSED | LINK | 11.000 kV | 11 kV | OIL | 28/10/2011 | 0 | J3078/1/1/87 |  | TAMCO | INDKOM | 1106214528 |  | TMN CUEPACS NO 1 | Unknown | Unknown | Unknown | Unknown | DISTRIBUTION | TNB | CHERAS | Unknown | 75 |  |  |  | Unknown |  | LINE |  | 28 | 400.000 A | 0.63 | 50 | 20 | B02144 | [5 empty] | 0 | TAMAN CEUPACS NO 1 |  | 3 | Pass | null
257399557 | B10284 | PE TOWN PARK 1 NO.2 | 26131330 | 26131329 | BCRS/PCE/J00907/MBB10282 | 300448618 | Existing | RYB | BTHO-6 | B10285 PE TOWN PARK 1 NO.2 | CLOSED | CLOSED | LINK | 12.000 kV | 11 kV | GAS | 20120208 | 2008 | B2815840 | Unknown | F_and_G | INDKOM | 1204226768 |  | TOWN PARK 1 NO 1 | SUBSTATION | Unknown | Unknown | Unknown | DISTRIBUTION | TNB | CHERAS | Unknown | 75 |  |  | Unknown | Unknown |  | Unknown |  | 28 | 630.000 A | 0.63 | 50 | 20 | B10284 | Unknown |  |  |  |  | 0 | TOWN PARK 1 NO.1 |  | 3 | Pass | null
257399562 | B10282 | PE AVENUE 6 NO 1 | 26131343 | 26131342 | BCRS/PCE/J00907/MBB10282 | 300448618 | Existing | RYB | BTHO-6 | B11990 PE AVENUE 6 NO 1 | CLOSED | CLOSED | LINK | 12.000 kV | 11 kV | GAS | 20120208 | 2008 | B2815840 | Unknown | F_and_G | INDKOM | 1204226768 |  | TOWN PARK 1 NO 1 | SUBSTATION | Unknown | Unknown | Unknown | DISTRIBUTION | TNB | CHERAS | Unknown | 75 |  |  | Unknown | Unknown |  | Unknown |  | 28 | 630.000 A | 0.63 | 50 | 20 | B10282 | Unknown |  |  |  |  | 0 | TOWN PARK 1 NO.1 |  | 3 | Pass | null
257399607 | B10468 | B10468 | 26358834 | 26358833 | BCRS/PCE/J00487/MB | 300431581 | Existing | RYB | MHCR-13 | PENGGUNA HT | CLOSED | CLOSED | LINK | 12.000 kV | 11 kV | GAS | 20101111 | 2008 | G280289 |  | FALCON BETA | TAMCO |  | N/A | POLAR ICE CREAM | SUBSTATION | Unknown | Unknown | Unknown | DISTRIBUTION | TNB | CHERAS | Unknown | 75 |  |  | Unknown | Unknown |  | LINE |  | 28 | 630.000 A | 0.63 | 50 | 20 | B10468 | NO | N/A |  |  |  | 0 | POLAR ICE CREAM SDN BHD |  | 3 | Pass | null
257399611 | B10467 | B10467 | 26358838 | 26358837 | BCRS/PCE/J00487/MB | 300431581 | Existing | RYB | MHCR-13 | B01825 WATTA BATERI NO.2 | CLOSED | CLOSED | LINK | 12.000 kV | 11 kV | GAS | 20101111 | 2008 | G280289 |  | FALCON BETA | TAMCO |  | N/A | POLAR ICE CREAM | SUBSTATION | Unknown | Unknown | Unknown | DISTRIBUTION | TNB | CHERAS | Unknown | 75 |  |  | Unknown | Unknown |  | LINE |  | 28 | 630.000 A | 0.63 | 50 | 20 | B10467 | NO | N/A |  |  |  | 0 | POLAR ICE CREAM SDN BHD |  | 3 | Pass | null
257399615 | B10469 | B10469 | 26358843 | 26358846 | BCRS/PCE/J00487/MB | 300431581 | Existing | RYB | MHCR-13 | B01829 REALCO | CLOSED | CLOSED | LINK | 12.000 kV | 11 kV | GAS | 20101111 | 2008 | G280289 |  | FALCON BETA | TAMCO |  | N/A | POLAR ICE CREAM | SUBSTATION | Unknown | Unknown | Unknown | DISTRIBUTION | TNB | CHERAS | Unknown | 75 |  |  | Unknown | Unknown |  | LINE |  | 28 | 630.000 A | 0.63 | 50 | 20 | B10469 | NO | N/A |  |  |  | 0 | POLAR ICE CREAM SDN BHD |  | 3 | Pass | null
257400112 | B02782 | B02782 | 6790150 | 6790149 | BCRS/PCE/J00642/MBB02780 | 300270352 | Existing | RYB | PBEL(P)-2 | B07842 WHITEX GARMENT NO 2 | CLOSED | CLOSED | LINK | 12.000 kV | 11 kV | GAS | 20031111 | 2003 | B236989 | Unknown | FALCON BETA | TAMCO | B236989 |  | STRUKTUR TEGUH | Unknown | Unknown | Unknown | Unknown | DISTRIBUTION | TNB | CHERAS | Unknown | 75 |  |  | Unknown | Unknown |  | LINE |  | 28 | 630.000 A | 0.63 | 50 | 20 | B02782 | Unknown |  |  |  |  | 0 | STRUKTUR TEGUH S/B |  | 3 | Pass | null
257400117 | B02780 |  | 6790162 | 6790161 | BCRS/PCE/J00642/MBB02780 | 300270352 | Existing | RYB | PBEL(P)-2 | B02779 TEACH AIR INDUSTRIS | OPEN | CLOSED | LINK | 12.000 kV | 11 kV | GAS | 20031111 | 2003 | B236989 |  | FALCON BETA | TAMCO |  |  | STRUKTUR TEGUH | Unknown | Unknown | Unknown | Unknown | DISTRIBUTION | TNB | CHERAS | Unknown | Unknown |  |  |  | Unknown |  |  |  |  | 630.000 A | 20 | 20 | 20 | B02780 | [5 empty] | 0 | STRUKTUR TEGUH S/B |  | 3 | Pass | null
257403633 | B02034 | B02034 | 6822116 | 6822115 | BCRS/PCE/J00031/MBB02032 | 300004173 | Existing | RYB | BTHO-5 | B10384 PUSAT PERNIAGAAN MASRIA | CLOSED | CLOSED | LINK | 12.000 kV | 11 kV | GAS | 20031111 | 2003 | B237050 | Unknown | FALCON BETA | TAMCO | B237050 | N/A | TOL PLAZA HULU LANGAT | SUBSTATION | Unknown | Unknown | Unknown | DISTRIBUTION | TNB | CHERAS | Unknown | 75 |  |  | Unknown | Unknown |  | LINE |  | 28 | 630.000 A | 0.63 | 20 | 20 | B02034 | Unknown |  |  |  |  | 0 | PLAZA TOL HULU LANGAT |  | 3 | Pass | null
257403638 | B02032 | B02032 | 6822128 | 6822127 | BCRS/PCE/J00031/MBB02032 | 300004173 | Existing | RYB | BTHO-5 | B02028 STN SUIS CHG | CLOSED | CLOSED | LINK | 12.000 kV | 11 kV | GAS | 20031111 | 2003 | B237050 | Unknown | FALCON BETA | TAMCO | B237050 | N/A | TOL PLAZA HULU LANGAT | SUBSTATION | Unknown | Unknown | Unknown | DISTRIBUTION | TNB | CHERAS | Unknown | 75 |  |  | Unknown | Unknown |  | LINE |  | 28 | 630.000 A | 0.63 | 50 | 20 | B02032 | Unknown |  |  |  |  | 0 | PLAZA TOL HULU LANGAT |  | 3 | Pass | null
257403691 | B08140 | B08140 | 6760025 | 6760024 | BCRS/PCE/J00581/MBB08140 | 300269143 | Existing | RYB | TAMI-1 | TAMI-1 | CLOSED | CLOSED | LINK | 12.000 kV | 11 kV | GAS | 20031101 | 2003 | 11683 |  | VEI | VEI | 11683 | N/A | TMN IMPIAN INDAH NO 1 | SUBSTATION | Unknown | Unknown | Unknown | DISTRIBUTION | TNB | CHERAS | Unknown | 75 |  |  | Unknown | Unknown |  | LINE |  | 28 | 630.000 A | 0.63 | 50 | 20 | B08140 | NO | N/A |  |  |  | 0 | TMN IMPIAN INDAH NO 1 |  | 3 | Pass | null
257403696 | B08143 | B08143 | 6760035 | 6760034 | BCRS/PCE/J00581/MBB08140 | 300269143 | Existing | RYB | TAMI-1 | B08144 TMN IMPIAN INDAH NO 2 | CLOSED | CLOSED | LINK | 12.000 kV | 11 kV | GAS | 20031101 | 2003 | 11683 |  | VEI | VEI | 11683 | N/A | TMN IMPIAN INDAH NO 1 | SUBSTATION | Unknown | Unknown | Unknown | DISTRIBUTION | TNB | CHERAS | Unknown | 75 |  |  | Unknown | Unknown |  | LINE |  | 28 | 630.000 A | 0.63 | 50 | 20 | B08143 | NO | N/A |  |  |  | 0 | TMN IMPIAN INDAH NO 1 |  | 3 | Pass | null
257404823 | B01529 | B01529 | 6764303 | 6764302 | BCRS/PCE/J00439/MB | 300013654 | Existing | RYB | CJYA-4 | B01528 AE TECHNOLOGY NO 2 | CLOSED | CLOSED | LINK | 12.000 kV | 11 kV | GAS | 19901111 | 0 | N/A |  | MERLIN GERIN | TAMCO | N/A | N/A | MIEL NO 3 CHERAS JAYA | SUBSTATION | Unknown | Unknown | Unknown | DISTRIBUTION | TNB | CHERAS | Unknown | 75 |  |  | Unknown | Unknown |  | LINE |  | 28 | 630.000 A | 0.63 | 50 | 20 | B01529 | NO | N/A |  |  |  | 0 | MIEL NO 3 |  | 3 | Pass | null
257404829 | B01532 | B01532 | 6764325 | 6764324 | BCRS/PCE/J00439/MB | 300013654 | Existing | RYB | CJYA-4 | B01533 MEIL NO 4 | CLOSED | CLOSED | LINK | 12.000 kV | 11 kV | GAS | 19901111 | 0 | N/A |  | MERLIN GERIN | TAMCO | N/A | N/A | MIEL NO 3 CHERAS JAYA | SUBSTATION | Unknown | Unknown | Unknown | DISTRIBUTION | TNB | CHERAS | Unknown | 75 |  |  | Unknown | Unknown |  | LINE |  | 28 | 630.000 A | 0.63 | 50 | 20 | B01532 | NO | N/A |  |  |  | 0 | MIEL NO 3 |  | 3 | Pass | null
257407093 | B02626 | PE MINES LOTUS PHASE 2/1 | 16303885 | 16303884 |  |  | Existing | RYB |  | B08235 PE MINES LOTUS PHASE 2/1 | CLOSED | CLOSED | LINK | 12.000 kV | 11 kV | GAS |  | 0 | F9613179 | Unknown | MERLIN GERIN | MERLIN GERIN | 9613179 |  | CITY BEACH RESORT | SUBSTATION | Unknown | Unknown | Unknown | DISTRIBUTION | TNB | CHERAS | Unknown | 75 |  |  | Unknown | Unknown |  | Unknown |  | 28 | 630.000 A | 0.63 | 50 | 18.4 | B02626 | Unknown |  |  |  |  | 0 | CITY BEACH RESORT |  | 3 | Pass | null
257407099 | B02627 | PE GOLF RESORT GREEN WATER ROCK | 16303906 | 16303905 |  |  | Existing | RYB |  | B02630 PE GOLF RESORT GREEN WATER ROCK | CLOSED | CLOSED | LINK | 12.000 kV | 11 kV | GAS |  | 0 | F9613179 | Unknown | MERLIN GERIN | MERLIN GERIN | 9613179 |  | CITY BEACH RESORT | SUBSTATION | Unknown | Unknown | Unknown | DISTRIBUTION | TNB | CHERAS | Unknown | 75 |  |  | Unknown | Unknown |  | Unknown |  | 28 | 630.000 A | 0.63 | 50 | 18.4 | B02627 | Unknown |  |  |  |  | 0 | CITY BEACH RESORT |  | 3 | Pass | null
257407708 | MBB01383 | B01384 | 6767106 | 6767105 | BCRS/PCE/J00334/MBB01383 | 300516275 | Existing | RYB | TAMI-1 | IDAM RC CENTRO | CLOSED | CLOSED | LINK | 11.000 kV | 11 kV | GAS |  | 0 | L97077-488L |  | INDKOM | INDKOM | 14060312695 | N/A | IDAM RC CENTRO | SUBSTATION | Unknown | Unknown | Unknown | DISTRIBUTION | TNB | CHERAS | Unknown | 75 |  |  | Unknown | Unknown |  | LINE |  | 28 | 400.000 A | 20 | 50 | 20 | MBB01383 | NO | N/A |  |  |  | 0 | IDAM SDN BHD |  | 1 | Pass | null
257407712 | MBB01383 | B01385 | 6767109 | 6767108 | BCRS/PCE/J00334/MBB01383 | 300516275 | Existing | RYB | TAMI-1 | IDAM RC CENTRO | CLOSED | CLOSED | LINK | 11.000 kV | 11 kV | GAS |  | 0 | L97077-430L |  | INDKOM | INDKOM | 14060312695 | N/A | IDAM RC CENTRO | CUSTOMER | Unknown | Unknown | Unknown | DISTRIBUTION | TNB | CHERAS | Unknown | 75 |  |  | Unknown | Unknown |  | LINE |  | 28 | 400.000 A | 20 | 50 | 20 | MBB01383 | NO | N/A |  |  |  | 0 | IDAM SDN BHD |  | 1 | Pass | null
257407716 | MBB01383 | B01383 | 6767116 | 6767115 | BCRS/PCE/J00334/MBB01383 | 300516275 | Existing | RYB | TAMI-1 | IDAM RC CENTRO | CLOSED | CLOSED | LINK | 11.000 kV | 11 kV | GAS |  | 0 | L97077-418L |  | INDKOM | INDKOM | 14060312695 | N/A | IDAM RC CENTRO | SUBSTATION | Unknown | Unknown | Unknown | DISTRIBUTION | TNB | CHERAS | Unknown | 75 |  |  | Unknown | Unknown |  | LINE |  | 28 | 400.000 A | 20 | 50 | 20 | MBB01383 | NO | N/A |  |  |  | 0 | IDAM SDN BHD |  | 1 | Pass | null
257408252 | B01798 | B01798 | 6773394 | 6773393 | BCRS/PCE/J00032/MB1 | 300004179 | Existing | RYB | LMAS-8 | B01797 TMN SRI RAYA | CLOSED | CLOSED | LINK | 12.000 kV | 11 kV | GAS | 20061111 | 2006 | B2611120 |  | FALCON BETA | TAMCO | B2611120 | N/A | CHERAS BT 9 | SUBSTATION | Unknown | Unknown | Unknown | DISTRIBUTION | TNB | CHERAS | Unknown | 75 |  |  | Unknown | Unknown |  | LINE |  | 28 | 630.000 A | 0.63 | 50 | 20 | B01798 | NO | N/A |  |  |  | 0 | CHERAS BT 9 |  | 3 | Pass | null
257408256 | B01800 | B01800 | 6773397 | 6773396 | BCRS/PCE/J00032/MB1 | 300004179 | Existing | RYB | LMAS-8 | TMASS-6 | CLOSED | CLOSED | LINK | 12.000 kV | 11 kV | GAS | 20061111 | 2006 | B2611120 |  | FALCON BETA | TAMCO | B2611120 | N/A | CHERAS BT 9 | SUBSTATION | Unknown | Unknown | Unknown | DISTRIBUTION | TNB | CHERAS | Unknown | 75 |  |  | Unknown | Unknown |  | LINE |  | 28 | 630.000 A | 0.63 | 50 | 20 | B01800 | NO | N/A |  |  |  | 0 | CHERAS BT 9 |  | 3 | Pass | null
257408371 | B02401 |  | 6912159 | 6912158 | BCRS/PCE/J00213/MBB02399 | 300005734 | Existing | RYB | SGLN-5 | SGLN-5 | CLOSED | CLOSED | LINK | 11.000 kV | 11 kV | GAS | 20061101 | 0 | R17163-50R | Unknown | F_and_G | INDKOM | 1111225415 |  | BDR SG LONG NO 1 | SUBSTATION | Unknown | Unknown | Unknown | DISTRIBUTION | TNB | CHERAS | Unknown | 75 |  |  | Unknown | Unknown |  | Unknown |  | 28 | 400.000 A | 0.63 | 50 | 20 | B02401 | NO |  |  |  |  | 0 | BANDAR SG LONG NO 1 |  | 3 | Pass | null
257408375 | B02399 | PE PANGSAPURI FOREST GREEN | 6912170 | 6912169 | BCRS/PCE/J00213/MBB02399 | 300005734 | Existing | RYB | SGLN-5 | B04846 PE PANGSAPURI FOREST GREEN | CLOSED | CLOSED | LINK | 11.000 kV | 11 kV | GAS | 20061101 | 0 | R17162-110H | Unknown | F_and_G | INDKOM | 1111225415 |  | BDR SG LONG NO 1 | SUBSTATION | Unknown | Unknown | Unknown | DISTRIBUTION | TNB | CHERAS | Unknown | 75 |  |  | Unknown | Unknown |  | Unknown |  | 28 | 400.000 A | 0.63 | 50 | 20 | B02399 | NO |  |  |  |  | 0 | BANDAR SG LONG NO 1 |  | 3 | Pass | null
257408733 | B05737 | PE CHIP NGAI | 6886522 | 6886521 | BCRS/PCE/J00826/MB1 | 300444866 | Existing | RYB | PBEL(P)-1 | B02906 PE CHIP NGAI | CLOSED | CLOSED | LINK | 12.000 kV | 11 kV | GAS | 20111111 | 0 | 9926053 | Unknown | MERLIN GERIN | MERLIN GERIN | 9926053 |  | SG BESI INDAH NO 8 | SUBSTATION | Unknown | Unknown | Unknown | DISTRIBUTION | TNB | CHERAS | Unknown | 75 |  |  | Unknown | Unknown |  | Unknown |  | 28 | 630.000 A | 0.63 | 50 | 20 | B05737 | Unknown |  |  |  |  | 0 | TMN SG BESI INDAH NO8 |  | 3 | Pass | null
257408737 | B05735 | PE MINES LODGE | 6892163 | 6892162 | BCRS/PCE/J00826/MB1 | 300444866 | Existing | RYB | PBEL(P)-1 | B02919 PE MINES LODGE | CLOSED | CLOSED | LINK | 12.000 kV | 11 kV | GAS | 20111111 | 0 | 9926053 | Unknown | MERLIN GERIN | MERLIN GERIN | 9926053 |  | SG BESI INDAH NO 8 | SUBSTATION | Unknown | Unknown | Unknown | DISTRIBUTION | TNB | CHERAS | Unknown | 75 |  |  | Unknown | Unknown |  | Unknown |  | 28 | 630.000 A | 0.63 | 50 | 20 | B05735 | Unknown |  |  |  |  | 0 | TMN SG BESI INDAH NO8 |  | 3 | Pass | null
257409579 | B08174 |  | 6825086 | 6825085 | BCRS/PCE/J00471/MB | 300431567 | Existing | RYB | SGLN-4 | SGLN-4 | CLOSED | CLOSED | LINK | 12.000 kV | 11 kV | GAS | 20041101 | 2004 | 2L2T/04/158 | Unknown | TOPRANK | TOPRANK | 2L2T/04/158 |  | JLN SL 13/4 SG LONG | Unknown | Unknown | Unknown | Unknown | DISTRIBUTION | TNB | CHERAS | Unknown | 75 |  |  | Unknown | Unknown |  | LINE |  | 28 | 630.000 A | 0.63 | 50 | 20 | B08174 | Unknown |  |  |  |  | 0 | JLN SL 13/4 SG LONG |  | 3 | Pass | null
257409585 | B08176 |  | 6825876 | 6825875 | BCRS/PCE/J00471/MB | 300431567 | Existing | RYB | SGLN-4 | B07486 SILK KTDRR COMPACTNO 1 | CLOSED | CLOSED | LINK | 12.000 kV | 11 kV | GAS | 20041101 | 2004 | 2L2T/04/158 |  | TOPRANK | TOPRANK |  |  | JLN SL 13/4 SG LONG | Unknown | Unknown | Unknown | Unknown | DISTRIBUTION | TNB | CHERAS | Unknown | Unknown |  |  |  | Unknown |  |  |  |  | 630.000 A | 20 | 20 | 20 | B08176 | [5 empty] | 0 | JLN SL 13/4 SG LONG |  | 3 | Pass | null
257411457 | B01577 |  | 6757780 | 6757779 | BCRS/PCE/J00534/MBB01575 | 300268213 | Existing | RYB | CJYA-7 | B07083 JLN CJ 3/17-1 TMN CRS JY | CLOSED | CLOSED | LINK | 12.000 kV | 11 kV | GAS | 19971111 | 1997 | B972083 |  | FALCON BETA | TAMCO | B972083 |  | PKNS CHERAS JAYA NO 5 COMPACT | Unknown | Unknown | Unknown | Unknown | DISTRIBUTION | TNB | CHERAS | Unknown | 75 |  |  |  | Unknown |  |  |  | 28 | 630.000 A | 0.63 | 50 | 20 | B01577 | [5 empty] | 0 | TMN CHERAS JAYA NO 5 |  | 3 | Pass | null
257411461 | B01575 |  | 6757783 | 6757782 | BCRS/PCE/J00534/MBB01575 | 300268213 | Existing | RYB | CJYA-7 | CJYA-7 | CLOSED | CLOSED | LINK | 12.000 kV | 11 kV | GAS | 19971111 | 1997 | B972083 |  | FALCON BETA | TAMCO | B972083 |  | PKNS CHERAS JAYA NO 5 COMPACT | Unknown | Unknown | Unknown | Unknown | DISTRIBUTION | TNB | CHERAS | Unknown | 75 |  |  |  | Unknown |  |  |  | 28 | 630.000 A | 0.63 | 50 | 20 | B01575 | [5 empty] | 0 | TMN CHERAS JAYA NO 5 |  | 3 | Pass | null
257412272 | B10027 | B10027 | 26018975 | 26018974 | BCRS/PCE/J00270/MBB00397 | 300009450 | Existing | RYB | PBEL(P)-14 | B05363 MEGAPOWER (M) SDN BHD | CLOSED | CLOSED | LINK | 12.000 kV | 11 kV | GAS | 20101101 | 2007 | B2713522 | Unknown | FALCON BETA | EPE | B2713522 |  | FACES MARKETING | SUBSTATION | Unknown | Unknown | Unknown | DISTRIBUTION | TNB | CHERAS | Unknown | 75 |  |  | Unknown | Unknown |  | LINE |  | 28 | 630.000 A | 0.63 | 50 | 20 | B10027 | Unknown |  |  |  |  | 0 | FACES MARKETING SDN BHD |  | 3 | Pass | null
257412276 | B10025 | B10025 | 26018982 | 26018981 | BCRS/PCE/J00270/MBB00397 | 300009450 | Existing | RYB | PBEL(P)-14 | B11417 PE LOT 1875 JLN KPB-1 | CLOSED | CLOSED | LINK | 12.000 kV | 11 kV | GAS | 20101101 | 2007 | B2713522 | Unknown | FALCON BETA | EPE | B2713522 |  | FACES MARKETING | SUBSTATION | Unknown | Unknown | Unknown | DISTRIBUTION | TNB | CHERAS | Unknown | 75 |  |  | Unknown | Unknown |  | LINE |  | 28 | 630.000 A | 0.63 | 50 | 20 | B10025 | Unknown |  |  |  |  | 0 | FACES MARKETING SDN BHD |  | 3 | Pass | null
257412758 | B07009 | PE PADAT SMK PERIMBUN CRS | 6820302 | 6820319 | BCRS/PCE/J00598/MBB07009 | 300269190 | Existing | RYB | LMAS-4 | B07037 PE PADAT SMK PERIMBUN CRS | CLOSED | CLOSED | LINK | 12.000 kV | 11 kV | GAS | 20031111 | 0 | R03/327/SF | Unknown | MERLIN GERIN | SCHNEIDER | R03/327/SF |  | COMPACT PETRONAS | SUBSTATION | Unknown | Unknown | Unknown | DISTRIBUTION | TNB | CHERAS | Unknown | 75 |  |  | Unknown | Unknown |  | Unknown |  | 28 | 630.000 A | 18.5 | 50 | 18.5 | B07009 | Unknown |  |  |  |  | 0 | COMPACT PETRONAS |  | 3 | Pass | null
257412762 | B07011 | PE TAMAN MURNI | 6820303 | 6820312 | BCRS/PCE/J00598/MBB07009 | 300269190 | Existing | RYB | LMAS-4 | B01730 PE TAMAN MURNI | CLOSED | OPEN | LINK | 12.000 kV | 11 kV | GAS | 20031111 | 0 | R03/327/SF | Unknown | MERLIN GERIN | SCHNEIDER | R03/327/SF |  | COMPACT PETRONAS | SUBSTATION | Unknown | Unknown | Unknown | DISTRIBUTION | TNB | CHERAS | Unknown | 75 |  |  | Unknown | Unknown |  | Unknown |  | 28 | 630.000 A | 18.5 | 50 | 18.5 | B07011 | Unknown |  |  |  |  | 0 | COMPACT PETRONAS |  | 3 | Pass | null
257412789 | B02150 |  | 6822882 | 6822881 | BCRS/PCE/J00015/MB1 | 300004107 | Existing | RYB | TSGR-6 | B0857 FRU | CLOSED | CLOSED | LINK | 11.000 kV | 11 kV | GAS | 16/11/2000 | 2000 | 00325061 |  | INDKOM | INDKOM | 0032S061 |  | SWS POLIS HUTAN | Unknown | Unknown | Unknown | Unknown | DISTRIBUTION | TNB | CHERAS | Unknown | 75 |  |  |  | Unknown |  | LINE |  | 28 | 630.000 A | 0.63 | 50 | 20 | B02150 | [5 empty] | 0 | SWS POLIS HUTAN |  | 3 | Pass | null
257412793 | B02150 |  | 6822886 | 6822885 | BCRS/PCE/J00015/MB1 | 300004107 | Existing | RYB | TSGR-6 | B02149 TMN MASRIA | OPEN | CLOSED | LINK | 11.000 kV | 11 kV | GAS | 16/11/2000 | 2000 | 00325061 |  | INDKOM | INDKOM | 0032S061 |  | SWS POLIS HUTAN | Unknown | Unknown | Unknown | Unknown | DISTRIBUTION | TNB | CHERAS | Unknown | 75 |  |  |  | Unknown |  | LINE |  | 28 | 630.000 A | 0.63 | 50 | 20 | B02150 | [5 empty] | 0 | SWS POLIS HUTAN |  | 3 | Pass | null
257413760 | B03994 |  | 6759667 | 6759666 | BCRS/PCE/J00537/MBB03992 | 300268222 | Existing | RYB | SGLN-8 | B03995 JUTAMATE | CLOSED | CLOSED | LINK | 11.000 kV | 11 kV | GAS | 18/07/1998 | 1999 | 9847S042 |  | INDKOM | INDKOM | 9847S042 |  | RUM.REHAT GRAND SAGA BKT.DUKONG | Unknown | Unknown | Unknown | Unknown | DISTRIBUTION | TNB | CHERAS | Unknown | 75 |  |  | Unknown | Unknown |  | LINE |  | 28 | 630.000 A | 0.63 | 50 | 20 | B03994 | [5 empty] | 0 | RNR BUKIT DUKUNG |  | 3 | Pass | null
257413764 | B03992 |  | 6759670 | 6759669 | BCRS/PCE/J00537/MBB03992 | 300268222 | Existing | RYB | SGLN-8 | B03998 KIAN ANN SAWMILL | CLOSED | CLOSED | LINK | 11.000 kV | 11 kV | GAS | 18/07/1998 | 1999 | 9847S042 |  | INDKOM | INDKOM | 9847S042 |  | RUM.REHAT GRAND SAGA BKT.DUKONG | Unknown | Unknown | Unknown | Unknown | DISTRIBUTION | TNB | CHERAS | Unknown | 75 |  |  | Unknown | Unknown |  | LINE |  | 28 | 630.000 A | 0.63 | 50 | 20 | B03992 | [5 empty] | 0 | RNR BUKIT DUKUNG |  | 3 | Pass | null
257413787 | B07972 | B07972 | 6824797 | 6824796 | BCRS/PCE/J00480/MBB07972 | 300431575 | Existing | RYB | SGLN-2 | B09066 BDR SG LONG 3 | CLOSED | CLOSED | LINK | 12.000 kV | 11 kV | GAS | 20041101 | 2004 | B248029 | Unknown | FALCON BETA | TAMCO | B248029 |  | P/PURI BIDARA LUMAYAN SG LONG | SUBSTATION | Unknown | Unknown | Unknown | DISTRIBUTION | TNB | CHERAS | Unknown | 75 |  |  | Unknown | Unknown |  | LINE |  | 28 | 630.000 A | 0.63 | 50 | 20 | B07972 | Unknown |  |  |  |  | 0 | PANGSAPURI BIDARA LUMAYAN |  | 3 | Pass | null
257413791 | B07974 | B07974 | 6824800 | 6824799 | BCRS/PCE/J00480/MBB07972 | 300431575 | Existing | RYB | SGLN-2 | B02359 SG LONG NO 7 | CLOSED | CLOSED | LINK | 12.000 kV | 11 kV | GAS | 20041101 | 2004 | B248029 | Unknown | FALCON BETA | TAMCO | B248029 |  | P/PURI BIDARA LUMAYAN SG LONG | SUBSTATION | Unknown | Unknown | Unknown | DISTRIBUTION | TNB | CHERAS | Unknown | 75 |  |  | Unknown | Unknown |  | LINE |  | 28 | 630.000 A | 0.63 | 50 | 20 | B07974 | Unknown |  |  |  |  | 0 | PANGSAPURI BIDARA LUMAYAN |  | 3 | Pass | null
257413911 | B01379 | B01379 | 6788934 | 6788933 | BCRS/PCE/J00332/MB | 300010334 | Existing | RYB | CJYA-8 | B01380 RAKAN BERSATU NO 2 | CLOSED | CLOSED | LINK | 12.000 kV | 11 kV | GAS | 19911101 | 1991 | 62109127/400 |  | F_and_G | INDKOM |  | N/A | SWS MOULD BASE | SUBSTATION | Unknown | Unknown | Unknown | DISTRIBUTION | TNB | CHERAS | Unknown | 75 |  |  | Unknown | Unknown |  | LINE |  | 28 | 630.000 A | 0.63 | 50 | 20 | B01379 | NO | N/A |  |  |  | 0 | SWS MOULDBASE |  | 3 | Pass | null
257413915 | B01377 | B01377 | 6788937 | 6788936 | BCRS/PCE/J00332/MB | 300010334 | Existing | RYB | CJYA-8 | B06390 RAKAN BERSATU NO 4 | CLOSED | CLOSED | LINK | 12.000 kV | 11 kV | GAS | 19911101 | 1991 | 62109127/400 |  | F_and_G | INDKOM |  | N/A | SWS MOULD BASE | SUBSTATION | Unknown | Unknown | Unknown | DISTRIBUTION | TNB | CHERAS | Unknown | 75 |  |  | Unknown | Unknown |  | LINE |  | 28 | 630.000 A | 0.63 | 50 | 20 | B01377 | NO | N/A |  |  |  | 0 | SWS MOULDBASE |  | 3 | Pass | null
257413919 | B01378 | B01378 | 6788944 | 6788943 | BCRS/PCE/J00332/MB | 300010334 | Existing | RYB | CJYA-8 | MSB 11KV SWS MOULDBASE | CLOSED | CLOSED | LINK | 12.000 kV | 11 kV | GAS | 19911101 | 1991 | 62109127/400 |  | EPE | INDKOM |  | N/A | SWS MOULD BASE | CUSTOMER | Unknown | Unknown | Unknown | DISTRIBUTION | TNB | CHERAS | Unknown | 75 |  |  | Unknown | Unknown |  | LINE |  | 28 | 630.000 A | 0.63 | 50 | 20 | B01378 | NO | N/A |  |  |  | 0 | SWS MOULDBASE |  | 3 | Pass | null
257419119 | B07803 | PE BANDAR MAHKOTA CHERAS NO.16 | 6784720 | 6784719 | BCRS/PCE/J00522/MBB07803 | 300268102 | Existing | RYB | MHCR-1 | B06757 PE BANDAR MAHKOTA CHERAS NO.16 | CLOSED | CLOSED | LINK | 11.000 kV | 11 kV | GAS | 20041101 | 2004 | 0349S058 | Unknown | F_and_G | INDKOM | 0349S058 |  | PANGSAPURI BLOK L6, JLN PENGGAWA, BMC | SUBSTATION | Unknown | Unknown | Unknown | DISTRIBUTION | TNB | CHERAS | Unknown | 75 |  |  | Unknown | Unknown |  | Unknown |  | 28 | 630.000 A | 0.63 | 50 | 22 | B07803 | Unknown |  |  |  |  | 0 | PANGSAPURI BLOK L6 |  | 3 | Pass | null
257419123 | B07805 | PE PANGSAPURI BLOK L7 | 6784723 | 6784722 | BCRS/PCE/J00522/MBB07803 | 300268102 | Existing | RYB | MHCR-1 | B07806 PE PANGSAPURI BLOK L7 | CLOSED | CLOSED | LINK | 11.000 kV | 11 kV | GAS | 20041101 | 2004 | 0349S058 | Unknown | F_and_G | INDKOM | 0349S058 |  | PANGSAPURI BLOK L6, JLN PENGGAWA, BMC | SUBSTATION | Unknown | Unknown | Unknown | DISTRIBUTION | TNB | CHERAS | Unknown | 75 |  |  | Unknown | Unknown |  | Unknown |  | 28 | 630.000 A | 0.63 | 50 | 22 | B07805 | Unknown |  |  |  |  | 0 | PANGSAPURI BLOK L6 |  | 3 | Pass | null
257419146 | B09310 | B09310 | 6787592 | 6787591 |  |  | Existing | RYB | BTHO-4 | B10498 TAMAN SG SERING FASA 4 | CLOSED | CLOSED | LINK | 12.000 kV | 11 kV | GAS |  | 2007 | B2712829 |  | FALCON BETA | TAMCO | B2712829 | N/A | JLN SG SERING 1 | SUBSTATION | Unknown | Unknown | Unknown | DISTRIBUTION | TNB | CHERAS | Unknown | 75 |  |  | Unknown | Unknown |  | LINE |  | 28 | 630.000 A | 0.63 | 50 | 20 | B09310 | NO | N/A |  |  |  | 0 | JLN SG SERING 1, TMN SG SERING |  | 3 | Pass | null
257419150 | B09308 | B09308 | 6787595 | 6787594 |  |  | Existing | RYB | BTHO-4 | B07670 TMN ORKID NO 2 | CLOSED | CLOSED | LINK | 12.000 kV | 11 kV | GAS |  | 2007 | B2712829 |  | FALCON BETA | TAMCO | B2712829 | N/A | JLN SG SERING 1 | SUBSTATION | Unknown | Unknown | Unknown | DISTRIBUTION | TNB | CHERAS | Unknown | 75 |  |  | Unknown | Unknown |  | LINE |  | 28 | 630.000 A | 20 | 50 | 20 | B09308 | NO | N/A |  |  |  | 0 | JLN SG SERING 1, TMN SG SERING |  | 3 | Pass | null
257419938 | B02305 | B02305 | 6908961 | 6908960 | BCRS/PCE/J00081/MB1 | 300431065 | Existing | RYB | PMU SMYH-8 | B02306 PKNS SG LUI | CLOSED | CLOSED | LINK | 12.000 kV | 11 kV | GAS | 20001101 | 2000 | B203801 | Unknown | FALCON BETA | TAMCO | B203801 |  | KG SG LUI NO 1 | SUBSTATION | Unknown | Unknown | Unknown | DISTRIBUTION | TNB | CHERAS | Unknown | 75 |  |  | Unknown | Unknown |  | LINE |  | 28 | 630.000 A | 0.63 | 50 | 20 | B02305 | Unknown |  |  |  |  | 0 | KAMPUNG SG LUI |  | 3 | Pass | null
257419942 | B02303 | B02303 | 6908970 | 6908969 | BCRS/PCE/J00081/MB1 | 300431065 | Existing | RYB | PMU SMYH-8 | B06748 PADAT LAMAN KENCANA | CLOSED | CLOSED | LINK | 12.000 kV | 11 kV | GAS | 20001101 | 2000 | B203801 | Unknown | FALCON BETA | TAMCO | B203801 |  | KG SG LUI NO 1 | SUBSTATION | Unknown | Unknown | Unknown | DISTRIBUTION | TNB | CHERAS | Unknown | 75 |  |  | Unknown | Unknown |  | LINE |  | 28 | 630.000 A | 0.63 | 50 | 20 | B02303 | Unknown |  |  |  |  | 0 | KAMPUNG SG LUI |  | 3 | Pass | null
257420406 | B01247 | PE TUCK HUA NO 1 | 6835892 | 6835891 | BCRS/PCE/J00276/MBB01245 | 300009999 | Existing | RYB | PBEL(P)-6 | B01251 PE TUCK HUA NO 1 | OPEN | CLOSED | LINK | 12.000 kV | 11 kV | GAS | 19951101 | 1995 | B950069 | Unknown | FALCON BETA | TAMCO | B950069 |  | TUCK HUA NO 2 | SUBSTATION | Unknown | Unknown | Unknown | DISTRIBUTION | TNB | CHERAS | Unknown | 75 |  |  | Unknown | Unknown |  | Unknown |  | 28 | 630.000 A | 0.63 | 50 | 20 | B01247 | Unknown |  |  |  |  | 0 | TUCK HUA NO 2 |  | 3 | Pass | null
257420411 | B01245 | PE PADAT OVERSEA | 6835899 | 6835898 | BCRS/PCE/J00276/MBB01245 | 300009999 | Existing | RYB | PBEL(P)-6 | B11453 PE PADAT OVERSEA | CLOSED | CLOSED | LINK | 12.000 kV | 11 kV | GAS | 19951101 | 1995 | B950069 | Unknown | FALCON BETA | TAMCO | B950069 |  | TUCK HUA NO 2 | SUBSTATION | Unknown | Unknown | Unknown | DISTRIBUTION | TNB | CHERAS | Unknown | 75 |  |  | Unknown | Unknown |  | Unknown |  | 28 | 630.000 A | 0.63 | 50 | 20 | B01245 | Unknown |  |  |  |  | 0 | TUCK HUA NO 2 |  | 3 | Pass | null
257420433 | B01326 | B01326 | 6845069 | 6845068 | BCRS/PCE/J00293/MBB01324 | 300010082 | Existing | RYB | CJYA-3 | B01327 DAPAT IND | CLOSED | CLOSED | LINK | 12.000 kV | 11 kV | GAS | 20061111 | 1996 | B961169 |  | FALCON BETA | TAMCO | B961169 | N/A | KG BARU BALAKONG | SUBSTATION | Unknown | Unknown | Unknown | DISTRIBUTION | TNB | CHERAS | Unknown | 75 |  |  | Unknown | Unknown |  | LINE |  | 28 | 630.000 A | 0.63 | 50 | 20 | B01326 | NO | N/A |  |  |  | 0 | KAMPUNG BARU BALAKONG |  | 3 | Pass | null
257420438 | B01324 | B01324 | 6845076 | 6845075 | BCRS/PCE/J00293/MBB01324 | 300010082 | Existing | RYB | CJYA-3 | B01323 THAM PONG | CLOSED | CLOSED | LINK | 12.000 kV | 11 kV | GAS | 20061111 | 1996 | B961169 |  | FALCON BETA | TAMCO | B961169 | N/A | KG BARU BALAKONG | SUBSTATION | Unknown | Unknown | Unknown | DISTRIBUTION | TNB | CHERAS | Unknown | 75 |  |  | Unknown | Unknown |  | LINE |  | 28 | 630.000 A | 0.63 | 50 | 20 | B01324 | NO | n/a |  |  |  | 0 | KAMPUNG BARU BALAKONG |  | 3 | Pass | null
257420454 | B01283 | B12383 | 6788021 | 6788038 | BCRS/PCE/J00211/MBB01281 | 300005721 | Existing | RYB | PBEL(P)-3 | B01284 AIM RIGHT | CLOSED | CLOSED | LINK | 12.000 kV | 11 kV | GAS | 19961101 | 1996 | B960843 | Unknown | FALCON BETA | TAMCO | B960843 |  | STARLIGHT | SUBSTATION | Unknown | Unknown | Unknown | DISTRIBUTION | TNB | CHERAS | Unknown | 75 |  |  | Unknown | Unknown |  | LINE |  | 28 | 630.000 A | 0.63 | 50 | 20 | B01283 | Unknown |  |  |  |  | 0 | STARLIGHT |  | 3 | Pass | null
257420458 | B01281 | B01281 | 6788022 | 6788031 | BCRS/PCE/J00211/MBB01281 | 300005721 | Existing | RYB | PBEL(P)-3 | B10281 LOT 1849, JALAN KPB 10 | CLOSED | CLOSED | LINK | 12.000 kV | 11 kV | GAS | 19961101 | 1996 | B960843 | Unknown | FALCON BETA | TAMCO | B960843 |  | STARLIGHT | SUBSTATION | Unknown | Unknown | Unknown | DISTRIBUTION | TNB | CHERAS | Unknown | 75 |  |  | Unknown | Unknown |  | LINE |  | 28 | 630.000 A | 0.63 | 50 | 20 | B01281 | Unknown |  |  |  |  | 0 | STARLIGHT |  | 3 | Pass | null
257420620 | B01855 |  | 6805655 | 6805654 | BCRS/PCE/J00357/MBB01853 | 300510395 | Existing | RYB | BLKG-8 | B09109 BOGO OPTICAL | CLOSED | CLOSED | LINK | 16.000 kV | 11 kV | GAS |  | 0 | KSS/1143 |  | INDKOM | INDKOM | 15032214666DE |  | KAW PERUSAHAAN CHERAS JAYA NO 2 | Unknown | Unknown | Unknown | Unknown | DISTRIBUTION | TNB | CHERAS | Unknown | 75 |  |  |  | Unknown |  |  |  | 28 | 630.000 A | 0.63 | 50 | 20 | B01855 | [5 empty] | 0 | KAW PERUSAHAAN CHERAS JAYA NO 2 |  | 3 | Pass | null
257420626 | B01853 |  | 6805673 | 6805672 | BCRS/PCE/J00357/MBB01853 | 300510395 | Existing | RYB | BLKG-8 | B04468 SINORITA NO 2 | CLOSED | CLOSED | LINK | 16.000 kV | 11 kV | GAS |  | 0 | KSS/1143 |  | INDKOM | INDKOM | 15032214666DE |  | KAW PERUSAHAAN CHERAS JAYA NO 2 | Unknown | Unknown | Unknown | Unknown | DISTRIBUTION | TNB | CHERAS | Unknown | 75 |  |  |  | Unknown |  |  |  | 28 | 630.000 A | 0.36 | 50 | 20 | B01853 | [5 empty] | 0 | KAW PERUSAHAAN CHERAS JAYA NO 2 |  | 3 | Pass | null
257420747 | B07905 | B07905 | 6824845 | 6824844 | BCRS/PCE/J00809/MBB07905 | 300448355 | Existing | RYB | MHCR2-7 | B08642 JLN PUTRA 13/1 | CLOSED | CLOSED | LINK | 12.000 kV | 11 kV | GAS | 20081111 | 2004 | D242608 |  | FALCON BETA | TAMCO | D242608 | N/A | JALAN PUTRA BMC | SUBSTATION | Unknown | Unknown | Unknown | DISTRIBUTION | TNB | CHERAS | Unknown | 75 |  |  | Unknown | Unknown |  | LINE |  | 28 | 630.000 A | 0.63 | 50 | 20 | B07905 | NO | N/A |  |  |  | 0 | BNDR MHKOTA CHERAS JLN PUTRA |  | 3 | Pass | null
257420753 | B07908 | B07908 | 6824867 | 6824866 | BCRS/PCE/J00809/MBB07905 | 300448355 | Existing | RYB | MHCR2-7 | B06750 BNDR MHKOTA CHERAS NO 15 | CLOSED | CLOSED | LINK | 12.000 kV | 11 kV | GAS | 20081111 | 2004 | D242608 |  | FALCON BETA | TAMCO | D242608 | N/A | JALAN PUTRA BMC | SUBSTATION | Unknown | Unknown | Unknown | DISTRIBUTION | TNB | CHERAS | Unknown | 75 |  |  | Unknown | Unknown |  | LINE |  | 28 | 630.000 A | 0.63 | 50 | 20 | B07908 | NO | N/A |  |  |  | 0 | BNDR MHKOTA CHERAS JLN PUTRA |  | 3 | Pass | null
257421147 | B01623 |  | 6791314 | 6791313 | BCRS/PCE/J00139/MBB01620 | 300005236 | Existing | RYB | BTHO-3 | B01630 TAPAK CHERAS PERDANA | CLOSED | CLOSED | LINK | 12.000 kV | 11 kV | GAS | 19931111 | 1991 | 0001J495 |  | F_and_G | INDKOM | 0001J495 |  | TMN SRI INDAH | Unknown | Unknown | Unknown | Unknown | DISTRIBUTION | TNB | CHERAS | Unknown | 75 |  |  | Unknown | Unknown |  | LINE |  | 28 | 630.000 A | 0.63 | 50 | 20 | B01623 | [5 empty] | 0 | TMN SRI INDAH |  | 3 | Pass | null
257421153 | B01620 |  | 6791332 | 6791331 | BCRS/PCE/J00139/MBB01620 | 300005236 | Existing | RYB | BTHO-3 | B01570 CHERAS JAYA NO 1 | CLOSED | CLOSED | LINK | 12.000 kV | 11 kV | GAS | 19931111 | 1991 | 0001J495 |  | F_and_G | INDKOM | 0001J495 |  | TMN SRI INDAH | Unknown | Unknown | Unknown | Unknown | DISTRIBUTION | TNB | CHERAS | Unknown | 75 |  |  | Unknown | Unknown |  | MBB |  | 28 | 630.000 A | 0.63 | 50 | 20 | B01620 | [5 empty] | 0 | TMN SRI INDAH |  | 3 | Pass | null
257423080 | B10461 |  | 26568350 | 26568349 | BCRS/PCE/J00942/MB1 | 300444868 | Existing | RYB |  | B02640 GREEN WATER ROCK | CLOSED | CLOSED | LINK | 11.000 kV | 11 kV | GAS | 20001101 | 2008 | N/A |  | TAMCO | TAMCO | N/A |  | COMPACT DR SRI TIONG KING | Unknown | Unknown | Unknown | Unknown | DISTRIBUTION | TNB | CHERAS | Unknown | 75 |  |  |  | Unknown |  |  |  | 28 |  | 0.63 | 50 | 20 | B10461 | [5 empty] | 0 | COMPACT DATO SERI TIONG KING |  | 3 | Pass | null
257423085 | B10463 |  | 26568363 | 26568362 | BCRS/PCE/J00942/MB1 | 300444868 | Existing | RYB |  | B02638 COUNTRY HEIGHT PARADE 1 | CLOSED | CLOSED | LINK | 11.000 kV | 11 kV | GAS | 20001101 | 2008 | N/A | Unknown | TAMCO | TAMCO | N/A |  | COMPACT DR SRI TIONG KING | Unknown | Unknown | Unknown | Unknown | DISTRIBUTION | TNB | CHERAS | Unknown | 75 |  |  |  | Unknown |  |  |  | 28 |  | 0.63 | 50 | 20 | B10463 | Unknown |  |  |  |  | 0 | COMPACT DATO SERI TIONG KING |  | 3 | Pass | null
257423998 | B07670 | B07670 | 6792039 | 6792038 |  |  | Existing | RYB | BTHO-4 | JLN SERING 1 TMN SG SERING | CLOSED | CLOSED | LINK | 11.000 kV | 11 kV | GAS |  | 2004 | 0226S109 |  | INDKOM | INDKOM | 0226S109 | N/A | TMN ORKID NO 2 | SUBSTATION | Unknown | Unknown | Unknown | DISTRIBUTION | TNB | CHERAS | Unknown | 75 |  |  | Unknown | Unknown |  | LINE |  | 28 | 630.000 A | 0.63 | 50 | 20 | B07670 | NO | N/A |  |  |  | 0 | TMN ORKID NO 2 |  | 3 | Pass | null
257424002 | B07672 | B07672 | 6792042 | 6792041 |  |  | Existing | RYB | BTHO-4 | B06919 KOMPLEKS PENGHULU BT 10 | CLOSED | CLOSED | LINK | 11.000 kV | 11 kV | GAS |  | 2004 | 0226S109 |  | INDKOM | INDKOM | 0226S109 | N/A | TMN ORKID NO 2 | SUBSTATION | Unknown | Unknown | Unknown | DISTRIBUTION | TNB | CHERAS | Unknown | 75 |  |  | Unknown | Unknown |  | LINE |  | 28 | 630.000 A | 0.63 | 50 | 20 | B07672 | NO | N/A |  |  |  | 0 | TMN ORKID NO 2 |  | 3 | Pass | null
257425273 | B01718 | B01718 | 6829416 | 6829429 | BCRS/PCE/J00624/MB | 300431601 | Existing | RYB | BTHO-9 | B01717 TMN SRI CHERAS NO 2 | CLOSED | CLOSED | LINK | 11.000 kV | 11 kV | GAS | 18/07/1998 | 0 | L07110-272 |  | VEI | VEI | 26329 | N/A | TMN SRI CHERAS NO 3 | SUBSTATION | Unknown | Unknown | Unknown | DISTRIBUTION | TNB | CHERAS | Unknown | 75 |  |  | Unknown | Unknown |  | LINE |  | 28 | 400.000 A | 0.63 | 50 | 20 | B01718 | NO | N/A |  |  |  | 0 | TMN SRI CHERAS NO 3 |  | 3 | Pass | null
257425583 | B01720 | B01720 | 6867328 | 6867330 | BCRS/PCE/J00624/MB | 300431601 | Existing | RYB | BTHO-9 | B01725 TMN SRI CHERAS JAYA | CLOSED | CLOSED | LINK | 11.000 kV | 11 kV | GAS | 18/07/1998 | 0 | L19/1/703R |  | VEI | VEI | 26329 | N/A | TMN SRI CHERAS NO 3 | SUBSTATION | Unknown | Unknown | Unknown | DISTRIBUTION | TNB | CHERAS | Unknown | 75 |  |  | Unknown | Unknown |  | LINE |  | 28 | 400.000 A | 0.63 | 50 | 20 | B01720 | NO | N/A |  |  |  | 0 | TMN SRI CHERAS NO 3 |  | 3 | Pass | null
257425648 | B08624 | PE COMMERCIAL AREA 2 | 6933230 | 6933229 |  |  | Existing | RYB | MHCR2-9 | B08623 PE COMMERCIAL AREA 2 | CLOSED | CLOSED | LINK | 12.000 kV | 11 kV | GAS |  | 2005 | D253257 | Unknown | FALCON BETA | TAMCO | D253257 |  | COMMERCIAL AREA NO 1 | SUBSTATION | Unknown | Unknown | Unknown | DISTRIBUTION | TNB | CHERAS | Unknown | 75 |  |  | Unknown | Unknown |  | Unknown |  | 28 | 630.000 A | 0.63 | 50 | 20 | B08624 | [5 empty] | 0 | COMMERCIAL AREA 1 |  | 3 | Pass | null
257425654 | B08627 | PE COMMERCIAL AREA NO.5 | 6933248 | 6933247 |  |  | Existing | RYB | MHCR2-9 | B08628 PE COMMERCIAL AREA NO.5 | CLOSED | CLOSED | LINK | 12.000 kV | 11 kV | GAS |  | 2005 | D253257 | Unknown | FALCON BETA | TAMCO | D253257 |  | COMMERCIAL AREA NO 1 | SUBSTATION | Unknown | Unknown | Unknown | DISTRIBUTION | TNB | CHERAS | Unknown | 75 |  |  | Unknown | Unknown |  | Unknown |  | 28 | 630.000 A | 0.63 | 50 | 20 | B08627 | [5 empty] | 0 | COMMERCIAL AREA 1 |  | 3 | Pass | null
257426769 | B01838 |  | 6830814 | 6830813 | BCRS/PCE/J00362/MBB01838 | 300010512 | Existing | RYB | BLKG-8 | B06273 SENG YIP CHERAS JAYA | CLOSED | CLOSED | LINK | 16.000 kV | 11 kV | GAS | 19951101 | 0 | KSS/1750 |  | EPE | TAMCO |  |  | HOOVER TILING SB | Unknown | Unknown | Unknown | Unknown | DISTRIBUTION | TNB | CHERAS | Unknown | 75 |  |  |  | Unknown |  |  |  | 28 | 630.000 A | 0.63 | 50 | 20 | B01838 | [5 empty] | 0 | HOOVER TILING SDN BHD |  | 3 | Pass | null
257426773 | B01840 |  | 6830817 | 6830816 | BCRS/PCE/J00362/MBB01838 | 300010512 | Existing | RYB | BLKG-8 | B01841 NGEE WING SHOE | CLOSED | CLOSED | LINK | 16.000 kV | 11 kV | GAS | 19951101 | 0 | KSS/1750 |  | EPE | TAMCO |  |  | HOOVER TILING SB | Unknown | Unknown | Unknown | Unknown | DISTRIBUTION | TNB | CHERAS | Unknown | 75 |  |  |  | Unknown |  |  |  | 28 | 630.000 A | 0.63 | 50 | 20 | B01840 | [5 empty] | 0 | HOOVER TILING SDN BHD |  | 3 | Pass | null
257426829 | B09323 | PE COMMERCIAL AREA NO 12 | 6932898 | 6932897 | BCRS/PCE/J00494/MB | 300431587 | Existing | RYB | MHCR-2 | B09324 PE COMMERCIAL AREA NO 12 | CLOSED | CLOSED | LINK | 12.000 kV | 11 kV | GAS | 20061101 | 2006 | 23174 | Unknown | VEI | VEI | 23174 |  | COMMERCIAL AREA NO 13 JLN TEMENGGONG 17/ | SUBSTATION | Unknown | Unknown | Unknown | DISTRIBUTION | TNB | CHERAS | Unknown | 75 |  |  | Unknown | Unknown |  | Unknown |  | 28 | 630.000 A | 0.63 | 50 | 20 | B09323 | Unknown |  |  |  |  | 0 | COMMERCIAL AREA NO 13 |  | 3 | Pass | null
257426835 | B09320 | MHCR-2 | 6932916 | 6932915 | BCRS/PCE/J00494/MB | 300431587 | Existing | RYB | MHCR-2 | PPU MHCR CB 2 | CLOSED | CLOSED | LINK | 12.000 kV | 11 kV | GAS | 20061101 | 2006 | 23174 | Unknown | VEI | VEI | 23174 |  | COMMERCIAL AREA NO 13 JLN TEMENGGONG 17/ | SUBSTATION | Unknown | Unknown | Unknown | DISTRIBUTION | TNB | CHERAS | Unknown | 75 |  |  | Unknown | Unknown |  | Unknown |  | 28 | 630.000 A | 0.63 | 50 | 20 | B09320 | Unknown |  |  |  |  | 0 | COMMERCIAL AREA NO 13 |  | 3 | Pass | null
257426857 | B08191 | B08191 | 7002714 | 7002713 | BCRS/PCE/J00673/MBB08189 | 300270705 | Existing | RYB | TSRA-3 | B08192 TMN BUKIT EMAS NO 2 | OPEN | OPEN | LINK | 12.000 kV | 11 kV | GAS | 20041101 | 2004 | B248722 |  | FALCON BETA | TAMCO | B248722 |  | TMN BKT EMAS NO 1 | SUBSTATION | Unknown | Unknown | Unknown | DISTRIBUTION | TNB | CHERAS | Unknown | 75 |  |  | Unknown | Unknown |  | LINE |  | 28 | 630.000 A | 0.63 | 50 | 20 | B08191 | Unknown |  |  |  |  | 0 | TAMAN BUKIT EMAS NO 1 |  | 3 | Pass | null
257426862 | B08189 | B08189 | 7002720 | 7002719 | BCRS/PCE/J00673/MBB08189 | 300270705 | Existing | RYB | TAMI-3 | B06540 EKSPEDISI EMAS | CLOSED | CLOSED | LINK | 12.000 kV | 11 kV | GAS | 20041101 | 2004 | B248722 |  | FALCON BETA | TAMCO | B248722 |  | TMN BKT EMAS NO 1 | SUBSTATION | Unknown | Unknown | Unknown | DISTRIBUTION | TNB | CHERAS | Unknown | 75 |  |  | Unknown | Unknown |  | LINE |  | 28 | 630.000 A | 0.63 | 50 | 20 | B08189 | Unknown |  |  |  |  | 0 | TAMAN BUKIT EMAS NO 1 |  | 3 | Pass | null
257426883 | B07486 |  | 7007623 | 7007622 | BCRS/PCE/J00544/MBB07486 | 300268245 | Existing | RYB | SGLN-4 | B08176 PE JLN SL 13/4 SUNGAI LONG | CLOSED | CLOSED | LINK | 12.000 kV | 11 kV | GAS | 18/07/1998 | 0 | R0323123 SF | Unknown | MERLIN GERIN | MERLIN GERIN | R0323123 SF |  | SILK KTTDR SG LONG NO 1 | Unknown | Unknown | Unknown | Unknown | DISTRIBUTION | TNB | CHERAS | Unknown | 75 |  |  | Unknown | Unknown |  | LINE |  | 28 | 630.000 A | 0.63 | 50 | 20 | B07486 | Unknown |  |  |  |  | 0 | SILK KTDRR COMPACT NO 1 |  | 3 | Pass | null
257426888 | B07488 |  | 7007629 | 7007628 | BCRS/PCE/J00544/MBB07486 | 300268245 | Existing | RYB | SGLN-4 | SILK KTDRR COMPACT NO 2 | CLOSED | CLOSED | LINK | 12.000 kV | 11 kV | GAS | 18/07/1998 | 0 | R0323123 SF |  | MERLIN GERIN | MERLIN GERIN | R0323123 SF |  | SILK KTTDR SG LONG NO 1 | SUBSTATION | Unknown | Unknown | Unknown | DISTRIBUTION | TNB | CHERAS | Unknown | 75 |  |  | Unknown | Unknown |  | LINE |  | 28 | 630.000 A | 0.63 | 20 | 20 | B07488 | Unknown |  |  |  |  | 0 | SILK KTDRR COMPACT NO 1 |  | 3 | Pass | null
257426911 | B08085 | TMN PUTRA BDIMAN NO 2 | 6856803 | 6856802 | BCRS/PCE/J00588/MBB08085 | 300269167 | Existing | RYB | TAMI-6 | B06305 TMN PUTRA BUDIMAN NO 2 | CLOSED | CLOSED | LINK | 12.000 kV | 11 kV | GAS | 20041101 | 2004 | B 248719 | Unknown | FALCON BETA | TAMCO | B 248719 |  | TMN PUTRA BUDIMAN 1/2 PHASE 3 | Unknown | Unknown | Unknown | Unknown | DISTRIBUTION | TNB | CHERAS | Unknown | 75 |  |  | Unknown | Unknown |  | Unknown |  | 28 | 630.000 A | 0.63 | 50 | 20 | B08085 | Unknown |  |  |  |  | 0 | TAMAN PUTRA BUDIMAN PHASE 3 |  | 3 | Pass | null
257426915 | B08087 |  | 6856806 | 6856805 | BCRS/PCE/J00588/MBB08085 | 300269167 | Existing | RYB | TAMI-6 | B07871 SRI PULAI | CLOSED | CLOSED | LINK | 12.000 kV | 11 kV | GAS | 20041101 | 2004 | B 248719 | Unknown | FALCON BETA | TAMCO | B 248719 |  | TMN PUTRA BUDIMAN 1/2 PHASE 3 | Unknown | Unknown | Unknown | Unknown | DISTRIBUTION | TNB | CHERAS | Unknown | 75 |  |  | Unknown | Unknown |  | Unknown |  | 28 | 630.000 A | 0.63 | 50 | 20 | B08087 | Unknown |  |  |  |  | 0 | TAMAN PUTRA BUDIMAN PHASE 3 |  | 3 | Pass | null
257428180 | B05077 |  | 6866881 | 6866880 | BCRS/PCE/J00585/MBB05077 | 300269156 | Existing | RYB | TAMI-6 | B07312 JLN PUTRA BUDIMAN 2/4 | CLOSED | CLOSED | LINK | 12.000 kV | 11 kV | GAS | 20011101 | 2001 | CV 712125-00070/008 | Unknown | SIEMENS | SIEMENS | CV 712125-00070/008 |  | TMN PUTRA BUDIMAN NO 1 | Unknown | Unknown | Unknown | Unknown | DISTRIBUTION | TNB | CHERAS | Unknown | 75 |  |  |  | Unknown |  | Unknown |  | 28 | 630.000 A | 0.63 | 50 | 20 | B05077 | Unknown |  |  |  |  | 0 | TMN PUTRA BUDIMAN NO 1 |  | 3 | Pass | null
257428186 | B05080 |  | 6866899 | 6866898 | BCRS/PCE/J00585/MBB05077 | 300269156 | Existing | RYB | TAMI-6 | B06308 PUTRA BUDIMAN NO 2 | CLOSED | CLOSED | LINK | 12.000 kV | 11 kV | GAS | 20011101 | 2001 | CV 712125-00070/008 | Unknown | SIEMENS | SIEMENS | CV 712125-00070/008 |  | TMN PUTRA BUDIMAN NO 1 | Unknown | Unknown | Unknown | Unknown | DISTRIBUTION | TNB | CHERAS | Unknown | 75 |  |  | Unknown | Unknown |  | Unknown |  | 28 | 630.000 A | 0.63 | 50 | 20 | B05080 | Unknown |  |  |  |  | 0 | TMN PUTRA BUDIMAN NO 1 |  | 3 | Pass | null
257429442 | B01507 | B01057 | 6857967 | 6857966 | BCRS/PCE/J00183/MBB01505 | 300005526 | Existing | RYB | SGLN-1 | SGLN-1 | CLOSED | CLOSED | LINK | 12.000 kV | 11 kV | GAS | 20101111 | 1991 | 62109127/203 |  | EPE | INDKOM | 62109127/203 |  | SIA CHIN AIK | SUBSTATION | Unknown | Unknown | Unknown | DISTRIBUTION | TNB | CHERAS | Unknown | 75 |  |  | Unknown | Unknown |  | LINE |  | 28 | 630.000 A | 0.63 | 50 | 20 | B01507 | Unknown |  |  |  |  | 0 | SIA CHIN AIK |  | 3 | Pass | null
257429446 | B01505 | B01505 | 6857970 | 6857969 | BCRS/PCE/J00183/MBB01505 | 300005526 | Existing | RYB | SGLN-1 | B01504 TMN INDAH NO 2 | CLOSED | CLOSED | LINK | 12.000 kV | 11 kV | GAS | 20101111 | 1991 | 62109127/203 |  | EPE | INDKOM | 62109127/203 |  | SIA CHIN AIK | SUBSTATION | Unknown | Unknown | Unknown | DISTRIBUTION | TNB | CHERAS | Unknown | 75 |  |  | Unknown | Unknown |  | LINE |  | 28 | 630.000 A | 0.63 | 50 | 20 | B01505 | Unknown |  |  |  |  | 0 | SIA CHIN AIK |  | 3 | Pass | null
257429475 | B05396 | PE JLN DB 1/3 DESA BUDIMAN NO 1 | 6893086 | 6893085 | BCRS/PCE/J00228/MBB05393 | 300005840 | Existing | RYB | SGLN-7 | B08713 PE JALAN DB 1/3 DESA BUDIMAN NO 1 | CLOSED | CLOSED | LINK | 12.000 kV | 11 kV | GAS | 20011101 | 2001 | 0107S173 | Unknown | F_and_G | INDKOM | 0107S173 | Not applicable | GARDEN PARK SG LONG NO 3 | SUBSTATION | Unknown | YES | Unknown | DISTRIBUTION | TNB | CHERAS | Unknown | 75 | Unknown | Unknown | Unknown | NO |  | LINE |  | 28 | 630.000 A | 0.63 | 50 | 22 | B05396 | NO | Not applicable |  |  | Unknown | 0 | GARDEN PARK SG.LONG NO 3 |  | 3 | Pass | null
257429481 | B05393 | PE GARDEN PARK SG.LONG NO 2 | 6893108 | 6893107 | BCRS/PCE/J00228/MBB05393 | 300005840 | Existing | RYB | SGLN-7 | B05392 PE GARDEN PARK SG.LONG NO 2 | CLOSED | CLOSED | LINK | 12.000 kV | 11 kV | GAS | 20011101 | 2001 | 0107S173 | Unknown | F_and_G | INDKOM | 0107S173 | Not applicable | GARDEN PARK SG LONG NO 3 | SUBSTATION | Unknown | YES | Unknown | DISTRIBUTION | TNB | CHERAS | Unknown | 75 | Unknown | Unknown | Unknown | NO |  | LINE |  | 28 | 630.000 A | 0.63 | 50 | 22 | B05393 | NO | Not applicable |  |  | Unknown | 0 | GARDEN PARK SG.LONG NO 3 |  | 3 | Pass | null
257429510 | B09137 | B09137 | 26377646 | 26377645 | BCRS/PCE/J00551/MBB09137 | 300268507 | Existing | RYB | SGLN-9 | B08451 TMN PGGN BDR MAHKOTA | CLOSED | CLOSED | LINK | 11.000 kV | 11 kV | GAS | 20061101 | 2007 |  | Unknown | OMAZABAL | TAMCO | 0735S078 | N/A | TAMAN SUNNYSIDE NO 3 | SUBSTATION | Unknown | Unknown | Unknown | DISTRIBUTION | TNB | CHERAS | Unknown | 75 |  |  | Unknown | Unknown |  | LINE |  | 28 | 630.000 A | 0.63 | 50 | 20 | B09137 | NO | N/A |  |  |  | 0 | TAMAN SUNNYSIDE VALE NO 3 |  | 3 | Pass | null
257429515 | B09139 | B09139 | 26377660 | 26377659 | BCRS/PCE/J00551/MBB09137 | 300268507 | Existing | RYB | SGLN-9 | TMN SRI SG.LONG | CLOSED | CLOSED | LINK | 11.000 kV | 11 kV | GAS | 20061101 | 2007 |  | Unknown | OMAZABAL | TAMCO | 0735S078 | N/A | TAMAN SUNNYSIDE NO 3 | SUBSTATION | Unknown | Unknown | Unknown | DISTRIBUTION | TNB | CHERAS | Unknown | 75 |  |  | Unknown | Unknown |  | LINE |  | 28 | 630.000 A | 0.63 | 50 | 20 | B09139 | NO | N/A |  |  |  | 0 | TAMAN SUNNYSIDE VALE NO 3 |  | 3 | Pass | null
257431520 | B04006 |  | 6819909 | 6819908 | BCRS/PCE/J00846/MB1 | 300444766 | Existing | RYB | SGLN-8 | B04007 WAI FONG | CLOSED | CLOSED | LINK | 12.000 kV | 11 kV | GAS | 18/07/1998 | 2000 | D201131 |  | TAMCO | TAMCO | D201131 |  | 1ST PAPER MILL | Unknown | Unknown | Unknown | Unknown | DISTRIBUTION | TNB | CHERAS | Unknown | 75 |  |  | Unknown | Unknown |  | LINE |  | 28 | 630.000 A | 0.63 | 50 | 20 | B04006 | [5 empty] | 0 | FIRST PAPER MILL |  | 3 | Pass | null
257431525 | B04004 |  | 6819926 | 6819925 | BCRS/PCE/J00846/MB1 | 300444766 | Existing | RYB | SGLN-8 | B04003 S/S LOJI AIR | CLOSED | CLOSED | LINK | 12.000 kV | 11 kV | GAS | 18/07/1998 | 2000 | D201131 |  | TAMCO | TAMCO | D201131 |  | 1ST PAPER MILL | Unknown | Unknown | Unknown | Unknown | DISTRIBUTION | TNB | CHERAS | Unknown | 75 |  |  | Unknown | Unknown |  | LINE |  | 28 | 630.000 A | 0.63 | 50 | 20 | B04004 | Unknown |  |  |  |  | 0 | FIRST PAPER MILL |  | 3 | Pass | null
257431908 | B10030 | PE AVENUE TWO | 26054317 | 26054316 | BCRS/PCE/J00573/MB10028 | 300268972 | Existing | RYB | BTHO-6 | B12043 PE AVENUE TWO | CLOSED | CLOSED | LINK | 12.000 kV | 11 kV | GAS | 20101101 | 2007 | B2714746 | Unknown | TAMCO | TAMCO | B2714746 | NOT APPLICABLE | AVENUE ONE BTHO NO 1 | SUBSTATION | Unknown | YES | Unknown | DISTRIBUTION | TNB | CHERAS | Unknown | 75 | Unknown | Unknown | Unknown | NO |  | LINE |  | 28 | 630.000 A | 0.63 | 50 | 20 | B10030 | NO | NOT APPLICABLE |  |  | Unknown | 0 | AVENUE ONE BTHO NO.1 |  | 3 | Pass | null
257431919 | B10028 | B10028 | 26054776 | 26054775 | BCRS/PCE/J00573/MB10028 | 300268972 | Existing | RYB | BTHO-6 | BTHO-6 | CLOSED | CLOSED | LINK | 12.000 kV | 11 kV | GAS | 20101101 | 2007 | B2714746 | Unknown | TAMCO | TAMCO | B2714746 | NOT APPLICABLE | AVENUE ONE BTHO NO 1 | SUBSTATION | Unknown | YES | Unknown | DISTRIBUTION | TNB | CHERAS | Unknown | 75 | Unknown | Unknown | Unknown | NO |  | LINE |  | 28 | 630.000 A | 0.63 | 50 | 20 | B10028 | NO | NOT APPLICABLE |  |  | Unknown | 0 | AVENUE ONE BTHO NO.1 |  | 3 | Pass | null
257432625 | B08314 | B08314 | 6909263 | 6909262 | BCRS/PCE/J00087/MB1 | 300431067 | Existing | RYB | PMU SMYH-8 | B02316 SG LUI 3 | CLOSED | CLOSED | LINK | 11.000 kV | 11 kV | OIL | 20001101 | 0 | 05/66296-70 | Unknown | BRUSH | VEI | 05/60296-3 |  | KG PAYA LEBAR A/T | SUBSTATION | Unknown | Unknown | Unknown | DISTRIBUTION | TNB | CHERAS | Unknown | 75 |  |  | Unknown | Unknown |  | LINE |  | 28 | 400.000 A | 0.4 | 50 | 13.1 | B08314 | Unknown |  |  |  |  | 0 | KG PAYA LEBAR |  | 3 | Pass | null
257432629 | B02321 | B02321 | 6909272 | 6909271 | BCRS/PCE/J00087/MB1 | 300431067 | Existing | RYB | PMU SMYH-8 | B02311 SG LUI NO 2 | CLOSED | CLOSED | LINK | 11.000 kV | 11 kV | OIL | 20001101 | 0 | 05/66296-7 | Unknown | BRUSH | VEI | 05/60296-3 |  | KG PAYA LEBAR A/T | SUBSTATION | Unknown | Unknown | Unknown | DISTRIBUTION | TNB | CHERAS | Unknown | 75 |  |  | Unknown | Unknown |  | LINE |  | 28 | 400.000 A | 0.4 | 50 | 13.1 | B02321 | Unknown |  |  |  |  | 0 | KG PAYA LEBAR |  | 3 | Pass | null
257439123 | B02277 | B02277 | 6811409 | 6811426 | BCRS/PCE/J00073/MBB02275 | 300004357 | Existing | RYB |  | B02281 BT 17 DUSUN TUA | CLOSED | CLOSED | LINK | 12.000 kV | 11 kV | GAS | 20071101 | 2007 | 23827 |  | VEI | VEI | 23827 | NOT AVAILABLE | DUSUN TUA MASJID A/T | SUBSTATION | Unknown | Unknown | Unknown | DISTRIBUTION | TNB | CHERAS | Unknown | 75 |  |  | Unknown | Unknown |  | LINE |  | 28 | 630.000 A | 0.63 | 50 | 20 | B02277 | NO | NOT AVAILABLE |  |  |  | 0 | DUSUN TUA MASJID |  | 3 | Pass | null
257439127 | B02278 | B02278 | 6811410 | 6811419 | BCRS/PCE/J00073/MBB02275 | 300004357 | Existing | RYB |  | B02279 DUSUN TUA SEBERANG | CLOSED | CLOSED | LINK | 12.000 kV | 11 kV | GAS | 20071101 | 2007 | 23827 |  | VEI | VEI | 23827 | NOT AVAILABLE | DUSUN TUA MASJID A/T | SUBSTATION | Unknown | Unknown | Unknown | DISTRIBUTION | TNB | CHERAS | Unknown | 75 |  |  | Unknown | Unknown |  | LINE |  | 28 | 630.000 A | 0.63 | 50 | 20 | B02278 | NO | NOT AVAILABLE |  |  |  | 0 | DUSUN TUA MASJID |  | 3 | Pass | null
257439880 | B10131 | B10131 | 26012597 | 26012596 | BCRS/PCE/J00843/MB | 300435156 | Existing | RYB | SGLN-2 | B09957 PERSIARAN BKT SG LONG 2 | CLOSED | CLOSED | LINK | 12.000 kV | 11 kV | GAS | 20071112 | 2007 | B2715235 | Unknown | FALCON BETA | TAMCO | B2715235 |  | JLN BKT SL 3/1 | SUBSTATION | Unknown | Unknown | Unknown | DISTRIBUTION | TNB | CHERAS | Unknown | 75 |  |  | Unknown | Unknown |  | LINE |  | 28 | 630.000 A | 20 | 50 | 20 | B10131 | Unknown |  |  |  |  | 0 | JLN BUKIT SG. LONG 3/1 |  | 3 | Pass | null
257439885 | B10133 | B10133 | 26012610 | 26012609 | BCRS/PCE/J00843/MB | 300435156 | Existing | RYB | SGLN-2 | B09958 P'RAN BKT SG LONG 1/5 | CLOSED | CLOSED | LINK | 12.000 kV | 11 kV | GAS | 20071112 | 2007 | B2715235 | Unknown | FALCON BETA | TAMCO | B2715235 |  | JLN BKT SL 3/1 | SUBSTATION | Unknown | Unknown | Unknown | DISTRIBUTION | TNB | CHERAS | Unknown | 75 |  |  | Unknown | Unknown |  | LINE |  | 28 | 630.000 A | 0.63 | 50 | 20 | B10133 | Unknown |  |  |  |  | 0 | JLN BUKIT SG. LONG 3/1 |  | 3 | Pass | null
257444582 | B10263 | B10263 | 26126496 | 26126495 |  |  | Existing | RYB | BTHO-4 | B07668 TMN ORKID NO.3 | CLOSED | CLOSED | LINK | 12.000 kV | 11 kV | GAS | 24/07/2008 | 2008 | B2815767 |  | FALCON BETA | TAMCO | B2815767 | N/A | PANGSAPURI CASAURINA | SUBSTATION | Unknown | Unknown | Unknown | DISTRIBUTION | TNB | CHERAS | Unknown | 75 |  |  | Unknown | Unknown |  | LINE |  | 28 | 630.000 A | 0.63 | 50 | 20 | B10263 | NO | N/A |  |  |  | 0 | PANGSAPURI CASUARINA SG SERING |  | 3 | Pass | null
257444587 | B10265 | B10265 | 26126509 | 26126508 |  |  | Existing | RYB | BTHO-4 | B10496 TAMAN SG SERING FASA 4 | CLOSED | CLOSED | LINK | 12.000 kV | 11 kV | GAS | 24/07/2008 | 2008 | B2815767 |  | FALCON BETA | TAMCO | B2815767 | N/A | PANGSAPURI CASAURINA | SUBSTATION | Unknown | Unknown | Unknown | DISTRIBUTION | TNB | CHERAS | Unknown | 75 |  |  | Unknown | Unknown |  | LINE |  | 28 | 630.000 A | 0.63 | 50 | 20 | B10265 | NO | N/A |  |  |  | 0 | PANGSAPURI CASUARINA SG SERING |  | 3 | Pass | null
257445112 | B02855 | B02855 | 6942210 | 6942229 | BCRS/PCE/J00750/MBB02855 | 300271070 | Existing | RYB | MINE-12 | B02854 PEH AH SOON | CLOSED | CLOSED | LINK | 12.000 kV | 11 kV | GAS | 19971111 | 1997 | B971682 |  | FALCON BETA | TAMCO | B971682 | N/A | FORMATIVE VIEW | SUBSTATION | Unknown | Unknown | Unknown | DISTRIBUTION | TNB | CHERAS | Unknown | 75 |  |  | Unknown | Unknown |  | LINE |  | 28 | 630.000 A | 0.63 | 50 | 20 | B02855 | NO | N/A |  |  |  | 0 | FORMATIC VIEW |  | 3 | Pass | null
257445117 | B02857 | B02857 | 6942213 | 6942238 | BCRS/PCE/J00750/MBB02855 | 300271070 | Existing | RYB | MINE-12 | B02858 OOI BIN KEONG | CLOSED | CLOSED | LINK | 12.000 kV | 11 kV | GAS | 19971111 | 1997 | B971682 |  | FALCON BETA | TAMCO | B971682 | N/A | FORMATIVE VIEW | SUBSTATION | Unknown | Unknown | Unknown | DISTRIBUTION | TNB | CHERAS | Unknown | 75 |  |  | Unknown | Unknown |  | LINE |  | 28 | 630.000 A | 0.63 | 50 | 20 | B02857 | NO | N/A |  |  |  | 0 | FORMATIC VIEW |  | 3 | Pass | null
257445133 | B08358 | PE TMN HARMONI | 6790302 | 6790313 | BCRS/PCE/J00465/MBB08358 | 300431561 | Existing | RYB | PBEL(P)-1 | B02891 PE TMN HARMONI | CLOSED | CLOSED | LINK | 12.000 kV | 11 kV | GAS | 20041111 | 2004 | B248405 | Unknown | FALCON BETA | TAMCO | B248405 |  | FLAT TAMAN HARMONI | SUBSTATION | Unknown | Unknown | Unknown | DISTRIBUTION | TNB | CHERAS | Unknown | 75 |  |  | Unknown | Unknown |  | Unknown |  | 28 | 630.000 A | 0.63 | 50 | 20 | B08358 | Unknown |  |  |  |  | 0 | FLAT TMN HARMONI |  | 3 | Pass | null
257445142 | B08360 | PE BOULEVARD BELIMBING HILL | 6790308 | 6790322 | BCRS/PCE/J00465/MBB08358 | 300431561 | Existing | RYB | PBEL(P)-1 | B10616 PE BOULEVARD BELIMBING HILL | CLOSED | CLOSED | LINK | 12.000 kV | 11 kV | GAS | 20041111 | 2004 | B248405 | Unknown | FALCON BETA | TAMCO | B248405 |  | FLAT TAMAN HARMONI | SUBSTATION | Unknown | Unknown | Unknown | DISTRIBUTION | TNB | CHERAS | Unknown | 75 |  |  | Unknown | Unknown |  | Unknown |  | 28 | 630.000 A | 0.63 | 50 | 20 | B08360 | Unknown |  |  |  |  | 0 | FLAT TMN HARMONI |  | 3 | Pass | null
257448720 | B08640 | B08640 | 6825030 | 6825029 | BCRS/PCE/J00808/MB1 | 300448354 | Existing | RYB | MHCR2-7 | B07904 JLN BENDAHARA 12/7 | CLOSED | CLOSED | LINK | 12.000 kV | 11 kV | GAS | 20081111 | 2005 | B259791 |  | FALCON BETA | TAMCO | B259791 | N/A | JALAN PUTRA 13/1 | SUBSTATION | Unknown | Unknown | Unknown | DISTRIBUTION | TNB | CHERAS | Unknown | 75 |  |  | Unknown | Unknown |  | LINE |  | 28 | 630.000 A | 0.63 | 50 | 20 | B08640 | NO | N/A |  |  |  | 0 | BNDR MHKOTA CRS JLN PUTERA 13/1 |  | 3 | Pass | null
257448725 | B08642 | B08642 | 6825043 | 6825042 | BCRS/PCE/J00808/MB1 | 300448354 | Existing | RYB | MHCR2-7 | B07905 JLN PUTRA | CLOSED | CLOSED | LINK | 12.000 kV | 11 kV | GAS | 20081111 | 2005 | B259791 |  | FALCON BETA | TAMCO | B259791 | N/A | JALAN PUTRA 13/1 | SUBSTATION | Unknown | Unknown | Unknown | DISTRIBUTION | TNB | CHERAS | Unknown | 75 |  |  | Unknown | Unknown |  | LINE |  | 28 | 630.000 A | 0.63 | 50 | 20 | B08642 | NO | N/A |  |  |  | 0 | BNDR MHKOTA CRS JLN PUTERA 13/1 |  | 3 | Pass | null
257449044 | B05647 | B/S05647 | 16309635 | 16309634 | BCRS/PCE/J00539/MB4 | 300268231 | Existing | RYB | MINE-4 | BUS COUPLE | OPEN | OPEN | BUSBAR SECTION | 12.000 kV | 11 kV | VACUMM | 20001101 | 1997 |  |  | GEC | ITEM | 1766 | PM18/17936A | MINES EXIBITION CENTRE | Unknown | Unknown | YES | Unknown | DISTRIBUTION | TNB | CHERAS | Unknown | 75 | Unknown | Unknown | Unknown | NO |  | LINE |  | 28 | 630.000 A | 0.63 | 50 | 20 | B05647 | NO |  |  |  | Unknown | Unknown | MINES EXIBHITION CENTRE |  | 3 | Pass | null
257449351 | B10390 | B02371 | 26356980 | 26356979 | BCRS/PCE/J00882/MB1 | 300448859 | Existing | RYB | MHCR-4 | B02371 SG.LONG NO.6 | CLOSED | CLOSED | LINK | 12.000 kV | 11 kV | GAS | 20101111 | 2008 | B2815757 |  | FALCON BETA | TAMCO | B2815757 |  | PANGSAPURI ADALIA | SUBSTATION | Unknown | Unknown | Unknown | DISTRIBUTION | TNB | CHERAS | Unknown | 75 |  |  |  | Unknown |  | LINE |  | 28 | 630.000 A | 0.63 | 50 | 20 | B10390 | Unknown |  |  |  |  | 0 | PANGSAPURI ADALIA |  | 3 | Pass | null
257449355 | B10388 | B08429 TANMING INDAH NO. 2 | 26356987 | 26356986 | BCRS/PCE/J00882/MB1 | 300448859 | Existing | RYB | MHCR-4 | B08429 TANMING INDAH NO.2 | CLOSED | CLOSED | LINK | 12.000 kV | 11 kV | GAS | 20101111 | 2008 | B2815757 |  | FALCON BETA | TAMCO | B2815757 |  | PANGSAPURI ADALIA | SUBSTATION | Unknown | Unknown | Unknown | DISTRIBUTION | TNB | CHERAS | Unknown | 75 |  |  |  | Unknown |  | LINE |  | 28 | 630.000 A | 0.63 | 50 | 20 | B10388 | Unknown |  |  |  |  | 0 | PANGSAPURI ADALIA |  | 3 | Pass | null
257451333 | B01769 | B01769 | 6818764 | 6818769 | BCRS/PCE/J00035/MB1 | 300431052 | Existing | RYB | BTHO-1 | B01748 TAMAN KOTA CHERAS NO1 | CLOSED | CLOSED | LINK | 11.000 kV | 11 kV | GAS | 20001111 | 1982 | J4870839 |  | FALCON BETA | TAMCO | B21122325 | N/A | TELEKOM BT 10 1128 | SUBSTATION | Unknown | Unknown | Unknown | DISTRIBUTION | TNB | CHERAS | Unknown | 75 |  |  | Unknown | Unknown |  | LINE |  | 28 | 630.000 A | 0.63 | 50 | 20 | B01769 | Unknown |  |  |  |  | 0 | TM CHERAS |  | 3 | Pass | null
257451337 | B01772 | B01772 | 6818765 | 6818777 | BCRS/PCE/J00035/MB1 | 300431052 | Existing | RYB | BTHO-1 | B01773 SHAH JAYA | CLOSED | CLOSED | LINK | 11.000 kV | 11 kV | GAS | 20001111 | 1982 | 821696 |  | FALCON BETA | TAMCO | B21122325 |  | TELEKOM BT 10 1128 | SUBSTATION | Unknown | Unknown | Unknown | DISTRIBUTION | TNB | CHERAS | Unknown | 75 |  |  | Unknown | Unknown |  | LINE |  | 28 | 630.000 A | 0.63 | 50 | 20 | B01772 | Unknown |  |  |  |  | 0 | TM CHERAS |  | 3 | Pass | null
257453495 | B02961 | B02961 | 6831798 | 6831797 | BCRS/PCE/J00705/MBB02961 | 300270870 | Existing | RYB | BLKG-12 | B02960 NO 2 TMN SETIA BALAKONG | CLOSED | CLOSED | LINK | 11.000 kV | 11 kV | GAS | 20001101 | 2000 | 9945S073 | Unknown | F_and_G | INDKOM | 9945S073 | N/A | NO 3 TAMAN SETIA BALAKONG | SUBSTATION | Unknown | Unknown | Unknown | DISTRIBUTION | TNB | CHERAS | Unknown | 75 |  |  | Unknown | Unknown |  | LINE |  | 28 | 630.000 A | 0.63 | 50 | 20 | B02961 | NO | N/A |  |  |  | 0 | NO 3 TMN SETIA BALAKONG |  | 3 | Pass | null
257453500 | B02964 | BB02964 | 6831808 | 6831807 | BCRS/PCE/J00705/MBB02961 | 300270870 | Existing | RYB | BLKG-12 | B06072 COMMOND WOOD PRODUCTS | CLOSED | CLOSED | LINK | 11.000 kV | 11 kV | GAS | 20001101 | 2000 | 9945S073 | Unknown | F_and_G | INDKOM | 9945S073 | N/A | NO 3 TAMAN SETIA BALAKONG | SUBSTATION | Unknown | Unknown | Unknown | DISTRIBUTION | TNB | CHERAS | Unknown | 75 |  |  | Unknown | Unknown |  | LINE |  | 28 | 630.000 A | 0.63 | 50 | 20 | B02964 | NO | N/A |  |  |  | 0 | NO 3 TMN SETIA BALAKONG |  | 3 | Pass | null
257453524 | B02353 |  | 6926398 | 6926397 | BCRS/PCE/J00106/MBB02353 | 300004492 | Existing | RYB | TMASS-10 | B02352 SONG TIEK SUN | CLOSED | CLOSED | LINK | 12.000 kV | 11 kV | GAS | 19901101 | 1995 | B950163 |  | FALCON BETA | TAMCO | B950163 |  | TUCK SIN ENGINEERING | Unknown | Unknown | Unknown | Unknown | DISTRIBUTION | TNB | CHERAS | Unknown | 75 |  |  | Unknown | Unknown |  | LINE |  | 28 | 630.000 A | 0.63 | 50 | 20 | B02353 | [5 empty] | 0 | TICK SIN ENGINEERINGNCONST S/B |  | 3 | Pass | null
257453528 | B02355 |  | 6926401 | 6926400 | BCRS/PCE/J00106/MBB02353 | 300004492 | Existing | RYB | TMASS-10 | B04563 TIP COOPRATION | CLOSED | CLOSED | LINK | 12.000 kV | 11 kV | GAS | 19901101 | 1995 | B950163 | Unknown | FALCON BETA | TAMCO | B950163 |  | TUCK SIN ENGINEERING | Unknown | Unknown | Unknown | Unknown | DISTRIBUTION | TNB | CHERAS | Unknown | 75 |  |  | Unknown | Unknown |  | LINE |  | 28 | 630.000 A | 0.63 | 50 | 20 | B02355 | Unknown |  |  |  |  | 0 | TICK SIN ENGINEERINGNCONST S/B |  | 3 | Pass | null
257453560 | B06754 | PE TAMAN SINAR MAHKOTA | 6773494 | 6773493 | BCRS/PCE/J00258/MBB06754 | 300006128 | Existing | RYB | MHCR-1 | B11689 PE TAMAN SINAR MAHKOTA | CLOSED | CLOSED | LINK | 12.000 kV | 11 kV | GAS | 20021101 | 2002 | D221453 | Unknown | FALCON BETA | TAMCO | I2100178 |  | BDR MAHKOTA CHERAS NO 16 | SUBSTATION | Unknown | Unknown | Unknown | DISTRIBUTION | TNB | CHERAS | Unknown | 75 |  |  | Unknown | Unknown |  | Unknown |  | 28 | 630.000 A | 0.63 | 50 | 20 | B06754 | Unknown |  |  |  |  | 0 | BANDAR MAHKOTA CHERAS NO 16 |  | 3 | Pass | null
257453564 | B06757 | PE PANGSAPURI BLOK L6 | 6773496 | 6773495 | BCRS/PCE/J00258/MBB06754 | 300006128 | Existing | RYB | MHCR-1 | B07803 PE PANGSAPURI BLOK L6 | CLOSED | CLOSED | LINK | 12.000 kV | 11 kV | GAS | 20021101 | 2002 | D221453 | Unknown | FALCON BETA | TAMCO | I2100178 |  | BDR MAHKOTA CHERAS NO 16 | SUBSTATION | Unknown | Unknown | Unknown | DISTRIBUTION | TNB | CHERAS | Unknown | 75 |  |  | Unknown | Unknown |  | Unknown |  | 28 | 630.000 A | 0.63 | 50 | 20 | B06757 | Unknown |  |  |  |  | 0 | BANDAR MAHKOTA CHERAS NO 16 |  | 3 | Pass | null
257453593 | B06358 |  | 6928395 | 6928394 | BCRS/PCE/J00250/MB | 300431426 | Existing | RYB | MHCR-10 | B09398 JLN PAHLAWAN 2A/3 BMC | CLOSED | CLOSED | LINK | 12.000 kV | 11 kV | GAS | 20021101 | 2002 | D221457 |  | FALCON BETA | TAMCO |  |  | BDR MAHKOTA CHERAS NO. 12 | Unknown | Unknown | Unknown | Unknown | DISTRIBUTION | TNB | CHERAS | Unknown | 75 |  |  |  | Unknown |  |  |  | 28 | 630.000 A | 0.63 | 50 | 20 | B06358 | [5 empty] | 0 | BDR MAHKOTA CHERAS NO 12 |  | 3 | Pass | null
257453598 | B06355 |  | 6928405 | 6928404 | BCRS/PCE/J00250/MB | 300431426 | Existing | RYB | MHCR-10 | B08600 JLN PAHLAWAN 20/3 BMC | CLOSED | CLOSED | LINK | 12.000 kV | 11 kV | GAS | 20021101 | 2002 | D221457 |  | FALCON BETA | TAMCO |  |  | BDR MAHKOTA CHERAS NO. 12 | Unknown | Unknown | Unknown | Unknown | DISTRIBUTION | TNB | CHERAS | Unknown | 75 |  |  |  | Unknown |  |  |  | 28 | 630.000 A | 0.63 | 50 | 20 | B06355 | [5 empty] | 0 | BDR MAHKOTA CHERAS NO 12 |  | 3 | Pass | null
257454816 | B00409 | B00409 | 6909214 | 6909213 | BCRS/PCE/J00898/MB1 | 300444632 | Existing | RYB | PMU SMYH-8 | B00408 RUMAH PAM SEMENYIH | CLOSED | CLOSED | LINK | 12.000 kV | 11 kV | GAS | 19981101 | 2006 | B2611178 | Unknown | FALCON BETA | TAMCO | B2611178 |  | DONGLAI | SUBSTATION | Unknown | Unknown | Unknown | DISTRIBUTION | TNB | CHERAS | Unknown | 75 |  |  | Unknown | Unknown |  | LINE |  | 28 | 630.000 A | 0.63 | 50 | 20 | B00409 | Unknown |  |  |  |  | 0 | DONG LAI |  | 3 | Pass | null
257454820 | B02319 | B02318 | 6909223 | 6909222 | BCRS/PCE/J00898/MB1 | 300444632 | Existing | RYB | PMU SMYH-8 | B02318 SG LUI NO 3 | CLOSED | CLOSED | LINK | 12.000 kV | 11 kV | GAS | 19981101 | 2006 | B2611178 | Unknown | FALCON BETA | TAMCO | B2611178 |  | DONGLAI | SUBSTATION | Unknown | Unknown | Unknown | DISTRIBUTION | TNB | CHERAS | Unknown | 75 |  |  | Unknown | Unknown |  | LINE |  | 28 | 630.000 A | 0.63 | 50 | 20 | B02319 | Unknown |  |  |  |  | 0 | DONG LAI |  | 3 | Pass | null
257456275 | B02139 | PE RUMAH KEDAI TAMAN AWANA | 6782789 | 6782788 | BCRS/PCE/J00021/MB02139 | 300266930 | Existing | RYB | TMASS-4 | B10373 PE RUMAH KEDAI TAMAN AWANA | CLOSED | CLOSED | LINK | 11.000 kV | 11 kV | GAS | 19991101 | 1999 | 9902S115 | Unknown | F_and_G | INDKOM | 9902S115 |  | TMN CHERAS AWANA NO 2 | SUBSTATION | Unknown | Unknown | Unknown | DISTRIBUTION | TNB | CHERAS | Unknown | 75 |  |  | Unknown | Unknown |  | LINE |  | 28 | 630.000 A | 0.63 | 50 | 22 | B02139 | Unknown |  |  |  |  | 0 | TAMAN CHERAS AWANA NO 2 |  | 3 | Pass | null
257456281 | B02141 | PE TAMAN ONE LAGENDA | 6782807 | 6782806 | BCRS/PCE/J00021/MB02139 | 300266930 | Existing | RYB | TMASS-4 | B12046 PE TAMAN ONE LAGENDA | CLOSED | CLOSED | LINK | 11.000 kV | 11 kV | GAS | 19991101 | 1999 | 9902S115 | Unknown | F_and_G | INDKOM | 9902S115 |  | TMN CHERAS AWANA NO 2 | SUBSTATION | Unknown | Unknown | Unknown | DISTRIBUTION | TNB | CHERAS | Unknown | 75 |  |  | Unknown | Unknown |  | LINE |  | 28 | 630.000 A | 0.63 | 50 | 22 | B02141 | Unknown |  |  |  |  | 0 | TAMAN CHERAS AWANA NO 2 |  | 3 | Pass | null
257456310 | B01794 | B01794 | 6784878 | 6784877 | BCRS/PCE/J00033/MB01794 | 300267731 | Existing | RYB | LMAS-8 | B01793 SEK AGAMA BT 9 | CLOSED | CLOSED | LINK | 11.000 kV | 11 kV | GAS | 19991101 | 1998 | 9836S073 |  | INDKOM | INDKOM | 9836S073 | N/A | TMN SRI RAYA (KAUSAR) | SUBSTATION | Unknown | Unknown | Unknown | DISTRIBUTION | TNB | CHERAS | Unknown | 75 |  |  | Unknown | Unknown |  | LINE |  | 28 | 630.000 A | 0.63 | 50 | 20 | B01794 | NO | N/A |  |  |  | 0 | TAMAN SERIRAYA /PRIMASURIA |  | 3 | Pass | null
257456316 | B01797 | B01797 | 6786432 | 6784895 | BCRS/PCE/J00033/MB01794 | 300267731 | Existing | RYB | LMAS-8 | B01798 BT9 JLN H.LANGAT | CLOSED | CLOSED | LINK | 11.000 kV | 11 kV | GAS | 19991101 | 1998 | 9836S073 |  | INDKOM | INDKOM | 9836S073 | N/A | TMN SRI RAYA (KAUSAR) | SUBSTATION | Unknown | Unknown | Unknown | DISTRIBUTION | TNB | CHERAS | Unknown | 75 |  |  | Unknown | Unknown |  | LINE |  | 28 | 630.000 A | 0.63 | 50 | 20 | B01797 | NO |  |  |  |  | 0 | TAMAN SERIRAYA /PRIMASURIA |  | 3 | Pass | null
257456339 | B04401 |  | 6848735 | 6848734 | BCRS/PCE/J00665/MBB04400 | 300270679 | Existing | RYB | BLKG-13 | B04403 BUKIT BAYU NO 6 | CLOSED | CLOSED | LINK | 12.000 kV | 11 kV | GAS | 19991101 | 1999 | B993168 |  | FALCON BETA | TAMCO |  |  | BUKIT BAYU NO 5 | Unknown | Unknown | Unknown | Unknown | DISTRIBUTION | TNB | CHERAS | Unknown | 75 |  |  |  | Unknown |  |  |  | 28 | 630.000 A | 0.63 | 50 | 20 | B04401 | [5 empty] | 0 | BUKIT BAYU NO 5 |  | 3 | Pass | null
257456343 | B04400 |  | 6848738 | 6848737 | BCRS/PCE/J00665/MBB04400 | 300270679 | Existing | RYB | BLKG-13 | B04397 BUKIT BAYU NO 4 | CLOSED | CLOSED | LINK | 12.000 kV | 11 kV | GAS | 19991101 | 1999 | B993168 |  | FALCON BETA | TAMCO |  |  | BUKIT BAYU NO 5 | Unknown | Unknown | Unknown | Unknown | DISTRIBUTION | TNB | CHERAS | Unknown | 75 |  |  |  | Unknown |  |  |  | 28 | 630.000 A | 0.63 | 50 | 20 | B04400 | [5 empty] | 0 | BUKIT BAYU NO 5 |  | 3 | Pass | null
257456366 | B06949 | B06949 | 6943590 | 6943589 | BCRS/PCE/J00776/MBB06949 | 300271308 | Existing | RYB | PMU KJNG-8 | B04220 GIRIMAS NO 2 | CLOSED | CLOSED | LINK | 12.000 kV | 11 kV | GAS | 18/07/1998 | 2006 | 23660 |  | VEI | VEI | 23660 | N/A | BKT ANGKAT NO 2 | SUBSTATION | Unknown | Unknown | Unknown | DISTRIBUTION | TNB | CHERAS | Unknown | 75 |  |  | Unknown | Unknown |  | LINE |  | 28 | 630.000 A | 0.63 | 50 | 20 | B06949 | NO | N/A |  |  |  | 0 | PADAT BKT ANGKAT NO 2 |  | 3 | Pass | null
257456370 | B06951 | B06951 | 6943593 | 6943592 | BCRS/PCE/J00776/MBB06949 | 300271308 | Existing | RYB | PMU KJNG-8 | B04221 LCL FURNITURE | CLOSED | CLOSED | LINK | 12.000 kV | 11 kV | GAS | 18/07/1998 | 2006 | 23660 |  | VEI | VEI | 23660 | N/A | BKT ANGKAT NO 2 | SUBSTATION | Unknown | Unknown | Unknown | DISTRIBUTION | TNB | CHERAS | Unknown | 75 |  |  | Unknown | Unknown |  | LINE |  | 28 | 630.000 A | 0.63 | 50 | 20 | B06951 | NO | N/A |  |  |  | 0 | PADAT BKT ANGKAT NO 2 |  | 3 | Pass | null
257456399 | B02704 | B02704 | 6785344 | 6785343 | BCRS/PCE/J00411/MBB02701 | 300011189 | Existing | RYB | TAMI-2 | B02705 BERKAT HASIL NO 4A | CLOSED | CLOSED | LINK | 11.000 kV | 11 kV | OIL | 20141101 | 0 | 17025-225R |  | BRUSH | ABB | 87025-225B | N/A | BERKAT HASIL NO 5 | SUBSTATION | Unknown | Unknown | Unknown | DISTRIBUTION | TNB | CHERAS | Unknown | 75 |  |  | Unknown | Unknown |  | LINE |  | 28 | 400.000 A | 0.63 | 50 | 20 | B02704 | NO | N/A |  |  |  | 0 | BERKAT HASIL NO 5 |  | 3 | Pass | null
257456405 | B02701 | B02701 | 6785362 | 6785361 | BCRS/PCE/J00411/MBB02701 | 300011189 | Existing | RYB | TAMI-2 | TAMI-2 | CLOSED | CLOSED | LINK | 11.000 kV | 11 kV | OIL | 20141101 | 0 | L19/1/704R |  | BRUSH | ABB | 87025-224B | N/A | BERKAT HASIL NO 5 | SUBSTATION | Unknown | Unknown | Unknown | DISTRIBUTION | TNB | CHERAS | Unknown | 75 |  |  | Unknown | Unknown |  | LINE |  | 28 | 400.000 A | 0.63 | 50 | 20 | B02701 | NO | N/A |  |  |  | 0 | BERKAT HASIL NO 5 |  | 3 | Pass | null
257456428 | B02828 | PE SUPERSAVE COPORATION | 6849582 | 6849581 | BCRS/PCE/J00614/MBB02828 | 300270092 | Existing | RYB | BLKG-5 | B09412 PE SUPERSAVE COPORATION | CLOSED | CLOSED | LINK | 12.000 kV | 11 kV | GAS | 19951101 | 1995 | B950261 | Unknown | FALCON BETA | TAMCO | B950261 |  | YWE | SUBSTATION | Unknown | Unknown | Unknown | DISTRIBUTION | TNB | CHERAS | Unknown | 75 |  |  | Unknown | Unknown |  | Unknown |  | 28 | 630.000 A | 0.63 | 50 | 20 | B02828 | Unknown |  |  |  |  | 0 | YWE SDN BHD |  | 3 | Pass | null
257456432 | B02830 | PE TIMESS MILION | 6849585 | 6849584 | BCRS/PCE/J00614/MBB02828 | 300270092 | Existing | RYB | BLKG-5 | B07219 PE TIMESS MILION | CLOSED | CLOSED | LINK | 12.000 kV | 11 kV | GAS | 19951101 | 1995 | B950261 | Unknown | FALCON BETA | TAMCO | B950261 |  | YWE | SUBSTATION | Unknown | Unknown | Unknown | DISTRIBUTION | TNB | CHERAS | Unknown | 75 |  |  | Unknown | Unknown |  | Unknown |  | 28 | 630.000 A | 0.63 | 50 | 20 | B02830 | Unknown |  |  |  |  | 0 | YWE SDN BHD |  | 3 | Pass | null
257456459 | B06689 | B06689 | 6951874 | 6951873 | BCRS/PCE/J00268/MB | 300431430 | Existing | RYB | MHCR-14 | B06330 BDR MAHKOTA CHERAS NO 5 | CLOSED | CLOSED | LINK | 12.000 kV | 11 kV | GAS | 20021101 | 2002 | D221622 |  | FALCON BETA | TAMCO | D221622 | N/A | RUMAH PAM BDR MAHKOTA CHERAS | SUBSTATION | Unknown | Unknown | Unknown | DISTRIBUTION | TNB | CHERAS | Unknown | 75 |  |  | Unknown | Unknown |  | LINE |  | 28 | 630.000 A | 0.63 | 50 | 20 | B06689 | NO | N/A |  |  |  | 0 | BDR MAHKOTA CHERAS RUMAH PAM |  | 3 | Pass | null
257456465 | B06692 | B06692 | 6951892 | 6951891 | BCRS/PCE/J00268/MB | 300431430 | Existing | RYB | MHCR-14 | B07202 JLN DAYANG 4/8 BMC | CLOSED | CLOSED | LINK | 12.000 kV | 11 kV | GAS | 20021101 | 2002 | D221622 |  | FALCON BETA | TAMCO | D221622 | N/A | RUMAH PAM BDR MAHKOTA CHERAS | SUBSTATION | Unknown | Unknown | Unknown | DISTRIBUTION | TNB | CHERAS | Unknown | 75 |  |  | Unknown | Unknown |  | LINE |  | 28 | 630.000 A | 0.63 | 50 | 20 | B06692 | NO | N/A |  |  |  | 0 | BDR MAHKOTA CHERAS RUMAH PAM |  | 3 | Pass | null
257456564 | B07432 | PANGSAPURI SETIA KASTURI | 6857928 | 6857927 | BCRS/PCE/J00782/MBB07432 | 300272336 | Existing | RYB | CJYA-6 | B06969 PANGSAPURI SETIA KASTURI | CLOSED | CLOSED | LINK | 12.000 kV | 11 kV | GAS | 20031111 | 2003 | B237404 |  | FALCON BETA | TAMCO | B237404 |  | SETIA KASTURI NO 4 | Unknown | Unknown | Unknown | Unknown | DISTRIBUTION | TNB | CHERAS | Unknown | 75 |  |  |  | Unknown |  |  |  | 28 | 630.000 A | 0.63 | 50 | 20 | B07432 | [5 empty] | 0 | TAMAN SETIA KASTURI NO4 |  | 3 | Pass | null
257456569 | B07434 | TAMAN SETIA KASTURI | 6857940 | 6857939 | BCRS/PCE/J00782/MBB07432 | 300272336 | Existing | RYB | CJYA-6 | B01370 TAMAN SETIA KASTURI | CLOSED | CLOSED | LINK | 12.000 kV | 11 kV | GAS | 20031111 | 2003 | B237404 |  | FALCON BETA | TAMCO | B237404 |  | SETIA KASTURI NO 4 | Unknown | Unknown | Unknown | Unknown | DISTRIBUTION | TNB | CHERAS | Unknown | 75 |  |  |  | Unknown |  |  |  | 28 | 630.000 A | 0.63 | 50 | 20 | B07434 | [5 empty] | 0 | TAMAN SETIA KASTURI NO4 |  | 3 | Pass | null
257458727 | B07823 | B07823 | 7000296 | 7000295 | BCRS/PCE/J00670/MBB07821 | 300270694 | Existing | RYB | TAMI-3 | B06146 APARTMENT RAKYAT | CLOSED | CLOSED | LINK | 12.000 kV | 11 kV | GAS | 20031101 | 2003 | 11271 |  | VEI | VEI | 11271 |  | SETIA NO 2 BALAKONG | SUBSTATION | Unknown | Unknown | Unknown | DISTRIBUTION | TNB | CHERAS | Unknown | 75 |  |  | Unknown | Unknown |  | LINE |  | 28 | 630.000 A | 0.63 | 50 | 20 | B07823 | Unknown |  |  |  |  | 0 | TMN SETIA 2 BALAKONG |  | 3 | Pass | null
257458732 | B07821 | B07821 | 7000302 | 7000301 | BCRS/PCE/J00670/MBB07821 | 300270694 | Existing | RYB | TAMI-3 | B01440 PANG HONG | CLOSED | CLOSED | LINK | 12.000 kV | 11 kV | GAS | 20031101 | 2003 | 11271 |  | VEI | VEI | 11271 |  | SETIA NO 2 BALAKONG | SUBSTATION | Unknown | Unknown | Unknown | DISTRIBUTION | TNB | CHERAS | Unknown | 75 |  |  | Unknown | Unknown |  | LINE |  | 28 | 630.000 A | 0.63 | 50 | 20 | B07821 | Unknown |  |  |  |  | 0 | TMN SETIA 2 BALAKONG |  | 3 | Pass | null
257458817 | B11527 | PPU BUKIT BELIMBING VCB11 | 6803654 | 6803653 | BCRS/PCE/J00570/MB1 | 300431594 | Existing | RYB | PBEL(P)-11 | PPU BUKIT BELIMBING VCB11 | CLOSED | CLOSED | LINK | 12.000 kV | 11 kV | GAS | 19981101 | 1995 | B950062 | Unknown | SCHNEIDER | INDKOM | SF-2011-W14-1-0115 | Not applicable | PADAT LOT 1898 JLN KPB 9 | SUBSTATION | Unknown | YES | Unknown | DISTRIBUTION | TNB | CHERAS | Unknown | 75 | Unknown | Unknown | Unknown | NO |  | LINE |  | 28 | 630.000 A | 0.63 | 50 | 20 | B11527 | NO | Not applicable |  |  | Unknown | Unknown | CHONG SAN PRAWN CRACKERSNCONFEC |  | 3 | Pass | null
257458822 | B11529 | PE DIAMOND PROPERTIES | 6803666 | 6803665 | BCRS/PCE/J00570/MB1 | 300431594 | Existing | RYB | PBEL(P)-11 | B01268 PE DIAMOND PROPERTIES | CLOSED | CLOSED | LINK | 12.000 kV | 11 kV | GAS | 19981101 | 1995 | B950062 | Unknown | SCHNEIDER | INDKOM | SF-2011-W14-1-0115 | Not applicable | PADAT LOT 1898 JLN KPB 9 | SUBSTATION | Unknown | YES | Unknown | DISTRIBUTION | TNB | CHERAS | Unknown | 75 | Unknown | Unknown | Unknown | NO |  | LINE |  | 28 | 630.000 A | 0.63 | 50 | 20 | B11529 | NO | Not applicable |  |  | Unknown | Unknown | CHONG SAN PRAWN CRACKERSNCONFEC |  | 3 | Pass | null
257460315 | B01345 | B01347 | 6834309 | 6834308 | BCRS/PCE/J00786/MBB01345 | 300272356 | Existing | RYB | CJYA-3 | B01348 TANMING RAYA NO 3 | CLOSED | CLOSED | LINK | 11.000 kV | 11 kV | GAS | 18/07/1998 | 1998 | LM1851214 |  | OMAZABAL | OMAZABAL | LM1851214 | N/A | TANMING RAYA NO 4 | SUBSTATION | Unknown | Unknown | Unknown | DISTRIBUTION | TNB | CHERAS | Unknown | 75 |  |  | Unknown | Unknown |  | LINE |  | 28 | 630.000 A | 0.63 | 50 | 20 | B01345 | NO | N/A |  |  |  | 0 | TANMING RAYA NO 4 |  | 3 | Pass | null
257460319 | B01347 | B01345 | 6834312 | 6834311 | BCRS/PCE/J00786/MBB01345 | 300272356 | Existing | RYB | CJYA-3 | B01344 SAMWON RUBBER | CLOSED | CLOSED | LINK | 11.000 kV | 11 kV | GAS | 18/07/1998 | 1998 | LM1851214 |  | OMAZABAL | OMAZABAL | LM1851214 | N/A | TANMING RAYA NO 4 | SUBSTATION | Unknown | Unknown | Unknown | DISTRIBUTION | TNB | CHERAS | Unknown | 75 |  |  | Unknown | Unknown |  | LINE |  | 28 | 630.000 A | 0.63 | 50 | 20 | B01347 | NO | N/A |  |  |  | 0 | TANMING RAYA NO 4 |  | 3 | Pass | null
257460418 | B08450 | PE ALLIED FOAM | 6811785 | 6811784 | BCRS/PCE/J00461/MB | 300431557 | Existing | RYB | PBEL(P)-5 | B09269 PE ALLIED FOAM | CLOSED | CLOSED | LINK | 12.000 kV | 11 kV | GAS | 18/07/1998 | 0 | R0437384SF | Unknown | MERLIN GERIN | MERLIN GERIN | R0437384SF |  | Y&L METAL INDUSTRIES - B2330 | SUBSTATION | Unknown | Unknown | Unknown | DISTRIBUTION | TNB | CHERAS | Unknown | 75 |  |  | Unknown | Unknown |  | Unknown |  | 28 | 630.000 A | 0.63 | 50 | 18.5 | B08450 | Unknown |  |  |  |  | 0 | YNL METAL INDUSTRIES SDN BHD |  | 3 | Pass | null
257460422 | B08447 | PE GIACOMO MARKETING(M) SDN BHD | 6811791 | 6811790 | BCRS/PCE/J00461/MB | 300431557 | Existing | RYB | PBEL(P)-5 | B11684 PE GIACOMO MARKETING(M) SDN BHD | CLOSED | CLOSED | LINK | 12.000 kV | 11 kV | GAS | 18/07/1998 | 0 | R0437384SF | Unknown | MERLIN GERIN | MERLIN GERIN | R0437384SF |  | Y&L METAL INDUSTRIES - B2330 | SUBSTATION | Unknown | Unknown | Unknown | DISTRIBUTION | TNB | CHERAS | Unknown | 75 |  |  | Unknown | Unknown |  | Unknown |  | 28 | 630.000 A | 18.5 | 50 | 18.5 | B08447 | Unknown |  |  |  |  | 0 | YNL METAL INDUSTRIES SDN BHD |  | 3 | Pass | null
257460426 | B08449 | SPARE | 6811795 | 6811794 | BCRS/PCE/J00461/MB | 300431557 | Existing | RYB | PBEL(P)-5 | SPARE | OPEN | OPEN | LINK | 12.000 kV | 11 kV | GAS | 18/07/1998 | 0 | R0437384SF | Unknown | MERLIN GERIN | MERLIN GERIN | R0437384SF |  | Y&L METAL INDUSTRIES - B2330 | SUBSTATION | Unknown | Unknown | Unknown | DISTRIBUTION | TNB | CHERAS | Unknown | 75 |  |  | Unknown | Unknown |  | Unknown |  | 28 | 630.000 A | 0.63 | 50 | 18.5 | B08449 | Unknown |  |  |  |  | 0 | YNL METAL INDUSTRIES SDN BHD |  | 3 | Pass | null
257461650 | B09449 |  | 6787470 | 6787469 |  |  | Existing | RYB | MHCR-9 | B02327 TMN MAS JAYA INDUSTRI NO 2 | CLOSED | CLOSED | LINK | 12.000 kV | 11 kV | GAS |  | 2006 | 23759 |  | VEI | VEI |  |  | JLN.MAS JAYA, MAS JAYA NO 2 | Unknown | Unknown | Unknown | Unknown | DISTRIBUTION | TNB | CHERAS | Unknown | 75 |  |  |  | Unknown |  |  |  | 28 | 630.000 A | 0.63 | 50 | 20 | B09449 | [5 empty] | 0 | JLN MAS JAYA, TAMAN MAS JAYA |  | 3 | Pass | null
257461656 | B09446 |  | 6787488 | 6787487 |  |  | Existing | RYB | MHCR-9 | B10210 JLN MAS JAYA, TMN MAS JAYA N | CLOSED | CLOSED | LINK | 12.000 kV | 11 kV | GAS |  | 2006 | 23759 |  | VEI | VEI |  |  | JLN.MAS JAYA, MAS JAYA NO 2 | Unknown | Unknown | Unknown | Unknown | DISTRIBUTION | TNB | CHERAS | Unknown | 75 |  |  |  | Unknown |  |  |  | 28 | 630.000 A | 0.63 | 50 | 20 | B09446 | [5 empty] | 0 | JLN MAS JAYA, TAMAN MAS JAYA |  | 3 | Pass | null
257462039 | B01825 | B01825 | 6800275 | 6800274 | BCRS/PCE/J00367/MB | 300010540 | Existing | RYB | MHCR-13 | B10467 POLAR ICE CREAM SDN B | CLOSED | CLOSED | LINK | 12.000 kV | 11 kV | GAS | 20051111 | 2006 | B2510625 |  | FALCON BETA | TAMCO | B2510625 | N/A | WATTA BATTERY NO 2 | SUBSTATION | Unknown | Unknown | Unknown | DISTRIBUTION | TNB | CHERAS | Unknown | 75 |  |  | Unknown | Unknown |  | LINE |  | 28 | 630.000 A | 0.63 | 50 | 20 | B01825 | NO | N/A |  |  |  | 0 | WATTA NO 2 |  | 3 | Pass | null
257462043 | B01823 | B01823 | 6800278 | 6800277 | BCRS/PCE/J00367/MB | 300010540 | Existing | RYB | MHCR-13 | B01822 TERRAZO | CLOSED | CLOSED | LINK | 12.000 kV | 11 kV | GAS | 20051111 | 2006 | B2510625 |  | FALCON BETA | TAMCO | B2510625 | N/A | WATTA BATTERY NO 2 | SUBSTATION | Unknown | Unknown | Unknown | DISTRIBUTION | TNB | CHERAS | Unknown | 75 |  |  | Unknown | Unknown |  | LINE |  | 28 | 630.000 A | 0.63 | 50 | 20 | B01823 | NO | N/A |  |  |  | 0 | WATTA NO 2 |  | 3 | Pass | null
257462072 | B02330 | KONDOMINIUM LANGAT JAYA | 6782942 | 6782941 | BCRS/PCE/J00098/MBB02327 | 300004473 | Existing | RYB | MHCR-9 | B08458 KONDOMINIUM LANGAT JAYA | CLOSED | CLOSED | LINK | 11.000 kV | 11 kV | GAS | 19941111 | 0 | 9735SO58 |  |  | INDKOM |  |  | TMN MAS JAYA IND NO 2 | Unknown | Unknown | Unknown | Unknown | DISTRIBUTION | TNB | CHERAS | Unknown | 75 |  |  |  | Unknown |  |  |  | 28 | 630.000 A | 0.63 | 50 | 20 | B02330 | [5 empty] | 0 | MAS JAYA INDUSTRI NO 2 |  | 3 | Pass | null
257462078 | B02327 | JLN MAS JAYA TMN MAS JAYA | 6782959 | 6782958 | BCRS/PCE/J00098/MBB02327 | 300004473 | Existing | RYB | MHCR-9 | B09449 JLN MAS JAYA TMN MAS JAYA | CLOSED | CLOSED | LINK | 11.000 kV | 11 kV | GAS | 19941111 | 0 | 9735SO58 |  |  | INDKOM |  |  | TMN MAS JAYA IND NO 2 | Unknown | Unknown | Unknown | Unknown | DISTRIBUTION | TNB | CHERAS | Unknown | 75 |  |  |  | Unknown |  |  |  | 28 | 630.000 A | 0.63 | 50 | 20 | B02327 | [5 empty] | 0 | MAS JAYA INDUSTRI NO 2 |  | 3 | Pass | null
257462128 | B08262 |  | 6819160 | 6819159 | BCRS/PCE/J00780/MBB08262 | 300272327 | Existing | RYB | PMU KJNG-2 | B08402 SHUKOR SAKAM AIS RINTK BT 12 | CLOSED | CLOSED | LINK | 12.000 kV | 11 kV | GAS | 18/07/1998 | 2003 | 11293 |  | VEI | VEI |  |  | COMPACT PAM MINYAK PROJET GRAND SAGA | Unknown | Unknown | Unknown | Unknown | DISTRIBUTION | TNB | CHERAS | Unknown | Unknown |  |  |  | Unknown |  |  |  |  | 630.000 A | 20 | 20 | 20 | B08262 | [5 empty] | 0 | PAM MINYAK PROJET GRAND SAGA |  | 3 | Pass | null
257462132 | B08264 |  | 6819163 | 6819162 | BCRS/PCE/J00780/MBB08262 | 300272327 | Existing | RYB | PMU KJNG-2 | B14966 PE STN MRT BUKIT DUKONG | CLOSED | CLOSED | LINK | 12.000 kV | 11 kV | GAS | 18/07/1998 | 2003 | 11293 |  | VEI | VEI |  |  | COMPACT PAM MINYAK PROJET GRAND SAGA | Unknown | Unknown | Unknown | Unknown | DISTRIBUTION | TNB | CHERAS | Unknown | Unknown |  |  |  | Unknown |  |  |  |  | 630.000 A | 20 | 20 | 20 | B08264 | [5 empty] | 0 | PAM MINYAK PROJET GRAND SAGA |  | 3 | Pass | null
257462972 | B08195 | B08195 | 6989432 | 6989431 | BCRS/PCE/J00674/MBB08192 | 300270708 | Existing | RYB | TSRA-3 | B05099 CONDO DESA KARUMAS | CLOSED | CLOSED | LINK | 12.000 kV | 11 kV | GAS | 20041101 | 2004 | D242869 |  | FALCON BETA | TAMCO | D242869 |  | TMN BKT EMAS NO 2 | SUBSTATION | Unknown | Unknown | Unknown | DISTRIBUTION | TNB | CHERAS | Unknown | 75 |  |  | Unknown | Unknown |  | LINE |  | 28 | 630.000 A | 0.63 | 50 | 20 | B08195 | Unknown |  |  |  |  | 0 | TAMAN BUKIT EMAS 2 |  | 3 | Pass | null
257462977 | B08192 | B08192 | 7002498 | 7002497 | BCRS/PCE/J00674/MBB08192 | 300270708 | Existing | RYB | TSRA-3 | B08191 TAMAN BUKIT EMAS NO 1 | CLOSED | CLOSED | LINK | 12.000 kV | 11 kV | GAS | 20041101 | 2004 | D242869 |  | FALCON BETA | TAMCO | D242869 |  | TMN BKT EMAS NO 2 | SUBSTATION | Unknown | Unknown | Unknown | DISTRIBUTION | TNB | CHERAS | Unknown | 75 |  |  | Unknown | Unknown |  | LINE |  | 28 | 630.000 A | 0.63 | 50 | 20 | B08192 | Unknown |  |  |  |  | 0 | TAMAN BUKIT EMAS 2 |  | 3 | Pass | null
257463265 | B02623 | PE COUNTRY HEIGHT PARADE NO.2 | 16303995 | 16303994 |  |  | Existing | RYB |  | B02621 PE COUNTRY HEIGHT PARADE NO.2 | CLOSED | CLOSED | LINK | 12.000 kV | 11 kV | GAS |  | 1998 | B982355 | Unknown | FALCON BETA | TAMCO | B982355 |  | COUNTRY HEIGHT PARADE NO 3 | SUBSTATION | Unknown | Unknown | Unknown | DISTRIBUTION | TNB | CHERAS | Unknown | 75 |  |  | Unknown | Unknown |  | Unknown |  | 28 | 630.000 A | 0.63 | 50 | 20 | B02623 | Unknown |  |  |  |  | 0 | COUNTRY HEIGHT PARADE NO.3 |  | 3 | Pass | null
257463269 | B02624 | PE MINES RESORT NO.1 | 16303998 | 16303997 |  |  | Existing | RYB |  | B02614 PE MINES RESORT NO.1 | CLOSED | CLOSED | LINK | 12.000 kV | 11 kV | GAS |  | 1998 | B982355 | Unknown | FALCON BETA | TAMCO | B982355 |  | COUNTRY HEIGHT PARADE NO 3 | SUBSTATION | Unknown | Unknown | Unknown | DISTRIBUTION | TNB | CHERAS | Unknown | 75 |  |  | Unknown | Unknown |  | Unknown |  | 28 | 630.000 A | 0.63 | 50 | 20 | B02624 | Unknown |  |  |  |  | 0 | COUNTRY HEIGHT PARADE NO.3 |  | 3 | Pass | null
257463357 | B01277 | B01277 | 6838301 | 6838300 | BCRS/PCE/J00283/MBB01275 | 300010027 | Existing | RYB | PBEL(P)-3 | B01278 WENG ZHENG | CLOSED | CLOSED | LINK | 12.000 kV | 11 kV | GAS | 20051101 | 2005 | 1322 | Unknown | VEI | VEI | 1322 |  | ENG SIONG | SUBSTATION | Unknown | Unknown | Unknown | DISTRIBUTION | TNB | CHERAS | Unknown | 75 |  |  | Unknown | Unknown |  | LINE |  | 28 | 630.000 A | 0.63 | 50 | 20 | B01277 | Unknown |  |  |  |  | 0 | ENG SEONG |  | 3 | Pass | null
257463361 | B01275 | B01275 | 6838304 | 6838303 | BCRS/PCE/J00283/MBB01275 | 300010027 | Existing | RYB | PBEL(P)-3 | B01274 EXSULA LANDSCAPE | CLOSED | CLOSED | LINK | 12.000 kV | 11 kV | GAS | 20051101 | 2005 | 1322 | Unknown | VEI | VEI | 1322 |  | ENG SIONG | SUBSTATION | Unknown | Unknown | Unknown | DISTRIBUTION | TNB | CHERAS | Unknown | 75 |  |  | Unknown | Unknown |  | LINE |  | 28 | 630.000 A | 0.63 | 50 | 20 | B01275 | Unknown |  |  |  |  | 0 | ENG SEONG |  | 3 | Pass | null
257464142 | B08611 |  | 6946534 | 6946533 | BCRS/PCE/J00452/MBB08609 | 300270036 | Existing | RYB | MHCR-11 | B06591 LOJI RAWATAN SISA NO 1 BMC | CLOSED | CLOSED | LINK | 12.000 kV | 11 kV | GAS | 20051101 | 2005 |  |  | TAMCO | TAMCO | B225789 |  | JLN PAHLAWAN 1/3 | Unknown | Unknown | Unknown | Unknown | DISTRIBUTION | TNB | CHERAS | Unknown | 75 |  |  |  | Unknown |  |  |  | 28 | 630.000 A | 0.63 | 50 | 20 | B08611 | [5 empty] | 0 | BMC JLN PAHLAWAN 1/3 |  | 3 | Pass | null
257464146 | B08609 |  | 6946543 | 6946542 | BCRS/PCE/J00452/MBB08609 | 300270036 | Existing | RYB | MHCR-11 | B08608 JLN PAHLAWAN 6/3 | CLOSED | CLOSED | LINK | 12.000 kV | 11 kV | GAS | 20051101 | 2005 |  |  | TAMCO | TAMCO | B225789 |  | JLN PAHLAWAN 1/3 | Unknown | Unknown | Unknown | Unknown | DISTRIBUTION | TNB | CHERAS | Unknown | 75 |  |  |  | Unknown |  |  |  | 28 | 630.000 A | 0.63 | 50 | 20 | B08609 | [5 empty] | 0 | BMC JLN PAHLAWAN 1/3 |  | 3 | Pass | null
257464176 | B09336 |  | 6930322 | 6930321 | BCRS/PCE/J00554/MBB09336 | 300268516 | Existing | RYB | TAMI-6 | TAMI-6 | CLOSED | CLOSED | LINK | 12.000 kV | 11 kV | GAS | 18/07/1998 | 2007 | D274531 |  | FALCON BETA | TAMCO | D274531 |  | TANMING JAYA INDUSTRIAL PARK | Unknown | Unknown | Unknown | Unknown | DISTRIBUTION | TNB | CHERAS | Unknown | 75 |  |  |  | Unknown |  |  |  | 28 | 630.000 A | 0.63 | 50 | 20 | B09336 | [5 empty] | 0 | TAMING JAYA INDUSTRIAL PARK |  | 3 | Pass | null
257464182 | B09339 |  | 6930344 | 6930343 | BCRS/PCE/J00554/MBB09336 | 300268516 | Existing | RYB | TAMI-6 | B02786 DESA KL | CLOSED | CLOSED | LINK | 12.000 kV | 11 kV | GAS | 18/07/1998 | 2007 | D274531 | Unknown | FALCON BETA | TAMCO | D274531 |  | TANMING JAYA INDUSTRIAL PARK | Unknown | Unknown | Unknown | Unknown | DISTRIBUTION | TNB | CHERAS | Unknown | 75 |  |  | Unknown | Unknown |  |  |  | 28 | 630.000 A | 0.63 | 50 | 20 | B09339 | Unknown |  |  |  |  | 0 | TAMING JAYA INDUSTRIAL PARK |  | 3 | Pass | null
257465661 | B09095 | B09095 | 6819478 | 6819499 | BCRS/PCE/J00507/MBB09095 | 300267376 | Existing | RYB | LMAS-2 | B10382 PUSAT PERNIAGAAN MASRIA | CLOSED | CLOSED | LINK | 12.000 kV | 11 kV | GAS | 18/07/1998 | 2005 | CV744626-000270/010 |  | SIEMENS | SIEMENS | CV744626-000270/010 | N/A | JLN MAS 3 TMN LAGENDA MAS | SUBSTATION | Unknown | Unknown | Unknown | DISTRIBUTION | TNB | CHERAS | Unknown | 75 |  |  | Unknown | Unknown |  | LINE |  | 28 | 630.000 A | 0.63 | 50 | 20 | B09095 | NO | N/A |  |  |  | 0 | TMN LAGENDA MAS |  | 3 | Pass | null
257465665 | B09098 | B09098 | 6819479 | 6819494 | BCRS/PCE/J00507/MBB09095 | 300267376 | Existing | RYB | LMAS-2 | B09099 JLN MAS UTAMA | CLOSED | CLOSED | LINK | 12.000 kV | 11 kV | GAS | 18/07/1998 | 2005 | CV744626-000270/010 |  | SIEMENS | SIEMENS | CV744626-000270/010 | N/A | JLN MAS 3 TMN LAGENDA MAS | SUBSTATION | Unknown | Unknown | Unknown | DISTRIBUTION | TNB | CHERAS | Unknown | 75 |  |  | Unknown | Unknown |  | LINE |  | 28 | 630.000 A | 0.63 | 50 | 20 | B09098 | NO | N/A |  |  |  | 0 | TMN LAGENDA MAS |  | 3 | Pass | null
257466443 | B01580 |  | 6764824 | 6764823 | BCRS/PCE/J00358/MBB01850 | 300510394 | Existing | RYB | BLKG-8 | B01849 LUB TECHNOLOGY | CLOSED | OPEN | LINK | 16.000 kV | 11 kV | GAS |  | 0 | KSS/1131 |  | INDKOM | INDKOM | 15032214697DE |  | KAW PERUSAHAAN CHERAS JAYA NO 1 | Unknown | Unknown | Unknown | Unknown | DISTRIBUTION | TNB | CHERAS | Unknown | 75 |  |  |  | Unknown |  |  |  | 28 | 630.000 A | 0.63 | 50 | 20 | B01580 | [5 empty] | 0 | KAW PERUSAHAAN CHERAS JAYA NO 1 |  | 3 | Pass | null
257466449 | B01852 |  | 6764847 | 6764846 | BCRS/PCE/J00358/MBB01850 | 300510394 | Existing | RYB | BLKG-8 | B06625 JELITA HEIGHT CRS JAYA | CLOSED | CLOSED | LINK | 16.000 kV | 11 kV | GAS |  | 0 | KSS/1131 |  | INDKOM | INDKOM | 15032214697DE |  | KAW PERUSAHAAN CHERAS JAYA NO 1 | Unknown | Unknown | Unknown | Unknown | DISTRIBUTION | TNB | CHERAS | Unknown | 75 |  |  |  | Unknown |  |  |  | 28 | 630.000 A | 0.63 | 50 | 20 | B01852 | [5 empty] | 0 | KAW PERUSAHAAN CHERAS JAYA NO 1 |  | 3 | Pass | null
257466530 |  | B09231 | 6925000 | 6924986 |  |  | Existing | RYB | MINE-11 | 11KV BUSBAR | CLOSED | OPEN | BUSBAR SECTION | 12.000 kV | 11 kV | AIR |  | 2006 |  |  | TOPRANK | TOPRANK | HV12C1N29 | HV12C1N29 | MINES HERITAGE | Unknown | Unknown | Unknown | Unknown | DISTRIBUTION | TNB | CHERAS | Unknown | 75 |  |  | Unknown | Unknown |  | LINE |  | 28 | 800.000 A | 20 | 50 | 20 |  | NO |  |  |  |  | 0 | THE MINES HERITAGE |  | 3 | Pass | null
257466595 | B09409 | PE K.K METAL PROCESSING SDN.BHD. | 6854475 | 6854474 | BCRS/PCE/J00613/MBB09409 | 300270088 | Existing | RYB | BLKG-5 | B08720 PE K.K METAL PROCESSING SDN.BHD. | CLOSED | CLOSED | LINK | 12.000 kV | 11 kV | GAS | 20061101 | 2006 | 23222 | Unknown | VEI | VEI | 23222 |  | SUPERSAVE C.P | SUBSTATION | Unknown | Unknown | Unknown | DISTRIBUTION | TNB | CHERAS | Unknown | 75 |  |  | Unknown | Unknown |  | Unknown |  | 28 | 630.000 A | 0.63 | 50 | 20 | B09409 | Unknown |  |  |  |  | 0 | SUPERSAVE CORPORATION SDN BHD |  | 3 | Pass | null
257466601 | B09412 | PE YWE SDN BHD | 6854493 | 6854492 | BCRS/PCE/J00613/MBB09409 | 300270088 | Existing | RYB | BLKG-5 | B02828 PE YWE SDN BHD | CLOSED | CLOSED | LINK | 12.000 kV | 11 kV | GAS | 20061101 | 2006 | 23222 | Unknown | VEI | VEI | 23222 |  | SUPERSAVE C.P | SUBSTATION | Unknown | Unknown | Unknown | DISTRIBUTION | TNB | CHERAS | Unknown | 75 |  |  | Unknown | Unknown |  | Unknown |  | 28 | 630.000 A | 0.63 | 50 | 20 | B09412 | Unknown |  |  |  |  | 0 | SUPERSAVE CORPORATION SDN BHD |  | 3 | Pass | null
257467892 | B01944 |  | 6789990 | 6790002 | BCRS/PCE/J00688/MBB01942 | 300270758 | Existing | RYB | PBEL(P)-9 | B01945 PE SUN HAP SENG | CLOSED | CLOSED | LINK | 11.000 kV | 11 kV | GAS | 19971101 | 1997 | 9720S080 | Unknown | F_and_G | INDKOM | 9720S080 |  | YAT ENGINEERING | Unknown | Unknown | Unknown | Unknown | DISTRIBUTION | TNB | CHERAS | Unknown | 75 |  |  |  | Unknown |  | Unknown |  | 28 | 630.000 A | 0.63 | 50 | 20 | B01944 | Unknown |  |  |  |  | 0 | YAT ENGRG WORKS |  | 3 | Pass | null
257467896 | B01942 |  | 6789991 | 6790004 | BCRS/PCE/J00688/MBB01942 | 300270758 | Existing | RYB | PBEL(P)-9 | B12566 PE TECK LEE FOUNDRY | CLOSED | CLOSED | LINK | 11.000 kV | 11 kV | GAS | 19971101 | 1997 | 9720S080 | Unknown | F_and_G | INDKOM | 9720S080 |  | YAT ENGINEERING | Unknown | Unknown | Unknown | Unknown | DISTRIBUTION | TNB | CHERAS | Unknown | 75 |  |  |  | Unknown |  | Unknown |  | 28 | 630.000 A | 0.63 | 50 | 20 | B01942 | Unknown |  |  |  |  | 0 | YAT ENGRG WORKS |  | 3 | Pass | null
257469442 | B00915 |  | 6856358 | 6856357 | BCRS/PCE/J00656/MB | 300270655 | Existing | RYB | BLKG-2 | DESA SERDANG NO 4 | CLOSED | CLOSED | LINK | 12.000 kV | 11 kV | GAS | 19951111 | 1995 | B950116 |  | FALCON BETA | TAMCO |  |  | DESA SERDANG NO 6 | SUBSTATION | Unknown | Unknown | Unknown | DISTRIBUTION | TNB | CHERAS | Unknown | 75 |  |  |  | Unknown |  | LINE |  | 28 | 630.000 A | 0.63 | 50 | 20 | B00915 | Unknown |  |  |  |  | 0 | DESA SERDANG NO 6 |  | 3 | Pass | null
257469446 | B00913 | B00912 DESA SERDANG NO.5 | 6856361 | 6856360 | BCRS/PCE/J00656/MB | 300270655 | Existing | RYB | BLKG-2 | B00912 DESA SERDANG NO 5 | CLOSED | CLOSED | LINK | 12.000 kV | 11 kV | GAS | 19951111 | 1995 | B950116 |  | FALCON BETA | TAMCO |  |  | DESA SERDANG NO 6 | SUBSTATION | Unknown | Unknown | Unknown | DISTRIBUTION | TNB | CHERAS | Unknown | 75 |  |  |  | Unknown |  | LINE |  | 28 | 630.000 A | 0.63 | 50 | 20 | B00913 | Unknown |  |  |  |  | 0 | DESA SERDANG NO 6 |  | 3 | Pass | null
257469464 | B07554 |  | 6854927 | 6854926 | BCRS/PCE/J00499/MB | 300431592 | Existing | RYB | CJYA-6 | B09071 HONG GUAN AGKICULTURAL | CLOSED | CLOSED | LINK | 11.000 kV | 11 kV | GAS | 18/12/2003 | 2003 | 0344S030 |  | INDKOM | INDKOM | 0344S050 |  | JALAN KASTURI TMN KASTURI | Unknown | Unknown | Unknown | Unknown | DISTRIBUTION | TNB | CHERAS | Unknown | 75 |  |  |  | Unknown |  |  |  | 28 | 630.000 A | 0.63 | 50 | 20 | B07554 | [5 empty] | 0 | JLN KASTURI TMN KASTURI |  | 3 | Pass | null
257469468 | B07552 |  | 6854930 | 6854929 | BCRS/PCE/J00499/MB | 300431592 | Existing | RYB | CJYA-6 | B06550 SETIA KASTURI NO 3 | CLOSED | CLOSED | LINK | 11.000 kV | 11 kV | GAS | 18/12/2003 | 2003 | 0344S030 |  | INDKOM | INDKOM | 0344S050 |  | JALAN KASTURI TMN KASTURI | Unknown | Unknown | Unknown | Unknown | DISTRIBUTION | TNB | CHERAS | Unknown | 75 |  |  |  | Unknown |  |  |  | 28 | 630.000 A | 0.63 | 50 | 20 | B07552 | [5 empty] | 0 | JLN KASTURI TMN KASTURI |  | 3 | Pass | null
257469505 | B05484 |  | 6889738 | 6889737 | BCRS/PCE/J00123/MBB01656 | 300005123 | Existing | RYB | BTHO-2 | RUMAH KELAB TMN CHERAS PERDANA | OPEN | OPEN | LINK | 11.000 kV | 11 kV | OIL | 13/11/2013 | 0 | R17157-91R |  | TAMCO | ABB | H17157-91A |  | TMN CHERAS PERDANA NO 2 | Unknown | Unknown | Unknown | Unknown | DISTRIBUTION | TNB | CHERAS | Unknown | 75 |  |  |  | Unknown |  |  |  | 28 | 400.000 A | 0.63 | 50 | 20 | B05484 | [5 empty] | 0 | TMN CHERAS PERDANA NO 2 |  | 3 | Pass | null
257469510 | B01659 |  | 6889753 | 6889752 | BCRS/PCE/J00123/MBB01656 | 300005123 | Existing | RYB | BTHO-2 | B06554 PERDANA HEIGHT | CLOSED | CLOSED | LINK | 11.000 kV | 11 kV | OIL | 13/11/2013 | 0 | R17157-93R |  | TAMCO | ABB | H17157-93A |  | TMN CHERAS PERDANA NO 2 | Unknown | Unknown | Unknown | Unknown | DISTRIBUTION | TNB | CHERAS | Unknown | 75 |  |  |  | Unknown |  | Unknown |  | 28 | 400.000 A | 0.63 | 50 | 20 | B01659 | [5 empty] | 0 | TMN CHERAS PERDANA NO 2 |  | 3 | Pass | null
257469515 | B01656 |  | 6889773 | 6889777 | BCRS/PCE/J00123/MBB01656 | 300005123 | Existing | RYB | BTHO-2 | B01655 CHERAS PERDANA NO 6 | CLOSED | CLOSED | LINK | 11.000 kV | 11 kV | OIL | 13/11/2013 | 0 | R17157-92R |  | TAMCO | ABB | H17157-92A |  | TMN CHERAS PERDANA NO 2 | Unknown | Unknown | Unknown | Unknown | DISTRIBUTION | TNB | CHERAS | Unknown | 75 |  |  |  | Unknown |  |  |  | 28 | 400.000 A | 0.63 | 50 | 20 | B01656 | [5 empty] | 0 | TMN CHERAS PERDANA NO 2 |  | 3 | Pass | null
257469539 | B03951 | B03951 | 6999105 | 6999104 | BCRS/PCE/J00966/MB1 | 300319931 | Existing | RYB | SJIM-11 | B03950 TMN MESRA | CLOSED | CLOSED | LINK | 12.000 kV | 11 kV | GAS | 18/07/1998 | 1997 | B971496 |  | FALCON BETA | TAMCO | B971496 | N/A | SUMBER MAJU | SUBSTATION | Unknown | Unknown | Unknown | DISTRIBUTION | TNB | CHERAS | Unknown | 75 |  |  | Unknown | Unknown |  | LINE |  | 28 | 630.000 A | 0.63 | 50 | 20 | B03951 | NO | N/A |  |  |  | 0 | SUMBER MAJU |  | 3 | Pass | null
257469544 | B03953 | B03953 | 6999111 | 6999110 | BCRS/PCE/J00966/MB1 | 300319931 | Existing | RYB | SJIM-11 | B08075 JLN MESRA NIAGA | CLOSED | CLOSED | LINK | 12.000 kV | 11 kV | GAS | 18/07/1998 | 1997 | B971496 |  | FALCON BETA | TAMCO | B971496 | N/A | SUMBER MAJU | SUBSTATION | Unknown | Unknown | Unknown | DISTRIBUTION | TNB | CHERAS | Unknown | 75 |  |  | Unknown | Unknown |  | LINE |  | 28 | 630.000 A | 0.63 | 50 | 20 | B03953 | NO | N/A |  |  |  | 0 | SUMBER MAJU |  | 3 | Pass | null
257469566 | B07966 | PE LAI CHEE KONG | 7016611 | 7016610 | BCRS/PCE/J00617/MBB07966 | 300270098 | Existing | RYB | BLKG-5 | B02833 PE LAI CHEE KONG | CLOSED | CLOSED | LINK | 12.000 kV | 11 kV | GAS | 20041101 | 2004 | B248370 | Unknown | FALCON BETA | TAMCO | B248370 |  | TROPICAL EXPANSION | SUBSTATION | Unknown | Unknown | Unknown | DISTRIBUTION | TNB | CHERAS | Unknown | 75 |  |  | Unknown | Unknown |  | Unknown |  | 28 | 630.000 A | 0.63 | 50 | 20 | B07966 | Unknown |  |  |  |  | 0 | TROPICAL EXPANSION |  | 3 | Pass | null
257469571 | B07968 | PE WING LOONG ENGENERING WORKS | 7016617 | 7016616 | BCRS/PCE/J00617/MBB07966 | 300270098 | Existing | RYB | BLKG-5 | B02834 PE WING LOONG ENGENERING WORKS | CLOSED | CLOSED | LINK | 12.000 kV | 11 kV | GAS | 20041101 | 2004 | B248370 | Unknown | FALCON BETA | TAMCO | B248370 |  | TROPICAL EXPANSION | SUBSTATION | Unknown | Unknown | Unknown | DISTRIBUTION | TNB | CHERAS | Unknown | 75 |  |  | Unknown | Unknown |  | Unknown |  | 28 | 630.000 A | 0.63 | 50 | 20 | B07968 | Unknown |  |  |  |  | 0 | TROPICAL EXPANSION |  | 3 | Pass | null
257470214 | B01525 |  | 6758125 | 6758124 | BCRS/PCE/J00301/MB | 300010196 | Existing | RYB | CJYA-4 | B01526 AE TECHNOLOGY NO 2 | OPEN | CLOSED | LINK | 11.000 kV | 11 kV | GAS | 20111111 | 0 | J 4175/1/2L |  | VEI | VEI | 26868 | N/A | SOLID GOLD | SUBSTATION | Unknown | Unknown | Unknown | DISTRIBUTION | TNB | CHERAS | Unknown | 75 |  |  | Unknown | Unknown |  | LINE |  | 28 | 400.000 A | 0.63 | 50 | 20 | B01525 | NO | N/A |  |  |  | 0 | SOLID GOLD |  | 3 | Pass | null
257470220 | B01523 | B01523 | 6758143 | 6758142 | BCRS/PCE/J00301/MB | 300010196 | Existing | RYB | CJYA-4 | B01522 ES METAL | CLOSED | CLOSED | LINK | 11.000 kV | 11 kV | GAS | 20111111 | 0 | R07195-13R |  | VEI | VEI | 26868 | N/A | SOLID GOLD | SUBSTATION | Unknown | Unknown | Unknown | DISTRIBUTION | TNB | CHERAS | Unknown | 75 |  |  | Unknown | Unknown |  | LINE |  | 28 | 400.000 A | 0.63 | 50 | 20 | B01523 | NO | N/A |  |  |  | 0 | SOLID GOLD |  | 3 | Pass | null
257470242 | B07269 | B07269 | 6759968 | 6759967 | BCRS/PCE/J00684/MBB07267 | 300270744 | Existing | RYB | TSRA-2 | B06841 RMH PANGSA KOS RENDAH | CLOSED | CLOSED | LINK | 12.000 kV | 11 kV | GAS | 20031101 | 2003 | 9701 |  | VEI | VEI | 9701 | N/A | RMH PANGSA KOS RENDAH NO 2 IMPIAN EHSAN | SUBSTATION | Unknown | Unknown | Unknown | DISTRIBUTION | TNB | CHERAS | Unknown | 75 |  |  | Unknown | Unknown |  | LINE |  | 28 | 630.000 A | 20 | 50 | 20 | B07269 | NO | N/A |  |  |  | 0 | RUMAH PANGSA KOS RENDAH NO 2 |  | 3 | Pass | null
257470247 | B07267 | B07267 | 6759974 | 6759973 | BCRS/PCE/J00684/MBB07267 | 300270744 | Existing | RYB | TSRA-2 | BKT ANGKAT IND NO 1 | CLOSED | CLOSED | LINK | 12.000 kV | 11 kV | GAS | 20031101 | 2003 | 9701 |  | VEI | VEI | 9701 | N/A | RMH PANGSA KOS RENDAH NO 2 IMPIAN EHSAN | SUBSTATION | Unknown | Unknown | Unknown | DISTRIBUTION | TNB | CHERAS | Unknown | 75 |  |  | Unknown | Unknown |  | LINE |  | 28 | 630.000 A | 20 | 50 | 20 | B07267 | NO | N/A |  |  |  | 0 | RUMAH PANGSA KOS RENDAH NO 2 |  | 3 | Pass | null
257470276 | B01348 | PE TAMING RAYA NO 4 | 6833228 | 6833227 | BCRS/PCE/J00580/MBB01348 | 300269142 | Existing | RYB | CJYA-3 | B01347 PE TAMING RAYA NO 4 | OPEN | OPEN | LINK | 11.000 kV | 11 kV | GAS | 18/07/1998 | 0 | R07104-112R | Unknown | TOPRANK | TAMCO | OD3L2T AY 13 | N/A | TANMING RAYA NO 3 | SUBSTATION | Unknown | Unknown | Unknown | DISTRIBUTION | TNB | CHERAS | Unknown | 75 |  |  | Unknown | Unknown |  | LINE |  | 28 | 400.000 A | 0.63 | 50 | 20 | B01348 | NO | N/A |  |  |  | 0 | TMN TANMING NO3 |  | 3 | Pass | null
257470282 | B01350 | PPU TAMING JAYA CB 14 | 6833246 | 6833245 | BCRS/PCE/J00580/MBB01348 | 300269142 | Existing | RYB | TAMI-14 | PPU TAMING JAYA CB 14 | CLOSED | CLOSED | LINK | 11.000 kV | 11 kV | GAS | 18/07/1998 | 0 | R07035-64R | Unknown | TOPRANK | TAMCO | OD3L2T AY 13 | N/A | TANMING RAYA NO 3 | SUBSTATION | Unknown | Unknown | Unknown | DISTRIBUTION | TNB | CHERAS | Unknown | 75 |  |  | Unknown | Unknown |  | LINE |  | 28 | 400.000 A | 0.63 | 50 | 20 | B01350 | NO | N/A |  |  |  | 0 | TMN TANMING NO3 |  | 3 | Pass | null
257470311 | B07618 | B07618 | 6819352 | 6819351 | BCRS/PCE/J00607/MBB07615 | 300269879 | Existing | RYB | PBEL(P)-2 | B07619 BELIMBING HEIGHT NO 2 | OPEN | CLOSED | LINK | 12.000 kV | 11 kV | GAS | 20041101 | 2004 | D242352 | Unknown | FALCON BETA | TAMCO | D242352 |  | BELIMBING HEIGHTS NO 1 | SUBSTATION | Unknown | Unknown | Unknown | DISTRIBUTION | TNB | CHERAS | Unknown | 75 |  |  | Unknown | Unknown |  | LINE |  | 28 | 630.000 A | 0.63 | 50 | 20 | B07618 | Unknown |  |  |  |  | 0 | BELIMBING HEIGHT NO 1 |  | 3 | Pass | null
257470317 | B07615 | B07615 | 6819370 | 6819369 | BCRS/PCE/J00607/MBB07615 | 300269879 | Existing | RYB | PBEL(P)-2 | B02890 BKT BELIMBING NO 1 | CLOSED | CLOSED | LINK | 12.000 kV | 11 kV | GAS | 20041101 | 2004 | D242352 | Unknown | FALCON BETA | TAMCO | D242352 |  | BELIMBING HEIGHTS NO 1 | SUBSTATION | Unknown | Unknown | Unknown | DISTRIBUTION | TNB | CHERAS | Unknown | 75 |  |  | Unknown | Unknown |  | LINE |  | 28 | 630.000 A | 0.63 | 50 | 20 | B07615 | Unknown |  |  |  |  | 0 | BELIMBING HEIGHT NO 1 |  | 3 | Pass | null
257470781 | B05388 | B05388 | 6823376 | 6823375 | BCRS/PCE/J00203/MBB05385 | 300005678 | Existing | RYB | SGLN-3 | B02417 TMN KOP CUEPACS NO 3 | CLOSED | CLOSED | LINK | 12.000 kV | 11 kV | GAS | 20021101 | 2002 | D221437 | Unknown | FALCON BETA | TAMCO | D221437 |  | TMN LINGKARAN NUR | SUBSTATION | Unknown | Unknown | Unknown | DISTRIBUTION | TNB | CHERAS | Unknown | 75 |  |  | Unknown | Unknown |  | LINE |  | 28 | 630.000 A | 0.63 | 50 | 20 | B05388 | Unknown |  |  |  |  | 0 | TAMAN LINGKARAN NUR |  | 3 | Pass | null
257470787 | B05385 | B05385 | 6823398 | 6823397 | BCRS/PCE/J00203/MBB05385 | 300005678 | Existing | RYB | SGLN-3 | B02418 TMN KOP CUEPACS NO 2 | CLOSED | CLOSED | LINK | 12.000 kV | 11 kV | GAS | 20021101 | 2002 | D221437 | Unknown | FALCON BETA | TAMCO | D221437 |  | TMN LINGKARAN NUR | SUBSTATION | Unknown | Unknown | Unknown | DISTRIBUTION | TNB | CHERAS | Unknown | 75 |  |  | Unknown | Unknown |  | LINE |  | 28 | 630.000 A | 0.63 | 50 | 20 | B05385 | Unknown |  |  |  |  | 0 | TAMAN LINGKARAN NUR |  | 3 | Pass | null
257470816 | B02374 | B08763 SG LONG MEDICAL CENTRE | 6834073 | 6834072 | BCRS/PCE/J00190/MBB02371 | 300005581 | Existing | RYB | MHCR-4 | B08763 SG LONG MEDICAL CENTRE | CLOSED | CLOSED | LINK | 155.000 kV | 11 kV | GAS | 20101111 | 0 | KSS/2501 |  | INDKOM | INDKOM | N/A |  | SG LONG NO 6 | SUBSTATION | Unknown | Unknown | Unknown | DISTRIBUTION | TNB | CHERAS | Unknown | 75 |  |  |  | Unknown |  | LINE |  | 28 | 630.000 A | 0.63 | 50 | 21.9 | B02374 | Unknown |  |  |  |  | 0 | BANDAR SG LONG NO 6 |  | 3 | Pass | null
257470822 | B02371 | B10390 PANGSAPURI ADALIA | 6834091 | 6834090 | BCRS/PCE/J00190/MBB02371 | 300005581 | Existing | RYB | MHCR-4 | B10390 PANGSAPURI ADALIA | CLOSED | CLOSED | LINK | 155.000 kV | 11 kV | GAS | 20101111 | 0 | KSS/2501 |  | INDKOM | INDKOM | N/A |  | SG LONG NO 6 | SUBSTATION | Unknown | Unknown | Unknown | DISTRIBUTION | TNB | CHERAS | Unknown | 75 |  |  |  | Unknown |  | LINE |  | 28 | 630.000 A | 0.63 | 50 | 21.9 | B02371 | Unknown |  |  |  |  | 0 | BANDAR SG LONG NO 6 |  | 3 | Pass | null
257470845 | B02815 |  | 6857108 | 6857107 | BCRS/PCE/J00722/MBB02813 | 300270926 | Existing | RYB | TAMI-5 | B02816 KHOW MOK CHIN | CLOSED | CLOSED | LINK | 12.000 kV | 11 kV | GAS | 19961101 | 1996 | B961180 |  | FALCON BETA | TAMCO |  |  | MALAYSIAN MEGA GALVANIES | Unknown | Unknown | Unknown | Unknown | DISTRIBUTION | TNB | CHERAS | Unknown | Unknown |  |  |  | Unknown |  |  |  |  | 630.000 A | 20 | 20 | 20 | B02815 | [5 empty] | 0 | MALAYSIAN MEGA GALVANISER S B |  | 3 | Pass | null
257470849 | B02813 |  | 6857111 | 6857110 | BCRS/PCE/J00722/MBB02813 | 300270926 | Existing | RYB | TAMI-5 | B02809 TANMING VEHICLE | CLOSED | CLOSED | LINK | 12.000 kV | 11 kV | GAS | 19961101 | 1996 | B961180 |  | FALCON BETA | TAMCO |  |  | MALAYSIAN MEGA GALVANIES | Unknown | Unknown | Unknown | Unknown | DISTRIBUTION | TNB | CHERAS | Unknown | Unknown |  |  |  | Unknown |  |  |  |  | 630.000 A | 20 | 20 | 20 | B02813 | [5 empty] | 0 | MALAYSIAN MEGA GALVANISER S B |  | 3 | Pass | null
257470872 | B02167 | PE MASTERSKILL (M) SDN BHD | 6910627 | 6910626 | BCRS/PCE/J00091/MBB02165 | 300004433 | Existing | RYB | TMASS-12 | B09936 PE MASTERSKILL (M) SDN BHD | CLOSED | CLOSED | LINK | 11.000 kV | 11 kV | GAS | 19981101 | 1998 | LM1878005 | Unknown | OMAZABAL | LIG A MURNI | LV 1872005 |  | KEMACAHAYA NO 2 | SUBSTATION | Unknown | Unknown | Unknown | DISTRIBUTION | TNB | CHERAS | Unknown | 75 |  |  | Unknown | Unknown |  | Unknown |  | 28 | 630.000 A | 0.63 | 50 | 20 | B02167 | Unknown |  |  |  |  | 0 | TAMAN KEMACAHAYA NO 2 |  | 3 | Pass | null
257470876 | B02165 | PE BESI CRAF | 6910630 | 6910629 | BCRS/PCE/J00091/MBB02165 | 300004433 | Existing | RYB | TMASS-12 | B02164 PE BESI CRAF | CLOSED | CLOSED | LINK | 11.000 kV | 11 kV | GAS | 19981101 | 1998 | LM1878005 | Unknown | OMAZABAL | LIG A MURNI | LV 1872005 |  | KEMACAHAYA NO 2 | SUBSTATION | Unknown | Unknown | Unknown | DISTRIBUTION | TNB | CHERAS | Unknown | 75 |  |  |  | Unknown |  | Unknown |  | 28 | 630.000 A | 0.63 | 50 | 20 | B02165 | Unknown |  |  |  |  | 0 | TAMAN KEMACAHAYA NO 2 |  | 3 | Pass | null
257470933 | B08665 |  | 6911486 | 6911485 | BCRS/PCE/J00456/MB | 300431551 | Existing | RYB | MHCR-11 | JLN PAHLAWAN 22/3 | CLOSED | CLOSED | LINK | 11.000 kV | 11 kV | GAS | 20011101 | 2001 | 0033S053 |  | Unknown | INDKOM | 0033S053 |  | CHERAS VISTA BMC | Unknown | Unknown | Unknown | Unknown | DISTRIBUTION | TNB | CHERAS | Unknown | 75 |  |  |  | Unknown |  |  |  | 28 | 630.000 A | 0.63 | 50 | 20 | B08665 | [5 empty] | 0 | TAMAN CHERAS VISTA BMC |  | 3 | Pass | null
257470938 | B08667 |  | 6911492 | 6911491 | BCRS/PCE/J00456/MB | 300431551 | Existing | RYB | MHCR-11 | JLN BENTERA 1/5 BMC | CLOSED | CLOSED | LINK | 11.000 kV | 11 kV | GAS | 20011101 | 2001 | 0033S053 |  | Unknown | INDKOM | 0033S053 |  | CHERAS VISTA BMC | Unknown | Unknown | Unknown | Unknown | DISTRIBUTION | TNB | CHERAS | Unknown | 75 |  |  |  | Unknown |  |  |  | 28 | 630.000 A | 0.63 | 50 | 20 | B08667 | [5 empty] | 0 | TAMAN CHERAS VISTA BMC |  | 3 | Pass | null
257474147 | B08635 | PE JLN TEMENGGUNG 3/9 | 6934309 | 6934308 |  |  | Existing | RYB | MHCR2-9 | B11929 PE JLN TEMENGGUNG 3/9 | CLOSED | CLOSED | LINK | 12.000 kV | 11 kV | GAS |  | 2005 | D253258 | Unknown | FALCON BETA | TAMCO | D253258 |  | COMMERCIAL AREA NO 6 | SUBSTATION | Unknown | Unknown | Unknown | DISTRIBUTION | TNB | CHERAS | Unknown | 75 |  |  | Unknown | Unknown |  | Unknown |  | 28 | 630.000 A | 0.63 | 50 | 20 | B08635 | Unknown |  |  |  |  | 0 | COMMERCIAL AREA NO 6 |  | 3 | Pass | null
257474152 | B08632 | PE COMMERCIAL AREA NO.5 | 6934319 | 6934318 |  |  | Existing | RYB | MHCR2-9 | B08631 PE COMMERCIAL AREA NO.5 | CLOSED | CLOSED | LINK | 12.000 kV | 11 kV | GAS |  | 2005 | D253258 | Unknown | FALCON BETA | TAMCO | D253258 |  | COMMERCIAL AREA NO 6 | SUBSTATION | Unknown | Unknown | Unknown | DISTRIBUTION | TNB | CHERAS | Unknown | 75 |  |  | Unknown | Unknown |  | Unknown |  | 28 | 630.000 A | 0.63 | 50 | 20 | B08632 | Unknown |  |  |  |  | 0 | COMMERCIAL AREA NO 6 |  | 3 | Pass | null
257477856 | B01286 | B01286 | 6784483 | 6784495 | BCRS/PCE/J00210/MBB01284 | 300005715 | Existing | RYB | PBEL(P)-3 | B07460 JORDONE CORP | CLOSED | OPEN | LINK | 12.000 kV | 11 kV | GAS | 19961101 | 1996 | B960892 | Unknown | FALCON BETA | TAMCO | B960892 |  | AIM RIGHT | SUBSTATION | Unknown | Unknown | Unknown | DISTRIBUTION | TNB | CHERAS | Unknown | 75 |  |  | Unknown | Unknown |  | LINE |  | 28 | 630.000 A | 0.63 | 50 | 20 | B01286 | Unknown |  |  |  |  | 0 | AIM RIGHT |  | 3 | Pass | null
257477860 | B01284 | B01284 | 6784484 | 6784497 | BCRS/PCE/J00210/MBB01284 | 300005715 | Existing | RYB | PBEL(P)-3 | B01283 STARLITE | CLOSED | CLOSED | LINK | 12.000 kV | 11 kV | GAS | 19961101 | 1996 | B960892 | Unknown | FALCON BETA | TAMCO | B960892 |  | AIM RIGHT | SUBSTATION | Unknown | Unknown | Unknown | DISTRIBUTION | TNB | CHERAS | Unknown | 75 |  |  | Unknown | Unknown |  | LINE |  | 28 | 630.000 A | 0.63 | 50 | 20 | B01284 | Unknown |  |  |  |  | 0 | AIM RIGHT |  | 3 | Pass | null
257477886 | B02777 | B02777 | 6790250 | 6790249 | BCRS/PCE/J00563/MBB02777 | 300268936 | Existing | RYB | TAMI-4 | B10187 MINLON LIGHT INDUSTR A | CLOSED | CLOSED | LINK | 12.000 kV | 11 kV | GAS | 19961111 | 1995 | B950637 |  | FALCON BETA | TAMCO | B950637 | N/A | TECH AIR IND | SUBSTATION | Unknown | Unknown | Unknown | DISTRIBUTION | TNB | CHERAS | Unknown | 75 |  |  | Unknown | Unknown |  | LINE |  | 28 | 630.000 A | 0.63 | 50 | 20 | B02777 | NO | N/A |  |  |  | 0 | TECHAIR IND |  | 3 | Pass | null
257477891 | B02779 | B02779 | 6790262 | 6790261 | BCRS/PCE/J00563/MBB02777 | 300268936 | Existing | RYB | TAMI-4 | B02780 STRUKTUR TEGUH | CLOSED | CLOSED | LINK | 12.000 kV | 11 kV | GAS | 19961111 | 1995 | B950637 |  | FALCON BETA | TAMCO | B950637 | N/A | TECH AIR IND | SUBSTATION | Unknown | Unknown | Unknown | DISTRIBUTION | TNB | CHERAS | Unknown | 75 |  |  | Unknown | Unknown |  | LINE |  | 28 | 630.000 A | 0.63 | 50 | 20 | B02779 | NO | N/A |  |  |  | 0 | TECHAIR IND |  | 3 | Pass | null
257479719 | B09986 |  | 6936810 | 6936809 | BCRS/PCE/J00546/MBB09983 | 300268252 | Existing | RYB |  | B03975 PE JKR SIMPANG BALAK | CLOSED | CLOSED | LINK | 12.000 kV | 11 kV | GAS | 20071101 | 2007 | D275018 | Unknown | FALCON BETA | TAMCO | D275018 |  | TMN PERINDUSTRIAN SG BALAK | Unknown | Unknown | Unknown | Unknown | DISTRIBUTION | TNB | CHERAS | Unknown | 75 |  |  |  | Unknown |  | LINE |  | 28 | 630.000 A | 0.63 | 50 | 20 | B09986 | Unknown |  |  |  |  | 0 | TAMAN PERINDUSTRIAN SG BALAK |  | 3 | Pass | null
257479724 | B09983 |  | 6936827 | 6936826 | BCRS/PCE/J00546/MBB09983 | 300268252 | Existing | RYB |  | B10808 PE BINAFIMAS SDN BHD | CLOSED | CLOSED | LINK | 12.000 kV | 11 kV | GAS | 20071101 | 2007 | D275018 | Unknown | FALCON BETA | TAMCO | D275018 |  | TMN PERINDUSTRIAN SG BALAK | Unknown | Unknown | Unknown | Unknown | DISTRIBUTION | TNB | CHERAS | Unknown | 75 |  |  |  | Unknown |  | LINE |  | 28 | 630.000 A | 0.63 | 50 | 20 | B09983 | Unknown |  |  |  |  | 0 | TAMAN PERINDUSTRIAN SG BALAK |  | 3 | Pass | null
257480570 | B05238 | B05238 | 6781545 | 6781544 | BCRS/PCE/J00029/MB1 | 300267336 | Existing | RYB |  | B02109 ALAM JAYA NO 1 | CLOSED | CLOSED | LINK | 12.000 kV | 11 kV | GAS | 20011101 | 2001 | CV712784-00100/027 | Unknown | SIEMENS | SIEMENS | CV712784-00100/027 |  | SEKOLAH SRI CEMPAKA | SUBSTATION | Unknown | Unknown | Unknown | DISTRIBUTION | TNB | CHERAS | Unknown | 75 |  |  | Unknown | Unknown |  | LINE |  | 28 | 630.000 A | 0.63 | 50 | 20 | B05238 | Unknown |  |  |  |  | 0 | SEKOLAH SRI CEMPAKA |  | 3 | Pass | null
257480576 | B05241 | B05241 | 6781567 | 6781566 | BCRS/PCE/J00029/MB1 | 300267336 | Existing | RYB |  | B02105 ALAM JAYA NO 3 | CLOSED | CLOSED | LINK | 12.000 kV | 11 kV | GAS | 20011101 | 2001 | CV712784-00100/027 | Unknown | SIEMENS | SIEMENS | CV712784-00100/027 |  | SEKOLAH SRI CEMPAKA | SUBSTATION | Unknown | Unknown | Unknown | DISTRIBUTION | TNB | CHERAS | Unknown | 75 |  |  | Unknown | Unknown |  | LINE |  | 28 | 630.000 A | 0.63 | 50 | 20 | B05241 | Unknown |  |  |  |  | 0 | SEKOLAH SRI CEMPAKA |  | 3 | Pass | null
257480598 | B02768 | B02768 | 6790205 | 6790204 | BCRS/PCE/J00640/MBB02768 | 300270346 | Existing | RYB | TAMI-4 | B02767 N. SHIN | CLOSED | CLOSED | LINK | 12.000 kV | 11 kV | GAS | 19901101 | 1990 | CV 06-0197/043 |  | SIEMENS | SIEMENS | CV 06-0197/043 | N/A | WHITEX GARMENT | SUBSTATION | Unknown | Unknown | Unknown | DISTRIBUTION | TNB | CHERAS | Unknown | 75 |  |  | Unknown | Unknown |  | LINE |  | 28 | 400.000 A | 0.63 | 50 | 20 | B02768 | NO |  |  |  |  | 0 | WHITEX GARMENT |  | 3 | Pass | null
257480603 | B02770 | B02770 | 6790217 | 6790216 | BCRS/PCE/J00640/MBB02768 | 300270346 | Existing | RYB | TAMI-4 | B02771 MEGA MOULDING | CLOSED | CLOSED | LINK | 12.000 kV | 11 kV | GAS | 19901101 | 1990 | CV 06-0197/043 |  | SIEMENS | SIEMENS | CV 06-0197/043 | N/A | WHITEX GARMENT | SUBSTATION | Unknown | Unknown | Unknown | DISTRIBUTION | TNB | CHERAS | Unknown | 75 |  |  | Unknown | Unknown |  | LINE |  | 28 | 400.000 A | 0.63 | 50 | 20 | B02770 | NO | N/A |  |  |  | 0 | WHITEX GARMENT |  | 3 | Pass | null
257480626 | B01408 | PE NAM MEOW | 6805820 | 6805819 | BCRS/PCE/J00339/MB | 300010383 | Existing | RYB | CJYA-9 | B01407 PE NAM MEOW | CLOSED | CLOSED | LINK | 12.000 kV | 11 kV | GAS | 20061111 | 2006 | B2510645 | Unknown | FALCON BETA | TAMCO | B2510645 |  | SENORITA | SUBSTATION | Unknown | Unknown | Unknown | DISTRIBUTION | TNB | CHERAS | Unknown | 75 |  |  | Unknown | Unknown |  | Unknown |  | 28 | 630.000 A | 0.63 | 50 | 20 | B01408 | Unknown |  |  |  |  | 0 | SINORITA |  | 3 | Pass | null
257480630 | B01410 | PE BINTANG PELANTAR (M) S\B | 6805823 | 6805822 | BCRS/PCE/J00339/MB | 300010383 | Existing | RYB | CJYA-9 | B01411 PE BINTANG PELANTAR (M) S\B | CLOSED | CLOSED | LINK | 12.000 kV | 11 kV | GAS | 20061111 | 2006 | B2510645 | Unknown | FALCON BETA | TAMCO | B2510645 |  | SENORITA | SUBSTATION | Unknown | Unknown | Unknown | DISTRIBUTION | TNB | CHERAS | Unknown | 75 |  |  | Unknown | Unknown |  | Unknown |  | 28 | 630.000 A | 0.63 | 50 | 20 | B01410 | Unknown |  |  |  |  | 0 | SINORITA |  | 3 | Pass | null
257480661 | B01740 | B01740 | 6867352 | 6867354 | BCRS/PCE/J00241/MBB01740 | 300005923 | Existing | RYB | LMAS-1 | LMAS-1 | CLOSED | CLOSED | LINK | 12.000 kV | 11 kV | GAS | 19961101 | 1996 | D950021 |  | FALCON BETA | MERLIN GERIN | D950021 |  | PUTRI JAYA NO 2 | SUBSTATION | Unknown | Unknown | Unknown | DISTRIBUTION | TNB | CHERAS | Unknown | 75 |  |  | Unknown | Unknown |  | LINE |  | 28 | 630.000 A | 0.63 | 50 | 20 | B01740 | Unknown |  |  |  |  | 0 | TAMAN PUTERI JAYA NO 2 |  | 3 | Pass | null
257480665 | B01742 | B01742 | 6867356 | 6867358 | BCRS/PCE/J00241/MBB01740 | 300005923 | Existing | RYB | LMAS-1 | B01743 PUTERI JAYA NO 3 | CLOSED | CLOSED | LINK | 12.000 kV | 11 kV | GAS | 19961101 | 1996 | D950021 |  | FALCON BETA | MERLIN GERIN | D950021 |  | PUTRI JAYA NO 2 | SUBSTATION | Unknown | Unknown | Unknown | DISTRIBUTION | TNB | CHERAS | Unknown | 75 |  |  | Unknown | Unknown |  | LINE |  | 28 | 630.000 A | 0.63 | 50 | 20 | B01742 | Unknown |  |  |  |  | 0 | TAMAN PUTERI JAYA NO 2 |  | 3 | Pass | null
257480733 | B01647 | PE TAMAN CHERAS PERDANA NO 4 | 6860480 | 6860479 | BCRS/PCE/J00126/MBB01647 | 300005143 | Existing | RYB | JUBA-4 | B12750 PE DATARAN C180 NO 2 | CLOSED | CLOSED | LINK | 11.000 kV | 11 kV | GAS | 20031101 | 0 | R97076-673R | Unknown | VEI | INDKOM | 26173 |  | TMN CHERAS PERDANA NO 3 | SUBSTATION | Unknown | Unknown | Unknown | DISTRIBUTION | TNB | CHERAS | Unknown | 75 |  |  | Unknown | Unknown |  | Unknown |  | 28 | 400.000 A | 0.63 | 50 | 20 | B01647 | Unknown |  |  |  |  | 0 | CHERAS PERDANA NO 3 |  | 3 | Pass | null
257480738 | B01649 | PE SMK CHERAS PERDANA | 6860492 | 6860491 | BCRS/PCE/J00126/MBB01647 | 300005143 | Existing | RYB | JUBA-4 | B01650 PE SMK CHERAS PERDANA | CLOSED | CLOSED | LINK | 12.000 kV | 11 kV | GAS | 20031101 | 0 | R97076-679R | Unknown | VEI | INDKOM | 26173 |  | TMN CHERAS PERDANA NO 3 | SUBSTATION | Unknown | Unknown | Unknown | DISTRIBUTION | TNB | CHERAS | Unknown | 75 |  |  | Unknown | Unknown |  | Unknown |  | 28 | 400.000 A | 0.63 | 50 | 20 | B01649 | Unknown |  |  |  |  | 0 | CHERAS PERDANA NO 3 |  | 3 | Pass | null
257480766 | B06179 | B06179 | 6895582 | 6895581 | BCRS/PCE/J00325/MB | 300431435 | Existing | RYB |  | SWN SUIS THE MINES RESORT | CLOSED | CLOSED | LINK | 11.000 kV | 11 kV | GAS | 20001101 | 2000 | CV704048-01011/001 |  | SIEMENS | ITEM | 704048-01011/001 | NOT APPLICABLE | SG BESI INDAH NO 3 | SUBSTATION | Unknown | Unknown | Unknown | DISTRIBUTION | TNB | CHERAS | Unknown | 75 | Unknown | Unknown |  | Unknown |  | LINE |  | 28 | 630.000 A | 0.63 | 50 | 20 | B06179 | NO | NOT APPLICABLE |  |  | Unknown | 0 | TAMAN SG BESI INDAH NO3 |  | 3 | Pass | null
257480771 | B06182 | B06182 | 6895599 | 6895598 | BCRS/PCE/J00325/MB | 300431435 | Existing | RYB |  | B02642 GREEN WATER POCN NO1 | CLOSED | CLOSED | LINK | 11.000 kV | 11 kV | GAS | 20001101 | 2000 | CV704048-01011/001 |  | SIEMENS | ITEM | 704048-01011/001 | NOT APPLICABLE | SG BESI INDAH NO 3 | SUBSTATION | Unknown | Unknown | Unknown | DISTRIBUTION | TNB | CHERAS | Unknown | 75 | Unknown | Unknown | Unknown | Unknown |  | LINE |  | 28 | 630.000 A | 0.63 | 50 | 20 | B06182 | NO | NOT APPLICABLE |  |  | Unknown | 0 | TAMAN SG BESI INDAH NO3 |  | 3 | Pass | null
257480801 | B08639 | PE JALAN PERMAISURI 1 BMC | 6931923 | 6931922 |  |  | Existing | RYB | MHCR2-9 | B07114 PE JALAN PERMAISURI 1 BMC | CLOSED | CLOSED | LINK | 12.000 kV | 11 kV | GAS |  | 2005 | D253254 | Unknown | FALCON BETA | TAMCO | D253254 |  | COMMERCIAL AREA NO 3 | SUBSTATION | Unknown | Unknown | Unknown | DISTRIBUTION | TNB | CHERAS | Unknown | 75 |  |  | Unknown | Unknown |  | Unknown |  | 28 | 630.000 A | 0.63 | 50 | 20 | B08639 | Unknown |  |  |  |  | 0 | COMMERCIAL AREA NO 3 |  | 3 | Pass | null
257480807 | B08636 | PE JLN TEMENGGUNG 3/9 | 6931941 | 6931940 |  |  | Existing | RYB | MHCR2-9 | B11932 PE JLN TEMENGGUNG 3/9 | CLOSED | CLOSED | LINK | 12.000 kV | 11 kV | GAS |  | 2005 | D253254 | Unknown | FALCON BETA | TAMCO | D253254 |  | COMMERCIAL AREA NO 3 | SUBSTATION | Unknown | Unknown | Unknown | DISTRIBUTION | TNB | CHERAS | Unknown | 75 |  |  | Unknown | Unknown |  | Unknown |  | 28 | 630.000 A | 0.63 | 50 | 20 | B08636 | Unknown |  |  |  |  | 0 | COMMERCIAL AREA NO 3 |  | 3 | Pass | null
257481083 | B08866 | PE BUKIT PERMAI SG LONG | 6900614 | 6900613 | BCRS/PCE/J00890/MBB08866 |  | Existing | RYB | SGLN-5 | B04484 PE BUKIT PERMAI SG LONG | CLOSED | CLOSED | LINK | 12.000 kV | 11 kV | GAS |  | 2005 | 2L1T294 | Unknown | TOPRANK | TOPRANK | 2L1T294 |  | BKT. RASA SAYANG | SUBSTATION | Unknown | Unknown | Unknown | DISTRIBUTION | TNB | CHERAS | Unknown | 75 |  |  | Unknown | Unknown |  | Unknown |  | 28 | 630.000 A | 0.63 | 50 | 20 | B08866 | NO |  |  |  |  | 0 | BKT RASA SAYANG |  | 3 | Pass | null
257481087 | B08868 | PE TMN TAMING MUTIARA SG.LONG2 | 6900623 | 6900622 | BCRS/PCE/J00890/MBB08868 |  | Existing | RYB | SGLN-5 | B10985 PE TMN TAMING MUTIARA SG.LONG2 | CLOSED | CLOSED | LINK | 12.000 kV | 11 kV | GAS |  | 2005 | 2L1T294 | Unknown | TOPRANK | TOPRANK | 2L1T294 |  | BKT. RASA SAYANG | SUBSTATION | Unknown | Unknown | Unknown | DISTRIBUTION | TNB | CHERAS | Unknown | 75 |  |  | Unknown | Unknown |  | Unknown |  | 28 | 630.000 A | 0.63 | 50 | 20 | B08868 | NO |  |  |  |  | 0 | BKT RASA SAYANG |  | 3 | Pass | null
257481118 | B04207 | PE DENSHI MARUWA | 6925232 | 6925231 | BCRS/PCE/J00766/MBB04203 | 300516288 | Existing | RYB | JUBA-13 | B04208 PE DENSHI MARUWA | CLOSED | CLOSED | LINK | 16.000 kV | 11 kV | GAS | 20/07/2015 | 0 | 01 | Unknown | EPE | EPE | 14J1868(110) |  | LOT 5757 KIDAMAI | SUBSTATION | Unknown | Unknown | Unknown | DISTRIBUTION | TNB | CHERAS | Unknown | 75 |  |  | Unknown | Unknown |  | LINE |  | 28 | 630.000 A | 20 | 50 | 20 | B04207 | Unknown |  |  |  |  | 0 | LOT 5755 (KIDAMAI) |  | 1 | Pass | null
257481124 | B04203 | B04202 PENCETAKAN SAKTI | 6925261 | 6925260 | BCRS/PCE/J00766/MBB04203 | 300516288 | Existing | RYB | JUBA-13 | B04202 PENCETAKAN SAKTI | CLOSED | CLOSED | LINK | 16.000 kV | 11 kV | GAS | 20/07/2015 | 0 | 01 | Unknown | EPE | EPE | 14J1868(110) |  | LOT 5757 KIDAMAI | SUBSTATION | Unknown | Unknown | Unknown | DISTRIBUTION | TNB | CHERAS | Unknown | 75 |  |  | Unknown | Unknown |  | LINE |  | 28 | 630.000 A | 20 | 50 | 20 | B04203 | Unknown |  |  |  |  | 0 | LOT 5755 (KIDAMAI) |  | 1 | Pass | null
257481130 | B04204 | B04211 FORMAPAC SB | 6925267 | 6925270 | BCRS/PCE/J00766/MBB04203 | 300516288 | Existing | RYB | JUBA-13 | B04211 LOT 5755 FORMAPAC SB | CLOSED | CLOSED | LINK | 16.000 kV | 11 kV | GAS | 20/07/2015 | 0 | 01 | Unknown | EPE | EPE | 14J1868(110) |  | LOT 5757 KIDAMAI | SUBSTATION | Unknown | Unknown | Unknown | DISTRIBUTION | TNB | CHERAS | Unknown | 75 |  |  | Unknown | Unknown |  | Unknown |  | 28 | 630.000 A | 20 | 50 | 20 | B04204 | Unknown |  |  |  |  | 0 | LOT 5755 (KIDAMAI) |  | 1 | Pass | null
257481218 | B02764 | B02764 | 6930424 | 6930423 | BCRS/PCE/J00277/MBB01248 | 300010005 | Existing | RYB | TAMI-4 | B02765 AISHIN | CLOSED | CLOSED | LINK | 12.000 kV | 11 kV | SF6 | 19911101 | 1991 | N/A |  | LUCY | INDKOM | SF00035724 | N/A | YEW CHAI SENG | SUBSTATION | Unknown | Unknown | Unknown | DISTRIBUTION | TNB | CHERAS | Unknown | 75 |  |  | Unknown | Unknown |  | LINE |  | 28 | 630.000 A | 20 | 50 | 20 | B02764 | NO | N/A |  |  |  | 0 | YEW CHYE SENG |  | 1 | Pass | null
257481222 | B02762 | B02762 | 6930429 | 6930428 | BCRS/PCE/J00277/MBB01248 | 300010005 | Existing | RYB | TAMI-4 | TAMI-4 | CLOSED | CLOSED | LINK | 12.000 kV | 11 kV | SF6 | 19911101 | 1991 | N/A |  | LUCY | INDKOM | SF00035724 | N/A | YEW CHAI SENG | SUBSTATION | Unknown | Unknown | Unknown | DISTRIBUTION | TNB | CHERAS | Unknown | 75 |  |  | Unknown | Unknown |  | LINE |  | 28 | 630.000 A | 20 | 50 | 20 | B02762 | NO | N/A |  |  |  | 0 | YEW CHYE SENG |  | 1 | Pass | null
257481249 | B08480 |  | 6945727 | 6945726 | BCRS/PCE/J00457/MB | 300431552 | Existing | RYB | TSRA-3 | B09947 BKT ANGKAT INDUSTRI NO 6 | CLOSED | CLOSED | LINK | 12.000 kV | 11 kV | GAS | 18/07/1998 | 2005 | 1936 |  | VEI | VEI | 1936 |  | RUMAH PANGSA TMN DESA KARUMAS | SUBSTATION | Unknown | Unknown | Unknown | DISTRIBUTION | TNB | CHERAS | Unknown | 75 |  |  | Unknown | Unknown |  | LINE |  | 28 | 630.000 A | 0.63 | 50 | 20 | B08480 | Unknown |  |  |  |  | 0 | TAMAN DESA KARUMAS |  | 3 | Pass | null
257481253 | B08482 | B08482 | 6945733 | 6945732 | BCRS/PCE/J00457/MB | 300431552 | Existing | RYB | TSRA-3 | B06449 DESA KARUMAS NO 4 | CLOSED | CLOSED | LINK | 12.000 kV | 11 kV | GAS | 18/07/1998 | 2005 | 1936 |  | VEI | VEI | 1936 |  | RUMAH PANGSA TMN DESA KARUMAS | SUBSTATION | Unknown | Unknown | Unknown | DISTRIBUTION | TNB | CHERAS | Unknown | 75 |  |  | Unknown | Unknown |  | LINE |  | 28 | 630.000 A | 0.63 | 50 | 20 | B08482 | Unknown |  |  |  |  | 0 | TAMAN DESA KARUMAS |  | 3 | Pass | null
257485949 | B01696 | B01696 | 6768985 | 6768984 | BCRS/PCE/J00174/MBB01694 | 300005463 | Existing | RYB | LMAS-9 | B10021 JALAN SUADAMAI 11/4,BTHO | CLOSED | OPEN | LINK | 12.000 kV | 11 kV | GAS | 19981111 | 1998 | D980310 |  | FALCON BETA | TAMCO | D/F980310 | N/A | BTHO NO 13 | SUBSTATION | Unknown | Unknown | Unknown | DISTRIBUTION | TNB | CHERAS | Unknown | 75 |  |  | Unknown | Unknown |  | LINE |  | 28 | 630.000 A | 0.63 | 50 | 20 | B01696 | NO | N/A |  |  |  | 0 | BTHO NO 13 |  | 3 | Pass | null
257485955 | B01694 | B01694 | 6769003 | 6769002 | BCRS/PCE/J00174/MBB01694 | 300005463 | Existing | RYB | LMAS-9 | B01693 BTHO NO.11 | CLOSED | CLOSED | LINK | 12.000 kV | 11 kV | GAS | 19981111 | 1998 | D980310 |  | FALCON BETA | TAMCO | D/F980310 | N/A | BTHO NO 13 | SUBSTATION | Unknown | Unknown | Unknown | DISTRIBUTION | TNB | CHERAS | Unknown | 75 |  |  | Unknown | Unknown |  | LINE |  | 28 | 630.000 A | 0.63 | 50 | 20 | B01694 | NO | N/A |  |  |  | 0 | BTHO NO 13 |  | 3 | Pass | null
257486625 | B02106 | B02106 | 6783720 | 6783719 | BCRS/PCE/J00027/MB1 | 300267329 | Existing | RYB |  | B05238 SEK SRI CEMPAKA | CLOSED | CLOSED | LINK | 11.000 kV | 11 kV | GAS | 19861101 | 0 | L17/2/1471 | Unknown | VEI | VEI | 25819 |  | TMN ALAM JAYA NO 1 | SUBSTATION | Unknown | Unknown | Unknown | DISTRIBUTION | TNB | CHERAS | Unknown | 75 |  |  | Unknown | Unknown |  | LINE |  | 28 | 400.000 A | 0.63 | 50 | 20 | B02106 | Unknown |  |  |  |  | 0 | TAMAN ALAM JAYA NO 1 |  | 3 | Pass | null
257486630 | B02110 | B02110 | 6783746 | 6783745 | BCRS/PCE/J00027/MB1 | 300267329 | Existing | RYB |  | ABANDONED | OPEN | OPEN | LINK | 11.000 kV | 11 kV | GAS | 19861101 | 0 | L17/1/241R | Unknown | VEI | VEI | 25819 |  | TMN ALAM JAYA NO 1 | SUBSTATION | Unknown | Unknown | Unknown | DISTRIBUTION | TNB | CHERAS | Unknown | 75 |  |  | Unknown | Unknown |  | LINE |  | 28 | 400.000 A | 0.63 | 50 | 21.9 | B02110 | Unknown |  |  |  |  | 0 | TAMAN ALAM JAYA NO 1 |  | 3 | Pass | null
257486635 | B02109 | B02109 | 6783756 | 6783760 | BCRS/PCE/J00027/MB1 | 300267329 | Existing | RYB |  | B02111 TMN ALAM JAYA NO 2 | CLOSED | CLOSED | LINK | 11.000 kV | 11 kV | GAS | 19861101 | 0 | L17/2/1841 | Unknown | VEI | VEI | 25819 |  | TMN ALAM JAYA NO 1 | SUBSTATION | Unknown | Unknown | Unknown | DISTRIBUTION | TNB | CHERAS | Unknown | 75 |  |  | Unknown | Unknown |  | LINE |  | 28 | 400.000 A | 0.63 | 50 |  | B02109 | Unknown |  |  |  |  | 0 | TAMAN ALAM JAYA NO 1 |  | 3 | Pass | null
257486653 | B01936 |  | 6787177 | 6787190 | BCRS/PCE/J00079/MBB02294 | 300004387 | Existing | RYB | PBEL(P)-9 | LOT 1779 JLN KPB 4 | CLOSED | CLOSED | LINK | 11.000 kV | 11 kV | GAS | 19981101 | 1998 | 9835S093 | Unknown | F_and_G | INDKOM | R0688 | N/A | MASTER SHANGHAI | Unknown | Unknown | Unknown | Unknown | DISTRIBUTION | TNB | CHERAS | Unknown | 75 |  |  |  | Unknown |  | Unknown |  | 28 | 630.000 A | 0.63 | 50 | 20 | B01936 | Unknown |  |  |  |  | 0 | MASTER SHANGHAI TURNPARTS SDN B |  | 3 | Pass | null
257486657 | B01938 |  | 6787178 | 6787194 | BCRS/PCE/J00079/MBB02294 | 300004387 | Existing | RYB | PBEL(P)-9 | B08362 MIKA FOOD NO 2 | CLOSED | CLOSED | LINK | 11.000 kV | 11 kV | GAS | 19981101 | 1998 | 9835S093 | Unknown | F_and_G | INDKOM | R0688 | N/A | MASTER SHANGHAI | Unknown | Unknown | Unknown | Unknown | DISTRIBUTION | TNB | CHERAS | Unknown | 75 |  |  |  | Unknown |  | Unknown |  | 28 | 630.000 A | 0.63 | 50 | 20 | B01938 | Unknown |  |  |  |  | 0 | MASTER SHANGHAI TURNPARTS SDN B |  | 3 | Pass | null
257486754 | B04880 | B04880 | 6881599 | 6881598 | BCRS/PCE/J00778/MBB04880 | 300271607 | Existing | RYB | JUBA-5 | B05878 LIC IND S/B | CLOSED | CLOSED | LINK | 12.000 kV | 11 kV | GAS | 18/07/1998 | 2001 | D211225 |  | FALCON BETA | TAMCO | D211255 |  | 3V PERABOT | SUBSTATION | Unknown | Unknown | Unknown | DISTRIBUTION | TNB | CHERAS | Unknown | 75 |  |  | Unknown | Unknown |  | LINE |  | 28 | 630.000 A | 0.63 | 50 | 20 | B04880 | Unknown |  |  |  |  | 0 | THREE V HOLDING SDN BHD |  | 3 | Pass | null
257486759 | B04883 | B04883 | 6881616 | 6881615 | BCRS/PCE/J00778/MBB04880 | 300271607 | Existing | RYB | JUBA-5 | B08999 3 V | CLOSED | CLOSED | LINK | 12.000 kV | 11 kV | GAS | 18/07/1998 | 2001 | D211225 |  | FALCON BETA | TAMCO | D211255 | N/A | 3V PERABOT | SUBSTATION | Unknown | Unknown | Unknown | DISTRIBUTION | TNB | CHERAS | Unknown | 75 |  |  | Unknown | Unknown |  | LINE |  | 28 | 630.000 A | 0.63 | 50 | 20 | B04883 | Unknown |  |  |  |  | 0 | THREE V HOLDING SDN BHD |  | 3 | Pass | null
257486782 | B04191 | B04191 | 6934003 | 6934002 | BCRS/PCE/J00762/MBB04191 | 300271235 | Existing | RYB | PMU KJNG-5 | B04190 SAMA PLASTIK | CLOSED | CLOSED | LINK | 12.000 kV | 11 kV | GAS | 18/07/1998 | 1997 | B972162 |  | FALCON BETA | TAMCO | B972162 | N/A | BKT ANGKAT COMPACT SG CHUA | SUBSTATION | Unknown | Unknown | Unknown | DISTRIBUTION | TNB | CHERAS | Unknown | 75 |  |  | Unknown | Unknown |  | LINE |  | 28 | 630.000 A | 0.63 | 50 | 20 | B04191 | NO | N/A |  |  |  | 0 | BUKIT ANGKAT (COMPACT) SG CHUA |  | 3 | Pass | null
257486787 | B04193 | B04193 | 6934010 | 6934009 | BCRS/PCE/J00762/MBB04191 | 300271235 | Existing | RYB | PMU KJNG-5 | B04197 SS DUNHAM BUSH | CLOSED | CLOSED | LINK | 12.000 kV | 11 kV | GAS | 18/07/1998 | 1997 | B972162 |  | FALCON BETA | TAMCO | B972162 | N/A | BKT ANGKAT COMPACT SG CHUA | SUBSTATION | Unknown | Unknown | Unknown | DISTRIBUTION | TNB | CHERAS | Unknown | 75 |  |  | Unknown | Unknown |  | LINE |  | 28 | 630.000 A | 0.63 | 50 | 20 | B04193 | NO | N/A |  |  |  | 0 | BUKIT ANGKAT (COMPACT) SG CHUA |  | 3 | Pass | null
257487764 | B05328 | PE B.T.H.O. 15 | 6770248 | 6770247 | BCRS/PCE/J00182/MBB05328 | 300005519 | Existing | RYB | BTHO-6 | B05324 PE B.T.H.O. 15 | CLOSED | CLOSED | LINK | 11.000 kV | 11 kV | GAS | 20001101 | 2000 | 0011S029 | Unknown | FALCON BETA | INDKOM | 0011S029 |  | BTHO NO 16 | SUBSTATION | Unknown | Unknown | Unknown | DISTRIBUTION | TNB | CHERAS | Unknown | 75 |  |  | Unknown | Unknown |  | Unknown |  | 28 | 630.000 A | 0.63 | 50 | 22 | B05328 | Unknown |  |  |  |  | 0 | BTHO NO 16 |  | 3 | Pass | null
257487770 | B05331 | PE BTHO 17 | 6770266 | 6770265 | BCRS/PCE/J00182/MBB05328 | 300005519 | Existing | RYB | BTHO-6 | B05332 PE BTHO 17 | CLOSED | CLOSED | LINK | 11.000 kV | 11 kV | GAS | 20001101 | 2000 | 0011S029 | Unknown | FALCON BETA | INDKOM | 0011S029 |  | BTHO NO 16 | SUBSTATION | Unknown | Unknown | Unknown | DISTRIBUTION | TNB | CHERAS | Unknown | 75 |  |  | Unknown | Unknown |  | Unknown |  | 28 | 630.000 A | 0.63 | 50 | 22 | B05331 | Unknown |  |  |  |  | 0 | BTHO NO 16 |  | 3 | Pass | null
257489367 | B01483 | PE PDT PLAZA PERABOT BALAKONG | 6794144 | 6794143 | BCRS/PCE/J00385/MB | 300431441 | Existing | RYB | JUBA-10 | B10495 PE PDT PLAZA PERABOT BALAKONG | CLOSED | CLOSED | LINK | 11.000 kV | 11 kV | GAS | 20031101 | 2003 | 0226S180 | Unknown | F_and_G | INDKOM | 0226S180 |  | HONG KONG TOYS | SUBSTATION | Unknown | Unknown | Unknown | DISTRIBUTION | TNB | CHERAS | Unknown | 75 |  |  | Unknown | Unknown |  | Unknown |  | 28 | 630.000 A | 0.63 | 50 | 22 | B01483 | Unknown |  |  |  |  | 0 | HONG KONG TOYS |  | 3 | Pass | null
257489371 | B01481 | PE COLOMBIA ASIA HOSPITAL | 6794147 | 6794146 | BCRS/PCE/J00385/MB | 300431441 | Existing | RYB | JUBA-10 | B11076 PE COLOMBIA ASIA HOSPITAL | CLOSED | CLOSED | LINK | 11.000 kV | 11 kV | GAS | 20031101 | 2003 | 0226S180 | Unknown | F_and_G | INDKOM | 0226S180 |  | HONG KONG TOYS | SUBSTATION | Unknown | Unknown | Unknown | DISTRIBUTION | TNB | CHERAS | Unknown | 75 |  |  | Unknown | Unknown |  | Unknown |  | 28 | 630.000 A | 0.63 | 50 | 22 | B01481 | Unknown |  |  |  |  | 0 | HONG KONG TOYS |  | 3 | Pass | null
257516706 | B10142 | PE EVERSMART SDN BHD LOT 1765 | 26017031 | 26017030 | BCRS/PCE/J00650/MBB10140 | 300270364 | Existing | RYB | PBEL(P)-1 | B10647 PE EVERSMART SDN BHD LOT 1765 | CLOSED | CLOSED | LINK | 12.000 kV | 11 kV | GAS | 20071111 | 2007 | B 2714909 | Unknown | FALCON BETA | TAMCO | B2714909 |  | HASIL KARYA S/B | SUBSTATION | Unknown | Unknown | Unknown | DISTRIBUTION | TNB | CHERAS | Unknown | 75 |  |  | Unknown | Unknown |  | Unknown |  | 28 | 630.000 A | 0.63 | 50 | 20 | B10142 | Unknown |  |  |  |  | 0 | P/E HASIL KARYA SDN BHD LOT 183 |  | 3 | Pass | null
257516711 | B10140 | PE KEJURUTERAAN VIBROPUMP S/B | 26017046 | 26017045 | BCRS/PCE/J00650/MBB10140 | 300270364 | Existing | RYB | PBEL(P)-1 | B10839 PE KEJURUTERAAN VIBROPUMP SDN.BHD | CLOSED | CLOSED | LINK | 12.000 kV | 11 kV | GAS | 20071111 | 2007 | B 2714909 | Unknown | FALCON BETA | TAMCO | B2714909 |  | HASIL KARYA S/B | SUBSTATION | Unknown | Unknown | Unknown | DISTRIBUTION | TNB | CHERAS | Unknown | 75 |  |  | Unknown | Unknown |  | Unknown |  | 28 | 630.000 A | 0.63 | 50 | 20 | B10140 | Unknown |  |  |  |  | 0 | P/E HASIL KARYA SDN BHD LOT 183 |  | 3 | Pass | null
257519247 | B09960 | B09960 | 26106590 | 26106589 | BCRS/PCE/J00844/MB | 300434888 | Existing | RYB | SGLN-2 | B08988 PRSN S.LONG 1 BDR SL 2 | CLOSED | CLOSED | LINK | 12.000 kV | 11 kV | GAS | 20071101 | 2007 | B2713561 |  | FALCON BETA | TAMCO | B2713561 |  | PERSIARAN SG LONG 1/5 | SUBSTATION | Unknown | Unknown | Unknown | DISTRIBUTION | TNB | CHERAS | Unknown | 75 |  |  | Unknown | Unknown |  | LINE |  | 28 | 630.000 A | 0.63 | 50 | 20 | B09960 | Unknown |  |  |  |  | 0 | PERSIARAN BUKIT SUNGAI LONG 1/5 |  | 3 | Pass | null
257519252 | B09958 | TX | 26106603 | 26106602 | BCRS/PCE/J00844/MB | 300434888 | Existing | RYB | SGLN-2 | B10133 JLN BKT SG.LONG 3/1 | CLOSED | CLOSED | LINK | 12.000 kV | 11 kV | GAS | 20071101 | 2007 | B2713561 | Unknown | FALCON BETA | TAMCO | B2713561 |  | PERSIARAN SG LONG 1/5 | SUBSTATION | Unknown | Unknown | Unknown | DISTRIBUTION | TNB | CHERAS | Unknown | 75 |  |  | Unknown | Unknown |  | LINE |  | 28 | 630.000 A | 0.63 | 50 | 20 | B09958 | Unknown |  |  |  |  | 0 | PERSIARAN BUKIT SUNGAI LONG 1/5 |  | 3 | Pass | null
257524281 | 33572 |  | 16928721 | 16928720 |  |  | Existing | RYB |  | 34665 RPNGSA J.TMN BKT SGR UTMA | CLOSED | CLOSED | LINK | 12.000 kV | 11 kV | GAS |  | 2004 | D242681 |  |  | TAMCO |  |  | PE JALAN TAMAN BUKIT SEGAR | Unknown | Unknown | Unknown | Unknown | DISTRIBUTION | TNB | CHERAS | Unknown | Unknown |  |  |  | Unknown |  |  |  |  | 630.000 A | 20 | 20 | 20 | [6 empty] | 0 | WKLS/PCE/J00555/MB33572 |  | 3 | Pass | null
257524286 | 33571 |  | 16928737 | 16928736 |  |  | Existing | RYB |  | 33568 JLN BSJ 3A TMN BKT SEGAR | CLOSED | CLOSED | LINK | 12.000 kV | 11 kV | GAS |  | 2004 | D242681 |  |  | TAMCO |  |  | PE JALAN TAMAN BUKIT SEGAR | Unknown | Unknown | Unknown | Unknown | DISTRIBUTION | TNB | CHERAS | Unknown | Unknown |  |  |  | Unknown |  |  |  |  | 630.000 A | 20 | 20 | 20 | [6 empty] | 0 | WKLS/PCE/J00555/MB33571 |  | 3 | Pass | null
257527942 | B10151 |  | 26054612 | 26054611 |  |  | Existing | RYB |  | B08947 TMN WAWASAN 1A | CLOSED | CLOSED | LINK | 12.000 kV | 11 kV | GAS |  | 2007 | B2714906 |  | FALCON BETA | TAMCO |  |  | RUMAH PANGSA KOS RENDAH TMN WAWASAN | Unknown | Unknown | Unknown | Unknown | DISTRIBUTION | TNB | CHERAS | Unknown | Unknown |  |  |  | Unknown |  |  |  |  | 630.000 A | 20 | 20 | 20 | B10151 | [5 empty] | 0 | PPURI KOS RENDAH,TMN WAWASAN |  | 3 | Pass | null
257527947 | B10153 |  | 26054627 | 26054626 |  |  | Existing | RYB |  | B02246 TMN INDAH JAYA | CLOSED | CLOSED | LINK | 12.000 kV | 11 kV | GAS |  | 2007 | B2714906 |  | FALCON BETA | TAMCO |  |  | RUMAH PANGSA KOS RENDAH TMN WAWASAN | Unknown | Unknown | Unknown | Unknown | DISTRIBUTION | TNB | CHERAS | Unknown | Unknown |  |  |  | Unknown |  |  |  |  | 630.000 A | 20 | 20 | 20 | B10153 | [5 empty] | 0 | PPURI KOS RENDAH,TMN WAWASAN |  | 3 | Pass | null
257529857 | B09950 | B09950 | 26097808 | 26097807 | BCRS/PCE/J00549/MBB08992 | 300268501 | Existing | RYB | SGLN-2 | SGLN-2 | CLOSED | CLOSED | LINK | 12.000 kV | 11 kV | GAS | 18/07/1998 | 2006 | 23749 |  | VEI | TAMCO | 23749 |  | PERSIARAN BKT SG LONG NO 1 | SUBSTATION | Unknown | Unknown | Unknown | DISTRIBUTION | TNB | CHERAS | Unknown | 75 |  |  | Unknown | Unknown |  | LINE |  | 28 | 630.000 A | 0.63 | 50 | 20 | B09950 | Unknown |  |  |  |  | 0 | BUKIT SUNGAI LONG 1 |  | 3 | Pass | null
257529862 | B09953 | B09953 | 26097822 | 26097821 | BCRS/PCE/J00549/MBB08992 | 300268501 | Existing | RYB | SGLN-2 | B09954 PSIARAN BUKIT SG LONG 2 | CLOSED | CLOSED | LINK | 12.000 kV | 11 kV | GAS | 18/07/1998 | 2006 | 23749 | Unknown | VEI | TAMCO | 23749 |  | PERSIARAN BKT SG LONG NO 1 | SUBSTATION | Unknown | Unknown | Unknown | DISTRIBUTION | TNB | CHERAS | Unknown | 75 |  |  | Unknown | Unknown |  | LINE |  | 28 | 630.000 A | 0.63 | 50 | 20 | B09953 | Unknown |  |  |  |  | 0 | BUKIT SUNGAI LONG 1 |  | 3 | Pass | null
257541254 | B10200 |  | 26019091 | 26019090 |  |  | Existing | RYB | TMASS-10 | B05879 P/E INDAH JAYA NO 2 | CLOSED | CLOSED | LINK | 12.000 kV | 11 kV | GAS |  | 2007 | B2714910 |  | FALCON BETA | TAMCO | B2714910 |  | TMN LESTARI INDAH | Unknown | Unknown | Unknown | Unknown | DISTRIBUTION | TNB | CHERAS | Unknown | 75 |  |  | Unknown | Unknown |  | LINE |  | 28 | 630.000 A | 0.63 | 50 | 20 | B10200 | [5 empty] | 0 | TMN LESTARI INDAH |  | 3 | Pass | null
257541259 | B10198 |  | 26019106 | 26019105 |  |  | Existing | RYB | TMASS-10 | B02212 P/E PKNS SG MAKAU | CLOSED | CLOSED | LINK | 12.000 kV | 11 kV | GAS |  | 2007 | B2714910 |  | FALCON BETA | TAMCO | B2714910 |  | TMN LESTARI INDAH | Unknown | Unknown | Unknown | Unknown | DISTRIBUTION | TNB | CHERAS | Unknown | 75 |  |  | Unknown | Unknown |  | LINE |  | 28 | 630.000 A | 0.63 | 50 | 20 | B10198 | [5 empty] | 0 | TMN LESTARI INDAH |  | 3 | Pass | null
257543504 | 37357 |  | 17021198 | 17021197 | WKLS/PCE/J00917/MB37357 |  | Existing | RYB |  | LOOPING | CLOSED | CLOSED | LINK | 12.000 kV | 11 kV | GAS |  | 2006 | B 2612477 |  | FALCON BETA | TAMCO |  |  | PE P/PURI PUNCAK BAIDURI | Unknown | Unknown | Unknown | Unknown | DISTRIBUTION | TNB | CHERAS | Unknown | Unknown |  |  |  | Unknown |  |  |  |  | 630.000 A | 20 | 20 | 20 | [6 empty] | 0 |  |  | 3 | Pass | null
257543511 | 37354 |  | 17021230 | 17021229 | WKLS/PCE/J00917/MB37354 |  | Existing | RYB |  | 28067 SEK KEB TMN BAIDURI | CLOSED | CLOSED | LINK | 12.000 kV | 11 kV | GAS |  | 2006 | B 2612477 |  | FALCON BETA | TAMCO |  |  | PE P/PURI PUNCAK BAIDURI | Unknown | Unknown | Unknown | Unknown | DISTRIBUTION | TNB | CHERAS | Unknown | Unknown |  |  |  | Unknown |  |  |  |  | 630.000 A | 20 | 20 | 20 | [6 empty] | 0 |  |  | 3 | Pass | null
257543515 | 37358 |  | 17021233 | 17021239 | WKLS/PCE/J00917/MB37358 |  | Existing | RYB |  | LOOPING | CLOSED | CLOSED | LINK | 12.000 kV | 11 kV | GAS |  | 2006 | B 2612477 |  | FALCON BETA | TAMCO |  |  | PE P/PURI PUNCAK BAIDURI | Unknown | Unknown | Unknown | Unknown | DISTRIBUTION | TNB | CHERAS | Unknown | Unknown |  |  |  | Unknown |  |  |  |  | 630.000 A | 20 | 20 | 20 | [6 empty] | 0 |  |  | 3 | Pass | null
257543523 | 37360 |  | 17021241 | 17021242 | WKLS/PCE/J00917/MB37360 |  | Existing | RYB |  | 28439 RMH PANGSA TMN KOPERASI | CLOSED | CLOSED | LINK | 12.000 kV | 11 kV | GAS |  | 2006 | B 2612477 |  | FALCON BETA | TAMCO |  |  | PE P/PURI PUNCAK BAIDURI | Unknown | Unknown | Unknown | Unknown | DISTRIBUTION | TNB | CHERAS | Unknown | Unknown |  |  |  | Unknown |  |  |  |  | 630.000 A | 20 | 20 | 20 | [6 empty] | 0 |  |  | 3 | Pass | null
257697823 |  | BTHO-10 | 6741906 | 6742047 |  |  | Existing | RYB |  | JUSCO CHERAS SELATAN | OPEN | CLOSED | RESERVE |  | 11 kV | Unknown |  | 0 |  |  |  | Unknown |  |  | PPU BANDAR TUN HUSSEIN ONN | Unknown | Unknown | Unknown | Unknown | DISTRIBUTION | TNB | CHERAS | Unknown | Unknown |  |  |  | Unknown | [17 empty] | 3 | Pass | null
257697827 |  | BTHO-10 | 6741907 | 6742048 |  |  | Existing | RYB |  | JUSCO CHERAS SELATAN | CLOSED | OPEN | MAIN |  | 11 kV | Unknown |  | 0 |  |  |  | Unknown |  |  | PPU BANDAR TUN HUSSEIN ONN | Unknown | Unknown | Unknown | Unknown | DISTRIBUTION | TNB | CHERAS | Unknown | Unknown |  |  |  | Unknown | [17 empty] | 3 | Pass | null
257697831 |  | BTHO-12 | 6741908 | 6742061 |  |  | Existing | RYB |  | SPARE(BTHO) | OPEN | CLOSED | RESERVE |  | 11 kV | Unknown |  | 0 |  |  |  | Unknown |  |  | PPU BANDAR TUN HUSSEIN ONN | Unknown | Unknown | Unknown | Unknown | DISTRIBUTION | TNB | CHERAS | Unknown | Unknown |  |  |  | Unknown | [17 empty] | 3 | Pass | null
257697835 |  | BTHO-12 | 6741909 | 6742060 |  |  | Existing | RYB |  | SPARE(BTHO) | CLOSED | OPEN | MAIN |  | 11 kV | Unknown |  | 0 |  |  |  | Unknown |  |  | PPU BANDAR TUN HUSSEIN ONN | Unknown | Unknown | Unknown | Unknown | DISTRIBUTION | TNB | CHERAS | Unknown | Unknown |  |  |  | Unknown | [17 empty] | 3 | Pass | null
257697849 |  | BTHO-6 | 6741920 | 6742057 |  |  | Existing | RYB |  | APARTMENT SUAKASIH | OPEN | CLOSED | RESERVE |  | 11 kV | Unknown |  | 0 |  |  |  | Unknown |  |  | PPU BANDAR TUN HUSSEIN ONN | Unknown | Unknown | Unknown | Unknown | DISTRIBUTION | TNB | CHERAS | Unknown | Unknown |  |  |  | Unknown | [17 empty] | 3 | Pass | null
257697853 |  | BTHO-6 | 6741921 | 6742058 |  |  | Existing | RYB |  | APARTMENT SUAKASIH | CLOSED | OPEN | MAIN |  | 11 kV | Unknown |  | 0 |  |  |  | Unknown |  |  | PPU BANDAR TUN HUSSEIN ONN | Unknown | Unknown | Unknown | Unknown | DISTRIBUTION | TNB | CHERAS | Unknown | Unknown |  |  |  | Unknown | [17 empty] | 3 | Pass | null
257697857 |  | BTHO-8 | 6741922 | 6742044 |  |  | Existing | RYB |  | ABANDONED2(BTHO) | OPEN | CLOSED | RESERVE |  | 11 kV | Unknown |  | 0 |  |  |  | Unknown |  |  | PPU BANDAR TUN HUSSEIN ONN | Unknown | Unknown | Unknown | Unknown | DISTRIBUTION | TNB | CHERAS | Unknown | Unknown |  |  |  | Unknown | [17 empty] | 3 | Pass | null
257697861 |  | BTHO-8 | 6741923 | 6742045 |  |  | Existing | RYB |  | ABANDONED2(BTHO) | CLOSED | OPEN | MAIN |  | 11 kV | Unknown |  | 0 |  |  |  | Unknown |  |  | PPU BANDAR TUN HUSSEIN ONN | Unknown | Unknown | Unknown | Unknown | DISTRIBUTION | TNB | CHERAS | Unknown | Unknown |  |  |  | Unknown | [17 empty] | 3 | Pass | null
257697870 |  | BTHO-4 | 6741929 | 6742075 |  |  | Existing | RYB |  | KOMPLEKS PENGHULU BT 10 | OPEN | CLOSED | RESERVE |  | 11 kV | Unknown |  | 0 |  |  |  | Unknown |  |  | PPU BANDAR TUN HUSSEIN ONN | Unknown | Unknown | Unknown | Unknown | DISTRIBUTION | TNB | CHERAS | Unknown | Unknown |  |  |  | Unknown | [17 empty] | 3 | Pass | null
257697874 |  | BTHO-4 | 6741930 | 6742076 |  |  | Existing | RYB |  | KOMPLEKS PENGHULU BT 10 | CLOSED | OPEN | MAIN |  | 11 kV | Unknown |  | 0 |  |  |  | Unknown |  |  | PPU BANDAR TUN HUSSEIN ONN | Unknown | Unknown | Unknown | Unknown | DISTRIBUTION | TNB | CHERAS | Unknown | Unknown |  |  |  | Unknown | [17 empty] | 3 | Pass | null
257697878 |  | BTHO-G95 (R) | 6741931 | 6742084 |  |  | Existing | RYB |  | LMAS-2P5 | CLOSED | CLOSED | RESERVE |  | Unknown | Unknown |  | 0 |  |  |  | Unknown |  |  | PPU BANDAR TUN HUSSEIN ONN | Unknown | Unknown | Unknown | Unknown | DISTRIBUTION | TNB | CHERAS | Unknown | Unknown |  |  |  | Unknown | [17 empty] | 3 | Fail | Please check "Operating Voltage"
257697882 |  | BTHO-G95 (M) | 6741932 | 6742083 |  |  | Existing | RYB |  | LMAS-2P5 | OPEN | OPEN | MAIN |  | Unknown | Unknown |  | 0 |  |  |  | Unknown |  |  | PPU BANDAR TUN HUSSEIN ONN | Unknown | Unknown | Unknown | Unknown | DISTRIBUTION | TNB | CHERAS | Unknown | Unknown |  |  |  | Unknown | [17 empty] | 3 | Fail | Please check "Operating Voltage"
257697893 |  | BTHO-32 | 6741945 | 6742089 |  |  | Existing | RYB |  | 11KV BUSBAR | CLOSED | OPEN | MAIN |  | 11 kV | Unknown |  | 0 |  |  |  | Unknown |  |  | PPU BANDAR TUN HUSSEIN ONN | Unknown | Unknown | Unknown | Unknown | DISTRIBUTION | TNB | CHERAS | Unknown | Unknown |  |  |  | Unknown | [17 empty] | 3 | Pass | null
257697897 |  | BTHO-32 | 6741946 | 6742090 |  |  | Existing | RYB |  | 11KV BUSBAR | OPEN | CLOSED | RESERVE |  | 11 kV | Unknown |  | 0 |  |  |  | Unknown |  |  | PPU BANDAR TUN HUSSEIN ONN | Unknown | Unknown | Unknown | Unknown | DISTRIBUTION | TNB | CHERAS | Unknown | Unknown |  |  |  | Unknown | [17 empty] | 3 | Pass | null
257697901 |  | BTHO-2 | 6741947 | 6742091 |  |  | Existing | RYB |  | CHERAS PERDANA NO 1 | CLOSED | OPEN | MAIN |  | 11 kV | Unknown |  | 0 |  |  |  | Unknown |  |  | PPU BANDAR TUN HUSSEIN ONN | Unknown | Unknown | Unknown | Unknown | DISTRIBUTION | TNB | CHERAS | Unknown | Unknown |  |  |  | Unknown | [17 empty] | 3 | Pass | null
257697905 |  | BTHO-2 | 6741948 | 6742092 |  |  | Existing | RYB |  | CHERAS PERDANA NO 1 | OPEN | CLOSED | RESERVE |  | 11 kV | Unknown |  | 0 |  |  |  | Unknown |  |  | PPU BANDAR TUN HUSSEIN ONN | Unknown | Unknown | Unknown | Unknown | DISTRIBUTION | TNB | CHERAS | Unknown | Unknown |  |  |  | Unknown | [17 empty] | 3 | Pass | null
257697909 |  | BTHO-2H0 (R) | 6741949 | 6742068 |  |  | Existing | RYB |  | BTHO-TX2-2H0 | OPEN | OPEN | RESERVE |  | 33 kV | Unknown |  | 0 |  |  |  | Unknown |  |  | PPU BANDAR TUN HUSSEIN ONN | Unknown | Unknown | Unknown | Unknown | DISTRIBUTION | TNB | CHERAS | Unknown | Unknown |  |  |  | Unknown | [17 empty] | 3 | Pass | null
257697913 |  | BTHO-2H0 (M) | 6741950 | 6742067 |  |  | Existing | RYB |  | BTHO-TX2-2H0 | CLOSED | CLOSED | MAIN |  | 33 kV | Unknown |  | 0 |  |  |  | Unknown |  |  | PPU BANDAR TUN HUSSEIN ONN | Unknown | Unknown | Unknown | Unknown | DISTRIBUTION | TNB | CHERAS | Unknown | Unknown |  |  |  | Unknown | [17 empty] | 3 | Pass | null
257697926 |  | BTHO-31 | 6741967 | 6742111 |  |  | Existing | RYB |  | 11KV BUSBAR | CLOSED | CLOSED | MAIN |  | 11 kV | Unknown |  | 0 |  |  |  | Unknown |  |  | PPU BANDAR TUN HUSSEIN ONN | Unknown | Unknown | Unknown | Unknown | DISTRIBUTION | TNB | CHERAS | Unknown | Unknown |  |  |  | Unknown | [17 empty] | 3 | Pass | null
257697930 |  | BTHO-31 | 6741968 | 6742108 |  |  | Existing | RYB |  | 11KV BUSBAR | OPEN | OPEN | RESERVE |  | 11 kV | Unknown |  | 0 |  |  |  | Unknown |  |  | PPU BANDAR TUN HUSSEIN ONN | Unknown | Unknown | Unknown | Unknown | DISTRIBUTION | TNB | CHERAS | Unknown | Unknown |  |  |  | Unknown | [17 empty] | 3 | Pass | null
257697934 |  | BTHO-1 | 6741969 | 6742131 |  |  | Existing | RYB |  | TAMAN KOTA CHERAS NO 1 | OPEN | OPEN | RESERVE |  | 11 kV | Unknown |  | 0 |  |  |  | Unknown |  |  | PPU BANDAR TUN HUSSEIN ONN | Unknown | Unknown | Unknown | Unknown | DISTRIBUTION | TNB | CHERAS | Unknown | Unknown |  |  |  | Unknown | [17 empty] | 3 | Pass | null
257697938 |  | BTHO-1 | 6741970 | 6742132 |  |  | Existing | RYB |  | TAMAN KOTA CHERAS NO 1 | CLOSED | CLOSED | MAIN |  | 11 kV | Unknown |  | 0 |  |  |  | Unknown |  |  | PPU BANDAR TUN HUSSEIN ONN | Unknown | Unknown | Unknown | Unknown | DISTRIBUTION | TNB | CHERAS | Unknown | Unknown |  |  |  | Unknown | [17 empty] | 3 | Pass | null
257697942 | 30 | BTHO-B/S-30 | 6741972 | 6742099 | BCRS/PPU/G00001/NB30 | 300048161 | Existing | RYB |  | 11KV BUSBAR | CLOSED | CLOSED | BUSBAR SECTION | 12.000 kV | 11 kV | VACUMM | 17/08/1996 | 1995 |  |  | EPE | EPE | N/A | PM 32/088C | PPU BANDAR TUN HUSSEIN ONN | Unknown | Unknown | Unknown | Unknown | DISTRIBUTION | TNB | CHERAS | Unknown | Unknown |  |  |  | Unknown | [8 empty] | 30 | [8 empty] | 3 | Pass | null
257697946 | 34 | BTHO-B/C-34 | 6741973 | 6742101 | BCRS/PPU/G00001/NB34 | 300048164 | Existing | RYB |  | 11KV BUSBAR | CLOSED | CLOSED | BUSBAR COUPLER | 12.000 kV | Unknown | VACUMM | 17/08/1996 | 1995 |  |  | EPE | EPE | N/A | PM 32/099C | PPU BANDAR TUN HUSSEIN ONN | Unknown | Unknown | Unknown | Unknown | DISTRIBUTION | TNB | CHERAS | Unknown | Unknown |  |  |  | Unknown | [8 empty] | 34 | [8 empty] | 3 | Fail | Please check "Operating Voltage"
257697950 |  | BTHO-1H0 (R) | 6741974 | 6742133 |  |  | Existing | RYB |  | BTHO-TX1-1H0 | OPEN | OPEN | RESERVE |  | 33 kV | Unknown |  | 0 |  |  |  | Unknown |  |  | PPU BANDAR TUN HUSSEIN ONN | Unknown | Unknown | Unknown | Unknown | DISTRIBUTION | TNB | CHERAS | Unknown | Unknown |  |  |  | Unknown | [17 empty] | 3 | Pass | null
257697954 |  | BTHO-1H0 (M) | 6741975 | 6742134 |  |  | Existing | RYB |  | BTHO-TX1-1H0 | CLOSED | CLOSED | MAIN |  | 33 kV | Unknown |  | 0 |  |  |  | Unknown |  |  | PPU BANDAR TUN HUSSEIN ONN | Unknown | Unknown | Unknown | Unknown | DISTRIBUTION | TNB | CHERAS | Unknown | Unknown |  |  |  | Unknown | [17 empty] | 3 | Pass | null
257697979 |  | N2 | 6742003 | 6742175 |  |  | Existing | RYB |  |  | CLOSED | CLOSED | NEUTRAL |  | Unknown | Unknown |  | 0 |  |  |  | Unknown |  |  | PPU BANDAR TUN HUSSEIN ONN | Unknown | Unknown | Unknown | Unknown | DISTRIBUTION | TNB | CHERAS | Unknown | Unknown |  |  |  | Unknown | [17 empty] | 3 | Fail | Please check "Operating Voltage"
257697983 |  | N4 | 6742004 | 6742166 |  |  | Existing | RYB |  |  | OPEN | OPEN | NEUTRAL |  | Unknown | Unknown |  | 0 |  |  |  | Unknown |  |  | PPU BANDAR TUN HUSSEIN ONN | Unknown | Unknown | Unknown | Unknown | DISTRIBUTION | TNB | CHERAS | Unknown | Unknown |  |  |  | Unknown | [17 empty] | 3 | Fail | Please check "Operating Voltage"
257697987 |  | BTHO-3 | 6742005 | 6742119 |  |  | Existing | RYB |  | PLAZA TOL BALAKONG | CLOSED | CLOSED | MAIN |  | 11 kV | Unknown |  | 0 |  |  |  | Unknown |  |  | PPU BANDAR TUN HUSSEIN ONN | Unknown | Unknown | Unknown | Unknown | DISTRIBUTION | TNB | CHERAS | Unknown | Unknown |  |  |  | Unknown | [17 empty] | 3 | Pass | null
257697991 |  | BTHO-G93 (M) | 6742006 | 6742161 |  |  | Existing | RYB |  | CJYA-1L5 | CLOSED | CLOSED | MAIN |  | Unknown | Unknown |  | 0 |  |  |  | Unknown |  |  | PPU BANDAR TUN HUSSEIN ONN | Unknown | Unknown | Unknown | Unknown | DISTRIBUTION | TNB | CHERAS | Unknown | Unknown |  |  |  | Unknown | [17 empty] | 3 | Fail | Please check "Operating Voltage"
257697995 |  | BTHO-G93 (R) | 6742007 | 6742145 |  |  | Existing | RYB |  | CJYA-1L5 | OPEN | OPEN | RESERVE |  | Unknown | Unknown |  | 0 |  |  |  | Unknown |  |  | PPU BANDAR TUN HUSSEIN ONN | Unknown | Unknown | Unknown | Unknown | DISTRIBUTION | TNB | CHERAS | Unknown | Unknown |  |  |  | Unknown | [17 empty] | 3 | Fail | Please check "Operating Voltage"
257697999 |  | BTHO-G94 (R) | 6742008 | 6742115 |  |  | Existing | RYB |  | JUBA-2P5 | CLOSED | CLOSED | RESERVE |  | Unknown | Unknown |  | 0 |  |  |  | Unknown |  |  | PPU BANDAR TUN HUSSEIN ONN | Unknown | Unknown | Unknown | Unknown | DISTRIBUTION | TNB | CHERAS | Unknown | Unknown |  |  |  | Unknown | [17 empty] | 3 | Fail | Please check "Operating Voltage"
257698003 |  | BTHO-G94 (M) | 6742009 | 6742127 |  |  | Existing | RYB |  | JUBA-2P5 | OPEN | OPEN | MAIN |  | Unknown | Unknown |  | 0 |  |  |  | Unknown |  |  | PPU BANDAR TUN HUSSEIN ONN | Unknown | Unknown | Unknown | Unknown | DISTRIBUTION | TNB | CHERAS | Unknown | Unknown |  |  |  | Unknown | [17 empty] | 3 | Fail | Please check "Operating Voltage"
257698007 |  | BTHO-9 | 6742010 | 6742152 |  |  | Existing | RYB |  | DESA WANGSA BTHO | CLOSED | CLOSED | MAIN |  | 11 kV | Unknown |  | 0 |  |  |  | Unknown |  |  | PPU BANDAR TUN HUSSEIN ONN | Unknown | Unknown | Unknown | Unknown | DISTRIBUTION | TNB | CHERAS | Unknown | Unknown |  |  |  | Unknown | [17 empty] | 3 | Pass | null
257698011 |  | BTHO-9 | 6742011 | 6742151 |  |  | Existing | RYB |  | DESA WANGSA BTHO | OPEN | OPEN | RESERVE |  | 11 kV | Unknown |  | 0 |  |  |  | Unknown |  |  | PPU BANDAR TUN HUSSEIN ONN | Unknown | Unknown | Unknown | Unknown | DISTRIBUTION | TNB | CHERAS | Unknown | Unknown |  |  |  | Unknown | [17 empty] | 3 | Pass | null
257698015 |  | BTHO-7 | 6742012 | 6742155 |  |  | Existing | RYB |  | JLN MEGAH 2/2 TMN MEGAH | CLOSED | CLOSED | MAIN |  | 11 kV | Unknown |  | 0 |  |  |  | Unknown |  |  | PPU BANDAR TUN HUSSEIN ONN | Unknown | Unknown | Unknown | Unknown | DISTRIBUTION | TNB | CHERAS | Unknown | Unknown |  |  |  | Unknown | [17 empty] | 3 | Pass | null
257698019 |  | BTHO-7 | 6742013 | 6742154 |  |  | Existing | RYB |  | JLN MEGAH 2/2 TMN MEGAH | OPEN | OPEN | RESERVE |  | 11 kV | Unknown |  | 0 |  |  |  | Unknown |  |  | PPU BANDAR TUN HUSSEIN ONN | Unknown | Unknown | Unknown | Unknown | DISTRIBUTION | TNB | CHERAS | Unknown | Unknown |  |  |  | Unknown | [17 empty] | 3 | Pass | null
257698023 |  | BTHO-5 | 6742014 | 6742158 |  |  | Existing | RYB |  | STN SUIS PDRM | CLOSED | CLOSED | MAIN |  | 11 kV | Unknown |  | 0 |  |  |  | Unknown |  |  | PPU BANDAR TUN HUSSEIN ONN | Unknown | Unknown | Unknown | Unknown | DISTRIBUTION | TNB | CHERAS | Unknown | Unknown |  |  |  | Unknown | [17 empty] | 3 | Pass | null
257698027 |  | BTHO-5 | 6742015 | 6742157 |  |  | Existing | RYB |  | STN SUIS PDRM | OPEN | OPEN | RESERVE |  | 11 kV | Unknown |  | 0 |  |  |  | Unknown |  |  | PPU BANDAR TUN HUSSEIN ONN | Unknown | Unknown | Unknown | Unknown | DISTRIBUTION | TNB | CHERAS | Unknown | Unknown |  |  |  | Unknown | [17 empty] | 3 | Pass | null
257698031 |  | BTHO-3 | 6742016 | 6742120 |  |  | Existing | RYB |  | PLAZA TOL BALAKONG | OPEN | OPEN | RESERVE |  | 11 kV | Unknown |  | 0 |  |  |  | Unknown |  |  | PPU BANDAR TUN HUSSEIN ONN | Unknown | Unknown | Unknown | Unknown | DISTRIBUTION | TNB | CHERAS | Unknown | Unknown |  |  |  | Unknown | [17 empty] | 3 | Pass | null
257698035 |  | N1 | 6742017 | 6742107 |  |  | Existing | RYB |  |  | CLOSED | CLOSED | NEUTRAL |  | Unknown | Unknown |  | 0 |  |  |  | Unknown |  |  | PPU BANDAR TUN HUSSEIN ONN | Unknown | Unknown | Unknown | Unknown | DISTRIBUTION | TNB | CHERAS | Unknown | Unknown |  |  |  | Unknown | [17 empty] | 3 | Fail | Please check "Operating Voltage"
257698039 |  | N5 | 6742018 | 6742168 |  |  | Existing | RYB |  |  | CLOSED | CLOSED | NEUTRAL |  | Unknown | Unknown |  | 0 |  |  |  | Unknown |  |  | PPU BANDAR TUN HUSSEIN ONN | Unknown | Unknown | Unknown | Unknown | DISTRIBUTION | TNB | CHERAS | Unknown | Unknown |  |  |  | Unknown | [17 empty] | 3 | Fail | Please check "Operating Voltage"
257698059 |  | BTHO-11 | 6742031 | 6742180 |  |  | Existing | RYB |  | ABANDONED1(BTHO) | OPEN | OPEN | RESERVE |  | 11 kV | Unknown |  | 0 |  |  |  | Unknown |  |  | PPU BANDAR TUN HUSSEIN ONN | Unknown | Unknown | Unknown | Unknown | DISTRIBUTION | TNB | CHERAS | Unknown | Unknown |  |  |  | Unknown | [17 empty] | 3 | Pass | null
257698063 |  | BTHO-11 | 6742032 | 6742181 |  |  | Existing | RYB |  | ABANDONED1(BTHO) | CLOSED | CLOSED | MAIN |  | 11 kV | Unknown |  | 0 |  |  |  | Unknown |  |  | PPU BANDAR TUN HUSSEIN ONN | Unknown | Unknown | Unknown | Unknown | DISTRIBUTION | TNB | CHERAS | Unknown | Unknown |  |  |  | Unknown | [17 empty] | 3 | Pass | null
257698070 |  | BTHO-14 | 6742478 | 6742485 |  |  | Existing | RYB |  | LOCAL TRANSFORMER | CLOSED | OPEN | MAIN |  | 11 kV | Unknown |  | 0 |  |  |  | Unknown |  |  | PPU BANDAR TUN HUSSEIN ONN | Unknown | Unknown | Unknown | Unknown | DISTRIBUTION | TNB | CHERAS | Unknown | Unknown |  |  |  | Unknown | [17 empty] | 3 | Pass | null
257698074 |  | BTHO-14 | 6742479 | 6742484 |  |  | Existing | RYB |  | LOCAL TRANSFORMER | OPEN | CLOSED | RESERVE |  | 11 kV | Unknown |  | 0 |  |  |  | Unknown |  |  | PPU BANDAR TUN HUSSEIN ONN | Unknown | Unknown | Unknown | Unknown | DISTRIBUTION | TNB | CHERAS | Unknown | Unknown |  |  |  | Unknown | [17 empty] | 3 | Pass | null
257698481 |  | SGLN-6 | 6748063 | 6748208 |  |  | Existing | RYB |  | THAM KOK | CLOSED | CLOSED | RESERVE |  | 11 kV | Unknown |  | 0 |  |  |  | Unknown |  |  | PPU SUNGAI LONG | Unknown | Unknown | Unknown | Unknown | DISTRIBUTION | TNB | CHERAS | Unknown | Unknown |  |  |  | Unknown | [17 empty] | 3 | Pass | null
257698485 |  | SGLN-6 | 6748064 | 6748207 |  |  | Existing | RYB |  | THAM KOK | OPEN | OPEN | MAIN |  | 11 kV | Unknown |  | 0 |  |  |  | Unknown |  |  | PPU SUNGAI LONG | Unknown | Unknown | Unknown | Unknown | DISTRIBUTION | TNB | CHERAS | Unknown | Unknown |  |  |  | Unknown | [17 empty] | 3 | Pass | null
257698489 |  | SGLN-8 | 6748065 | 6748200 |  |  | Existing | RYB |  | WETEX | CLOSED | CLOSED | RESERVE |  | 11 kV | Unknown |  | 0 |  |  |  | Unknown |  |  | PPU SUNGAI LONG | Unknown | Unknown | Unknown | Unknown | DISTRIBUTION | TNB | CHERAS | Unknown | Unknown |  |  |  | Unknown | [17 empty] | 3 | Pass | null
257698493 |  | SGLN-8 | 6748066 | 6748201 |  |  | Existing | RYB |  | WETEX | OPEN | OPEN | MAIN |  | 11 kV | Unknown |  | 0 |  |  |  | Unknown |  |  | PPU SUNGAI LONG | Unknown | Unknown | Unknown | Unknown | DISTRIBUTION | TNB | CHERAS | Unknown | Unknown |  |  |  | Unknown | [17 empty] | 3 | Pass | null
257698497 |  | SGLN-10 | 6748067 | 6748203 |  |  | Existing | RYB |  | LOCAL TRANSFORMER | CLOSED | CLOSED | RESERVE |  | 11 kV | Unknown |  | 0 |  |  |  | Unknown |  |  | PPU SUNGAI LONG | Unknown | Unknown | Unknown | Unknown | DISTRIBUTION | TNB | CHERAS | Unknown | Unknown |  |  |  | Unknown | [17 empty] | 3 | Pass | null
257698501 |  | SGLN-10 | 6748068 | 6748204 |  |  | Existing | RYB |  | LOCAL TRANSFORMER | OPEN | OPEN | MAIN |  | 11 kV | Unknown |  | 0 |  |  |  | Unknown |  |  | PPU SUNGAI LONG | Unknown | Unknown | Unknown | Unknown | DISTRIBUTION | TNB | CHERAS | Unknown | Unknown |  |  |  | Unknown | [17 empty] | 3 | Pass | null
257698505 |  | SGLN-12 | 6748069 | 6748206 |  |  | Existing | RYB |  | BDR SG LONG GOLF CLUB | CLOSED | CLOSED | RESERVE |  | 11 kV | Unknown |  | 0 |  |  |  | Unknown |  |  | PPU SUNGAI LONG | Unknown | Unknown | Unknown | Unknown | DISTRIBUTION | TNB | CHERAS | Unknown | Unknown |  |  |  | Unknown | [17 empty] | 3 | Pass | null
257698509 |  | SGLN-12 | 6748070 | 6748218 |  |  | Existing | RYB |  | BDR SG LONG GOLF CLUB | OPEN | OPEN | MAIN |  | 11 kV | Unknown |  | 0 |  |  |  | Unknown |  |  | PPU SUNGAI LONG | Unknown | Unknown | Unknown | Unknown | DISTRIBUTION | TNB | CHERAS | Unknown | Unknown |  |  |  | Unknown | [17 empty] | 3 | Pass | null
257698525 |  | SGLN-4 | 6748087 | 6748227 |  |  | Existing | RYB |  | JLN SL 13/4 SG LONG | CLOSED | CLOSED | RESERVE |  | 11 kV | Unknown |  | 0 |  |  |  | Unknown |  |  | PPU SUNGAI LONG | Unknown | Unknown | Unknown | Unknown | DISTRIBUTION | TNB | CHERAS | Unknown | Unknown |  |  |  | Unknown | [17 empty] | 3 | Pass | null
257698529 |  | SGLN-4 | 6748088 | 6748226 |  |  | Existing | RYB |  | JLN SL 13/4 SG LONG | OPEN | OPEN | MAIN |  | 11 kV | Unknown |  | 0 |  |  |  | Unknown |  |  | PPU SUNGAI LONG | Unknown | Unknown | Unknown | Unknown | DISTRIBUTION | TNB | CHERAS | Unknown | Unknown |  |  |  | Unknown | [17 empty] | 3 | Pass | null
257698533 |  | SGLN-2 | 6748089 | 6748252 |  |  | Existing | RYB |  | PERSIARAN SG LONG 1 BDR SG LONG | CLOSED | CLOSED | RESERVE |  | 11 kV | Unknown |  | 0 |  |  |  | Unknown |  |  | PPU SUNGAI LONG | Unknown | Unknown | Unknown | Unknown | DISTRIBUTION | TNB | CHERAS | Unknown | Unknown |  |  |  | Unknown | [17 empty] | 3 | Pass | null
257698537 |  | SGLN-2 | 6748090 | 6748251 |  |  | Existing | RYB |  | PERSIARAN SG LONG 1 BDR SG LONG | OPEN | OPEN | MAIN |  | 11 kV | Unknown |  | 0 |  |  |  | Unknown |  |  | PPU SUNGAI LONG | Unknown | Unknown | Unknown | Unknown | DISTRIBUTION | TNB | CHERAS | Unknown | Unknown |  |  |  | Unknown | [17 empty] | 3 | Pass | null
257698541 |  | SGLN-4P5 (R) | 6748091 | 6748241 |  |  | Existing | RYB |  | SJIM-J28 | CLOSED | CLOSED | RESERVE |  | Unknown | Unknown |  | 0 |  |  |  | Unknown |  |  | PPU SUNGAI LONG | Unknown | Unknown | Unknown | Unknown | DISTRIBUTION | TNB | CHERAS | Unknown | Unknown |  |  |  | Unknown | [17 empty] | 3 | Fail | Please check "Operating Voltage"
257698545 |  | SGLN-4P5 (M) | 6748092 | 6748239 |  |  | Existing | RYB |  | SJIM-J28 | OPEN | OPEN | MAIN |  | Unknown | Unknown |  | 0 |  |  |  | Unknown |  |  | PPU SUNGAI LONG | Unknown | Unknown | Unknown | Unknown | DISTRIBUTION | TNB | CHERAS | Unknown | Unknown |  |  |  | Unknown | [17 empty] | 3 | Fail | Please check "Operating Voltage"
257698557 |  | SGLN-31 | 6748114 | 6748272 |  |  | Existing | RYB |  | 11KV BUSBAR | CLOSED | CLOSED | MAIN |  | 11 kV | Unknown |  | 0 |  |  |  | Unknown |  |  | PPU SUNGAI LONG | Unknown | Unknown | Unknown | Unknown | DISTRIBUTION | TNB | CHERAS | Unknown | Unknown |  |  |  | Unknown | [17 empty] | 3 | Pass | null
257698561 |  | SGLN-31 | 6748115 | 6748274 |  |  | Existing | RYB |  | 11KV BUSBAR | OPEN | OPEN | RESERVE |  | 11 kV | Unknown |  | 0 |  |  |  | Unknown |  |  | PPU SUNGAI LONG | Unknown | Unknown | Unknown | Unknown | DISTRIBUTION | TNB | CHERAS | Unknown | Unknown |  |  |  | Unknown | [17 empty] | 3 | Pass | null
257698565 |  | SGLN-B/S-30 | 6748117 | 6748245 | BCRS/PPU/G00003/NB30 | 300048100 | Existing | RYB |  | 11KV BUSBAR | CLOSED | CLOSED | BUSBAR SECTION | 12.000 kV | Unknown | VACUMM | 13/01/1996 | 0 |  |  | TAMCO | TAMCO | N/A | U/95 0479 | PPU SUNGAI LONG | Unknown | Unknown | Unknown | Unknown | DISTRIBUTION | TNB | CHERAS | Unknown | Unknown |  |  |  | Unknown | [17 empty] | 3 | Fail | Please check "Operating Voltage"
257698569 |  | SGLN-32 | 6748118 | 6748249 |  |  | Existing | RYB |  | 11KV BUSBAR | OPEN | OPEN | MAIN |  | 11 kV | Unknown |  | 0 |  |  |  | Unknown |  |  | PPU SUNGAI LONG | Unknown | Unknown | Unknown | Unknown | DISTRIBUTION | TNB | CHERAS | Unknown | Unknown |  |  |  | Unknown | [17 empty] | 3 | Pass | null
257698573 |  | SGLN-32 | 6748119 | 6748250 |  |  | Existing | RYB |  | 11KV BUSBAR | CLOSED | CLOSED | RESERVE |  | 11 kV | Unknown |  | 0 |  |  |  | Unknown |  |  | PPU SUNGAI LONG | Unknown | Unknown | Unknown | Unknown | DISTRIBUTION | TNB | CHERAS | Unknown | Unknown |  |  |  | Unknown | [17 empty] | 3 | Pass | null
257698577 |  | SGLN-B/C-34 | 6748120 | 6748260 | BCRS/PPU/G00003/NB34 | 300048103 | Existing | RYB |  | 11KV BUSBAR | OPEN | OPEN | BUSBAR COUPLER | 12.000 kV | Unknown | VACUMM | 13/01/1996 | 0 |  |  | TAMCO | TAMCO | N/A | U/95 0485 | PPU SUNGAI LONG | Unknown | Unknown | Unknown | Unknown | DISTRIBUTION | TNB | CHERAS | Unknown | Unknown |  |  |  | Unknown | [17 empty] | 3 | Fail | Please check "Operating Voltage"
257698581 |  | SGLN-1H0 (R) | 6748121 | 6748257 |  |  | Existing | RYB |  | SGLN-TX1-1H0 | OPEN | OPEN | RESERVE |  | 33 kV | Unknown |  | 0 |  |  |  | Unknown |  |  | PPU SUNGAI LONG | Unknown | Unknown | Unknown | Unknown | DISTRIBUTION | TNB | CHERAS | Unknown | Unknown |  |  |  | Unknown | [17 empty] | 3 | Pass | null
257698585 |  | SGLN-2H0 (R) | 6748122 | 6748224 |  |  | Existing | RYB |  | SGLN-TX2-2H0 | OPEN | OPEN | RESERVE |  | 33 kV | Unknown |  | 0 |  |  |  | Unknown |  |  | PPU SUNGAI LONG | Unknown | Unknown | Unknown | Unknown | DISTRIBUTION | TNB | CHERAS | Unknown | Unknown |  |  |  | Unknown | [17 empty] | 3 | Pass | null
257698589 |  | SGLN-2H0 (M) | 6748123 | 6748223 |  |  | Existing | RYB |  | SGLN-TX2-2H0 | CLOSED | CLOSED | MAIN |  | 33 kV | Unknown |  | 0 |  |  |  | Unknown |  |  | PPU SUNGAI LONG | Unknown | Unknown | Unknown | Unknown | DISTRIBUTION | TNB | CHERAS | Unknown | Unknown |  |  |  | Unknown | [17 empty] | 3 | Pass | null
257698593 |  | SGLN-1H0 (M) | 6748124 | 6748256 |  |  | Existing | RYB |  | SGLN-TX1-1H0 | CLOSED | CLOSED | MAIN |  | 33 kV | Unknown |  | 0 |  |  |  | Unknown |  |  | PPU SUNGAI LONG | Unknown | Unknown | Unknown | Unknown | DISTRIBUTION | TNB | CHERAS | Unknown | Unknown |  |  |  | Unknown | [17 empty] | 3 | Pass | null
257698607 |  | N2 | 6748144 | 6748278 |  |  | Existing | RYB |  |  | CLOSED | CLOSED | NEUTRAL |  | Unknown | Unknown |  | 0 |  |  |  | Unknown |  |  | PPU SUNGAI LONG | Unknown | Unknown | Unknown | Unknown | DISTRIBUTION | TNB | CHERAS | Unknown | Unknown |  |  |  | Unknown | [17 empty] | 3 | Fail | Please check "Operating Voltage"
257698611 |  | N4 | 6748145 | 6748325 |  |  | Existing | RYB |  |  | OPEN | OPEN | NEUTRAL |  | Unknown | Unknown |  | 0 |  |  |  | Unknown |  |  | PPU SUNGAI LONG | Unknown | Unknown | Unknown | Unknown | DISTRIBUTION | TNB | CHERAS | Unknown | Unknown |  |  |  | Unknown | [17 empty] | 3 | Fail | Please check "Operating Voltage"
257698615 |  | SGLN-1 | 6748146 | 6748307 |  |  | Existing | RYB |  | SIAN CHIN AIK | CLOSED | CLOSED | MAIN |  | 11 kV | Unknown |  | 0 |  |  |  | Unknown |  |  | PPU SUNGAI LONG | Unknown | Unknown | Unknown | Unknown | DISTRIBUTION | TNB | CHERAS | Unknown | Unknown |  |  |  | Unknown | [17 empty] | 3 | Pass | null
257698619 |  | SGLN-F96 (M) | 6748147 | 6748305 |  |  | Existing | RYB |  | CJYA-3L5 | CLOSED | CLOSED | MAIN |  | Unknown | Unknown |  | 0 |  |  |  | Unknown |  |  | PPU SUNGAI LONG | Unknown | Unknown | Unknown | Unknown | DISTRIBUTION | TNB | CHERAS | Unknown | Unknown |  |  |  | Unknown | [17 empty] | 3 | Fail | Please check "Operating Voltage"
257698623 |  | SGLN-F96 (R) | 6748148 | 6748321 |  |  | Existing | RYB |  | CJYA-3L5 | OPEN | OPEN | RESERVE |  | Unknown | Unknown |  | 0 |  |  |  | Unknown |  |  | PPU SUNGAI LONG | Unknown | Unknown | Unknown | Unknown | DISTRIBUTION | TNB | CHERAS | Unknown | Unknown |  |  |  | Unknown | [17 empty] | 3 | Fail | Please check "Operating Voltage"
257698627 |  | SGLN-F97 (R) | 6748149 | 6748285 |  |  | Existing | RYB |  | MHCR-2P5 | CLOSED | CLOSED | RESERVE |  | Unknown | Unknown |  | 0 |  |  |  | Unknown |  |  | PPU SUNGAI LONG | Unknown | Unknown | Unknown | Unknown | DISTRIBUTION | TNB | CHERAS | Unknown | Unknown |  |  |  | Unknown | [17 empty] | 3 | Fail | Please check "Operating Voltage"
257698631 |  | SGLN-F97 (M) | 6748150 | 6748289 |  |  | Existing | RYB |  | MHCR-2P5 | OPEN | OPEN | MAIN |  | Unknown | Unknown |  | 0 |  |  |  | Unknown |  |  | PPU SUNGAI LONG | Unknown | Unknown | Unknown | Unknown | DISTRIBUTION | TNB | CHERAS | Unknown | Unknown |  |  |  | Unknown | [17 empty] | 3 | Fail | Please check "Operating Voltage"
257698635 |  | SGLN-3 | 6748153 | 6748310 |  |  | Existing | RYB |  | TMN BUKIT SURIA 2 TMN RAKAN | CLOSED | CLOSED | MAIN |  | 11 kV | Unknown |  | 0 |  |  |  | Unknown |  |  | PPU SUNGAI LONG | Unknown | Unknown | Unknown | Unknown | DISTRIBUTION | TNB | CHERAS | Unknown | Unknown |  |  |  | Unknown | [17 empty] | 3 | Pass | null
257698639 |  | SGLN-3 | 6748154 | 6748311 |  |  | Existing | RYB |  | TMN BUKIT SURIA 2 TMN RAKAN | OPEN | OPEN | RESERVE |  | 11 kV | Unknown |  | 0 |  |  |  | Unknown |  |  | PPU SUNGAI LONG | Unknown | Unknown | Unknown | Unknown | DISTRIBUTION | TNB | CHERAS | Unknown | Unknown |  |  |  | Unknown | [17 empty] | 3 | Pass | null
257698643 |  | SGLN-1 | 6748155 | 6748308 |  |  | Existing | RYB |  | SIAN CHIN AIK | OPEN | OPEN | RESERVE |  | 11 kV | Unknown |  | 0 |  |  |  | Unknown |  |  | PPU SUNGAI LONG | Unknown | Unknown | Unknown | Unknown | DISTRIBUTION | TNB | CHERAS | Unknown | Unknown |  |  |  | Unknown | [17 empty] | 3 | Pass | null
257698647 |  | N1 | 6748156 | 6748276 |  |  | Existing | RYB |  |  | CLOSED | CLOSED | NEUTRAL |  | Unknown | Unknown |  | 0 |  |  |  | Unknown |  |  | PPU SUNGAI LONG | Unknown | Unknown | Unknown | Unknown | DISTRIBUTION | TNB | CHERAS | Unknown | Unknown |  |  |  | Unknown | [17 empty] | 3 | Fail | Please check "Operating Voltage"
257698651 |  | N5 | 6748157 | 6748327 |  |  | Existing | RYB |  |  | CLOSED | CLOSED | NEUTRAL |  | Unknown | Unknown |  | 0 |  |  |  | Unknown |  |  | PPU SUNGAI LONG | Unknown | Unknown | Unknown | Unknown | DISTRIBUTION | TNB | CHERAS | Unknown | Unknown |  |  |  | Unknown | [17 empty] | 3 | Fail | Please check "Operating Voltage"
257698678 |  | SGLN-5 | 6748183 | 6748314 |  |  | Existing | RYB |  | SG LONG NO 1 | OPEN | OPEN | RESERVE |  | 11 kV | Unknown |  | 0 |  |  |  | Unknown |  |  | PPU SUNGAI LONG | Unknown | Unknown | Unknown | Unknown | DISTRIBUTION | TNB | CHERAS | Unknown | Unknown |  |  |  | Unknown | [17 empty] | 3 | Pass | null
257698682 |  | SGLN-5 | 6748184 | 6748313 |  |  | Existing | RYB |  | SG LONG NO 1 | CLOSED | CLOSED | MAIN |  | 11 kV | Unknown |  | 0 |  |  |  | Unknown |  |  | PPU SUNGAI LONG | Unknown | Unknown | Unknown | Unknown | DISTRIBUTION | TNB | CHERAS | Unknown | Unknown |  |  |  | Unknown | [17 empty] | 3 | Pass | null
257698686 |  | SGLN-7 | 6748185 | 6748338 |  |  | Existing | RYB |  | GARDEN PARK NO 1 | OPEN | OPEN | RESERVE |  | 11 kV | Unknown |  | 0 |  |  |  | Unknown |  |  | PPU SUNGAI LONG | Unknown | Unknown | Unknown | Unknown | DISTRIBUTION | TNB | CHERAS | Unknown | Unknown |  |  |  | Unknown | [17 empty] | 3 | Pass | null
257698690 |  | SGLN-7 | 6748186 | 6748339 |  |  | Existing | RYB |  | GARDEN PARK NO 1 | CLOSED | CLOSED | MAIN |  | 11 kV | Unknown |  | 0 |  |  |  | Unknown |  |  | PPU SUNGAI LONG | Unknown | Unknown | Unknown | Unknown | DISTRIBUTION | TNB | CHERAS | Unknown | Unknown |  |  |  | Unknown | [17 empty] | 3 | Pass | null
257698694 |  | SGLN-9 | 6748187 | 6748335 |  |  | Existing | RYB |  | BDR MAHKOTA CHERAS NO 14 | OPEN | OPEN | RESERVE |  | 11 kV | Unknown |  | 0 |  |  |  | Unknown |  |  | PPU SUNGAI LONG | Unknown | Unknown | Unknown | Unknown | DISTRIBUTION | TNB | CHERAS | Unknown | Unknown |  |  |  | Unknown | [17 empty] | 3 | Pass | null
257698698 |  | SGLN-9 | 6748188 | 6748336 |  |  | Existing | RYB |  | BDR MAHKOTA CHERAS NO 14 | CLOSED | CLOSED | MAIN |  | 11 kV | Unknown |  | 0 |  |  |  | Unknown |  |  | PPU SUNGAI LONG | Unknown | Unknown | Unknown | Unknown | DISTRIBUTION | TNB | CHERAS | Unknown | Unknown |  |  |  | Unknown | [17 empty] | 3 | Pass | null
257699078 |  | MHCR-6 | 6780807 | 6781060 |  |  | Existing | RYB |  | LOT 4166 FONG YAT SIEW | CLOSED | CLOSED | RESERVE |  | 11 kV | Unknown |  | 0 |  |  |  | Unknown |  |  | PPU BANDAR MAHKOTA CHERAS | Unknown | Unknown | Unknown | Unknown | DISTRIBUTION | TNB | CHERAS | Unknown | Unknown |  |  |  | Unknown | [17 empty] | 3 | Pass | null
257699082 |  | MHCR-8 | 6780809 | 6781054 |  |  | Existing | RYB |  | SPARE3(MHCR) | CLOSED | CLOSED | RESERVE |  | 11 kV | Unknown |  | 0 |  |  |  | Unknown |  |  | PPU BANDAR MAHKOTA CHERAS | Unknown | Unknown | Unknown | Unknown | DISTRIBUTION | TNB | CHERAS | Unknown | Unknown |  |  |  | Unknown | [17 empty] | 3 | Pass | null
257699086 |  | MHCR-10 | 6780811 | 6781057 |  |  | Existing | RYB |  | B08602 JLN PAHLAWAN 20/3 | CLOSED | CLOSED | RESERVE |  | 11 kV | Unknown |  | 0 |  |  |  | Unknown |  |  | PPU BANDAR MAHKOTA CHERAS | Unknown | Unknown | Unknown | Unknown | DISTRIBUTION | TNB | CHERAS | Unknown | Unknown |  |  |  | Unknown | [17 empty] | 3 | Pass | null
257699090 |  | MHCR-12 | 6780813 | 6781071 |  |  | Existing | RYB |  | BMC NO 2 | CLOSED | CLOSED | RESERVE |  | 11 kV | Unknown |  | 0 |  |  |  | Unknown |  |  | PPU BANDAR MAHKOTA CHERAS | Unknown | Unknown | Unknown | Unknown | DISTRIBUTION | TNB | CHERAS | Unknown | Unknown |  |  |  | Unknown | [17 empty] | 3 | Pass | null
257699122 |  | MHCR-4 | 6780831 | 6781075 |  |  | Existing | RYB |  | RUMAH PAM BKT SG LONG | CLOSED | CLOSED | RESERVE |  | 11 kV | Unknown |  | 0 |  |  |  | Unknown |  |  | PPU BANDAR MAHKOTA CHERAS | Unknown | Unknown | Unknown | Unknown | DISTRIBUTION | TNB | CHERAS | Unknown | Unknown |  |  |  | Unknown | [17 empty] | 3 | Pass | null
257699126 |  | MHCR-2 | 6780833 | 6781083 |  |  | Existing | RYB |  | COMMERCIAL AREA NO 13 JLN TEMENGGON | CLOSED | CLOSED | RESERVE |  | 11 kV | Unknown |  | 0 |  |  |  | Unknown |  |  | PPU BANDAR MAHKOTA CHERAS | Unknown | Unknown | Unknown | Unknown | DISTRIBUTION | TNB | CHERAS | Unknown | Unknown |  |  |  | Unknown | [17 empty] | 3 | Pass | null
257699130 |  | MHCR-2P5 (R) | 6780834 | 6780948 |  |  | Existing | RYB |  | SG LONG-F97 | OPEN | OPEN | MAIN |  | Unknown | Unknown |  | 0 |  |  |  | Unknown |  |  | PPU BANDAR MAHKOTA CHERAS | Unknown | Unknown | Unknown | Unknown | DISTRIBUTION | TNB | CHERAS | Unknown | Unknown |  |  |  | Unknown | [17 empty] | 3 | Fail | Please check "Operating Voltage"
257699134 |  | MHCR-2P5 (M) | 6780835 | 6780946 |  |  | Existing | RYB |  | SG LONG-F97 | CLOSED | CLOSED | RESERVE |  | Unknown | Unknown |  | 0 |  |  |  | Unknown |  |  | PPU BANDAR MAHKOTA CHERAS | Unknown | Unknown | Unknown | Unknown | DISTRIBUTION | TNB | CHERAS | Unknown | Unknown |  |  |  | Unknown | [17 empty] | 3 | Fail | Please check "Operating Voltage"
257699156 | 1SO | MHCR-B/S-1SO | 6780856 | 6780950 | BCRS/PPU/G00002/MB1SO | 300047949 | Existing | RYB |  | 33KV BUSBAR | CLOSED | CLOSED | BUSBAR SECTION | 36.000 kV | 33 kV | OTHERS | 20030308 | 2000 |  |  |  | ABB |  |  | PPU BANDAR MAHKOTA CHERAS | Unknown | Unknown | Unknown | Unknown | DISTRIBUTION | TNB | CHERAS | Unknown | Unknown |  |  |  | Unknown | [8 empty] | 1SO | [8 empty] | 3 | Pass | null
257699160 |  | MHCR-31 | 6780857 | 6781045 |  |  | Existing | RYB |  | 11KV BUSBAR | CLOSED | CLOSED | RESERVE |  | 11 kV | Unknown |  | 0 |  |  |  | Unknown |  |  | PPU BANDAR MAHKOTA CHERAS | Unknown | Unknown | Unknown | Unknown | DISTRIBUTION | TNB | CHERAS | Unknown | Unknown |  |  |  | Unknown | [17 empty] | 3 | Pass | null
257699164 | 1WO | MHCR-B/C-1WO | 6780859 | 6780955 | BCRS/PPU/G00002/MB1WO | 300047950 | Existing | RYB |  | 33KV BUSBAR | OPEN | OPEN | BUSBAR COUPLER | 36.000 kV | 33 kV | OTHERS | 20030308 | 2000 |  |  | ABB | ABB | N/A | 7005920/4001/00 | PPU BANDAR MAHKOTA CHERAS | Unknown | Unknown | Unknown | Unknown | DISTRIBUTION | TNB | CHERAS | Unknown | Unknown |  |  |  | Unknown | [8 empty] | 1WO | [8 empty] | 3 | Pass | null
257699168 | 30 | MHCR-B/S-30 | 6780860 | 6781041 | BCRS/PPU/G00002/NB30 | 300047963 | Existing | RYB |  | 11KV BUSBAR | OPEN | OPEN | BUSBAR SECTION | 12.000 kV | 11 kV | VACUMM | 20030308 | 2001 |  |  | EPE | EPE | N/A | PM52/067C | PPU BANDAR MAHKOTA CHERAS | Unknown | Unknown | Unknown | Unknown | DISTRIBUTION | TNB | CHERAS | Unknown | Unknown |  |  |  | Unknown | [8 empty] | 30 | [8 empty] | 3 | Pass | null
257699172 |  | MHCR-32 | 6780861 | 6781042 |  |  | Existing | RYB |  | 11KV BUSBAR | CLOSED | CLOSED | RESERVE |  | 11 kV | Unknown |  | 0 |  |  |  | Unknown |  |  | PPU BANDAR MAHKOTA CHERAS | Unknown | Unknown | Unknown | Unknown | DISTRIBUTION | TNB | CHERAS | Unknown | Unknown |  |  |  | Unknown | [17 empty] | 3 | Pass | null
257699176 |  | MHCR-1H0 | 6780864 | 6780953 |  |  | Existing | RYB |  | MHCR-TX1-1H0 | CLOSED | CLOSED | MAIN |  | 33 kV | Unknown |  | 0 |  |  |  | Unknown |  |  | PPU BANDAR MAHKOTA CHERAS | Unknown | Unknown | Unknown | Unknown | DISTRIBUTION | TNB | CHERAS | Unknown | Unknown |  |  |  | Unknown | [17 empty] | 3 | Pass | null
257699180 |  | MHCR-2H0 | 6780865 | 6780940 |  |  | Existing | RYB |  | MHCR-TX2-2H0 | OPEN | OPEN | MAIN |  | 33 kV | Unknown |  | 0 |  |  |  | Unknown |  |  | PPU BANDAR MAHKOTA CHERAS | Unknown | Unknown | Unknown | Unknown | DISTRIBUTION | TNB | CHERAS | Unknown | Unknown |  |  |  | Unknown | [17 empty] | 3 | Pass | null
257699184 |  | MHCR-2H0 | 6780866 | 6780939 |  |  | Existing | RYB |  | MHCR-TX2-2H0 | CLOSED | CLOSED | RESERVE |  | 33 kV | Unknown |  | 0 |  |  |  | Unknown |  |  | PPU BANDAR MAHKOTA CHERAS | Unknown | Unknown | Unknown | Unknown | DISTRIBUTION | TNB | CHERAS | Unknown | Unknown |  |  |  | Unknown | [17 empty] | 3 | Pass | null
257699188 |  | MHCR-1H0 | 6780867 | 6780952 |  |  | Existing | RYB |  | MHCR-TX1-1H0 | OPEN | OPEN | RESERVE |  | 33 kV | Unknown |  | 0 |  |  |  | Unknown |  |  | PPU BANDAR MAHKOTA CHERAS | Unknown | Unknown | Unknown | Unknown | DISTRIBUTION | TNB | CHERAS | Unknown | Unknown |  |  |  | Unknown | [17 empty] | 3 | Pass | null
257699227 |  | N2 | 6780887 | 6780963 |  |  | Existing | RYB |  | N2 | CLOSED | CLOSED | NEUTRAL |  | Unknown | Unknown |  | 0 |  |  |  | Unknown |  |  | PPU BANDAR MAHKOTA CHERAS | Unknown | Unknown | Unknown | Unknown | DISTRIBUTION | TNB | CHERAS | Unknown | Unknown |  |  |  | Unknown | [17 empty] | 3 | Fail | Please check "Operating Voltage"
257699231 |  | N4 | 6780888 | 6781007 |  |  | Existing | RYB |  | N4 | OPEN | OPEN | NEUTRAL |  | Unknown | Unknown |  | 0 |  |  |  | Unknown |  |  | PPU BANDAR MAHKOTA CHERAS | Unknown | Unknown | Unknown | Unknown | DISTRIBUTION | TNB | CHERAS | Unknown | Unknown |  |  |  | Unknown | [17 empty] | 3 | Fail | Please check "Operating Voltage"
257699235 |  | MHCR-5 | 6780889 | 6781012 |  |  | Existing | RYB |  | B07059 TMN MAKMUR | CLOSED | CLOSED | RESERVE |  | 11 kV | Unknown |  | 0 |  |  |  | Unknown |  |  | PPU BANDAR MAHKOTA CHERAS | Unknown | Unknown | Unknown | Unknown | DISTRIBUTION | TNB | CHERAS | Unknown | Unknown |  |  |  | Unknown | [17 empty] | 3 | Pass | null
257699239 |  | MHCR-3P5 | 6780890 | 6780986 |  |  | Existing | RYB |  | SPARE4(MHCR) | OPEN | OPEN | RESERVE |  | Unknown | Unknown |  | 0 |  |  |  | Unknown |  |  | PPU BANDAR MAHKOTA CHERAS | Unknown | Unknown | Unknown | Unknown | DISTRIBUTION | TNB | CHERAS | Unknown | Unknown |  |  |  | Unknown | [17 empty] | 3 | Fail | Please check "Operating Voltage"
257699243 |  | MHCR-3P5 | 6780891 | 6780985 |  |  | Existing | RYB |  | SPARE4(MHCR) | OPEN | OPEN | MAIN |  | 33 kV | Unknown |  | 0 |  |  |  | Unknown |  |  | PPU BANDAR MAHKOTA CHERAS | Unknown | Unknown | Unknown | Unknown | DISTRIBUTION | TNB | CHERAS | Unknown | Unknown |  |  |  | Unknown | [17 empty] | 3 | Pass | null
257699247 |  | MHCR-1P5 | 6780892 | 6780968 |  |  | Existing | RYB |  | KJNG-6L5 | CLOSED | CLOSED | MAIN |  | 33 kV | Unknown |  | 0 |  |  |  | Unknown |  |  | PPU BANDAR MAHKOTA CHERAS | Unknown | Unknown | Unknown | Unknown | DISTRIBUTION | TNB | CHERAS | Unknown | Unknown |  |  |  | Unknown | [17 empty] | 3 | Pass | null
257699251 |  | MHCR-1P5 | 6780893 | 6780972 |  |  | Existing | RYB |  | KJNG-6L5 | OPEN | OPEN | RESERVE |  | Unknown | Unknown |  | 0 |  |  |  | Unknown |  |  | PPU BANDAR MAHKOTA CHERAS | Unknown | Unknown | Unknown | Unknown | DISTRIBUTION | TNB | CHERAS | Unknown | Unknown |  |  |  | Unknown | [17 empty] | 3 | Fail | Please check "Operating Voltage"
257699255 |  | MHCR-3 | 6780895 | 6781037 |  |  | Existing | RYB |  | IBUSAWAT TELEKOM | CLOSED | CLOSED | RESERVE |  | 11 kV | Unknown |  | 0 |  |  |  | Unknown |  |  | PPU BANDAR MAHKOTA CHERAS | Unknown | Unknown | Unknown | Unknown | DISTRIBUTION | TNB | CHERAS | Unknown | Unknown |  |  |  | Unknown | [17 empty] | 3 | Pass | null
257699259 |  | MHCR-7 | 6780896 | 6781015 |  |  | Existing | RYB |  | SPARE2(MHCR) | CLOSED | CLOSED | RESERVE |  | 11 kV | Unknown |  | 0 |  |  |  | Unknown |  |  | PPU BANDAR MAHKOTA CHERAS | Unknown | Unknown | Unknown | Unknown | DISTRIBUTION | TNB | CHERAS | Unknown | Unknown |  |  |  | Unknown | [17 empty] | 3 | Pass | null
257699263 |  | N1 | 6780899 | 6780961 |  |  | Existing | RYB |  | N1 | CLOSED | CLOSED | NEUTRAL |  | Unknown | Unknown |  | 0 |  |  |  | Unknown |  |  | PPU BANDAR MAHKOTA CHERAS | Unknown | Unknown | Unknown | Unknown | DISTRIBUTION | TNB | CHERAS | Unknown | Unknown |  |  |  | Unknown | [17 empty] | 3 | Fail | Please check "Operating Voltage"
257699267 |  | N5 | 6780900 | 6780980 |  |  | Existing | RYB |  | N5 | CLOSED | CLOSED | NEUTRAL |  | Unknown | Unknown |  | 0 |  |  |  | Unknown |  |  | PPU BANDAR MAHKOTA CHERAS | Unknown | Unknown | Unknown | Unknown | DISTRIBUTION | TNB | CHERAS | Unknown | Unknown |  |  |  | Unknown | [17 empty] | 3 | Fail | Please check "Operating Voltage"
257699306 |  | MHCR-9 | 6780927 | 6781018 |  |  | Existing | RYB |  | SPARE1(MHCR) | CLOSED | CLOSED | RESERVE |  | 11 kV | Unknown |  | 0 |  |  |  | Unknown |  |  | PPU BANDAR MAHKOTA CHERAS | Unknown | Unknown | Unknown | Unknown | DISTRIBUTION | TNB | CHERAS | Unknown | Unknown |  |  |  | Unknown | [17 empty] | 3 | Pass | null
257699310 |  | MHCR-11 | 6780929 | 6781024 |  |  | Existing | RYB |  | JLN PAHLAWAN 913 | CLOSED | CLOSED | RESERVE |  | 11 kV | Unknown |  | 0 |  |  |  | Unknown |  |  | PPU BANDAR MAHKOTA CHERAS | Unknown | Unknown | Unknown | Unknown | DISTRIBUTION | TNB | CHERAS | Unknown | Unknown |  |  |  | Unknown | [17 empty] | 3 | Pass | null
257699314 |  | MHCR-13 | 6780931 | 6781027 |  |  | Existing | RYB |  | B01317 MAN FATT | CLOSED | CLOSED | RESERVE |  | 11 kV | Unknown |  | 0 |  |  |  | Unknown |  |  | PPU BANDAR MAHKOTA CHERAS | Unknown | Unknown | Unknown | Unknown | DISTRIBUTION | TNB | CHERAS | Unknown | Unknown |  |  |  | Unknown | [17 empty] | 3 | Pass | null
257699332 |  | MHCR-1 | 6781105 | 6781113 |  |  | Existing | RYB |  | BDR MAHKOTA CHERAS NO 16 | CLOSED | CLOSED | RESERVE |  | 11 kV | Unknown |  | 0 |  |  |  | Unknown |  |  | PPU BANDAR MAHKOTA CHERAS | Unknown | Unknown | Unknown | Unknown | DISTRIBUTION | TNB | CHERAS | Unknown | Unknown |  |  |  | Unknown | [17 empty] | 3 | Pass | null
257699359 |  | MHCR-14 | 6781213 | 6781221 |  |  | Existing | RYB |  | BMC NO 3 | CLOSED | CLOSED | RESERVE |  | 11 kV | Unknown |  | 0 |  |  |  | Unknown |  |  | PPU BANDAR MAHKOTA CHERAS | Unknown | Unknown | Unknown | Unknown | DISTRIBUTION | TNB | CHERAS | Unknown | Unknown |  |  |  | Unknown | [17 empty] | 3 | Pass | null
257699374 |  | MHCR-16 | 6781237 | 6781243 |  |  | Existing | RYB |  | LOCAL TX | CLOSED | CLOSED | RESERVE |  | 11 kV | Unknown |  | 0 |  |  |  | Unknown |  |  | PPU BANDAR MAHKOTA CHERAS | Unknown | Unknown | Unknown | Unknown | DISTRIBUTION | TNB | CHERAS | Unknown | Unknown |  |  |  | Unknown | [17 empty] | 3 | Pass | null
257699385 |  | MHCR-4P5 (M) | 6781573 | 6781581 |  |  | Existing | RYB |  | SPARE5(MHCR) | OPEN | OPEN | RESERVE |  | Unknown | Unknown |  | 0 |  |  |  | Unknown |  |  | PPU BANDAR MAHKOTA CHERAS | Unknown | Unknown | Unknown | Unknown | DISTRIBUTION | TNB | CHERAS | Unknown | Unknown |  |  |  | Unknown | [17 empty] | 3 | Fail | Please check "Operating Voltage"
257699389 |  | MHCR-4P5 (R) | 6781574 | 6781580 |  |  | Existing | RYB |  | SPARE5(MHCR) | OPEN | OPEN | MAIN |  | Unknown | Unknown |  | 0 |  |  |  | Unknown |  |  | PPU BANDAR MAHKOTA CHERAS | Unknown | Unknown | Unknown | Unknown | DISTRIBUTION | TNB | CHERAS | Unknown | Unknown |  |  |  | Unknown | [17 empty] | 3 | Fail | Please check "Operating Voltage"
257699642 |  | NSK-5S5 | 6937486 | 6937526 |  |  | Existing | RYB |  | PPU MINES RESORT G82 | OPEN | OPEN | MAIN |  | Unknown | Unknown |  | 0 |  |  |  | Unknown |  |  | SSU NSK | Unknown | Unknown | Unknown | Unknown | DISTRIBUTION | TNB | CHERAS | Unknown | Unknown |  |  |  | Unknown | [17 empty] | 3 | Fail | Please check "Operating Voltage"
257699646 |  | NSK-5S5 | 6937487 | 6937528 |  |  | Existing | RYB |  | PPU MINES RESORT G82 | CLOSED | CLOSED | RESERVE |  | Unknown | Unknown |  | 0 |  |  |  | Unknown |  |  | SSU NSK | Unknown | Unknown | Unknown | Unknown | DISTRIBUTION | TNB | CHERAS | Unknown | Unknown |  |  |  | Unknown | [17 empty] | 3 | Fail | Please check "Operating Voltage"
257699660 |  | NSK-1S5 | 6937506 | 6937533 |  |  | Existing | RYB |  | PMU BALAKONG 3L5 | OPEN | OPEN | MAIN |  | Unknown | Unknown |  | 0 |  |  |  | Unknown |  |  | SSU NSK | Unknown | Unknown | Unknown | Unknown | DISTRIBUTION | TNB | CHERAS | Unknown | Unknown |  |  |  | Unknown | [17 empty] | 3 | Fail | Please check "Operating Voltage"
257699664 |  | NSK-1S5 | 6937507 | 6937535 |  |  | Existing | RYB |  | PMU BALAKONG 3L5 | CLOSED | CLOSED | RESERVE |  | Unknown | Unknown |  | 0 |  |  |  | Unknown |  |  | SSU NSK | Unknown | Unknown | Unknown | Unknown | DISTRIBUTION | TNB | CHERAS | Unknown | Unknown |  |  |  | Unknown | [17 empty] | 3 | Fail | Please check "Operating Voltage"
257699668 |  | NSK-2S5 | 6937508 | 6937544 |  |  | Existing | RYB |  | PMU BALAKONG 6L5 | OPEN | OPEN | RESERVE |  | Unknown | Unknown |  | 0 |  |  |  | Unknown |  |  | SSU NSK | Unknown | Unknown | Unknown | Unknown | DISTRIBUTION | TNB | CHERAS | Unknown | Unknown |  |  |  | Unknown | [17 empty] | 3 | Fail | Please check "Operating Voltage"
257699672 |  | NSK-2S5 | 6937509 | 6937546 |  |  | Existing | RYB |  | PMU BALAKONG 6L5 | CLOSED | CLOSED | MAIN |  | Unknown | Unknown |  | 0 |  |  |  | Unknown |  |  | SSU NSK | Unknown | Unknown | Unknown | Unknown | DISTRIBUTION | TNB | CHERAS | Unknown | Unknown |  |  |  | Unknown | [17 empty] | 3 | Fail | Please check "Operating Voltage"
257699676 |  | NSK-3S5 | 6937510 | 6937547 |  |  | Existing | RYB |  | CONSUMER NO 1 | OPEN | OPEN | RESERVE |  | Unknown | Unknown |  | 0 |  |  |  | Unknown |  |  | SSU NSK | Unknown | Unknown | Unknown | Unknown | DISTRIBUTION | TNB | CHERAS | Unknown | Unknown |  |  |  | Unknown | [17 empty] | 3 | Fail | Please check "Operating Voltage"
257699680 |  | NSK-3S5 | 6937511 | 6937548 |  |  | Existing | RYB |  | CONSUMER NO 1 | CLOSED | CLOSED | MAIN |  | Unknown | Unknown |  | 0 |  |  |  | Unknown |  |  | SSU NSK | Unknown | Unknown | Unknown | Unknown | DISTRIBUTION | TNB | CHERAS | Unknown | Unknown |  |  |  | Unknown | [17 empty] | 3 | Fail | Please check "Operating Voltage"
257699684 |  | NSK-4S5 | 6937512 | 6937550 |  |  | Existing | RYB |  | N/A | OPEN | OPEN | MAIN |  | Unknown | Unknown |  | 0 |  |  |  | Unknown |  |  | SSU NSK | Unknown | Unknown | Unknown | Unknown | DISTRIBUTION | TNB | CHERAS | Unknown | Unknown |  |  |  | Unknown | [17 empty] | 3 | Fail | Please check "Operating Voltage"
257699688 |  | NSK-4S5 | 6937513 | 6937551 |  |  | Existing | RYB |  | N/A | OPEN | OPEN | RESERVE |  | Unknown | Unknown |  | 0 |  |  |  | Unknown |  |  | SSU NSK | Unknown | Unknown | Unknown | Unknown | DISTRIBUTION | TNB | CHERAS | Unknown | Unknown |  |  |  | Unknown | [17 empty] | 3 | Fail | Please check "Operating Voltage"
257869147 |  | LMAS-31 | 6747634 | 6747639 |  |  | Existing | RYB |  | 11KV BUSBAR | CLOSED | CLOSED | MAIN |  | 11 kV | Unknown |  | 0 |  |  |  | Unknown |  |  | PPU LAGENDA MAS | Unknown | Unknown | Unknown | Unknown | DISTRIBUTION | TNB | CHERAS | Unknown | Unknown |  |  |  | Unknown | [17 empty] | 3 | Pass | null
257869151 |  | LMAS-1 | 6747600 | 6747601 |  |  | Existing | RYB |  | TMN PUTRI JAYA NO 2 | CLOSED | CLOSED | MAIN |  | 11 kV | Unknown |  | 0 |  |  |  | Unknown |  |  | PPU LAGENDA MAS | Unknown | Unknown | Unknown | Unknown | DISTRIBUTION | TNB | CHERAS | Unknown | Unknown |  |  |  | Unknown | [17 empty] | 3 | Pass | null
257869155 |  | LMAS-16 | 6747572 | 6747573 |  |  | Existing | RYB |  | LOCAL TRANSFORMER | CLOSED | CLOSED | MAIN |  | 11 kV | Unknown |  | 0 |  |  |  | Unknown |  |  | PPU LAGENDA MAS | Unknown | Unknown | Unknown | Unknown | DISTRIBUTION | TNB | CHERAS | Unknown | Unknown |  |  |  | Unknown | [17 empty] | 3 | Pass | null
257869159 |  | LMAS-14 | 6747560 | 6747561 |  |  | Existing | RYB |  | SPARE8(LMAS) | CLOSED | CLOSED | MAIN |  | 11 kV | Unknown |  | 0 |  |  |  | Unknown |  |  | PPU LAGENDA MAS | Unknown | Unknown | Unknown | Unknown | DISTRIBUTION | TNB | CHERAS | Unknown | Unknown |  |  |  | Unknown | [17 empty] | 3 | Pass | null
257869163 |  | LMAS-32 | 6747557 | 6747556 |  |  | Existing | RYB |  | SPARE9(LMAS) | CLOSED | CLOSED | MAIN |  | 11 kV | Unknown |  | 0 |  |  |  | Unknown |  |  | PPU LAGENDA MAS | Unknown | Unknown | Unknown | Unknown | DISTRIBUTION | TNB | CHERAS | Unknown | Unknown |  |  |  | Unknown | [17 empty] | 3 | Pass | null
257869171 |  | LMAS-7 | 6746917 | 6747047 |  |  | Existing | RYB |  | SPARE2(LMAS) | CLOSED | CLOSED | MAIN |  | 11 kV | Unknown |  | 0 |  |  |  | Unknown |  |  | PPU LAGENDA MAS | Unknown | Unknown | Unknown | Unknown | DISTRIBUTION | TNB | CHERAS | Unknown | Unknown |  |  |  | Unknown | [17 empty] | 3 | Pass | null
257869175 |  | LMAS-9 | 6746915 | 6747050 |  |  | Existing | RYB |  | TMN SRI MINANG BTHO | CLOSED | CLOSED | MAIN |  | 11 kV | Unknown |  | 0 |  |  |  | Unknown |  |  | PPU LAGENDA MAS | Unknown | Unknown | Unknown | Unknown | DISTRIBUTION | TNB | CHERAS | Unknown | Unknown |  |  |  | Unknown | [17 empty] | 3 | Pass | null
257869179 |  | LMAS-13 | 6746914 | 6747056 |  |  | Existing | RYB |  | SPARE1(LMAS) | CLOSED | CLOSED | MAIN |  | 11 kV | Unknown |  | 0 |  |  |  | Unknown |  |  | PPU LAGENDA MAS | Unknown | Unknown | Unknown | Unknown | DISTRIBUTION | TNB | CHERAS | Unknown | Unknown |  |  |  | Unknown | [17 empty] | 3 | Pass | null
257869183 |  | LMAS-11 | 6746912 | 6747053 |  |  | Existing | RYB |  | TMN MINANG RIA BTHO | CLOSED | CLOSED | MAIN |  | 11 kV | Unknown |  | 0 |  |  |  | Unknown |  |  | PPU LAGENDA MAS | Unknown | Unknown | Unknown | Unknown | DISTRIBUTION | TNB | CHERAS | Unknown | Unknown |  |  |  | Unknown | [17 empty] | 3 | Pass | null
257869187 |  | LMAS-3 | 6746824 | 6747037 |  |  | Existing | RYB |  | MAKMAL FORENSIK PDRM | CLOSED | CLOSED | MAIN |  | 11 kV | Unknown |  | 0 |  |  |  | Unknown |  |  | PPU LAGENDA MAS | Unknown | Unknown | Unknown | Unknown | DISTRIBUTION | TNB | CHERAS | Unknown | Unknown |  |  |  | Unknown | [17 empty] | 3 | Pass | null
257869191 |  | LMAS-5 | 6746819 | 6747044 |  |  | Existing | RYB |  | SPARE3(LMAS) | CLOSED | CLOSED | MAIN |  | 11 kV | Unknown |  | 0 |  |  |  | Unknown |  |  | PPU LAGENDA MAS | Unknown | Unknown | Unknown | Unknown | DISTRIBUTION | TNB | CHERAS | Unknown | Unknown |  |  |  | Unknown | [17 empty] | 3 | Pass | null
257869459 |  | LMAS-B/C-1W0 | 6746797 | 6746948 |  |  | Existing | RYB |  | 33KV BUSBAR | OPEN | CLOSED | BUSBAR COUPLER | 36.000 kV | 33 kV | GAS |  | 2006 |  |  | SIEMENS | ITEM | N/A | CV746802-000070/001 | PPU LAGENDA MAS | Unknown | Unknown | Unknown | Unknown | DISTRIBUTION | TNB | CHERAS | Unknown | Unknown |  |  |  | Unknown | [17 empty] | 3 | Pass | null
257869463 |  | LMAS-B/S-30 | 6746823 | 6746961 |  |  | Existing | RYB |  | 11KV BUSBAR | OPEN | CLOSED | BUSBAR SECTION | 12.000 kV | 11 kV | VACUMM |  | 2005 |  |  | ITEM | ITEM | 6089 | N/A | PPU LAGENDA MAS | Unknown | Unknown | Unknown | Unknown | DISTRIBUTION | TNB | CHERAS | Unknown | Unknown |  |  |  | Unknown | [17 empty] | 3 | Pass | null
257869467 |  | LMAS-B/S-1S0 | 6746788 | 6746936 |  |  | Existing | RYB |  | 33KV BUSBAR | CLOSED | CLOSED | BUSBAR SECTION | 36.000 kV | 33 kV | GAS |  | 2006 |  |  | SIEMENS | ITEM | N/A | CV746800-000090/001 | PPU LAGENDA MAS | Unknown | Unknown | Unknown | Unknown | DISTRIBUTION | TNB | CHERAS | Unknown | Unknown |  |  |  | Unknown | [17 empty] | 3 | Pass | null
257869471 |  | N4 | 6746910 | 6747028 |  |  | Existing | RYB |  | N4 | OPEN | OPEN | NEUTRAL |  | Unknown | Unknown |  | 0 |  |  |  | Unknown |  |  | PPU LAGENDA MAS | Unknown | Unknown | Unknown | Unknown | DISTRIBUTION | TNB | CHERAS | Unknown | Unknown |  |  |  | Unknown | [17 empty] | 3 | Fail | Please check "Operating Voltage"
257869475 |  | N5 | 6746830 | 6747008 |  |  | Existing | RYB |  | N5 | CLOSED | CLOSED | NEUTRAL |  | Unknown | Unknown |  | 0 |  |  |  | Unknown |  |  | PPU LAGENDA MAS | Unknown | Unknown | Unknown | Unknown | DISTRIBUTION | TNB | CHERAS | Unknown | Unknown |  |  |  | Unknown | [17 empty] | 3 | Fail | Please check "Operating Voltage"
257869479 |  | N1 | 6746829 | 6747000 |  |  | Existing | RYB |  | N1 | CLOSED | CLOSED | NEUTRAL |  | Unknown | Unknown |  | 0 |  |  |  | Unknown |  |  | PPU LAGENDA MAS | Unknown | Unknown | Unknown | Unknown | DISTRIBUTION | TNB | CHERAS | Unknown | Unknown |  |  |  | Unknown | [17 empty] | 3 | Fail | Please check "Operating Voltage"
257869483 |  | N2 | 6746818 | 6747002 |  |  | Existing | RYB |  | N2 | OPEN | OPEN | NEUTRAL |  | Unknown | Unknown |  | 0 |  |  |  | Unknown |  |  | PPU LAGENDA MAS | Unknown | Unknown | Unknown | Unknown | DISTRIBUTION | TNB | CHERAS | Unknown | Unknown |  |  |  | Unknown | [17 empty] | 3 | Fail | Please check "Operating Voltage"
257869514 |  | LMAS-2P5 | 6746770 | 6746923 |  |  | Existing | RYB |  | BTHO-G95 | OPEN | OPEN | MAIN |  | Unknown | Unknown |  | 0 |  |  |  | Unknown |  |  | PPU LAGENDA MAS | Unknown | Unknown | Unknown | Unknown | DISTRIBUTION | TNB | CHERAS | Unknown | Unknown |  |  |  | Unknown | [17 empty] | 3 | Fail | Please check "Operating Voltage"
257869518 |  | LMAS-4P5 | 6747480 | 6747488 |  |  | Existing | RYB |  | SPARE11(LMAS) | OPEN | OPEN | MAIN |  | Unknown | Unknown |  | 0 |  |  |  | Unknown |  |  | PPU LAGENDA MAS | Unknown | Unknown | Unknown | Unknown | DISTRIBUTION | TNB | CHERAS | Unknown | Unknown |  |  |  | Unknown | [17 empty] | 3 | Fail | Please check "Operating Voltage"
257869526 |  | LMAS-3P5 | 6746801 | 6747018 |  |  | Existing | RYB |  | SPARE10(LMAS) | OPEN | OPEN | MAIN |  | Unknown | Unknown |  | 0 |  |  |  | Unknown |  |  | PPU LAGENDA MAS | Unknown | Unknown | Unknown | Unknown | DISTRIBUTION | TNB | CHERAS | Unknown | Unknown |  |  |  | Unknown | [17 empty] | 3 | Fail | Please check "Operating Voltage"
257869530 |  | LMAS-1P5 | 6746798 | 6747024 |  |  | Existing | RYB |  | BLKG-10L5 | CLOSED | CLOSED | MAIN |  | Unknown | Unknown |  | 0 |  |  |  | Unknown |  |  | PPU LAGENDA MAS | Unknown | Unknown | Unknown | Unknown | DISTRIBUTION | TNB | CHERAS | Unknown | Unknown |  |  |  | Unknown | [17 empty] | 3 | Fail | Please check "Operating Voltage"
257869534 |  | LMAS-1H0 | 6746795 | 6746930 |  |  | Existing | RYB |  | LMAS-TX1-1H0 | CLOSED | CLOSED | MAIN |  | 33 kV | Unknown |  | 0 |  |  |  | Unknown |  |  | PPU LAGENDA MAS | Unknown | Unknown | Unknown | Unknown | DISTRIBUTION | TNB | CHERAS | Unknown | Unknown |  |  |  | Unknown | [17 empty] | 3 | Pass | null
257869538 |  | LMAS-2H0 | 6746786 | 6746931 |  |  | Existing | RYB |  | LMAS-TX2-2H0 | OPEN | OPEN | MAIN |  | 33 kV | Unknown |  | 0 |  |  |  | Unknown |  |  | PPU LAGENDA MAS | Unknown | Unknown | Unknown | Unknown | DISTRIBUTION | TNB | CHERAS | Unknown | Unknown |  |  |  | Unknown | [17 empty] | 3 | Pass | null
257869542 |  | LMAS-2P5 | 6746771 | 6746925 |  |  | Existing | RYB |  | BTHO-G95 | CLOSED | CLOSED | RESERVE |  | Unknown | Unknown |  | 0 |  |  |  | Unknown |  |  | PPU LAGENDA MAS | Unknown | Unknown | Unknown | Unknown | DISTRIBUTION | TNB | CHERAS | Unknown | Unknown |  |  |  | Unknown | [17 empty] | 3 | Fail | Please check "Operating Voltage"
257869546 |  | LMAS-4P5 | 6747479 | 6747487 |  |  | Existing | RYB |  | SPARE11(LMAS) | OPEN | OPEN | RESERVE |  | Unknown | Unknown |  | 0 |  |  |  | Unknown |  |  | PPU LAGENDA MAS | Unknown | Unknown | Unknown | Unknown | DISTRIBUTION | TNB | CHERAS | Unknown | Unknown |  |  |  | Unknown | [17 empty] | 3 | Fail | Please check "Operating Voltage"
257869554 |  | LMAS-3P5 | 6746800 | 6747019 |  |  | Existing | RYB |  | SPARE10(LMAS) | OPEN | OPEN | RESERVE |  | Unknown | Unknown |  | 0 |  |  |  | Unknown |  |  | PPU LAGENDA MAS | Unknown | Unknown | Unknown | Unknown | DISTRIBUTION | TNB | CHERAS | Unknown | Unknown |  |  |  | Unknown | [17 empty] | 3 | Fail | Please check "Operating Voltage"
257869558 |  | LMAS-1P5 | 6746799 | 6747014 |  |  | Existing | RYB |  | BLKG-10L5 | OPEN | OPEN | RESERVE |  | Unknown | Unknown |  | 0 |  |  |  | Unknown |  |  | PPU LAGENDA MAS | Unknown | Unknown | Unknown | Unknown | DISTRIBUTION | TNB | CHERAS | Unknown | Unknown |  |  |  | Unknown | [17 empty] | 3 | Fail | Please check "Operating Voltage"
257869562 |  | LMAS-1H0 | 6746796 | 6746933 |  |  | Existing | RYB |  | LMAS-TX1-1H0 | OPEN | OPEN | RESERVE |  | 33 kV | Unknown |  | 0 |  |  |  | Unknown |  |  | PPU LAGENDA MAS | Unknown | Unknown | Unknown | Unknown | DISTRIBUTION | TNB | CHERAS | Unknown | Unknown |  |  |  | Unknown | [17 empty] | 3 | Pass | null
257869566 |  | LMAS-2H0 | 6746787 | 6746932 |  |  | Existing | RYB |  | LMAS-TX2-2H0 | CLOSED | CLOSED | RESERVE |  | 33 kV | Unknown |  | 0 |  |  |  | Unknown |  |  | PPU LAGENDA MAS | Unknown | Unknown | Unknown | Unknown | DISTRIBUTION | TNB | CHERAS | Unknown | Unknown |  |  |  | Unknown | [17 empty] | 3 | Pass | null
257869624 |  | LMAS-4 | 6746782 | 6746970 |  |  | Existing | RYB |  | TMN PUTRI JAYA NO 1 | CLOSED | CLOSED | MAIN |  | 11 kV | Unknown |  | 0 |  |  |  | Unknown |  |  | PPU LAGENDA MAS | Unknown | Unknown | Unknown | Unknown | DISTRIBUTION | TNB | CHERAS | Unknown | Unknown |  |  |  | Unknown | [17 empty] | 3 | Pass | null
257869628 |  | LMAS-6 | 6746780 | 6746973 |  |  | Existing | RYB |  | SPARE4(LMAS) | CLOSED | CLOSED | MAIN |  | 11 kV | Unknown |  | 0 |  |  |  | Unknown |  |  | PPU LAGENDA MAS | Unknown | Unknown | Unknown | Unknown | DISTRIBUTION | TNB | CHERAS | Unknown | Unknown |  |  |  | Unknown | [17 empty] | 3 | Pass | null
257869632 |  | LMAS-8 | 6746778 | 6746984 |  |  | Existing | RYB |  | SPARE5(LMAS) | CLOSED | CLOSED | MAIN |  | 11 kV | Unknown |  | 0 |  |  |  | Unknown |  |  | PPU LAGENDA MAS | Unknown | Unknown | Unknown | Unknown | DISTRIBUTION | TNB | CHERAS | Unknown | Unknown |  |  |  | Unknown | [17 empty] | 3 | Pass | null
257869636 |  | LMAS-10 | 6746776 | 6746987 |  |  | Existing | RYB |  | SPARE6(LMAS) | CLOSED | CLOSED | MAIN |  | 11 kV | Unknown |  | 0 |  |  |  | Unknown |  |  | PPU LAGENDA MAS | Unknown | Unknown | Unknown | Unknown | DISTRIBUTION | TNB | CHERAS | Unknown | Unknown |  |  |  | Unknown | [17 empty] | 3 | Pass | null
257869640 |  | LMAS-12 | 6746774 | 6746990 |  |  | Existing | RYB |  | SPARE7(LMAS) | CLOSED | CLOSED | MAIN |  | 11 kV | Unknown |  | 0 |  |  |  | Unknown |  |  | PPU LAGENDA MAS | Unknown | Unknown | Unknown | Unknown | DISTRIBUTION | TNB | CHERAS | Unknown | Unknown |  |  |  | Unknown | [17 empty] | 3 | Pass | null
257869644 |  | LMAS-2 | 6746772 | 6746957 |  |  | Existing | RYB |  | LAGENDA MAY NO 1 | CLOSED | CLOSED | MAIN |  | 11 kV | Unknown |  | 0 |  |  |  | Unknown |  |  | PPU LAGENDA MAS | Unknown | Unknown | Unknown | Unknown | DISTRIBUTION | TNB | CHERAS | Unknown | Unknown |  |  |  | Unknown | [17 empty] | 3 | Pass | null
257879055 |  |  | 6743346 | 6743394 |  |  | Existing | RYB |  |  | CLOSED | CLOSED | NEUTRAL |  | Unknown | Unknown |  | 0 |  |  |  | Unknown |  |  | PPU SEMENTARA TAMAN MAS, ULU LANGAT | Unknown | Unknown | Unknown | Unknown | DISTRIBUTION | TNB | CHERAS | Unknown | Unknown |  |  |  | Unknown | [17 empty] | 3 | Fail | Please check "Operating Voltage"
257879059 |  |  | 6743345 | 6743403 |  |  | Existing | RYB |  |  | CLOSED | CLOSED | NEUTRAL |  | Unknown | Unknown |  | 0 |  |  |  | Unknown |  |  | PPU SEMENTARA TAMAN MAS, ULU LANGAT | Unknown | Unknown | Unknown | Unknown | DISTRIBUTION | TNB | CHERAS | Unknown | Unknown |  |  |  | Unknown | [17 empty] | 3 | Fail | Please check "Operating Voltage"
257879063 |  |  | 6743331 | 6743401 |  |  | Existing | RYB |  |  | CLOSED | CLOSED | NEUTRAL |  | Unknown | Unknown |  | 0 |  |  |  | Unknown |  |  | PPU SEMENTARA TAMAN MAS, ULU LANGAT | Unknown | Unknown | Unknown | Unknown | DISTRIBUTION | TNB | CHERAS | Unknown | Unknown |  |  |  | Unknown | [17 empty] | 3 | Fail | Please check "Operating Voltage"
257879080 |  | TMASS-1P5 | 6743340 | 6743419 |  |  | Existing | RYB |  | SLGT-4S5 | CLOSED | CLOSED | MAIN |  | Unknown | Unknown |  | 0 |  |  |  | Unknown |  |  | PPU SEMENTARA TAMAN MAS, ULU LANGAT | Unknown | Unknown | Unknown | Unknown | DISTRIBUTION | TNB | CHERAS | Unknown | Unknown |  |  |  | Unknown | [17 empty] | 3 | Fail | Please check "Operating Voltage"
257879084 |  | TMASS-2H0 | 6743290 | 6743372 |  |  | Existing | RYB |  | TMASS-TX2-2H0 | CLOSED | CLOSED | MAIN |  | 33 kV | Unknown |  | 0 |  |  |  | Unknown |  |  | PPU SEMENTARA TAMAN MAS, ULU LANGAT | Unknown | Unknown | Unknown | Unknown | DISTRIBUTION | TNB | CHERAS | Unknown | Unknown |  |  |  | Unknown | [17 empty] | 3 | Pass | null
257879088 |  | TMASS-2P5 | 6743279 | 6743381 |  |  | Existing | RYB |  | TMAS-A32 | CLOSED | CLOSED | MAIN |  | Unknown | Unknown |  | 0 |  |  |  | Unknown |  |  | PPU SEMENTARA TAMAN MAS, ULU LANGAT | Unknown | Unknown | Unknown | Unknown | DISTRIBUTION | TNB | CHERAS | Unknown | Unknown |  |  |  | Unknown | [17 empty] | 3 | Fail | Please check "Operating Voltage"
257879092 |  | TMASS-1P5 | 6743341 | 6743420 |  |  | Existing | RYB |  | SLGT-4S5 | OPEN | OPEN | RESERVE |  | Unknown | Unknown |  | 0 |  |  |  | Unknown |  |  | PPU SEMENTARA TAMAN MAS, ULU LANGAT | Unknown | Unknown | Unknown | Unknown | DISTRIBUTION | TNB | CHERAS | Unknown | Unknown |  |  |  | Unknown | [17 empty] | 3 | Fail | Please check "Operating Voltage"
257879096 |  | TMASS-2H0 | 6743289 | 6743373 |  |  | Existing | RYB |  | TMASS-TX2-2H0 | OPEN | OPEN | RESERVE |  | 33 kV | Unknown |  | 0 |  |  |  | Unknown |  |  | PPU SEMENTARA TAMAN MAS, ULU LANGAT | Unknown | Unknown | Unknown | Unknown | DISTRIBUTION | TNB | CHERAS | Unknown | Unknown |  |  |  | Unknown | [17 empty] | 3 | Pass | null
257879100 |  | TMASS-2P5 | 6743281 | 6743379 |  |  | Existing | RYB |  | TMAS-A32 | OPEN | OPEN | RESERVE |  | Unknown | Unknown |  | 0 |  |  |  | Unknown |  |  | PPU SEMENTARA TAMAN MAS, ULU LANGAT | Unknown | Unknown | Unknown | Unknown | DISTRIBUTION | TNB | CHERAS | Unknown | Unknown |  |  |  | Unknown | [17 empty] | 3 | Fail | Please check "Operating Voltage"
257879104 |  | TMASS-2 | 6743525 | 6743535 |  |  | Existing | RYB |  | LOCAL TRANSFORMER | CLOSED | OPEN | RESERVE |  | 11 kV | Unknown |  | 0 |  |  |  | Unknown |  |  | PPU SEMENTARA TAMAN MAS, ULU LANGAT | Unknown | Unknown | Unknown | Unknown | DISTRIBUTION | TNB | CHERAS | Unknown | Unknown |  |  |  | Unknown | [17 empty] | 3 | Pass | null
257879108 |  | TMASS-4 | 6743292 | 6743504 |  |  | Existing | RYB |  | B02128 CHERAS PERMATA NO 1 | CLOSED | OPEN | RESERVE |  | 11 kV | Unknown |  | 0 |  |  |  | Unknown |  |  | PPU SEMENTARA TAMAN MAS, ULU LANGAT | Unknown | Unknown | Unknown | Unknown | DISTRIBUTION | TNB | CHERAS | Unknown | Unknown |  |  |  | Unknown | [17 empty] | 3 | Pass | null
257879112 |  | TMASS-2 | 6743287 | 6743475 |  |  | Existing | RYB |  | B02065 CHEN HIN GIAP | CLOSED | OPEN | RESERVE |  | 11 kV | Unknown |  | 0 |  |  |  | Unknown |  |  | PPU SEMENTARA TAMAN MAS, ULU LANGAT | Unknown | Unknown | Unknown | Unknown | DISTRIBUTION | TNB | CHERAS | Unknown | Unknown |  |  |  | Unknown | [17 empty] | 3 | Pass | null
257879116 |  | TMASS-32 | 6743285 | 6743444 |  |  | Existing | RYB |  | TMASS-TX2-32 | CLOSED | OPEN | RESERVE |  | 11 kV | Unknown |  | 0 |  |  |  | Unknown |  |  | PPU SEMENTARA TAMAN MAS, ULU LANGAT | Unknown | Unknown | Unknown | Unknown | DISTRIBUTION | TNB | CHERAS | Unknown | Unknown |  |  |  | Unknown | [17 empty] | 3 | Pass | null
257879120 |  | TMASS-12 | 6743256 | 6743489 |  |  | Existing | RYB |  | SPARE | CLOSED | OPEN | RESERVE |  | 11 kV | Unknown |  | 0 |  |  |  | Unknown |  |  | PPU SEMENTARA TAMAN MAS, ULU LANGAT | Unknown | Unknown | Unknown | Unknown | DISTRIBUTION | TNB | CHERAS | Unknown | Unknown |  |  |  | Unknown | [17 empty] | 3 | Pass | null
257879124 |  | TMASS-10 | 6743254 | 6743486 |  |  | Existing | RYB |  | B02350 SEONG TEIK SUN | CLOSED | OPEN | RESERVE |  | 11 kV | Unknown |  | 0 |  |  |  | Unknown |  |  | PPU SEMENTARA TAMAN MAS, ULU LANGAT | Unknown | Unknown | Unknown | Unknown | DISTRIBUTION | TNB | CHERAS | Unknown | Unknown |  |  |  | Unknown | [17 empty] | 3 | Pass | null
257879128 |  | TMASS-8 | 6743252 | 6743483 |  |  | Existing | RYB |  | BT 9 CHERAS | CLOSED | OPEN | RESERVE |  | 11 kV | Unknown |  | 0 |  |  |  | Unknown |  |  | PPU SEMENTARA TAMAN MAS, ULU LANGAT | Unknown | Unknown | Unknown | Unknown | DISTRIBUTION | TNB | CHERAS | Unknown | Unknown |  |  |  | Unknown | [17 empty] | 3 | Pass | null
257879132 |  | TMASS-6 | 6743250 | 6743507 |  |  | Existing | RYB |  | B07336 LOT BANGLO TMN MAS | CLOSED | OPEN | RESERVE |  | 11 kV | Unknown |  | 0 |  |  |  | Unknown |  |  | PPU SEMENTARA TAMAN MAS, ULU LANGAT | Unknown | Unknown | Unknown | Unknown | DISTRIBUTION | TNB | CHERAS | Unknown | Unknown |  |  |  | Unknown | [17 empty] | 3 | Pass | null
257879163 |  | TMASS-14 | 6743524 | 6743534 |  |  | Existing | RYB |  | LOCAL TRANSFORMER | OPEN | CLOSED | MAIN |  | 11 kV | Unknown |  | 0 |  |  |  | Unknown |  |  | PPU SEMENTARA TAMAN MAS, ULU LANGAT | Unknown | Unknown | Unknown | Unknown | DISTRIBUTION | TNB | CHERAS | Unknown | Unknown |  |  |  | Unknown | [17 empty] | 3 | Pass | null
257879167 |  | TMASS-2 | 6743291 | 6743505 |  |  | Existing | RYB |  | B02128 CHERAS PERMATA NO 1 | OPEN | CLOSED | MAIN |  | 11 kV | Unknown |  | 0 |  |  |  | Unknown |  |  | PPU SEMENTARA TAMAN MAS, ULU LANGAT | Unknown | Unknown | Unknown | Unknown | DISTRIBUTION | TNB | CHERAS | Unknown | Unknown |  |  |  | Unknown | [17 empty] | 3 | Pass | null
257879171 |  | TMASS-4 | 6743286 | 6743474 |  |  | Existing | RYB |  | B02065 CHEN HIN GIAP | OPEN | CLOSED | MAIN |  | 11 kV | Unknown |  | 0 |  |  |  | Unknown |  |  | PPU SEMENTARA TAMAN MAS, ULU LANGAT | Unknown | Unknown | Unknown | Unknown | DISTRIBUTION | TNB | CHERAS | Unknown | Unknown |  |  |  | Unknown | [17 empty] | 3 | Pass | null
257879175 |  | TMASS-32 | 6743284 | 6743443 |  |  | Existing | RYB |  | TMASS-TX2-32 | OPEN | CLOSED | MAIN |  | 11 kV | Unknown |  | 0 |  |  |  | Unknown |  |  | PPU SEMENTARA TAMAN MAS, ULU LANGAT | Unknown | Unknown | Unknown | Unknown | DISTRIBUTION | TNB | CHERAS | Unknown | Unknown |  |  |  | Unknown | [17 empty] | 3 | Pass | null
257879179 |  | TMASS-12 | 6743257 | 6743490 |  |  | Existing | RYB |  | SPARE | OPEN | OPEN | MAIN |  | 11 kV | Unknown |  | 0 |  |  |  | Unknown |  |  | PPU SEMENTARA TAMAN MAS, ULU LANGAT | Unknown | Unknown | Unknown | Unknown | DISTRIBUTION | TNB | CHERAS | Unknown | Unknown |  |  |  | Unknown | [17 empty] | 3 | Pass | null
257879183 |  | TMASS-10 | 6743255 | 6743487 |  |  | Existing | RYB |  | B02350 SEONG TEIK SUN | OPEN | CLOSED | MAIN |  | 11 kV | Unknown |  | 0 |  |  |  | Unknown |  |  | PPU SEMENTARA TAMAN MAS, ULU LANGAT | Unknown | Unknown | Unknown | Unknown | DISTRIBUTION | TNB | CHERAS | Unknown | Unknown |  |  |  | Unknown | [17 empty] | 3 | Pass | null
257879187 |  | TMASS-8 | 6743253 | 6743484 |  |  | Existing | RYB |  | BT 9 CHERAS | OPEN | CLOSED | MAIN |  | 11 kV | Unknown |  | 0 |  |  |  | Unknown |  |  | PPU SEMENTARA TAMAN MAS, ULU LANGAT | Unknown | Unknown | Unknown | Unknown | DISTRIBUTION | TNB | CHERAS | Unknown | Unknown |  |  |  | Unknown | [17 empty] | 3 | Pass | null
257879191 |  | TMASS-6 | 6743251 | 6743508 |  |  | Existing | RYB |  | B07336 LOT BANGLO TMN MAS | OPEN | CLOSED | MAIN |  | 11 kV | Unknown |  | 0 |  |  |  | Unknown |  |  | PPU SEMENTARA TAMAN MAS, ULU LANGAT | Unknown | Unknown | Unknown | Unknown | DISTRIBUTION | TNB | CHERAS | Unknown | Unknown |  |  |  | Unknown | [17 empty] | 3 | Pass | null
257879518 |  | JUBA-B/C-1W0 | 6722646 | 6722835 |  |  | Existing | RYB |  | 33KV BUSBAR | CLOSED | CLOSED | BUSBAR COUPLER | 36.000 kV | 33 kV | GAS |  | 2006 |  |  | ABB | ABB | N/A | IVBV07036627/4054 | PPU JUSCO CHERAS (BALAKONG) | Unknown | Unknown | Unknown | Unknown | DISTRIBUTION | TNB | CHERAS | Unknown | Unknown |  |  |  | Unknown | [17 empty] | 3 | Pass | null
257879522 |  | JUBA-B/S-30 | 6722686 | 6722851 |  |  | Existing | RYB |  | 11KV BUSBAR | OPEN | OPEN | BUSBAR SECTION | 12.000 kV | 11 kV | GAS |  | 2006 |  |  | ABB | ABB | N/A | 1VC1AG000 13665 | PPU JUSCO CHERAS (BALAKONG) | Unknown | Unknown | Unknown | Unknown | DISTRIBUTION | TNB | CHERAS | Unknown | Unknown |  |  |  | Unknown | [17 empty] | 3 | Pass | null
257879526 |  | JUBA-B/S-1S0 | 6722647 | 6722863 |  |  | Existing | RYB |  | 33KV BUSBAR | CLOSED | CLOSED | BUSBAR SECTION | 36.000 kV | 33 kV | GAS |  | 2006 |  |  | ABB | ABB | N/A | IVBV07036627/4017 | PPU JUSCO CHERAS (BALAKONG) | Unknown | Unknown | Unknown | Unknown | DISTRIBUTION | TNB | CHERAS | Unknown | Unknown |  |  |  | Unknown | [17 empty] | 3 | Pass | null
257879530 |  |  | 6722683 | 6722799 |  |  | Existing | RYB |  |  | CLOSED | CLOSED | NEUTRAL |  | Unknown | Unknown |  | 0 |  |  |  | Unknown |  |  | PPU JUSCO CHERAS (BALAKONG) | Unknown | Unknown | Unknown | Unknown | DISTRIBUTION | TNB | CHERAS | Unknown | Unknown |  |  |  | Unknown | [17 empty] | 3 | Fail | Please check "Operating Voltage"
257879534 |  |  | 6722678 | 6722793 |  |  | Existing | RYB |  |  | CLOSED | CLOSED | NEUTRAL |  | Unknown | Unknown |  | 0 |  |  |  | Unknown |  |  | PPU JUSCO CHERAS (BALAKONG) | Unknown | Unknown | Unknown | Unknown | DISTRIBUTION | TNB | CHERAS | Unknown | Unknown |  |  |  | Unknown | [17 empty] | 3 | Fail | Please check "Operating Voltage"
257879538 |  | N7 | 6722754 | 6722774 |  |  | Existing | RYB |  |  | OPEN | OPEN | NEUTRAL |  | Unknown | Unknown |  | 0 |  |  |  | Unknown |  |  | PPU JUSCO CHERAS (BALAKONG) | Unknown | Unknown | Unknown | Unknown | DISTRIBUTION | TNB | CHERAS | Unknown | Unknown |  |  |  | Unknown | [17 empty] | 3 | Fail | Please check "Operating Voltage"
257879542 |  |  | 6722747 | 6722788 |  |  | Existing | RYB |  |  | CLOSED | CLOSED | NEUTRAL |  | Unknown | Unknown |  | 0 |  |  |  | Unknown |  |  | PPU JUSCO CHERAS (BALAKONG) | Unknown | Unknown | Unknown | Unknown | DISTRIBUTION | TNB | CHERAS | Unknown | Unknown |  |  |  | Unknown | [17 empty] | 3 | Fail | Please check "Operating Voltage"
257879570 |  | JUBA-1P5 | 6722650 | 6722796 |  |  | Existing | RYB |  | CJYA-4L5 | CLOSED | CLOSED | MAIN |  | Unknown | Unknown |  | 0 |  |  |  | Unknown |  |  | PPU JUSCO CHERAS (BALAKONG) | Unknown | Unknown | Unknown | Unknown | DISTRIBUTION | TNB | CHERAS | Unknown | Unknown |  |  |  | Unknown | [17 empty] | 3 | Fail | Please check "Operating Voltage"
257879574 |  | JUBA-1H0 | 6722645 | 6722829 |  |  | Existing | RYB |  | JUBA-TX1-1H0 | CLOSED | CLOSED | MAIN |  | 33 kV | Unknown |  | 0 |  |  |  | Unknown |  |  | PPU JUSCO CHERAS (BALAKONG) | Unknown | Unknown | Unknown | Unknown | DISTRIBUTION | TNB | CHERAS | Unknown | Unknown |  |  |  | Unknown | [17 empty] | 3 | Pass | null
257879578 |  | JUBA-2H0 | 6722643 | 6722875 |  |  | Existing | RYB |  | JUBA-TX2-2H0 | OPEN | OPEN | MAIN |  | 33 kV | Unknown |  | 0 |  |  |  | Unknown |  |  | PPU JUSCO CHERAS (BALAKONG) | Unknown | Unknown | Unknown | Unknown | DISTRIBUTION | TNB | CHERAS | Unknown | Unknown |  |  |  | Unknown | [17 empty] | 3 | Pass | null
257879582 |  | JUBA-2P5 | 6722642 | 6722883 |  |  | Existing | RYB |  | BTHO-G94 | OPEN | OPEN | MAIN |  | Unknown | Unknown |  | 0 |  |  |  | Unknown |  |  | PPU JUSCO CHERAS (BALAKONG) | Unknown | Unknown | Unknown | Unknown | DISTRIBUTION | TNB | CHERAS | Unknown | Unknown |  |  |  | Unknown | [17 empty] | 3 | Fail | Please check "Operating Voltage"
257879586 |  | JUBA-4P5 | 6723011 | 6723014 |  |  | Existing | RYB |  | SPARE1(JUBA) | OPEN | OPEN | MAIN |  | Unknown | Unknown |  | 0 |  |  |  | Unknown |  |  | PPU JUSCO CHERAS (BALAKONG) | Unknown | Unknown | Unknown | Unknown | DISTRIBUTION | TNB | CHERAS | Unknown | Unknown |  |  |  | Unknown | [17 empty] | 3 | Fail | Please check "Operating Voltage"
257879594 |  | JUBA-3P5 | 6722739 | 6722784 |  |  | Existing | RYB |  | SPARE15(JUBA) | OPEN | OPEN | MAIN |  | Unknown | Unknown |  | 0 |  |  |  | Unknown |  |  | PPU JUSCO CHERAS (BALAKONG) | Unknown | Unknown | Unknown | Unknown | DISTRIBUTION | TNB | CHERAS | Unknown | Unknown |  |  |  | Unknown | [17 empty] | 3 | Fail | Please check "Operating Voltage"
257879598 |  | JUBA-3P5 | 6722637 | 6722783 |  |  | Existing | RYB |  | SPARE15(JUBA) | CLOSED | CLOSED | RESERVE |  | Unknown | Unknown |  | 0 |  |  |  | Unknown |  |  | PPU JUSCO CHERAS (BALAKONG) | Unknown | Unknown | Unknown | Unknown | DISTRIBUTION | TNB | CHERAS | Unknown | Unknown |  |  |  | Unknown | [17 empty] | 3 | Fail | Please check "Operating Voltage"
257879602 |  | JUBA-1P5 | 6722636 | 6722797 |  |  | Existing | RYB |  | CJYA-4L5 | OPEN | OPEN | RESERVE |  | Unknown | Unknown |  | 0 |  |  |  | Unknown |  |  | PPU JUSCO CHERAS (BALAKONG) | Unknown | Unknown | Unknown | Unknown | DISTRIBUTION | TNB | CHERAS | Unknown | Unknown |  |  |  | Unknown | [17 empty] | 3 | Fail | Please check "Operating Voltage"
257879606 |  | JUBA-1H0 | 6722631 | 6722830 |  |  | Existing | RYB |  | JUBA-TX1-1H0 | OPEN | OPEN | RESERVE |  | 33 kV | Unknown |  | 0 |  |  |  | Unknown |  |  | PPU JUSCO CHERAS (BALAKONG) | Unknown | Unknown | Unknown | Unknown | DISTRIBUTION | TNB | CHERAS | Unknown | Unknown |  |  |  | Unknown | [17 empty] | 3 | Pass | null
257879610 |  | JUBA-2H0 | 6722628 | 6722874 |  |  | Existing | RYB |  | JUBA-TX2-2H0 | CLOSED | CLOSED | RESERVE |  | 33 kV | Unknown |  | 0 |  |  |  | Unknown |  |  | PPU JUSCO CHERAS (BALAKONG) | Unknown | Unknown | Unknown | Unknown | DISTRIBUTION | TNB | CHERAS | Unknown | Unknown |  |  |  | Unknown | [17 empty] | 3 | Pass | null
257879614 |  | JUBA-2P5 | 6722627 | 6722884 |  |  | Existing | RYB |  | BTHO-G94 | CLOSED | CLOSED | RESERVE |  | Unknown | Unknown |  | 0 |  |  |  | Unknown |  |  | PPU JUSCO CHERAS (BALAKONG) | Unknown | Unknown | Unknown | Unknown | DISTRIBUTION | TNB | CHERAS | Unknown | Unknown |  |  |  | Unknown | [17 empty] | 3 | Fail | Please check "Operating Voltage"
257879618 |  | JUBA-4P5 | 6723010 | 6723015 |  |  | Existing | RYB |  | SPARE1(JUBA) | OPEN | OPEN | RESERVE |  | Unknown | Unknown |  | 0 |  |  |  | Unknown |  |  | PPU JUSCO CHERAS (BALAKONG) | Unknown | Unknown | Unknown | Unknown | DISTRIBUTION | TNB | CHERAS | Unknown | Unknown |  |  |  | Unknown | [17 empty] | 3 | Fail | Please check "Operating Voltage"
257879670 |  | JUBA-3 | 6722695 | 6722820 |  |  | Existing | RYB |  | SPARE7(JUBA) | CLOSED | CLOSED | MAIN |  | Unknown | Unknown |  | 0 |  |  |  | Unknown |  |  | PPU JUSCO CHERAS (BALAKONG) | Unknown | Unknown | Unknown | Unknown | DISTRIBUTION | TNB | CHERAS | Unknown | Unknown |  |  |  | Unknown | [17 empty] | 3 | Fail | Please check "Operating Voltage"
257879674 |  | JUBA-1 | 6722694 | 6722826 |  |  | Existing | RYB |  | SPARE8(JUBA) | CLOSED | CLOSED | MAIN |  | 11 kV | Unknown |  | 0 |  |  |  | Unknown |  |  | PPU JUSCO CHERAS (BALAKONG) | Unknown | Unknown | Unknown | Unknown | DISTRIBUTION | TNB | CHERAS | Unknown | Unknown |  |  |  | Unknown | [17 empty] | 3 | Pass | null
257879678 |  | JUBA-5 | 6722690 | 6722810 |  |  | Existing | RYB |  | SPARE6(JUBA) | CLOSED | CLOSED | MAIN |  | Unknown | Unknown |  | 0 |  |  |  | Unknown |  |  | PPU JUSCO CHERAS (BALAKONG) | Unknown | Unknown | Unknown | Unknown | DISTRIBUTION | TNB | CHERAS | Unknown | Unknown |  |  |  | Unknown | [17 empty] | 3 | Fail | Please check "Operating Voltage"
257879682 |  | JUBA-10 | 6722654 | 6722894 |  |  | Existing | RYB |  | SPARE13(JUBA) | CLOSED | CLOSED | MAIN |  | Unknown | Unknown |  | 0 |  |  |  | Unknown |  |  | PPU JUSCO CHERAS (BALAKONG) | Unknown | Unknown | Unknown | Unknown | DISTRIBUTION | TNB | CHERAS | Unknown | Unknown |  |  |  | Unknown | [17 empty] | 3 | Fail | Please check "Operating Voltage"
257879686 |  | JUBA-12 | 6722652 | 6722909 |  |  | Existing | RYB |  | B09007 SSU JUSCO CHERAS SELATAN | CLOSED | CLOSED | MAIN |  | Unknown | Unknown |  | 0 |  |  |  | Unknown |  |  | PPU JUSCO CHERAS (BALAKONG) | Unknown | Unknown | Unknown | Unknown | DISTRIBUTION | TNB | CHERAS | Unknown | Unknown |  |  |  | Unknown | [17 empty] | 3 | Fail | Please check "Operating Voltage"
257879698 |  | JUBA-31 | 6722971 | 6722841 |  |  | Existing | RYB |  | JUBA-TX1-31 | CLOSED | CLOSED | MAIN |  | 11 kV | Unknown |  | 0 |  |  |  | Unknown |  |  | PPU JUSCO CHERAS (BALAKONG) | Unknown | Unknown | Unknown | Unknown | DISTRIBUTION | TNB | CHERAS | Unknown | Unknown |  |  |  | Unknown | [17 empty] | 3 | Pass | null
257879702 |  | JUBA-32 | 6722969 | 6722856 |  |  | Existing | RYB |  | JUBA-TX2-32 | CLOSED | CLOSED | MAIN |  | Unknown | Unknown |  | 0 |  |  |  | Unknown |  |  | PPU JUSCO CHERAS (BALAKONG) | Unknown | Unknown | Unknown | Unknown | DISTRIBUTION | TNB | CHERAS | Unknown | Unknown |  |  |  | Unknown | [17 empty] | 3 | Fail | Please check "Operating Voltage"
257879706 |  | JUBA-16 | 6722940 | 6722946 |  |  | Existing | RYB |  | LOCAL TRANS | CLOSED | CLOSED | MAIN |  | Unknown | Unknown |  | 0 |  |  |  | Unknown |  |  | PPU JUSCO CHERAS (BALAKONG) | Unknown | Unknown | Unknown | Unknown | DISTRIBUTION | TNB | CHERAS | Unknown | Unknown |  |  |  | Unknown | [17 empty] | 3 | Fail | Please check "Operating Voltage"
257879710 |  | JUBA-14 | 6722927 | 6722933 |  |  | Existing | RYB |  | SPARE14(JUBA) | CLOSED | CLOSED | MAIN |  | Unknown | Unknown |  | 0 |  |  |  | Unknown |  |  | PPU JUSCO CHERAS (BALAKONG) | Unknown | Unknown | Unknown | Unknown | DISTRIBUTION | TNB | CHERAS | Unknown | Unknown |  |  |  | Unknown | [17 empty] | 3 | Fail | Please check "Operating Voltage"
257879714 |  | JUBA-13 | 6722913 | 6722919 |  |  | Existing | RYB |  | SPARE2(JUBA) | CLOSED | CLOSED | MAIN |  | Unknown | Unknown |  | 0 |  |  |  | Unknown |  |  | PPU JUSCO CHERAS (BALAKONG) | Unknown | Unknown | Unknown | Unknown | DISTRIBUTION | TNB | CHERAS | Unknown | Unknown |  |  |  | Unknown | [17 empty] | 3 | Fail | Please check "Operating Voltage"
257879718 |  | JUBA-9 | 6722756 | 6722775 |  |  | Existing | RYB |  | SPARE4(JUBA) | CLOSED | CLOSED | MAIN |  | Unknown | Unknown |  | 0 |  |  |  | Unknown |  |  | PPU JUSCO CHERAS (BALAKONG) | Unknown | Unknown | Unknown | Unknown | DISTRIBUTION | TNB | CHERAS | Unknown | Unknown |  |  |  | Unknown | [17 empty] | 3 | Fail | Please check "Operating Voltage"
257879722 |  | JUBA-7 | 6722745 | 6722807 |  |  | Existing | RYB |  | SPARE5(JUBA) | CLOSED | CLOSED | MAIN |  | 11 kV | Unknown |  | 0 |  |  |  | Unknown |  |  | PPU JUSCO CHERAS (BALAKONG) | Unknown | Unknown | Unknown | Unknown | DISTRIBUTION | TNB | CHERAS | Unknown | Unknown |  |  |  | Unknown | [17 empty] | 3 | Pass | null
257879726 |  | JUBA-11 | 6722743 | 6722766 |  |  | Existing | RYB |  | SPARE3(JUBA) | CLOSED | CLOSED | MAIN |  | Unknown | Unknown |  | 0 |  |  |  | Unknown |  |  | PPU JUSCO CHERAS (BALAKONG) | Unknown | Unknown | Unknown | Unknown | DISTRIBUTION | TNB | CHERAS | Unknown | Unknown |  |  |  | Unknown | [17 empty] | 3 | Fail | Please check "Operating Voltage"
257879730 |  | JUBA-8 | 6722732 | 6722891 |  |  | Existing | RYB |  | SPARE12(JUBA) | CLOSED | OPEN | MAIN |  | Unknown | Unknown |  | 0 |  |  |  | Unknown |  |  | PPU JUSCO CHERAS (BALAKONG) | Unknown | Unknown | Unknown | Unknown | DISTRIBUTION | TNB | CHERAS | Unknown | Unknown |  |  |  | Unknown | [17 empty] | 3 | Fail | Please check "Operating Voltage"
257879734 |  | JUBA-2 | 6722716 | 6722859 |  |  | Existing | RYB |  | SPARE9(JUBA) | CLOSED | CLOSED | MAIN |  | 11 kV | Unknown |  | 0 |  |  |  | Unknown |  |  | PPU JUSCO CHERAS (BALAKONG) | Unknown | Unknown | Unknown | Unknown | DISTRIBUTION | TNB | CHERAS | Unknown | Unknown |  |  |  | Unknown | [17 empty] | 3 | Pass | null
257879738 |  | JUBA-6 | 6722714 | 6722886 |  |  | Existing | RYB |  | SPARE11(JUBA) | CLOSED | CLOSED | MAIN |  | Unknown | Unknown |  | 0 |  |  |  | Unknown |  |  | PPU JUSCO CHERAS (BALAKONG) | Unknown | Unknown | Unknown | Unknown | DISTRIBUTION | TNB | CHERAS | Unknown | Unknown |  |  |  | Unknown | [17 empty] | 3 | Fail | Please check "Operating Voltage"
257879742 |  | JUBA-4 | 6722712 | 6722869 |  |  | Existing | RYB |  | SPARE10(JUBA) | CLOSED | CLOSED | MAIN |  | Unknown | Unknown |  | 0 |  |  |  | Unknown |  |  | PPU JUSCO CHERAS (BALAKONG) | Unknown | Unknown | Unknown | Unknown | DISTRIBUTION | TNB | CHERAS | Unknown | Unknown |  |  |  | Unknown | [17 empty] | 3 | Fail | Please check "Operating Voltage"
257884988 |  | TAMI-1 | 6732259 | 6732363 |  |  | Existing | RYB |  | TMN INTAN INDAH | OPEN | OPEN | RESERVE |  | 11 kV | Unknown |  | 0 |  |  |  | Unknown |  |  | PPU TAMING JAYA | Unknown | Unknown | Unknown | Unknown | DISTRIBUTION | TNB | CHERAS | Unknown | Unknown |  |  |  | Unknown | [17 empty] | 3 | Pass | null
257884992 |  | TAMI-3 | 6732258 | 6732400 |  |  | Existing | RYB |  | PANGSAPURI SUMMER FIELD | OPEN | OPEN | RESERVE |  | 11 kV | Unknown |  | 0 |  |  |  | Unknown |  |  | PPU TAMING JAYA | Unknown | Unknown | Unknown | Unknown | DISTRIBUTION | TNB | CHERAS | Unknown | Unknown |  |  |  | Unknown | [17 empty] | 3 | Pass | null
257884996 |  | TAMI-5 | 6732256 | 6732397 |  |  | Existing | RYB |  | SPARE4(TAMI) | OPEN | OPEN | RESERVE |  | 11 kV | Unknown |  | 0 |  |  |  | Unknown |  |  | PPU TAMING JAYA | Unknown | Unknown | Unknown | Unknown | DISTRIBUTION | TNB | CHERAS | Unknown | Unknown |  |  |  | Unknown | [17 empty] | 3 | Pass | null
257885000 |  | TAMI-7 | 6732254 | 6732394 |  |  | Existing | RYB |  | SPARE3(TAMI) | OPEN | OPEN | RESERVE |  | 11 kV | Unknown |  | 0 |  |  |  | Unknown |  |  | PPU TAMING JAYA | Unknown | Unknown | Unknown | Unknown | DISTRIBUTION | TNB | CHERAS | Unknown | Unknown |  |  |  | Unknown | [17 empty] | 3 | Pass | null
257885060 |  | TAMI-10 | 6732150 | 6732291 |  |  | Existing | RYB |  | SUN HAP SENG | OPEN | OPEN | MAIN |  | 11 kV | Unknown |  | 0 |  |  |  | Unknown |  |  | PPU TAMING JAYA | Unknown | Unknown | Unknown | Unknown | DISTRIBUTION | TNB | CHERAS | Unknown | Unknown |  |  |  | Unknown | [17 empty] | 3 | Pass | null
257885064 |  | TAMI-31 | 6732210 | 6732354 |  |  | Existing | RYB |  | 11KV BUSBAR | CLOSED | CLOSED | MAIN |  | 11 kV | Unknown |  | 0 |  |  |  | Unknown |  |  | PPU TAMING JAYA | Unknown | Unknown | Unknown | Unknown | DISTRIBUTION | TNB | CHERAS | Unknown | Unknown |  |  |  | Unknown | [17 empty] | 3 | Pass | null
257885068 |  | TAMI-2 | 6732190 | 6732334 |  |  | Existing | RYB |  | BERKAT HASIL NO 5 | OPEN | OPEN | MAIN |  | 11 kV | Unknown |  | 0 |  |  |  | Unknown |  |  | PPU TAMING JAYA | Unknown | Unknown | Unknown | Unknown | DISTRIBUTION | TNB | CHERAS | Unknown | Unknown |  |  |  | Unknown | [17 empty] | 3 | Pass | null
257885072 |  | TAMI-32 | 6732188 | 6732332 |  |  | Existing | RYB |  | 11KV BUSBAR | OPEN | OPEN | MAIN |  | 11 kV | Unknown |  | 0 |  |  |  | Unknown |  |  | PPU TAMING JAYA | Unknown | Unknown | Unknown | Unknown | DISTRIBUTION | TNB | CHERAS | Unknown | Unknown |  |  |  | Unknown | [17 empty] | 3 | Pass | null
257885076 |  | TAMI-4 | 6732173 | 6732319 |  |  | Existing | RYB |  | YEW CHAI SENG | OPEN | OPEN | MAIN |  | 11 kV | Unknown |  | 0 |  |  |  | Unknown |  |  | PPU TAMING JAYA | Unknown | Unknown | Unknown | Unknown | DISTRIBUTION | TNB | CHERAS | Unknown | Unknown |  |  |  | Unknown | [17 empty] | 3 | Pass | null
257885080 |  | TAMI-8 | 6732166 | 6732288 |  |  | Existing | RYB |  | APARTMENT TMN JUARA JAYA | OPEN | OPEN | MAIN |  | 11 kV | Unknown |  | 0 |  |  |  | Unknown |  |  | PPU TAMING JAYA | Unknown | Unknown | Unknown | Unknown | DISTRIBUTION | TNB | CHERAS | Unknown | Unknown |  |  |  | Unknown | [17 empty] | 3 | Pass | null
257885084 |  | TAMI-6 | 6732164 | 6732301 |  |  | Existing | RYB |  | TAMING JAYA INDUSTRIAL PARK | OPEN | OPEN | MAIN |  | 11 kV | Unknown |  | 0 |  |  |  | Unknown |  |  | PPU TAMING JAYA | Unknown | Unknown | Unknown | Unknown | DISTRIBUTION | TNB | CHERAS | Unknown | Unknown |  |  |  | Unknown | [17 empty] | 3 | Pass | null
257885088 |  | TAMI-12 | 6732152 | 6732303 |  |  | Existing | RYB |  | LI FOONG NO 2 | OPEN | OPEN | MAIN |  | 11 kV | Unknown |  | 0 |  |  |  | Unknown |  |  | PPU TAMING JAYA | Unknown | Unknown | Unknown | Unknown | DISTRIBUTION | TNB | CHERAS | Unknown | Unknown |  |  |  | Unknown | [17 empty] | 3 | Pass | null
257885092 |  | TAMI-14 | 6732509 | 6732523 |  |  | Existing | RYB |  | TANMING RAYA NO 3 | OPEN | OPEN | MAIN |  | 11 kV | Unknown |  | 0 |  |  |  | Unknown |  |  | PPU TAMING JAYA | Unknown | Unknown | Unknown | Unknown | DISTRIBUTION | TNB | CHERAS | Unknown | Unknown |  |  |  | Unknown | [17 empty] | 3 | Pass | null
257885096 |  | TAMI-16 | 6732508 | 6732519 |  |  | Existing | RYB |  | LOCAL TRANSFORMER | OPEN | OPEN | MAIN |  | 11 kV | Unknown |  | 0 |  |  |  | Unknown |  |  | PPU TAMING JAYA | Unknown | Unknown | Unknown | Unknown | DISTRIBUTION | TNB | CHERAS | Unknown | Unknown |  |  |  | Unknown | [17 empty] | 3 | Pass | null
257885108 |  | TAMI-9 | 6732275 | 6732424 |  |  | Existing | RYB |  | BERKAT HASIL NO 9 | CLOSED | CLOSED | MAIN |  | 11 kV | Unknown |  | 0 |  |  |  | Unknown |  |  | PPU TAMING JAYA | Unknown | Unknown | Unknown | Unknown | DISTRIBUTION | TNB | CHERAS | Unknown | Unknown |  |  |  | Unknown | [17 empty] | 3 | Pass | null
257885112 |  | TAMI-3 | 6732257 | 6732401 |  |  | Existing | RYB |  | PANGSAPURI SUMMER FIELD | CLOSED | CLOSED | MAIN |  | 11 kV | Unknown |  | 0 |  |  |  | Unknown |  |  | PPU TAMING JAYA | Unknown | Unknown | Unknown | Unknown | DISTRIBUTION | TNB | CHERAS | Unknown | Unknown |  |  |  | Unknown | [17 empty] | 3 | Pass | null
257885120 |  | TAMI-7 | 6732253 | 6732395 |  |  | Existing | RYB |  | SPARE3(TAMI) | CLOSED | OPEN | MAIN |  | 11 kV | Unknown |  | 0 |  |  |  | Unknown |  |  | PPU TAMING JAYA | Unknown | Unknown | Unknown | Unknown | DISTRIBUTION | TNB | CHERAS | Unknown | Unknown |  |  |  | Unknown | [17 empty] | 3 | Pass | null
257885124 |  | TAMI-1 | 6732248 | 6732362 |  |  | Existing | RYB |  | TMN INTAN INDAH | CLOSED | CLOSED | MAIN |  | 11 kV | Unknown |  | 0 |  |  |  | Unknown |  |  | PPU TAMING JAYA | Unknown | Unknown | Unknown | Unknown | DISTRIBUTION | TNB | CHERAS | Unknown | Unknown |  |  |  | Unknown | [17 empty] | 3 | Pass | null
257885400 | 1WO | TAMI-B/C-1W0 | 6732214 | 6732339 | BCRS/PPU/G00008/MB1WO | 300048132 | Existing | RYB |  | 33KV BUSBAR | OPEN | OPEN | BUSBAR COUPLER | 36.000 kV | Unknown | VACUMM | 19990107 | 1997 |  | Unknown | EPE | EPE | N/A | PM 28/079C | PPU TAMING JAYA | INTERCONNECT (OTHER UTILITY) | Unknown | Unknown | Unknown | DISTRIBUTION | TNB | CHERAS | Unknown | Unknown |  |  | CONTROL | Unknown |  | Unknown |  | Unknown |  | 25 |  | 25 | 1WO | Unknown | [7 empty] | 3 | Fail | Please check "Operating Voltage"
257885404 |  | TAMI-B/C-34 | 6732216 | 6732344 | BCRS/PPU/G00008/NB34 | 300048143 | Existing | RYB |  | 11KV BUSBAR | OPEN | OPEN | BUSBAR COUPLER | 12.000 kV | Unknown | VACUMM | 19990107 | 1996 |  |  | EPE | EPE | PM 32/120C | PM 32/431A | PPU TAMING JAYA | INTERCONNECT (OTHER UTILITY) | Unknown | Unknown | Unknown | DISTRIBUTION | TNB | CHERAS | Unknown | 75 |  |  | CONTROL | Unknown |  | Unknown |  | 28 |  | 25 |  | 25 |  | Unknown | [7 empty] | 3 | Fail | Please check "Operating Voltage"
257885408 |  | TAMI-B/S-30 | 6732215 | 6732342 | BCRS/PPU/G00008/NB30 | 300048141 | Existing | RYB |  | 11KV BUSBAR | CLOSED | CLOSED | BUSBAR SECTION | 12.000 kV | 11 kV | VACUMM | 19990107 | 1996 |  | Unknown | EPE | EPE | N/A | PM 32/123C | PPU TAMING JAYA | INTERCONNECT (OTHER UTILITY) | Unknown | Unknown | Unknown | DISTRIBUTION | TNB | CHERAS | Unknown | 75 |  |  | CONTROL | Unknown |  | Unknown |  | 28 |  | 25 |  | 25 |  | Unknown | [7 empty] | 3 | Pass | null
257885412 | 1SO | TAMI-B/S-1S0 | 6732209 | 6732343 | BCRS/PPU/G00008/MB1SO | 300048131 | Existing | RYB |  | 33KV BUSBAR | CLOSED | CLOSED | BUSBAR SECTION | 36.000 kV | 33 kV | VACUMM | 19990107 | 1997 |  | Unknown | EPE | EPE | N/A | PM 28/078C | PPU TAMING JAYA | INTERCONNECT (OTHER UTILITY) | Unknown | Unknown | Unknown | DISTRIBUTION | TNB | CHERAS | Unknown | Unknown |  |  | CONTROL | Unknown |  | Unknown |  | Unknown |  | 25 |  | 25 | 1SO | Unknown | [7 empty] | 3 | Pass | null
257885416 |  | N5 | 6732261 | 6732411 |  |  | Existing | RYB |  | N5 | CLOSED | CLOSED | NEUTRAL |  | Unknown | Unknown |  | 0 |  |  |  | Unknown |  |  | PPU TAMING JAYA | Unknown | Unknown | Unknown | Unknown | DISTRIBUTION | TNB | CHERAS | Unknown | Unknown |  |  |  | Unknown | [17 empty] | 3 | Fail | Please check "Operating Voltage"
257885420 |  | N1 | 6732260 | 6732350 |  |  | Existing | RYB |  | N1 | CLOSED | CLOSED | NEUTRAL |  | Unknown | Unknown |  | 0 |  |  | Unknown | Unknown |  |  | PPU TAMING JAYA | Unknown | Unknown | Unknown | Unknown | DISTRIBUTION | TNB | CHERAS | Unknown | Unknown |  |  |  | Unknown |  | Unknown | [15 empty] | 3 | Fail | Please check "Operating Voltage"
257885424 |  | N4 | 6732247 | 6732409 |  |  | Existing | RYB |  | N4 | CLOSED | CLOSED | NEUTRAL |  | Unknown | Unknown |  | 0 |  |  |  | Unknown |  |  | PPU TAMING JAYA | Unknown | Unknown | Unknown | Unknown | DISTRIBUTION | TNB | CHERAS | Unknown | Unknown |  |  |  | Unknown | [17 empty] | 3 | Fail | Please check "Operating Voltage"
257885428 |  | N2 | 6732246 | 6732418 |  |  | Existing | RYB |  | N2 | CLOSED | CLOSED | NEUTRAL |  | Unknown | Unknown |  | 0 |  |  |  | Unknown |  |  | PPU TAMING JAYA | Unknown | Unknown | Unknown | Unknown | DISTRIBUTION | TNB | CHERAS | Unknown | Unknown |  |  |  | Unknown | [17 empty] | 3 | Fail | Please check "Operating Voltage"
257885461 |  | TAMI-2H0 (M) | 6732193 | 6732310 |  |  | Existing | RYB |  | TAMI-TX2-2H0 | OPEN | OPEN | MAIN |  | 33 kV | Unknown |  | 0 |  |  |  | Unknown |  |  | PPU TAMING JAYA | Unknown | Unknown | Unknown | Unknown | DISTRIBUTION | TNB | CHERAS | Unknown | Unknown |  |  |  | Unknown | [17 empty] | 3 | Pass | null
257885465 |  | TAMI-2P5 (M) | 6732175 | 6732326 |  |  | Existing | RYB |  | BLKG-1L5 | OPEN | OPEN | MAIN |  | Unknown | Unknown |  | 0 |  |  |  | Unknown |  |  | PPU TAMING JAYA | Unknown | Unknown | Unknown | Unknown | DISTRIBUTION | TNB | CHERAS | Unknown | Unknown |  |  |  | Unknown | [17 empty] | 3 | Fail | Please check "Operating Voltage"
257885469 |  | TAMI-4P5 (M) | 6732433 | 6732434 |  |  | Existing | RYB |  | CJYA-5L5 | OPEN | OPEN | MAIN |  | Unknown | Unknown |  | 0 |  |  |  | Unknown |  |  | PPU TAMING JAYA | Unknown | Unknown | Unknown | Unknown | DISTRIBUTION | TNB | CHERAS | Unknown | Unknown |  |  |  | Unknown | [17 empty] | 3 | Fail | Please check "Operating Voltage"
257885473 |  | TAMI-1P5 (M) | 6732252 | 6732370 |  |  | Existing | RYB |  | SPARE2(TAMI) | CLOSED | CLOSED | MAIN |  | Unknown | Unknown |  | 0 |  |  |  | Unknown |  |  | PPU TAMING JAYA | Unknown | Unknown | Unknown | Unknown | DISTRIBUTION | TNB | CHERAS | Unknown | Unknown |  |  |  | Unknown | [17 empty] | 3 | Fail | Please check "Operating Voltage"
257885477 |  | TAMI-3P5 (M) | 6732249 | 6732404 |  |  | Existing | RYB |  | SPARE1(TAMI) | OPEN | OPEN | MAIN |  | Unknown | Unknown |  | 0 |  |  |  | Unknown |  |  | PPU TAMING JAYA | Unknown | Unknown | Unknown | Unknown | DISTRIBUTION | TNB | CHERAS | Unknown | Unknown |  |  |  | Unknown | [17 empty] | 3 | Fail | Please check "Operating Voltage"
257885481 |  | TAMI-1H0 (M) | 6732218 | 6732377 |  |  | Existing | RYB |  | TAMI-TX1-1H0 | CLOSED | CLOSED | MAIN |  | 33 kV | Unknown |  | 0 |  |  |  | Unknown |  |  | PPU TAMING JAYA | Unknown | Unknown | Unknown | Unknown | DISTRIBUTION | TNB | CHERAS | Unknown | Unknown |  |  |  | Unknown | [17 empty] | 3 | Pass | null
257885485 |  | TAMI-2H0 (R) | 6732192 | 6732311 |  |  | Existing | RYB |  | TAMI-TX2-2H0 | CLOSED | CLOSED | RESERVE |  | 33 kV | Unknown |  | 0 |  |  |  | Unknown |  |  | PPU TAMING JAYA | Unknown | Unknown | Unknown | Unknown | DISTRIBUTION | TNB | CHERAS | Unknown | Unknown |  |  |  | Unknown | [17 empty] | 3 | Pass | null
257885489 |  | TAMI-2P5 (R) | 6732174 | 6732327 |  |  | Existing | RYB |  | BLKG-1L5 | CLOSED | CLOSED | RESERVE |  | Unknown | Unknown |  | 0 |  |  |  | Unknown |  |  | PPU TAMING JAYA | Unknown | Unknown | Unknown | Unknown | DISTRIBUTION | TNB | CHERAS | Unknown | Unknown |  |  |  | Unknown | [17 empty] | 3 | Fail | Please check "Operating Voltage"
257885493 |  | TAMI-4P5 (R) | 6732431 | 6732439 |  |  | Existing | RYB |  | CJYA-5L5 | CLOSED | CLOSED | RESERVE |  | Unknown | Unknown |  | 0 |  |  |  | Unknown |  |  | PPU TAMING JAYA | Unknown | Unknown | Unknown | Unknown | DISTRIBUTION | TNB | CHERAS | Unknown | Unknown |  |  |  | Unknown | [17 empty] | 3 | Fail | Please check "Operating Voltage"
257885497 |  | TAMI-1P5 (R) | 6732251 | 6732358 |  |  | Existing | RYB |  | SPARE2(TAMI) | OPEN | OPEN | RESERVE |  | Unknown | Unknown |  | 0 |  |  |  | Unknown |  |  | PPU TAMING JAYA | Unknown | Unknown | Unknown | Unknown | DISTRIBUTION | TNB | CHERAS | Unknown | Unknown |  |  |  | Unknown | [17 empty] | 3 | Fail | Please check "Operating Voltage"
257885501 |  | TAMI-3P5 (R) | 6732250 | 6732388 |  |  | Existing | RYB |  | SPARE1(TAMI) | OPEN | OPEN | RESERVE |  | Unknown | Unknown |  | 0 |  |  |  | Unknown |  |  | PPU TAMING JAYA | Unknown | Unknown | Unknown | Unknown | DISTRIBUTION | TNB | CHERAS | Unknown | Unknown |  |  |  | Unknown | [17 empty] | 3 | Fail | Please check "Operating Voltage"
257885505 |  | TAMI-1H0 (R) | 6732217 | 6732376 |  |  | Existing | RYB |  | TAMI-TX1-1H0 | OPEN | OPEN | RESERVE |  | 33 kV | Unknown |  | 0 |  |  |  | Unknown |  |  | PPU TAMING JAYA | Unknown | Unknown | Unknown | Unknown | DISTRIBUTION | TNB | CHERAS | Unknown | Unknown |  |  |  | Unknown | [17 empty] | 3 | Pass | null
257885509 |  | TAMI-12 | 6732151 | 6732304 |  |  | Existing | RYB |  | LI FOONG NO 2 | CLOSED | CLOSED | RESERVE |  | 11 kV | Unknown |  | 0 |  |  |  | Unknown |  |  | PPU TAMING JAYA | Unknown | Unknown | Unknown | Unknown | DISTRIBUTION | TNB | CHERAS | Unknown | Unknown |  |  |  | Unknown | [17 empty] | 3 | Pass | null
257885513 |  | TAMI-10 | 6732149 | 6732290 |  |  | Existing | RYB |  | SUN HAP SENG | CLOSED | CLOSED | RESERVE |  | 11 kV | Unknown |  | 0 |  |  |  | Unknown |  |  | PPU TAMING JAYA | Unknown | Unknown | Unknown | Unknown | DISTRIBUTION | TNB | CHERAS | Unknown | Unknown |  |  |  | Unknown | [17 empty] | 3 | Pass | null
257885517 |  | TAMI-31 | 6732211 | 6732351 |  |  | Existing | RYB |  | 11KV BUSBAR | OPEN | OPEN | RESERVE |  | 11 kV | Unknown |  | 0 |  |  |  | Unknown |  |  | PPU TAMING JAYA | Unknown | Unknown | Unknown | Unknown | DISTRIBUTION | TNB | CHERAS | Unknown | Unknown |  |  |  | Unknown | [17 empty] | 3 | Pass | null
257885521 |  | TAMI-2 | 6732191 | 6732335 |  |  | Existing | RYB |  | BERKAT HASIL NO 5 | CLOSED | CLOSED | RESERVE |  | 11 kV | Unknown |  | 0 |  |  |  | Unknown |  |  | PPU TAMING JAYA | Unknown | Unknown | Unknown | Unknown | DISTRIBUTION | TNB | CHERAS | Unknown | Unknown |  |  |  | Unknown | [17 empty] | 3 | Pass | null
257885525 |  | TAMI-32 | 6732189 | 6732333 |  |  | Existing | RYB |  | 11KV BUSBAR | CLOSED | CLOSED | RESERVE |  | 11 kV | Unknown |  | 0 |  |  |  | Unknown |  |  | PPU TAMING JAYA | Unknown | Unknown | Unknown | Unknown | DISTRIBUTION | TNB | CHERAS | Unknown | Unknown |  |  |  | Unknown | [17 empty] | 3 | Pass | null
257885529 |  | TAMI-4 | 6732172 | 6732318 |  |  | Existing | RYB |  | YEW CHAI SENG | CLOSED | CLOSED | RESERVE |  | 11 kV | Unknown |  | 0 |  |  |  | Unknown |  |  | PPU TAMING JAYA | Unknown | Unknown | Unknown | Unknown | DISTRIBUTION | TNB | CHERAS | Unknown | Unknown |  |  |  | Unknown | [17 empty] | 3 | Pass | null
257885533 |  | TAMI-8 | 6732165 | 6732287 |  |  | Existing | RYB |  | APARTMENT TMN JUARA JAYA | CLOSED | CLOSED | RESERVE |  | 11 kV | Unknown |  | 0 |  |  |  | Unknown |  |  | PPU TAMING JAYA | Unknown | Unknown | Unknown | Unknown | DISTRIBUTION | TNB | CHERAS | Unknown | Unknown |  |  |  | Unknown | [17 empty] | 3 | Pass | null
257885537 |  | TAMI-6 | 6732163 | 6732300 |  |  | Existing | RYB |  | TAMING JAYA INDUSTRIAL PARK | CLOSED | CLOSED | RESERVE |  | 11 kV | Unknown |  | 0 |  |  |  | Unknown |  |  | PPU TAMING JAYA | Unknown | Unknown | Unknown | Unknown | DISTRIBUTION | TNB | CHERAS | Unknown | Unknown |  |  |  | Unknown | [17 empty] | 3 | Pass | null
257885541 |  | TAMI-16 | 6732507 | 6732518 |  |  | Existing | RYB |  | LOCAL TRANSFORMER | CLOSED | CLOSED | RESERVE |  | 11 kV | Unknown |  | 0 |  |  |  | Unknown |  |  | PPU TAMING JAYA | Unknown | Unknown | Unknown | Unknown | DISTRIBUTION | TNB | CHERAS | Unknown | Unknown |  |  |  | Unknown | [17 empty] | 3 | Pass | null
257885545 |  | TAMI-14 | 6732506 | 6732524 |  |  | Existing | RYB |  | TANMING RAYA NO 3 | CLOSED | CLOSED | RESERVE |  | 11 kV | Unknown |  | 0 |  |  |  | Unknown |  |  | PPU TAMING JAYA | Unknown | Unknown | Unknown | Unknown | DISTRIBUTION | TNB | CHERAS | Unknown | Unknown |  |  |  | Unknown | [17 empty] | 3 | Pass | null
257885557 |  | TAMI-9 | 6732274 | 6732423 |  |  | Existing | RYB |  | BERKAT HASIL NO 9 | OPEN | OPEN | RESERVE |  | 11 kV | Unknown |  | 0 |  |  |  | Unknown |  |  | PPU TAMING JAYA | Unknown | Unknown | Unknown | Unknown | DISTRIBUTION | TNB | CHERAS | Unknown | Unknown |  |  |  | Unknown | [17 empty] | 3 | Pass | null
257916422 |  | MINE-G83 | 6751425 | 6751582 |  |  | Existing | RYB |  | CJYA-2L5 | CLOSED | CLOSED | MAIN |  | 33 kV | Unknown |  | 0 |  |  |  | Unknown |  |  | PPU MINES | Unknown | Unknown | Unknown | Unknown | DISTRIBUTION | TNB | CHERAS | Unknown | Unknown |  |  |  | Unknown | [17 empty] | 3 | Pass | null
257916426 |  | MINE-1H0 | 6751407 | 6751542 |  |  | Existing | RYB |  | MINE-TX1-1H0 | CLOSED | CLOSED | MAIN |  | 33 kV | Unknown |  | 0 |  |  |  | Unknown |  |  | PPU MINES | Unknown | Unknown | Unknown | Unknown | DISTRIBUTION | TNB | CHERAS | Unknown | Unknown |  |  |  | Unknown | [17 empty] | 3 | Pass | null
257916430 |  | MINE-2H0 | 6751406 | 6751536 |  |  | Existing | RYB |  | MINE-TX2-2H0 | CLOSED | CLOSED | MAIN |  | 33 kV | Unknown |  | 0 |  |  |  | Unknown |  |  | PPU MINES | Unknown | Unknown | Unknown | Unknown | DISTRIBUTION | TNB | CHERAS | Unknown | Unknown |  |  |  | Unknown | [17 empty] | 3 | Pass | null
257916434 |  | MINE-G84 | 6751368 | 6751523 |  |  | Existing | RYB |  | SRDA-1P5 | OPEN | OPEN | MAIN |  | 33 kV | Unknown |  | 0 |  |  |  | Unknown |  |  | PPU MINES | Unknown | Unknown | Unknown | Unknown | DISTRIBUTION | TNB | CHERAS | Unknown | Unknown |  |  |  | Unknown | [17 empty] | 3 | Pass | null
257916442 |  | MINE-G83 | 6751424 | 6751581 |  |  | Existing | RYB |  | CJYA-2L5 | OPEN | OPEN | RESERVE |  | 33 kV | Unknown |  | 0 |  |  |  | Unknown |  |  | PPU MINES | Unknown | Unknown | Unknown | Unknown | DISTRIBUTION | TNB | CHERAS | Unknown | Unknown |  |  |  | Unknown | [17 empty] | 3 | Pass | null
257916446 |  | MINE-2H0 | 6751405 | 6751515 |  |  | Existing | RYB |  | MINE-TX2-2H0 | OPEN | OPEN | RESERVE |  | 33 kV | Unknown |  | 0 |  |  |  | Unknown |  |  | PPU MINES | Unknown | Unknown | Unknown | Unknown | DISTRIBUTION | TNB | CHERAS | Unknown | Unknown |  |  |  | Unknown | [17 empty] | 3 | Pass | null
257916450 |  | MINE-1H0 | 6751404 | 6751543 |  |  | Existing | RYB |  | MINE-TX1-1H0 | OPEN | OPEN | RESERVE |  | 33 kV | Unknown |  | 0 |  |  |  | Unknown |  |  | PPU MINES | Unknown | Unknown | Unknown | Unknown | DISTRIBUTION | TNB | CHERAS | Unknown | Unknown |  |  |  | Unknown | [17 empty] | 3 | Pass | null
257916454 |  | MINE-G84 | 6751369 | 6751521 |  |  | Existing | RYB |  | SRDA-1P5 | CLOSED | CLOSED | RESERVE |  | 33 kV | Unknown |  | 0 |  |  |  | Unknown |  |  | PPU MINES | Unknown | Unknown | Unknown | Unknown | DISTRIBUTION | TNB | CHERAS | Unknown | Unknown |  |  |  | Unknown | [17 empty] | 3 | Pass | null
257916458 |  | MINE-7 | 6751463 | 6751595 |  |  | Existing | RYB |  | SG BESI INDAH NO 3 | OPEN | OPEN | RESERVE |  | 11 kV | Unknown |  | 0 |  |  |  | Unknown |  |  | PPU MINES | Unknown | Unknown | Unknown | Unknown | DISTRIBUTION | TNB | CHERAS | Unknown | Unknown |  |  |  | Unknown | [17 empty] | 3 | Pass | null
257916462 |  | MINE-5 | 6751461 | 6751612 |  |  | Existing | RYB |  | PUJIAN DEVELOPMENT | OPEN | OPEN | RESERVE |  | 11 kV | Unknown |  | 0 |  |  |  | Unknown |  |  | PPU MINES | Unknown | Unknown | Unknown | Unknown | DISTRIBUTION | TNB | CHERAS | Unknown | Unknown |  |  |  | Unknown | [17 empty] | 3 | Pass | null
257916466 |  | MINE-1 | 6751437 | 6751571 |  |  | Existing | RYB |  | S/SUIS MINES SHOPPING FAIR | OPEN | OPEN | RESERVE |  | 11 kV | Unknown |  | 0 |  |  |  | Unknown |  |  | PPU MINES | Unknown | Unknown | Unknown | Unknown | DISTRIBUTION | TNB | CHERAS | Unknown | Unknown |  |  |  | Unknown | [17 empty] | 3 | Pass | null
257916470 |  | MINE-3 | 6751435 | 6751589 |  |  | Existing | RYB |  | STN SUIS THE MINES | OPEN | OPEN | RESERVE |  | 11 kV | Unknown |  | 0 |  |  |  | Unknown |  |  | PPU MINES | Unknown | Unknown | Unknown | Unknown | DISTRIBUTION | TNB | CHERAS | Unknown | Unknown |  |  |  | Unknown | [17 empty] | 3 | Pass | null
257916474 |  | MINE-32 | 6751402 | 6751513 |  |  | Existing | RYB |  | 11KV BUSBAR | CLOSED | CLOSED | RESERVE |  | 11 kV | Unknown |  | 0 |  |  |  | Unknown |  |  | PPU MINES | Unknown | Unknown | Unknown | Unknown | DISTRIBUTION | TNB | CHERAS | Unknown | Unknown |  |  |  | Unknown | [17 empty] | 3 | Pass | null
257916478 |  | MINE-31 (R) | 6751398 | 6751558 |  |  | Existing | RYB |  | 11KV BUSBAR | OPEN | OPEN | RESERVE |  | 11 kV | Unknown |  | 0 |  |  |  | Unknown |  |  | PPU MINES | Unknown | Unknown | Unknown | Unknown | DISTRIBUTION | TNB | CHERAS | Unknown | Unknown |  |  |  | Unknown | [17 empty] | 3 | Pass | null
257916482 |  | MINE-4 | 6751373 | 6751533 |  |  | Existing | RYB |  | STN SUIS MALAYSIA INTERNATIONAL | CLOSED | OPEN | RESERVE |  | 11 kV | Unknown |  | 0 |  |  |  | Unknown |  |  | PPU MINES | Unknown | Unknown | Unknown | Unknown | DISTRIBUTION | TNB | CHERAS | Unknown | Unknown |  |  |  | Unknown | [17 empty] | 3 | Pass | null
257916486 |  | MINE-2 | 6751371 | 6751517 |  |  | Existing | RYB |  | S/SUIS MINES SHOPPING FAIR | CLOSED | OPEN | RESERVE |  | 11 kV | Unknown |  | 0 |  |  |  | Unknown |  |  | PPU MINES | Unknown | Unknown | Unknown | Unknown | DISTRIBUTION | TNB | CHERAS | Unknown | Unknown |  |  |  | Unknown | [17 empty] | 3 | Pass | null
257916490 |  | MINE-12 | 6751356 | 6751506 |  |  | Existing | RYB |  | MARVELLOUS | CLOSED | OPEN | RESERVE |  | 11 kV | Unknown |  | 0 |  |  |  | Unknown |  |  | PPU MINES | Unknown | Unknown | Unknown | Unknown | DISTRIBUTION | TNB | CHERAS | Unknown | Unknown |  |  |  | Unknown | [17 empty] | 3 | Pass | null
257916494 |  | MINE-10 | 6751354 | 6751503 |  |  | Existing | RYB |  | SG BESI M. RESORT NO 1 | CLOSED | OPEN | RESERVE |  | 11 kV | Unknown |  | 0 |  |  |  | Unknown |  |  | PPU MINES | Unknown | Unknown | Unknown | Unknown | DISTRIBUTION | TNB | CHERAS | Unknown | Unknown |  |  |  | Unknown | [17 empty] | 3 | Pass | null
257916498 |  | MINE-8 | 6751352 | 6751500 |  |  | Existing | RYB |  | SG BESI INDAH NO 6A | CLOSED | OPEN | RESERVE |  | 11 kV | Unknown |  | 0 |  |  |  | Unknown |  |  | PPU MINES | Unknown | Unknown | Unknown | Unknown | DISTRIBUTION | TNB | CHERAS | Unknown | Unknown |  |  |  | Unknown | [17 empty] | 3 | Pass | null
257916502 |  | MINE-6 | 6751350 | 6751488 |  |  | Existing | RYB |  | NO.4 SOUTHERN LAKE | CLOSED | OPEN | RESERVE |  | 11 kV | Unknown |  | 0 |  |  |  | Unknown |  |  | PPU MINES | Unknown | Unknown | Unknown | Unknown | DISTRIBUTION | TNB | CHERAS | Unknown | Unknown |  |  |  | Unknown | [17 empty] | 3 | Pass | null
257916506 |  | MINE-14 | 6751663 | 6751672 |  |  | Existing | RYB |  | LOCAL TX | CLOSED | OPEN | RESERVE |  | 11 kV | Unknown |  | 0 |  |  |  | Unknown |  |  | PPU MINES | Unknown | Unknown | Unknown | Unknown | DISTRIBUTION | TNB | CHERAS | Unknown | Unknown |  |  |  | Unknown | [17 empty] | 3 | Pass | null
257916518 |  | MINE-11 | 6751467 | 6751625 |  |  | Existing | RYB |  | MINES HIRITAGE | OPEN | OPEN | RESERVE |  | 11 kV | Unknown |  | 0 |  |  |  | Unknown |  |  | PPU MINES | Unknown | Unknown | Unknown | Unknown | DISTRIBUTION | TNB | CHERAS | Unknown | Unknown |  |  |  | Unknown | [17 empty] | 3 | Pass | null
257916522 |  | MINE-9 | 6751465 | 6751628 |  |  | Existing | RYB |  | SG. BESI INDAH NO.9 (COMPACT) | OPEN | OPEN | RESERVE |  | 11 kV | Unknown |  | 0 |  |  |  | Unknown |  |  | PPU MINES | Unknown | Unknown | Unknown | Unknown | DISTRIBUTION | TNB | CHERAS | Unknown | Unknown |  |  |  | Unknown | [17 empty] | 3 | Pass | null
257916579 |  | MINE-7 | 6751464 | 6751596 |  |  | Existing | RYB |  | SG BESI INDAH NO 3 | CLOSED | CLOSED | MAIN |  | 11 kV | Unknown |  | 0 |  |  |  | Unknown |  |  | PPU MINES | Unknown | Unknown | Unknown | Unknown | DISTRIBUTION | TNB | CHERAS | Unknown | Unknown |  |  |  | Unknown | [17 empty] | 3 | Pass | null
257916583 |  | MINE-5 | 6751462 | 6751588 |  |  | Existing | RYB |  | PUJIAN DEVELOPMENT | CLOSED | CLOSED | MAIN |  | 11 kV | Unknown |  | 0 |  |  |  | Unknown |  |  | PPU MINES | Unknown | Unknown | Unknown | Unknown | DISTRIBUTION | TNB | CHERAS | Unknown | Unknown |  |  |  | Unknown | [17 empty] | 3 | Pass | null
257916587 |  | MINE-3 | 6751440 | 6751610 |  |  | Existing | RYB |  | STN SUIS THE MINES | CLOSED | CLOSED | MAIN |  | 11 kV | Unknown |  | 0 |  |  |  | Unknown |  |  | PPU MINES | Unknown | Unknown | Unknown | Unknown | DISTRIBUTION | TNB | CHERAS | Unknown | Unknown |  |  |  | Unknown | [17 empty] | 3 | Pass | null
257916591 |  | MINE-1 | 6751436 | 6751580 |  |  | Existing | RYB |  | S/SUIS MINES SHOPPING FAIR | CLOSED | CLOSED | MAIN |  | 11 kV | Unknown |  | 0 |  |  |  | Unknown |  |  | PPU MINES | Unknown | Unknown | Unknown | Unknown | DISTRIBUTION | TNB | CHERAS | Unknown | Unknown |  |  |  | Unknown | [17 empty] | 3 | Pass | null
257916595 |  | MINE-32 | 6751401 | 6751512 |  |  | Existing | RYB |  | 11KV BUSBAR | OPEN | OPEN | MAIN |  | 11 kV | Unknown |  | 0 |  |  |  | Unknown |  |  | PPU MINES | Unknown | Unknown | Unknown | Unknown | DISTRIBUTION | TNB | CHERAS | Unknown | Unknown |  |  |  | Unknown | [17 empty] | 3 | Pass | null
257916599 |  | MINE-31 (M) | 6751397 | 6751556 |  |  | Existing | RYB |  | 11KV BUSBAR | CLOSED | CLOSED | MAIN |  | 11 kV | Unknown |  | 0 |  |  |  | Unknown |  |  | PPU MINES | Unknown | Unknown | Unknown | Unknown | DISTRIBUTION | TNB | CHERAS | Unknown | Unknown |  |  |  | Unknown | [17 empty] | 3 | Pass | null
257916603 |  | MINE-4 | 6751372 | 6751534 |  |  | Existing | RYB |  | STN SUIS MALAYSIA INTERNATIONAL | OPEN | CLOSED | MAIN |  | 11 kV | Unknown |  | 0 |  |  |  | Unknown |  |  | PPU MINES | Unknown | Unknown | Unknown | Unknown | DISTRIBUTION | TNB | CHERAS | Unknown | Unknown |  |  |  | Unknown | [17 empty] | 3 | Pass | null
257916607 |  | MINE-2 | 6751370 | 6751518 |  |  | Existing | RYB |  | S/SUIS MINES SHOPPING FAIR | OPEN | CLOSED | MAIN |  | 11 kV | Unknown |  | 0 |  |  |  | Unknown |  |  | PPU MINES | Unknown | Unknown | Unknown | Unknown | DISTRIBUTION | TNB | CHERAS | Unknown | Unknown |  |  |  | Unknown | [17 empty] | 3 | Pass | null
257916611 |  | MINE-12 | 6751357 | 6751498 |  |  | Existing | RYB |  | MARVELLOUS | OPEN | CLOSED | MAIN |  | 11 kV | Unknown |  | 0 |  |  |  | Unknown |  |  | PPU MINES | Unknown | Unknown | Unknown | Unknown | DISTRIBUTION | TNB | CHERAS | Unknown | Unknown |  |  |  | Unknown | [17 empty] | 3 | Pass | null
257916615 |  | MINE-10 | 6751355 | 6751504 |  |  | Existing | RYB |  | SG BESI M. RESORT NO 1 | OPEN | CLOSED | MAIN |  | 11 kV | Unknown |  | 0 |  |  |  | Unknown |  |  | PPU MINES | Unknown | Unknown | Unknown | Unknown | DISTRIBUTION | TNB | CHERAS | Unknown | Unknown |  |  |  | Unknown | [17 empty] | 3 | Pass | null
257916619 |  | MINE-8 | 6751353 | 6751501 |  |  | Existing | RYB |  | SG BESI INDAH NO 6A | OPEN | CLOSED | MAIN |  | 11 kV | Unknown |  | 0 |  |  |  | Unknown |  |  | PPU MINES | Unknown | Unknown | Unknown | Unknown | DISTRIBUTION | TNB | CHERAS | Unknown | Unknown |  |  |  | Unknown | [17 empty] | 3 | Pass | null
257916623 |  | MINE-6 | 6751351 | 6751487 |  |  | Existing | RYB |  | NO.4 SOUTHERN LAKE | OPEN | CLOSED | MAIN |  | 11 kV | Unknown |  | 0 |  |  |  | Unknown |  |  | PPU MINES | Unknown | Unknown | Unknown | Unknown | DISTRIBUTION | TNB | CHERAS | Unknown | Unknown |  |  |  | Unknown | [17 empty] | 3 | Pass | null
257916627 |  | MINE-14 | 6751662 | 6751671 |  |  | Existing | RYB |  | LOCAL TX | OPEN | CLOSED | MAIN |  | 11 kV | Unknown |  | 0 |  |  |  | Unknown |  |  | PPU MINES | Unknown | Unknown | Unknown | Unknown | DISTRIBUTION | TNB | CHERAS | Unknown | Unknown |  |  |  | Unknown | [17 empty] | 3 | Pass | null
257916639 |  | MINE-11 | 6751468 | 6751626 |  |  | Existing | RYB |  | MINES HIRITAGE | CLOSED | CLOSED | MAIN |  | 11 kV | Unknown |  | 0 |  |  |  | Unknown |  |  | PPU MINES | Unknown | Unknown | Unknown | Unknown | DISTRIBUTION | TNB | CHERAS | Unknown | Unknown |  |  |  | Unknown | [17 empty] | 3 | Pass | null
257916643 |  | MINE-9 | 6751466 | 6751629 |  |  | Existing | RYB |  | SG. BESI INDAH NO.9 (COMPACT) | CLOSED | CLOSED | MAIN |  | 11 kV | Unknown |  | 0 |  |  |  | Unknown |  |  | PPU MINES | Unknown | Unknown | Unknown | Unknown | DISTRIBUTION | TNB | CHERAS | Unknown | Unknown |  |  |  | Unknown | [17 empty] | 3 | Pass | null
257916923 |  | MINE-B/C-34 | 6751403 | 6751546 | BCRS/PPU/G00009/NB34 | 300047988 | Existing | RYB |  | 11KV BUSBAR | OPEN | CLOSED | BUSBAR COUPLER | 12.000 kV | Unknown | VACUMM | 19960706 | 1996 |  |  | EPE | EPE | N/A | PM32/106C | PPU MINES | Unknown | Unknown | Unknown | Unknown | DISTRIBUTION | TNB | CHERAS | Unknown | Unknown |  |  |  | Unknown | [17 empty] | 3 | Fail | Please check "Operating Voltage"
257916927 |  | MINE-B/S-30 | 6751400 | 6751548 | BCRS/PPU/G00009/NB30 | 300047985 | Existing | RYB |  | 11KV BUSBAR | OPEN | CLOSED | BUSBAR SECTION | 12.000 kV | Unknown | VACUMM | 19960706 | 1996 |  |  | EPE | EPE | N/A | PM32/103C | PPU MINES | Unknown | Unknown | Unknown | Unknown | DISTRIBUTION | TNB | CHERAS | Unknown | Unknown |  |  |  | Unknown | [17 empty] | 3 | Fail | Please check "Operating Voltage"
257916931 |  | N2 | 6751441 | 6751576 |  |  | Existing | RYB |  | N2 | CLOSED | CLOSED | NEUTRAL |  | Unknown | Unknown |  | 0 |  |  |  | Unknown |  |  | PPU MINES | Unknown | Unknown | Unknown | Unknown | DISTRIBUTION | TNB | CHERAS | Unknown | Unknown |  |  |  | Unknown | [17 empty] | 3 | Fail | Please check "Operating Voltage"
257916935 |  | N5 | 6751434 | 6751608 |  |  | Existing | RYB |  | N5 | CLOSED | CLOSED | NEUTRAL |  | Unknown | Unknown |  | 0 |  |  |  | Unknown |  |  | PPU MINES | Unknown | Unknown | Unknown | Unknown | DISTRIBUTION | TNB | CHERAS | Unknown | Unknown |  |  |  | Unknown | [17 empty] | 3 | Fail | Please check "Operating Voltage"
257916939 |  | N1 | 6751408 | 6751567 |  |  | Existing | RYB |  | N1 | CLOSED | CLOSED | NEUTRAL |  | Unknown | Unknown |  | 0 |  |  |  | Unknown |  |  | PPU MINES | Unknown | Unknown | Unknown | Unknown | DISTRIBUTION | TNB | CHERAS | Unknown | Unknown |  |  |  | Unknown | [17 empty] | 3 | Fail | Please check "Operating Voltage"
257916943 |  | N4 | 6751469 | 6751599 |  |  | Existing | RYB |  | N4 | OPEN | OPEN | NEUTRAL |  | Unknown | Unknown |  | 0 |  |  |  | Unknown |  |  | PPU MINES | Unknown | Unknown | Unknown | Unknown | DISTRIBUTION | TNB | CHERAS | Unknown | Unknown |  |  |  | Unknown | [17 empty] | 3 | Fail | Please check "Operating Voltage"
376446467 | B05448 |  |  |  | BCRS/PCE/J00108/MB1 | 300431086 | Existing | RYB | TMASS-10 | B11015 ALLIANCE INDUSTRIES(M) SDN BH | CLOSED |  | LINK |  | 11 kV |  | 20001101 |  |  |  |  | TAMCO |  |  | MADAH PERKAYUAN | Unknown | Unknown | Unknown | Unknown | DISTRIBUTION | TNB | CHERAS | Unknown |  |  |  |  | Unknown | [8 empty] | B05448 | [8 empty] | 3 | Pass | null
376446471 | B05447 | [5 empty] | Existing | RYB | TMASS-10 | B11015 ALLIANCE INDUSTRIES(M) SDN BH | CLOSED |  | LINK |  | 11 kV | [6 empty] | TAMCO |  |  | MADAH PERKAYUAN | Unknown | Unknown | Unknown | Unknown | DISTRIBUTION | TNB | CHERAS | Unknown |  |  |  |  | Unknown | [8 empty] | B05447 | [8 empty] | 3 | Pass | null
376446475 | B02224 | [5 empty] | Existing | RYB | TMASS-10 | B11015 ALLIANCE INDUSTRIES(M) SDN BH | OPEN |  | LINK |  | 11 kV | [6 empty] | TAMCO |  |  | MADAH PERKAYUAN | Unknown | Unknown | Unknown | Unknown | DISTRIBUTION | TNB | CHERAS | Unknown |  |  |  |  | Unknown | [8 empty] | B02224 | [8 empty] | 3 | Pass | null
376446493 | B02232 |  |  |  | BCRS/PCE/J00114/MB1 | 300431088 | Existing | RYB |  |  | CLOSED | CLOSED | LINK |  | 11 kV |  | 20001101 |  |  |  |  | TAMCO |  |  | KG SG TEKALI NO 2 A/T | Unknown | Unknown | NO | NONE | DISTRIBUTION | TNB | CHERAS | NO | Unknown |  |  |  | NO | [8 empty] | B02232 | NO | [7 empty] | 3 | Pass | null
376446495 | B02234 |  |  |  | BCRS/PCE/J00114/MB1 | 300431088 | Existing | RYB |  |  | CLOSED | CLOSED | LINK |  | 11 kV |  | 20001101 |  |  |  |  | TAMCO |  |  | KG SG TEKALI NO 2 A/T | Unknown | Unknown | NO | NONE | DISTRIBUTION | TNB | CHERAS | NO | Unknown |  |  |  | NO | [8 empty] | B02234 | NO | [7 empty] | 3 | Pass | null
376450717 |  | SGLN-9 | 6748187 | 6748335 |  |  | Existing | RYB |  | BDR MAHKOTA CHERAS NO 14 | OPEN | OPEN | RESERVE |  | 11 kV | Unknown |  | 0 |  |  |  | Unknown |  |  | PPU SUNGAI LONG | Unknown | Unknown | Unknown | Unknown | DISTRIBUTION | TNB | CHERAS | Unknown |  |  |  |  | Unknown | [17 empty] | 3 | Pass | null
376450722 |  | SGLN-9 | 6748188 | 6748336 |  |  | Existing | RYB |  | BDR MAHKOTA CHERAS NO 14 | CLOSED | CLOSED | MAIN |  | 11 kV | Unknown |  | 0 |  |  |  | Unknown |  |  | PPU SUNGAI LONG | Unknown | Unknown | Unknown | Unknown | DISTRIBUTION | TNB | CHERAS | Unknown |  |  |  |  | Unknown | [17 empty] | 3 | Pass | null
376450733 |  | SGLN-12 | 6748069 | 6748206 |  |  | Existing | RYB |  | BDR SG LONG GOLF CLUB | CLOSED | CLOSED | RESERVE |  | 11 kV | Unknown |  | 0 |  |  |  | Unknown |  |  | PPU SUNGAI LONG | Unknown | Unknown | Unknown | Unknown | DISTRIBUTION | TNB | CHERAS | Unknown |  |  |  |  | Unknown | [17 empty] | 3 | Pass | null
376450738 |  | SGLN-12 | 6748070 | 6748218 |  |  | Existing | RYB |  | BDR SG LONG GOLF CLUB | OPEN | OPEN | MAIN |  | 11 kV | Unknown |  | 0 |  |  |  | Unknown |  |  | PPU SUNGAI LONG | Unknown | Unknown | Unknown | Unknown | DISTRIBUTION | TNB | CHERAS | Unknown |  |  |  |  | Unknown | [17 empty] | 3 | Pass | null
376450813 | B10882 |  |  |  | BCRS/PCE/J00973/MB1 | 300319479 | Existing | RYB |  | B01480 PE FU YUEN | CLOSED | CLOSED | LINK |  | 11 kV |  | 24/07/2008 |  |  |  |  | INDKOM |  |  | RUMAH KEDAI JUSCO | Unknown | Unknown | NO | NONE | DISTRIBUTION | TNB | CHERAS | NO | Unknown |  |  |  | NO | [8 empty] | B10882 | NO | [7 empty] | 3 | Pass | null
376450818 | B14115 |  |  |  | BCRS/PCE/J00973/MB1 | 300319479 | Existing | RYB |  |  | OPEN | CLOSED | LINK |  | 11 kV |  | 24/07/2008 |  |  |  |  | INDKOM |  |  | RUMAH KEDAI JUSCO | Unknown | Unknown | NO | NONE | DISTRIBUTION | TNB | CHERAS | NO | Unknown |  |  |  | NO | [8 empty] | B14115 | NO | [7 empty] | 3 | Pass | null
376450822 | B10885 |  |  |  | BCRS/PCE/J00973/MB1 | 300319479 | Existing | RYB |  | B11037 PE C180 NO 1 BALAKONG | CLOSED | CLOSED | LINK |  | 11 kV |  | 24/07/2008 |  |  |  |  | INDKOM |  |  | RUMAH KEDAI JUSCO | Unknown | Unknown | NO | NONE | DISTRIBUTION | TNB | CHERAS | NO | Unknown |  |  |  | NO | [8 empty] | B10885 | NO | [7 empty] | 3 | Pass | null
376455127 | [6 empty] | Existing | RYB |  |  | OPEN | OPEN | BUSBAR SECTION |  | 11 kV | [9 empty] | SSU WOTP | Unknown | Unknown | NO | NONE | DISTRIBUTION | TNB | CHERAS | NO | Unknown |  |  |  | NO | [17 empty] | 1 | Pass | null
376455140 | B14112 |  |  |  | BCRS/PCE/J01257/MB1 | 300506417 | Existing | RYB |  | B14113 PE WOTP CHERAS NO 3 | CLOSED | CLOSED | LINK |  | 11 kV | [6 empty] | INDKOM |  |  | PE WOTP CHERAS NO 2 | Unknown | Unknown | NO | NONE | DISTRIBUTION | TNB | CHERAS | NO | Unknown |  |  |  | NO | [8 empty] | B14112 | NO | [7 empty] | 1 | Pass | null
376455154 | B14109 |  |  |  | BCRS/PCE/J01257/MB1 | 300506417 | Existing | RYB |  | B14107 SSU WOTP CHERAS NO 1 | CLOSED | CLOSED | LINK |  | 11 kV | [6 empty] | INDKOM |  |  | PE WOTP CHERAS NO 2 | Unknown | Unknown | NO | NONE | DISTRIBUTION | TNB | CHERAS | NO | Unknown |  |  |  | NO | [8 empty] | B14109 | NO | [7 empty] | 1 | Pass | null
376455301 | B14113 |  |  |  | BCRS/PCE/J01254/MB1 | 300503044 | Existing | RYB |  | B14112 PE WOTP CHERAS NO 2 | CLOSED | CLOSED | LINK |  | 11 kV | [6 empty] | INDKOM |  |  | PE WOTP CHERAS NO 3 | Unknown | Unknown | NO | NONE | DISTRIBUTION | TNB | CHERAS | NO | Unknown |  |  |  | NO | [8 empty] | B14113 | NO | [7 empty] | 1 | Pass | null
376455306 | B14117 |  |  |  | BCRS/PCE/J01254/MB1 | 300503044 | Existing | RYB |  | B14118 PE WOTP CHERAS NO 4 | CLOSED | CLOSED | LINK |  | 11 kV | [6 empty] | INDKOM |  |  | PE WOTP CHERAS NO 3 | Unknown | Unknown | NO | NONE | DISTRIBUTION | TNB | CHERAS | NO | Unknown |  |  |  | NO | [8 empty] | B14117 | NO | [7 empty] | 1 | Pass | null
376455310 | B14114 |  |  |  | BCRS/PCE/J01254/MB1 | 300503044 | Existing | RYB |  | B14115 PE RMH KEDAI JUSCO | CLOSED | CLOSED | LINK |  | 11 kV | [6 empty] | INDKOM |  |  | PE WOTP CHERAS NO 3 | Unknown | Unknown | NO | NONE | DISTRIBUTION | TNB | CHERAS | NO | Unknown |  |  |  | NO | [8 empty] | B14114 | NO | [7 empty] | 1 | Pass | null
376455397 | B14121 |  |  |  | BCRS/PCE/J01255/MB1 | 300506415 | Existing | RYB |  | B14104 SSU WOTP CHERAS NO 1 | CLOSED | CLOSED | LINK |  | 11 kV | [6 empty] | INDKOM |  |  | PE WOTP CHERAS NO 4 | Unknown | Unknown | NO | NONE | DISTRIBUTION | TNB | CHERAS | NO | Unknown |  |  |  | NO | [8 empty] | B14121 | NO | [7 empty] | 3 | Pass | null
376455411 | B14118 |  |  |  | BCRS/PCE/J01255/MB1 | 300506415 | Existing | RYB |  | B14117 PE WOTP CHERAS NO 3 | OPEN | CLOSED | LINK |  | 11 kV | [6 empty] | INDKOM |  |  | PE WOTP CHERAS NO 4 | Unknown | Unknown | NO | NONE | DISTRIBUTION | TNB | CHERAS | NO | Unknown |  |  |  | NO | [8 empty] | B14118 | NO | [7 empty] | 1 | Pass | null
376498056 | B04391 |  |  |  | BCRS/PCE/J00662/MBB04391 | 300270670 | Existing | RYB |  |  | CLOSED | CLOSED | LINK |  | 11 kV |  | 19991101 |  |  |  |  | TAMCO |  |  | BUKIT BAYU NO 2 | Unknown | Unknown | NO | NONE | DISTRIBUTION | TNB | CHERAS | NO | Unknown |  |  |  | NO | [8 empty] | B04391 | NO | [7 empty] | 3 | Pass | null
376498058 | B04392 |  |  |  | BCRS/PCE/J00662/MBB04391 | 300270670 | Existing | RYB |  |  | CLOSED | CLOSED | LINK |  | 11 kV |  | 19991101 |  |  |  |  | TAMCO |  |  | BUKIT BAYU NO 2 | Unknown | Unknown | NO | NONE | DISTRIBUTION | TNB | CHERAS | NO | Unknown |  |  |  | NO | [8 empty] | B04392 | NO | [7 empty] | 3 | Pass | null
376498808 | B14798 | [5 empty] | Existing | RYB |  |  | CLOSED | CLOSED | LINK |  | 11 kV | [9 empty] | PE PDT TMN VILLA SAKURA (0691) | Unknown | Unknown | NO | NONE | DISTRIBUTION | TNB | CHERAS | NO | Unknown |  |  |  | NO | [8 empty] | B14798 | NO | [7 empty] | 3 | Pass | null
376498810 | B14796 | [5 empty] | Existing | RYB |  |  | CLOSED | CLOSED | LINK |  | 11 kV | [9 empty] | PE PDT TMN VILLA SAKURA (0691) | Unknown | Unknown | NO | NONE | DISTRIBUTION | TNB | CHERAS | NO | Unknown |  |  |  | NO | [8 empty] | B14796 | NO | [7 empty] | 3 | Pass | null
376498932 | B14939 |  |  |  | BCRS/PCE/J01342/MB1 | 310329624 | Existing | Unknown |  |  | CLOSED | CLOSED | LINK |  | 11 kV | [6 empty] | INDKOM |  |  | PE CLOUDTREE NO 1 | Unknown | Unknown | NO | NONE | DISTRIBUTION | TNB | CHERAS | NO | Unknown |  |  |  | NO | [8 empty] | B14939 | NO | [7 empty] | 0 | Fail | Please check "Phasing"
376498946 | B14938 |  |  |  | BCRS/PCE/J01342/MB1 | 310329624 | Existing | Unknown |  |  | CLOSED | CLOSED | LINK |  | 11 kV | [6 empty] | INDKOM |  |  | PE CLOUDTREE NO 1 | Unknown | Unknown | NO | NONE | DISTRIBUTION | TNB | CHERAS | NO | Unknown |  |  |  | NO | [8 empty] | B14938 | NO | [7 empty] | 0 | Fail | Please check "Phasing"
376499137 | B14947 |  |  |  | BCRS/PCE/J01344/MB1 | 310329626 | Existing | Unknown |  |  | CLOSED | CLOSED | LINK |  | 11 kV | [6 empty] | INDKOM |  |  | PE CLOUDTREE NO 3 | Unknown | Unknown | NO | NONE | DISTRIBUTION | TNB | CHERAS | NO | Unknown |  |  |  | NO | [8 empty] | B14947 | NO | [7 empty] | 0 | Fail | Please check "Phasing"
376499151 | B14946 |  |  |  | BCRS/PCE/J01344/MB1 | 310329626 | Existing | Unknown |  |  | CLOSED | CLOSED | LINK |  | 11 kV | [6 empty] | INDKOM |  |  | PE CLOUDTREE NO 3 | Unknown | Unknown | NO | NONE | DISTRIBUTION | TNB | CHERAS | NO | Unknown |  |  |  | NO | [8 empty] | B14946 | NO | [7 empty] | 0 | Fail | Please check "Phasing"
376499342 | B14942 |  |  |  | BCRS/PCE/J01343/MB1 | 310329623 | Existing | Unknown |  |  | CLOSED | CLOSED | LINK |  | 11 kV | [6 empty] | INDKOM |  |  | PE CLOUDTREE NO 2 | Unknown | Unknown | NO | NONE | DISTRIBUTION | TNB | CHERAS | NO | Unknown |  |  |  | NO | [8 empty] | B14942 | NO | [7 empty] | 0 | Fail | Please check "Phasing"
376499356 | B14943 |  |  |  | BCRS/PCE/J01343/MB1 | 310329623 | Existing | Unknown |  |  | CLOSED | CLOSED | LINK |  | 11 kV | [6 empty] | INDKOM |  |  | PE CLOUDTREE NO 2 | Unknown | Unknown | NO | NONE | DISTRIBUTION | TNB | CHERAS | NO | Unknown |  |  |  | NO | [8 empty] | B14943 | NO | [7 empty] | 0 | Fail | Please check "Phasing"
376523954 | B14861 |  |  |  | BCRS/PCE/J01331/MB1 | 310159664 | Existing | RYB |  | PMU CJYA CB 14 | CLOSED | CLOSED | LINK |  | 11 kV | [9 empty] | D-CRS-C16-0333 | Unknown | Unknown | NO | NONE | DISTRIBUTION | TNB | CHERAS | NO | Unknown |  |  |  | NO | [8 empty] | B14861 | NO | [7 empty] | 3 | Pass | null
376523956 | B14863 |  |  |  | BCRS/PCE/J01331/MB1 | 310159664 | Existing | RYB |  | B14922 PE PDT DEWAN WIRA | CLOSED | CLOSED | LINK |  | 11 kV | [9 empty] | D-CRS-C16-0333 | Unknown | Unknown | NO | NONE | DISTRIBUTION | TNB | CHERAS | NO | Unknown |  |  |  | NO | [8 empty] | B14863 | NO | [7 empty] | 3 | Pass | null
376588095 | B13941 |  |  |  | BCRS/PCE/J00695/MB | 300510153 | Existing | RYB | BLKG-7 | B10398 PE CLUB HOUSE JADE HILL | CLOSED |  | LINK |  | 11 kV |  | 22/10/2015 |  |  |  |  | SIEMENS |  |  | STP JADE HILL | Unknown | Unknown | Unknown | Unknown | DISTRIBUTION | TNB | CHERAS | Unknown |  |  |  |  | Unknown | [8 empty] | B13941 | [8 empty] | 3 | Pass | null
376588120 | B13947 |  |  |  | BCRS/PCE/J00601/MBB02876 | 300512621 | Existing | RYB | TAMI-5 | KAJANG HEIGHT NO.1 | CLOSED |  | LINK |  | 11 kV | [6 empty] | INDKOM |  |  | KAJANG HEIGHT NO 4 | Unknown | Unknown | Unknown | Unknown | DISTRIBUTION | TNB | CHERAS | Unknown |  |  |  |  | Unknown | [8 empty] | B13947 | [8 empty] | 3 | Pass | null
376712658 | B13541 |  |  |  | BCRS/PCE/J00259/MBB06758 | 300006138 | Existing | RYB | MHCR-1 | B09970 PE JLN PENGGAWA 2/2 | CLOSED |  | LINK |  | 11 kV |  | 20021101 |  |  |  |  | TAMCO |  |  | BDR MAHKOTA CHERAS NO 17 | Unknown | Unknown | Unknown | Unknown | DISTRIBUTION | TNB | CHERAS | Unknown |  |  |  |  | Unknown | [8 empty] | B13541 | [8 empty] | 3 | Pass | null
376734098 | B11065 |  |  |  | BCRS/PCE/J00984/MB | 300319444 | Existing | RYB |  | B11064 PE TMN DUTAMAS NO.1 | CLOSED | CLOSED | LINK |  | 11 kV |  | 22/07/2010 |  |  |  |  | VEI |  |  | TMN DUTAMAS NO 2 | Unknown | Unknown | NO | NONE | DISTRIBUTION | TNB | CHERAS | NO | Unknown |  |  |  | NO | [8 empty] | B11065 | NO | [7 empty] | 3 | Pass | null
376734103 | B11068 |  |  |  | BCRS/PCE/J00984/MB | 300319444 | Existing | RYB |  | PPU JUSCO BALAKONG CB 14 | CLOSED | CLOSED | LINK |  | 11 kV |  | 22/07/2010 |  |  |  |  | VEI |  |  | TMN DUTAMAS NO 2 | Unknown | Unknown | NO | NONE | DISTRIBUTION | TNB | CHERAS | NO | Unknown |  |  |  | NO | [8 empty] | B11068 | NO | [7 empty] | 3 | Pass | null
376734107 | B13940 |  |  |  | BCRS/PCE/J00984/MB | 300319444 | Existing | RYB |  | B13955 PE SILK RESIDENCE | CLOSED | CLOSED | LINK |  | 11 kV |  | 22/07/2010 |  |  |  |  | VEI |  |  | TMN DUTAMAS NO 2 | Unknown | Unknown | NO | NONE | DISTRIBUTION | TNB | CHERAS | NO | Unknown |  |  |  | NO | [8 empty] | B13940 | NO | [7 empty] | 3 | Pass | null
376734132 | B13925 |  |  |  | BCRS/PCE/J00344/MB | 300010400 | Existing | RYB | CJYA-9 | PPU JUSCO BALAKONG CB 13 | CLOSED |  | LINK |  | 11 kV |  | 20061101 |  |  |  |  | SCHNEIDER |  |  | KHONG PENG | Unknown | Unknown | Unknown | Unknown | DISTRIBUTION | TNB | CHERAS | Unknown |  |  |  |  | Unknown | [8 empty] | B13925 | [8 empty] | 3 | Pass | null
376751288 | B08171 |  |  |  | BCRS/PCE/J00157/MBB02103 | 300005335 | Existing | RYB |  | PPU BTHO FDR 7 | CLOSED | CLOSED | LINK |  | 11 kV |  | 20051101 |  |  |  |  | TAMCO |  |  | JLN MEGAH 2/2 | Unknown | Unknown | NO | NONE | DISTRIBUTION | TNB | CHERAS | NO | Unknown |  |  |  | NO | [8 empty] | B08171 | NO | [7 empty] | 3 | Pass | null
376751290 | B08173 |  |  |  | BCRS/PCE/J00157/MBB02103 | 300005335 | Existing | RYB |  | B01640 PE CHERAS PERDANA NO 5 | CLOSED | CLOSED | LINK |  | 11 kV |  | 20051101 |  |  |  |  | TAMCO |  |  | JLN MEGAH 2/2 | Unknown | Unknown | NO | NONE | DISTRIBUTION | TNB | CHERAS | NO | Unknown |  |  |  | NO | [8 empty] | B08173 | NO | [7 empty] | 3 | Pass | null
376901589 | B13784 |  |  |  | BCRS/PCE/J00478/MBB08014 | 300523559 | Existing | RYB | PBEL(P)-2 |  | CLOSED |  | LINK |  | 11 kV |  | 22000201 |  |  |  |  | TAMCO |  |  | RUMAH TERES JUARA JAYA | Unknown | Unknown | Unknown | Unknown | DISTRIBUTION | TNB | CHERAS | Unknown |  |  |  |  | Unknown | [8 empty] | B13784 | [8 empty] | 3 | Pass | null
376935911 | B05642 |  |  |  | BCRS/PCE/J00667/MBB09184 | 300270685 | Existing | RYB |  | SS MINES S/FAIR | CLOSED |  | LINK |  | 11 kV |  | 18/07/1998 |  |  |  |  | TAMCO |  |  | SWS THE MINES | Unknown | Unknown | Unknown | Unknown | DISTRIBUTION | TNB | CHERAS | Unknown |  |  |  |  | Unknown | [8 empty] | B05642 | [8 empty] | 3 | Pass | null
376935918 | B05601 |  |  |  | BCRS/PCE/J00667/MBB09184 | 300270685 | Existing | RYB |  | SS MINES S/FAIR | CLOSED |  | LINK |  | 11 kV |  | 18/07/1998 |  |  |  |  | TAMCO |  |  | SWS THE MINES | Unknown | Unknown | Unknown | Unknown | DISTRIBUTION | TNB | CHERAS | Unknown |  |  |  |  | Unknown | [8 empty] | B05601 | [8 empty] | 3 | Pass | null
376974613 | B04585 |  |  |  | BCRS/PCE/J00676/MB | 300540269 | Existing | RYB |  |  | CLOSED | CLOSED | LINK |  | 11 kV | [6 empty] | TAMCO |  |  | DESA KARUNMAS NO 1 | Unknown | Unknown | NO | NONE | DISTRIBUTION | TNB | CHERAS | NO | Unknown |  |  |  | NO | [8 empty] | B04585 | NO | [7 empty] | 3 | Pass | null
376974615 | B04587 |  |  |  | BCRS/PCE/J00676/MB | 300540269 | Existing | RYB |  |  | CLOSED | CLOSED | LINK |  | 11 kV | [6 empty] | TAMCO |  |  | DESA KARUNMAS NO 1 | Unknown | Unknown | NO | NONE | DISTRIBUTION | TNB | CHERAS | NO | Unknown |  |  |  | NO | [8 empty] | B04587 | NO | [7 empty] | 3 | Pass | null
376996205 | B10868 |  |  |  | BCRS/PCE/J00960/MB | 300319944 | Existing | RYB |  | B12722 PE BUDIMAN BUSINESS NO.2 | CLOSED | CLOSED | LINK |  | 11 kV |  | 20100701 |  |  |  |  | INDKOM |  |  | RUMAH SRI KENANGAN | Unknown | Unknown | NO | NONE | DISTRIBUTION | TNB | CHERAS | NO | Unknown |  |  |  | NO | [8 empty] | B10868 | NO | [7 empty] | 3 | Pass | null
376996207 | B10866 |  |  |  | BCRS/PCE/J00960/MB | 300319944 | Existing | RYB |  | B12834 PE TAMAN SINAR HARAPAN | CLOSED | CLOSED | LINK |  | 11 kV |  | 20100701 |  |  |  |  | INDKOM |  |  | RUMAH SRI KENANGAN | Unknown | Unknown | NO | NONE | DISTRIBUTION | TNB | CHERAS | NO | Unknown |  |  |  | NO | [8 empty] | B10866 | NO | [7 empty] | 3 | Pass | null
377094910 | B02714 |  |  |  | BCRS/PCE/J00424/MBB02714 | 300011332 | Existing | RYB |  |  | CLOSED | CLOSED | LINK |  | 11 kV |  | 18/07/1998 |  |  |  |  | TAMCO |  |  | BERKAT HASIL NO 6 | Unknown | Unknown | NO | NONE | DISTRIBUTION | TNB | CHERAS | NO | Unknown |  |  |  | NO | [8 empty] | B02714 | NO | [7 empty] | 3 | Pass | null
377094915 | B05549 |  |  |  | BCRS/PCE/J00424/MBB02714 | 300011332 | Existing | RYB |  |  | OPEN | OPEN | LINK |  | 11 kV |  | 18/07/1998 |  |  |  |  | TAMCO |  |  | BERKAT HASIL NO 6 | Unknown | Unknown | NO | NONE | DISTRIBUTION | TNB | CHERAS | NO | Unknown |  |  |  | NO | [8 empty] | B05549 | NO | [7 empty] | 3 | Pass | null
377094919 | B02716 |  |  |  | BCRS/PCE/J00424/MBB02714 | 300011332 | Existing | RYB |  |  | CLOSED | CLOSED | LINK |  | 11 kV |  | 18/07/1998 |  |  |  |  | TAMCO |  |  | BERKAT HASIL NO 6 | Unknown | Unknown | NO | NONE | DISTRIBUTION | TNB | CHERAS | NO | Unknown |  |  |  | NO | [8 empty] | B02716 | NO | [7 empty] | 3 | Pass | null
377095060 | B12648 |  |  |  | BCRS/PCE/J01145/MB1 | 310523192 | Existing | RYB |  |  | CLOSED | CLOSED | LINK |  | 11 kV | [9 empty] | JLN WIRA HEIGHT 3 | Unknown | Unknown | NO | NONE | DISTRIBUTION | TNB | CHERAS | NO | Unknown |  |  |  | NO | [8 empty] | B12648 | NO | [7 empty] | 3 | Pass | null
377095062 | B12647 |  |  |  | BCRS/PCE/J01145/MB1 | 310523192 | Existing | RYB |  |  | CLOSED | CLOSED | LINK |  | 11 kV | [9 empty] | JLN WIRA HEIGHT 3 | Unknown | Unknown | NO | NONE | DISTRIBUTION | TNB | CHERAS | NO | Unknown |  |  |  | NO | [8 empty] | B12647 | NO | [7 empty] | 3 | Pass | null
377099241 | B14565 |  |  |  | BCRS/PCE/J01316/MB1 | 309895403 | Existing | RYB |  |  | CLOSED | CLOSED | LINK |  | 11 kV | [9 empty] | PE LOT 33132A BALAKONG | Unknown | Unknown | NO | NONE | DISTRIBUTION | TNB | CHERAS | NO | Unknown |  |  |  | NO | [8 empty] | B14565 | NO | [7 empty] | 3 | Pass | null
377099243 | B14564 |  |  |  | BCRS/PCE/J01316/MB1 | 309895403 | Existing | RYB |  |  | CLOSED | CLOSED | LINK |  | 11 kV | [9 empty] | PE LOT 33132A BALAKONG | Unknown | Unknown | NO | NONE | DISTRIBUTION | TNB | CHERAS | NO | Unknown |  |  |  | NO | [8 empty] | B14564 | NO | [7 empty] | 3 | Pass | null
377111972 | B14123 | [5 empty] | Existing | RYB |  |  | CLOSED | CLOSED | LINK |  | 11 kV | [9 empty] | PE PDT FLAT SEKAMAT | Unknown | Unknown | NO | NONE | DISTRIBUTION | TNB | CHERAS | NO | Unknown |  |  |  | NO | [8 empty] | B14123 | NO | [7 empty] | 3 | Pass | null
377111974 | B14125 | [5 empty] | Existing | RYB |  |  | CLOSED | CLOSED | LINK |  | 11 kV | [9 empty] | PE PDT FLAT SEKAMAT | Unknown | Unknown | NO | NONE | DISTRIBUTION | TNB | CHERAS | NO | Unknown |  |  |  | NO | [8 empty] | B14125 | NO | [7 empty] | 3 | Pass | null
377112306 | B13954 | [5 empty] | Existing | RYB |  |  | CLOSED | CLOSED | BUSBAR SECTION |  | 11 kV | [9 empty] | PE SILK RESIDENCE | Unknown | Unknown | Unknown | Unknown | DISTRIBUTION | TNB | CHERAS | Unknown |  |  |  |  | Unknown | [8 empty] | B13954 | [8 empty] | 3 | Pass | null
377124874 | B13916 | [5 empty] | Existing | RYB |  | B14960 PE TASIK VISTA RESIDEN | CLOSED | CLOSED | LINK |  | 11 kV | [9 empty] | PE PADAT AZ-ZAHRAH | Unknown | Unknown | NO | NONE | DISTRIBUTION | TNB | CHERAS | NO | Unknown |  |  |  | NO | [8 empty] | B13916 | NO | [7 empty] | 3 | Pass | null
377124876 | B13918 | [5 empty] | Existing | RYB |  | B08171 PE JLN MEGAH 2/2 TAMAN MEGAH | CLOSED | CLOSED | LINK |  | 11 kV | [9 empty] | PE PADAT AZ-ZAHRAH | Unknown | Unknown | NO | NONE | DISTRIBUTION | TNB | CHERAS | NO | Unknown |  |  |  | NO | [8 empty] | B13918 | NO | [7 empty] | 3 | Pass | null
377124973 | B14101 | [5 empty] | Existing | RYB |  | B10718 SSU BUKIT BELIMBING | CLOSED | CLOSED | LINK |  | 11 kV | [9 empty] | PE PDT TANG YEOW WAH | Unknown | Unknown | NO | NONE | DISTRIBUTION | TNB | CHERAS | NO | Unknown |  |  |  | NO | [8 empty] | B14101 | NO | [7 empty] | 3 | Pass | null
377124975 | B13957 | [5 empty] | Existing | RYB |  | B07136 PE JEMCO MARKETING ENTERPRISE S/B | CLOSED | CLOSED | LINK |  | 11 kV | [9 empty] | PE PDT TANG YEOW WAH | Unknown | Unknown | NO | NONE | DISTRIBUTION | TNB | CHERAS | NO | Unknown |  |  |  | NO | [8 empty] | B13957 | NO | [7 empty] | 3 | Pass | null
377125074 | B14134 | [5 empty] | Existing | RYB |  | B11129 PE LOT 1779 JLN KPB 4 | CLOSED | CLOSED | LINK |  | 11 kV | [6 empty] | INDKOM |  |  | PDT WEI HUNG KPB 4 | Unknown | Unknown | NO | NONE | DISTRIBUTION | TNB | CHERAS | NO | Unknown |  |  |  | NO | [8 empty] | B14134 | NO | [7 empty] | 3 | Pass | null
377125076 | B14138 | [5 empty] | Existing | RYB |  | B01936 PE MASTER SHANGHAI TURNPARTS S/B | CLOSED | CLOSED | LINK |  | 11 kV | [6 empty] | INDKOM |  |  | PDT WEI HUNG KPB 4 | Unknown | Unknown | NO | NONE | DISTRIBUTION | TNB | CHERAS | NO | Unknown |  |  |  | NO | [8 empty] | B14138 | NO | [7 empty] | 3 | Pass | null
377172333 | B14747 |  |  |  | BCRS/PCE/J01329/MB1 | 310159644 | Existing | RYB |  |  | CLOSED | CLOSED | LINK |  | 11 kV | [9 empty] | PE SPECRIVER SDN BHD | Unknown | Unknown | NO | NONE | DISTRIBUTION | TNB | CHERAS | NO | Unknown |  |  |  | NO | [8 empty] | B14747 | NO | [7 empty] | 3 | Pass | null
377172335 | B14745 |  |  |  | BCRS/PCE/J01329/MB1 | 310159644 | Existing | RYB |  | LOT 33132 BALAKONG | CLOSED | CLOSED | LINK |  | 11 kV | [9 empty] | PE SPECRIVER SDN BHD | Unknown | Unknown | NO | NONE | DISTRIBUTION | TNB | CHERAS | NO | Unknown |  |  |  | NO | [8 empty] | B14745 | NO | [7 empty] | 3 | Pass | null
377215023 |  | SGLN-12 | 6748069 | 6748206 |  |  | Existing | RYB |  | BDR SG LONG GOLF CLUB | CLOSED | CLOSED | RESERVE |  | 11 kV | Unknown |  | 0 |  |  |  | Unknown |  |  | PPU SUNGAI LONG | Unknown | Unknown | Unknown | Unknown | DISTRIBUTION | TNB | CHERAS | Unknown |  |  |  |  | Unknown | [17 empty] | 3 | Pass | null
377215028 |  | SGLN-12 | 6748070 | 6748218 |  |  | Existing | RYB |  | BDR SG LONG GOLF CLUB | OPEN | OPEN | MAIN |  | 11 kV | Unknown |  | 0 |  |  |  | Unknown |  |  | PPU SUNGAI LONG | Unknown | Unknown | Unknown | Unknown | DISTRIBUTION | TNB | CHERAS | Unknown |  |  |  |  | Unknown | [17 empty] | 3 | Pass | null
377215048 | B12801 | PE SUKMA PESONA SURIA | 6842234 | 6842233 | BCRS/PCE/J00840/MBB09356 |  | Existing | RYB | SGLN-7 | PPU SGLN FDR 16 | CLOSED | CLOSED | LINK | 12.000 kV | 11 kV | GAS |  | 2006 | 23934 | Unknown | VEI | VEI | 23934 |  | SUKMA PESONA | SUBSTATION | Unknown | Unknown | Unknown | DISTRIBUTION | TNB | CHERAS | Unknown |  |  |  | Unknown | Unknown |  | Unknown |  | 28 | 630.000 A | 0.63 | 50 | 20 | B12801 | Unknown |  |  |  |  | 0 | SUKMA PESONA |  | 3 | Pass | null
377326665 | B14397 | [5 empty] | Existing | RYB |  |  | CLOSED | CLOSED | LINK |  | 11 kV | [9 empty] | PE PDT SG MACAU | Unknown | Unknown | NO | NONE | DISTRIBUTION | TNB | CHERAS | NO | Unknown |  |  |  | NO | [8 empty] | B14397 | NO | [7 empty] | 3 | Pass | null
377326670 | B14416 | [5 empty] | Existing | RYB |  |  | OPEN | CLOSED | LINK |  | 11 kV | [9 empty] | PE PDT SG MACAU | Unknown | Unknown | NO | NONE | DISTRIBUTION | TNB | CHERAS | NO | Unknown |  |  |  | NO | [8 empty] | B14416 | NO | [7 empty] | 3 | Pass | null
377326746 | B14375 |  |  |  | BCRS/PCE/J00112/MBB02216 | 300004520 | Existing | RYB | TMASS-10 | B02214 PKNS SG MACAU | CLOSED |  | LINK |  | 11 kV |  | 19961101 |  |  |  |  | TAMCO |  |  | KG BARU CINA SG MACAU | Unknown | Unknown | Unknown | Unknown | DISTRIBUTION | TNB | CHERAS | Unknown |  |  |  |  | Unknown | [8 empty] | B14375 | [8 empty] | 3 | Pass | null
377330960 | B14145 | [5 empty] | Existing | RYB |  |  | CLOSED | CLOSED | LINK |  | 11 kV | [9 empty] | PE JEMCO DEVELOPMENT | Unknown | Unknown | NO | NONE | DISTRIBUTION | TNB | CHERAS | NO | Unknown |  |  |  | NO | [8 empty] | B14145 | NO | [7 empty] | 3 | Pass | null
377330977 | B14142 | [5 empty] | Existing | RYB |  |  | CLOSED | CLOSED | LINK |  | 11 kV | [9 empty] | PE JEMCO DEVELOPMENT | Unknown | Unknown | NO | NONE | DISTRIBUTION | TNB | CHERAS | NO | Unknown |  |  |  | NO | [8 empty] | B14142 | NO | [7 empty] | 3 | Pass | null
377331122 | B14148 | [5 empty] | Existing | RYB |  |  | CLOSED | CLOSED | LINK |  | 11 kV | [9 empty] | PE PADAT JEMCO DEV | Unknown | Unknown | NO | NONE | DISTRIBUTION | TNB | CHERAS | NO | Unknown |  |  |  | NO | [8 empty] | B14148 | NO | [7 empty] | 3 | Pass | null
377331127 | B14146 | [5 empty] | Existing | RYB |  |  | CLOSED | CLOSED | LINK |  | 11 kV | [9 empty] | PE PADAT JEMCO DEV | Unknown | Unknown | NO | NONE | DISTRIBUTION | TNB | CHERAS | NO | Unknown |  |  |  | NO | [8 empty] | B14146 | NO | [7 empty] | 3 | Pass | null
377335253 | B14393 | [5 empty] | Existing | RYB |  |  | CLOSED | CLOSED | LINK |  | 11 kV | [9 empty] | PE PDT PEH AH SOON KBP 6 | Unknown | Unknown | NO | NONE | DISTRIBUTION | TNB | CHERAS | NO | Unknown |  |  |  | NO | [8 empty] | B14393 | NO | [7 empty] | 3 | Pass | null
377335258 | B14391 | [5 empty] | Existing | RYB |  |  | CLOSED | CLOSED | LINK |  | 11 kV | [9 empty] | PE PDT PEH AH SOON KBP 6 | Unknown | Unknown | NO | NONE | DISTRIBUTION | TNB | CHERAS | NO | Unknown |  |  |  | NO | [8 empty] | B14391 | NO | [7 empty] | 3 | Pass | null
377343841 | B14485 | [5 empty] | Existing | RYB |  |  | CLOSED | CLOSED | LINK |  | 11 kV | [6 empty] | INDKOM |  |  | PE PDT PSTN KG BARU | Unknown | Unknown | NO | NONE | DISTRIBUTION | TNB | CHERAS | NO | Unknown |  |  |  | NO | [8 empty] | B14485 | NO | [7 empty] | 3 | Pass | null
377343846 | B14483 | [5 empty] | Existing | RYB |  | PPU PBEL(P) Fdr 4 | CLOSED | CLOSED | LINK |  | 11 kV | [6 empty] | INDKOM |  |  | PE PDT PSTN KG BARU | Unknown | Unknown | NO | NONE | DISTRIBUTION | TNB | CHERAS | NO | Unknown |  |  |  | NO | [8 empty] | B14483 | NO | [7 empty] | 3 | Pass | null
377356723 | B14463 |  |  |  | BCRS/PCE/J01298/MB1 | 300537764 | Existing | RYB |  | B12202 PE ASAHI KOSEI (M) NO.3 | CLOSED | CLOSED | LINK |  | 11 kV | [6 empty] | EPE |  |  | PE HQ HASIL KARYA | Unknown | Unknown | NO | NONE | DISTRIBUTION | TNB | CHERAS | NO | Unknown |  |  |  | NO | [8 empty] | B14463 | NO | [7 empty] | 3 | Pass | null
377356728 | B14461 |  |  |  | BCRS/PCE/J01298/MB1 | 300537764 | Existing | RYB |  | B09471 PE TECHNICAL WORLD SDN. BHD | CLOSED | CLOSED | LINK |  | 11 kV | [6 empty] | EPE |  |  | PE HQ HASIL KARYA | Unknown | Unknown | NO | NONE | DISTRIBUTION | TNB | CHERAS | NO | Unknown |  |  |  | NO | [8 empty] | B14461 | NO | [7 empty] | 3 | Pass | null
377361017 | B14388 |  |  |  | BCRS/PCE/J01271/MB1 | 300504901 | Existing | RYB |  |  | CLOSED | CLOSED | LINK |  | 11 kV | [6 empty] | INDKOM |  |  | PE 737 APARTMENT NO 2 | Unknown | Unknown | NO | NONE | DISTRIBUTION | TNB | CHERAS | NO | Unknown |  |  |  | NO | [8 empty] | B14388 | NO | [7 empty] | 3 | Pass | null
377361022 | B14386 |  |  |  | BCRS/PCE/J01271/MB1 | 300504901 | Existing | RYB |  |  | CLOSED | CLOSED | LINK |  | 11 kV | [6 empty] | INDKOM |  |  | PE 737 APARTMENT NO 2 | Unknown | Unknown | NO | NONE | DISTRIBUTION | TNB | CHERAS | NO | Unknown |  |  |  | NO | [8 empty] | B14386 | NO | [7 empty] | 3 | Pass | null
377361210 | B14382 |  |  |  | BCRS/PCE/J01270/MB1 | 300506422 | Existing | RYB |  |  | OPEN | CLOSED | LINK |  | 11 kV | [6 empty] | INDKOM |  |  | PE 737 APARTMENT NO 1 | Unknown | Unknown | NO | NONE | DISTRIBUTION | TNB | CHERAS | NO | Unknown |  |  |  | NO | [8 empty] | B14382 | NO | [7 empty] | 3 | Pass | null
377361227 | B14385 |  |  |  | BCRS/PCE/J01270/MB1 | 300506422 | Existing | RYB |  |  | CLOSED | CLOSED | LINK |  | 11 kV | [6 empty] | INDKOM |  |  | PE 737 APARTMENT NO 1 | Unknown | Unknown | NO | NONE | DISTRIBUTION | TNB | CHERAS | NO | Unknown |  |  |  | NO | [8 empty] | B14385 | NO | [7 empty] | 3 | Pass | null
377361263 | B14389 |  |  |  | BCRS/PCE/J00197/MBB02406 | 300005637 | Existing | RYB | SGLN-3 | B08438 TMN CHERAS IDAMAN | CLOSED |  | LINK |  | 11 kV |  | 20051101 |  |  |  |  | TOPRANK |  |  | TMN RAKAN CHERAS NO 2 | Unknown | Unknown | Unknown | Unknown | DISTRIBUTION | TNB | CHERAS | Unknown |  |  |  |  | Unknown | [8 empty] | B14389 | [8 empty] | 3 | Pass | null
377361287 | B14138 |  |  |  | BCRS/PCE/J00201/MBB02418 | 300005663 | Existing | RYB |  | B05385 LINGKARAN NUR | CLOSED |  | LINK |  | 11 kV |  | 19991101 |  |  |  |  | INDKOM |  |  | TMN KOPERASI CUEPAC NO 2 | Unknown | Unknown | Unknown | Unknown | DISTRIBUTION | TNB | CHERAS | Unknown |  |  |  |  | Unknown | [8 empty] | B14138 | [8 empty] | 3 | Pass | null
377365311 | B14395 | [5 empty] | Existing | RYB |  | B13130 PE GRAND INCOME SDN BHD | CLOSED | CLOSED | LINK |  | 11 kV | [9 empty] | PE PDT KAMPUNG SG TEKALI | Unknown | Unknown | NO | NONE | DISTRIBUTION | TNB | CHERAS | NO | Unknown |  |  |  | NO | [8 empty] | B14395 | NO | [7 empty] | 3 | Pass | null
377365316 | B14394 | [5 empty] | Existing | RYB |  | B11305 PE PUSAT KOKURIKULUM | CLOSED | CLOSED | LINK |  | 11 kV | [9 empty] | PE PDT KAMPUNG SG TEKALI | Unknown | Unknown | NO | NONE | DISTRIBUTION | TNB | CHERAS | NO | Unknown |  |  |  | NO | [8 empty] | B14394 | NO | [7 empty] | 3 | Pass | null
377412545 | B15252 |  |  |  | BCRS/PCE/J01375/MB1 | 310555537 | Existing | RYB |  | B15252 - TMN SRI MINANG | CLOSED | CLOSED | LINK |  | 11 kV | [9 empty] | KK3 BTHO | Unknown | Unknown | NO | NONE | DISTRIBUTION | TNB | CHERAS | NO | Unknown |  |  |  | NO | [8 empty] | B15252 | NO | [7 empty] | 3 | Pass | null
377412550 | B15253 |  |  |  | BCRS/PCE/J01375/MB1 | 310555537 | Existing | RYB |  | B15253 - PE BTHO NO 9 | CLOSED | CLOSED | LINK |  | 11 kV | [9 empty] | KK3 BTHO | Unknown | Unknown | NO | NONE | DISTRIBUTION | TNB | CHERAS | NO | Unknown |  |  |  | NO | [8 empty] | B15253 | NO | [7 empty] | 3 | Pass | null
377425425 | B14261 |  |  |  | BCRS/PCE/J01283/MB1 | 300511724 | Existing | RYB |  |  | CLOSED | CLOSED | LINK |  | 11 kV | [6 empty] | EPE |  |  | PE CHERAS SELATAN 118 | Unknown | Unknown | NO | NONE | DISTRIBUTION | TNB | CHERAS | NO | Unknown |  |  |  | NO | [8 empty] | B14261 | NO | [7 empty] | 3 | Pass | null
377425436 | B14259 |  |  |  | BCRS/PCE/J01283/MB1 | 300499121 | Existing | RYB |  |  | CLOSED | CLOSED | LINK |  | 11 kV | [6 empty] | EPE |  |  | PE CHERAS SELATAN 118 | Unknown | Unknown | NO | NONE | DISTRIBUTION | TNB | CHERAS | NO | Unknown |  |  |  | NO | [8 empty] | B14259 | NO | [7 empty] | 3 | Pass | null
377425462 | B14258 |  |  |  | BCRS/PCE/J01283/MB1 | 300499121 | Existing | RYB |  |  | CLOSED | CLOSED | LINK |  | 11 kV | [6 empty] | EPE |  |  | PE CHERAS SELATAN 118 | Unknown | Unknown | NO | NONE | DISTRIBUTION | TNB | CHERAS | NO | Unknown |  |  |  | NO | [8 empty] | B14258 | NO | [7 empty] | 3 | Pass | null
377425611 | B14257 |  |  |  | BCRS/PCE/J01283/MB1 | 300499121 | Existing | RYB |  | CJYA-VCB5 | CLOSED |  | LINK |  | 11 kV |  | 20061111 |  |  |  |  | EPE |  |  | PE CHERAS SELATAN 118 | Unknown | Unknown | Unknown | Unknown | DISTRIBUTION | TNB | CHERAS | Unknown |  |  |  |  | Unknown | [8 empty] | B14257 | [8 empty] | 3 | Pass | null
377506086 | B14930 |  |  |  | BCRS/PCE/J01337/MB1 | 310089774 | Existing | RYB |  | B14926 PE RESIDENSI 9 CHERAS 1 | CLOSED | CLOSED | LINK |  | 11 kV | [9 empty] | D-CRS-C16-0628 | Unknown | Unknown | NO | NONE | DISTRIBUTION | TNB | CHERAS | NO | Unknown |  |  |  | NO | [8 empty] | B14930 | NO | [7 empty] | 3 | Pass | null
377506088 | B14929 |  |  |  | BCRS/PCE/J01337/MB1 | 310089774 | Existing | RYB |  | B10701 PE TAMAN KEMA CAHAYA, BLOK 3 | CLOSED | CLOSED | LINK |  | 11 kV | [9 empty] | D-CRS-C16-0628 | Unknown | Unknown | NO | NONE | DISTRIBUTION | TNB | CHERAS | NO | Unknown |  |  |  | NO | [8 empty] | B14929 | NO | [7 empty] | 3 | Pass | null
377506209 | B14926 |  |  |  | BCRS/PCE/J01336/MB1 | 310230951 | Existing | RYB |  | B14930 PE RESIDENSI 9 CHERAS 2 | CLOSED | CLOSED | LINK |  | 11 kV | [6 empty] | SIEMENS |  |  | D-CRS-C16-0628 | Unknown | Unknown | NO | NONE | DISTRIBUTION | TNB | CHERAS | NO | Unknown |  |  |  | NO | [8 empty] | B14926 | NO | [7 empty] | 3 | Pass | null
377506223 | B14925 |  |  |  | BCRS/PCE/J01336/MB1 | 310230951 | Existing | RYB |  | B10560 PE TAMAN SURIA RESIDENCE | CLOSED | CLOSED | LINK |  | 11 kV | [6 empty] | SIEMENS |  |  | D-CRS-C16-0628 | Unknown | Unknown | NO | NONE | DISTRIBUTION | TNB | CHERAS | NO | Unknown |  |  |  | NO | [8 empty] | B14925 | NO | [7 empty] | 3 | Pass | null
377506512 | B14970 |  |  |  | BCRS/PCE/J01346/MB1 | 310389796 | Existing | RYB |  | PPU TSRA CB 7 | CLOSED | CLOSED | LINK |  | 11 kV | [9 empty] | D-CRS-C16-0654 | Unknown | Unknown | NO | NONE | DISTRIBUTION | TNB | CHERAS | NO | Unknown |  |  |  | NO | [8 empty] | B14970 | NO | [7 empty] | 3 | Pass | null
377506514 | B14971 |  |  |  | BCRS/PCE/J01346/MB1 | 310389796 | Existing | RYB |  | B07691 PE LUBS TECHNOLOGY S/B | CLOSED | CLOSED | LINK |  | 11 kV | [9 empty] | D-CRS-C16-0654 | Unknown | Unknown | NO | NONE | DISTRIBUTION | TNB | CHERAS | NO | Unknown |  |  |  | NO | [8 empty] | B14971 | NO | [7 empty] | 3 | Pass | null
377506668 | B14918 | [5 empty] | Existing | RYB |  | B/S | OPEN | OPEN | BUSBAR SECTION |  | 11 kV | [9 empty] | D-CRS-C16-0631 | Unknown | Unknown | NO | NONE | DISTRIBUTION | TNB | CHERAS | NO | Unknown |  |  |  | NO | [8 empty] | B14918 | [8 empty] | 3 | Pass | null
377506983 | B14963 |  |  |  | BCRS/PCE/J01353/MB1 | 310392951 | Existing | RYB |  |  | CLOSED | CLOSED | LINK |  | 11 kV | [6 empty] | INDKOM |  |  | D-CRS-C16-0625 | Unknown | Unknown | NO | NONE | DISTRIBUTION | TNB | CHERAS | NO | Unknown |  |  |  | NO | [8 empty] | B14963 | NO | [7 empty] | 3 | Pass | null
377506997 | B14966 |  |  |  | BCRS/PCE/J01353/MB1 | 310392951 | Existing | RYB |  | B08264 PE PAM MINYAK PROJET GRAND SAGA | CLOSED | CLOSED | LINK |  | 11 kV | [6 empty] | INDKOM |  |  | D-CRS-C16-0625 | Unknown | Unknown | NO | NONE | DISTRIBUTION | TNB | CHERAS | NO | Unknown |  |  |  | NO | [8 empty] | B14966 | NO | [7 empty] | 3 | Pass | null
377515654 | B14137 |  |  |  | BCRS/PCE/J01045/MB1 | 300357593 | Existing | RYB |  |  | CLOSED | CLOSED | LINK |  | 11 kV |  | 30/05/2012 |  |  |  |  | INDKOM |  |  | TMN MESRA UTAMA IMPIAN EHSAN | Unknown | Unknown | NO | NONE | DISTRIBUTION | TNB | CHERAS | NO | Unknown |  |  |  | NO | [8 empty] | B14137 | NO | [7 empty] | 3 | Pass | null
377515655 | B11780 |  |  |  | BCRS/PCE/J01045/MB1 | 300357593 | Existing | RYB |  |  | CLOSED | CLOSED | LINK |  | 11 kV |  | 30/05/2012 |  |  |  |  | INDKOM |  |  | TMN MESRA UTAMA IMPIAN EHSAN | Unknown | Unknown | NO | NONE | DISTRIBUTION | TNB | CHERAS | NO | Unknown |  |  |  | NO | [8 empty] | B11780 | NO | [7 empty] | 3 | Pass | null
377515669 | B11782 |  |  |  | BCRS/PCE/J01045/MB1 | 300357593 | Existing | RYB |  |  | OPEN | CLOSED | LINK |  | 11 kV |  | 30/05/2012 |  |  |  |  | INDKOM |  |  | TMN MESRA UTAMA IMPIAN EHSAN | Unknown | Unknown | NO | NONE | DISTRIBUTION | TNB | CHERAS | NO | Unknown |  |  |  | NO | [8 empty] | B11782 | NO | [7 empty] | 3 | Pass | null
377515776 | B14365 | B07228 |  |  | BCRS/PCE/J00870/MB1 | 300502989 | Existing | RYB | SJIM-11 | B07357 TOL PLAZA SAUJANA IMPIAN | CLOSED | CLOSED | LINK | 12.000 kV | 11 kV | GAS |  |  |  |  | VEI | INDKOM | 1907 | N/A | CHERAS PRIMA NO 1 | SUBSTATION | Unknown | NO | Unknown | DISTRIBUTION | TNB | CHERAS | Unknown |  |  |  | Unknown | Unknown |  | LINE |  | 28 | 630.000 A | 0.63 | 50 | 20 | B14365 | NO | N/A |  |  |  | 0 | TAMAN CHERAS PRIMA NO 1 |  | 3 | Pass | null
377696019 | B14953 |  |  |  | BCRS/PCE/J01003 | 300519493 | Existing | RYB |  |  | CLOSED | CLOSED | LINK |  | 11 kV |  | 26/10/2010 |  |  |  |  | INDKOM |  |  | TMN INDUSTRI TALENT NO 2 | Unknown | Unknown | NO | NONE | DISTRIBUTION | TNB | CHERAS | NO | Unknown |  |  |  | NO | [8 empty] | B14953 | NO | [7 empty] | 3 | Pass | null
377696030 | B11216 |  |  |  | BCRS/PCE/J01003 | 300519493 | Existing | RYB |  |  | CLOSED | CLOSED | LINK |  | 11 kV |  | 26/10/2010 |  |  |  |  | INDKOM |  |  | TMN INDUSTRI TALENT NO 2 | Unknown | Unknown | NO | NONE | DISTRIBUTION | TNB | CHERAS | NO | Unknown |  |  |  | NO | [8 empty] | B11216 | NO | [7 empty] | 3 | Pass | null
377696040 | B11219 |  |  |  | BCRS/PCE/J01003 | 300519493 | Existing | RYB |  |  | OPEN | CLOSED | LINK |  | 11 kV |  | 26/10/2010 |  |  |  |  | INDKOM |  |  | TMN INDUSTRI TALENT NO 2 | Unknown | Unknown | NO | NONE | DISTRIBUTION | TNB | CHERAS | NO | Unknown |  |  |  | NO | [8 empty] | B11219 | NO | [7 empty] | 3 | Pass | null
377696160 | B15002 |  |  |  | BCRS/PCE/J01345/MB1 | 310371025 | Existing | RYB |  |  | CLOSED | CLOSED | LINK |  | 11 kV | [6 empty] | INDKOM |  |  | PE CHERAS VISTA 6 | Unknown | Unknown | NO | NONE | DISTRIBUTION | TNB | CHERAS | NO | Unknown |  |  |  | NO | [8 empty] | B15002 | NO | [7 empty] | 3 | Pass | null
377696177 | B15001 |  |  |  | BCRS/PCE/J01345/MB1 | 310371025 | Existing | RYB |  |  | CLOSED | CLOSED | LINK |  | 11 kV | [6 empty] | INDKOM |  |  | PE CHERAS VISTA 6 | Unknown | Unknown | NO | NONE | DISTRIBUTION | TNB | CHERAS | NO | Unknown |  |  |  | NO | [8 empty] | B15001 | NO | [7 empty] | 3 | Pass | null
377696425 | B15071 | [5 empty] | Existing | RYB |  |  | CLOSED | CLOSED | LINK |  | 11 kV | [9 empty] | PE IWK SG LONG | Unknown | Unknown | NO | NONE | DISTRIBUTION | TNB | CHERAS | NO | Unknown |  |  |  | NO | [8 empty] | B15071 | NO | [7 empty] | 3 | Pass | null
377696430 | B15073 | [5 empty] | Existing | RYB |  |  | CLOSED | CLOSED | LINK |  | 11 kV | [9 empty] | PE IWK SG LONG | Unknown | Unknown | NO | NONE | DISTRIBUTION | TNB | CHERAS | NO | Unknown |  |  |  | NO | [8 empty] | B15073 | NO | [7 empty] | 3 | Pass | null
377786123 | B14553 | [5 empty] | Existing | RYB |  |  | CLOSED | CLOSED | LINK |  | 11 kV | [9 empty] | PE PDT SENJA NO 2 | Unknown | Unknown | NO | NONE | DISTRIBUTION | TNB | CHERAS | NO | Unknown |  |  |  | NO | [8 empty] | B14553 | NO | [7 empty] | 3 | Pass | null
377786128 | B14551 | [5 empty] | Existing | RYB |  |  | CLOSED | CLOSED | LINK |  | 11 kV | [9 empty] | PE PDT SENJA NO 2 | Unknown | Unknown | NO | NONE | DISTRIBUTION | TNB | CHERAS | NO | Unknown |  |  |  | NO | [8 empty] | B14551 | NO | [7 empty] | 3 | Pass | null
377786206 | B14539 | [5 empty] | Existing | RYB |  |  | CLOSED | CLOSED | LINK |  | 11 kV | [9 empty] | PE SENJA NO 5 | Unknown | Unknown | NO | NONE | DISTRIBUTION | TNB | CHERAS | NO | Unknown |  |  |  | NO | [8 empty] | B14539 | NO | [7 empty] | 3 | Pass | null
377786210 | B14541 | [5 empty] | Existing | RYB |  |  | CLOSED | CLOSED | LINK |  | 11 kV | [9 empty] | PE SENJA NO 5 | Unknown | Unknown | NO | NONE | DISTRIBUTION | TNB | CHERAS | NO | Unknown |  |  |  | NO | [8 empty] | B14541 | NO | [7 empty] | 3 | Pass | null
377786227 | B14538 | [5 empty] | Existing | RYB |  |  | CLOSED | CLOSED | LINK |  | 11 kV | [9 empty] | PE SENJA NO 5 | Unknown | Unknown | NO | NONE | DISTRIBUTION | TNB | CHERAS | NO | Unknown |  |  |  | NO | [8 empty] | B14538 | NO | [7 empty] | 3 | Pass | null
377786308 | B14544 | [5 empty] | Existing | RYB |  | PE PDT SENJA NO 3 | CLOSED | CLOSED | LINK |  | 11 kV | [9 empty] | PE PDT SENJA NO 6 | Unknown | Unknown | NO | NONE | DISTRIBUTION | TNB | CHERAS | NO | Unknown |  |  |  | NO | [8 empty] | B14544 | NO | [7 empty] | 3 | Pass | null
377786313 | B14542 | [5 empty] | Existing | RYB |  | S/S SENJA NO 5 | CLOSED | CLOSED | LINK |  | 11 kV | [9 empty] | PE PDT SENJA NO 6 | Unknown | Unknown | NO | NONE | DISTRIBUTION | TNB | CHERAS | NO | Unknown |  |  |  | NO | [8 empty] | B14542 | NO | [7 empty] | 3 | Pass | null
377786392 | B14550 | [5 empty] | Existing | RYB |  | PDT SENJA NO 2 | CLOSED | CLOSED | LINK |  | 11 kV | [9 empty] | PE PDT SENJA NO 4 | Unknown | Unknown | NO | NONE | DISTRIBUTION | TNB | CHERAS | NO | Unknown |  |  |  | NO | [8 empty] | B14550 | NO | [7 empty] | 3 | Pass | null
377786397 | B14548 | [5 empty] | Existing | RYB |  | PDT SENJA NO 3 | CLOSED | CLOSED | LINK |  | 11 kV | [9 empty] | PE PDT SENJA NO 4 | Unknown | Unknown | NO | NONE | DISTRIBUTION | TNB | CHERAS | NO | Unknown |  |  |  | NO | [8 empty] | B14548 | NO | [7 empty] | 3 | Pass | null
377786474 | B14545 | [5 empty] | Existing | RYB |  | PDT SENJA NO 6 | CLOSED | CLOSED | LINK |  | 11 kV | [9 empty] | PE PDT SENJA NO 3 | Unknown | Unknown | NO | NONE | DISTRIBUTION | TNB | CHERAS | NO | Unknown |  |  |  | NO | [8 empty] | B14545 | NO | [7 empty] | 3 | Pass | null
377786479 | B14547 | [5 empty] | Existing | RYB |  | PDT SENJA NO 4 | CLOSED | CLOSED | LINK |  | 11 kV | [9 empty] | PE PDT SENJA NO 3 | Unknown | Unknown | NO | NONE | DISTRIBUTION | TNB | CHERAS | NO | Unknown |  |  |  | NO | [8 empty] | B14547 | NO | [7 empty] | 3 | Pass | null
378017999 | B13802 | [5 empty] | Existing | RYB |  |  | CLOSED | CLOSED | LINK |  | 11 kV | [9 empty] | PE PADAT SG MAMPIR | Unknown | Unknown | NO | NONE | DISTRIBUTION | TNB | CHERAS | NO | Unknown |  |  |  | NO | [8 empty] | B13802 | NO | [7 empty] | 3 | Pass | null
378018004 | B13800 | [5 empty] | Existing | RYB |  |  | CLOSED | CLOSED | LINK |  | 11 kV | [9 empty] | PE PADAT SG MAMPIR | Unknown | Unknown | NO | NONE | DISTRIBUTION | TNB | CHERAS | NO | Unknown |  |  |  | NO | [8 empty] | B13800 | NO | [7 empty] | 3 | Pass | null
378018105 | B14379 |  |  |  | BCRS/PCE/J01294/MB1 | 300523428 | Existing | RYB |  |  | CLOSED | CLOSED | LINK |  | 11 kV | [6 empty] | INDKOM |  |  | PE SIN CHEE HENG | Unknown | Unknown | NO | NONE | DISTRIBUTION | TNB | CHERAS | NO | Unknown |  |  |  | NO | [8 empty] | B14379 | NO | [7 empty] | 3 | Pass | null
378018110 | B14381 |  |  |  | BCRS/PCE/J01294/MB1 | 300523428 | Existing | RYB |  |  | CLOSED | CLOSED | LINK |  | 11 kV | [6 empty] | INDKOM |  |  | PE SIN CHEE HENG | Unknown | Unknown | NO | NONE | DISTRIBUTION | TNB | CHERAS | NO | Unknown |  |  |  | NO | [8 empty] | B14381 | NO | [7 empty] | 3 | Pass | null
378035175 | B14366 |  |  |  | BCRS/PCE/J01274/MB1 | 300519716 | Existing | RYB |  |  | CLOSED | CLOSED | LINK |  | 11 kV | [6 empty] | ITEM |  |  | PE D' LANGAT | Unknown | Unknown | NO | NONE | DISTRIBUTION | TNB | CHERAS | NO | Unknown |  |  |  | NO | [8 empty] | B14366 | NO | [7 empty] | 3 | Pass | null
378035180 | B14368 |  |  |  | BCRS/PCE/J01274/MB1 | 300519716 | Existing | RYB |  |  | CLOSED | CLOSED | LINK |  | 11 kV | [6 empty] | ITEM |  |  | PE D' LANGAT | Unknown | Unknown | NO | NONE | DISTRIBUTION | TNB | CHERAS | NO | Unknown |  |  |  | NO | [8 empty] | B14368 | NO | [7 empty] | 3 | Pass | null
378065234 | B14369 |  |  |  | BCRS/PCE/J01289/MB1 | 300511720 | Existing | RYB |  |  | CLOSED | CLOSED | LINK |  | 11 kV | [6 empty] | EPE |  |  | PE JADE HILL I-PARK | Unknown | Unknown | NO | NONE | DISTRIBUTION | TNB | CHERAS | NO | Unknown |  |  |  | NO | [8 empty] | B14369 | NO | [7 empty] | 3 | Pass | null
378065251 | B14372 |  |  |  | BCRS/PCE/J01289/MB1 | 300511720 | Existing | RYB |  |  | CLOSED | CLOSED | LINK |  | 11 kV | [6 empty] | EPE |  |  | PE JADE HILL I-PARK | Unknown | Unknown | NO | NONE | DISTRIBUTION | TNB | CHERAS | NO | Unknown |  |  |  | NO | [8 empty] | B14372 | NO | [7 empty] | 3 | Pass | null
378254166 | [6 empty] | Existing | RYB |  | B01948 LFIP NO 1 | CLOSED |  | MAIN |  | 11 kV | [6 empty] | Unknown |  |  | PMU CHERAS JAYA 132/33/11kV | Unknown | Unknown | Unknown | Unknown | DISTRIBUTION | TNB | CHERAS | Unknown |  |  |  |  | Unknown | [17 empty] | 3 | Pass | null
378254197 |  | SGLN-9 | 6748187 | 6748335 |  |  | Existing | RYB |  | BDR MAHKOTA CHERAS NO 14 | OPEN | OPEN | RESERVE |  | 11 kV | Unknown |  | 0 |  |  |  | Unknown |  |  | PPU SUNGAI LONG | Unknown | Unknown | Unknown | Unknown | DISTRIBUTION | TNB | CHERAS | Unknown |  |  |  |  | Unknown | [17 empty] | 3 | Pass | null
378254202 |  | SGLN-9 | 6748188 | 6748336 |  |  | Existing | RYB |  | BDR MAHKOTA CHERAS NO 14 | CLOSED | CLOSED | MAIN |  | 11 kV | Unknown |  | 0 |  |  |  | Unknown |  |  | PPU SUNGAI LONG | Unknown | Unknown | Unknown | Unknown | DISTRIBUTION | TNB | CHERAS | Unknown |  |  |  |  | Unknown | [17 empty] | 3 | Pass | null
379388376 | [6 empty] | Existing | RYB |  |  | CLOSED |  | MAIN |  | 33 kV | [9 empty] | PMU BALAKONG 132/33kV | Unknown | Unknown | Unknown | Unknown | DISTRIBUTION | TNB | CHERAS | Unknown |  |  |  |  | Unknown | [17 empty] | 3 | Pass | null
379388380 | [6 empty] | Existing | RYB |  |  | CLOSED |  | MAIN |  | 33 kV | [9 empty] | PMU BALAKONG 132/33kV | Unknown | Unknown | Unknown | Unknown | DISTRIBUTION | TNB | CHERAS | Unknown |  |  |  |  | Unknown | [17 empty] | 3 | Pass | null
379388384 | [6 empty] | Existing | RYB |  |  | CLOSED |  | MAIN |  | 33 kV | [9 empty] | PMU BALAKONG 132/33kV | Unknown | Unknown | Unknown | Unknown | DISTRIBUTION | TNB | CHERAS | Unknown |  |  |  |  | Unknown | [17 empty] | 3 | Pass | null
379388388 | [6 empty] | Existing | RYB |  |  | CLOSED |  | MAIN |  | 33 kV | [9 empty] | PMU BALAKONG 132/33kV | Unknown | Unknown | Unknown | Unknown | DISTRIBUTION | TNB | CHERAS | Unknown |  |  |  |  | Unknown | [17 empty] | 3 | Pass | null
379388392 | [6 empty] | Existing | RYB |  |  | CLOSED |  | MAIN |  | 33 kV | [9 empty] | PMU BALAKONG 132/33kV | Unknown | Unknown | Unknown | Unknown | DISTRIBUTION | TNB | CHERAS | Unknown |  |  |  |  | Unknown | [17 empty] | 3 | Pass | null
379388396 | [6 empty] | Existing | RYB |  |  | CLOSED |  | MAIN |  | 33 kV | [9 empty] | PMU BALAKONG 132/33kV | Unknown | Unknown | Unknown | Unknown | DISTRIBUTION | TNB | CHERAS | Unknown |  |  |  |  | Unknown | [17 empty] | 3 | Pass | null
379388400 | [6 empty] | Existing | RYB |  |  | OPEN |  | MAIN |  | 33 kV | [9 empty] | PMU BALAKONG 132/33kV | Unknown | Unknown | Unknown | Unknown | DISTRIBUTION | TNB | CHERAS | Unknown |  |  |  |  | Unknown | [17 empty] | 3 | Pass | null
379388404 | [6 empty] | Existing | RYB |  |  | OPEN |  | MAIN |  | 33 kV | [9 empty] | PMU BALAKONG 132/33kV | Unknown | Unknown | Unknown | Unknown | DISTRIBUTION | TNB | CHERAS | Unknown |  |  |  |  | Unknown | [17 empty] | 3 | Pass | null
379388408 | [6 empty] | Existing | RYB |  |  | OPEN |  | MAIN |  | 33 kV | [9 empty] | PMU BALAKONG 132/33kV | Unknown | Unknown | Unknown | Unknown | DISTRIBUTION | TNB | CHERAS | Unknown |  |  |  |  | Unknown | [17 empty] | 3 | Pass | null
379388412 | [6 empty] | Existing | RYB |  |  | OPEN |  | MAIN |  | 33 kV | [9 empty] | PMU BALAKONG 132/33kV | Unknown | Unknown | Unknown | Unknown | DISTRIBUTION | TNB | CHERAS | Unknown |  |  |  |  | Unknown | [17 empty] | 3 | Pass | null
379388416 | [6 empty] | Existing | RYB |  |  | OPEN |  | MAIN |  | 33 kV | [9 empty] | PMU BALAKONG 132/33kV | Unknown | Unknown | Unknown | Unknown | DISTRIBUTION | TNB | CHERAS | Unknown |  |  |  |  | Unknown | [17 empty] | 3 | Pass | null
379388423 | [6 empty] | Existing | RYB |  |  | OPEN |  | RESERVE |  | 33 kV | [9 empty] | PMU BALAKONG 132/33kV | Unknown | Unknown | Unknown | Unknown | DISTRIBUTION | TNB | CHERAS | Unknown |  |  |  |  | Unknown | [17 empty] | 3 | Pass | null
379388427 | [6 empty] | Existing | RYB |  |  | OPEN |  | RESERVE |  | 33 kV | [9 empty] | PMU BALAKONG 132/33kV | Unknown | Unknown | Unknown | Unknown | DISTRIBUTION | TNB | CHERAS | Unknown |  |  |  |  | Unknown | [17 empty] | 3 | Pass | null
379388431 | [6 empty] | Existing | RYB |  |  | OPEN |  | RESERVE |  | 33 kV | [9 empty] | PMU BALAKONG 132/33kV | Unknown | Unknown | Unknown | Unknown | DISTRIBUTION | TNB | CHERAS | Unknown |  |  |  |  | Unknown | [17 empty] | 3 | Pass | null
379388435 | [6 empty] | Existing | RYB |  |  | OPEN |  | RESERVE |  | 33 kV | [9 empty] | PMU BALAKONG 132/33kV | Unknown | Unknown | Unknown | Unknown | DISTRIBUTION | TNB | CHERAS | Unknown |  |  |  |  | Unknown | [17 empty] | 3 | Pass | null
379388439 | [6 empty] | Existing | RYB |  |  | OPEN |  | RESERVE |  | 33 kV | [9 empty] | PMU BALAKONG 132/33kV | Unknown | Unknown | Unknown | Unknown | DISTRIBUTION | TNB | CHERAS | Unknown |  |  |  |  | Unknown | [17 empty] | 3 | Pass | null
379388443 | [6 empty] | Existing | RYB |  |  | OPEN |  | RESERVE |  | 33 kV | [9 empty] | PMU BALAKONG 132/33kV | Unknown | Unknown | Unknown | Unknown | DISTRIBUTION | TNB | CHERAS | Unknown |  |  |  |  | Unknown | [17 empty] | 3 | Pass | null
379388447 | [6 empty] | Existing | RYB |  |  | OPEN |  | RESERVE |  | 33 kV | [9 empty] | PMU BALAKONG 132/33kV | Unknown | Unknown | Unknown | Unknown | DISTRIBUTION | TNB | CHERAS | Unknown |  |  |  |  | Unknown | [17 empty] | 3 | Pass | null
379388451 | [6 empty] | Existing | RYB |  |  | CLOSED |  | RESERVE |  | 33 kV | [9 empty] | PMU BALAKONG 132/33kV | Unknown | Unknown | Unknown | Unknown | DISTRIBUTION | TNB | CHERAS | Unknown |  |  |  |  | Unknown | [17 empty] | 3 | Pass | null
379388455 | [6 empty] | Existing | RYB |  |  | CLOSED |  | RESERVE |  | 33 kV | [9 empty] | PMU BALAKONG 132/33kV | Unknown | Unknown | Unknown | Unknown | DISTRIBUTION | TNB | CHERAS | Unknown |  |  |  |  | Unknown | [17 empty] | 3 | Pass | null
379388459 | [6 empty] | Existing | RYB |  |  | CLOSED |  | RESERVE |  | 33 kV | [9 empty] | PMU BALAKONG 132/33kV | Unknown | Unknown | Unknown | Unknown | DISTRIBUTION | TNB | CHERAS | Unknown |  |  |  |  | Unknown | [17 empty] | 3 | Pass | null
379388463 | [6 empty] | Existing | RYB |  |  | CLOSED |  | RESERVE |  | 33 kV | [9 empty] | PMU BALAKONG 132/33kV | Unknown | Unknown | Unknown | Unknown | DISTRIBUTION | TNB | CHERAS | Unknown |  |  |  |  | Unknown | [17 empty] | 3 | Pass | null
379388467 | [6 empty] | Existing | RYB |  |  | CLOSED |  | RESERVE |  | 33 kV | [9 empty] | PMU BALAKONG 132/33kV | Unknown | Unknown | Unknown | Unknown | DISTRIBUTION | TNB | CHERAS | Unknown |  |  |  |  | Unknown | [17 empty] | 3 | Pass | null
379538331 |  |  |  |  | BCRS/PCE/J01381/MB1 | 310554224 | Existing | RYB |  | B15379 - JLN PUTRA BMC | CLOSED | CLOSED | LINK |  | 11 kV | [9 empty] | PDT SHELL BMC | Unknown | Unknown | NO | NONE | DISTRIBUTION | TNB | CHERAS | NO | Unknown |  |  |  | NO | [9 empty] | NO | [7 empty] | 3 | Pass | null
379538336 |  |  |  |  | BCRS/PCE/J01381/MB1 | 310554224 | Existing | RYB |  | B15377 - PPU BMC 2 VCB 7 | CLOSED | CLOSED | LINK |  | 11 kV | [9 empty] | PDT SHELL BMC | Unknown | Unknown | NO | NONE | DISTRIBUTION | TNB | CHERAS | NO | Unknown |  |  |  | NO | [9 empty] | NO | [7 empty] | 3 | Pass | null
379559544 | [6 empty] | Existing | RYB |  |  | CLOSED | CLOSED | MAIN |  | 33 kV | [9 empty] | SSU MRT TAMAN CEUPACS | Unknown | Unknown | NO | NONE | DISTRIBUTION | TNB | CHERAS | NO | Unknown |  |  |  | NO | [17 empty] | 3 | Pass | null
379559554 | [6 empty] | Existing | RYB |  |  | CLOSED | CLOSED | MAIN |  | 33 kV | [9 empty] | SSU MRT TAMAN CEUPACS | Unknown | Unknown | NO | NONE | DISTRIBUTION | TNB | CHERAS | Unknown |  |  |  |  | NO | [17 empty] | 3 | Pass | null
379559557 | [6 empty] | Existing | RYB |  |  | CLOSED | CLOSED | MAIN |  | 33 kV | [9 empty] | SSU MRT TAMAN CEUPACS | Unknown | Unknown | NO | NONE | DISTRIBUTION | TNB | CHERAS | NO | Unknown |  |  |  | NO | [17 empty] | 3 | Pass | null
379559560 | [6 empty] | Existing | RYB |  |  | CLOSED | CLOSED | MAIN |  | 33 kV | [9 empty] | SSU MRT TAMAN CEUPACS | Unknown | Unknown | NO | NONE | DISTRIBUTION | TNB | CHERAS | NO | Unknown |  |  |  | NO | [17 empty] | 3 | Pass | null
379559563 | [6 empty] | Existing | RYB |  |  | CLOSED | CLOSED | MAIN |  | 33 kV | [9 empty] | SSU MRT TAMAN CEUPACS | Unknown | Unknown | NO | NONE | DISTRIBUTION | TNB | CHERAS | NO | Unknown |  |  |  | NO | [17 empty] | 3 | Pass | null
379559578 | [6 empty] | Existing | RYB |  |  | CLOSED | CLOSED | MAIN |  | 33 kV | [9 empty] | SSU MRT TAMAN CEUPACS | Unknown | Unknown | NO | NONE | DISTRIBUTION | TNB | CHERAS | NO | Unknown |  |  |  | NO | [17 empty] | 3 | Pass | null
379559601 | [6 empty] | Existing | RYB |  |  | CLOSED | CLOSED | MAIN |  | 33 kV | [9 empty] | SSU MRT TAMAN CEUPACS | Unknown | Unknown | Unknown | Unknown | DISTRIBUTION | TNB | CHERAS | Unknown |  |  |  |  | Unknown | [17 empty] | 3 | Pass | null
379559602 | [6 empty] | Existing | RYB |  |  | CLOSED | CLOSED | MAIN |  | 33 kV | [9 empty] | SSU MRT TAMAN CEUPACS | Unknown | Unknown | Unknown | Unknown | DISTRIBUTION | TNB | CHERAS | Unknown |  |  |  |  | Unknown | [17 empty] | 3 | Pass | null
379838659 | B14570 |  |  |  | BCRS/PCE/J01313/MB1 | 309895386 | Existing | RYB |  |  | CLOSED | CLOSED | LINK |  | 11 kV | [9 empty] | PE YEW LUM BALAKONG JAYA | Unknown | Unknown | NO | NONE | DISTRIBUTION | TNB | CHERAS | NO | Unknown |  |  |  | NO | [8 empty] | B14570 | NO | [7 empty] | 3 | Pass | null
379838664 | B14572 |  |  |  | BCRS/PCE/J01313/MB1 | 309895386 | Existing | RYB |  |  | CLOSED | CLOSED | LINK |  | 11 kV | [9 empty] | PE YEW LUM BALAKONG JAYA | Unknown | Unknown | NO | NONE | DISTRIBUTION | TNB | CHERAS | NO | Unknown |  |  |  | NO | [8 empty] | B14572 | NO | [7 empty] | 3 | Pass | null
379851660 | [6 empty] | Existing | RYB |  |  | CLOSED |  | MAIN |  | 11 kV | [9 empty] | PPU TAMAN SUTERA (T): Transformer 33/11 | Unknown | Unknown | Unknown | Unknown | DISTRIBUTION | TNB | CHERAS | Unknown |  |  |  |  | Unknown | [17 empty] | 3 | Pass | null
379851669 | [6 empty] | Existing | RYB |  |  | CLOSED |  | MAIN |  | 11 kV | [9 empty] | PPU TAMAN SUTERA (T): Transformer 33/11 | Unknown | Unknown | Unknown | Unknown | DISTRIBUTION | TNB | CHERAS | Unknown |  |  |  |  | Unknown | [17 empty] | 3 | Pass | null
379851678 | [6 empty] | Existing | RYB |  |  | CLOSED |  | MAIN |  | 11 kV | [9 empty] | PPU TAMAN SUTERA (T): Transformer 33/11 | Unknown | Unknown | Unknown | Unknown | DISTRIBUTION | TNB | CHERAS | Unknown |  |  |  |  | Unknown | [17 empty] | 3 | Pass | null
379851686 | [6 empty] | Existing | RYB |  |  | CLOSED |  | MAIN |  | 11 kV | [9 empty] | PPU TAMAN SUTERA (T): Transformer 33/11 | Unknown | Unknown | Unknown | Unknown | DISTRIBUTION | TNB | CHERAS | Unknown |  |  |  |  | Unknown | [17 empty] | 3 | Pass | null
379851757 | [6 empty] | Existing | RYB |  |  | CLOSED | CLOSED | NEUTRAL |  | 11 kV | [9 empty] | PPU TAMAN SUTERA (T): Transformer 33/11 | Unknown | Unknown | NO | NONE | DISTRIBUTION | TNB | CHERAS | NO | Unknown |  |  |  | NO | [17 empty] | 3 | Pass | null
379851761 | [6 empty] | Existing | RYB |  |  | CLOSED |  | MAIN |  | 11 kV | [9 empty] | PPU TAMAN SUTERA (T): Transformer 33/11 | Unknown | Unknown | Unknown | Unknown | DISTRIBUTION | TNB | CHERAS | Unknown |  |  |  |  | Unknown | [17 empty] | 3 | Pass | null
379851786 | [6 empty] | Existing | RYB |  |  | CLOSED |  | MAIN |  | 11 kV | [9 empty] | PPU TAMAN SUTERA (T): Transformer 33/11 | Unknown | Unknown | Unknown | Unknown | DISTRIBUTION | TNB | CHERAS | Unknown |  |  |  |  | Unknown | [17 empty] | 3 | Pass | null
379851791 | [6 empty] | Existing | RYB |  |  | CLOSED |  | MAIN |  | 11 kV | [9 empty] | PPU TAMAN SUTERA (T): Transformer 33/11 | Unknown | Unknown | Unknown | Unknown | DISTRIBUTION | TNB | CHERAS | Unknown |  |  |  |  | Unknown | [17 empty] | 3 | Pass | null
379851808 | [6 empty] | Existing | RYB |  |  | CLOSED |  | MAIN |  | 11 kV | [9 empty] | PPU TAMAN SUTERA (T): Transformer 33/11 | Unknown | Unknown | Unknown | Unknown | DISTRIBUTION | TNB | CHERAS | Unknown |  |  |  |  | Unknown | [17 empty] | 3 | Pass | null
379851831 | [6 empty] | Existing | RYB |  |  | CLOSED |  | MAIN |  | 11 kV | [9 empty] | PPU TAMAN SUTERA (T): Transformer 33/11 | Unknown | Unknown | Unknown | Unknown | DISTRIBUTION | TNB | CHERAS | Unknown |  |  |  |  | Unknown | [17 empty] | 3 | Pass | null
379851852 | [6 empty] | Existing | RYB |  |  | CLOSED | CLOSED | MAIN |  | 11 kV | [9 empty] | PPU TAMAN SUTERA (T): Transformer 33/11 | Unknown | Unknown | NO | NONE | DISTRIBUTION | TNB | CHERAS | NO | Unknown |  |  |  | NO | [17 empty] | 3 | Pass | null
379851860 | [6 empty] | Existing | RYB |  |  | CLOSED |  | MAIN |  | 11 kV | [9 empty] | PPU TAMAN SUTERA (T): Transformer 33/11 | Unknown | Unknown | Unknown | Unknown | DISTRIBUTION | TNB | CHERAS | Unknown |  |  |  |  | Unknown | [17 empty] | 3 | Pass | null
379851932 | [6 empty] | Existing | RYB |  |  | CLOSED | CLOSED | NEUTRAL |  | 11 kV | [9 empty] | PPU TAMAN SUTERA (T): Transformer 33/11 | Unknown | Unknown | NO | NONE | DISTRIBUTION | TNB | CHERAS | NO | Unknown |  |  |  | NO | [17 empty] | 3 | Pass | null
379851975 | [6 empty] | Existing | RYB |  |  | CLOSED |  | MAIN |  | 11 kV | [9 empty] | PPU TAMAN SUTERA (T): Transformer 33/11 | Unknown | Unknown | Unknown | Unknown | DISTRIBUTION | TNB | CHERAS | Unknown |  |  |  |  | Unknown | [17 empty] | 3 | Pass | null
379852001 | [6 empty] | Existing | RYB |  |  | CLOSED |  | MAIN |  | 11 kV | [9 empty] | PPU TAMAN SUTERA (T): Transformer 33/11 | Unknown | Unknown | Unknown | Unknown | DISTRIBUTION | TNB | CHERAS | Unknown |  |  |  |  | Unknown | [17 empty] | 3 | Pass | null
379852042 | [6 empty] | Existing | RYB |  |  | CLOSED | CLOSED | NEUTRAL |  | 11 kV | [9 empty] | PPU TAMAN SUTERA (T): Transformer 33/11 | Unknown | Unknown | NO | NONE | DISTRIBUTION | TNB | CHERAS | NO | Unknown |  |  |  | NO | [17 empty] | 3 | Pass | null
379852054 | [6 empty] | Existing | RYB |  |  | CLOSED |  | MAIN |  | 11 kV | [9 empty] | PPU TAMAN SUTERA (T): Transformer 33/11 | Unknown | Unknown | Unknown | Unknown | DISTRIBUTION | TNB | CHERAS | Unknown |  |  |  |  | Unknown | [17 empty] | 3 | Pass | null
379852060 | [6 empty] | Existing | RYB |  |  | CLOSED |  | MAIN |  | 11 kV | [9 empty] | PPU TAMAN SUTERA (T): Transformer 33/11 | Unknown | Unknown | Unknown | Unknown | DISTRIBUTION | TNB | CHERAS | Unknown |  |  |  |  | Unknown | [17 empty] | 3 | Pass | null
379852083 | [6 empty] | Existing | RYB |  |  | CLOSED |  | MAIN |  | 11 kV | [9 empty] | PPU TAMAN SUTERA (T): Transformer 33/11 | Unknown | Unknown | Unknown | Unknown | DISTRIBUTION | TNB | CHERAS | Unknown |  |  |  |  | Unknown | [17 empty] | 3 | Pass | null
379852099 | [6 empty] | Existing | RYB |  |  | CLOSED |  | MAIN |  | 11 kV | [9 empty] | PPU TAMAN SUTERA (T): Transformer 33/11 | Unknown | Unknown | Unknown | Unknown | DISTRIBUTION | TNB | CHERAS | Unknown |  |  |  |  | Unknown | [17 empty] | 3 | Pass | null
380294376 | B14141 |  |  |  | BCRS/PCE/J01287/MB1 | 300493543 | Existing | RYB |  |  | CLOSED | CLOSED | LINK |  | 11 kV | [6 empty] | TOSHIBA |  |  | D-CRS-C16-0656 | Unknown | Unknown | NO | NONE | DISTRIBUTION | TNB | CHERAS | NO | Unknown |  |  |  | NO | [8 empty] | B14141 | NO | [7 empty] | 3 | Pass | null
380294381 | B14139 |  |  |  | BCRS/PCE/J01287/MB1 | 300493543 | Existing | RYB |  |  | CLOSED | CLOSED | LINK |  | 11 kV | [6 empty] | TOSHIBA |  |  | D-CRS-C16-0656 | Unknown | Unknown | NO | NONE | DISTRIBUTION | TNB | CHERAS | NO | Unknown |  |  |  | NO | [8 empty] | B14139 | NO | [7 empty] | 3 | Pass | null
380349642 | B14489 |  |  |  | BCRS/PCE/J01309/MB1 | 300545680 | Existing | RYB |  |  | CLOSED | CLOSED | LINK |  | 11 kV | [6 empty] | INDKOM |  |  | D-CRS-C16-0659 | Unknown | Unknown | NO | NONE | DISTRIBUTION | TNB | CHERAS | NO | Unknown |  |  |  | NO | [8 empty] | B14489 | NO | [7 empty] | 3 | Pass | null
380349659 | B14486 |  |  |  | BCRS/PCE/J01309/MB1 | 300545680 | Existing | RYB |  |  | CLOSED | CLOSED | LINK |  | 11 kV | [6 empty] | INDKOM |  |  | D-CRS-C16-0659 | Unknown | Unknown | NO | NONE | DISTRIBUTION | TNB | CHERAS | NO | Unknown |  |  |  | NO | [8 empty] | B14486 | NO | [7 empty] | 3 | Pass | null
380487049 | B14657 | [5 empty] | Existing | RYB |  | B10432 PE LOT 2374 FURNIWEB | CLOSED | CLOSED | LINK |  | 11 kV | [6 empty] | SCHNEIDER |  |  | D-CRS-C16-0665 | Unknown | Unknown | NO | NONE | DISTRIBUTION | TNB | CHERAS | NO | Unknown |  |  |  | NO | [8 empty] | B14657 | NO | [7 empty] | 3 | Pass | null
380487054 | B14659 | [5 empty] | Existing | RYB |  | B06381 PE IVORY ASCENT | CLOSED | CLOSED | LINK |  | 11 kV | [6 empty] | SCHNEIDER |  |  | D-CRS-C16-0665 | Unknown | Unknown | NO | NONE | DISTRIBUTION | TNB | CHERAS | NO | Unknown |  |  |  | NO | [8 empty] | B14659 | NO | [7 empty] | 3 | Pass | null
381049987 | B14891 | [5 empty] | Existing | RYB |  | JLN CHERAS VISTA 2 | CLOSED | CLOSED | LINK |  | 11 kV | [9 empty] | PE PDT CHERAS VISTA 4 | Unknown | Unknown | NO | NONE | DISTRIBUTION | TNB | CHERAS | NO | Unknown |  |  |  | NO | [8 empty] | B14891 | NO | [7 empty] | 3 | Pass | null
381049992 | B14890 | [5 empty] | Existing | RYB |  | JLN CHERAS VISTA 2/1 | CLOSED | CLOSED | LINK |  | 11 kV | [9 empty] | PE PDT CHERAS VISTA 4 | Unknown | Unknown | NO | NONE | DISTRIBUTION | TNB | CHERAS | NO | Unknown |  |  |  | NO | [8 empty] | B14890 | NO | [7 empty] | 3 | Pass | null
381066739 | B13926 | [5 empty] | Existing | RYB |  |  | CLOSED | CLOSED | LINK |  | 11 kV | [9 empty] | PE JLN HULUBALANG BMC | Unknown | Unknown | NO | NONE | DISTRIBUTION | TNB | CHERAS | NO | Unknown |  |  |  | NO | [8 empty] | B13926 | NO | [7 empty] | 3 | Pass | null
381066744 | B13928 | [5 empty] | Existing | RYB |  |  | CLOSED | CLOSED | LINK |  | 11 kV | [9 empty] | PE JLN HULUBALANG BMC | Unknown | Unknown | NO | NONE | DISTRIBUTION | TNB | CHERAS | NO | Unknown |  |  |  | NO | [8 empty] | B13928 | NO | [7 empty] | 3 | Pass | null
381109689 | [6 empty] | Existing | RYB |  |  | CLOSED | CLOSED | MAIN |  | 33 kV | [9 empty] | PMU BALAKONG 132/33kV | Unknown | Unknown | NO | NONE | DISTRIBUTION | TNB | CHERAS | Unknown |  |  |  |  | NO | [17 empty] | 3 | Pass | null
381109882 | [6 empty] | Existing | RYB |  |  | CLOSED | CLOSED | MAIN |  | 11 kV | [9 empty] | PMU BALAKONG 132/11kV | Unknown | Unknown | NO | NONE | DISTRIBUTION | TNB | CHERAS | NO | Unknown |  |  |  | NO | [17 empty] | 3 | Pass | null
381109886 | [6 empty] | Existing | RYB |  |  | OPEN | OPEN | MAIN |  | 11 kV | [9 empty] | PMU BALAKONG 132/11kV | Unknown | Unknown | NO | NONE | DISTRIBUTION | TNB | CHERAS | NO | Unknown |  |  |  | NO | [17 empty] | 3 | Pass | null
381109887 | [6 empty] | Existing | RYB |  |  | OPEN | OPEN | MAIN |  | 11 kV | [9 empty] | PMU BALAKONG 132/11kV | Unknown | Unknown | NO | NONE | DISTRIBUTION | TNB | CHERAS | NO | Unknown |  |  |  | NO | [17 empty] | 3 | Pass | null
381109895 | [6 empty] | Existing | RYB |  |  | OPEN | OPEN | MAIN |  | 11 kV | [9 empty] | PMU BALAKONG 132/11kV | Unknown | Unknown | NO | NONE | DISTRIBUTION | TNB | CHERAS | NO | Unknown |  |  |  | NO | [17 empty] | 3 | Pass | null
381109903 | [6 empty] | Existing | RYB |  |  | CLOSED | CLOSED | MAIN |  | 11 kV | [9 empty] | PMU BALAKONG 132/11kV | Unknown | Unknown | NO | NONE | DISTRIBUTION | TNB | CHERAS | NO | Unknown |  |  |  | NO | [17 empty] | 3 | Pass | null
381109911 | [6 empty] | Existing | RYB |  |  | CLOSED | CLOSED | MAIN |  | 11 kV | [9 empty] | PMU BALAKONG 132/11kV | Unknown | Unknown | NO | NONE | DISTRIBUTION | TNB | CHERAS | NO | Unknown |  |  |  | NO | [17 empty] | 3 | Pass | null
381109924 | [6 empty] | Existing | RYB |  |  | CLOSED | CLOSED | MAIN |  | 11 kV | [9 empty] | PMU BALAKONG 132/11kV | Unknown | Unknown | NO | NONE | DISTRIBUTION | TNB | CHERAS | NO | Unknown |  |  |  | NO | [17 empty] | 3 | Pass | null
381109931 | [6 empty] | Existing | RYB |  |  | OPEN | OPEN | MAIN |  | 11 kV | [9 empty] | PMU BALAKONG 132/11kV | Unknown | Unknown | NO | NONE | DISTRIBUTION | TNB | CHERAS | NO | Unknown |  |  |  | NO | [17 empty] | 3 | Pass | null
381109936 | [6 empty] | Existing | RYB |  |  | CLOSED | CLOSED | MAIN |  | 11 kV | [9 empty] | PMU BALAKONG 132/11kV | Unknown | Unknown | NO | NONE | DISTRIBUTION | TNB | CHERAS | NO | Unknown |  |  |  | NO | [17 empty] | 3 | Pass | null
381109937 | [6 empty] | Existing | RYB |  |  | OPEN | OPEN | MAIN |  | 11 kV | [9 empty] | PMU BALAKONG 132/11kV | Unknown | Unknown | NO | NONE | DISTRIBUTION | TNB | CHERAS | NO | Unknown |  |  |  | NO | [17 empty] | 3 | Pass | null
381109944 | [6 empty] | Existing | RYB |  |  | OPEN | OPEN | MAIN |  | 11 kV | [9 empty] | PMU BALAKONG 132/11kV | Unknown | Unknown | NO | NONE | DISTRIBUTION | TNB | CHERAS | NO | Unknown |  |  |  | NO | [17 empty] | 3 | Pass | null
381109950 | [6 empty] | Existing | RYB |  |  | CLOSED | CLOSED | MAIN |  | 11 kV | [9 empty] | PMU BALAKONG 132/11kV | Unknown | Unknown | NO | NONE | DISTRIBUTION | TNB | CHERAS | NO | Unknown |  |  |  | NO | [17 empty] | 3 | Pass | null
381109955 | [6 empty] | Existing | RYB |  |  | CLOSED | CLOSED | MAIN |  | 11 kV | [9 empty] | PMU BALAKONG 132/11kV | Unknown | Unknown | NO | NONE | DISTRIBUTION | TNB | CHERAS | NO | Unknown |  |  |  | NO | [17 empty] | 3 | Pass | null
381109958 | [6 empty] | Existing | RYB |  |  | OPEN | OPEN | MAIN |  | 11 kV | [9 empty] | PMU BALAKONG 132/11kV | Unknown | Unknown | NO | NONE | DISTRIBUTION | TNB | CHERAS | NO | Unknown |  |  |  | NO | [17 empty] | 3 | Pass | null
381109959 | [6 empty] | Existing | RYB |  |  | OPEN | OPEN | MAIN |  | 11 kV | [9 empty] | PMU BALAKONG 132/11kV | Unknown | Unknown | NO | NONE | DISTRIBUTION | TNB | CHERAS | NO | Unknown |  |  |  | NO | [17 empty] | 3 | Pass | null
381109966 | [6 empty] | Existing | RYB |  |  | CLOSED | CLOSED | MAIN |  | 11 kV | [9 empty] | PMU BALAKONG 132/11kV | Unknown | Unknown | NO | NONE | DISTRIBUTION | TNB | CHERAS | NO | Unknown |  |  |  | NO | [17 empty] | 3 | Pass | null
381109970 | [6 empty] | Existing | RYB |  |  | OPEN | OPEN | MAIN |  | 11 kV | [9 empty] | PMU BALAKONG 132/11kV | Unknown | Unknown | NO | NONE | DISTRIBUTION | TNB | CHERAS | NO | Unknown |  |  |  | NO | [17 empty] | 3 | Pass | null
381109974 | [6 empty] | Existing | RYB |  |  | CLOSED | CLOSED | MAIN |  | 11 kV | [9 empty] | PMU BALAKONG 132/11kV | Unknown | Unknown | NO | NONE | DISTRIBUTION | TNB | CHERAS | NO | Unknown |  |  |  | NO | [17 empty] | 3 | Pass | null
381109975 | [6 empty] | Existing | RYB |  |  | CLOSED | CLOSED | MAIN |  | 11 kV | [9 empty] | PMU BALAKONG 132/11kV | Unknown | Unknown | NO | NONE | DISTRIBUTION | TNB | CHERAS | NO | Unknown |  |  |  | NO | [17 empty] | 3 | Pass | null
381109982 | [6 empty] | Existing | RYB |  |  | OPEN | OPEN | MAIN |  | 11 kV | [9 empty] | PMU BALAKONG 132/11kV | Unknown | Unknown | NO | NONE | DISTRIBUTION | TNB | CHERAS | NO | Unknown |  |  |  | NO | [17 empty] | 3 | Pass | null
381109984 | [6 empty] | Existing | RYB |  |  | OPEN | OPEN | MAIN |  | 11 kV | [9 empty] | PMU BALAKONG 132/11kV | Unknown | Unknown | NO | NONE | DISTRIBUTION | TNB | CHERAS | NO | Unknown |  |  |  | NO | [17 empty] | 3 | Pass | null
381109994 | [6 empty] | Existing | RYB |  |  | OPEN | OPEN | MAIN |  | 11 kV | [9 empty] | PMU BALAKONG 132/11kV | Unknown | Unknown | NO | NONE | DISTRIBUTION | TNB | CHERAS | NO | Unknown |  |  |  | NO | [17 empty] | 3 | Pass | null
381110000 | [6 empty] | Existing | RYB |  |  | OPEN | OPEN | MAIN |  | 11 kV | [9 empty] | PMU BALAKONG 132/11kV | Unknown | Unknown | NO | NONE | DISTRIBUTION | TNB | CHERAS | NO | Unknown |  |  |  | NO | [17 empty] | 3 | Pass | null
381110035 | [6 empty] | Existing | RYB |  |  | CLOSED | CLOSED | MAIN |  | 11 kV | [9 empty] | PMU BALAKONG 132/11kV | Unknown | Unknown | NO | NONE | DISTRIBUTION | TNB | CHERAS | NO | Unknown |  |  |  | NO | [17 empty] | 3 | Pass | null
381110065 | [6 empty] | Existing | RYB |  |  | CLOSED | CLOSED | MAIN |  | 11 kV | [9 empty] | PMU BALAKONG 132/11kV | Unknown | Unknown | NO | NONE | DISTRIBUTION | TNB | CHERAS | NO | Unknown |  |  |  | NO | [17 empty] | 3 | Pass | null
381110074 | [6 empty] | Existing | RYB |  |  | OPEN | OPEN | MAIN |  | 11 kV | [9 empty] | PMU BALAKONG 132/11kV | Unknown | Unknown | NO | NONE | DISTRIBUTION | TNB | CHERAS | NO | Unknown |  |  |  | NO | [17 empty] | 3 | Pass | null
381110080 | [6 empty] | Existing | RYB |  |  | CLOSED | CLOSED | MAIN |  | 11 kV | [9 empty] | PMU BALAKONG 132/11kV | Unknown | Unknown | NO | NONE | DISTRIBUTION | TNB | CHERAS | NO | Unknown |  |  |  | NO | [17 empty] | 3 | Pass | null
381110081 | [6 empty] | Existing | RYB |  |  | CLOSED | CLOSED | MAIN |  | 11 kV | [9 empty] | PMU BALAKONG 132/11kV | Unknown | Unknown | NO | NONE | DISTRIBUTION | TNB | CHERAS | NO | Unknown |  |  |  | NO | [17 empty] | 3 | Pass | null
381110093 | [6 empty] | Existing | RYB |  |  | OPEN | OPEN | MAIN |  | 11 kV | [9 empty] | PMU BALAKONG 132/11kV | Unknown | Unknown | NO | NONE | DISTRIBUTION | TNB | CHERAS | NO | Unknown |  |  |  | NO | [17 empty] | 3 | Pass | null
381110095 | [6 empty] | Existing | RYB |  |  | CLOSED | CLOSED | MAIN |  | 11 kV | [9 empty] | PMU BALAKONG 132/11kV | Unknown | Unknown | NO | NONE | DISTRIBUTION | TNB | CHERAS | NO | Unknown |  |  |  | NO | [17 empty] | 3 | Pass | null
381110096 | [6 empty] | Existing | RYB |  |  | OPEN | OPEN | MAIN |  | 11 kV | [9 empty] | PMU BALAKONG 132/11kV | Unknown | Unknown | NO | NONE | DISTRIBUTION | TNB | CHERAS | NO | Unknown |  |  |  | NO | [17 empty] | 3 | Pass | null
381110121 | [6 empty] | Existing | RYB |  |  | CLOSED | CLOSED | MAIN |  | 11 kV | [9 empty] | PMU BALAKONG 132/11kV | Unknown | Unknown | NO | NONE | DISTRIBUTION | TNB | CHERAS | NO | Unknown |  |  |  | NO | [17 empty] | 3 | Pass | null
381345849 | B14505 | [5 empty] | Existing | RYB |  | SG BESI INDAH 5A | CLOSED | CLOSED | LINK |  | 11 kV | [6 empty] | INDKOM |  |  | KTM SERDANG | Unknown | Unknown | NO | NONE | DISTRIBUTION | TNB | CHERAS | NO | Unknown |  |  |  | NO | [8 empty] | B14505 | NO | [7 empty] | 3 | Pass | null
381345854 | B14503 | [5 empty] | Existing | RYB |  | RUMAH PAM SOUTHERN LAKE | CLOSED | CLOSED | LINK |  | 11 kV | [6 empty] | INDKOM |  |  | KTM SERDANG | Unknown | Unknown | NO | NONE | DISTRIBUTION | TNB | CHERAS | NO | Unknown |  |  |  | NO | [8 empty] | B14503 | NO | [7 empty] | 3 | Pass | null
381354437 | B14439 |  |  |  | BCRS/PCE/J01277/MB1 |  | Existing | RYB |  | SS NGAI MENG PLASTIC | CLOSED | CLOSED | LINK |  | 11 kV | [6 empty] | OTHERS |  |  | PE PDT ENNAI PLASTIK | Unknown | Unknown | NO | NONE | DISTRIBUTION | TNB | CHERAS | NO | Unknown |  |  |  | NO | [8 empty] | B14439 | NO | [7 empty] | 3 | Pass | null
381354442 | B14437 |  |  |  | BCRS/PCE/J01277/MB1 |  | Existing | RYB |  | TMN TAMING MAJU | CLOSED | CLOSED | LINK |  | 11 kV | [6 empty] | OTHERS |  |  | PE PDT ENNAI PLASTIK | Unknown | Unknown | NO | NONE | DISTRIBUTION | TNB | CHERAS | NO | Unknown |  |  |  | NO | [8 empty] | B14437 | NO | [7 empty] | 3 | Pass | null
381453198 | A225 | [5 empty] | Existing | RYB |  |  | CLOSED | CLOSED | MAIN |  | 33 kV | [9 empty] | SSU LOJI AIR SUNGAI LANGAT | Unknown | Unknown | NO | NONE | DISTRIBUTION | TNB | CHERAS | NO | Unknown |  |  |  | NO | [8 empty] | A225 | [8 empty] | 3 | Pass | null
381453208 | A219 | [5 empty] | Existing | RYB |  |  | CLOSED | CLOSED | MAIN |  | 33 kV | [9 empty] | SSU LOJI AIR SUNGAI LANGAT | Unknown | Unknown | NO | NONE | DISTRIBUTION | TNB | CHERAS | Unknown |  |  |  |  | NO | [8 empty] | A219 | [8 empty] | 3 | Pass | null
381453211 | A224 | [5 empty] | Existing | RYB |  |  | CLOSED | CLOSED | MAIN |  | 33 kV | [9 empty] | SSU LOJI AIR SUNGAI LANGAT | Unknown | Unknown | NO | NONE | DISTRIBUTION | TNB | CHERAS | NO | Unknown |  |  |  | NO | [8 empty] | A224 | [8 empty] | 3 | Pass | null
381453214 | A218 | [5 empty] | Existing | RYB |  |  | CLOSED | CLOSED | MAIN |  | 33 kV | [9 empty] | SSU LOJI AIR SUNGAI LANGAT | Unknown | Unknown | NO | NONE | DISTRIBUTION | TNB | CHERAS | NO | Unknown |  |  |  | NO | [8 empty] | A218 | [8 empty] | 3 | Pass | null
381453217 | A220 | [5 empty] | Existing | RYB |  |  | CLOSED | CLOSED | MAIN |  | 33 kV | [9 empty] | SSU LOJI AIR SUNGAI LANGAT | Unknown | Unknown | NO | NONE | DISTRIBUTION | TNB | CHERAS | NO | Unknown |  |  |  | NO | [8 empty] | A220 | [8 empty] | 3 | Pass | null
381453232 | A223 | [5 empty] | Existing | RYB |  |  | CLOSED | CLOSED | MAIN |  | 33 kV | [9 empty] | SSU LOJI AIR SUNGAI LANGAT | Unknown | Unknown | NO | NONE | DISTRIBUTION | TNB | CHERAS | NO | Unknown |  |  |  | NO | [8 empty] | A223 | [8 empty] | 3 | Pass | null
381453263 | B01680 |  |  |  | BCRS/PCE/J00169/MBB01677 | 300003121 | Existing | RYB |  |  | CLOSED | CLOSED | LINK |  | 11 kV |  | 20001101 |  |  |  |  | TAMCO |  |  | BTHO NO 3 | Unknown | Unknown | NO | NONE | DISTRIBUTION | TNB | CHERAS | NO | Unknown |  |  |  | NO | [8 empty] | B01680 | NO | [7 empty] | 3 | Pass | null
381453271 | B01677 |  |  |  | BCRS/PCE/J00169/MBB01677 | 300003121 | Existing | RYB |  |  | OPEN | CLOSED | LINK |  | 11 kV |  | 20001101 |  |  |  |  | TAMCO |  |  | BTHO NO 3 | Unknown | Unknown | NO | NONE | DISTRIBUTION | TNB | CHERAS | NO | Unknown |  |  |  | NO | [8 empty] | B01677 | NO | [7 empty] | 3 | Pass | null
381453278 | B01681 |  |  |  | BCRS/PCE/J00169/MBB01677 | 300003121 | Existing | RYB |  |  | CLOSED | CLOSED | LINK |  | 11 kV |  | 20001101 |  |  |  |  | TAMCO |  |  | BTHO NO 3 | Unknown | Unknown | NO | NONE | DISTRIBUTION | TNB | CHERAS | NO | Unknown |  |  |  | NO | [8 empty] | B01681 | NO | [7 empty] | 3 | Pass | null
381453874 | B12435 |  |  |  | BCRS/PCE/J01101/MB1 | 300447719 | Existing | RYB | SGLN-7 | B12432 PE TAMING MUTIARA 2 NO1 | OPEN |  | LINK |  | 11 kV |  | 29/07/2013 |  |  |  |  | TAMCO |  |  | TANMING MUTIARA 2 | Unknown | Unknown | Unknown | Unknown | DISTRIBUTION | TNB | CHERAS | Unknown |  |  |  |  | Unknown | [8 empty] | B12435 | [8 empty] | 3 | Pass | null
381453882 | B11327 |  |  |  | BCRS/PCE/J00790/MB1 | 300448348 | Existing | RYB |  |  | CLOSED | CLOSED | LINK |  | 11 kV |  | 20121111 |  |  |  |  | TAMCO |  |  | TMN PERINDUSTRIAN ALFA IMPIAN NO 2 | Unknown | Unknown | NO | NONE | DISTRIBUTION | TNB | CHERAS | NO | Unknown |  |  |  | NO | [8 empty] | B11327 | NO | [7 empty] | 3 | Pass | null
381453896 | B11324 |  |  |  | BCRS/PCE/J00790/MB1 | 300448348 | Existing | RYB |  |  | CLOSED | CLOSED | LINK |  | 11 kV |  | 20121111 |  |  |  |  | TAMCO |  |  | TMN PERINDUSTRIAN ALFA IMPIAN NO 2 | Unknown | Unknown | NO | NONE | DISTRIBUTION | TNB | CHERAS | NO | Unknown |  |  |  | NO | [8 empty] | B11324 | NO | [7 empty] | 3 | Pass | null
381454026 | B08761 |  |  |  | BCRS/PCE/J00443/MBB08761 | 300269673 | Existing | RYB |  |  | CLOSED | CLOSED | LINK |  | 11 kV |  | 18/07/1998 |  |  |  |  | TAMCO |  |  | SG LONG MEDICAL CENTRE | Unknown | Unknown | NO | NONE | DISTRIBUTION | TNB | CHERAS | NO | Unknown |  |  |  | NO | [8 empty] | B08761 | NO | [7 empty] | 3 | Pass | null
381454032 | B08763 |  |  |  | BCRS/PCE/J00443/MBB08761 | 300269673 | Existing | RYB |  |  | OPEN | CLOSED | LINK |  | 11 kV |  | 18/07/1998 |  |  |  |  | TAMCO |  |  | SG LONG MEDICAL CENTRE | Unknown | Unknown | NO | NONE | DISTRIBUTION | TNB | CHERAS | NO | Unknown |  |  |  | NO | [8 empty] | B08763 | NO | [7 empty] | 3 | Pass | null
381454037 | B08762 |  |  |  | BCRS/PCE/J00443/MBB08761 | 300269673 | Existing | RYB |  |  | CLOSED | CLOSED | LINK |  | 11 kV |  | 18/07/1998 |  |  |  |  | TAMCO |  |  | SG LONG MEDICAL CENTRE | Unknown | Unknown | NO | NONE | DISTRIBUTION | TNB | CHERAS | NO | Unknown |  |  |  | NO | [8 empty] | B08762 | NO | [7 empty] | 3 | Pass | null
381454046 | B08749 |  |  |  | BCRS/PCE/J00445/MBB08746 | 300269682 | Existing | RYB |  |  | CLOSED | CLOSED | LINK |  | 11 kV |  | 20051101 |  |  |  |  | TAMCO |  |  | TAMAN SEGAR PERDANA NO 9 | Unknown | Unknown | NO | NONE | DISTRIBUTION | TNB | CHERAS | NO | Unknown |  |  |  | NO | [8 empty] | B08749 | NO | [7 empty] | 3 | Pass | null
381454060 | B08746 |  |  |  | BCRS/PCE/J00445/MBB08746 | 300269682 | Existing | RYB |  |  | CLOSED | CLOSED | LINK |  | 11 kV |  | 20051101 |  |  |  |  | TAMCO |  |  | TAMAN SEGAR PERDANA NO 9 | Unknown | Unknown | NO | NONE | DISTRIBUTION | TNB | CHERAS | NO | Unknown |  |  |  | NO | [8 empty] | B08746 | NO | [7 empty] | 3 | Pass | null
381454290 | B08775 | [5 empty] | Existing | RYB |  |  | CLOSED | CLOSED | LINK |  | 11 kV | [9 empty] | RTM SEBERANG LAUT | Unknown | Unknown | NO | NONE | DISTRIBUTION | TNB | CHERAS | NO | Unknown |  |  |  | NO | [8 empty] | B08775 | NO | [7 empty] | 3 | Pass | null
381454295 | B03199 | [5 empty] | Existing | RYB |  |  | CLOSED | CLOSED | LINK |  | 11 kV | [9 empty] | RTM SEBERANG LAUT | Unknown | Unknown | NO | NONE | DISTRIBUTION | TNB | CHERAS | NO | Unknown |  |  |  | NO | [8 empty] | B03199 | NO | [7 empty] | 3 | Pass | null
381454415 | B03200 | [5 empty] | Existing | RYB |  |  | CLOSED |  | LINK |  | 11 kV | [9 empty] | RTM SEBERANG LAUT | Unknown | Unknown | Unknown | Unknown | DISTRIBUTION | TNB | CHERAS | Unknown |  |  |  |  | Unknown | [8 empty] | B03200 | [8 empty] | 3 | Pass | null
381719426 |  | SGLN-12 | 6748069 | 6748206 |  |  | Existing | RYB |  | BDR SG LONG GOLF CLUB | CLOSED | CLOSED | RESERVE |  | 11 kV | Unknown |  | 0 |  |  |  | Unknown |  |  | PPU SUNGAI LONG | Unknown | Unknown | Unknown | Unknown | DISTRIBUTION | TNB | CHERAS | Unknown |  |  |  |  | Unknown | [17 empty] | 3 | Pass | null
381719431 |  | SGLN-12 | 6748070 | 6748218 |  |  | Existing | RYB |  | BDR SG LONG GOLF CLUB | OPEN | OPEN | MAIN |  | 11 kV | Unknown |  | 0 |  |  |  | Unknown |  |  | PPU SUNGAI LONG | Unknown | Unknown | Unknown | Unknown | DISTRIBUTION | TNB | CHERAS | Unknown |  |  |  |  | Unknown | [17 empty] | 3 | Pass | null
381719444 |  | SGLN-12 | 6748069 | 6748206 |  |  | Existing | RYB |  | BDR SG LONG GOLF CLUB | CLOSED | CLOSED | RESERVE |  | 11 kV | Unknown |  | 0 |  |  |  | Unknown |  |  | PPU SUNGAI LONG | Unknown | Unknown | Unknown | Unknown | DISTRIBUTION | TNB | CHERAS | Unknown |  |  |  |  | Unknown | [17 empty] | 3 | Pass | null
381719449 |  | SGLN-12 | 6748070 | 6748218 |  |  | Existing | RYB |  | BDR SG LONG GOLF CLUB | OPEN | OPEN | MAIN |  | 11 kV | Unknown |  | 0 |  |  |  | Unknown |  |  | PPU SUNGAI LONG | Unknown | Unknown | Unknown | Unknown | DISTRIBUTION | TNB | CHERAS | Unknown |  |  |  |  | Unknown | [17 empty] | 3 | Pass | null
381719460 |  | SGLN-9 | 6748187 | 6748335 |  |  | Existing | RYB |  | BDR MAHKOTA CHERAS NO 14 | OPEN | OPEN | RESERVE |  | 11 kV | Unknown |  | 0 |  |  |  | Unknown |  |  | PPU SUNGAI LONG | Unknown | Unknown | Unknown | Unknown | DISTRIBUTION | TNB | CHERAS | Unknown |  |  |  |  | Unknown | [17 empty] | 3 | Pass | null
381719465 |  | SGLN-9 | 6748188 | 6748336 |  |  | Existing | RYB |  | BDR MAHKOTA CHERAS NO 14 | CLOSED | CLOSED | MAIN |  | 11 kV | Unknown |  | 0 |  |  |  | Unknown |  |  | PPU SUNGAI LONG | Unknown | Unknown | Unknown | Unknown | DISTRIBUTION | TNB | CHERAS | Unknown |  |  |  |  | Unknown | [17 empty] | 3 | Pass | null
381719478 |  | SGLN-9 | 6748187 | 6748335 |  |  | Existing | RYB |  | BDR MAHKOTA CHERAS NO 14 | OPEN | OPEN | RESERVE |  | 11 kV | Unknown |  | 0 |  |  |  | Unknown |  |  | PPU SUNGAI LONG | Unknown | Unknown | Unknown | Unknown | DISTRIBUTION | TNB | CHERAS | Unknown |  |  |  |  | Unknown | [17 empty] | 3 | Pass | null
381719483 |  | SGLN-9 | 6748188 | 6748336 |  |  | Existing | RYB |  | BDR MAHKOTA CHERAS NO 14 | CLOSED | CLOSED | MAIN |  | 11 kV | Unknown |  | 0 |  |  |  | Unknown |  |  | PPU SUNGAI LONG | Unknown | Unknown | Unknown | Unknown | DISTRIBUTION | TNB | CHERAS | Unknown |  |  |  |  | Unknown | [17 empty] | 3 | Pass | null
382153122 | B14698 |  |  |  | BCRS/PCE/J01325/MB1 |  | Existing | RYB |  | B02804 PE PRIMA MASTONE | CLOSED | CLOSED | LINK |  | 11 kV | [9 empty] | PE WOO SHAO CON | Unknown | Unknown | NO | NONE | DISTRIBUTION | TNB | CHERAS | NO | Unknown |  |  |  | NO | [8 empty] | B14698 | NO | [7 empty] | 3 | Pass | null
382153136 | B14701 |  |  |  | BCRS/PCE/J01325/MB1 |  | Existing | RYB |  | B10337 PE ARMADA CERGAS | CLOSED | CLOSED | LINK |  | 11 kV | [9 empty] | PE WOO SHAO CON | Unknown | Unknown | NO | NONE | DISTRIBUTION | TNB | CHERAS | NO | Unknown |  |  |  | NO | [8 empty] | B14701 | NO | [7 empty] | 3 | Pass | null
382153443 | B14737 | [5 empty] | Existing | RYB |  | BUS SECTION | CLOSED | CLOSED | BUSBAR SECTION |  | 11 kV | [9 empty] | PE LOT 4 BHS BOOK (D-CRS-C16-0700) | Unknown | Unknown | NO | NONE | DISTRIBUTION | TNB | CHERAS | NO | Unknown |  |  |  | NO | [8 empty] | B14737 | [8 empty] | 3 | Pass | null
382157416 | B14677 |  |  |  | BCRS/PCE/J01326/MB1 | 310024044 | Existing | RYB |  | B13951 PE JADITE SUITE | CLOSED | CLOSED | LINK |  | 11 kV | [6 empty] | INDKOM |  |  | D-CRS-C16-0644 | Unknown | Unknown | NO | NONE | DISTRIBUTION | TNB | CHERAS | NO | Unknown |  |  |  | NO | [8 empty] | B14677 | NO | [7 empty] | 3 | Pass | null
382157430 | B14678 |  |  |  | BCRS/PCE/J01326/MB1 | 310024044 | Existing | RYB |  | B14489 EATON INT SCHOOL | CLOSED | CLOSED | LINK |  | 11 kV | [6 empty] | INDKOM |  |  | D-CRS-C16-0644 | Unknown | Unknown | NO | NONE | DISTRIBUTION | TNB | CHERAS | NO | Unknown |  |  |  | NO | [8 empty] | B14678 | NO | [7 empty] | 3 | Pass | null
382157645 | B14901 | PE TUCK HUA NO. 3 |  |  | BCRS/PCE/J00545/MBB11488 | 300431593 | Existing | RYB | PBEL(P)-11 | B09421 PE TUCK HUA NO. 3 | OPEN | CLOSED | LINK | 12.000 kV | 11 kV | GAS | 20/07/2011 |  |  | Unknown | F_and_G | INDKOM | 1102223662 | Unknown | SURIA INDUSTRIAL PARK | SUBSTATION | Unknown | YES | Unknown | DISTRIBUTION | TNB | CHERAS | Unknown |  | Unknown | Unknown | Unknown | NO |  | LINE |  | 28 | 630.000 A | 0.63 | 50 | 20 | B14901 | NO | NOOT APPLICABLE |  |  | Unknown | Unknown |  |  | 3 | Pass | null
382943674 | B12194 | [5 empty] | Existing | RYB |  | LOOPING | CLOSED | CLOSED | LINK |  | 11 kV | [9 empty] | GREEN WATER ROCK NO 2 | Unknown | Unknown | NO | NONE | DISTRIBUTION | TNB | CHERAS | NO | Unknown |  |  |  | NO | [8 empty] | B12194 | NO | [7 empty] | 3 | Pass | null
382943678 | B02633 | [5 empty] | Existing | RYB |  | B02878 PE MINES GOLF RESORT | OPEN | OPEN | LINK |  | 11 kV | [9 empty] | GREEN WATER ROCK NO 2 | Unknown | Unknown | NO | NONE | DISTRIBUTION | TNB | CHERAS | NO | Unknown |  |  |  | NO | [8 empty] | B02633 | NO | [7 empty] | 3 | Pass | null
382943679 | B12193 | [5 empty] | Existing | RYB |  | LOOPING | CLOSED | CLOSED | LINK |  | 11 kV | [9 empty] | GREEN WATER ROCK NO 2 | Unknown | Unknown | NO | NONE | DISTRIBUTION | TNB | CHERAS | NO | Unknown |  |  |  | NO | [8 empty] | B12193 | NO | [7 empty] | 3 | Pass | null
382943702 | B02634 | [5 empty] | Existing | RYB |  | B11809 PADAT JURUNATURE, JLN TIMAH 3 | CLOSED | CLOSED | LINK |  | 11 kV | [9 empty] | GREEN WATER ROCK NO 2 | Unknown | Unknown | NO | NONE | DISTRIBUTION | TNB | CHERAS | NO | Unknown |  |  |  | NO | [8 empty] | B02634 | NO | [7 empty] | 3 | Pass | null
383067826 | B14902 |  |  |  | BCRS/PCE/J01338/MB1 | 310286497 | Existing | RYB |  |  | CLOSED | CLOSED | LINK |  | 11 kV | [6 empty] | INDKOM |  |  | PE LOT 2297 BUKIT ANGKAT | Unknown | Unknown | NO | NONE | DISTRIBUTION | TNB | CHERAS | NO | Unknown |  |  |  | NO | [8 empty] | B14902 | NO | [7 empty] | 3 | Pass | null
383067840 | B14903 |  |  |  | BCRS/PCE/J01338/MB1 | 310286497 | Existing | RYB |  |  | CLOSED | CLOSED | LINK |  | 11 kV | [6 empty] | INDKOM |  |  | PE LOT 2297 BUKIT ANGKAT | Unknown | Unknown | NO | NONE | DISTRIBUTION | TNB | CHERAS | NO | Unknown |  |  |  | NO | [8 empty] | B14903 | NO | [7 empty] | 3 | Pass | null
383072037 | B14640 |  |  |  | BCRS/PCE/J01323/MB1 | 309954066 | Existing | RYB |  | B02196 PE TMN DUSUN NANDING NO2 | CLOSED | CLOSED | LINK |  | 11 kV | [6 empty] | SIEMENS |  |  | D-CRS-C16-0684 | Unknown | Unknown | NO | NONE | DISTRIBUTION | TNB | CHERAS | NO | Unknown |  |  |  | NO | [8 empty] | B14640 | NO | [7 empty] | 3 | Pass | null
383072039 | B14641 |  |  |  | BCRS/PCE/J01323/MB1 | 309954066 | Existing | RYB |  | B02195 PE TAMAN DESA RAYA | CLOSED | CLOSED | LINK |  | 11 kV | [6 empty] | SIEMENS |  |  | D-CRS-C16-0684 | Unknown | Unknown | NO | NONE | DISTRIBUTION | TNB | CHERAS | NO | Unknown |  |  |  | NO | [8 empty] | B14641 | NO | [7 empty] | 3 | Pass | null
383102108 | B13506 | [5 empty] | Existing | RYB |  |  | CLOSED | CLOSED | LINK |  | 11 kV | [9 empty] | PDT LESTARI MEWAH | Unknown | Unknown | NO | NONE | DISTRIBUTION | TNB | CHERAS | NO | Unknown |  |  |  | NO | [8 empty] | B13506 | NO | [7 empty] | 3 | Pass | null
383102110 | B13508 | [5 empty] | Existing | RYB |  |  | CLOSED | CLOSED | LINK |  | 11 kV | [9 empty] | PDT LESTARI MEWAH | Unknown | Unknown | NO | NONE | DISTRIBUTION | TNB | CHERAS | NO | Unknown |  |  |  | NO | [8 empty] | B13508 | NO | [7 empty] | 3 | Pass | null
383170800 | B02640 | [5 empty] | Existing | RYB |  |  | CLOSED | CLOSED | LINK |  | 11 kV | [9 empty] | GREEN WATER ROCK NO 1 | Unknown | Unknown | NO | NONE | DISTRIBUTION | TNB | CHERAS | NO | Unknown |  |  |  | NO | [8 empty] | B02640 | NO | [7 empty] | 3 | Pass | null
383170802 | B02642 | [5 empty] | Existing | RYB |  |  | CLOSED | CLOSED | LINK |  | 11 kV | [9 empty] | GREEN WATER ROCK NO 1 | Unknown | Unknown | NO | NONE | DISTRIBUTION | TNB | CHERAS | NO | Unknown |  |  |  | NO | [8 empty] | B02642 | NO | [7 empty] | 3 | Pass | null
383200893 | B02919 |  |  |  | BCRS/PCE/J00825/MB1 | 300447511 | Existing | RYB |  |  | CLOSED | CLOSED | LINK |  | 11 kV |  | 20081111 |  |  |  |  | TAMCO |  |  | MINES LODGE | Unknown | Unknown | NO | NONE | DISTRIBUTION | TNB | CHERAS | NO | Unknown |  |  |  | NO | [8 empty] | B02919 | NO | [7 empty] | 3 | Pass | null
383200894 | B02917 |  |  |  | BCRS/PCE/J00825/MB1 | 300447511 | Existing | RYB |  |  | OPEN | OPEN | LINK |  | 11 kV |  | 20081111 |  |  |  |  | TAMCO |  |  | MINES LODGE | Unknown | Unknown | NO | NONE | DISTRIBUTION | TNB | CHERAS | NO | Unknown |  |  |  | NO | [8 empty] | B02917 | NO | [7 empty] | 3 | Pass | null
383200908 | B02909 |  |  |  | BCRS/PCE/J00825/MB1 | 300447511 | Existing | RYB |  |  | OPEN | OPEN | LINK |  | 11 kV |  | 20081111 |  |  |  |  | TAMCO |  |  | MINES LODGE | Unknown | Unknown | NO | NONE | DISTRIBUTION | TNB | CHERAS | NO | Unknown |  |  |  | NO | [8 empty] | B02909 | NO | [7 empty] | 3 | Pass | null
383806308 | B02151 |  |  |  | BCRS/PCE/J00015/MB1 | 300004107 | Existing | RYB | TSGR-6 | B02149 TMN MASRIA | CLOSED |  | LINK |  | 11 kV |  | 16/11/2000 |  |  |  |  | INDKOM |  |  | SWS POLIS HUTAN | Unknown | Unknown | Unknown | Unknown | DISTRIBUTION | TNB | CHERAS | Unknown |  |  |  |  | Unknown | [8 empty] | B02151 | [8 empty] | 3 | Pass | null
384141244 | B15276 | [5 empty] | Existing | RYB |  |  | CLOSED | CLOSED | LINK |  | 11 kV | [9 empty] | D-CRS-C15-0624 | Unknown | Unknown | NO | NONE | DISTRIBUTION | TNB | CHERAS | NO | Unknown |  |  |  | NO | [8 empty] | B15276 | NO | [7 empty] | 3 | Pass | null
384141248 | B15277 | [5 empty] | Existing | RYB |  |  | CLOSED | CLOSED | LINK |  | 11 kV | [9 empty] | D-CRS-C15-0624 | Unknown | Unknown | NO | NONE | DISTRIBUTION | TNB | CHERAS | NO | Unknown |  |  |  | NO | [8 empty] | B15277 | NO | [7 empty] | 3 | Pass | null
384141265 | B15278 | [5 empty] | Existing | RYB |  |  | CLOSED | CLOSED | LINK |  | 11 kV | [9 empty] | D-CRS-C15-0624 | Unknown | Unknown | NO | NONE | DISTRIBUTION | TNB | CHERAS | NO | Unknown |  |  |  | NO | [8 empty] | B15278 | NO | [7 empty] | 3 | Pass | null
384141367 | B15273 | [5 empty] | Existing | RYB |  |  | CLOSED | CLOSED | LINK |  | 11 kV | [9 empty] | D-CRS-C15-0624 | Unknown | Unknown | NO | NONE | DISTRIBUTION | TNB | CHERAS | NO | Unknown |  |  |  | NO | [8 empty] | B15273 | NO | [7 empty] | 3 | Pass | null
384141384 | B15272 | [5 empty] | Existing | RYB |  |  | CLOSED | CLOSED | LINK |  | 11 kV | [9 empty] | D-CRS-C15-0624 | Unknown | Unknown | NO | NONE | DISTRIBUTION | TNB | CHERAS | NO | Unknown |  |  |  | NO | [8 empty] | B15272 | NO | [7 empty] | 3 | Pass | null
384141578 | B15281 | [5 empty] | Existing | RYB |  |  | CLOSED | CLOSED | LINK |  | 11 kV | [9 empty] | D-CRS-C15-0624 | Unknown | Unknown | NO | NONE | DISTRIBUTION | TNB | CHERAS | NO | Unknown |  |  |  | NO | [8 empty] | B15281 | NO | [7 empty] | 3 | Pass | null
384141595 | B15280 | [5 empty] | Existing | RYB |  |  | CLOSED | CLOSED | LINK |  | 11 kV | [9 empty] | D-CRS-C15-0624 | Unknown | Unknown | NO | NONE | DISTRIBUTION | TNB | CHERAS | NO | Unknown |  |  |  | NO | [8 empty] | B15280 | NO | [7 empty] | 3 | Pass | null
384142015 | B15127 |  | 6894620 | 6894619 | BCRS/PCE/J00760/MBB02655 | 310104695 | Existing | RYB | TCLB-9 | B02658 SAPURA SG BESI | CLOSED | CLOSED | LINK | 11.000 kV | 11 kV | GAS | 20160509 | 1997 | 9723S028 |  | INDKOM | INDKOM | 9723S028 |  | SG BESI INDAH NO 5 | Unknown | Unknown | Unknown | Unknown | DISTRIBUTION | TNB | CHERAS | Unknown |  |  |  |  | Unknown |  | LINE |  | 28 | 630.000 A | 0.63 | 50 | 20 | B15127 | [5 empty] | 0 | TAMAN SG BESI INDAH5 |  | 3 | Pass | null
384142046 | B15247 |  |  |  | BCRS/PCE/J01350/MB1 | 310401143 | Existing | RYB |  |  | CLOSED | CLOSED | LINK |  | 11 kV | [6 empty] | TAMCO |  |  | D-CRS-C15-0581 | Unknown | Unknown | NO | NONE | DISTRIBUTION | TNB | CHERAS | NO | Unknown |  |  |  | NO | [8 empty] | B15247 | NO | [7 empty] | 3 | Pass | null
384142063 | B15244 |  |  |  | BCRS/PCE/J01350/MB1 | 310401143 | Existing | RYB |  |  | CLOSED | CLOSED | LINK |  | 11 kV | [6 empty] | TAMCO |  |  | D-CRS-C15-0581 | Unknown | Unknown | NO | NONE | DISTRIBUTION | TNB | CHERAS | NO | Unknown |  |  |  | NO | [8 empty] | B15244 | NO | [7 empty] | 3 | Pass | null
385485486 | [6 empty] | Existing | RYB |  |  | CLOSED |  | MAIN |  | 33 kV | [10 empty] | Unknown | Unknown | Unknown | Unknown | DISTRIBUTION | TNB | CHERAS | Unknown |  |  |  |  | Unknown | [17 empty] | 3 | Pass | null
385485505 | [6 empty] | Existing | RYB |  |  | OPEN |  | MAIN |  | 33 kV | [10 empty] | Unknown | Unknown | Unknown | Unknown | DISTRIBUTION | TNB | CHERAS | Unknown |  |  |  |  | Unknown | [17 empty] | 3 | Pass | null
385485511 | [6 empty] | Existing | RYB |  |  | CLOSED |  | MAIN |  | 33 kV | [10 empty] | Unknown | Unknown | Unknown | Unknown | DISTRIBUTION | TNB | CHERAS | Unknown |  |  |  |  | Unknown | [17 empty] | 3 | Pass | null
385485519 | [6 empty] | Existing | RYB |  |  | CLOSED |  | MAIN |  | 33 kV | [10 empty] | Unknown | Unknown | Unknown | Unknown | DISTRIBUTION | TNB | CHERAS | Unknown |  |  |  |  | Unknown | [17 empty] | 3 | Pass | null
385485540 | [6 empty] | Existing | RYB |  |  | OPEN | CLOSED | MAIN |  | 33 kV | [10 empty] | Unknown | Unknown | Unknown | Unknown | DISTRIBUTION | TNB | CHERAS | Unknown |  |  |  |  | Unknown | [17 empty] | 3 | Pass | null
385485553 | [6 empty] | Existing | RYB |  |  | CLOSED |  | MAIN |  | 33 kV | [10 empty] | Unknown | Unknown | Unknown | Unknown | DISTRIBUTION | TNB | CHERAS | Unknown |  |  |  |  | Unknown | [17 empty] | 3 | Pass | null
385485580 | [6 empty] | Existing | RYB |  |  | CLOSED | CLOSED | MAIN |  | 33 kV | [10 empty] | Unknown | Unknown | Unknown | Unknown | DISTRIBUTION | TNB | CHERAS | Unknown |  |  |  |  | Unknown | [17 empty] | 3 | Pass | null
385485589 | [6 empty] | Existing | RYB |  |  | OPEN | CLOSED | MAIN |  | 33 kV | [10 empty] | Unknown | Unknown | Unknown | Unknown | DISTRIBUTION | TNB | CHERAS | Unknown |  |  |  |  | Unknown | [17 empty] | 3 | Pass | null
385485604 | [6 empty] | Existing | RYB |  |  | OPEN | OPEN | RESERVE |  | 33 kV | [10 empty] | Unknown | Unknown | NO | NONE | DISTRIBUTION | TNB | CHERAS | Unknown |  |  |  |  | NO | [17 empty] | 3 | Pass | null
385485621 | [6 empty] | Existing | RYB |  |  | CLOSED | CLOSED | MAIN |  | 33 kV | [10 empty] | Unknown | Unknown | NO | NONE | DISTRIBUTION | TNB | CHERAS | Unknown |  |  |  |  | NO | [17 empty] | 3 | Pass | null
385485626 | [6 empty] | Existing | RYB |  |  | CLOSED | CLOSED | MAIN |  | 33 kV | [10 empty] | Unknown | Unknown | NO | NONE | DISTRIBUTION | TNB | CHERAS | NO | Unknown |  |  |  | NO | [17 empty] | 3 | Pass | null
385485637 | [6 empty] | Existing | RYB |  |  | OPEN | CLOSED | MAIN |  | 33 kV | [10 empty] | Unknown | Unknown | NO | NONE | DISTRIBUTION | TNB | CHERAS | NO | Unknown |  |  |  | NO | [17 empty] | 3 | Pass | null
385485641 | [6 empty] | Existing | RYB |  |  | OPEN | CLOSED | RESERVE |  | 33 kV | [10 empty] | Unknown | Unknown | NO | NONE | DISTRIBUTION | TNB | CHERAS | NO | Unknown |  |  |  | NO | [17 empty] | 3 | Pass | null
385485649 | [6 empty] | Existing | RYB |  |  | OPEN | CLOSED | RESERVE |  | 33 kV | [10 empty] | Unknown | Unknown | NO | NONE | DISTRIBUTION | TNB | CHERAS | NO | Unknown |  |  |  | NO | [17 empty] | 3 | Pass | null
385485655 | [6 empty] | Existing | RYB |  |  | OPEN | CLOSED | MAIN |  | 33 kV | [10 empty] | Unknown | Unknown | NO | NONE | DISTRIBUTION | TNB | CHERAS | NO | Unknown |  |  |  | NO | [17 empty] | 3 | Pass | null
385485659 | [6 empty] | Existing | RYB |  |  | OPEN | CLOSED | MAIN |  | 33 kV | [10 empty] | Unknown | Unknown | NO | NONE | DISTRIBUTION | TNB | CHERAS | Unknown |  |  |  |  | NO | [17 empty] | 3 | Pass | null
385485667 | [6 empty] | Existing | RYB |  |  | OPEN | CLOSED | MAIN |  | 33 kV | [10 empty] | Unknown | Unknown | NO | NONE | DISTRIBUTION | TNB | CHERAS | Unknown |  |  |  |  | NO | [17 empty] | 3 | Pass | null
385485677 | [6 empty] | Existing | RYB |  |  | OPEN | OPEN | RESERVE |  | 33 kV | [10 empty] | Unknown | Unknown | NO | NONE | DISTRIBUTION | TNB | CHERAS | NO | Unknown |  |  |  | NO | [17 empty] | 3 | Pass | null
385485687 | [6 empty] | Existing | RYB |  |  | OPEN | CLOSED | RESERVE |  | 33 kV | [10 empty] | Unknown | Unknown | NO | NONE | DISTRIBUTION | TNB | CHERAS | NO | Unknown |  |  |  | NO | [17 empty] | 3 | Pass | null
385485691 | [6 empty] | Existing | RYB |  |  | OPEN | CLOSED | RESERVE |  | 33 kV | [10 empty] | Unknown | Unknown | NO | NONE | DISTRIBUTION | TNB | CHERAS | Unknown |  |  |  |  | NO | [17 empty] | 3 | Pass | null
385485713 | [6 empty] | Existing | RYB |  |  | OPEN | CLOSED | MAIN |  | 33 kV | [10 empty] | Unknown | Unknown | NO | NONE | DISTRIBUTION | TNB | CHERAS | NO | Unknown |  |  |  | NO | [17 empty] | 3 | Pass | null
385485743 | [6 empty] | Existing | RYB |  |  | CLOSED | CLOSED | MAIN |  | 33 kV | [10 empty] | Unknown | Unknown | NO | NONE | DISTRIBUTION | TNB | CHERAS | NO | Unknown |  |  |  | NO | [17 empty] | 3 | Pass | null
385485747 | [6 empty] | Existing | RYB |  |  | OPEN | CLOSED | RESERVE |  | 33 kV | [10 empty] | Unknown | Unknown | NO | NONE | DISTRIBUTION | TNB | CHERAS | Unknown |  |  |  |  | NO | [17 empty] | 3 | Pass | null
385485756 | [6 empty] | Existing | RYB |  |  | OPEN | OPEN | RESERVE |  | 33 kV | [10 empty] | Unknown | Unknown | NO | NONE | DISTRIBUTION | TNB | CHERAS | Unknown |  |  |  |  | NO | [17 empty] | 3 | Pass | null
385485771 | [6 empty] | Existing | RYB |  |  | OPEN | CLOSED | MAIN |  | 33 kV | [10 empty] | Unknown | Unknown | NO | NONE | DISTRIBUTION | TNB | CHERAS | NO | Unknown |  |  |  | NO | [17 empty] | 3 | Pass | null
385485775 | [6 empty] | Existing | RYB |  |  | OPEN | CLOSED | MAIN |  | 33 kV | [10 empty] | Unknown | Unknown | NO | NONE | DISTRIBUTION | TNB | CHERAS | NO | Unknown |  |  |  | NO | [17 empty] | 3 | Pass | null
385485789 | [6 empty] | Existing | RYB |  |  | OPEN | CLOSED | MAIN |  | 33 kV | [10 empty] | Unknown | Unknown | NO | NONE | DISTRIBUTION | TNB | CHERAS | Unknown |  |  |  |  | NO | [17 empty] | 3 | Pass | null
385485802 | [6 empty] | Existing | RYB |  |  | OPEN | CLOSED | RESERVE |  | 33 kV | [10 empty] | Unknown | Unknown | NO | NONE | DISTRIBUTION | TNB | CHERAS | Unknown |  |  |  |  | NO | [17 empty] | 3 | Pass | null
385485807 | [6 empty] | Existing | RYB |  |  | OPEN | CLOSED | RESERVE |  | 33 kV | [10 empty] | Unknown | Unknown | NO | NONE | DISTRIBUTION | TNB | CHERAS | NO | Unknown |  |  |  | NO | [17 empty] | 3 | Pass | null
385485812 | [6 empty] | Existing | RYB |  |  | CLOSED | CLOSED | MAIN |  | 33 kV | [10 empty] | Unknown | Unknown | NO | NONE | DISTRIBUTION | TNB | CHERAS | Unknown |  |  |  |  | NO | [17 empty] | 3 | Pass | null
385485817 | [6 empty] | Existing | RYB |  |  | OPEN | CLOSED | RESERVE |  | 33 kV | [10 empty] | Unknown | Unknown | NO | NONE | DISTRIBUTION | TNB | CHERAS | NO | Unknown |  |  |  | NO | [17 empty] | 3 | Pass | null
385485846 | [6 empty] | Existing | RYB |  |  | OPEN | CLOSED | RESERVE |  | 33 kV | [10 empty] | Unknown | Unknown | NO | NONE | DISTRIBUTION | TNB | CHERAS | Unknown |  |  |  |  | NO | [17 empty] | 3 | Pass | null
385485852 | [6 empty] | Existing | RYB |  |  | OPEN | CLOSED | RESERVE |  | 33 kV | [10 empty] | Unknown | Unknown | NO | NONE | DISTRIBUTION | TNB | CHERAS | NO | Unknown |  |  |  | NO | [17 empty] | 3 | Pass | null
385485867 | [6 empty] | Existing | RYB |  |  | OPEN | CLOSED | MAIN |  | 33 kV | [10 empty] | Unknown | Unknown | NO | NONE | DISTRIBUTION | TNB | CHERAS | Unknown |  |  |  |  | NO | [17 empty] | 3 | Pass | null
385485878 | [6 empty] | Existing | RYB |  |  | OPEN | CLOSED | RESERVE |  | 33 kV | [10 empty] | Unknown | Unknown | NO | NONE | DISTRIBUTION | TNB | CHERAS | Unknown |  |  |  |  | NO | [17 empty] | 3 | Pass | null
385485883 | [6 empty] | Existing | RYB |  |  | OPEN | CLOSED | MAIN |  | 33 kV | [10 empty] | Unknown | Unknown | NO | NONE | DISTRIBUTION | TNB | CHERAS | Unknown |  |  |  |  | NO | [17 empty] | 3 | Pass | null
385506744 | [6 empty] | Existing | RYB |  |  | CLOSED |  | MAIN |  | 11 kV | [9 empty] | PPU TAMAN SUTERA (T): Transformer 33/11 | Unknown | Unknown | Unknown | Unknown | DISTRIBUTION | TNB | CHERAS | Unknown |  |  |  |  | Unknown | [17 empty] | 3 | Pass | null
385506762 | [6 empty] | Existing | RYB |  |  | CLOSED |  | MAIN |  | 33 kV | [9 empty] | PPU TAMAN SUTERA (T): Transformer 33/11 | Unknown | Unknown | Unknown | Unknown | DISTRIBUTION | TNB | CHERAS | Unknown |  |  |  |  | Unknown | [17 empty] | 3 | Pass | null
385506766 | [6 empty] | Existing | RYB |  |  | CLOSED |  | MAIN |  | 33 kV | [9 empty] | PPU TAMAN SUTERA (T): Transformer 33/11 | Unknown | Unknown | Unknown | Unknown | DISTRIBUTION | TNB | CHERAS | Unknown |  |  |  |  | Unknown | [17 empty] | 3 | Pass | null
385506770 | [6 empty] | Existing | RYB |  |  | CLOSED |  | MAIN |  | 33 kV | [9 empty] | PPU TAMAN SUTERA (T): Transformer 33/11 | Unknown | Unknown | Unknown | Unknown | DISTRIBUTION | TNB | CHERAS | Unknown |  |  |  |  | Unknown | [17 empty] | 3 | Pass | null
385506774 | [6 empty] | Existing | RYB |  |  | CLOSED |  | MAIN |  | 33 kV | [9 empty] | PPU TAMAN SUTERA (T): Transformer 33/11 | Unknown | Unknown | Unknown | Unknown | DISTRIBUTION | TNB | CHERAS | Unknown |  |  |  |  | Unknown | [17 empty] | 3 | Pass | null
385506778 | [6 empty] | Existing | RYB |  |  | CLOSED |  | MAIN |  | 33 kV | [9 empty] | PPU TAMAN SUTERA (T): Transformer 33/11 | Unknown | Unknown | Unknown | Unknown | DISTRIBUTION | TNB | CHERAS | Unknown |  |  |  |  | Unknown | [17 empty] | 3 | Pass | null
385506782 | [6 empty] | Existing | RYB |  |  | CLOSED |  | MAIN |  | 33 kV | [9 empty] | PPU TAMAN SUTERA (T): Transformer 33/11 | Unknown | Unknown | Unknown | Unknown | DISTRIBUTION | TNB | CHERAS | Unknown |  |  |  |  | Unknown | [17 empty] | 3 | Pass | null
385506786 | [6 empty] | Existing | RYB |  |  | CLOSED |  | MAIN |  | 33 kV | [9 empty] | PPU TAMAN SUTERA (T): Transformer 33/11 | Unknown | Unknown | Unknown | Unknown | DISTRIBUTION | TNB | CHERAS | Unknown |  |  |  |  | Unknown | [17 empty] | 3 | Pass | null
385506790 | [6 empty] | Existing | RYB |  |  | CLOSED |  | MAIN |  | 33 kV | [9 empty] | PPU TAMAN SUTERA (T): Transformer 33/11 | Unknown | Unknown | Unknown | Unknown | DISTRIBUTION | TNB | CHERAS | Unknown |  |  |  |  | Unknown | [17 empty] | 3 | Pass | null
387649492 | B15404 | [5 empty] | Existing | RYB |  |  | CLOSED | CLOSED | LINK |  | 11 kV | [10 empty] | Unknown | Unknown | NO | NONE | DISTRIBUTION | TNB | CHERAS | NO | Unknown |  |  |  | NO | [8 empty] | B15404 | NO | [7 empty] | 3 | Pass | null
387649497 | B15406 | [5 empty] | Existing | RYB |  |  | CLOSED | CLOSED | LINK |  | 11 kV | [10 empty] | Unknown | Unknown | NO | NONE | DISTRIBUTION | TNB | CHERAS | NO | Unknown |  |  |  | NO | [8 empty] | B15406 | NO | [7 empty] | 3 | Pass | null
387821202 | [6 empty] | Existing | RYB |  |  | CLOSED | CLOSED | LINK |  | 11 kV | [9 empty] | LOT 5757 KIDAMAI | Unknown | Unknown | NO | NONE | DISTRIBUTION | TNB | CHERAS | NO | Unknown |  |  |  | NO | [9 empty] | NO | [7 empty] | 3 | Pass | null
387821206 | [6 empty] | Existing | RYB |  |  | CLOSED | CLOSED | LINK |  | 11 kV | [9 empty] | LOT 5757 KIDAMAI | Unknown | Unknown | NO | NONE | DISTRIBUTION | TNB | CHERAS | NO | Unknown |  |  |  | NO | [9 empty] | NO | [7 empty] | 3 | Pass | null
387821223 | [6 empty] | Existing | RYB |  |  | CLOSED | CLOSED | LINK |  | 11 kV | [9 empty] | LOT 5757 KIDAMAI | Unknown | Unknown | NO | NONE | DISTRIBUTION | TNB | CHERAS | NO | Unknown |  |  |  | NO | [9 empty] | NO | [7 empty] | 3 | Pass | null
390599420 | B15249 |  |  |  | BCRS/PCE/J01373/MB1 | 310452676 | Existing | RYB |  |  | CLOSED | CLOSED | LINK |  | 11 kV | [9 empty] | D-CRS-C17-0680 | Unknown | Unknown | NO | NONE | DISTRIBUTION | TNB | CHERAS | NO | Unknown |  |  |  | NO | [8 empty] | B15249 | NO | [7 empty] | 3 | Pass | null
390599437 | B15250 |  |  |  | BCRS/PCE/J01373/MB1 | 310452676 | Existing | RYB |  |  | CLOSED | CLOSED | LINK |  | 11 kV | [9 empty] | D-CRS-C17-0680 | Unknown | Unknown | NO | NONE | DISTRIBUTION | TNB | CHERAS | NO | Unknown |  |  |  | NO | [8 empty] | B15250 | NO | [7 empty] | 3 | Pass | null