## MV UG Conductor
Id | Owner Type | Owner Name | Operational Area | Status | Phasing | Nominal Voltage | Assumed? | Data Quality Class | ERMS Functional Location | ERMS Equipment No | Label | From | To | Actual Length | Calculated Length | ERMS System Status | ERMS User Status | Remarks | MV UG Cables | MV UG Annotations
4637600 | TNB | DISTRIBUTION | CHERAS | Existing | RYB | 11 kV |  |  |  |  | 240_3C_AL_XLPE | FLAT TAMAN HARMONI: B08360 | BOULEVARD BELIMBING HILLS: B10616 |  | 1148.682 m |  |  |  | 3 | 0
4753612 | TNB | DISTRIBUTION | CHERAS | Existing | RYB | 11 kV |  |  |  |  | 185_3C_AL_PILC | KG SG LIMBAT A/T: B02229 | SUNWAY QUARRY INDUSTRIES: B10807 |  | 4643.114 m |  |  |  | 3 | 1
5019776 | TNB | DISTRIBUTION | CHERAS | Existing | RYB | 11 kV |  |  |  |  | 240_3C_AL_XLPE | TMN WANGSA CHERAS NO 1: B10363 | WANGSA CHERAS: B02100 |  | 317.222 m |  |  |  | 3 | 1
5032699 | TNB | DISTRIBUTION | CHERAS | Existing | RYB | 11 kV |  |  |  |  | 70_1C_AL_XLPE |  |  |  | 2.359 m |  |  |  | 3 | 0
5033413 | TNB | DISTRIBUTION | CHERAS | Existing | RYB | 11 kV |  |  |  |  | 240_3C_AL_XLPE | PADAT TECK LEE: B12564 | LOT 1779 JLN KPB 4 (MASTER SHANGHAI): B11127 |  | 56.265 m |  |  |  | 3 | 0
5230234 | TNB | DISTRIBUTION | CHERAS | Existing | RYB | 11 kV | NO | Class C |  |  | 240_3C_AL_XLPE | LOJI RAT. SISA NO 1 BDR MAHKOTA CHERAS: B06594 | PE 1 :SURIA RESIDENT NO.1: B12743 |  | 317.674 m |  |  |  | 3 | 2
5380456 | TNB | DISTRIBUTION | CHERAS | Existing | RYB | 11 kV |  |  |  |  | 240_3C_AL_XLPE | BONANZA INDUSTRIAL PARK: B08561 | MEHKO TANMING: B10964 [OFF] |  | 262.642 m |  |  |  | 3 | 0
5415508 | TNB | DISTRIBUTION | CHERAS | Existing | RYB | 11 kV |  |  |  |  | 240_3C_AL_XLPE | MERCEDES: B12475 | PE JEMCO DEVELOPMENT: B14142 |  | 1147.304 m |  |  |  | 3 | 0
5457691 | TNB | DISTRIBUTION | CHERAS | Existing | RYB | 11 kV |  |  |  |  | 240_3C_AL_XLPE | LMAS: | TMN SEGAR PERDANA NO 5: B12336 |  | 4055.944 m |  |  | LMAS-10 | 3 | 0
5552281 | TNB | DISTRIBUTION | CHERAS | Existing | RYB | 11 kV | NO | Class C |  |  | 240_3C_AL_XLPE | SURIA COURT: B11893 | PDT SURIA MAHKOTA: B12814 |  | 96.171 m |  |  |  | 3 | 0
5938612 | TNB | DISTRIBUTION | CHERAS | Existing | RYB | 11 kV |  |  |  |  | 240_3C_AL_XLPE | D-CRS-C16-0631: | MAKTAB PDRM NO 2: B11872 |  | 2255.831 m |  |  | LMAS-12 | 3 | 0
5938615 | TNB | DISTRIBUTION | CHERAS | Existing | RYB | 11 kV |  |  |  |  | 240_3C_AL_XLPE | D-CRS-C16-0631: | IMPERIAL RESIDENCE: B13304 |  | 575.011 m |  |  | LMAS-13 | 3 | 0
6098084 | TNB | DISTRIBUTION | CHERAS | Existing | RYB | 11 kV |  |  |  |  | 70_1C_AL_XLPE |  |  |  | 1.130 m |  |  |  | 3 | 0
6098086 | TNB | DISTRIBUTION | CHERAS | Existing | RYB | 11 kV |  |  |  |  | 240_3C_AL_XLPE | PE MPSB LOT 62034: B12530 | JLN KWSN PERINDUSTRIAN BUDIMAN: B11894 |  | 263.197 m |  |  |  | 3 | 0
6158413 | TNB | DISTRIBUTION | CHERAS | Existing | RYB | 11 kV |  |  |  |  | 70_1C_AL_XLPE |  |  |  | 2.613 m |  |  |  | 3 | 0
6159072 | TNB | DISTRIBUTION | CHERAS | Existing | RYB | 11 kV | NO | Class C |  |  | 240_3C_AL_XLPE | PDT SURIA MAHKOTA: B12816 | VISTA CITY JLN PANGLIMA: B10349 |  | 210.951 m |  |  |  | 3 | 0
6308593 | TNB | DISTRIBUTION | CHERAS | Existing | RYB | 11 kV |  |  |  |  | 70_1C_AL_XLPE |  |  |  | 1.287 m |  |  |  | 3 | 0
6308601 | TNB | DISTRIBUTION | CHERAS | Existing | RYB | 11 kV | NO | Class C |  |  | 240_3C_AL_XLPE | MAHKOTA HILLS: B12851 | PE PDT VISTA HILL NO 2: B13562 |  | 395.924 m |  |  |  | 3 | 0
6350938 | TNB | DISTRIBUTION | CHERAS | Existing | RYB | 11 kV |  |  |  |  | 70_1C_AL_XLPE |  |  |  | 0.992 m |  |  |  | 3 | 0
6351506 | TNB | DISTRIBUTION | CHERAS | Existing | RYB | 11 kV |  |  |  |  | 70_1C_AL_XLPE |  |  |  | 1.332 m |  |  |  | 3 | 0
6352088 | TNB | DISTRIBUTION | CHERAS | Existing | RYB | 11 kV |  |  |  |  | 240_3C_AL_XLPE | LIM KOK YONG: B06280 | BUDIMAN BUSINESS NO 1: B12715 |  | 131.525 m |  |  |  | 3 | 1
6353429 | TNB | DISTRIBUTION | CHERAS | Existing | RYB | 11 kV |  |  |  |  | 70_1C_AL_XLPE |  |  |  | 1.483 m |  |  |  | 3 | 0
6353433 | TNB | DISTRIBUTION | CHERAS | Existing | RYB | 11 kV |  |  |  |  | 70_1C_AL_XLPE |  |  |  | 1.419 m |  |  |  | 3 | 0
6353600 | TNB | DISTRIBUTION | CHERAS | Existing | RYB | 11 kV |  |  |  |  | 240_3C_AL_XLPE | BUDIMAN BUSINESS NO 1: B12718 | BUDIMAN BUSINESS NO 2: B12719 |  | 552.288 m |  |  |  | 3 | 1
6389502 | TNB | DISTRIBUTION | CHERAS | Existing | RYB | 11 kV |  |  |  |  | 70_1C_AL_XLPE |  |  |  | 1.127 m |  |  |  | 3 | 0
6389567 | TNB | DISTRIBUTION | CHERAS | Existing | RYB | 11 kV |  |  |  |  | 240_3C_AL_XLPE | LOT 3396 JLN BJ 2: B11620 | SUNSHINE EST: B12737 |  | 248.949 m |  |  |  | 3 | 0
6398143 | TNB | DISTRIBUTION | CHERAS | Existing | RYB | 11 kV |  |  |  |  | 240_3C_AL_XLPE |  |  |  | 15.024 m |  |  |  | 3 | 0
6398145 | TNB | DISTRIBUTION | CHERAS | Existing | RYB | 11 kV |  |  |  |  | 240_3C_AL_XLPE |  |  |  | 23.098 m |  |  |  | 3 | 0
6398147 | TNB | DISTRIBUTION | CHERAS | Existing | RYB | 11 kV |  |  |  |  | 240_3C_AL_XLPE |  |  |  | 56.922 m |  |  |  | 3 | 0
6398151 | TNB | DISTRIBUTION | CHERAS | Existing | RYB | 11 kV |  |  |  |  | 240_3C_AL_XLPE |  |  |  | 19.224 m |  |  |  | 3 | 0
6488836 | TNB | DISTRIBUTION | CHERAS | Existing | RYB | 11 kV |  |  |  |  | 240_3C_AL_XLPE | TAMAN SINAR HARAPAN: B12832 | RMH ORANG-ORANG TUA: B01784 [OFF] |  | 202.092 m |  |  |  | 3 | 0
6488843 | TNB | DISTRIBUTION | CHERAS | Existing | RYB | 11 kV |  |  |  |  | 70_1C_AL_XLPE |  |  |  | 1.297 m |  |  |  | 3 | 0
6593792 | TNB | DISTRIBUTION | CHERAS | Existing | RYB | 11 kV |  |  |  |  | 70_1C_AL_XLPE |  |  |  | 2.557 m |  |  |  | 3 | 0
6593797 | TNB | DISTRIBUTION | CHERAS | Existing | RYB | 11 kV |  |  |  |  | 70_1C_AL_XLPE |  |  |  | 2.310 m |  |  |  | 3 | 0
6593802 | TNB | DISTRIBUTION | CHERAS | Existing | RYB | 11 kV |  |  |  |  | 70_1C_AL_XLPE |  |  |  | 2.245 m |  |  |  | 3 | 0
6593807 | TNB | DISTRIBUTION | CHERAS | Existing | RYB | 11 kV |  |  |  |  | 70_1C_AL_XLPE |  |  |  | 2.432 m |  |  |  | 3 | 0
6806049 | TNB | DISTRIBUTION | CHERAS | Existing | RYB | 11 kV |  |  |  |  | 240_3C_AL_XLPE | TANMING RAYA NO 3: B12346 | DAIDO AMISTAR (M) SDN BHD: B12345 |  | 1401.464 m |  |  |  | 3 | 0
7175286 | TNB | DISTRIBUTION | CHERAS | Existing | RYB | 11 kV | NO | Class C |  |  | 240_3C_AL_XLPE |  |  |  | 30.133 m |  |  |  | 3 | 0
8386316 | TNB | DISTRIBUTION | CHERAS | Existing | RYB | 11 kV |  |  |  |  | 70_1C_AL_XLPE |  |  |  | 1.311 m |  |  |  | 3 | 0
8386424 | TNB | DISTRIBUTION | CHERAS | Existing | RYB | 11 kV | NO | Class C |  |  | 240_3C_AL_XLPE |  |  |  | 41.319 m |  |  |  | 3 | 0
8407765 | TNB | DISTRIBUTION | CHERAS | Existing | RYB | 11 kV | NO | Class C |  |  | 240_3C_AL_XLPE |  |  |  | 11.454 m |  |  |  | 3 | 0
8407881 | TNB | DISTRIBUTION | CHERAS | Existing | RYB | 11 kV | NO | Class C |  |  | 70_1C_AL_XLPE |  |  |  | 1.933 m |  |  |  | 3 | 0
8407983 | TNB | DISTRIBUTION | CHERAS | Existing | RYB | 11 kV | NO | Class C |  |  | 70_1C_AL_XLPE |  |  |  | 2.070 m |  |  |  | 3 | 0
8528992 | TNB | DISTRIBUTION | CHERAS | Existing | RYB | 11 kV | NO | Class C |  |  | 120_3C_AL_PILC |  |  |  | 3.500 m |  |  |  | 3 | 0
8678258 | TNB | DISTRIBUTION | CHERAS | Existing | RYB | 11 kV |  |  |  |  | 70_1C_AL_XLPE |  |  |  | 2.117 m |  |  |  | 3 | 0
8678262 | TNB | DISTRIBUTION | CHERAS | Existing | RYB | 11 kV |  |  |  |  | 70_1C_AL_XLPE |  |  |  | 1.550 m |  |  |  | 3 | 0
8678265 | TNB | DISTRIBUTION | CHERAS | Existing | RYB | 11 kV | NO | Class C |  |  | 70_1C_AL_XLPE |  |  |  | 1.899 m |  |  |  | 3 | 0
8682514 | TNB | DISTRIBUTION | CHERAS | Existing | RYB | 11 kV |  |  |  |  | 70_1C_AL_XLPE |  |  |  | 0.911 m |  |  |  | 3 | 0
8682518 | TNB | DISTRIBUTION | CHERAS | Existing | RYB | 11 kV |  |  |  |  | 70_1C_AL_XLPE |  |  |  | 0.981 m |  |  |  | 3 | 0
8682522 | TNB | DISTRIBUTION | CHERAS | Existing | RYB | 11 kV |  |  |  |  | 70_1C_AL_XLPE |  |  |  | 1.524 m |  |  |  | 3 | 0
8898447 | TNB | DISTRIBUTION | CHERAS | Existing | RYB | 11 kV |  |  |  |  | 240_3C_AL_XLPE | SAMWON RUBBER: | SAMWON RUBBER: |  | 2.960 m |  |  |  | 3 | 0
8944520 | TNB | DISTRIBUTION | CHERAS | Existing | RYB | 11 kV |  |  |  |  | 70_1C_AL_XLPE |  |  |  | 2.380 m |  |  |  | 3 | 0
8944527 | TNB | DISTRIBUTION | CHERAS | Existing | RYB | 11 kV |  |  |  |  | 70_1C_AL_XLPE |  |  |  | 2.888 m |  |  |  | 3 | 0
9266511 | TNB | DISTRIBUTION | CHERAS | Existing | RYB | 11 kV | NO | Class C |  |  | 240_3C_AL_XLPE |  |  |  | 48.218 m |  |  |  | 3 | 0
9266572 | TNB | DISTRIBUTION | CHERAS | Existing | RYB | 11 kV |  |  |  |  | 70_1C_AL_XLPE |  |  |  | 1.555 m |  |  |  | 3 | 0
9266579 | TNB | DISTRIBUTION | CHERAS | Existing | RYB | 11 kV |  |  |  |  | 70_1C_AL_XLPE |  |  |  | 1.558 m |  |  |  | 3 | 0
9507037 | TNB | DISTRIBUTION | CHERAS | Existing | RYB | 11 kV |  |  |  |  | 240_3C_AL_XLPE |  |  |  | 14.465 m |  |  |  | 3 | 0
9532791 | TNB | DISTRIBUTION | CHERAS | Existing | RYB | 11 kV |  |  |  |  | 240_3C_AL_XLPE | LFIP NO 1: | LFIP NO 1: |  | 2.089 m |  |  |  | 3 | 0
9532840 | TNB | DISTRIBUTION | CHERAS | Existing | RYB | 11 kV |  |  |  |  | 240_3C_AL_XLPE | LFIP NO 3: B12412 | LFIP NO 3: B12411 |  | 1.954 m |  |  |  | 3 | 0
9532860 | TNB | DISTRIBUTION | CHERAS | Existing | RYB | 11 kV |  |  |  |  | 70_1C_AL_XLPE |  |  |  | 2.254 m |  |  |  | 3 | 0
9550986 | TNB | DISTRIBUTION | CHERAS | Existing | RYB | 11 kV |  |  |  |  | 240_3C_AL_XLPE |  |  |  | 8.666 m |  |  |  | 3 | 0
9592973 | TNB | DISTRIBUTION | CHERAS | Existing | RYB | 11 kV |  |  |  |  | 240_3C_AL_XLPE | LIAN YEW ENGINEERING BALAKONG (LYE): B01289 |  |  | 54.394 m |  |  |  | 3 | 0
9593013 | TNB | DISTRIBUTION | CHERAS | Existing | RYB | 11 kV |  |  |  |  | 240_3C_AL_XLPE |  |  |  | 20.880 m |  |  |  | 3 | 0
9605708 | TNB | DISTRIBUTION | CHERAS | Existing | RYB | 11 kV | NO | Class C |  |  | 240_3C_AL_XLPE |  |  |  | 8.513 m |  |  |  | 3 | 0
9605715 | TNB | DISTRIBUTION | CHERAS | Existing | RYB | 11 kV | NO | Class C |  |  | 240_3C_AL_XLPE |  |  |  | 14.880 m |  |  |  | 3 | 0
9605726 | TNB | DISTRIBUTION | CHERAS | Existing | RYB | 11 kV | NO | Class C |  |  | 240_3C_AL_XLPE |  |  |  | 9.518 m |  |  |  | 3 | 0
9640043 | TNB | DISTRIBUTION | CHERAS | Existing | RYB | 11 kV |  |  |  |  | 70_1C_AL_XLPE |  |  |  | 2.703 m |  |  |  | 3 | 0
9658449 | TNB | DISTRIBUTION | CHERAS | Existing | RYB | 11 kV |  |  |  |  | 240_3C_AL_XLPE |  |  |  | 65.925 m |  |  |  | 3 | 0
9713077 | TNB | DISTRIBUTION | CHERAS | Existing | RYB | 11 kV |  |  |  |  | 70_1C_AL_XLPE |  |  |  | 1.228 m |  |  |  | 3 | 0
9713079 | TNB | DISTRIBUTION | CHERAS | Existing | RYB | 11 kV |  |  |  |  | 240_3C_AL_XLPE |  |  |  | 29.450 m |  |  |  | 3 | 0
9915082 | TNB | DISTRIBUTION | CHERAS | Existing | RYB | 11 kV |  |  |  |  | 70_1C_AL_XLPE |  |  |  | 1.008 m |  |  |  | 3 | 0
9970694 | TNB | DISTRIBUTION | CHERAS | Existing | RYB | 11 kV |  |  |  |  | 240_3C_AL_XLPE |  |  |  | 7.535 m |  |  |  | 3 | 0
10000781 | TNB | DISTRIBUTION | CHERAS | Existing | RYB | 11 kV |  |  |  |  | 240_3C_AL_XLPE |  |  |  | 68.105 m |  |  |  | 3 | 0
10026509 | TNB | DISTRIBUTION | CHERAS | Existing | RYB | 11 kV |  |  |  |  | 240_3C_AL_XLPE |  |  |  | 53.471 m |  |  |  | 3 | 0
10035085 | TNB | DISTRIBUTION | CHERAS | Existing | RYB | 11 kV |  |  |  |  | 70_1C_AL_XLPE |  |  |  | 2.107 m |  |  |  | 3 | 0
10790832 | TNB | DISTRIBUTION | CHERAS | Existing | RYB | 11 kV |  |  |  |  | 240_3C_AL_XLPE |  |  |  | 9.989 m |  |  |  | 3 | 0
10790835 | TNB | DISTRIBUTION | CHERAS | Existing | RYB | 11 kV |  |  |  |  | 240_3C_AL_XLPE |  |  |  | 12.657 m |  |  |  | 3 | 0
11005613 | TNB | DISTRIBUTION | CHERAS | Existing | RYB | 11 kV | NO | Class C |  |  | 70_1C_AL_XLPE |  |  |  | 1.561 m |  |  |  | 3 | 0
11005615 | TNB | DISTRIBUTION | CHERAS | Existing | RYB | 11 kV | NO | Class C |  |  | 70_1C_AL_XLPE |  |  |  | 1.676 m |  |  |  | 3 | 0
11005770 | TNB | DISTRIBUTION | CHERAS | Existing | RYB | 11 kV | NO | Class C |  |  | 240_3C_AL_XLPE | TMN PINGGIRAN SEKAMAT: B12688 | TAMAN CHERAS IDAMAN NO 2: B12704 |  | 139.635 m |  |  |  | 3 | 0
12736626 | TNB | DISTRIBUTION | CHERAS | Existing | RYB | 11 kV | NO | Class C |  |  | 70_1C_AL_XLPE |  |  |  | 0.872 m |  |  |  | 3 | 0
12737952 | TNB | DISTRIBUTION | CHERAS | Existing | RYB | 11 kV | NO | Class C |  |  | 70_1C_AL_XLPE |  |  |  | 1.407 m |  |  |  | 3 | 0
12737954 | TNB | DISTRIBUTION | CHERAS | Existing | RYB | 11 kV | NO | Class C |  |  | 70_1C_AL_XLPE |  |  |  | 1.906 m |  |  |  | 3 | 0
12738082 | TNB | DISTRIBUTION | CHERAS | Existing | RYB | 11 kV | NO | Class C |  |  | 240_3C_AL_XLPE | PE 1 :SURIA RESIDENT NO.1: B12746 | PE 2 : SURIA RESIDENT NO.2: B12747 |  | 227.574 m |  |  |  | 3 | 0
12738087 | TNB | DISTRIBUTION | CHERAS | Existing | RYB | 11 kV | NO | Class C |  |  | 240_3C_AL_XLPE | PE 2 : SURIA RESIDENT NO.2: B12749 | VISTANA MAHKOTA JLN PAHLAWAN: B10250 |  | 369.268 m |  |  |  | 3 | 0
12783294 | TNB | DISTRIBUTION | CHERAS | Existing | RYB | 11 kV |  |  |  |  | 240_3C_AL_XLPE |  |  |  | 8.568 m |  |  |  | 3 | 0
12857402 | TNB | DISTRIBUTION | CHERAS | Existing | RYB | 11 kV |  |  |  |  | 70_1C_AL_XLPE |  |  |  | 1.468 m |  |  |  | 3 | 0
12857406 | TNB | DISTRIBUTION | CHERAS | Existing | RYB | 11 kV |  |  |  |  | 70_1C_AL_XLPE |  |  |  | 1.864 m |  |  |  | 3 | 0
12858027 | TNB | DISTRIBUTION | CHERAS | Existing | RYB | 11 kV |  |  |  |  | 70_1C_AL_XLPE |  |  |  | 1.000 m |  |  |  | 3 | 0
12858043 | TNB | DISTRIBUTION | CHERAS | Existing | RYB | 11 kV | NO | Class C |  |  | 240_3C_AL_XLPE | TMN PERINDUSTRIAN ALFA IMPIAN NO 2: B11324 | TMN PERINDUSTRIAN ALFA IMPIAN NO 1: B11323 |  | 274.833 m |  |  |  | 3 | 0
12937875 | TNB | DISTRIBUTION | CHERAS | Existing | RYB | 11 kV |  |  |  |  | 70_1C_AL_XLPE |  |  |  | 2.032 m |  |  |  | 3 | 0
12955010 | TNB | DISTRIBUTION | CHERAS | Existing | RYB | 11 kV | NO | Class C |  |  | 240_3C_AL_XLPE | CHERAS PRIMA NO 1: B07228 | PLAZA TOL SAUJANA IMPIAN: B07537 |  | 996.065 m |  |  |  | 3 | 0
12955015 | TNB | DISTRIBUTION | CHERAS | Existing | RYB | 11 kV | NO | Class C |  |  | 240_3C_AL_XLPE | PLAZA TOL SAUJANA IMPIAN: B07535 | LAG LOVE: B07073 |  | 811.259 m |  |  |  | 3 | 0
14518015 | TNB | DISTRIBUTION | CHERAS | Existing | RYB | 11 kV | NO | Class C |  |  | 240_3C_AL_XLPE | AISTANA INDUSTRI: B09481 | SENADAYA: B03972 |  | 239.043 m |  |  |  | 3 | 0
14518025 | TNB | DISTRIBUTION | CHERAS | Existing | RYB | 11 kV | NO | Class C |  |  | 240_3C_AL_XLPE | BINAFIMAS S/B NO 2: B11307 | BINAFIMAS S/B: B10811 |  | 216.847 m |  |  |  | 3 | 0
14900241 | TNB | DISTRIBUTION | CHERAS | Existing | RYB | 11 kV |  |  |  |  | 240_3C_AL_XLPE | EKSPIDISI EMAS: B06540 | ONE INDUSTRIAL PARK NO 2: B13157 |  | 378.641 m |  |  |  | 3 | 0
14900252 | TNB | DISTRIBUTION | CHERAS | Existing | RYB | 11 kV |  |  |  |  | 240_3C_AL_XLPE | YAT ENGINEERING: B01942 | PADAT TECK LEE: B12566 |  | 177.065 m |  |  |  | 3 | 0
14900255 | TNB | DISTRIBUTION | CHERAS | Existing | RYB | 11 kV |  |  |  |  | 240_3C_AL_XLPE | PDT WEI HUNG KPB 4: B14138 | MASTER SHANGHAI: B01936 |  | 138.883 m |  |  |  | 3 | 0
14900341 | TNB | DISTRIBUTION | CHERAS | Existing | RYB | 11 kV |  |  |  |  | 240_3C_AL_XLPE | WISMA PAUSON: B10518 | PE HEE LEE: B13465 |  | 546.526 m |  |  |  | 3 | 0
14900346 | TNB | DISTRIBUTION | CHERAS | Existing | RYB | 11 kV |  |  |  |  | 240_3C_AL_XLPE | IVORY ASCENT S/B: B06382 | LIN LIN CREAMERIES S/B: B04772 |  | 287.812 m |  |  |  | 3 | 0
14900353 | TNB | DISTRIBUTION | CHERAS | Existing | RYB | 11 kV |  |  |  |  | 240_3C_AL_XLPE | LIAN YEW ENGINEERING BALAKONG (LYE): B01290 | CCP: B01293 |  | 864.191 m |  |  |  | 3 | 0
14900361 | TNB | DISTRIBUTION | CHERAS | Existing | RYB | 11 kV |  |  |  |  | 240_3C_AL_XLPE | SETIA NO 2 BALAKONG: B07823 | D'IMPIAN TROPIKA: B11775 |  | 193.239 m |  |  |  | 3 | 0
14900394 | TNB | DISTRIBUTION | CHERAS | Existing | RYB | 11 kV | YES | Class D |  |  | 240_3C_AL_XLPE | BALAKONG 275: B02776 | KILANG JLN TANMING 2 NO 1: B11602 |  | 286.891 m |  |  |  | 3 | 0
14900400 | TNB | DISTRIBUTION | CHERAS | Existing | RYB | 11 kV | YES | Class D |  |  | 240_3C_AL_XLPE | MEGA MOULDING: B02773 | BALAKONG 275: B02774 |  | 258.075 m |  |  |  | 3 | 0
14900409 | TNB | DISTRIBUTION | CHERAS | Existing | RYB | 11 kV |  |  |  |  | 240_3C_AL_XLPE | TUCK HUA NO 3: B09423 | AZR VTEC JLN SURIA 1: B12104 |  | 242.997 m |  |  |  | 3 | 0
14900427 | TNB | DISTRIBUTION | CHERAS | Existing | RYB | 11 kV |  |  |  |  | 240_3C_AL_XLPE | TANMING JAYA INDUSTRIAL PARK: B09339 | JOWAT MANUFACTURING: B10657 |  | 228.774 m |  |  |  | 3 | 0
14900437 | TNB | DISTRIBUTION | CHERAS | Existing | RYB | 11 kV |  |  |  |  | 240_3C_AL_XLPE | JOWAT MANUFACTURING: B10659 | DESA KL ENTERPRISE: B02786 |  | 360.004 m |  |  |  | 3 | 0
14900503 | TNB | DISTRIBUTION | CHERAS | Existing | RYB | 11 kV |  |  |  |  | 240_3C_AL_XLPE | JLN IMPIAN INDAH NO 4: B10677 | TMN IMPIAN INDAH NO 3: B08148 |  | 261.928 m |  |  |  | 3 | 0
14900599 | TNB | DISTRIBUTION | CHERAS | Existing | RYB | 11 kV |  |  |  |  | 70_1C_AL_XLPE |  |  |  | 1.196 m |  |  |  | 3 | 0
14900734 | TNB | DISTRIBUTION | CHERAS | Existing | RYB | 11 kV |  |  |  |  | 240_3C_AL_XLPE | LFIP NO 2: B12187 | LFIP NO 2: B12188 |  | 4.692 m |  |  |  | 3 | 0
14900740 | TNB | DISTRIBUTION | CHERAS | Existing | RYB | 11 kV |  |  |  |  | 70_1C_AL_XLPE |  |  |  | 1.837 m |  |  |  | 3 | 0
15020740 | TNB | DISTRIBUTION | CHERAS | Existing | RYB | 11 kV | NO | Class C |  |  | 240_3C_AL_XLPE | TMN CHERAS JAYA NO 4: B01542 | TMN CHERAS JAYA NO 3: B01543 |  | 452.675 m |  |  |  | 3 | 4
15170810 | TNB | DISTRIBUTION | CHERAS | Existing | RYB | 11 kV | NO | Class C |  |  | 240_3C_AL_XLPE | PPU SGLN: 8 | WETEX: B04012 |  | 2595.737 m |  |  |  | 3 | 0
15170814 | TNB | DISTRIBUTION | CHERAS | Existing | RYB | 33 kV |  |  |  |  | 630_1C_AL_XLPE | PPU SGLN: | CJYA: |  | 5764.049 m |  |  |  | 3 | 20
15823439 | TNB | DISTRIBUTION | CHERAS | Existing | RYB | 11 kV |  |  |  |  | 240_3C_AL_XLPE | : | KG JAWA: B02300 [OFF] |  | 352.591 m |  |  |  | 3 | 1
15823451 | TNB | DISTRIBUTION | CHERAS | Existing | RYB | 11 kV |  |  |  |  | 240_3C_AL_XLPE | KUALA PERDIK (OUTDOOR): B02290 | KG HULU PERDIK COMPACT: B02291 |  | 1762.354 m |  |  |  | 3 | 2
15823455 | TNB | DISTRIBUTION | CHERAS | Existing | RYB | 11 kV |  |  |  |  | 240_3C_AL_XLPE | TMN IMPIAN WARISAN LANGAT: B09078 | KUALA PERDIK (OUTDOOR): B02288 |  | 2409.013 m |  |  |  | 3 | 2
15853510 | TNB | DISTRIBUTION | CHERAS | Existing | RYB | 11 kV | NO | Class C |  |  | 240_3C_AL_XLPE | SIN YEE SENG NO 2: B01989 | LFIP NO 5: B01990 |  | 431.930 m |  |  |  | 3 | 4
15862149 | TNB | DISTRIBUTION | CHERAS | Existing | RYB | 11 kV |  |  |  |  | 240_3C_AL_XLPE | DUSUN TUA SEBERANG A/T: B08442 | RAKR DUSUN TUA: B02274 |  | 1960.644 m |  |  |  | 3 | 3
15862153 | TNB | DISTRIBUTION | CHERAS | Existing | RYB | 11 kV |  |  |  |  | 240_3C_AL_XLPE | RAKR DUSUN TUA: B02272 | DUSUN TUA: B02265 [OFF] |  | 242.339 m |  |  |  | 3 | 1
15862167 | TNB | DISTRIBUTION | CHERAS | Existing | RYB | 11 kV |  |  |  |  | 185_3C_AL_PILC | KG SG TEKALI NO 2 A/T: B02232 | KG SG LIMBAT A/T: B02231 |  | 1357.759 m |  |  |  | 3 | 5
15862233 | TNB | DISTRIBUTION | CHERAS | Existing | RYB | 11 kV |  |  |  |  | 240_3C_AL_XLPE | PDT LESTARI MEWAH: B13508 | FAIR VIEW: B02249 |  | 1371.174 m |  |  |  | 3 | 3
15862237 | TNB | DISTRIBUTION | CHERAS | Existing | RYB | 11 kV |  |  |  |  | 240_3C_AL_XLPE | DESA SAUJANA LANGAT: B13146 | TMN INDAH JAYA: B02246 |  | 1270.032 m |  |  |  | 3 | 0
15879392 | TNB | DISTRIBUTION | CHERAS | Existing | RYB | 11 kV |  |  |  |  | 240_3C_AL_XLPE | MAGNAVILLA NO 2: B01871 | SEK MEN CHERAS JAYA: B06232 |  | 1119.583 m |  |  |  | 3 | 4
15887822 | TNB | DISTRIBUTION | CHERAS | Existing | RYB | 11 kV |  |  |  |  | 240_3C_AL_XLPE | COMPACT PANGSUN (EMPANGAN PANGSUN): B10521 | HUTAN LIPUR SG CONGKAK: B02941 |  | 7574.940 m |  |  |  | 3 | 3
15926499 | TNB | DISTRIBUTION | CHERAS | Existing | RYB | 11 kV |  |  |  |  | 240_3C_AL_XLPE | ESSO LANGAT JAYA: B11711 | TMN PERKASA INDAH: B09103 |  | 4444.067 m |  |  |  | 3 | 14
15926535 | TNB | DISTRIBUTION | CHERAS | Existing | RYB | 11 kV |  |  |  |  | 240_3C_AL_XLPE | TMASS: | SONG TEIK SUN: B02350 |  | 7990.055 m |  |  |  | 3 | 14
15926555 | TNB | DISTRIBUTION | CHERAS | Existing | RYB | 11 kV |  |  |  |  | 240_3C_AL_XLPE | PE D' LANGAT: B14366 | IDAMAN VILLA: B08090 |  | 70.715 m |  |  |  | 3 | 1
15926573 | TNB | DISTRIBUTION | CHERAS | Existing | RYB | 11 kV |  |  |  |  | 240_3C_AL_XLPE | SEKOLAH SERI SURIA HULU LANGAT: B09108 | LAMAN KESUMA: B10484 |  | 3416.818 m |  |  |  | 3 | 9
15926612 | TNB | DISTRIBUTION | CHERAS | Existing | RYB | 11 kV |  |  |  |  | 240_3C_AL_XLPE | TMN PINGGIRAN DELIMA NO 3: B02245 | PADAT JLN WAWASAN 1A: B08945 |  | 899.177 m |  |  |  | 3 | 6
15960818 | TNB | DISTRIBUTION | CHERAS | Existing | RYB | 11 kV |  |  |  |  | 240_3C_AL_XLPE | TANMING VEHICLE: B02810 | LAM KONG SUM: B02819 |  | 145.348 m |  |  |  | 3 | 2
16016687 | TNB | DISTRIBUTION | CHERAS | Existing | RYB | 11 kV | NO | Class C |  |  | 240_3C_AL_XLPE | JLN SERI BUDIMAN 2/2: B10254 | JALAN BENTARA 1/5 BDR MAHKOTA CHERAS: B08072 |  | 986.616 m |  |  |  | 3 | 7
16016702 | TNB | DISTRIBUTION | CHERAS | Existing | RYB | 11 kV | NO | Class C |  |  | 240_3C_AL_XLPE | JLN BENTARA 14/5 BMC: B12053 | JALAN SERI BUDIMAN 1/3 TMN SRI BUDIMAN: B09486 |  | 98.680 m |  |  |  | 3 | 1
16016714 | TNB | DISTRIBUTION | CHERAS | Existing | RYB | 11 kV | NO | Class C |  |  | 240_3C_AL_XLPE | GARDEN PARK SG LONG NO 3: B05396 | JALAN DESA BUDIMAN 1/3 NO 1: B08713 |  | 1583.127 m |  |  |  | 3 | 0
16016752 | TNB | DISTRIBUTION | CHERAS | Existing | RYB | 11 kV | NO | Class C |  |  | 240_3C_AL_XLPE | JALAN DESA BUDIMAN 1/3 NO 1: B08711 | JLN DESA BUDIMAN: B11342 |  | 326.134 m |  |  |  | 3 | 2
16063923 | TNB | DISTRIBUTION | CHERAS | Existing | RYB | 11 kV |  |  |  |  | 240_3C_AL_XLPE | TAMI: 10 | TANMING RAYA NO 1: B13009 |  | 797.523 m |  |  |  | 3 | 10
16063954 | TNB | DISTRIBUTION | CHERAS | Existing | RYB | 11 kV |  |  |  |  | 240_3C_AL_XLPE | TAMI: | TMN IMPIAN INDAH NO 1: B08140 |  | 2864.856 m |  |  |  | 3 | 10
16063995 | TNB | DISTRIBUTION | CHERAS | Existing | RYB | 11 kV |  |  |  |  | 240_3C_AL_XLPE | SG BESI INDAH NO 7: B02754 | BERKAT HASIL NO 16: B02753 |  | 2092.349 m |  |  |  | 3 | 1
16064005 | TNB | DISTRIBUTION | CHERAS | Existing | RYB | 11 kV |  |  |  |  | 240_3C_AL_XLPE | BERKAT HASIL NO 5: B02704 | BERKAT HASIL NO 4A: B02705 |  | 352.845 m |  |  |  | 3 | 4
16064011 | TNB | DISTRIBUTION | CHERAS | Existing | RYB | 11 kV |  |  |  |  | 240_3C_AL_XLPE | TAMI: 4 | YEW CHAI SENG: B02762 |  | 989.859 m |  |  |  | 3 | 5
16064047 | TNB | DISTRIBUTION | CHERAS | Existing | RYB | 11 kV | NO | Class C |  |  | 240_3C_AL_XLPE | PMU BLKG 132/11 kV: 4 | TELEKOM BALAKONG: B01312 |  | 2927.209 m |  |  | BLKG: 4 | 3 | 0
16064052 | TNB | DISTRIBUTION | CHERAS | Existing | RYB | 11 kV | NO | Class C |  |  | 240_3C_AL_XLPE | PMU BLKG 132/11 kV: 8 | SUN HUP HING LEONG ENG: B01551 |  | 5463.411 m |  |  | BLKG: 8 | 3 | 0
16064057 | TNB | DISTRIBUTION | CHERAS | Existing | RYB | 11 kV | NO | Class C |  |  | 240_3C_AL_XLPE | PDT TK TENT: B13511 | GENERAL LABEL: B01893 |  | 1377.193 m |  |  |  | 3 | 0
16064062 | TNB | DISTRIBUTION | CHERAS | Existing | RYB | 11 kV | NO | Class C |  |  | 240_3C_AL_XLPE | PMU BLKG 132/11 kV: 3 | ZINCALU: B01892 |  | 1216.206 m |  |  | BLKG: 3 | 3 | 0
16064102 | TNB | DISTRIBUTION | CHERAS | Existing | RYB | 33 kV | NO | Class C |  |  | 630_1C_AL_XLPE | PMU BLKG 132/33 kV: 3L5 | SSU NSK: 1S5 |  | 1181.412 m |  |  | BLKG: 6L5 | 3 | 7
16064192 | TNB | DISTRIBUTION | CHERAS | Existing | RYB | 11 kV |  |  |  |  | 240_3C_AL_XLPE | LFIP NO 2: B02020 | ELEGANT CAPITAL NO 2: B02019 |  | 684.944 m |  |  |  | 3 | 4
16064197 | TNB | DISTRIBUTION | CHERAS | Existing | RYB | 11 kV |  |  |  |  | 240_3C_AL_XLPE | TAMI: 12 | LFIP NO 2: B02025 |  | 919.374 m |  |  |  | 3 | 4
16064202 | TNB | DISTRIBUTION | CHERAS | Existing | RYB | 11 kV |  |  |  |  | 240_3C_AL_XLPE | TAMI: 14 | TANMING RAYA NO 3: B01348 [OFF] |  | 1722.202 m |  |  |  | 3 | 8
16124048 | TNB | DISTRIBUTION | CHERAS | Existing | RYB | 11 kV | NO | Class C |  |  | 240_3C_AL_XLPE | SMKU (SEK UGAMA PERSEKUTUAN): B03982 | TMN DELIMA NO 1: B03985 |  | 1020.015 m |  |  |  | 3 | 2
16124192 | TNB | DISTRIBUTION | CHERAS | Existing | RYB | 11 kV | NO | Class C |  |  | 240_3C_AL_XLPE | FLORA GREEN CONDO: B02661 | EMERALD POINT A: B08695 |  | 1138.701 m |  |  |  | 3 | 6
16124203 | TNB | DISTRIBUTION | CHERAS | Existing | RYB | 11 kV |  |  |  |  | 240_3C_AL_XLPE |  | PERSIARAN BKT SG LONG NO 1: B09950 |  | 1979.858 m |  |  |  | 3 | 13
16124207 | TNB | DISTRIBUTION | CHERAS | Existing | RYB | 11 kV |  |  |  |  | 240_3C_AL_XLPE | PERSIARAN SG LONG 1/5: B09960 | PERSIARAN SG LONG 1 BDR SG LONG 2: B08988 |  | 2006.365 m |  |  |  | 3 | 14
16124223 | TNB | DISTRIBUTION | CHERAS | Existing | RYB | 11 kV | NO | Class C |  |  | 240_3C_AL_XLPE | RUMAH PAM BKT SG LONG: B08290 | TMN TANMING INDAH NO 3: B10042 |  | 1834.586 m |  |  |  | 3 | 7
16124239 | TNB | DISTRIBUTION | CHERAS | Existing | RYB | 11 kV | NO | Class C |  |  | 240_3C_AL_XLPE | PPU MHCR: 4 | RUMAH PAM BKT SG LONG: B08288 |  | 5165.942 m |  |  |  | 3 | 20
16124255 | TNB | DISTRIBUTION | CHERAS | Existing | RYB | 11 kV | NO | Class C |  |  | 240_3C_AL_XLPE | TMN SEJATI HILL VILLA: B08034 | EMERALD POINT C: B08703 |  | 509.700 m |  |  |  | 3 | 5
16124267 | TNB | DISTRIBUTION | CHERAS | Existing | RYB | 11 kV | NO | Class C |  |  | 240_3C_AL_XLPE | SG LONG NO 5: B02375 | JALAN SL 14/4: B08091 |  | 467.830 m |  |  |  | 3 | 5
17300819 | TNB | DISTRIBUTION | CHERAS | Existing | RYB | 11 kV |  |  |  |  | 240_3C_AL_XLPE | TMN CHERAS INTAN: B11223 | TMN CHERAS PERMAI: B02070 |  | 505.476 m |  |  |  | 3 | 0
20736292 | TNB | DISTRIBUTION | CHERAS | Existing | RYB | 33 kV |  |  |  |  | 630_1C_AL_XLPE | PPU TSGR2: 3P5 | PPU TSGR: 3P5 |  | 527.233 m |  |  |  | 3 | 2
22238697 | TNB | DISTRIBUTION | CHERAS | Existing | RYB | 11 kV |  |  |  |  | 70_1C_AL_XLPE |  |  |  | 1.708 m |  |  |  | 3 | 0
22238701 | TNB | DISTRIBUTION | CHERAS | Existing | RYB | 11 kV |  |  |  |  | 70_1C_AL_XLPE |  |  |  | 1.748 m |  |  |  | 3 | 0
22238989 | TNB | DISTRIBUTION | CHERAS | Existing | RYB | 11 kV |  |  |  |  | 240_3C_AL_XLPE | RAKAN BERSATU NO 2: B12190 | RAKAN BERSATU NO 2: B12189 |  | 2.416 m |  |  |  | 3 | 0
22239093 | TNB | DISTRIBUTION | CHERAS | Existing | RYB | 11 kV |  |  |  |  | 240_3C_AL_XLPE |  |  |  | 35.049 m |  |  |  | 3 | 0
22333362 | TNB | DISTRIBUTION | CHERAS | Existing | RYB | 11 kV |  |  |  |  | 240_3C_AL_XLPE | SAUJANA IMPIAN NO 11: B03227 | IMPIAN MAKMUR: B08053 |  | 677.507 m |  |  |  | 3 | 2
22590847 | TNB | DISTRIBUTION | CHERAS | Existing | RYB | 11 kV |  |  |  |  | 300_3C_AL_PILC | TMN SRI JENARIS NO 2: B03915 | TELEKOM KAJANG: B03914 |  | 4510.787 m |  |  |  | 3 | 6
22603859 | TNB | DISTRIBUTION | CHERAS | Existing | RYB | 11 kV |  |  |  |  | 240_3C_AL_XLPE | STADIUM KAJANG: B02425 | PADAT SAAS: B05311 |  | 1607.327 m |  |  |  | 3 | 2
25738240 | TNB | DISTRIBUTION | CHERAS | Existing | RYB | 11 kV |  |  |  |  | 240_3C_AL_XLPE | SSU HUA ZHONG: | PE WISMA MINLON: B00919 |  | 874.631 m |  |  |  | 3 | 4
26356606 | TNB | DISTRIBUTION | CHERAS | Existing | RYB | 11 kV |  |  |  |  | 240_3C_AL_XLPE | TMN DUTAMAS NO 2: B11065 | TMN DUTAMAS NO 1: B11064 |  | 85.244 m |  |  |  | 3 | 0
26356613 | TNB | DISTRIBUTION | CHERAS | Existing | RYB | 11 kV | NO | Class C |  |  | 240_3C_AL_XLPE | BINAFIMAS S/B: B10808 | TMN PERINDUSTRIAN SG BALAK: B09983 |  | 286.099 m |  |  |  | 3 | 0
26356618 | TNB | DISTRIBUTION | CHERAS | Existing | RYB | 11 kV |  |  |  |  | 240_3C_AL_XLPE | JLN SUTERA 2/5: B08318 |  |  | 531.204 m |  |  |  | 3 | 0
26356627 | TNB | DISTRIBUTION | CHERAS | Existing | RYB | 11 kV |  |  |  |  | 70_1C_AL_XLPE |  |  |  | 1.545 m |  |  |  | 3 | 0
26356630 | TNB | DISTRIBUTION | CHERAS | Existing | RYB | 11 kV |  |  |  |  | 70_1C_AL_XLPE |  |  |  | 2.087 m |  |  |  | 3 | 0
26356659 | TNB | DISTRIBUTION | CHERAS | Existing | RYB | 11 kV |  |  |  |  | 240_3C_AL_XLPE | LIC INDUSTRI: B05878 | TMN INDUSTRI ANGKAT PERDANA NO 1: B11158 |  | 544.426 m |  |  |  | 3 | 0
26356661 | TNB | DISTRIBUTION | CHERAS | Existing | RYB | 11 kV |  |  |  |  | 240_3C_AL_XLPE | TMN INDUSTRI ANGKAT PERDANA NO 1: B11161 | TMN INDUSTRI ANGKAT PERDANA NO 2: B11162 |  | 33.612 m |  |  |  | 3 | 0
26356664 | TNB | DISTRIBUTION | CHERAS | Existing | RYB | 11 kV |  |  |  |  | 70_1C_AL_XLPE |  |  |  | 1.416 m |  |  |  | 3 | 0
26356671 | TNB | DISTRIBUTION | CHERAS | Existing | RYB | 11 kV |  |  |  |  | 70_1C_AL_XLPE |  |  |  | 1.397 m |  |  |  | 3 | 0
26356681 | TNB | DISTRIBUTION | CHERAS | Existing | RYB | 11 kV |  |  |  |  | 240_3C_AL_XLPE | TMN INDUSTRI ANGKAT PERDANA NO 2: B11164 | 3V PERABOT: B04880 |  | 219.795 m |  |  |  | 3 | 0
26356691 | TNB | DISTRIBUTION | CHERAS | Existing | RYB | 11 kV |  |  |  |  | 240_3C_AL_XLPE | 3V HOLDING: B04217 | GIRIMAS NO 2: B04218 [OFF] |  | 370.684 m |  |  |  | 3 | 0
26356720 | TNB | DISTRIBUTION | CHERAS | Existing | RYB | 11 kV |  |  |  |  | 240_3C_AL_XLPE | FU YUEN: B01480 | RUMAH KEDAI JUSCO: B10882 |  | 571.538 m |  |  |  | 3 | 0
26356732 | TNB | DISTRIBUTION | CHERAS | Existing | RYB | 11 kV |  |  |  |  | 240_3C_AL_XLPE | RUMAH KEDAI JUSCO: B10885 | C180 NO 1 BALAKONG: B11037 |  | 221.905 m |  |  |  | 3 | 0
26356746 | TNB | DISTRIBUTION | CHERAS | Existing | RYB | 11 kV |  |  |  |  | 240_3C_AL_XLPE |  | CAREFOUR BTHO: B10707 [OFF] |  | 530.446 m |  |  |  | 3 | 0
26356856 | TNB | DISTRIBUTION | CHERAS | Existing | RYB | 11 kV |  |  |  |  | 240_3C_AL_XLPE | JLN SUTERA 2/1A: B08816 | JALAN SUTERA 4/2: B11608 |  | 795.571 m |  |  |  | 3 | 0
26356888 | TNB | DISTRIBUTION | CHERAS | Existing | RYB | 11 kV |  |  |  |  | 240_3C_AL_XLPE | CHIN HUAT: B01488 |  |  | 179.526 m |  |  |  | 3 | 0
26356894 | TNB | DISTRIBUTION | CHERAS | Existing | RYB | 11 kV |  |  |  |  | 70_1C_AL_XLPE |  |  |  | 1.276 m |  |  |  | 3 | 0
26356900 | TNB | DISTRIBUTION | CHERAS | Existing | RYB | 11 kV | YES |  |  |  | 240_3C_AL_XLPE | PE SPECRIVER SDN BHD: B14747 | PE INDUSTRIES COMM NO 1: B13475 |  | 355.367 m |  |  |  | 3 | 0
26356906 | TNB | DISTRIBUTION | CHERAS | Existing | RYB | 11 kV |  |  |  |  | 240_3C_AL_XLPE | APARTMENT TERATAI NO 1: B10601 | APARTMENT MAWAR: B08298 |  | 195.676 m |  |  |  | 3 | 0
26356968 | TNB | DISTRIBUTION | CHERAS | Existing | RYB | 11 kV |  |  |  |  | 70_1C_AL_XLPE |  |  |  | 1.401 m |  |  |  | 3 | 0
26357016 | TNB | DISTRIBUTION | CHERAS | Existing | RYB | 11 kV |  |  |  |  | 70_1C_AL_XLPE |  |  |  | 0.865 m |  |  |  | 3 | 0
26357145 | TNB | DISTRIBUTION | CHERAS | Existing | RYB | 11 kV |  |  |  |  | 70_1C_AL_XLPE |  |  |  | 1.151 m |  |  |  | 3 | 0
26357192 | TNB | DISTRIBUTION | CHERAS | Existing | RYB | 11 kV |  |  |  |  | 70_1C_AL_XLPE |  |  |  | 1.932 m |  |  |  | 3 | 0
26357194 | TNB | DISTRIBUTION | CHERAS | Existing | RYB | 11 kV |  |  |  |  | 240_3C_AL_XLPE | POLLUTION ENG SB: B01473 | DEPOH RAPID: B11884 |  | 1913.805 m |  |  |  | 3 | 0
26357313 | TNB | DISTRIBUTION | CHERAS | Existing | RYB | 11 kV |  |  |  |  | 240_3C_AL_XLPE | TMN DUTAMAS NO 1: B11061 | JLN DUTAMAS 9: B11805 |  | 415.964 m |  |  |  | 3 | 0
26357327 | TNB | DISTRIBUTION | CHERAS | Existing | RYB | 11 kV |  |  |  |  | 240_3C_AL_XLPE | JUBA: | TMN DUTAMAS NO 2: B11068 |  | 714.203 m |  |  |  | 3 | 0
26357332 | TNB | DISTRIBUTION | CHERAS | Existing | RYB | 11 kV |  |  |  |  | 240_3C_AL_XLPE | APARTMENT TERATAI NO 2: B10605 | APARTMENT TERATAI NO 1: B10604 |  | 308.224 m |  |  |  | 3 | 0
26357379 | TNB | DISTRIBUTION | CHERAS | Existing | RYB | 11 kV | NO | Class C |  |  | 240_3C_AL_XLPE | SENADAYA: B03974 | BINAFIMAS S/B NO 2: B11305 |  | 37.799 m |  |  |  | 3 | 0
26357382 | TNB | DISTRIBUTION | CHERAS | Existing | RYB | 11 kV |  |  |  |  | 240_3C_AL_XLPE | CHIN HUAT: B05535 | POLLUTION ENG SB: B01476 |  | 1740.750 m |  |  |  | 3 | 0
28242781 | TNB | DISTRIBUTION | CHERAS | Existing | RYB | 11 kV |  |  |  |  | 240_3C_AL_XLPE | PBEL: | EXZULA LANDSCAPE: B01274 |  | 917.374 m |  |  |  | 3 | 1
28353303 | TNB | DISTRIBUTION | CHERAS | Existing | RYB | 11 kV | NO | Class C |  |  | 240_3C_AL_XLPE | JLN BKT SL 3/9: B11624 | JLN BKT SL 3/6: B11625 |  | 365.844 m |  |  |  | 3 | 0
28353312 | TNB | DISTRIBUTION | CHERAS | Existing | RYB | 11 kV | NO | Class C |  |  | 240_3C_AL_XLPE | JLN BKT SL 3/6: B11627 | JLN BKT SL 3/1: B10131 |  | 573.045 m |  |  |  | 3 | 0
28632392 | TNB | DISTRIBUTION | CHERAS | Existing | RYB | 11 kV |  |  |  |  | 240_3C_AL_XLPE | TMN MURNI: B01728 | TMN CERIANA CHERAS: B08137 |  | 604.930 m |  |  |  | 3 | 0
28634178 | TNB | DISTRIBUTION | CHERAS | Existing | RYB | 11 kV |  |  |  |  | 240_3C_AL_XLPE | TAMI: | WISMA PAUSON: B10516 |  | 1561.565 m |  |  |  | 3 | 0
28634185 | TNB | DISTRIBUTION | CHERAS | Existing | RYB | 11 kV |  |  |  |  | 240_3C_AL_XLPE | PUSAT SERVIS PERODUA CHERAS JAYA: B05106 | HONG GUAN AGRICULTURE: B09069 |  | 1633.695 m |  |  |  | 3 | 3
28634188 | TNB | DISTRIBUTION | CHERAS | Existing | RYB | 11 kV |  |  |  |  | 240_3C_AL_XLPE | PE CHERAS SELATAN 118: B14263 | PEJABAT TAPAK CHERAS PERDANA: B01630 |  | 2398.009 m |  |  |  | 3 | 0
28634195 | TNB | DISTRIBUTION | CHERAS | Existing | RYB | 11 kV | NO | Class C |  |  | 240_3C_AL_XLPE | BDR MAHKOTA CHERAS NO 19: B06769 | BDR MAHKOTA CHERAS NO 1: B06288 |  | 168.212 m |  |  |  | 3 | 0
28634836 | TNB | DISTRIBUTION | CHERAS | Existing | RYB | 11 kV |  |  |  |  | 240_3C_AL_XLPE | TMN IMPIAN INDAH NO 2: B08147 | JLN IMPIAN INDAH NO 4: B10674 |  | 91.273 m |  |  |  | 3 | 0
28636255 | TNB | DISTRIBUTION | CHERAS | Existing | RYB | 11 kV |  |  |  |  | 240_3C_AL_XLPE | TMN INDUSTRI SELESA JAYA: B09181 | BERKAT HASIL NO 14: B02727 |  | 514.743 m |  |  |  | 3 | 0
28636271 | TNB | DISTRIBUTION | CHERAS | Existing | RYB | 11 kV | YES | Class D |  |  | 240_3C_AL_XLPE | KILANG JLN TANMING 2 NO 1: B11604 | KILANG JLN TANMING 2 NO 2: B11605 |  | 281.666 m |  |  |  | 3 | 2
30281435 | TNB | DISTRIBUTION | CHERAS | Existing | RYB | 11 kV |  |  |  |  | 240_3C_AL_XLPE | KILANG JLN TANMING 2 NO 2: B11607 | MINLON LIGHT INDUSTRIES B: B10194 |  | 270.531 m |  |  |  | 3 | 5
30281776 | TNB | DISTRIBUTION | CHERAS | Existing | RYB | 11 kV |  |  |  |  | 70_1C_AL_XLPE |  |  |  | 0.868 m |  |  |  | 3 | 0
30281778 | TNB | DISTRIBUTION | CHERAS | Existing | RYB | 11 kV |  |  |  |  | 240_3C_AL_XLPE | NO 1 JLN BALAKONG JAYA 25: MBB07877 | BAYU PARK VILLE: B10938 |  | 281.252 m |  |  |  | 3 | 0
30282345 | TNB | DISTRIBUTION | CHERAS | Existing | RYB | 11 kV |  |  |  |  | 240_3C_AL_XLPE | BAYU PARK VILLE: B10935 | KILANG CHEW TSU PEH: B07878 |  | 712.981 m |  |  |  | 3 | 0
30282358 | TNB | DISTRIBUTION | CHERAS | Existing | RYB | 11 kV |  |  |  |  | 240_3C_AL_XLPE | D-CRS-C16-0627: | TMN PERINDUSTRIAN BALAKONG NO 3: B11484 [OFF] |  | 350.464 m |  |  |  | 3 | 0
30282368 | TNB | DISTRIBUTION | CHERAS | Existing | RYB | 11 kV |  |  |  |  | 240_3C_AL_XLPE | SUNSHINE EST: B12735 | TMN PERINDUSTRIAN BALAKONG NO 3: B11487 |  | 408.627 m |  |  |  | 3 | 0
30282372 | TNB | DISTRIBUTION | CHERAS | Existing | RYB | 11 kV |  |  |  |  | 240_3C_AL_XLPE |  |  |  | 64.767 m |  |  |  | 3 | 0
30282382 | TNB | DISTRIBUTION | CHERAS | Existing | RYB | 11 kV |  |  |  |  | 240_3C_AL_XLPE | TMN PERINDUSTIRAN BALAKONG NO 1: B10017 | TMN PERINDUSTIRAN BALAKONG NO 2: B10016 |  | 275.373 m |  |  |  | 3 | 0
30282397 | TNB | DISTRIBUTION | CHERAS | Existing | RYB | 11 kV |  |  |  |  | 240_3C_AL_XLPE | PANGSAPURI SRI JATI: B07881 | TMN PERINDUSTIRAN BALAKONG NO 1: B10020 |  | 404.266 m |  |  |  | 3 | 0
30282402 | TNB | DISTRIBUTION | CHERAS | Existing | RYB | 11 kV |  |  |  |  | 240_3C_AL_XLPE | BAYU COURTYARD: B10177 | PANGSAPURI SRI JATI: B07883 |  | 180.757 m |  |  |  | 3 | 0
30282412 | TNB | DISTRIBUTION | CHERAS | Existing | RYB | 11 kV |  |  |  |  | 240_3C_AL_XLPE | NO 4 JLN 11 TMN BALAKONG JAYA: B04452 | BAYU COURTYARD: B10179 |  | 572.153 m |  |  |  | 3 | 0
30284639 | TNB | DISTRIBUTION | CHERAS | Existing | RYB | 11 kV |  |  |  |  | 240_3C_AL_XLPE | BTHO NO 2: B01672 | STP BTHO: B10585 |  | 48.460 m |  |  |  | 3 | 1
30284657 | TNB | DISTRIBUTION | CHERAS | Existing | RYB | 11 kV |  |  |  |  | 120_3C_AL_PILC |  |  |  | 90.502 m |  |  |  | 3 | 1
30342317 | TNB | DISTRIBUTION | CHERAS | Existing | RYB | 11 kV |  |  |  |  | 150_3C_AL_XLPE | META ALLIANCE IND: B11015 | MADAH PERKAYUAN: B02225 |  | 288.400 m |  |  |  | 3 | 0
30414593 | TNB | DISTRIBUTION | CHERAS | Existing | RYB | 11 kV |  |  |  |  | 240_3C_AL_XLPE | KAJANG HEIGHT NO 4: B10111 | KAJANG HEIGHT NO 1: B06279 |  | 1532.947 m |  |  |  | 3 | 0
30415228 | TNB | DISTRIBUTION | CHERAS | Existing | RYB | 11 kV |  |  |  |  | 70_1C_AL_XLPE |  |  |  | 1.658 m |  |  |  | 3 | 0
30416043 | TNB | DISTRIBUTION | CHERAS | Existing | RYB | 11 kV |  |  |  |  | 240_3C_AL_XLPE | TMN INDUSTRI TALENT JAYA NO 1: B14472 | LFIP NO 6: B02001 |  | 173.944 m |  |  |  | 3 | 0
30416052 | TNB | DISTRIBUTION | CHERAS | Existing | RYB | 11 kV |  |  |  |  | 240_3C_AL_XLPE | TMN INDUSTRI TALENT NO 2: B11216 | TMN INDUSTRI TALENT JAYA NO 1: B14474 |  | 254.928 m |  |  |  | 3 | 0
30416056 | TNB | DISTRIBUTION | CHERAS | Existing | RYB | 11 kV |  |  |  |  | 240_3C_AL_XLPE | TERAS OAK NO 1: B05497 | TMN INDUSTRI TALENT NO 2: B11219 [OFF] |  | 875.911 m |  |  |  | 3 | 0
30416096 | TNB | DISTRIBUTION | CHERAS | Existing | RYB | 11 kV | NO | Class C |  |  | 240_3C_AL_XLPE | TIMELESS MILLION: B07221 | LOT 5205 BLOK A: B11550 |  | 277.869 m |  |  |  | 3 | 1
30416104 | TNB | DISTRIBUTION | CHERAS | Existing | RYB | 11 kV | NO | Class C |  |  | 240_3C_AL_XLPE | LOT 5205 BLOK A: B11548 | LOT 5205 BLOK B: B11547 |  | 109.206 m |  |  |  | 3 | 0
30416953 | TNB | DISTRIBUTION | CHERAS | Existing | RYB | 11 kV | NO | Class C |  |  | 240_3C_AL_XLPE | SEK MEN KEB SG LONG: B05107 | MITRALAND: B05032 |  | 768.843 m |  |  |  | 3 | 6
30416965 | TNB | DISTRIBUTION | CHERAS | Existing | RYB | 11 kV | NO | Class C |  |  | 240_3C_AL_XLPE | BKT. RASA SAYANG: B08868 | TMN TANMING MUTIARA NO 2: B10985 |  | 760.441 m |  |  |  | 3 | 2
30416998 | TNB | DISTRIBUTION | CHERAS | Existing | RYB | 11 kV |  |  |  |  | 240_3C_AL_XLPE | LMAS: | TMN MUDUN: B11420 |  | 2688.226 m |  |  | LMAS-16 | 3 | 0
30417033 | TNB | DISTRIBUTION | CHERAS | Existing | RYB | 11 kV | NO | Class C |  |  | 240_3C_AL_XLPE | JALAN SL 14/4: B08093 | SEJATI HILL NO 2: B08391 |  | 645.601 m |  |  |  | 3 | 0
30921229 | TNB | DISTRIBUTION | CHERAS | Existing | RYB | 11 kV |  |  |  |  | 240_3C_AL_XLPE | TOWN PARK 1 NO 2: B10288 | APARTMENT SUAKASIH BTHO: B07255 |  | 1566.994 m |  |  |  | 3 | 0
30994119 | TNB | DISTRIBUTION | CHERAS | Existing | RYB | 11 kV | NO | Class C |  |  | 70_1C_AL_XLPE |  |  |  | 1.861 m |  |  |  | 3 | 0
31079972 | TNB | DISTRIBUTION | CHERAS | Existing | RYB | 11 kV |  |  |  |  | 185_3C_AL_PILC | TMN KOTA CHERAS NO 1: B01749 | TELEKOM BT 10 1128: B01769 |  | 110.555 m |  |  |  | 3 | 0
32175020 | TNB | DISTRIBUTION | CHERAS | Existing | RYB | 33 kV | YES | Class D |  |  | 630_1C_AL_XLPE | PMU BLKG 132/33 kV: 7L5 | SLGT: 3S5 |  | 12655.536 m |  |  | BLKG: 7L5 | 3 | 0
32175194 | TNB | DISTRIBUTION | CHERAS | Existing | RYB | 33 kV | YES | Class D |  |  | 630_1C_AL_XLPE | PMU BLKG 132/33 kV: 1L5 | TAMI: 2P5 |  | 1940.713 m |  |  | BLKG: 1L5 | 3 | 10
32879459 | TNB | DISTRIBUTION | CHERAS | Existing | RYB | 11 kV |  |  |  |  | 70_1C_AL_XLPE |  |  |  | 1.138 m |  |  |  | 3 | 0
32982330 | TNB | DISTRIBUTION | CHERAS | Existing | RYB | 11 kV |  |  |  |  | 240_3C_AL_XLPE | SRDA: | SAGU PRESTASI NO 1: B06265 |  | 1832.744 m |  |  |  | 3 | 1
32982331 | TNB | DISTRIBUTION | CHERAS | Existing | RYB | 11 kV |  |  |  |  | 240_3C_AL_XLPE | SRDA: | VISTA IMPIANA HEIGHTS NO 2: B09173 |  | 4035.979 m |  |  |  | 3 | 2
34989238 | TNB | DISTRIBUTION | CHERAS | Existing | RYB | 11 kV |  |  |  |  | 240_3C_AL_XLPE | JUBA: | DATARAN C180 NO 1: B11708 |  | 768.202 m |  |  |  | 3 | 0
34989248 | TNB | DISTRIBUTION | CHERAS | Existing | RYB | 11 kV |  |  |  |  | 240_3C_AL_XLPE | C180 NO 1 BALAKONG: B11040 | DATARAN C180 NO 4: B11746 |  | 529.248 m |  |  |  | 3 | 0
34989252 | TNB | DISTRIBUTION | CHERAS | Existing | RYB | 11 kV |  |  |  |  | 240_3C_AL_XLPE | DATARAN C180 NO 4: B11749 | C180 NO 2 BALAKONG: B11041 [OFF] |  | 628.437 m |  |  |  | 3 | 0
34989458 | TNB | DISTRIBUTION | CHERAS | Existing | RYB | 11 kV |  |  |  |  | 240_3C_AL_XLPE | DATARAN C180 NO 3: B11745 | DATARAN C180 NO 2: B11738 [OFF] |  | 172.076 m |  |  |  | 3 | 0
34989462 | TNB | DISTRIBUTION | CHERAS | Existing | RYB | 11 kV |  |  |  |  | 240_3C_AL_XLPE | DATARAN C180 NO 1: B11705 | DATARAN C180 NO 2: B11741 |  | 340.791 m |  |  |  | 3 | 0
34989466 | TNB | DISTRIBUTION | CHERAS | Existing | RYB | 11 kV |  |  |  |  | 240_3C_AL_XLPE | JUBA: | DATARAN C180 NO 3: B11742 |  | 588.974 m |  |  |  | 3 | 0
34989479 | TNB | DISTRIBUTION | CHERAS | Existing | RYB | 11 kV |  |  |  |  | 240_3C_AL_XLPE | SWS THE MINES: B02269 | SG BESI INDAH NO 3: B06179 |  | 406.056 m |  |  |  | 3 | 0
34989520 | TNB | DISTRIBUTION | CHERAS | Existing | RYB | 11 kV |  |  |  |  | 240_3C_AL_XLPE | LIC INDUSTRI: B05875 | S3 LAND: B12071 |  | 1887.929 m |  |  |  | 3 | 0
34989581 | TNB | DISTRIBUTION | CHERAS | Existing | RYB | 11 kV |  |  |  |  | 70_1C_AL_XLPE |  |  |  | 1.690 m |  |  |  | 3 | 0
34989585 | TNB | DISTRIBUTION | CHERAS | Existing | RYB | 11 kV |  |  |  |  | 70_1C_AL_XLPE |  |  |  | 2.240 m |  |  |  | 3 | 0
34989605 | TNB | DISTRIBUTION | CHERAS | Existing | RYB | 11 kV |  |  |  |  | 70_1C_AL_XLPE |  |  |  | 1.257 m |  |  |  | 3 | 0
34989606 | TNB | DISTRIBUTION | CHERAS | Existing | RYB | 11 kV |  |  |  |  | 70_1C_AL_XLPE |  |  |  | 1.307 m |  |  |  | 3 | 0
34989625 | TNB | DISTRIBUTION | CHERAS | Existing | RYB | 11 kV |  |  |  |  | 70_1C_AL_XLPE |  |  |  | 2.033 m |  |  |  | 3 | 0
34989626 | TNB | DISTRIBUTION | CHERAS | Existing | RYB | 11 kV |  |  |  |  | 70_1C_AL_XLPE |  |  |  | 2.185 m |  |  |  | 3 | 0
34989645 | TNB | DISTRIBUTION | CHERAS | Existing | RYB | 11 kV |  |  |  |  | 70_1C_AL_XLPE |  |  |  | 2.440 m |  |  |  | 3 | 0
34989648 | TNB | DISTRIBUTION | CHERAS | Existing | RYB | 11 kV |  |  |  |  | 70_1C_AL_XLPE |  |  |  | 2.875 m |  |  |  | 3 | 0
34989670 | TNB | DISTRIBUTION | CHERAS | Existing | RYB | 11 kV |  |  |  |  | 70_1C_AL_XLPE |  |  |  | 1.761 m |  |  |  | 3 | 0
34989680 | TNB | DISTRIBUTION | CHERAS | Existing | RYB | 11 kV |  |  |  |  | 70_1C_AL_XLPE |  |  |  | 1.844 m |  |  |  | 3 | 0
34989681 | TNB | DISTRIBUTION | CHERAS | Existing | RYB | 11 kV |  |  |  |  | 70_1C_AL_XLPE |  |  |  | 1.282 m |  |  |  | 3 | 0
34989710 | TNB | DISTRIBUTION | CHERAS | Existing | RYB | 11 kV |  |  |  |  | 70_1C_AL_XLPE |  |  |  | 2.136 m |  |  |  | 3 | 0
34989711 | TNB | DISTRIBUTION | CHERAS | Existing | RYB | 11 kV |  |  |  |  | 70_1C_AL_XLPE |  |  |  | 2.637 m |  |  |  | 3 | 0
35185236 | TNB | DISTRIBUTION | CHERAS | Existing | RYB | 11 kV |  |  |  |  | 240_3C_AL_XLPE | BOULEVARD BELIMBING HILLS: B10614 | BELIMBING HEIGHTS NO 2: B07622 |  | 532.879 m |  |  |  | 3 | 0
35185240 | TNB | DISTRIBUTION | CHERAS | Existing | RYB | 11 kV |  |  |  |  | 240_3C_AL_XLPE | PE EVERSMART: B10649 | ALEQUIP S/B: B09388 |  | 100.474 m |  |  |  | 3 | 0
35185242 | TNB | DISTRIBUTION | CHERAS | Existing | RYB | 11 kV |  |  |  |  | 240_3C_AL_XLPE | LOT 1842 JLN KPB 6: B10839 | HASIL KARYA S/B: B10140 |  | 80.679 m |  |  |  | 3 | 0
35185244 | TNB | DISTRIBUTION | CHERAS | Existing | RYB | 11 kV |  |  |  |  | 240_3C_AL_XLPE | ALLIED FOAM: B09269 | HEPTA LOT 1869: B10578 |  | 127.800 m |  |  |  | 3 | 0
35185246 | TNB | DISTRIBUTION | CHERAS | Existing | RYB | 11 kV |  |  |  |  | 240_3C_AL_XLPE | HEPTA LOT 1869: B10580 | WAISUN CONFECTIONARY S/B: B09081 |  | 293.858 m |  |  |  | 3 | 0
35185248 | TNB | DISTRIBUTION | CHERAS | Existing | RYB | 11 kV |  |  |  |  | 240_3C_AL_XLPE | MEGA POWER: B05363 | COUNTRY WIDE BOOK: B11058 [OFF] |  | 180.443 m |  |  |  | 3 | 0
35188127 | TNB | DISTRIBUTION | CHERAS | Existing | RYB | 11 kV |  |  |  |  | 240_3C_AL_XLPE | WONG SUE KAU: B09084 | MULIA BERSAMA KPB 1: B12364 |  | 111.517 m |  |  |  | 3 | 1
35188135 | TNB | DISTRIBUTION | CHERAS | Existing | RYB | 11 kV |  |  |  |  | 70_1C_AL_XLPE |  |  |  | 1.850 m |  |  |  | 3 | 0
35188268 | TNB | DISTRIBUTION | CHERAS | Existing | RYB | 11 kV |  |  |  |  | 240_3C_AL_XLPE | LOT PT 22174 BALAKONG: B11090 | LOT 1849 JLN KPB 10: B10279 |  | 305.509 m |  |  |  | 3 | 0
35258042 | TNB | DISTRIBUTION | CHERAS | Existing | RYB | 11 kV | NO | Class C |  |  | 240_3C_AL_XLPE | PE PDT FLAT SEKAMAT: B14123 | TMN KASIH: B06801 |  | 812.009 m |  |  |  | 3 | 0
35258052 | TNB | DISTRIBUTION | CHERAS | Existing | RYB | 11 kV | NO | Class C |  |  | 120_3C_AL_PILC | TMN SEKAMAT UDA: B06784 | TMN BAYU SEKAMAT: B12272 |  | 1311.883 m |  |  |  | 3 | 0
35335326 | TNB | DISTRIBUTION | CHERAS | Existing | RYB | 11 kV |  |  |  |  | 240_3C_AL_XLPE | SMK DUSUN NANDING: B06641 | TMN DESA PELANGI SG SERAI: B02177 [OFF] |  | 703.916 m |  |  |  | 3 | 3
35459856 | TNB | DISTRIBUTION | CHERAS | Existing | RYB | 11 kV |  |  |  |  | 240_3C_AL_XLPE | TMN KOTA CHERAS NO 2: B01748 | TMN MEGAH NO 2: B01768 |  | 1169.032 m |  |  |  | 3 | 0
35459866 | TNB | DISTRIBUTION | CHERAS | Existing | RYB | 11 kV |  |  |  |  | 240_3C_AL_XLPE | JLN SP 3 TMN SEGAR PERDANA: B07005 | TMN SEGAR PERDANA NO 2: B07000 [OFF] |  | 485.690 m |  |  |  | 3 | 0
35462841 | TNB | DISTRIBUTION | CHERAS | Existing | RYB | 11 kV |  |  |  |  | 70_1C_AL_XLPE |  |  |  | 1.037 m |  |  |  | 3 | 0
35519992 | TNB | DISTRIBUTION | CHERAS | Existing | RYB | 11 kV | NO | Class C |  |  | 240_3C_AL_XLPE | JKR SIMPANG BALAK: B03978 | TMN SEKAMAT UDA: B03988 |  | 1953.029 m |  |  |  | 3 | 0
35519995 | TNB | DISTRIBUTION | CHERAS | Existing | RYB | 11 kV | NO | Class C |  |  | 240_3C_AL_XLPE | TMN PERINDUSTRIAN SG BALAK: B09986 | JKR SIMPANG BALAK: B03975 |  | 1598.947 m |  |  |  | 3 | 0
35541746 | TNB | DISTRIBUTION | CHERAS | Existing | RYB | 11 kV |  |  |  |  | 70_1C_AL_XLPE |  |  |  | 0.725 m |  |  |  | 3 | 0
35544221 | TNB | DISTRIBUTION | CHERAS | Existing | RYB | 11 kV |  |  |  |  | 70_1C_AL_XLPE |  |  |  | 0.517 m |  |  |  | 3 | 0
35544369 | TNB | DISTRIBUTION | CHERAS | Existing | RYB | 11 kV |  |  |  |  | 70_1C_AL_XLPE |  |  |  | 0.500 m |  |  |  | 3 | 0
35666676 | TNB | DISTRIBUTION | CHERAS | Existing | RYB | 11 kV |  |  |  |  | 70_1C_AL_XLPE |  |  |  | 1.058 m |  |  |  | 3 | 0
35668642 | TNB | DISTRIBUTION | CHERAS | Existing | RYB | 11 kV |  |  |  |  | 70_1C_AL_XLPE |  |  |  | 1.357 m |  |  |  | 3 | 0
35774887 | TNB | DISTRIBUTION | CHERAS | Existing | RYB | 11 kV |  |  |  |  | 240_3C_AL_XLPE | SUTERA RESIDENCE NO 1: B11836 | PE PDT TAMAN BERINGIN: B13525 |  | 182.285 m |  |  |  | 3 | 0
35774897 | TNB | DISTRIBUTION | CHERAS | Existing | RYB | 11 kV |  |  |  |  | 150_3C_AL_XLPE |  |  |  | 12.317 m |  |  |  | 3 | 0
35774899 | TNB | DISTRIBUTION | CHERAS | Existing | RYB | 11 kV |  |  |  |  | 240_3C_AL_XLPE |  |  |  | 87.406 m |  |  |  | 3 | 0
35774906 | TNB | DISTRIBUTION | CHERAS | Existing | RYB | 11 kV |  |  |  |  | 240_3C_AL_XLPE | PE PDT PEH AH SOON KBP 6: B14393 | CHEETAH BHD: B10379 |  | 155.629 m |  |  |  | 3 | 1
35775187 | TNB | DISTRIBUTION | CHERAS | Existing | RYB | 11 kV |  |  |  |  | 240_3C_AL_XLPE | CHEETAH BHD: B10381 | DIY KPB 6: B12063 |  | 105.584 m |  |  |  | 3 | 2
35775772 | TNB | DISTRIBUTION | CHERAS | Existing | RYB | 11 kV |  |  |  |  | 240_3C_AL_XLPE | PEJABAT HUTAN CHERAS: B02155 | PE PLATINUM STARHILL: B06404 |  | 354.199 m |  |  |  | 3 | 0
35776536 | TNB | DISTRIBUTION | CHERAS | Existing | RYB | 11 kV | NO | Class C |  |  | 240_3C_AL_XLPE | DESA SERDANG NO 1: B00850 | PETRONAS GREEN STATION: B11917 |  | 704.108 m |  |  |  | 3 | 1
35776567 | TNB | DISTRIBUTION | CHERAS | Existing | RYB | 11 kV |  |  |  |  | 240_3C_AL_XLPE | PADAT JURUNATURE, JLN TIMAH 3: B11809 | GREEN WATER ROCK NO 2: B02634 |  | 426.160 m |  |  |  | 3 | 0
35776577 | TNB | DISTRIBUTION | CHERAS | Existing | RYB | 11 kV |  |  |  |  | 240_3C_AL_XLPE | WENG ZHENG: B01280 | LOT PT 22174 BALAKONG: B11092 |  | 87.338 m |  |  |  | 3 | 0
35776746 | TNB | DISTRIBUTION | CHERAS | Existing | RYB | 11 kV |  |  |  |  | 240_3C_AL_XLPE | SUTERA RESIDENCE NO 2: B11839 | PE GREEN SURIA NO 1: B13930 |  | 591.719 m |  |  |  | 3 | 0
35776779 | TNB | DISTRIBUTION | CHERAS | Existing | RYB | 11 kV | NO | Class C |  |  | 240_3C_AL_XLPE | PPU MHCR: 3 | SURIA COURT: B11890 |  | 1449.935 m |  |  |  | 3 | 0
35776791 | TNB | DISTRIBUTION | CHERAS | Existing | RYB | 11 kV |  |  |  |  | 240_3C_AL_XLPE | BERKAT HASIL NO 15: B02728 | TMN INDUSTRI SELESA JAYA: B09183 |  | 317.574 m |  |  |  | 3 | 0
35776799 | TNB | DISTRIBUTION | CHERAS | Existing | RYB | 11 kV |  |  |  |  | 240_3C_AL_XLPE | PE JEMCO VENTURE: B13553 | LOT 1809, JLN KPB 3 BALAKONG: B11566 |  | 141.851 m |  |  |  | 3 | 0
35776811 | TNB | DISTRIBUTION | CHERAS | Existing | RYB | 11 kV |  |  |  |  | 240_3C_AL_XLPE | LOT 1809, JLN KPB 3 BALAKONG: B11564 | JORDONE CORPORATION NO 3: B11349 |  | 218.171 m |  |  |  | 3 | 0
35776814 | TNB | DISTRIBUTION | CHERAS | Existing | RYB | 11 kV |  |  |  |  | 240_3C_AL_XLPE | LMAS: | PADAT IBUSAWAT PDRM: B10821 |  | 2431.707 m |  |  | LMAS-3 | 3 | 5
35776822 | TNB | DISTRIBUTION | CHERAS | Existing | RYB | 11 kV |  |  |  |  | 240_3C_AL_XLPE | MAKMAL FORENSIK PDRM: B06404 | SWS MAKTAB PDRM: B02041 |  | 849.473 m |  |  |  | 3 | 1
35776843 | TNB | DISTRIBUTION | CHERAS | Existing | RYB | 11 kV |  |  |  |  | 240_3C_AL_XLPE | SEK SRI MURNI: B11857 | SEK AGAMA BT 9: B01791 |  | 450.221 m |  |  |  | 3 | 1
35776880 | TNB | DISTRIBUTION | CHERAS | Existing | RYB | 11 kV |  |  |  |  | 240_3C_AL_XLPE | RICHWAY: B11654 | PE BIG APPLE: B13528 |  | 272.992 m |  |  |  | 3 | 0
35776884 | TNB | DISTRIBUTION | CHERAS | Existing | RYB | 11 kV | NO | Class C |  |  | 240_3C_AL_XLPE | COMMERCIAL AREA NO 10 JLN TEMENGGONG 21/: B09331 | JLN TEMENGGUNG 13/9: B11670 |  | 204.160 m |  |  |  | 3 | 0
35776901 | TNB | DISTRIBUTION | CHERAS | Existing | RYB | 11 kV | NO | Class C |  |  | 240_3C_AL_XLPE | IND RINGAN BKT ANGKAT NO 2: B08269 | GIANT VOICE: B10598 |  | 376.132 m |  |  |  | 3 | 1
35776909 | TNB | DISTRIBUTION | CHERAS | Existing | RYB | 11 kV |  |  |  |  | 240_3C_AL_XLPE | PADAT LOT 1875: B11417 | FACES MARKETING: B10025 |  | 279.335 m |  |  |  | 3 | 3
35776984 | TNB | DISTRIBUTION | CHERAS | Existing | RYB | 11 kV |  |  |  |  | 240_3C_AL_XLPE | CJYA: 8 | LOT 31975 BINA PLASTIC INDUSTRIES: |  | 3201.945 m |  |  |  | 3 | 0
35776995 | TNB | DISTRIBUTION | CHERAS | Existing | RYB | 11 kV |  |  |  |  | 70_1C_AL_XLPE |  |  |  | 0.709 m |  |  |  | 3 | 0
35777003 | TNB | DISTRIBUTION | CHERAS | Existing | RYB | 11 kV |  |  |  |  | 70_1C_AL_XLPE |  |  |  | 1.128 m |  |  |  | 3 | 0
35777010 | TNB | DISTRIBUTION | CHERAS | Existing | RYB | 11 kV |  |  |  |  | 70_1C_AL_XLPE |  |  |  | 1.683 m |  |  |  | 3 | 0
35777023 | TNB | DISTRIBUTION | CHERAS | Existing | RYB | 11 kV |  |  |  |  | 70_1C_AL_XLPE |  |  |  | 1.743 m |  |  |  | 3 | 0
35777028 | TNB | DISTRIBUTION | CHERAS | Existing | RYB | 11 kV |  |  |  |  | 70_1C_AL_XLPE |  |  |  | 1.547 m |  |  |  | 3 | 0
35777033 | TNB | DISTRIBUTION | CHERAS | Existing | RYB | 11 kV |  |  |  |  | 70_1C_AL_XLPE |  |  |  | 2.621 m |  |  |  | 3 | 0
35777038 | TNB | DISTRIBUTION | CHERAS | Existing | RYB | 11 kV |  |  |  |  | 70_1C_AL_XLPE |  |  |  | 1.509 m |  |  |  | 3 | 0
35777111 | TNB | DISTRIBUTION | CHERAS | Existing | RYB | 11 kV |  |  |  |  | 70_1C_AL_XLPE |  |  |  | 1.747 m |  |  |  | 3 | 0
35777155 | TNB | DISTRIBUTION | CHERAS | Existing | RYB | 11 kV |  |  |  |  | 70_1C_AL_XLPE |  |  |  | 2.957 m |  |  |  | 3 | 0
35820691 | TNB | DISTRIBUTION | CHERAS | Existing | RYB | 11 kV |  |  |  |  | 240_3C_AL_XLPE | KG BARU CINA SG MACAU: B09413 | CG MEDICAL INDUSTRY: B02218 |  | 664.795 m |  |  |  | 3 | 0
35823668 | TNB | DISTRIBUTION | CHERAS | Existing | RYB | 11 kV |  |  |  |  | 240_3C_AL_XLPE | RUMAH KEDAI TMN AWANA: B10373 | TMN CHERAS AWANA NO 2: B02139 |  | 301.796 m |  |  |  | 3 | 0
35823671 | TNB | DISTRIBUTION | CHERAS | Existing | RYB | 11 kV |  |  |  |  | 240_3C_AL_XLPE | RMH PANGSA BUKIT HARTAMAS: B10401 | TMN BUKIT HARTAMAS FASA 2: B10627 |  | 367.484 m |  |  |  | 3 | 0
35823672 | TNB | DISTRIBUTION | CHERAS | Existing | RYB | 11 kV |  |  |  |  | 240_3C_AL_XLPE | TMASS: | TMN CHERAS PERMATA NO 1: B02128 |  | 2480.812 m |  |  |  | 3 | 0
35843571 | TNB | DISTRIBUTION | CHERAS | Existing | RYB | 11 kV |  |  |  |  | 70_1C_AL_XLPE |  |  |  | 1.243 m |  |  |  | 3 | 0
35915320 | TNB | DISTRIBUTION | CHERAS | Existing | RYB | 11 kV | NO | Class C |  |  | 240_3C_AL_XLPE | TAMAN SUNNYSIDE NO 3: B09137 | TMN PINGGIRAN MAHKOTA - B2332: B08451 |  | 672.949 m |  |  |  | 3 | 0
35932761 | TNB | DISTRIBUTION | CHERAS | Existing | RYB | 11 kV |  |  |  |  | 240_3C_AL_XLPE | BKT ANGKAT NO 2: B06949 | TMN IND ANGKAT PERDANA NO 1: B12123 |  | 243.904 m |  |  |  | 3 | 0
35941422 | TNB | DISTRIBUTION | CHERAS | Existing | RYB | 11 kV |  |  |  |  | 70_1C_AL_XLPE |  |  |  | 1.072 m |  |  |  | 3 | 0
35941424 | TNB | DISTRIBUTION | CHERAS | Existing | RYB | 11 kV |  |  |  |  | 70_1C_AL_XLPE |  |  |  | 1.038 m |  |  |  | 3 | 0
35954217 | TNB | DISTRIBUTION | CHERAS | Existing | RYB | 11 kV | NO | Class C |  |  | 240_3C_AL_XLPE | TAMAN CHERAS IDAMAN: B08438 | VIRIDIAN: B12242 |  | 362.581 m |  |  |  | 3 | 0
36377531 | TNB | DISTRIBUTION | CHERAS | Existing | RYB | 11 kV | NO | Class C |  |  | 240_3C_AL_XLPE | PADAT BUKIT DUKONG: B11380 | RUM.REHAT GRAND SAGA BKT.DUKONG: B03992 |  | 410.771 m |  |  |  | 3 | 0
36377536 | TNB | DISTRIBUTION | CHERAS | Existing | RYB | 11 kV | NO | Class C |  |  | 240_3C_AL_XLPE | JUTAMATE: B03997 | SEMI-D TMN DESA BARU: B10561 |  | 588.287 m |  |  |  | 3 | 0
36419508 | TNB | DISTRIBUTION | CHERAS | Existing | RYB | 11 kV |  |  |  |  | 70_1C_AL_XLPE |  |  |  | 0.994 m |  |  |  | 3 | 0
36513455 | TNB | DISTRIBUTION | CHERAS | Existing | RYB | 11 kV |  |  |  |  | 240_3C_AL_XLPE | BTHO: 6 | AVENUE ONE BTHO NO 1: B10028 |  | 538.889 m |  |  |  | 3 | 0
36525564 | TNB | DISTRIBUTION | CHERAS | Existing | RYB | 11 kV |  |  |  |  | 70_1C_AL_XLPE |  |  |  | 0.977 m |  |  |  | 3 | 0
36525573 | TNB | DISTRIBUTION | CHERAS | Existing | RYB | 11 kV |  |  |  |  | 240_3C_AL_XLPE | SEK ANTARABANGSA AUSTRALIA: B07094 | SOUTHERN LAKE NO 2: B10422 |  | 684.645 m |  |  |  | 3 | 0
36525581 | TNB | DISTRIBUTION | CHERAS | Existing | RYB | 11 kV |  |  |  |  | 240_3C_AL_XLPE | SOUTHERN LAKE NO 2: B10419 | BLUCONSTELLATION NO 2: B12421 |  | 761.835 m |  |  |  | 3 | 0
36525586 | TNB | DISTRIBUTION | CHERAS | Existing | RYB | 11 kV |  |  |  |  | 240_3C_AL_XLPE | BLUCONSTELLATION NO 2: B12419 | BLUCONSTELLATION NO 1: B12418 |  | 501.881 m |  |  |  | 3 | 0
36525591 | TNB | DISTRIBUTION | CHERAS | Existing | RYB | 11 kV |  |  |  |  | 240_3C_AL_XLPE | BLUCONSTELLATION NO 1: B12416 | SOUTHERN LAKE NO 3: B08294 |  | 441.359 m |  |  |  | 3 | 0
36525599 | TNB | DISTRIBUTION | CHERAS | Existing | RYB | 11 kV |  |  |  |  | 240_3C_AL_XLPE | SOUTHERN LAKE NO 3: B08297 | RUMAH PAM SOUTHERN LAKE: B10660 |  | 1023.362 m |  |  |  | 3 | 0
36525603 | TNB | DISTRIBUTION | CHERAS | Existing | RYB | 11 kV |  |  |  |  | 240_3C_AL_XLPE | RUMAH PAM SOUTHERN LAKE: B10662 | KTM SERDANG: B14503 |  | 1222.043 m |  |  |  | 3 | 0
36525651 | TNB | DISTRIBUTION | CHERAS | Existing | RYB | 11 kV |  |  |  |  | 70_1C_AL_XLPE |  |  |  | 1.553 m |  |  |  | 3 | 0
36525738 | TNB | DISTRIBUTION | CHERAS | Existing | RYB | 11 kV |  |  |  |  | 70_1C_AL_XLPE |  |  |  | 1.619 m |  |  |  | 3 | 0
37409417 | TNB | DISTRIBUTION | CHERAS | Existing | RYB | 11 kV | NO | Class C |  |  | 240_3C_AL_XLPE | JLN MAHKOTA RESIDENCE NO 1: B12016 | JLN MAHKOTA RESIDENCE NO 2: B12015 |  | 29.562 m |  |  |  | 3 | 0
37409421 | TNB | DISTRIBUTION | CHERAS | Existing | RYB | 11 kV | NO | Class C |  |  | 240_3C_AL_XLPE | VISTA CITY JLN PANGLIMA: B10351 | JLN MAHKOTA RESIDENCE NO 1: B12019 |  | 531.912 m |  |  |  | 3 | 0
37409425 | TNB | DISTRIBUTION | CHERAS | Existing | RYB | 11 kV | NO | Class C |  |  | 240_3C_AL_XLPE | MAHKOTA CHERAS RESIDENCE: B12143 | IBUSAWAT TELEKOM SG LONG: B02370 |  | 2305.464 m |  |  | DARI JLN MAHKOTA RESIDENCE | 3 | 0
37409435 | TNB | DISTRIBUTION | CHERAS | Existing | RYB | 11 kV |  |  |  |  | 240_3C_AL_XLPE | PBEL: | SSU BKT BELIMBING: B10715 |  | 527.143 m |  |  |  | 3 | 1
37602646 | TNB | DISTRIBUTION | CHERAS | Existing | RYB | 11 kV |  |  |  |  | 240_3C_AL_XLPE | TMN ONE LAGENDA: B12049 | TMN CHERAS AWANA NO 3: B02142 |  | 1373.448 m |  |  |  | 3 | 1
37989018 | TNB | DISTRIBUTION | CHERAS | Existing | RYB | 11 kV | NO | Class C |  |  | 240_3C_AL_XLPE | TMN SINAR MAHKOTA: B11689 | BDR MAHKOTA CHERAS NO 16: B06754 |  | 253.959 m |  |  |  | 3 | 0
38212975 | TNB | DISTRIBUTION | CHERAS | Existing | RYB | 11 kV |  |  |  |  | 70_1C_AL_XLPE |  |  |  | 1.069 m |  |  |  | 3 | 0
38212979 | TNB | DISTRIBUTION | CHERAS | Existing | RYB | 11 kV |  |  |  |  | 70_1C_AL_XLPE |  |  |  | 1.409 m |  |  |  | 3 | 0
38216994 | TNB | DISTRIBUTION | CHERAS | Existing | RYB | 11 kV |  |  |  |  | 70_1C_AL_XLPE |  |  |  | 0.846 m |  |  |  | 3 | 0
38264086 | TNB | DISTRIBUTION | CHERAS | Existing | RYB | 11 kV |  |  |  |  | 70_1C_AL_XLPE |  |  |  | 1.856 m |  |  |  | 3 | 0
38362890 | TNB | DISTRIBUTION | CHERAS | Existing | RYB | 11 kV | NO | Class C |  |  | 70_1C_AL_XLPE |  |  |  | 5.091 m |  |  |  | 3 | 0
38371516 | TNB | DISTRIBUTION | CHERAS | Existing | RYB | 11 kV |  |  |  |  | 70_1C_AL_XLPE |  |  |  | 8.502 m |  |  |  | 3 | 0
38392950 | TNB | DISTRIBUTION | CHERAS | Existing | RYB | 11 kV |  |  |  |  | 70_1C_AL_XLPE |  |  |  | 1.868 m |  |  |  | 3 | 0
38500611 | TNB | DISTRIBUTION | CHERAS | Existing | RYB | 11 kV | NO | Class C |  |  | 70_1C_AL_XLPE |  |  |  | 1.496 m |  |  |  | 3 | 0
38500615 | TNB | DISTRIBUTION | CHERAS | Existing | RYB | 11 kV | NO | Class C |  |  | 70_1C_AL_XLPE |  |  |  | 1.927 m |  |  |  | 3 | 0
38509180 | TNB | DISTRIBUTION | CHERAS | Existing | RYB | 11 kV | NO | Class C |  |  | 70_1C_AL_XLPE |  |  |  | 2.066 m |  |  |  | 3 | 0
38509187 | TNB | DISTRIBUTION | CHERAS | Existing | RYB | 11 kV | NO | Class C |  |  | 70_1C_AL_XLPE |  |  |  | 1.681 m |  |  |  | 3 | 0
38531243 | TNB | DISTRIBUTION | CHERAS | Existing | RYB | 11 kV | NO | Class C |  |  | 70_1C_AL_XLPE |  |  |  | 1.432 m |  |  |  | 3 | 0
38531247 | TNB | DISTRIBUTION | CHERAS | Existing | RYB | 11 kV | NO | Class C |  |  | 70_1C_AL_XLPE |  |  |  | 1.295 m |  |  |  | 3 | 0
38534651 | TNB | DISTRIBUTION | CHERAS | Existing | RYB | 11 kV |  |  |  |  | 70_1C_AL_XLPE |  |  |  | 1.004 m |  |  |  | 3 | 0
38548853 | TNB | DISTRIBUTION | CHERAS | Existing | RYB | 11 kV |  |  |  |  | 70_1C_AL_XLPE |  |  |  | 1.032 m |  |  |  | 3 | 0
38620623 | TNB | DISTRIBUTION | CHERAS | Existing | RYB | 11 kV | NO | Class C |  |  | 70_1C_AL_XLPE |  |  |  | 1.450 m |  |  |  | 3 | 0
38629400 | TNB | DISTRIBUTION | CHERAS | Existing | RYB | 11 kV | NO | Class C |  |  | 70_1C_AL_XLPE |  |  |  | 2.235 m |  |  |  | 3 | 0
38629412 | TNB | DISTRIBUTION | CHERAS | Existing | RYB | 11 kV | NO | Class C |  |  | 70_1C_AL_XLPE |  |  |  | 1.935 m |  |  |  | 3 | 0
38650867 | TNB | DISTRIBUTION | CHERAS | Existing | RYB | 11 kV |  |  |  |  | 70_1C_AL_XLPE |  |  |  | 1.023 m |  |  |  | 3 | 0
38650871 | TNB | DISTRIBUTION | CHERAS | Existing | RYB | 11 kV |  |  |  |  | 70_1C_AL_XLPE |  |  |  | 1.070 m |  |  |  | 3 | 0
38659470 | TNB | DISTRIBUTION | CHERAS | Existing | RYB | 11 kV |  |  |  |  | 70_1C_AL_XLPE |  |  |  | 1.195 m |  |  |  | 3 | 0
38659486 | TNB | DISTRIBUTION | CHERAS | Existing | RYB | 11 kV |  |  |  |  | 70_1C_AL_XLPE |  |  |  | 1.750 m |  |  |  | 3 | 0
38680639 | TNB | DISTRIBUTION | CHERAS | Existing | RYB | 11 kV | NO | Class C |  |  | 70_1C_AL_XLPE |  |  |  | 1.222 m |  |  |  | 3 | 0
38684940 | TNB | DISTRIBUTION | CHERAS | Existing | RYB | 11 kV | NO | Class C |  |  | 70_1C_AL_XLPE |  |  |  | 1.078 m |  |  |  | 3 | 0
38689244 | TNB | DISTRIBUTION | CHERAS | Existing | RYB | 11 kV | NO | Class C |  |  | 70_1C_AL_XLPE |  |  |  | 1.700 m |  |  |  | 3 | 0
38715277 | TNB | DISTRIBUTION | CHERAS | Existing | RYB | 11 kV |  |  |  |  | 70_1C_AL_XLPE |  |  |  | 1.195 m |  |  |  | 3 | 0
38715279 | TNB | DISTRIBUTION | CHERAS | Existing | RYB | 11 kV |  |  |  |  | 70_1C_AL_XLPE |  |  |  | 1.796 m |  |  |  | 3 | 0
38715301 | TNB | DISTRIBUTION | CHERAS | Existing | RYB | 11 kV | NO | Class C |  |  | 240_3C_AL_XLPE | YEW LUM IND.: B12042 | ML-16 INDUSTRIAL PARK: B12257 |  | 188.667 m |  |  |  | 3 | 0
38715303 | TNB | DISTRIBUTION | CHERAS | Existing | RYB | 11 kV | NO | Class C |  |  | 240_3C_AL_XLPE | ML-16 INDUSTRIAL PARK: B12260 | TECHNICAL WORLD: B09469 |  | 162.680 m |  |  |  | 3 | 0
38719290 | TNB | DISTRIBUTION | CHERAS | Existing | RYB | 11 kV | NO | Class C |  |  | 70_1C_AL_XLPE |  |  |  | 1.069 m |  |  |  | 3 | 0
38727880 | TNB | DISTRIBUTION | CHERAS | Existing | RYB | 11 kV |  |  |  |  | 70_1C_AL_XLPE |  |  |  | 1.316 m |  |  |  | 3 | 0
38749629 | TNB | DISTRIBUTION | CHERAS | Existing | RYB | 11 kV |  |  |  |  | 70_1C_AL_XLPE |  |  |  | 1.034 m |  |  |  | 3 | 0
38749643 | TNB | DISTRIBUTION | CHERAS | Existing | RYB | 11 kV |  |  |  |  | 70_1C_AL_XLPE |  |  |  | 1.315 m |  |  |  | 3 | 0
38762555 | TNB | DISTRIBUTION | CHERAS | Existing | RYB | 11 kV |  |  |  |  | 70_1C_AL_XLPE |  |  |  | 0.715 m |  |  |  | 3 | 0
38762559 | TNB | DISTRIBUTION | CHERAS | Existing | RYB | 11 kV |  |  |  |  | 70_1C_AL_XLPE |  |  |  | 1.119 m |  |  |  | 3 | 0
38800637 | TNB | DISTRIBUTION | CHERAS | Existing | RYB | 11 kV |  |  |  |  | 240_3C_AL_XLPE | SWS TMN MAS SEMENTARA A: B10135 | TMN LANGAT CERIA: B00000 |  | 3167.357 m |  |  |  | 3 | 0
38809483 | TNB | DISTRIBUTION | CHERAS | Existing | RYB | 11 kV |  |  |  |  | 70_1C_AL_XLPE |  |  |  | 1.464 m |  |  |  | 3 | 0
38818054 | TNB | DISTRIBUTION | CHERAS | Existing | RYB | 11 kV |  |  |  |  | 70_1C_AL_XLPE |  |  |  | 2.026 m |  |  |  | 3 | 0
38823327 | TNB | DISTRIBUTION | CHERAS | Existing | RYB | 11 kV |  |  |  |  | 70_1C_AL_XLPE |  |  |  | 1.750 m |  |  |  | 3 | 0
38826602 | TNB | DISTRIBUTION | CHERAS | Existing | RYB | 11 kV |  |  |  |  | 240_3C_AL_XLPE | ES METAL: B01522 | MENANG NUSANTARA: B12076 |  | 46.950 m |  |  |  | 3 | 1
38839473 | TNB | DISTRIBUTION | CHERAS | Existing | RYB | 11 kV |  |  |  |  | 70_1C_AL_XLPE |  |  |  | 1.808 m |  |  |  | 3 | 0
38852406 | TNB | DISTRIBUTION | CHERAS | Existing | RYB | 11 kV |  |  |  |  | 70_1C_AL_XLPE |  |  |  | 1.860 m |  |  |  | 3 | 0
38861273 | TNB | DISTRIBUTION | CHERAS | Existing | RYB | 11 kV |  |  |  |  | 70_1C_AL_XLPE |  |  |  | 1.693 m |  |  |  | 3 | 0
38861277 | TNB | DISTRIBUTION | CHERAS | Existing | RYB | 11 kV |  |  |  |  | 70_1C_AL_XLPE |  |  |  | 2.121 m |  |  |  | 3 | 0
38866692 | TNB | DISTRIBUTION | CHERAS | Existing | RYB | 11 kV |  |  |  |  | 70_1C_AL_XLPE |  |  |  | 1.969 m |  |  |  | 3 | 0
38866700 | TNB | DISTRIBUTION | CHERAS | Existing | RYB | 11 kV |  |  |  |  | 70_1C_AL_XLPE |  |  |  | 2.424 m |  |  |  | 3 | 0
38869580 | TNB | DISTRIBUTION | CHERAS | Existing | RYB | 11 kV | NO | Class C |  |  | 70_1C_AL_XLPE |  |  |  | 1.912 m |  |  |  | 3 | 0
38874155 | TNB | DISTRIBUTION | CHERAS | Existing | RYB | 11 kV | NO | Class C |  |  | 70_1C_AL_XLPE |  |  |  | 1.275 m |  |  |  | 3 | 0
38874230 | TNB | DISTRIBUTION | CHERAS | Existing | RYB | 11 kV | NO | Class C |  |  | 240_3C_AL_XLPE | JLN JADE HILL 1/1: B10926 | CLUB HOUSE JADE HILL: B10396 |  | 832.195 m |  |  |  | 3 | 0
38878170 | TNB | DISTRIBUTION | CHERAS | Existing | RYB | 11 kV |  |  |  |  | 70_1C_AL_XLPE |  |  |  | 2.269 m |  |  |  | 3 | 0
38882843 | TNB | DISTRIBUTION | CHERAS | Existing | RYB | 11 kV | NO | Class C |  |  | 70_1C_AL_XLPE |  |  |  | 1.609 m |  |  |  | 3 | 0
38882849 | TNB | DISTRIBUTION | CHERAS | Existing | RYB | 11 kV | NO | Class C |  |  | 70_1C_AL_XLPE |  |  |  | 1.273 m |  |  |  | 3 | 0
38882868 | TNB | DISTRIBUTION | CHERAS | Existing | RYB | 11 kV | NO | Class C |  |  | 240_3C_AL_XLPE | BDR MAHKOTA CHERAS NO. 9: B06346 | EAST PARK: B12261 |  | 120.158 m |  |  |  | 3 | 1
38887037 | TNB | DISTRIBUTION | CHERAS | Existing | RYB | 11 kV |  |  |  |  | 70_1C_AL_XLPE |  |  |  | 2.129 m |  |  |  | 3 | 0
38887039 | TNB | DISTRIBUTION | CHERAS | Existing | RYB | 11 kV |  |  |  |  | 70_1C_AL_XLPE |  |  |  | 1.829 m |  |  |  | 3 | 0
38899349 | TNB | DISTRIBUTION | CHERAS | Existing | RYB | 11 kV |  |  |  |  | 70_1C_AL_XLPE |  |  |  | 1.128 m |  |  |  | 3 | 0
38903932 | TNB | DISTRIBUTION | CHERAS | Existing | RYB | 11 kV |  |  |  |  | 70_1C_AL_XLPE |  |  |  | 1.730 m |  |  |  | 3 | 0
38929421 | TNB | DISTRIBUTION | CHERAS | Existing | RYB | 11 kV |  |  |  |  | 70_1C_AL_XLPE |  |  |  | 0.712 m |  |  |  | 3 | 0
38938297 | TNB | DISTRIBUTION | CHERAS | Existing | RYB | 11 kV |  |  |  |  | 70_1C_AL_XLPE |  |  |  | 0.838 m |  |  |  | 3 | 0
38947614 | TNB | DISTRIBUTION | CHERAS | Existing | RYB | 11 kV |  |  |  |  | 70_1C_AL_XLPE |  |  |  | 1.884 m |  |  |  | 3 | 0
38951447 | TNB | DISTRIBUTION | CHERAS | Existing | RYB | 11 kV | NO | Class C |  |  | 70_1C_AL_XLPE |  |  |  | 1.391 m |  |  |  | 3 | 0
38951451 | TNB | DISTRIBUTION | CHERAS | Existing | RYB | 11 kV | NO | Class C |  |  | 70_1C_AL_XLPE |  |  |  | 1.075 m |  |  |  | 3 | 0
38959745 | TNB | DISTRIBUTION | CHERAS | Existing | RYB | 11 kV |  |  |  |  | 70_1C_AL_XLPE |  |  |  | 0.951 m |  |  |  | 3 | 0
38964048 | TNB | DISTRIBUTION | CHERAS | Existing | RYB | 11 kV | NO | Class C |  |  | 70_1C_AL_XLPE |  |  |  | 2.464 m |  |  |  | 3 | 0
38968067 | TNB | DISTRIBUTION | CHERAS | Existing | RYB | 11 kV |  |  |  |  | 240_3C_AL_XLPE | TMN MUDUN: B02099 | HIJAUAN RESIDENCE NO 1: B10630 |  | 969.056 m |  |  |  | 3 | 3
38968356 | TNB | DISTRIBUTION | CHERAS | Existing | RYB | 11 kV |  |  |  |  | 70_1C_AL_XLPE |  |  |  | 0.995 m |  |  |  | 3 | 0
38972345 | TNB | DISTRIBUTION | CHERAS | Existing | RYB | 11 kV |  |  |  |  | 70_1C_AL_XLPE |  |  |  | 1.132 m |  |  |  | 3 | 0
38972349 | TNB | DISTRIBUTION | CHERAS | Existing | RYB | 11 kV |  |  |  |  | 70_1C_AL_XLPE |  |  |  | 1.461 m |  |  |  | 3 | 0
38976902 | TNB | DISTRIBUTION | CHERAS | Existing | RYB | 11 kV |  |  |  |  | 70_1C_AL_XLPE |  |  |  | 1.596 m |  |  |  | 3 | 0
38981226 | TNB | DISTRIBUTION | CHERAS | Existing | RYB | 11 kV |  |  |  |  | 70_1C_AL_XLPE |  |  |  | 0.883 m |  |  |  | 3 | 0
38985485 | TNB | DISTRIBUTION | CHERAS | Existing | RYB | 11 kV | NO | Class C |  |  | 70_1C_AL_XLPE |  |  |  | 0.896 m |  |  |  | 3 | 0
38990093 | TNB | DISTRIBUTION | CHERAS | Existing | RYB | 11 kV |  |  |  |  | 70_1C_AL_XLPE |  |  |  | 1.404 m |  |  |  | 3 | 0
38990097 | TNB | DISTRIBUTION | CHERAS | Existing | RYB | 11 kV |  |  |  |  | 70_1C_AL_XLPE |  |  |  | 1.951 m |  |  |  | 3 | 0
38998696 | TNB | DISTRIBUTION | CHERAS | Existing | RYB | 11 kV |  |  |  |  | 70_1C_AL_XLPE |  |  |  | 1.167 m |  |  |  | 3 | 0
38998702 | TNB | DISTRIBUTION | CHERAS | Existing | RYB | 11 kV |  |  |  |  | 70_1C_AL_XLPE |  |  |  | 1.167 m |  |  |  | 3 | 0
39002403 | TNB | DISTRIBUTION | CHERAS | Existing | RYB | 11 kV |  |  |  |  | 70_1C_AL_XLPE |  |  |  | 1.178 m |  |  |  | 3 | 0
39002408 | TNB | DISTRIBUTION | CHERAS | Existing | RYB | 11 kV |  |  |  |  | 70_1C_AL_XLPE |  |  |  | 1.453 m |  |  |  | 3 | 0
39007078 | TNB | DISTRIBUTION | CHERAS | Existing | RYB | 11 kV |  |  |  |  | 70_1C_AL_XLPE |  |  |  | 1.640 m |  |  |  | 3 | 0
39011292 | TNB | DISTRIBUTION | CHERAS | Existing | RYB | 11 kV |  |  |  |  | 70_1C_AL_XLPE |  |  |  | 1.296 m |  |  |  | 3 | 0
39037050 | TNB | DISTRIBUTION | CHERAS | Existing | RYB | 11 kV | NO | Class C |  |  | 70_1C_AL_XLPE |  |  |  | 1.631 m |  |  |  | 3 | 0
39067108 | TNB | DISTRIBUTION | CHERAS | Existing | RYB | 11 kV | NO | Class C |  |  | 70_1C_AL_XLPE |  |  |  | 0.693 m |  |  |  | 3 | 0
39075643 | TNB | DISTRIBUTION | CHERAS | Existing | RYB | 11 kV |  |  |  |  | 70_1C_AL_XLPE |  |  |  | 2.052 m |  |  |  | 3 | 0
39075652 | TNB | DISTRIBUTION | CHERAS | Existing | RYB | 11 kV |  |  |  |  | 240_3C_AL_XLPE | GIACOMO: B11684 | Y&L METAL INDUSTRIES - B2330: B08447 |  | 156.458 m |  |  |  | 3 | 1
39080076 | TNB | DISTRIBUTION | CHERAS | Existing | RYB | 11 kV |  |  |  |  | 70_1C_AL_XLPE |  |  |  | 1.223 m |  |  |  | 3 | 0
39088855 | TNB | DISTRIBUTION | CHERAS | Existing | RYB | 11 kV | NO | Class C |  |  | 70_1C_AL_XLPE |  |  |  | 1.856 m |  |  |  | 3 | 0
39088859 | TNB | DISTRIBUTION | CHERAS | Existing | RYB | 11 kV | NO | Class C |  |  | 70_1C_AL_XLPE |  |  |  | 1.353 m |  |  |  | 3 | 0
39097121 | TNB | DISTRIBUTION | CHERAS | Existing | RYB | 11 kV |  |  |  |  | 70_1C_AL_XLPE |  |  |  | 1.921 m |  |  |  | 3 | 0
39097124 | TNB | DISTRIBUTION | CHERAS | Existing | RYB | 11 kV |  |  |  |  | 240_3C_AL_XLPE | SHIN LEE COMPACT: B01961 | DAIDO AMISTAR (M) SDN BHD: B11246 [OFF] |  | 79.700 m |  |  |  | 3 | 1
39105700 | TNB | DISTRIBUTION | CHERAS | Existing | RYB | 11 kV |  |  |  |  | 70_1C_AL_XLPE |  |  |  | 1.249 m |  |  |  | 3 | 0
39105711 | TNB | DISTRIBUTION | CHERAS | Existing | RYB | 11 kV | NO | Class C |  |  | 240_3C_AL_XLPE | TMN PERKASA NO 5: B11381 | RMH PANGSA TMN PERKASA NO 3: B05091 |  | 243.648 m |  |  |  | 3 | 0
39123223 | TNB | DISTRIBUTION | CHERAS | Existing | RYB | 11 kV |  |  |  |  | 70_1C_AL_XLPE |  |  |  | 1.790 m |  |  |  | 3 | 0
39123227 | TNB | DISTRIBUTION | CHERAS | Existing | RYB | 11 kV |  |  |  |  | 70_1C_AL_XLPE |  |  |  | 1.256 m |  |  |  | 3 | 0
39140070 | TNB | DISTRIBUTION | CHERAS | Existing | RYB | 11 kV |  |  |  |  | 70_1C_AL_XLPE |  |  |  | 2.283 m |  |  |  | 3 | 0
39140091 | TNB | DISTRIBUTION | CHERAS | Existing | RYB | 11 kV | NO | Class C |  |  | 240_3C_AL_XLPE | DESA SERDANG NO 6: B00915 | SMK DESA SERDANG: B11391 |  | 46.945 m |  |  |  | 3 | 0
39140097 | TNB | DISTRIBUTION | CHERAS | Existing | RYB | 11 kV | NO | Class C |  |  | 240_3C_AL_XLPE | SMK DESA SERDANG: B11393 | DESA SERDANG NO 4: B00909 |  | 788.077 m |  |  |  | 3 | 0
39144692 | TNB | DISTRIBUTION | CHERAS | Existing | RYB | 11 kV | NO | Class C |  |  | 70_1C_AL_XLPE |  |  |  | 1.200 m |  |  |  | 3 | 0
39144696 | TNB | DISTRIBUTION | CHERAS | Existing | RYB | 11 kV | NO | Class C |  |  | 70_1C_AL_XLPE |  |  |  | 1.328 m |  |  |  | 3 | 0
39148975 | TNB | DISTRIBUTION | CHERAS | Existing | RYB | 11 kV |  |  |  |  | 70_1C_AL_XLPE |  |  |  | 2.463 m |  |  |  | 3 | 0
39148978 | TNB | DISTRIBUTION | CHERAS | Existing | RYB | 11 kV |  |  |  |  | 70_1C_AL_XLPE |  |  |  | 2.942 m |  |  |  | 3 | 0
39149000 | TNB | DISTRIBUTION | CHERAS | Existing | RYB | 11 kV | NO | Class C |  |  | 240_3C_AL_XLPE | TMN PERKASA (TMN ANGKASA): B02187 | LAGENDA SURIA NO 1: B10667 |  | 607.750 m |  |  |  | 3 | 0
39157543 | TNB | DISTRIBUTION | CHERAS | Existing | RYB | 11 kV |  |  |  |  | 70_1C_AL_XLPE |  |  |  | 1.164 m |  |  |  | 3 | 0
39157563 | TNB | DISTRIBUTION | CHERAS | Existing | RYB | 11 kV |  |  |  |  | 70_1C_AL_XLPE |  |  |  | 1.015 m |  |  |  | 3 | 0
39174476 | TNB | DISTRIBUTION | CHERAS | Existing | RYB | 11 kV |  |  |  |  | 70_1C_AL_XLPE |  |  |  | 0.977 m |  |  |  | 3 | 0
39178781 | TNB | DISTRIBUTION | CHERAS | Existing | RYB | 11 kV |  |  |  |  | 150_3C_AL_XLPE | PUSAT KOKURIKULUM NEGERI SELANGOR: B11303 | KG SG KANTAN A/T: B11302 |  | 137.212 m |  |  |  | 3 | 0
39187347 | TNB | DISTRIBUTION | CHERAS | Existing | RYB | 11 kV |  |  |  |  | 70_1C_AL_XLPE |  |  |  | 0.773 m |  |  |  | 3 | 0
39187350 | TNB | DISTRIBUTION | CHERAS | Existing | RYB | 11 kV |  |  |  |  | 240_3C_AL_XLPE | DUSUN TUA BT 17 A/T: B02281 | ASRAMA GURU DUSUN TUA: B10826 |  | 810.851 m |  |  |  | 3 | 2
39200239 | TNB | DISTRIBUTION | CHERAS | Existing | RYB | 11 kV |  |  |  |  | 70_1C_AL_XLPE |  |  |  | 1.968 m |  |  |  | 3 | 0
39204567 | TNB | DISTRIBUTION | CHERAS | Existing | RYB | 11 kV |  |  |  |  | 70_1C_AL_XLPE |  |  |  | 0.817 m |  |  |  | 3 | 0
39208819 | TNB | DISTRIBUTION | CHERAS | Existing | RYB | 11 kV |  |  |  |  | 70_1C_AL_XLPE |  |  |  | 0.793 m |  |  |  | 3 | 0
39217823 | TNB | DISTRIBUTION | CHERAS | Existing | RYB | 11 kV |  |  |  |  | 70_1C_AL_XLPE |  |  |  | 1.869 m |  |  |  | 3 | 0
39217827 | TNB | DISTRIBUTION | CHERAS | Existing | RYB | 11 kV |  |  |  |  | 70_1C_AL_XLPE |  |  |  | 2.303 m |  |  |  | 3 | 0
39221991 | TNB | DISTRIBUTION | CHERAS | Existing | RYB | 11 kV |  |  |  |  | 70_1C_AL_XLPE |  |  |  | 1.287 m |  |  |  | 3 | 0
39221993 | TNB | DISTRIBUTION | CHERAS | Existing | RYB | 11 kV |  |  |  |  | 70_1C_AL_XLPE |  |  |  | 1.575 m |  |  |  | 3 | 0
39222011 | TNB | DISTRIBUTION | CHERAS | Existing | RYB | 11 kV |  |  |  |  | 240_3C_AL_XLPE | COLOMBIA ASIA: B11076 | HONG KONG TOYS: B01481 |  | 207.048 m |  |  |  | 3 | 0
39222015 | TNB | DISTRIBUTION | CHERAS | Existing | RYB | 11 kV |  |  |  |  | 240_3C_AL_XLPE | JUBA: | COLOMBIA ASIA: B11073 |  | 367.647 m |  |  |  | 3 | 0
39230341 | TNB | DISTRIBUTION | CHERAS | Existing | RYB | 11 kV |  |  |  |  | 70_1C_AL_XLPE |  |  |  | 2.279 m |  |  |  | 3 | 0
39234692 | TNB | DISTRIBUTION | CHERAS | Existing | RYB | 11 kV |  |  |  |  | 70_1C_AL_XLPE |  |  |  | 1.526 m |  |  |  | 3 | 0
39234695 | TNB | DISTRIBUTION | CHERAS | Existing | RYB | 11 kV |  |  |  |  | 240_3C_AL_XLPE | AVENUE ONE BTHO NO 1: B10030 | AVENUE TWO: B12043 |  | 513.256 m |  |  |  | 3 | 1
39251810 | TNB | DISTRIBUTION | CHERAS | Existing | RYB | 11 kV |  |  |  |  | 70_1C_AL_XLPE |  |  |  | 1.004 m |  |  |  | 3 | 0
39251847 | TNB | DISTRIBUTION | CHERAS | Existing | RYB | 11 kV |  |  |  |  | 240_3C_AL_XLPE | SWS THE MINES: B02270 | MINES SHOPPING FAIR (HANDOVER TO CUST.): [OFF] |  | 354.210 m |  |  |  | 3 | 0
39269327 | TNB | DISTRIBUTION | CHERAS | Existing | RYB | 11 kV |  |  |  |  | 70_1C_AL_XLPE |  |  |  | 1.325 m |  |  |  | 3 | 0
39269331 | TNB | DISTRIBUTION | CHERAS | Existing | RYB | 11 kV |  |  |  |  | 70_1C_AL_XLPE |  |  |  | 1.273 m |  |  |  | 3 | 0
39286507 | TNB | DISTRIBUTION | CHERAS | Existing | RYB | 11 kV |  |  |  |  | 70_1C_AL_XLPE |  |  |  | 2.094 m |  |  |  | 3 | 0
39286511 | TNB | DISTRIBUTION | CHERAS | Existing | RYB | 11 kV |  |  |  |  | 70_1C_AL_XLPE |  |  |  | 1.401 m |  |  |  | 3 | 0
39290703 | TNB | DISTRIBUTION | CHERAS | Existing | RYB | 11 kV |  |  |  |  | 70_1C_AL_XLPE |  |  |  | 2.301 m |  |  |  | 3 | 0
39290705 | TNB | DISTRIBUTION | CHERAS | Existing | RYB | 11 kV |  |  |  |  | 70_1C_AL_XLPE |  |  |  | 1.851 m |  |  |  | 3 | 0
39294752 | TNB | DISTRIBUTION | CHERAS | Existing | RYB | 11 kV |  |  |  |  | 70_1C_AL_XLPE |  |  |  | 0.720 m |  |  |  | 3 | 0
39304415 | TNB | DISTRIBUTION | CHERAS | Existing | RYB | 11 kV | NO | Class C |  |  | 70_1C_AL_XLPE |  |  |  | 3.641 m |  |  |  | 3 | 0
39304444 | TNB | DISTRIBUTION | CHERAS | Existing | RYB | 11 kV | NO | Class C |  |  | 70_1C_AL_XLPE |  |  |  | 3.108 m |  |  |  | 3 | 0
39316575 | TNB | DISTRIBUTION | CHERAS | Existing | RYB | 11 kV |  |  |  |  | 70_1C_AL_XLPE |  |  |  | 1.057 m |  |  |  | 3 | 0
39316582 | TNB | DISTRIBUTION | CHERAS | Existing | RYB | 11 kV |  |  |  |  | 70_1C_AL_XLPE |  |  |  | 1.029 m |  |  |  | 3 | 0
39329138 | TNB | DISTRIBUTION | CHERAS | Existing | RYB | 11 kV |  |  |  |  | 70_1C_AL_XLPE |  |  |  | 0.956 m |  |  |  | 3 | 0
39342389 | TNB | DISTRIBUTION | CHERAS | Existing | RYB | 11 kV | NO | Class C |  |  | 70_1C_AL_XLPE |  |  |  | 1.093 m |  |  |  | 3 | 0
39342393 | TNB | DISTRIBUTION | CHERAS | Existing | RYB | 11 kV | NO | Class C |  |  | 70_1C_AL_XLPE |  |  |  | 1.100 m |  |  |  | 3 | 0
39346338 | TNB | DISTRIBUTION | CHERAS | Existing | RYB | 11 kV |  |  |  |  | 70_1C_AL_XLPE |  |  |  | 0.753 m |  |  |  | 3 | 0
39351007 | TNB | DISTRIBUTION | CHERAS | Existing | RYB | 11 kV |  |  |  |  | 70_1C_AL_XLPE |  |  |  | 2.376 m |  |  |  | 3 | 0
39351011 | TNB | DISTRIBUTION | CHERAS | Existing | RYB | 11 kV |  |  |  |  | 70_1C_AL_XLPE |  |  |  | 1.484 m |  |  |  | 3 | 0
39351045 | TNB | DISTRIBUTION | CHERAS | Existing | RYB | 11 kV | NO | Class C |  |  | 240_3C_AL_XLPE | JLN TEMENGGUNG 27/9 NO 2: B12181 | JLN TEMENGGUNG 27/9 NO 1: B12180 |  | 65.145 m |  |  |  | 3 | 0
39355267 | TNB | DISTRIBUTION | CHERAS | Existing | RYB | 11 kV | NO | Class C |  |  | 70_1C_AL_XLPE |  |  |  | 1.943 m |  |  |  | 3 | 0
39371767 | TNB | DISTRIBUTION | CHERAS | Existing | RYB | 11 kV | NO | Class C |  |  | 240_3C_AL_XLPE | SILK SG LONG NO 2: B07551 | PE TOLL PLAZA SG. LONG: B07650 |  | 2068.951 m |  |  |  | 3 | 0
39371775 | TNB | DISTRIBUTION | CHERAS | Existing | RYB | 11 kV | NO | Class C |  |  | 240_3C_AL_XLPE | SILK KTTDR SG LONG NO 1: B07488 | SILK SG LONG NO 2: B07549 |  | 1135.360 m |  |  |  | 3 | 0
39423366 | TNB | DISTRIBUTION | CHERAS | Existing | RYB | 11 kV |  |  |  |  | 240_3C_AL_XLPE | PPU TSGR2: VCB12 | PERDANA AVENUE: B10037 |  | 2674.232 m |  |  |  | 3 | 0
39427528 | TNB | DISTRIBUTION | CHERAS | Existing | RYB | 11 kV |  |  |  |  | 240_3C_AL_XLPE | TMN KASIH: B06803 | TMN PINGGIRAN SEKAMAT: B10227 [OFF] |  | 1603.047 m |  |  |  | 3 | 0
39427534 | TNB | DISTRIBUTION | CHERAS | Existing | RYB | 11 kV | NO | Class C |  |  | 240_3C_AL_XLPE | RUMAH BIDAN: B05663 | TMN PINGGIRAN SEKAMAT: B10225 |  | 925.536 m |  |  |  | 3 | 0
39427579 | TNB | DISTRIBUTION | CHERAS | Existing | RYB | 11 kV | NO | Class C |  |  | 240_3C_AL_XLPE | PPU SJIM: 6 | SMKU (SEK UGAMA PERSEKUTUAN): B03980 |  | 1284.994 m |  |  | 6 | 3 | 0
39448989 | TNB | DISTRIBUTION | CHERAS | Existing | RYB | 11 kV |  |  |  |  | 70_1C_AL_XLPE |  |  |  | 1.695 m |  |  |  | 3 | 0
39449003 | TNB | DISTRIBUTION | CHERAS | Existing | RYB | 11 kV |  | Class D |  |  | 240_3C_AL_XLPE | D-CRS-C17-0680: B15249 | SSU BKT BELIMBING: B10710 [OFF] |  | 1320.054 m |  |  |  | 3 | 0
39449045 | TNB | DISTRIBUTION | CHERAS | Existing | RYB | 11 kV |  |  |  |  | 240_3C_AL_XLPE | PBEL: | MAKTAB TENTERA DIRAJA: B12116 |  | 1603.116 m |  |  |  | 3 | 1
39449520 | TNB | DISTRIBUTION | CHERAS | Existing | RYB | 11 kV |  |  |  |  | 70_1C_AL_XLPE |  |  |  | 1.733 m |  |  |  | 3 | 0
39449530 | TNB | DISTRIBUTION | CHERAS | Existing | RYB | 11 kV |  |  |  |  | 240_3C_AL_XLPE | HASIL KARYA S/B: B10142 | PE EVERSMART: B10647 |  | 93.176 m |  |  |  | 3 | 2
39449532 | TNB | DISTRIBUTION | CHERAS | Existing | RYB | 11 kV |  |  |  |  | 240_3C_AL_XLPE | SSU BKT BELIMBING: B10711 | LOT 1842 JLN KPB 6: B10841 |  | 1150.503 m |  |  |  | 3 | 1
39457567 | TNB | DISTRIBUTION | CHERAS | Existing | RYB | 11 kV |  |  |  |  | 240_3C_AL_XLPE | THE ROYALE: B12113 | TAMAN SEGAR PERDANA NO 10: B08745 |  | 189.448 m |  |  |  | 3 | 0
39457590 | TNB | DISTRIBUTION | CHERAS | Existing | RYB | 11 kV |  |  |  |  | 240_3C_AL_XLPE | TMN BUKIT HARTAMAS FASA 2: B10629 | TIARA BKT HARTAMAS: B11936 |  | 207.131 m |  |  |  | 3 | 0
39457595 | TNB | DISTRIBUTION | CHERAS | Existing | RYB | 11 kV |  |  |  |  | 240_3C_AL_XLPE | TIARA BKT HARTAMAS: B11993 | APARTMENT VISTA HARTAMAS: B10402 |  | 222.953 m |  |  |  | 3 | 0
39474742 | TNB | DISTRIBUTION | CHERAS | Existing | RYB | 11 kV |  |  |  |  | 240_3C_AL_XLPE | DATARAN HASIL: B07474 | PADAT OVERSEA: B11451 |  | 130.892 m |  |  |  | 3 | 0
39474753 | TNB | DISTRIBUTION | CHERAS | Existing | RYB | 11 kV |  |  |  |  | 70_1C_AL_XLPE |  |  |  | 1.341 m |  |  |  | 3 | 0
39590686 | TNB | DISTRIBUTION | CHERAS | Existing | RYB | 11 kV |  |  |  |  | 240_3C_AL_XLPE | JLN KWSN PERINDUSTRIAN BUDIMAN: B11896 | BT 10 3/4 JLN CHERAS: B11167 |  | 227.544 m |  |  |  | 3 | 0
39616445 | TNB | DISTRIBUTION | CHERAS | Existing | RYB | 11 kV |  |  |  |  | 240_3C_AL_XLPE | JLN SUTERA 1/5: B08865 | APARTMENT TERATAI NO 2: B10607 |  | 384.946 m |  |  |  | 3 | 0
39633621 | TNB | DISTRIBUTION | CHERAS | Existing | RYB | 11 kV |  |  |  |  | 240_3C_AL_XLPE | BT 10 3/4 JLN CHERAS: B11165 | IPV: B01779 |  | 2006.264 m |  |  |  | 3 | 0
39672275 | TNB | DISTRIBUTION | CHERAS | Existing | RYB | 11 kV |  |  |  |  | 120_3C_AL_PILC | BINA PLASTIC: B01263 | MEIKA FOOD: B10943 |  | 216.679 m |  |  |  | 3 | 1
39694216 | TNB | DISTRIBUTION | CHERAS | Existing | RYB | 11 kV | NO | Class C |  |  | 70_1C_AL_XLPE |  |  |  | 0.999 m |  |  |  | 3 | 0
39695184 | TNB | DISTRIBUTION | CHERAS | Existing | RYB | 11 kV | NO | Class C |  |  | 70_1C_AL_XLPE |  |  |  | 1.133 m |  |  |  | 3 | 0
39695188 | TNB | DISTRIBUTION | CHERAS | Existing | RYB | 11 kV | NO | Class C |  |  | 70_1C_AL_XLPE |  |  |  | 1.174 m |  |  |  | 3 | 0
39695224 | TNB | DISTRIBUTION | CHERAS | Existing | RYB | 11 kV | NO | Class C |  |  | 240_3C_AL_XLPE | TANMING MUTIARA 2 NO 1: B12430 | JLN DESA BUDIMAN NO 2: B11563 [OFF] |  | 735.953 m |  |  |  | 3 | 0
39720061 | TNB | DISTRIBUTION | CHERAS | Existing | RYB | 11 kV |  |  |  |  | 70_1C_AL_XLPE |  |  |  | 1.611 m |  |  |  | 3 | 0
39720071 | TNB | DISTRIBUTION | CHERAS | Existing | RYB | 11 kV |  |  |  |  | 240_3C_AL_XLPE | ENG SIONG: B01277 | LOT PT 52214 JLN KPB 10: B12268 |  | 181.945 m |  |  |  | 3 | 1
39749561 | TNB | DISTRIBUTION | CHERAS | Existing | RYB | 11 kV |  |  |  |  | 240_3C_AL_XLPE | D'IMPIAN TROPIKA: B11778 | PANGSAPURI RAKYAT: B06146 |  | 82.194 m |  |  |  | 3 | 0
39758151 | TNB | DISTRIBUTION | CHERAS | Existing | RYB | 11 kV |  |  |  |  | 70_1C_AL_XLPE |  |  |  | 1.512 m |  |  |  | 3 | 0
39758788 | TNB | DISTRIBUTION | CHERAS | Existing | RYB | 11 kV |  |  |  |  | 70_1C_AL_XLPE |  |  |  | 1.429 m |  |  |  | 3 | 0
39758852 | TNB | DISTRIBUTION | CHERAS | Existing | RYB | 11 kV |  |  |  |  | 240_3C_AL_XLPE | SUNTEX SUPERMARKET: B02069 | PADAT TMN SUNTEX: B05801 |  | 47.634 m |  |  |  | 3 | 0
39762447 | TNB | DISTRIBUTION | CHERAS | Existing | RYB | 11 kV | NO | Class C |  |  | 240_3C_AL_XLPE | ADMIRAL PARK NO 2: B10728 | SG LONG NO 9: B02381 |  | 913.263 m |  |  |  | 3 | 0
39762450 | TNB | DISTRIBUTION | CHERAS | Existing | RYB | 11 kV | NO | Class C |  |  | 240_3C_AL_XLPE | ADMIRAL PARK: B08978 | ADMIRAL PARK NO 2: B10726 |  | 744.362 m |  |  |  | 3 | 0
39762981 | TNB | DISTRIBUTION | CHERAS | Existing | RYB | 11 kV |  |  |  |  | 70_1C_AL_XLPE |  |  |  | 0.933 m |  |  |  | 3 | 0
39788271 | TNB | DISTRIBUTION | CHERAS | Existing | RYB | 11 kV |  |  |  |  | 240_3C_AL_XLPE | TMN DESA RAYA: B02193 | TMN UDA MURNI: B02192 [OFF] |  | 251.850 m |  |  |  | 3 | 0
39788332 | TNB | DISTRIBUTION | CHERAS | Existing | RYB | 11 kV | NO | Class C |  |  | 240_3C_AL_XLPE | LAGENDA SURIA NO 2: B10673 | KG SG SERAI: B05139 |  | 1792.152 m |  |  |  | 3 | 0
39788366 | TNB | DISTRIBUTION | CHERAS | Existing | RYB | 11 kV | NO | Class C |  |  | 240_3C_AL_XLPE | PPU MHCR: 7 | TMN UDA MURNI: B10546 |  | 2828.269 m |  |  |  | 3 | 0
39792499 | TNB | DISTRIBUTION | CHERAS | Existing | RYB | 11 kV | NO | Class C |  |  | 240_3C_AL_XLPE | COLOUR IMAGE: TNB0000 | JLN JADE HILL 4/1: B11476 |  | 867.306 m |  |  |  | 3 | 0
39792501 | TNB | DISTRIBUTION | CHERAS | Existing | RYB | 11 kV | NO | Class C |  |  | 240_3C_AL_XLPE | PERSIARAN JADE HILL: B12223 | JLN JADE HILL 12/1: B12201 |  | 902.742 m |  |  |  | 3 | 0
39792507 | TNB | DISTRIBUTION | CHERAS | Existing | RYB | 11 kV | NO | Class C |  |  | 240_3C_AL_XLPE | JLN JADE HILL 12/1: B12198 | PERSIARAN JADE HILL TIMUR: B12197 |  | 513.901 m |  |  |  | 3 | 0
39792512 | TNB | DISTRIBUTION | CHERAS | Existing | RYB | 11 kV | NO | Class C |  |  | 240_3C_AL_XLPE | JLN PERSIARAN JADE HILL TIMUR: B11943 | TMN SETIA IMPIAN NO 2 BKT ANGKAT: B11717 |  | 2216.000 m |  |  |  | 3 | 0
39792528 | TNB | DISTRIBUTION | CHERAS | Existing | RYB | 11 kV | NO | Class C |  |  | 70_1C_AL_XLPE |  |  |  | 1.872 m |  |  |  | 3 | 0
39792954 | TNB | DISTRIBUTION | CHERAS | Existing | RYB | 11 kV | NO | Class C |  |  | 70_1C_AL_XLPE |  |  |  | 1.154 m |  |  |  | 3 | 0
39792970 | TNB | DISTRIBUTION | CHERAS | Existing | RYB | 11 kV | NO | Class C |  |  | 240_3C_AL_XLPE | STP JADE HILL: B10732 | PERSIARAN JADE HILL: B12220 |  | 1520.832 m |  |  |  | 3 | 0
39794296 | TNB | DISTRIBUTION | CHERAS | Existing | RYB | 11 kV | NO | Class C |  |  | 70_1C_AL_XLPE |  |  |  | 1.923 m |  |  |  | 3 | 0
39794300 | TNB | DISTRIBUTION | CHERAS | Existing | RYB | 11 kV | NO | Class C |  |  | 70_1C_AL_XLPE |  |  |  | 1.333 m |  |  |  | 3 | 0
39794469 | TNB | DISTRIBUTION | CHERAS | Existing | RYB | 11 kV | NO | Class C |  |  | 240_3C_AL_XLPE | JLN JADE HILL 4/1: B11478 | JLN JADEHILL 2/1: B10920 |  | 819.059 m |  |  |  | 3 | 0
39794471 | TNB | DISTRIBUTION | CHERAS | Existing | RYB | 11 kV | NO | Class C |  |  | 240_3C_AL_XLPE | JLN JADEHILL 2/1: B10922 | JLN JADE HILL 1/1: B10925 |  | 919.454 m |  |  |  | 3 | 0
39795799 | TNB | DISTRIBUTION | CHERAS | Existing | RYB | 11 kV | NO | Class C |  |  | 70_1C_AL_XLPE |  |  |  | 1.937 m |  |  |  | 3 | 0
39795801 | TNB | DISTRIBUTION | CHERAS | Existing | RYB | 11 kV | NO | Class C |  |  | 70_1C_AL_XLPE |  |  |  | 2.502 m |  |  |  | 3 | 0
39795920 | TNB | DISTRIBUTION | CHERAS | Existing | RYB | 11 kV | NO | Class C |  |  | 240_3C_AL_XLPE | PERSIARAN JADE HILL TIMUR: B12195 | JLN PERSIARAN JADE HILL TIMUR: B11946 |  | 53.822 m |  |  |  | 3 | 0
39809680 | TNB | DISTRIBUTION | CHERAS | Existing | RYB | 11 kV |  |  |  |  | 240_3C_AL_XLPE | FOOK MEI: B11681 | CHASELAND NO 1: B06031 |  | 1700.176 m |  |  |  | 3 | 0
39809686 | TNB | DISTRIBUTION | CHERAS | Existing | RYB | 11 kV |  |  |  |  | 240_3C_AL_XLPE | PE PDT KAMPUNG SG TEKALI: B14394 | PUSAT KOKURIKULUM NEGERI SELANGOR: B11305 |  | 4074.892 m |  |  |  | 3 | 0
39858239 | TNB | DISTRIBUTION | CHERAS | Existing | RYB | 11 kV |  |  |  |  | 70_1C_AL_XLPE |  |  |  | 2.022 m |  |  |  | 3 | 0
39858241 | TNB | DISTRIBUTION | CHERAS | Existing | RYB | 11 kV |  |  |  |  | 70_1C_AL_XLPE |  |  |  | 1.597 m |  |  |  | 3 | 0
39869810 | TNB | DISTRIBUTION | CHERAS | Existing | RYB | 11 kV | NO | Class C |  |  | 70_1C_AL_XLPE |  |  |  | 1.145 m |  |  |  | 3 | 0
39869830 | TNB | DISTRIBUTION | CHERAS | Existing | RYB | 11 kV | NO | Class C |  |  | 240_3C_AL_XLPE | MITRALAND: B05031 | JLN TM 3/1: B12208 |  | 1036.551 m |  |  |  | 3 | 1
39869839 | TNB | DISTRIBUTION | CHERAS | Existing | RYB | 11 kV | NO | Class C |  |  | 240_3C_AL_XLPE | JLN TM 3/1: B12211 | TAMAN MUTIARA JAYA NO 1: B12301 |  | 437.496 m |  |  |  | 3 | 0
39908440 | TNB | DISTRIBUTION | CHERAS | Existing | RYB | 11 kV |  |  |  |  | 240_3C_AL_XLPE | TMASS: | PKNS KG MELAKA: B02156 |  | 646.368 m |  |  |  | 3 | 0
39908454 | TNB | DISTRIBUTION | CHERAS | Existing | RYB | 11 kV |  |  |  |  | 240_3C_AL_XLPE | KUATERS LOJI AIR LANGAT: B02176 | SMK DUSUN NANDING: B06639 |  | 1442.481 m |  |  |  | 3 | 0
39912737 | TNB | DISTRIBUTION | CHERAS | Existing | RYB | 11 kV |  |  |  |  | 240_3C_AL_XLPE | AZR VTEC JLN SURIA 1: B12102 | TUCK HUA NO 1 METAL: B01253 |  | 207.340 m |  |  |  | 3 | 0
39917487 | TNB | DISTRIBUTION | CHERAS | Existing | RYB | 11 kV |  |  |  |  | 70_1C_AL_XLPE |  |  |  | 0.944 m |  |  |  | 3 | 0
39925643 | TNB | DISTRIBUTION | CHERAS | Existing | RYB | 11 kV |  |  |  |  | 240_3C_AL_XLPE | TMN PUTRI NO 3: B02091 | TMN PUTRI NO 6: B02090 |  | 398.581 m |  |  |  | 3 | 0
39942795 | TNB | DISTRIBUTION | CHERAS | Existing | RYB | 11 kV | NO | Class C |  |  | 240_3C_AL_XLPE | SUKMA PESONA SURIA: B12122 | TANMING MUTIARA SG LONG: B10483 |  | 743.404 m |  |  |  | 3 | 0
39942807 | TNB | DISTRIBUTION | CHERAS | Existing | RYB | 11 kV | NO | Class C |  |  | 240_3C_AL_XLPE | SUKMA PESONA: B09356 | SUKMA PESONA SURIA: B12120 |  | 690.052 m |  |  |  | 3 | 0
39942812 | TNB | DISTRIBUTION | CHERAS | Existing | RYB | 11 kV | NO | Class C |  |  | 240_3C_AL_XLPE | JLN DESA BUDIMAN: B11344 | JLN DB 5/1: B12133 |  | 666.459 m |  |  |  | 3 | 0
39942817 | TNB | DISTRIBUTION | CHERAS | Existing | RYB | 11 kV | NO | Class C |  |  | 240_3C_AL_XLPE | JLN DB 6/4: B12585 | JLN DESA BUDIMAN NO 2: B11560 |  | 284.776 m |  |  |  | 3 | 0
39959974 | TNB | DISTRIBUTION | CHERAS | Existing | RYB | 11 kV |  |  |  |  | 70_1C_AL_XLPE |  |  |  | 1.763 m |  |  |  | 3 | 0
39995254 | TNB | DISTRIBUTION | CHERAS | Existing | RYB | 11 kV |  |  |  |  | 70_1C_AL_XLPE |  |  |  | 1.249 m |  |  |  | 3 | 0
39995258 | TNB | DISTRIBUTION | CHERAS | Existing | RYB | 11 kV |  |  |  |  | 70_1C_AL_XLPE |  |  |  | 1.149 m |  |  |  | 3 | 0
40002923 | TNB | DISTRIBUTION | CHERAS | Existing | RYB | 11 kV |  |  |  |  | 240_3C_AL_XLPE | JALAN SUTERA 4/2: B11610 | RUMAH 2 TINGKAT FASA 4: B10772 |  | 787.821 m |  |  |  | 3 | 0
40002997 | TNB | DISTRIBUTION | CHERAS | Existing | RYB | 11 kV |  |  |  |  | 240_3C_AL_XLPE | PE SIN CHEE HENG: B14381 | RMH PAM TMN SUTERA: B08812 |  | 2144.806 m |  |  |  | 3 | 0
40015790 | TNB | DISTRIBUTION | CHERAS | Existing | RYB | 11 kV |  |  |  |  | 240_3C_AL_XLPE | APARTMENT JUARA JAYA: B05989 | RUMAH TERES JUARA JAYA: B08014 |  | 354.119 m |  |  |  | 3 | 0
40050613 | TNB | DISTRIBUTION | CHERAS | Existing | RYB | 11 kV |  |  |  |  | 70_1C_AL_XLPE |  |  |  | 1.733 m |  |  |  | 3 | 0
40054437 | TNB | DISTRIBUTION | CHERAS | Existing | RYB | 11 kV | NO | Class C |  |  | 240_3C_AL_XLPE | BDR MAHKOTA CHERAS NO 1: B06285 BMC NO 19 | PANGSAPURI VISTA MAHKOTA: B11352 [OFF] |  | 377.951 m |  |  |  | 3 | 0
40071655 | TNB | DISTRIBUTION | CHERAS | Existing | RYB | 11 kV |  |  |  |  | 240_3C_AL_XLPE | TAMI: 8 | SSU TALENT TEAM: |  | 970.045 m |  |  |  | 3 | 0
40075906 | TNB | DISTRIBUTION | CHERAS | Existing | RYB | 11 kV |  |  |  |  | 70_1C_AL_XLPE |  |  |  | 1.202 m |  |  |  | 3 | 0
40075920 | TNB | DISTRIBUTION | CHERAS | Existing | RYB | 11 kV |  |  |  |  | 70_1C_AL_XLPE |  |  |  | 0.834 m |  |  |  | 3 | 0
40095067 | TNB | DISTRIBUTION | CHERAS | Existing | RYB | 11 kV | NO | Class C |  |  | 70_1C_AL_XLPE |  |  |  | 1.225 m |  |  |  | 3 | 0
40095071 | TNB | DISTRIBUTION | CHERAS | Existing | RYB | 11 kV | NO | Class C |  |  | 70_1C_AL_XLPE |  |  |  | 1.728 m |  |  |  | 3 | 0
40115748 | TNB | DISTRIBUTION | CHERAS | Existing | RYB | 11 kV |  |  |  |  | 70_1C_AL_XLPE |  |  |  | 1.734 m |  |  |  | 3 | 0
40115766 | TNB | DISTRIBUTION | CHERAS | Existing | RYB | 11 kV |  |  |  |  | 70_1C_AL_XLPE |  |  |  | 2.304 m |  |  |  | 3 | 0
40115770 | TNB | DISTRIBUTION | CHERAS | Existing | RYB | 11 kV |  |  |  |  | 70_1C_AL_XLPE |  |  |  | 2.627 m |  |  |  | 3 | 0
40117070 | TNB | DISTRIBUTION | CHERAS | Existing | RYB | 11 kV |  |  |  |  | 70_1C_AL_XLPE |  |  |  | 2.068 m |  |  |  | 3 | 0
40117083 | TNB | DISTRIBUTION | CHERAS | Existing | RYB | 11 kV | NO | Class C |  |  | 240_3C_AL_XLPE | YEW LUM NO 3: B10969 | CHOY SOON HENG REALTY: B07335 |  | 650.903 m |  |  |  | 3 | 0
40117089 | TNB | DISTRIBUTION | CHERAS | Existing | RYB | 11 kV | NO | Class C |  |  | 240_3C_AL_XLPE | CHOY SOON HENG REALTY: B07333 | PE SURIALAND INDUSTRI: B13780 |  | 172.811 m |  |  |  | 3 | 0
40117095 | TNB | DISTRIBUTION | CHERAS | Existing | RYB | 11 kV | NO | Class C |  |  | 240_3C_AL_XLPE | TECHNICAL WORLD: B09471 | PE HQ HASIL KARYA: B14461 |  | 1450.769 m |  |  |  | 3 | 3
40145060 | TNB | DISTRIBUTION | CHERAS | Existing | RYB | 11 kV |  |  |  |  | 70_1C_AL_XLPE |  |  |  | 0.714 m |  |  |  | 3 | 0
40145075 | TNB | DISTRIBUTION | CHERAS | Existing | RYB | 11 kV |  |  |  |  | 240_3C_AL_XLPE | LOWER STATION PANGSOON: B04657 | COMPACT PANGSUN (EMPANGAN PANGSUN): B10519 |  | 1695.616 m |  |  |  | 3 | 0
40148963 | TNB | DISTRIBUTION | CHERAS | Existing | RYB | 11 kV |  |  |  |  | 240_3C_AL_XLPE | JUBA: | SSU WOTP: B00919 |  | 2175.780 m |  |  |  | 3 | 0
40187553 | TNB | DISTRIBUTION | CHERAS | Existing | RYB | 11 kV |  |  |  |  | 70_1C_AL_XLPE |  |  |  | 2.807 m |  |  |  | 3 | 0
40196137 | TNB | DISTRIBUTION | CHERAS | Existing | RYB | 11 kV |  |  |  |  | 70_1C_AL_XLPE |  |  |  | 3.018 m |  |  |  | 3 | 0
40196141 | TNB | DISTRIBUTION | CHERAS | Existing | RYB | 11 kV |  |  |  |  | 70_1C_AL_XLPE |  |  |  | 3.374 m |  |  |  | 3 | 0
40196163 | TNB | DISTRIBUTION | CHERAS | Existing | RYB | 11 kV |  |  |  |  | 70_1C_AL_XLPE |  |  |  | 2.460 m |  |  |  | 3 | 0
40221919 | TNB | DISTRIBUTION | CHERAS | Existing | RYB | 11 kV |  |  |  |  | 70_1C_AL_XLPE |  |  |  | 1.091 m |  |  |  | 3 | 0
40316400 | TNB | DISTRIBUTION | CHERAS | Existing | RYB | 11 kV |  |  |  |  | 240_3C_AL_XLPE | JUBA: | CHIN HUAT: B11292 |  | 512.924 m |  |  |  | 3 | 0
40329250 | TNB | DISTRIBUTION | CHERAS | Existing | RYB | 11 kV | NO | Class C |  |  | 240_3C_AL_XLPE | JALAN MAHKOTA 5: B11597 | JLN BENDAHARA 4/7 BDR MAHKOTA CHERAS: B07898 |  | 748.790 m |  |  |  | 3 | 0
40329955 | TNB | DISTRIBUTION | CHERAS | Existing | RYB | 11 kV |  |  |  |  | 70_1C_AL_XLPE |  |  |  | 0.911 m |  |  |  | 3 | 0
40331346 | TNB | DISTRIBUTION | CHERAS | Existing | RYB | 11 kV | NO | Class C |  |  | 240_3C_AL_XLPE | JLN BENDAHARA 7A/7: B092604 | TMN TANMING IMPIAN BMC: B10656 |  | 548.313 m |  |  |  | 3 | 0
40331354 | TNB | DISTRIBUTION | CHERAS | Existing | RYB | 11 kV |  |  |  |  | 70_1C_AL_XLPE |  |  |  | 0.963 m |  |  |  | 3 | 0
40470979 | TNB | DISTRIBUTION | CHERAS | Existing | RYB | 11 kV | NO | Class C |  |  | 240_3C_AL_XLPE | BDR MAHKOTA CHERAS NO 11: | JLN BENTARA 14/5 BMC: B12050 |  | 232.565 m |  |  |  | 3 | 3
40479543 | TNB | DISTRIBUTION | CHERAS | Existing | RYB | 11 kV | NO | Class C |  |  | 240_3C_AL_XLPE | PALM WALK NO 3: B10553 | PALM WALK 3 NO 2: B12302 |  | 675.127 m |  |  |  | 3 | 0
40479619 | TNB | DISTRIBUTION | CHERAS | Existing | RYB | 11 kV | NO | Class C |  |  | 240_3C_AL_XLPE | PALM WALK 3 NO 2: B12305 | PALM WALK 3 NO 1: B12306 |  | 591.200 m |  |  |  | 3 | 0
40480095 | TNB | DISTRIBUTION | CHERAS | Existing | RYB | 11 kV | NO | Class C |  |  | 70_1C_AL_XLPE |  |  |  | 1.645 m |  |  |  | 3 | 0
40480109 | TNB | DISTRIBUTION | CHERAS | Existing | RYB | 11 kV | NO | Class C |  |  | 240_3C_AL_XLPE | PALM WALK 3 NO 1: B12308 | PALM WALK NO 4: B10554 |  | 281.192 m |  |  |  | 3 | 0
40481078 | TNB | DISTRIBUTION | CHERAS | Existing | RYB | 11 kV | NO | Class C |  |  | 70_1C_AL_XLPE |  |  |  | 2.494 m |  |  |  | 3 | 0
40481082 | TNB | DISTRIBUTION | CHERAS | Existing | RYB | 11 kV | NO | Class C |  |  | 70_1C_AL_XLPE |  |  |  | 2.226 m |  |  |  | 3 | 0
40497205 | TNB | DISTRIBUTION | CHERAS | Existing | RYB | 11 kV | NO | Class C |  |  | 240_3C_AL_XLPE | 4A JLN PENGGAWA 2/2: B08849 | PANGSAPURI ANGSANA: B10087 [OFF] |  | 172.955 m |  |  |  | 3 | 0
40497215 | TNB | DISTRIBUTION | CHERAS | Existing | RYB | 11 kV |  |  |  |  | 70_1C_AL_XLPE |  |  |  | 1.521 m |  |  |  | 3 | 0
40629831 | TNB | DISTRIBUTION | CHERAS | Existing | RYB | 11 kV |  |  |  |  | 240_3C_AL_XLPE | JUBA: | C180 NO 2 BALAKONG: B11779 |  | 940.382 m |  |  |  | 3 | 0
40629833 | TNB | DISTRIBUTION | CHERAS | Existing | RYB | 11 kV |  |  |  |  | 240_3C_AL_XLPE | C180 NO 2 BALAKONG: B11044 | CHERAS MAJU BT 11 CHERAS: B08848 |  | 1089.864 m |  |  |  | 3 | 0
40776321 | TNB | DISTRIBUTION | CHERAS | Existing | RYB | 11 kV |  |  |  |  | 70_1C_AL_XLPE |  |  |  | 1.524 m |  |  |  | 3 | 0
40776820 | TNB | DISTRIBUTION | CHERAS | Existing | RYB | 11 kV |  |  |  |  | 70_1C_AL_XLPE |  |  |  | 1.458 m |  |  |  | 3 | 0
40776832 | TNB | DISTRIBUTION | CHERAS | Existing | RYB | 11 kV |  |  |  |  | 240_3C_AL_XLPE | AVENUE 6 NO 2: B11993 | AVENUE 6 NO 1: B11992 |  | 497.698 m |  |  |  | 3 | 0
40776838 | TNB | DISTRIBUTION | CHERAS | Existing | RYB | 11 kV |  |  |  |  | 240_3C_AL_XLPE | AVENUE 6 NO 1: B11990 | TOWN PARK 1 NO 1: B10282 |  | 846.939 m |  |  |  | 3 | 0
40823513 | TNB | DISTRIBUTION | CHERAS | Existing | RYB | 11 kV |  |  |  |  | 70_1C_AL_XLPE |  |  |  | 1.148 m |  |  |  | 3 | 0
40848888 | TNB | DISTRIBUTION | CHERAS | Existing | RYB | 11 kV | NO | Class C |  |  | 240_3C_AL_XLPE | COMMERCIAL AREA NO 3: B08636 | JLN TEMENGGUNG 3/9: B11932 |  | 35.858 m |  |  |  | 3 | 1
40849961 | TNB | DISTRIBUTION | CHERAS | Existing | RYB | 11 kV |  |  |  |  | 70_1C_AL_XLPE |  |  |  | 2.175 m |  |  |  | 3 | 0
40849967 | TNB | DISTRIBUTION | CHERAS | Existing | RYB | 11 kV |  |  |  |  | 70_1C_AL_XLPE |  |  |  | 2.615 m |  |  |  | 3 | 0
41093589 | TNB | DISTRIBUTION | CHERAS | Existing | RYB | 11 kV |  |  |  |  | 240_3C_AL_XLPE | WHITEX GARMENT: B02770 | MEGA MOULDING: B02771 |  | 556.704 m |  |  |  | 3 | 5
41278765 | TNB | DISTRIBUTION | CHERAS | Existing | RYB | 11 kV |  |  |  |  | 240_3C_AL_XLPE | PADAT OVERSEA: B11453 | TUCK HUA NO 2: B01245 |  | 304.845 m |  |  |  | 3 | 0
41605865 | TNB | DISTRIBUTION | CHERAS | Existing | RYB | 11 kV |  |  |  |  | 240_3C_AL_XLPE | PE PADAT SG MAMPIR: B13800 | KG JAWA: B02302 |  | 1989.457 m |  |  |  | 3 | 0
41605940 | TNB | DISTRIBUTION | CHERAS | Existing | RYB | 11 kV |  |  |  |  | 240_3C_AL_XLPE | SG LUI NO 3 BT 23 A/T: B02316 | KG PAYA LEBAR A/T: B08314 |  | 1674.440 m |  |  |  | 3 | 0
41697505 | TNB | DISTRIBUTION | CHERAS | Existing | RYB | 11 kV | NO | Class C |  |  | 240_1C_AL_XLPE | PE TOLL PLAZA SG. LONG: B07652 | PE TAMAN BUKIT PALMA NO 2: B10831 [OFF] |  | 356.784 m |  |  |  | 1 | 0
41698163 | TNB | DISTRIBUTION | CHERAS | Existing | RYB | 11 kV |  |  |  |  | 240_1C_AL_XLPE | PE TAMAN BUKIT PALMA NO 1: B10722 | PE SILK KTDRR COMPACT NO 3: B07935 |  | 2011.144 m |  |  |  | 3 | 0
41698780 | TNB | DISTRIBUTION | CHERAS | Existing | RYB | 11 kV |  |  |  |  | 70_1C_AL_XLPE |  |  |  | 0.030 m |  |  |  | 3 | 0
41698797 | TNB | DISTRIBUTION | CHERAS | Existing | RYB | 11 kV |  |  |  |  | 240_1C_AL_XLPE | PE SILK KTDRR COMPACT NO 3: B07937 | PE SILK KTDRR COMPACT NO 4: B07938 |  | 2149.607 m |  |  |  | 3 | 0
41776326 | TNB | DISTRIBUTION | CHERAS | Existing | RYB | 11 kV |  |  |  |  | 240_3C_AL_XLPE | REYLON PRODUCTS: B01335 | LAKSANA REALTY: B01339 |  | 218.368 m |  |  |  | 3 | 0
41776334 | TNB | DISTRIBUTION | CHERAS | Existing | RYB | 11 kV |  |  |  |  | 240_3C_AL_XLPE | LAKSANA REALTY: B01341 | SAMWON RUBBER: B01342 |  | 314.280 m |  |  |  | 3 | 1
41802483 | TNB | DISTRIBUTION | CHERAS | Existing | RYB | 11 kV |  |  |  |  | 70_1C_AL_XLPE |  |  |  | 0.030 m |  |  |  | 3 | 0
41802497 | TNB | DISTRIBUTION | CHERAS | Existing | RYB | 11 kV |  |  |  |  | 240_1C_AL_XLPE | PE SILK KTDRR COMPACT NO 4: B07940 | PE SILK KTDRR COMPACT NO 5 HIGHWAY SG LONG: B07628 |  | 1796.238 m |  |  |  | 7 | 0
41803994 | TNB | DISTRIBUTION | CHERAS | Existing | RYB | 11 kV |  |  |  |  | 240_1C_AL_XLPE | JLN KAJANG PERDANA 2/3A: B07977 | JLN KAJANG PERDANA 2/16: B08215 |  | 607.889 m |  |  |  | 3 | 0
41827857 | TNB | DISTRIBUTION | CHERAS | Existing | RYB | 11 kV |  |  |  |  | 240_3C_AL_XLPE | HIJAUAN RESIDENCE NO 1: B10630 | HIJAUAN RESIDENCE NO 2: B10633 |  | 660.011 m |  |  |  | 3 | 0
41889279 | TNB | DISTRIBUTION | CHERAS | Existing | RYB | 11 kV | NO | Class C |  |  | 70_1C_AL_XLPE |  |  |  | 2.099 m |  |  |  | 3 | 0
41889283 | TNB | DISTRIBUTION | CHERAS | Existing | RYB | 11 kV | NO | Class C |  |  | 70_1C_AL_XLPE |  |  |  | 2.526 m |  |  |  | 3 | 0
41889306 | TNB | DISTRIBUTION | CHERAS | Existing | RYB | 11 kV | NO | Class C |  |  | 240_3C_AL_XLPE | PPU MHCR: 11 | JLN PAHLAWAN 9/3: B08603 |  | 430.429 m |  |  |  | 3 | 2
41897216 | TNB | DISTRIBUTION | CHERAS | Existing | RYB | 11 kV |  |  |  |  | 70_1C_AL_XLPE |  |  |  | 2.277 m |  |  |  | 3 | 0
41914414 | TNB | DISTRIBUTION | CHERAS | Existing | RYB | 11 kV | NO | Class C |  |  | 240_3C_AL_XLPE | PE GOOD VIEW NO 2: B13501 | SEK MEN KEB SG LONG: B05109 |  | 757.755 m |  |  |  | 3 | 0
42094729 | TNB | DISTRIBUTION | CHERAS | Existing | RYB | 11 kV |  |  |  |  | 70_1C_AL_XLPE |  |  |  | 0.864 m |  |  |  | 3 | 0
42094742 | TNB | DISTRIBUTION | CHERAS | Existing | RYB | 11 kV |  |  |  |  | 240_3C_AL_XLPE | MIEKA FOOD 2: B08362 [OFF] | SEIK LAM COMPONENTS: B10990 |  | 183.998 m |  |  |  | 3 | 0
42128434 | TNB | DISTRIBUTION | CHERAS | Existing | RYB | 11 kV | NO | Class C |  |  | 240_3C_AL_XLPE | DUNHAM BUSH: B04199 | CAPITAL ROUTE PLAZA: B10611 |  | 417.198 m |  |  |  | 3 | 0
42128442 | TNB | DISTRIBUTION | CHERAS | Existing | RYB | 11 kV |  |  |  |  | 240_3C_AL_XLPE | CENTRAL MALAYA: B12012 | CAPITAL ROUTE PLAZA: B10613 [OFF] |  | 168.860 m |  |  |  | 3 | 0
42128444 | TNB | DISTRIBUTION | CHERAS | Existing | RYB | 11 kV |  |  |  |  | 240_3C_AL_XLPE | LSF TECHNOLOGY S/B: B11230 | PE KIDAMAI INDUSTRIAL PARK: B13515 |  | 220.602 m |  |  |  | 3 | 0
42146292 | TNB | DISTRIBUTION | CHERAS | Existing | RYB | 11 kV |  |  |  |  | 70_1C_AL_XLPE |  |  |  | 2.084 m |  |  |  | 3 | 0
42151251 | TNB | DISTRIBUTION | CHERAS | Existing | RYB | 11 kV |  |  |  |  | 70_1C_AL_XLPE |  |  |  | 2.091 m |  |  |  | 3 | 0
42151257 | TNB | DISTRIBUTION | CHERAS | Existing | RYB | 11 kV |  |  |  |  | 70_1C_AL_XLPE |  |  |  | 2.598 m |  |  |  | 3 | 0
42151284 | TNB | DISTRIBUTION | CHERAS | Existing | RYB | 11 kV |  |  |  |  | 240_3C_AL_XLPE | PE JALAN PERUSAHAAN 3: B11851 | YP PRESICIAN: B05051 |  | 293.310 m |  |  |  | 3 | 0
42158495 | TNB | DISTRIBUTION | CHERAS | Existing | RYB | 11 kV |  |  |  |  | 70_1C_AL_XLPE |  |  |  | 1.473 m |  |  |  | 3 | 0
42158499 | TNB | DISTRIBUTION | CHERAS | Existing | RYB | 11 kV |  |  |  |  | 70_1C_AL_XLPE |  |  |  | 1.622 m |  |  |  | 3 | 0
42249096 | TNB | DISTRIBUTION | CHERAS | Existing | RYB | 11 kV | NO | Class C |  |  | 240_3C_AL_XLPE | TMN SETIA IMPIAN NO 2 BKT ANGKAT: B11714 | TMN SETIA IMPIAN BKT ANGKAT: B11650 |  | 392.270 m |  |  |  | 3 | 0
42339558 | TNB | DISTRIBUTION | CHERAS | Existing | RYB | 11 kV |  |  |  |  | 70_1C_AL_XLPE |  |  |  | 0.000 m |  |  |  | 3 | 0
42339573 | TNB | DISTRIBUTION | CHERAS | Existing | RYB | 11 kV | NO | Class C |  |  | 240_3C_AL_XLPE | SYNLIGWAN: B01432 | TMN MESRA UTAMA IMPIAN EHSAN: B11782 [OFF] |  | 194.446 m |  |  |  | 3 | 0
42339669 | TNB | DISTRIBUTION | CHERAS | Existing | RYB | 11 kV |  |  |  |  | 240_3C_AL_XLPE | CJYA: 12 | LOT 33&42, JLN BALAKONG: B11598 |  | 2243.802 m |  |  |  | 3 | 0
42347450 | TNB | DISTRIBUTION | CHERAS | Existing | RYB | 11 kV |  |  |  |  | 240_3C_AL_XLPE | SWS TMN MAS SEMENTARA C: B12329 | SWS TMN MAS SEMENTARA A: B10134 |  | 25.699 m |  |  |  | 3 | 0
42347459 | TNB | DISTRIBUTION | CHERAS | Existing | RYB | 11 kV |  |  |  |  | 240_3C_AL_XLPE | SWS TMN MAS SEMENTARA C: B12328 | ESSO LANGAT JAYA: B12309 |  | 1267.226 m |  |  |  | 3 | 0
42348827 | TNB | DISTRIBUTION | CHERAS | Existing | RYB | 11 kV |  |  |  |  | 240_3C_AL_XLPE | TMN PERKASA INDAH: B09105 | TMN SRI MAS NO 1: B12168 |  | 220.856 m |  |  |  | 3 | 0
42348831 | TNB | DISTRIBUTION | CHERAS | Existing | RYB | 11 kV |  |  |  |  | 240_3C_AL_XLPE | TMN SRI MAS NO 1: B12172 | TMN SRI MAS NO 2: B12173 |  | 310.768 m |  |  |  | 3 | 0
42348835 | TNB | DISTRIBUTION | CHERAS | Existing | RYB | 11 kV |  |  |  |  | 240_3C_AL_XLPE | TMN SRI MAS NO 2: B12176 | TMN SG SERAI TAMBAHAN: B07079 |  | 837.028 m |  |  |  | 3 | 0
42398998 | TNB | DISTRIBUTION | CHERAS | Existing | RYB | 11 kV |  |  |  |  | 240_3C_AL_XLPE | PPU MHCR: 8 | SSU JUSCO BMC: |  | 981.647 m |  |  |  | 3 | 0
42399002 | TNB | DISTRIBUTION | CHERAS | Existing | RYB | 11 kV | NO | Class C |  |  | 240_3C_AL_XLPE | PPU SGLN: 6 | SSU JUSCO BMC: |  | 1858.654 m |  |  |  | 3 | 0
42519196 | TNB | DISTRIBUTION | CHERAS | Existing | RYB | 11 kV |  |  |  |  | 240_3C_AL_XLPE | TMN IND ANGKAT PERDANA NO 2: B12214 | GIRIMAS NO 2: B04220 |  | 801.867 m |  |  |  | 3 | 0
42592579 | TNB | DISTRIBUTION | CHERAS | Existing | RYB | 11 kV | NO | Class C |  |  | 70_1C_AL_XLPE |  |  |  | 1.161 m |  |  |  | 3 | 0
42592580 | TNB | DISTRIBUTION | CHERAS | Existing | RYB | 11 kV | NO | Class C |  |  | 70_1C_AL_XLPE |  |  |  | 1.778 m |  |  |  | 3 | 0
42648008 | TNB | DISTRIBUTION | CHERAS | Existing | RYB | 11 kV |  |  |  |  | 240_3C_AL_XLPE | PBEL: | ENG SIONG: B01275 |  | 1923.178 m |  |  |  | 3 | 5
43180469 | TNB | DISTRIBUTION | CHERAS | Existing | RYB | 11 kV |  |  |  |  | 240_3C_AL_XLPE |  |  |  | 80.935 m |  |  |  | 3 | 0
43755864 | TNB | DISTRIBUTION | CHERAS | Existing | RYB | 11 kV |  |  |  |  | 70_1C_AL_XLPE |  |  |  | 1.911 m |  |  |  | 3 | 0
43863223 | TNB | DISTRIBUTION | CHERAS | Existing | RYB | 11 kV | NO | Class C |  |  | 240_3C_AL_XLPE |  |  |  | 26.566 m |  |  |  | 3 | 0
44030715 | TNB | DISTRIBUTION | CHERAS | Existing | RYB | 11 kV |  |  |  |  | 240_3C_AL_XLPE |  |  |  | 70.291 m |  |  | KABEL INI DIUBAH KE DALAM SATU DEMAND ATAS ARAHAN MR LIM UNTUK SATUKAN ACC NO. CUSTOMER (3/12/2014) | 3 | 0
44507407 | TNB | DISTRIBUTION | CHERAS | Existing | RYB | 11 kV | NO | Class C |  |  | 70_1C_AL_XLPE |  |  |  | 1.767 m |  |  |  | 3 | 0
44576015 | TNB | DISTRIBUTION | CHERAS | Existing | RYB | 11 kV |  |  |  |  | 70_1C_AL_XLPE |  |  |  | 0.967 m |  |  |  | 3 | 0
44795017 | TNB | DISTRIBUTION | CHERAS | Existing | RYB | 11 kV | NO | Class C |  |  | 70_1C_AL_XLPE |  |  |  | 1.331 m |  |  |  | 3 | 0
44820776 | TNB | DISTRIBUTION | CHERAS | Existing | RYB | 11 kV | NO | Class C |  |  | 70_1C_AL_XLPE |  |  |  | 1.133 m |  |  |  | 3 | 0
44862753 | TNB | DISTRIBUTION | CHERAS | Existing | RYB | 11 kV |  |  |  |  | 70_1C_AL_XLPE |  |  |  | 1.078 m |  |  |  | 3 | 0
44862759 | TNB | DISTRIBUTION | CHERAS | Existing | RYB | 11 kV |  |  |  |  | 70_1C_AL_XLPE |  |  |  | 1.060 m |  |  |  | 3 | 0
44862792 | TNB | DISTRIBUTION | CHERAS | Existing | RYB | 11 kV | NO | Class C |  |  | 240_3C_AL_XLPE | TMN BUKIT SURIA NO 1: B11469 | PADAT ADAPT HOUSING: B12338 |  | 105.378 m |  |  |  | 3 | 0
44862809 | TNB | DISTRIBUTION | CHERAS | Existing | RYB | 11 kV | NO | Class C |  |  | 240_3C_AL_XLPE | SG LONG GOLF CLUB: B02382 | WIRA HEIGHT: B11205 |  | 708.563 m |  |  |  | 3 | 0
44879855 | TNB | DISTRIBUTION | CHERAS | Existing | RYB | 11 kV |  |  |  |  | 70_1C_AL_XLPE |  |  |  | 1.163 m |  |  |  | 3 | 0
44879858 | TNB | DISTRIBUTION | CHERAS | Existing | RYB | 11 kV |  |  |  |  | 70_1C_AL_XLPE |  |  |  | 1.148 m |  |  |  | 3 | 0
44879871 | TNB | DISTRIBUTION | CHERAS | Existing | RYB | 11 kV |  |  |  |  | 240_3C_AL_XLPE | SG SERING FASA 4: B10496 | PANGSAPURI AKASIA: B10619 |  | 366.015 m |  |  |  | 3 | 0
44879877 | TNB | DISTRIBUTION | CHERAS | Existing | RYB | 11 kV |  |  |  |  | 240_3C_AL_XLPE | PANGSAPURI AKASIA: B10617 | PANGSAPURI CASAURINA: B10265 |  | 187.229 m |  |  |  | 3 | 0
44880893 | TNB | DISTRIBUTION | CHERAS | Existing | RYB | 11 kV | NO | Class C |  |  | 240_3C_AL_XLPE | PE PADAT JALAN INANG: B12582 | BDR MAHKOTA CHERAS NO 19: B06766 |  | 579.969 m |  |  |  | 3 | 0
44880901 | TNB | DISTRIBUTION | CHERAS | Existing | RYB | 11 kV | NO | Class C |  |  | 70_1C_AL_XLPE |  |  |  | 1.291 m |  |  |  | 3 | 0
44880905 | TNB | DISTRIBUTION | CHERAS | Existing | RYB | 11 kV | NO | Class C |  |  | 240_3C_AL_XLPE | VISTANA MAHKOTA JLN PAHLAWAN: B10253 | JLN PAHLAWAN 24/3, BDR MAHKOTA CHERAS: B07815 |  | 484.103 m |  |  |  | 3 | 0
44880912 | TNB | DISTRIBUTION | CHERAS | Existing | RYB | 11 kV | NO | Class C |  |  | 240_3C_AL_XLPE | CHERAS VISTA BMC: B08667 | JLN CHERAS VISTA 2/1 BMC: B10646 |  | 1171.554 m |  |  |  | 3 | 0
44880933 | TNB | DISTRIBUTION | CHERAS | Existing | RYB | 11 kV | NO | Class C |  |  | 240_3C_AL_XLPE | JALAN BENTARA 1/5 BDR MAHKOTA CHERAS: B08069 | JLN HULUBALANG 2/4: B10928 |  | 842.100 m |  |  |  | 3 | 0
44880942 | TNB | DISTRIBUTION | CHERAS | Existing | RYB | 11 kV | NO | Class C |  |  | 240_3C_AL_XLPE | BDR MAHKOTA CHERAS NO. 5: | JLN TEMENGGUNG 27/9 NO 2: B12184 |  | 642.270 m |  |  |  | 3 | 0
44881147 | TNB | DISTRIBUTION | CHERAS | Existing | RYB | 11 kV | NO | Class C |  |  | 240_3C_AL_XLPE | BDR MAHKOTA CHERAS NO 16: B11287 | COMMERCIAL AREA NO 1: B11291 [OFF] |  | 1040.819 m |  |  |  | 3 | 0
44881182 | TNB | DISTRIBUTION | CHERAS | Existing | RYB | 11 kV |  |  |  |  | 70_1C_AL_XLPE |  |  |  | 2.761 m |  |  |  | 3 | 0
44881203 | TNB | DISTRIBUTION | CHERAS | Existing | RYB | 11 kV | NO | Class C |  |  | 240_3C_AL_XLPE | PANGSAPURI BLOK L9, JLN PENGAWA, BDR MK: B07814 | PANGSAPURI ANGSANA: B10085 |  | 531.450 m |  |  |  | 3 | 0
44881218 | TNB | DISTRIBUTION | CHERAS | Existing | RYB | 11 kV |  |  |  |  | 240_3C_AL_XLPE | LOT 4161 LKC VANTURES: B11089 | LOT 4166 (FONG YAT SIEW): B01790 |  | 31.627 m |  |  |  | 3 | 0
44881269 | TNB | DISTRIBUTION | CHERAS | Existing | RYB | 11 kV |  |  |  |  | 70_1C_AL_XLPE |  |  |  | 2.078 m |  |  |  | 3 | 0
44884186 | TNB | DISTRIBUTION | CHERAS | Existing | RYB | 11 kV |  |  |  |  | 240_3C_AL_XLPE | LOT 4166 (FONG YAT SIEW): B01788 | TAN SENG HUAT: B01787 |  | 675.897 m |  |  |  | 3 | 0
44884203 | TNB | DISTRIBUTION | CHERAS | Existing | RYB | 11 kV | NO | Class C |  |  | 240_3C_AL_XLPE | JLN. PENGGAWA 2/2 ANGSANA: B09972 | 4A JLN PENGGAWA 2/2: B08851 |  | 217.895 m |  |  |  | 3 | 0
44884427 | TNB | DISTRIBUTION | CHERAS | Existing | RYB | 11 kV |  |  |  |  | 70_1C_AL_XLPE |  |  |  | 2.145 m |  |  |  | 3 | 0
44884995 | TNB | DISTRIBUTION | CHERAS | Existing | RYB | 11 kV |  |  |  |  | 70_1C_AL_XLPE |  |  |  | 2.513 m |  |  |  | 3 | 0
44893801 | TNB | DISTRIBUTION | CHERAS | Existing | RYB | 11 kV |  |  |  |  | 70_1C_AL_XLPE |  |  |  | 1.580 m |  |  |  | 3 | 0
44893823 | TNB | DISTRIBUTION | CHERAS | Existing | RYB | 11 kV |  |  |  |  | 240_3C_AL_XLPE | FACES MARKETING: B10027 | COUNTRY WIDE BOOK: B11060 |  | 214.320 m |  |  |  | 3 | 0
44893827 | TNB | DISTRIBUTION | CHERAS | Existing | RYB | 11 kV |  |  |  |  | 70_1C_AL_XLPE |  |  |  | 1.372 m |  |  |  | 3 | 0
44893831 | TNB | DISTRIBUTION | CHERAS | Existing | RYB | 11 kV |  |  |  |  | 150_3C_AL_XLPE | GOLDEN STAR CRYSTAL: B10803 | KENT LEE (M) S/B: B09384 |  | 579.302 m |  |  |  | 3 | 0
44893904 | TNB | DISTRIBUTION | CHERAS | Existing | RYB | 11 kV |  |  |  |  | 240_3C_AL_XLPE | SG BESI INDAH NO 8: B05735 | MINES LODGE: B02919 |  | 939.809 m |  |  |  | 3 | 0
44893906 | TNB | DISTRIBUTION | CHERAS | Existing | RYB | 11 kV |  |  |  |  | 70_1C_AL_XLPE |  |  |  | 0.950 m |  |  |  | 3 | 0
44910948 | TNB | DISTRIBUTION | CHERAS | Existing | RYB | 11 kV |  |  |  |  | 240_3C_AL_XLPE | TANMING RAYA NO 1: B01879 | YEW LUM NO 2: B10838 |  | 1255.696 m |  |  |  | 3 | 0
44959851 | TNB | DISTRIBUTION | CHERAS | Existing | RYB | 11 kV |  |  |  |  | 70_1C_AL_XLPE |  |  |  | 1.851 m |  |  |  | 3 | 0
44959875 | TNB | DISTRIBUTION | CHERAS | Existing | RYB | 11 kV |  |  |  |  | 240_3C_AL_XLPE | YEW LUM NO 2: B10836 | ASAHI KOSEI: B01962 [OFF] |  | 849.173 m |  |  |  | 3 | 0
44959882 | TNB | DISTRIBUTION | CHERAS | Existing | RYB | 11 kV | NO | Class C |  |  | 240_3C_AL_XLPE | CLUB HOUSE JADE HILL: B10398 | STP JADE HILL: B10734 |  | 1317.547 m |  |  |  | 3 | 0
44959893 | TNB | DISTRIBUTION | CHERAS | Existing | RYB | 11 kV | NO | Class C |  |  | 240_3C_AL_XLPE | TMN SETIA IMPIAN BKT ANGKAT: B11647 | LOT 5757 FORMAPAC: B04213 |  | 1236.811 m |  |  |  | 3 | 0
44959903 | TNB | DISTRIBUTION | CHERAS | Existing | RYB | 11 kV |  |  |  |  | 240_3C_AL_XLPE | KAJANG HEIGHT NO 2: B04617 | KAJANG HEIGHT NO 4: B10113 |  | 1341.917 m |  |  |  | 3 | 0
44959914 | TNB | DISTRIBUTION | CHERAS | Existing | RYB | 11 kV |  |  |  |  | 240_3C_AL_XLPE | LFIP NO 8: B11551 | LFIP NO 4: B01997 |  | 310.714 m |  |  |  | 3 | 0
44959927 | TNB | DISTRIBUTION | CHERAS | Existing | RYB | 11 kV | NO | Class C |  |  | 240_3C_AL_XLPE | NO 3 TAMAN SETIA BALAKONG: B02961 | NO 2 TAMAN SETIA BALAKONG: B02960 |  | 21.272 m |  |  |  | 3 | 0
44959953 | TNB | DISTRIBUTION | CHERAS | Existing | RYB | 11 kV |  |  |  |  | 70_1C_AL_XLPE |  |  |  | 2.229 m |  |  |  | 3 | 0
44959956 | TNB | DISTRIBUTION | CHERAS | Existing | RYB | 11 kV |  |  |  |  | 70_1C_AL_XLPE |  |  |  | 2.764 m |  |  |  | 3 | 0
44959971 | TNB | DISTRIBUTION | CHERAS | Existing | RYB | 11 kV |  |  |  |  | 240_3C_AL_XLPE | LFIP NO 6: B01998 | LFIP NO 8: B11553 |  | 77.119 m |  |  |  | 3 | 0
44960052 | TNB | DISTRIBUTION | CHERAS | Existing | RYB | 11 kV |  |  |  |  | 70_1C_AL_XLPE |  |  |  | 1.311 m |  |  |  | 3 | 0
44960055 | TNB | DISTRIBUTION | CHERAS | Existing | RYB | 11 kV |  |  |  |  | 70_1C_AL_XLPE |  |  |  | 0.972 m |  |  |  | 3 | 0
44986105 | TNB | DISTRIBUTION | CHERAS | Existing | RYB | 11 kV | NO | Class C |  |  | 240_3C_AL_XLPE | COMPACT JLN BENDAHARA: B11414 | PE THE I-RESIDENCE NO 1: B13468 |  | 248.716 m |  |  |  | 3 | 0
44986114 | TNB | DISTRIBUTION | CHERAS | Existing | RYB | 11 kV | NO | Class C |  |  | 240_3C_AL_XLPE | JALAN BENDAHARA BMC: B10082 | COMPACT JLN BENDAHARA: B11416 |  | 249.735 m |  |  |  | 3 | 0
45034992 | TNB | DISTRIBUTION | CHERAS | Existing | RYB | 11 kV | NO | Class C |  |  | 70_1C_AL_XLPE |  |  |  | 1.085 m |  |  |  | 3 | 0
45037966 | TNB | DISTRIBUTION | CHERAS | Existing | RYB | 11 kV | NO | Class C |  |  | 70_1C_AL_XLPE |  |  |  | 1.041 m |  |  |  | 3 | 0
45037987 | TNB | DISTRIBUTION | CHERAS | Existing | RYB | 11 kV | NO | Class C |  |  | 240_3C_AL_XLPE | TANMING MUTIARA 2: B12433 | TANMING MUTIARA 2 NO 1: B12432 |  | 665.331 m |  |  |  | 3 | 0
45037993 | TNB | DISTRIBUTION | CHERAS | Existing | RYB | 11 kV | NO | Class C |  |  | 240_3C_AL_XLPE | JLN IKHLAS SG LONG: B07145 | TANMING MUTIARA 2: B12436 |  | 336.295 m |  |  |  | 3 | 0
45038279 | TNB | DISTRIBUTION | CHERAS | Existing | RYB | 11 kV | NO | Class C |  |  | 70_1C_AL_XLPE |  |  |  | 1.509 m |  |  |  | 3 | 0
45038752 | TNB | DISTRIBUTION | CHERAS | Existing | RYB | 11 kV |  |  |  |  | 70_1C_AL_XLPE |  |  |  | 1.096 m |  |  |  | 3 | 0
45047280 | TNB | DISTRIBUTION | CHERAS | Existing | RYB | 11 kV |  |  |  |  | 240_3C_AL_XLPE | TMN CHERAS PERMAI: B02072 | TMN CUEPACS NO 1: B02144 |  | 3555.599 m |  |  |  | 3 | 0
45051333 | TNB | DISTRIBUTION | CHERAS | Existing | RYB | 11 kV |  |  |  |  | 70_1C_AL_XLPE |  |  |  | 0.804 m |  |  |  | 3 | 0
45051354 | TNB | DISTRIBUTION | CHERAS | Existing | RYB | 11 kV |  |  |  |  | 70_1C_AL_XLPE |  |  |  | 0.905 m |  |  |  | 3 | 0
45051400 | TNB | DISTRIBUTION | CHERAS | Existing | RYB | 11 kV |  |  |  |  | 240_3C_AL_XLPE | SUNWAY CHERAS 1: B09405 | SUNWAY CHERAS LOW COST FLAT: B10683 |  | 541.428 m |  |  |  | 3 | 0
45320589 | TNB | DISTRIBUTION | CHERAS | Existing | RYB | 11 kV |  |  |  |  | 70_1C_AL_XLPE |  |  |  | 2.023 m |  |  |  | 3 | 0
45320604 | TNB | DISTRIBUTION | CHERAS | Existing | RYB | 11 kV |  |  |  |  | 240_3C_AL_XLPE | SUNWAY CHERAS LOW COST FLAT: B10681 | SUNWAY CHERAS 2: B09404 |  | 117.638 m |  |  |  | 3 | 0
45499803 | TNB | DISTRIBUTION | CHERAS | Existing | RYB | 11 kV | NO | Class C |  |  | 240_3C_AL_XLPE | PADAT R/KEDAI SETIA BALAKONG: B12387 | INDUSTRI BALAKONG JAYA NO 4: B08119 |  | 238.052 m |  |  |  | 3 | 1
45499818 | TNB | DISTRIBUTION | CHERAS | Existing | RYB | 11 kV |  |  |  |  | 70_1C_AL_XLPE |  |  |  | 1.082 m |  |  |  | 3 | 0
45499852 | TNB | DISTRIBUTION | CHERAS | Existing | RYB | 11 kV | NO | Class C |  |  | 70_1C_AL_XLPE |  |  |  | 2.463 m |  |  |  | 3 | 0
45521429 | TNB | DISTRIBUTION | CHERAS | Existing | RYB | 11 kV |  |  |  |  | 240_3C_AL_XLPE | TOWN PARK 1 NO 3: B11399 | AVENUE 6 NO 2: B11995 |  | 438.965 m |  |  |  | 3 | 0
45521433 | TNB | DISTRIBUTION | CHERAS | Existing | RYB | 11 kV |  |  |  |  | 240_3C_AL_XLPE | AVENUE ONE BTHO NO 2: B10033 | TOWN PARK 1 NO 3: B11397 |  | 716.474 m |  |  |  | 3 | 0
45544431 | TNB | DISTRIBUTION | CHERAS | Existing | RYB | 11 kV |  |  |  |  | 240_3C_AL_XLPE | BTHO NO 18: B05339 | BTHO NO 19: B05342 |  | 721.718 m |  |  |  | 3 | 0
45573913 | TNB | DISTRIBUTION | CHERAS | Existing | RYB | 11 kV |  |  |  |  | 70_1C_AL_XLPE |  |  |  | 0.815 m |  |  |  | 3 | 0
45574160 | TNB | DISTRIBUTION | CHERAS | Existing | RYB | 11 kV | NO | Class C |  |  | 70_1C_AL_XLPE |  |  |  | 1.718 m |  |  |  | 3 | 0
45574259 | TNB | DISTRIBUTION | CHERAS | Existing | RYB | 11 kV | NO | Class C |  |  | 240_3C_AL_XLPE | LOT 5205 BLOK B: B11545 | LOT 5205 BLOK C: B11544 |  | 95.764 m |  |  |  | 3 | 0
45670990 | TNB | DISTRIBUTION | CHERAS | Existing | RYB | 11 kV |  |  |  |  | 240_3C_AL_XLPE |  |  |  | 8.189 m |  |  |  | 3 | 0
45670991 | TNB | DISTRIBUTION | CHERAS | Existing | RYB | 11 kV |  |  |  |  | 240_3C_AL_XLPE |  |  |  | 4.624 m |  |  |  | 3 | 0
45732596 | TNB | DISTRIBUTION | CHERAS | Existing | RYB | 11 kV |  |  |  |  | 70_1C_AL_XLPE |  |  |  | 1.485 m |  |  |  | 3 | 0
45849111 | TNB | DISTRIBUTION | CHERAS | Existing | RYB | 11 kV |  |  |  |  | 240_3C_AL_XLPE | KONDOMINIUM VENICE HILL: B07827 | KONDOMINIUM VENICE HILL: B07828 |  | 4.576 m |  |  |  | 3 | 0
45945803 | TNB | DISTRIBUTION | CHERAS | Existing | RYB | 11 kV |  |  |  |  | 240_3C_AL_XLPE |  |  |  | 0.835 m |  |  |  | 3 | 0
46078927 | TNB | DISTRIBUTION | CHERAS | Existing | RYB | 11 kV | NO | Class C |  |  | 70_1C_AL_XLPE |  |  |  | 0.691 m |  |  |  | 3 | 0
46078942 | TNB | DISTRIBUTION | CHERAS | Existing | RYB | 11 kV |  |  |  |  | 70_1C_AL_XLPE |  |  |  | 1.102 m |  |  |  | 3 | 0
46521210 | TNB | DISTRIBUTION | CHERAS | Existing | RYB | 11 kV |  |  |  |  | 240_3C_AL_XLPE |  |  |  | 40.644 m |  |  |  | 3 | 0
46521214 | TNB | DISTRIBUTION | CHERAS | Existing | RYB | 11 kV |  |  |  |  | 240_3C_AL_XLPE |  |  |  | 54.485 m |  |  |  | 3 | 0
47741614 | TNB | DISTRIBUTION | CHERAS | Existing | RYB | 11 kV |  |  |  |  | 240_3C_AL_XLPE | RASA SAYANG PRIMA: B02059 | PRIMA VILLA CONDO: B12381 |  | 263.123 m |  |  |  | 3 | 1
47741646 | TNB | DISTRIBUTION | CHERAS | Existing | RYB | 11 kV |  |  |  |  | 70_1C_AL_XLPE |  |  |  | 1.524 m |  |  |  | 3 | 0
47741683 | TNB | DISTRIBUTION | CHERAS | Existing | RYB | 11 kV |  |  |  |  | 300_3C_AL_PILC | TMN CHERAS PERDANA NO 2: B01656 | CHERAS PERDANA NO 6: B01655 [OFF] |  | 526.570 m |  |  |  | 3 | 0
47823112 | TNB | DISTRIBUTION | CHERAS | Existing | RYB | 11 kV |  |  |  |  | 70_1C_AL_XLPE |  |  |  | 1.838 m |  |  |  | 3 | 0
47823119 | TNB | DISTRIBUTION | CHERAS | Existing | RYB | 11 kV |  |  |  |  | 70_1C_AL_XLPE |  |  |  | 2.072 m |  |  |  | 3 | 0
47823199 | TNB | DISTRIBUTION | CHERAS | Existing | RYB | 11 kV |  |  |  |  | 240_3C_AL_XLPE |  |  |  | 54.418 m |  |  |  | 3 | 0
47860547 | TNB | DISTRIBUTION | CHERAS | Existing | RYB | 11 kV | NO | Class C |  |  | 240_3C_AL_XLPE | TMN PERKASA NO 4: B10678 | RMH PANGSA TMN PERKASA NO 2: TNB0000 |  | 185.259 m |  |  |  | 3 | 0
47860552 | TNB | DISTRIBUTION | CHERAS | Existing | RYB | 11 kV | NO | Class C |  |  | 240_3C_AL_XLPE | RMH PANGSA TMN PERKASA NO 3: B05088 | TMN PERKASA NO 4: B10680 |  | 80.091 m |  |  |  | 3 | 0
47878101 | TNB | DISTRIBUTION | CHERAS | Existing | RYB | 11 kV |  |  |  |  | 240_3C_AL_XLPE | RTM SEBERANG LAUT: B03197 | SHUKOR SAKAM AIS RINTIK2: B08404 |  | 2444.074 m |  |  |  | 3 | 0
47878102 | TNB | DISTRIBUTION | CHERAS | Existing | RYB | 11 kV |  |  |  |  | 240_3C_AL_XLPE | PADAT SAAS: B05313 | RTM SEBERANG LAUT: B03200 |  | 331.563 m |  |  |  | 3 | 0
47878103 | TNB | DISTRIBUTION | CHERAS | Existing | RYB | 33 kV |  |  |  |  | 630_1C_AL_XLPE | PBEL: [OFF] | CJYA: 6L5 |  | 5038.079 m |  |  |  | 3 | 0
47878104 | TNB | DISTRIBUTION | CHERAS | Existing | RYB | 11 kV |  |  |  |  | 70_1C_AL_XLPE |  |  |  | 0.953 m |  |  |  | 3 | 0
47879320 | TNB | DISTRIBUTION | CHERAS | Existing | RYB | 11 kV |  |  |  |  | 240_3C_AL_XLPE | TMN CHERAS AWANA NO 4: B02138 | RUMAH KEDAI TMN AWANA: B10375 |  | 208.686 m |  |  |  | 3 | 0
47936110 | TNB | DISTRIBUTION | CHERAS | Existing | RYB | 11 kV |  |  |  |  | 70_1C_AL_XLPE |  |  |  | 0.825 m |  |  |  | 3 | 0
47936114 | TNB | DISTRIBUTION | CHERAS | Existing | RYB | 11 kV |  |  |  |  | 70_1C_AL_XLPE |  |  |  | 0.902 m |  |  |  | 3 | 0
47936124 | TNB | DISTRIBUTION | CHERAS | Existing | RYB | 11 kV |  |  |  |  | 70_1C_AL_XLPE |  |  |  | 1.877 m |  |  |  | 3 | 0
47977022 | TNB | DISTRIBUTION | CHERAS | Existing | RYB | 11 kV |  |  |  |  | 240_3C_AL_XLPE | ESSO LANGAT JAYA: B12310 | ESSO LANGAT JAYA: B12311 [OFF] |  | 2.842 m |  |  |  | 3 | 0
47977030 | TNB | DISTRIBUTION | CHERAS | Existing | RYB | 11 kV |  |  |  |  | 240_3C_AL_XLPE | EXPRESS AUDIO LANGAT: B06641 | ESSO LANGAT JAYA: B11709 |  | 262.612 m |  |  |  | 3 | 0
47977087 | TNB | DISTRIBUTION | CHERAS | Existing | RYB | 11 kV |  |  |  |  | 185_3C_AL_PILC |  |  |  | 4.858 m |  |  |  | 3 | 0
47977091 | TNB | DISTRIBUTION | CHERAS | Existing | RYB | 11 kV |  |  |  |  | 185_3C_AL_PILC |  |  |  | 26.518 m |  |  |  | 3 | 0
47977111 | TNB | DISTRIBUTION | CHERAS | Existing | RYB | 11 kV |  |  |  |  | 70_1C_AL_XLPE |  |  |  | 1.065 m |  |  |  | 3 | 0
47977179 | TNB | DISTRIBUTION | CHERAS | Existing | RYB | 11 kV |  |  |  |  | 185_3C_AL_PILC |  |  |  | 22.021 m |  |  |  | 3 | 0
47977263 | TNB | DISTRIBUTION | CHERAS | Existing | RYB | 11 kV |  |  |  |  | 70_1C_AL_XLPE |  |  |  | 1.185 m |  |  |  | 3 | 0
47977267 | TNB | DISTRIBUTION | CHERAS | Existing | RYB | 11 kV |  |  |  |  | 70_1C_AL_XLPE |  |  |  | 1.178 m |  |  |  | 3 | 0
47977341 | TNB | DISTRIBUTION | CHERAS | Existing | RYB | 11 kV |  |  |  |  | 70_1C_AL_XLPE |  |  |  | 0.990 m |  |  |  | 3 | 0
47977342 | TNB | DISTRIBUTION | CHERAS | Existing | RYB | 11 kV |  |  |  |  | 70_1C_AL_XLPE |  |  |  | 0.992 m |  |  |  | 3 | 0
48088506 | TNB | DISTRIBUTION | CHERAS | Existing | RYB | 11 kV |  |  |  |  | 240_3C_AL_XLPE | SETIA KASTURI NO 2: B06545 | P/PURI SETIA KASTURI: B06972 |  | 254.948 m |  |  |  | 3 | 0
48088512 | TNB | DISTRIBUTION | CHERAS | Existing | RYB | 11 kV |  |  |  |  | 240_3C_AL_XLPE | KOH LABEL IND (M) SB: B06098 | RAKAN BERSATU NO 3: B01374 |  | 1878.465 m |  |  |  | 3 | 0
48099238 | TNB | DISTRIBUTION | CHERAS | Existing | RYB | 11 kV | NO | Class C |  |  | 70_1C_AL_XLPE |  |  |  | 1.050 m |  |  |  | 3 | 0
48099256 | TNB | DISTRIBUTION | CHERAS | Existing | RYB | 11 kV | NO | Class C |  |  | 240_3C_AL_XLPE | SEMI-D TMN DESA BARU: B10563 | RUMAH BIDAN: B03991 |  | 1325.139 m |  |  |  | 3 | 0
48099266 | TNB | DISTRIBUTION | CHERAS | Existing | RYB | 11 kV | NO | Class C |  |  | 240_3C_AL_XLPE | P/PURI FOREST GREEN COMPACT: B04852 | OAKHILL COMPACT: B02398 |  | 851.965 m |  |  |  | 3 | 0
48117183 | TNB | DISTRIBUTION | CHERAS | Existing | RYB | 11 kV | NO | Class C |  |  | 70_1C_AL_XLPE |  |  |  | 2.149 m |  |  |  | 3 | 0
48183281 | TNB | DISTRIBUTION | CHERAS | Existing | RYB | 11 kV |  |  |  |  | 70_1C_AL_XLPE |  |  |  | 1.191 m |  |  |  | 3 | 0
48183295 | TNB | DISTRIBUTION | CHERAS | Existing | RYB | 11 kV |  |  |  |  | 70_1C_AL_XLPE |  |  |  | 0.700 m |  |  |  | 3 | 0
48183412 | TNB | DISTRIBUTION | CHERAS | Existing | RYB | 11 kV |  |  |  |  | 70_1C_AL_XLPE |  |  |  | 1.296 m |  |  |  | 3 | 0
48196302 | TNB | DISTRIBUTION | CHERAS | Existing | RYB | 11 kV |  |  |  |  | 70_1C_AL_XLPE |  |  |  | 2.359 m |  |  |  | 3 | 0
48196308 | TNB | DISTRIBUTION | CHERAS | Existing | RYB | 11 kV | NO | Class C |  |  | 240_3C_AL_XLPE | BDR MAHKOTA CHERAS NO. 4: B06323 | BDR MAHKOTA CHERAS NO. 5: |  | 186.697 m |  |  |  | 3 | 0
48196317 | TNB | DISTRIBUTION | CHERAS | Existing | RYB | 11 kV | NO | Class C |  |  | 240_3C_AL_XLPE | JLN PAHLAWAN 9/3 NO 2: B10666 | JLN PAHLAWAN 6/3: B08606 |  | 584.225 m |  |  |  | 3 | 0
48196361 | TNB | DISTRIBUTION | CHERAS | Existing | RYB | 11 kV |  |  |  |  | 240_3C_AL_XLPE | RUMAH SRI KENANGAN: B10866 | TAMAN SINAR HARAPAN: B12834 |  | 312.970 m |  |  |  | 3 | 0
48196364 | TNB | DISTRIBUTION | CHERAS | Existing | RYB | 11 kV |  |  |  |  | 240_3C_AL_XLPE | IPV: B01781 | RMH ORANG-ORANG TUA: B01782 |  | 600.544 m |  |  |  | 3 | 0
48693960 | TNB | DISTRIBUTION | CHERAS | Existing | RYB | 11 kV |  |  |  |  | 240_3C_AL_XLPE | LMAS: | GIANT HIGHWAY BT 9: B11530 |  | 939.217 m |  |  | LMAS-5 | 3 | 0
48693962 | TNB | DISTRIBUTION | CHERAS | Existing | RYB | 11 kV |  |  |  |  | 240_3C_AL_XLPE | TMN PUTRI NO 6: B02088 | TMN PUTRI NO 2: B02087 |  | 321.444 m |  |  |  | 3 | 0
48698254 | TNB | DISTRIBUTION | CHERAS | Existing | RYB | 11 kV |  |  |  |  | 240_3C_AL_XLPE | PADAT TMN SUNTEX: B05799 | TMN CHERAS INTAN: B11226 |  | 1656.391 m |  |  |  | 3 | 0
48702548 | TNB | DISTRIBUTION | CHERAS | Existing | RYB | 11 kV |  |  |  |  | 240_3C_AL_XLPE | PERCETAKAN SAKTI: B04200 | LSF TECHNOLOGY S/B: B11232 |  | 632.633 m |  |  |  | 3 | 0
48702550 | TNB | DISTRIBUTION | CHERAS | Existing | RYB | 11 kV |  |  |  |  | 240_3C_AL_XLPE | TMN IND ANGKAT PERDANA NO 1: B12126 | TMN IND ANGKAT PERDANA NO 2: B12212 |  | 31.768 m |  |  |  | 3 | 0
48715434 | TNB | DISTRIBUTION | CHERAS | Existing | RYB | 11 kV |  |  |  |  | 240_3C_AL_XLPE | MINE: 5 | PUJIAN DEVELOPM: B11860 |  | 1597.765 m |  |  |  | 3 | 0
48715438 | TNB | DISTRIBUTION | CHERAS | Existing | RYB | 11 kV |  |  |  |  | 240_3C_AL_XLPE | SG BESI INDAH NO 2: B02916 | MINES LODGE: B02917 [OFF] |  | 48.254 m |  |  |  | 3 | 0
48715441 | TNB | DISTRIBUTION | CHERAS | Existing | RYB | 11 kV |  |  |  |  | 240_3C_AL_XLPE | TOL BESRAYA: B02647 |  |  | 418.652 m |  |  |  | 3 | 0
48715443 | TNB | DISTRIBUTION | CHERAS | Existing | RYB | 11 kV |  |  |  |  | 240_3C_AL_XLPE | MINES HERITAGE: | MINES EXIBITION CENTRE: B05648 |  | 829.673 m |  |  |  | 3 | 0
48715445 | TNB | DISTRIBUTION | CHERAS | Existing | RYB | 11 kV |  |  |  |  | 240_3C_AL_XLPE | NI SHIN NO 2: B02867 | ASHIBA: B02866 |  | 3112.869 m |  |  |  | 3 | 0
48715448 | TNB | DISTRIBUTION | CHERAS | Existing | RYB | 11 kV |  |  |  |  | 240_3C_AL_XLPE | ASHIBA: B02864 | TEH SEN HUIA: B02863 |  | 347.461 m |  |  |  | 3 | 0
48732606 | TNB | DISTRIBUTION | CHERAS | Existing | RYB | 11 kV |  |  |  |  | 240_3C_AL_XLPE | PBEL: | KG BARU BALAKONG COMPACT: B01231 |  | 2403.550 m |  |  |  | 3 | 0
48745490 | TNB | DISTRIBUTION | CHERAS | Existing | RYB | 11 kV |  |  |  |  | 240_3C_AL_XLPE | CHERAS PRIMA NO 4: B08566 | CHERAS PRIMA NO 1: B07230 [OFF] |  | 86.213 m |  |  |  | 3 | 0
48745496 | TNB | DISTRIBUTION | CHERAS | Existing | RYB | 11 kV | NO | Class C |  |  | 240_3C_AL_XLPE | IND RINGAN BKT ANGKAT NO 1: B08995 | PE 3V ASIA FURNITURE: B13785 |  | 350.249 m |  |  |  | 3 | 0
48745500 | TNB | DISTRIBUTION | CHERAS | Existing | RYB | 11 kV | YES | Class D |  |  | 240_3C_AL_XLPE | PPU TSRA: | TMN PERINDUSTRIAN ALFA IMPIAN NO 2: B11327 |  | 628.331 m |  |  |  | 3 | 0
48779842 | TNB | DISTRIBUTION | CHERAS | Existing | RYB | 11 kV | NO | Class C |  |  | 240_3C_AL_XLPE | 99 SPEEDMART: B11430 | FINE QUALITY: B02825 |  | 398.842 m |  |  |  | 3 | 0
48779847 | TNB | DISTRIBUTION | CHERAS | Existing | RYB | 11 kV |  |  |  |  | 70_1C_AL_XLPE |  |  |  | 1.593 m |  |  |  | 3 | 0
48779853 | TNB | DISTRIBUTION | CHERAS | Existing | RYB | 11 kV | NO | Class C |  |  | 240_3C_AL_XLPE | SERDANG LAMA COMPACT: B00860 | USAHA MENANG NO 1: B00864 [OFF] |  | 825.816 m |  |  |  | 3 | 0
48801325 | TNB | DISTRIBUTION | CHERAS | Existing | RYB | 11 kV | NO | Class C |  |  | 240_3C_AL_XLPE | RUMAH PAM BDR MAHKOTA CHERAS: B06689 | JALAN DAYANG 4/8 BMC: B07202 |  | 325.407 m |  |  |  | 3 | 0
48809898 | TNB | DISTRIBUTION | CHERAS | Existing | RYB | 11 kV |  |  |  |  | 240_3C_AL_XLPE | SWS MOULD BASE: B01379 | RAKAN BERSATU NO 2: B01382 [OFF] |  | 219.092 m |  |  |  | 3 | 0
50038039 | TNB | DISTRIBUTION | CHERAS | Existing | RYB | 11 kV |  |  |  |  | 240_3C_AL_XLPE |  |  |  | 13.199 m |  |  |  | 3 | 0
50734198 | TNB | DISTRIBUTION | CHERAS | Existing | RYB | 11 kV |  |  |  |  | 70_1C_AL_XLPE |  |  |  | 1.781 m |  |  |  | 3 | 0
50735109 | TNB | DISTRIBUTION | CHERAS | Existing | RYB | 11 kV |  |  |  |  | 70_1C_AL_XLPE |  |  |  | 1.879 m |  |  |  | 3 | 0
50736327 | TNB | DISTRIBUTION | CHERAS | Existing | RYB | 11 kV | NO | Class C |  |  | 240_3C_AL_XLPE | EXITWAY NO 1: B12658 | EXITWAY NO 2: B12657 |  | 56.297 m |  |  |  | 3 | 0
50737507 | TNB | DISTRIBUTION | CHERAS | Existing | RYB | 11 kV | NO | Class C |  |  | 240_3C_AL_XLPE | EXITWAY NO 2: B12654 | EXITWAY NO 3: B12653 |  | 38.725 m |  |  |  | 3 | 0
50737509 | TNB | DISTRIBUTION | CHERAS | Existing | RYB | 11 kV | NO | Class C |  |  | 240_3C_AL_XLPE | EXITWAY NO 3: B12650 | MAHKOTA CHERAS RESIDENCE: B12146 |  | 209.074 m |  |  |  | 3 | 0
50737514 | TNB | DISTRIBUTION | CHERAS | Existing | RYB | 11 kV |  |  |  |  | 70_1C_AL_XLPE |  |  |  | 1.675 m |  |  |  | 3 | 0
50737518 | TNB | DISTRIBUTION | CHERAS | Existing | RYB | 11 kV |  |  |  |  | 70_1C_AL_XLPE |  |  |  | 1.851 m |  |  |  | 3 | 0
50737522 | TNB | DISTRIBUTION | CHERAS | Existing | RYB | 11 kV |  |  |  |  | 70_1C_AL_XLPE |  |  |  | 2.255 m |  |  |  | 3 | 0
50737526 | TNB | DISTRIBUTION | CHERAS | Existing | RYB | 11 kV |  |  |  |  | 70_1C_AL_XLPE |  |  |  | 2.261 m |  |  |  | 3 | 0
50747279 | TNB | DISTRIBUTION | CHERAS | Existing | RYB | 11 kV | NO | Class C |  |  | 70_1C_AL_XLPE |  |  |  | 0.973 m |  |  |  | 3 | 0
50747287 | TNB | DISTRIBUTION | CHERAS | Existing | RYB | 11 kV | NO | Class C |  |  | 240_3C_AL_XLPE | JLN INANG BDR MAHKOTA CHERAS: B07105 | PE PADAT JALAN INANG: B12584 |  | 18.564 m |  |  |  | 3 | 0
50790688 | TNB | DISTRIBUTION | CHERAS | Existing | RYB | 11 kV |  |  |  |  | 70_1C_AL_XLPE |  |  |  | 1.699 m |  |  |  | 3 | 0
51266116 | TNB | DISTRIBUTION | CHERAS | Existing | RYB | 11 kV |  |  |  |  | 70_1C_AL_XLPE |  |  |  | 0.849 m |  |  |  | 3 | 0
51266120 | TNB | DISTRIBUTION | CHERAS | Existing | RYB | 11 kV |  |  |  |  | 70_1C_AL_XLPE |  |  |  | 1.259 m |  |  |  | 3 | 0
51357964 | TNB | DISTRIBUTION | CHERAS | Existing | RYB | 11 kV |  |  |  |  | 240_3C_AL_XLPE | PBEL: | MEGA POWER: |  | 1202.656 m |  |  |  | 3 | 0
51390619 | TNB | DISTRIBUTION | CHERAS | Existing | RYB | 11 kV |  |  |  |  | 70_1C_AL_XLPE |  |  |  | 0.500 m |  |  |  | 3 | 0
51717252 | TNB | DISTRIBUTION | CHERAS | Existing | RYB | 11 kV |  |  |  |  | 240_3C_AL_XLPE |  |  |  | 10.908 m |  |  |  | 3 | 0
51717256 | TNB | DISTRIBUTION | CHERAS | Existing | RYB | 11 kV |  |  |  |  | 240_3C_AL_XLPE |  |  |  | 20.366 m |  |  |  | 3 | 0
51747079 | TNB | DISTRIBUTION | CHERAS | Existing | RYB | 11 kV |  |  |  |  | 240_3C_AL_XLPE |  |  |  | 4.238 m |  |  |  | 3 | 0
51747129 | TNB | DISTRIBUTION | CHERAS | Existing | RYB | 11 kV |  |  |  |  | 70_1C_AL_XLPE |  |  |  | 1.098 m |  |  |  | 3 | 0
52017637 | TNB | DISTRIBUTION | CHERAS | Existing | RYB | 11 kV |  |  |  |  | 70_1C_AL_XLPE |  |  |  | 1.710 m |  |  |  | 3 | 0
52095998 | TNB | DISTRIBUTION | CHERAS | Existing | RYB | 11 kV |  |  |  |  | 70_1C_AL_XLPE |  |  |  | 1.141 m |  |  |  | 3 | 0
52096000 | TNB | DISTRIBUTION | CHERAS | Existing | RYB | 11 kV |  |  |  |  | 70_1C_AL_XLPE |  |  |  | 1.174 m |  |  |  | 3 | 0
52096211 | TNB | DISTRIBUTION | CHERAS | Existing | RYB | 11 kV | NO | Class C |  |  | 240_3C_AL_XLPE | RMH PAM PARAS RENDAH: B08739 | TMN SRI SG LONG NO 2: B10105 |  | 164.520 m |  |  |  | 3 | 0
52118304 | TNB | DISTRIBUTION | CHERAS | Existing | RYB | 11 kV |  |  |  |  | 240_3C_AL_XLPE |  |  |  | 21.648 m |  |  |  | 3 | 0
52172253 | TNB | DISTRIBUTION | CHERAS | Existing | RYB | 11 kV |  |  |  |  | 240_3C_AL_XLPE |  |  |  | 9.258 m |  |  |  | 3 | 0
52172256 | TNB | DISTRIBUTION | CHERAS | Existing | RYB | 11 kV |  |  |  |  | 240_3C_AL_XLPE |  |  |  | 16.760 m |  |  |  | 3 | 0
52182323 | TNB | DISTRIBUTION | CHERAS | Existing | RYB | 11 kV |  |  |  |  | 240_3C_AL_XLPE | MINES RESORT NO 1: B12191 | MINES RESORT NO 1: B12192 |  | 2.885 m |  |  |  | 3 | 0
52182352 | TNB | DISTRIBUTION | CHERAS | Existing | RYB | 11 kV |  |  |  |  | 240_3C_AL_XLPE | MINES RESORT NO 1: B02613 | MINES RESORT NO 2: B02617 |  | 672.252 m |  |  |  | 3 | 0
52185021 | TNB | DISTRIBUTION | CHERAS | Existing | RYB | 11 kV |  |  |  |  | 70_1C_AL_XLPE |  |  |  | 1.096 m |  |  |  | 3 | 0
52185148 | TNB | DISTRIBUTION | CHERAS | Existing | RYB | 11 kV |  |  |  |  | 240_3C_AL_XLPE |  |  |  | 61.226 m |  |  |  | 3 | 0
52283762 | TNB | DISTRIBUTION | CHERAS | Existing | RYB | 11 kV |  |  |  |  | 240_3C_AL_XLPE |  |  |  | 23.756 m |  |  |  | 3 | 0
54031422 | TNB | DISTRIBUTION | CHERAS | Existing | RYB | 11 kV |  |  |  |  | 240_3C_AL_XLPE |  |  |  | 23.709 m |  |  |  | 3 | 0
54078677 | TNB | DISTRIBUTION | CHERAS | Existing | RYB | 11 kV | NO | Class C |  |  | 240_3C_AL_XLPE |  |  |  | 26.941 m |  |  |  | 3 | 0
54104444 | TNB | DISTRIBUTION | CHERAS | Existing | RYB | 11 kV |  |  |  |  | 70_1C_AL_XLPE |  |  |  | 1.788 m |  |  |  | 3 | 0
54104454 | TNB | DISTRIBUTION | CHERAS | Existing | RYB | 11 kV |  |  |  |  | 70_1C_AL_XLPE |  |  |  | 1.381 m |  |  |  | 3 | 0
54104458 | TNB | DISTRIBUTION | CHERAS | Existing | RYB | 11 kV |  |  |  |  | 70_1C_AL_XLPE |  |  |  | 1.554 m |  |  |  | 3 | 0
54151635 | TNB | DISTRIBUTION | CHERAS | Existing | RYB | 11 kV |  |  |  |  | 240_3C_AL_XLPE |  |  |  | 14.697 m |  |  |  | 3 | 0
54276185 | TNB | DISTRIBUTION | CHERAS | Existing | RYB | 11 kV |  |  |  |  | 70_1C_AL_XLPE |  |  |  | 1.493 m |  |  |  | 3 | 0
54284749 | TNB | DISTRIBUTION | CHERAS | Existing | RYB | 11 kV |  |  |  |  | 240_3C_AL_XLPE |  |  |  | 21.978 m |  |  |  | 3 | 0
54284755 | TNB | DISTRIBUTION | CHERAS | Existing | RYB | 11 kV |  |  |  |  | 70_1C_AL_XLPE |  |  |  | 1.995 m |  |  |  | 3 | 0
54284758 | TNB | DISTRIBUTION | CHERAS | Existing | RYB | 11 kV |  |  |  |  | 70_1C_AL_XLPE |  |  |  | 2.026 m |  |  |  | 3 | 0
54319107 | TNB | DISTRIBUTION | CHERAS | Existing | RYB | 11 kV |  |  |  |  | 240_3C_AL_XLPE |  |  |  | 32.952 m |  |  |  | 3 | 0
54331989 | TNB | DISTRIBUTION | CHERAS | Existing | RYB | 11 kV |  |  |  |  | 70_1C_AL_XLPE |  |  |  | 1.325 m |  |  |  | 3 | 0
54332065 | TNB | DISTRIBUTION | CHERAS | Existing | RYB | 11 kV |  |  |  |  | 70_1C_AL_XLPE |  |  |  | 1.297 m |  |  |  | 3 | 0
54649742 | TNB | DISTRIBUTION | CHERAS | Existing | RYB | 11 kV |  |  |  |  | 500_1C_AL_XLPE | SPRN: VCB2 | SSU TMN WAWASAN 1A: |  | 5975.843 m |  |  |  | 3 | 0
54649746 | TNB | DISTRIBUTION | CHERAS | Existing | RYB | 11 kV |  |  |  |  | 500_1C_AL_XLPE | SPRN: VCB1 | SSU TMN WAWASAN 1A: |  | 5976.378 m |  |  |  | 3 | 0
54649757 | TNB | DISTRIBUTION | CHERAS | Existing | RYB | 11 kV |  |  |  |  | 240_3C_AL_XLPE | PADAT JLN WAWASAN 1A: B08947 | SSU TMN WAWASAN 1A: [OFF] |  | 20.299 m |  |  |  | 3 | 0
54778634 | TNB | DISTRIBUTION | CHERAS | Existing | RYB | 11 kV | NO | Class C |  |  | 70_1C_AL_XLPE |  |  |  | 1.173 m |  |  |  | 3 | 0
54795776 | TNB | DISTRIBUTION | CHERAS | Existing | RYB | 11 kV |  |  |  |  | 70_1C_AL_XLPE |  |  |  | 1.065 m |  |  |  | 3 | 0
55087750 | TNB | DISTRIBUTION | CHERAS | Existing | RYB | 11 kV |  |  |  |  | 70_1C_AL_XLPE |  |  |  | 0.748 m |  |  |  | 3 | 0
55229559 | TNB | DISTRIBUTION | CHERAS | Existing | RYB | 11 kV |  |  |  |  | 240_3C_AL_XLPE | KEMACAHAYA NO 1: B02170 | TMN LAVENDER: B02171 |  | 223.069 m |  |  |  | 3 | 0
55233725 | TNB | DISTRIBUTION | CHERAS | Existing | RYB | 11 kV |  |  |  |  | 70_1C_AL_XLPE |  |  |  | 1.020 m |  |  |  | 3 | 0
55233791 | TNB | DISTRIBUTION | CHERAS | Existing | RYB | 11 kV |  |  |  |  | 70_1C_AL_XLPE |  |  |  | 1.014 m |  |  |  | 3 | 0
55233798 | TNB | DISTRIBUTION | CHERAS | Existing | RYB | 11 kV |  |  |  |  | 70_1C_AL_XLPE |  |  |  | 1.093 m |  |  |  | 3 | 0
55233811 | TNB | DISTRIBUTION | CHERAS | Existing | RYB | 11 kV |  |  |  |  | 70_1C_AL_XLPE |  |  |  | 1.006 m |  |  |  | 3 | 0
55233815 | TNB | DISTRIBUTION | CHERAS | Existing | RYB | 11 kV |  |  |  |  | 70_1C_AL_XLPE |  |  |  | 1.630 m |  |  |  | 3 | 0
55277324 | TNB | DISTRIBUTION | CHERAS | Existing | RYB | 11 kV |  |  |  |  | 240_3C_AL_XLPE |  |  |  | 17.122 m |  |  |  | 3 | 0
55298133 | TNB | DISTRIBUTION | CHERAS | Existing | RYB | 11 kV |  |  |  |  | 70_1C_AL_XLPE |  |  |  | 2.133 m |  |  |  | 3 | 0
55298135 | TNB | DISTRIBUTION | CHERAS | Existing | RYB | 11 kV |  |  |  |  | 70_1C_AL_XLPE |  |  |  | 2.552 m |  |  |  | 3 | 0
55298263 | TNB | DISTRIBUTION | CHERAS | Existing | RYB | 11 kV |  |  |  |  | 70_1C_AL_XLPE |  |  |  | 0.687 m |  |  |  | 3 | 0
55341075 | TNB | DISTRIBUTION | CHERAS | Existing | RYB | 11 kV | NO | Class C |  |  | 240_3C_AL_XLPE |  |  |  | 17.715 m |  |  |  | 3 | 0
55422659 | TNB | DISTRIBUTION | CHERAS | Existing | RYB | 11 kV |  |  |  |  | 240_3C_AL_XLPE |  |  |  | 74.336 m |  |  |  | 3 | 0
55439835 | TNB | DISTRIBUTION | CHERAS | Existing | RYB | 11 kV |  |  |  |  | 95_3C_AL_XLPE |  |  |  | 20.711 m |  |  |  | 3 | 0
55452724 | TNB | DISTRIBUTION | CHERAS | Existing | RYB | 11 kV |  |  |  |  | 240_3C_AL_XLPE |  |  |  | 20.467 m |  |  |  | 3 | 0
55452726 | TNB | DISTRIBUTION | CHERAS | Existing | RYB | 11 kV |  |  |  |  | 70_1C_AL_XLPE |  |  |  | 1.728 m |  |  |  | 3 | 0
55487116 | TNB | DISTRIBUTION | CHERAS | Existing | RYB | 11 kV |  |  |  |  | 240_3C_AL_XLPE |  |  |  | 12.918 m |  |  |  | 3 | 0
55624479 | TNB | DISTRIBUTION | CHERAS | Existing | RYB | 11 kV |  |  |  |  | 120_3C_AL_PILC |  |  |  | 15.197 m |  |  |  | 3 | 0
55654535 | TNB | DISTRIBUTION | CHERAS | Existing | RYB | 11 kV |  |  |  |  | 240_3C_AL_XLPE | RTM SEBERANG LAUT: B08775 | RTM SEBERANG LAUT: B08774 |  | 4.896 m |  |  |  | 3 | 0
55671738 | TNB | DISTRIBUTION | CHERAS | Existing | RYB | 11 kV | NO | Class C |  |  | 70_1C_AL_XLPE |  |  |  | 1.510 m |  |  |  | 3 | 0
55671801 | TNB | DISTRIBUTION | CHERAS | Existing | RYB | 11 kV | NO | Class C |  |  | 240_3C_AL_XLPE |  |  |  | 12.938 m |  |  |  | 3 | 0
55809160 | TNB | DISTRIBUTION | CHERAS | Existing | RYB | 11 kV | NO | Class C |  |  | 70_1C_AL_XLPE |  |  |  | 1.127 m |  |  |  | 3 | 0
55809162 | TNB | DISTRIBUTION | CHERAS | Existing | RYB | 11 kV | NO | Class C |  |  | 70_1C_AL_XLPE |  |  |  | 1.127 m |  |  |  | 3 | 0
55809325 | TNB | DISTRIBUTION | CHERAS | Existing | RYB | 11 kV | NO | Class C |  |  | 240_3C_AL_XLPE | JLN DB 5/1: B12135 | JLN DB 6/4: B12586 |  | 474.607 m |  |  |  | 3 | 0
55877823 | TNB | DISTRIBUTION | CHERAS | Existing | RYB | 11 kV |  |  |  |  | 70_1C_AL_XLPE |  |  |  | 1.599 m |  |  |  | 3 | 0
55877834 | TNB | DISTRIBUTION | CHERAS | Existing | RYB | 11 kV |  |  |  |  | 70_1C_AL_XLPE |  |  |  | 1.823 m |  |  |  | 3 | 0
55877899 | TNB | DISTRIBUTION | CHERAS | Existing | RYB | 11 kV |  |  |  |  | 70_1C_AL_XLPE |  |  |  | 1.601 m |  |  |  | 3 | 0
55882118 | TNB | DISTRIBUTION | CHERAS | Existing | RYB | 11 kV |  |  |  |  | 120_3C_AL_PILC |  |  |  | 10.956 m |  |  |  | 3 | 0
55903588 | TNB | DISTRIBUTION | CHERAS | Existing | RYB | 11 kV |  |  |  |  | 70_1C_AL_XLPE |  |  |  | 1.688 m |  |  |  | 3 | 0
55903592 | TNB | DISTRIBUTION | CHERAS | Existing | RYB | 11 kV |  |  |  |  | 70_1C_AL_XLPE |  |  |  | 2.197 m |  |  |  | 3 | 0
55946597 | TNB | DISTRIBUTION | CHERAS | Existing | RYB | 11 kV |  |  |  |  | 70_1C_AL_XLPE |  |  |  | 0.803 m |  |  |  | 3 | 0
55946603 | TNB | DISTRIBUTION | CHERAS | Existing | RYB | 11 kV |  |  |  |  | 70_1C_AL_XLPE |  |  |  | 1.232 m |  |  |  | 3 | 0
55972313 | TNB | DISTRIBUTION | CHERAS | Existing | RYB | 11 kV |  |  |  |  | 240_3C_AL_XLPE | GREEN WATER ROCK NO 2: B12193 | GREEN WATER ROCK NO 2: B12194 |  | 2.664 m |  |  |  | 3 | 0
56303025 | TNB | DISTRIBUTION | CHERAS | Existing | RYB | 11 kV | NO | Class C |  |  | 70_1C_AL_XLPE |  |  |  | 1.143 m |  |  |  | 3 | 0
56303089 | TNB | DISTRIBUTION | CHERAS | Existing | RYB | 11 kV | NO | Class C |  |  | 240_3C_AL_XLPE | PE PDT LUTHERN CHURCH: B13914 | TMN INDAH NO 2: B01504 |  | 196.429 m |  |  |  | 3 | 0
56315890 | TNB | DISTRIBUTION | CHERAS | Existing | RYB | 11 kV |  |  |  |  | 240_3C_AL_XLPE | SG WAY QUARRY IND SB: B01778 | RICHWAY: B11651 |  | 30.403 m |  |  |  | 3 | 0
56315896 | TNB | DISTRIBUTION | CHERAS | Existing | RYB | 11 kV |  |  |  |  | 240_3C_AL_XLPE | BT 10 3/4 JLN CHERAS: B11165 | IPV: B01779 |  | 121.965 m |  |  |  | 3 | 0
56315911 | TNB | DISTRIBUTION | CHERAS | Existing | RYB | 11 kV |  |  |  |  | 240_3C_AL_XLPE | SG WAY QUARRY IND SB: B01778 | RICHWAY: B11651 |  | 33.661 m |  |  |  | 3 | 0
56354553 | TNB | DISTRIBUTION | CHERAS | Existing | RYB | 11 kV |  |  |  |  | 240_3C_AL_XLPE |  |  |  | 15.343 m |  |  |  | 3 | 0
56440343 | TNB | DISTRIBUTION | CHERAS | Existing | RYB | 11 kV | NO | Class C |  |  | 70_1C_AL_XLPE |  |  |  | 3.485 m |  |  |  | 3 | 0
56440344 | TNB | DISTRIBUTION | CHERAS | Existing | RYB | 11 kV | NO | Class C |  |  | 70_1C_AL_XLPE |  |  |  | 3.189 m |  |  |  | 3 | 0
56479077 | TNB | DISTRIBUTION | CHERAS | Existing | RYB | 11 kV |  |  |  |  | 240_3C_AL_XLPE | PERNIAGAAN MASRIA: B10382 | TMN MASRIA: B12278 [OFF] |  | 21.242 m |  |  |  | 3 | 0
56479086 | TNB | DISTRIBUTION | CHERAS | Existing | RYB | 11 kV |  |  |  |  | 240_3C_AL_XLPE | PERNIAGAAN MASRIA: B10382 | TMN MASRIA: B12278 [OFF] |  | 25.037 m |  |  |  | 3 | 0
56504804 | TNB | DISTRIBUTION | CHERAS | Existing | RYB | 11 kV |  |  |  |  | 240_3C_AL_XLPE | PPU TSGR: VCB6 | PEJABAT HUTAN CHERAS: B02153 |  | 652.996 m |  |  |  | 3 | 0
56556879 | TNB | DISTRIBUTION | CHERAS | Existing | RYB | 11 kV | NO | Class C |  |  | 70_1C_AL_XLPE |  |  |  | 0.801 m |  |  |  | 3 | 0
56556889 | TNB | DISTRIBUTION | CHERAS | Existing | RYB | 11 kV | NO | Class C |  |  | 240_3C_AL_XLPE | LOT 72887 TS WONG: B13117 | TS MERG: B02839 |  | 94.695 m |  |  |  | 3 | 0
56561197 | TNB | DISTRIBUTION | CHERAS | Existing | RYB | 11 kV |  |  |  |  | 70_1C_AL_XLPE |  |  |  | 1.600 m |  |  |  | 3 | 0
56594986 | TNB | DISTRIBUTION | CHERAS | Existing | RYB | 11 kV | NO | Class C |  |  | 240_3C_AL_XLPE | PPU MHCR: 7 | TMN UDA MURNI: B10546 |  | 1304.626 m |  |  | UDA MURNI | 3 | 0
56594988 | TNB | DISTRIBUTION | CHERAS | Existing | RYB | 11 kV |  |  |  |  | 240_3C_AL_XLPE | PPU MHCR: 9 | TMN ULU LANGAT JAYA NO 1: B09445 |  | 1303.927 m |  |  | HULU LANGAT JAYA NO 1 | 3 | 0
56629283 | TNB | DISTRIBUTION | CHERAS | Existing | RYB | 11 kV |  |  |  |  | 240_3C_AL_XLPE | FAIR VIEW: B08217 | FELCRA SEMUNGKIS: B08282 |  | 346.629 m |  |  |  | 3 | 0
56629485 | TNB | DISTRIBUTION | CHERAS | Existing | RYB | 11 kV |  |  |  |  | 240_3C_AL_XLPE | FAIR VIEW: B08217 | FELCRA SEMUNGKIS: B08282 |  | 494.079 m |  |  |  | 3 | 0
56659401 | TNB | DISTRIBUTION | CHERAS | Existing | RYB | 11 kV |  |  |  |  | 240_3C_AL_XLPE | SWS TMN MAS SEMENTARA B: B10138 | RUMAH PANGSA BKT KUNDANG: B10193 [OFF] |  | 1002.609 m |  |  |  | 3 | 0
56659406 | TNB | DISTRIBUTION | CHERAS | Existing | RYB | 11 kV |  |  |  |  | 240_3C_AL_XLPE | TMN ULU LANGAT JAYA NO 2: B05925 | TMN MAS JAYA IND NO 1: B02323 |  | 10.534 m |  |  |  | 3 | 0
56659411 | TNB | DISTRIBUTION | CHERAS | Existing | RYB | 11 kV |  |  |  |  | 240_3C_AL_XLPE | PPU MHCR: 9 | TMN ULU LANGAT JAYA NO 1: B09445 |  | 476.793 m |  |  | 240XLPE OUNTGOING KE MAS JAYA 1 | 3 | 0
56659418 | TNB | DISTRIBUTION | CHERAS | Existing | RYB | 11 kV | NO | Class C |  |  | 240_3C_AL_XLPE | PPU MHCR: 7 | TMN UDA MURNI: B10546 |  | 109.966 m |  |  | 1OUTGOING 240XLPE KE UDA MURNI | 3 | 0
56659489 | TNB | DISTRIBUTION | CHERAS | Existing | RYB | 11 kV |  |  |  |  | 240_3C_AL_XLPE | TMASS: | SWS TMN MAS SEMENTARA B: B10137 |  | 65.739 m |  |  |  | 3 | 0
56664050 | TNB | DISTRIBUTION | CHERAS | Existing | RYB | 11 kV |  |  |  |  | 240_3C_AL_XLPE | SWS TMN MAS SEMENTARA B: B10138 | RUMAH PANGSA BKT KUNDANG: B10193 [OFF] |  | 347.050 m |  |  |  | 3 | 0
56672286 | TNB | DISTRIBUTION | CHERAS | Existing | RYB | 11 kV | NO | Class C |  |  | 240_3C_AL_XLPE | PE JLN HULUBALANG BMC: B13928 | JLN CHERAS VISTA NO 2: B11054 |  | 168.157 m |  |  |  | 3 | 0
56672289 | TNB | DISTRIBUTION | CHERAS | Existing | RYB | 11 kV | NO | Class C |  |  | 240_3C_AL_XLPE | CHERAS VISTA BMC: B08667 | JLN CHERAS VISTA 2/1 BMC: B10646 |  | 483.083 m |  |  |  | 3 | 0
56672291 | TNB | DISTRIBUTION | CHERAS | Existing | RYB | 11 kV | NO | Class C |  |  | 240_3C_AL_XLPE | PE JLN HULUBALANG BMC: B13928 | JLN CHERAS VISTA NO 2: B11054 |  | 342.332 m |  |  |  | 3 | 0
56672298 | TNB | DISTRIBUTION | CHERAS | Existing | RYB | 11 kV | NO | Class C |  |  | 240_3C_AL_XLPE | JLN SERI BUDIMAN 2/2: B10254 | JALAN BENTARA 1/5 BDR MAHKOTA CHERAS: B08072 |  | 25.759 m |  |  |  | 3 | 0
56672300 | TNB | DISTRIBUTION | CHERAS | Existing | RYB | 11 kV | NO | Class C |  |  | 240_3C_AL_XLPE | JALAN BENTARA 1/5 BDR MAHKOTA CHERAS: B08069 | JLN HULUBALANG 2/4: B10928 |  | 27.180 m |  |  |  | 3 | 0
56685149 | TNB | DISTRIBUTION | CHERAS | Existing | RYB | 11 kV |  |  |  |  | 240_3C_AL_XLPE | APARTMENT MAWAR: B08300 | CHERAS PRIMA NO 4: B08568 |  | 231.576 m |  |  |  | 3 | 0
56685157 | TNB | DISTRIBUTION | CHERAS | Existing | RYB | 11 kV |  |  |  |  | 240_3C_AL_XLPE | PE SIN CHEE HENG: B14381 | RMH PAM TMN SUTERA: B08812 |  | 91.046 m |  |  |  | 3 | 0
56685159 | TNB | DISTRIBUTION | CHERAS | Existing | RYB | 11 kV |  |  |  |  | 240_3C_AL_XLPE | RMH PAM TMN SUTERA: B08810 | TMN SUTERA 2/3A (TMN SUTERA): B08063 |  | 76.989 m |  |  |  | 3 | 0
56685195 | TNB | DISTRIBUTION | CHERAS | Existing | RYB | 11 kV |  |  |  |  | 240_3C_AL_XLPE | RMH PAM TMN SUTERA: B08810 | TMN SUTERA 2/3A (TMN SUTERA): B08063 |  | 38.467 m |  |  |  | 3 | 0
56685203 | TNB | DISTRIBUTION | CHERAS | Existing | RYB | 11 kV |  |  |  |  | 240_3C_AL_XLPE | TMN SUTERA 2/3A (TMN SUTERA): B08065 | JLN SUTERA 2/1A: B08813 |  | 552.984 m |  |  |  | 3 | 0
56685207 | TNB | DISTRIBUTION | CHERAS | Existing | RYB | 11 kV |  |  |  |  | 240_3C_AL_XLPE | TMN SUTERA 2/3A (TMN SUTERA): B08065 | JLN SUTERA 2/1A: B08813 |  | 20.953 m |  |  |  | 3 | 0
56685226 | TNB | DISTRIBUTION | CHERAS | Existing | RYB | 11 kV |  |  |  |  | 240_3C_AL_XLPE | JLN SUTERA 2/5: B08318 |  |  | 195.380 m |  |  |  | 3 | 0
56685257 | TNB | DISTRIBUTION | CHERAS | Existing | RYB | 11 kV |  |  |  |  | 240_3C_AL_XLPE | APARTMENT MAWAR: B08300 | CHERAS PRIMA NO 4: B08568 |  | 262.833 m |  |  |  | 3 | 0
56720654 | TNB | DISTRIBUTION | CHERAS | Existing | RYB | 11 kV |  |  |  |  | 70_1C_AL_XLPE |  |  |  | 1.737 m |  |  |  | 3 | 0
56720656 | TNB | DISTRIBUTION | CHERAS | Existing | RYB | 11 kV |  |  |  |  | 70_1C_AL_XLPE |  |  |  | 1.893 m |  |  |  | 3 | 0
56720820 | TNB | DISTRIBUTION | CHERAS | Existing | RYB | 11 kV |  |  |  |  | 240_3C_AL_XLPE | PE LOT 1030 BUKIT ANGKAT: B13812 | DENSHI MARUWA: B04210 |  | 787.629 m |  |  |  | 3 | 0
56723742 | TNB | DISTRIBUTION | CHERAS | Existing | RYB | 11 kV |  |  |  |  | 240_3C_AL_XLPE |  |  |  | 4.356 m |  |  |  | 3 | 0
56729263 | TNB | DISTRIBUTION | CHERAS | Existing | RYB | 11 kV |  |  |  |  | 70_1C_AL_XLPE |  |  |  | 1.445 m |  |  |  | 3 | 0
56729265 | TNB | DISTRIBUTION | CHERAS | Existing | RYB | 11 kV |  |  |  |  | 70_1C_AL_XLPE |  |  |  | 1.978 m |  |  |  | 3 | 0
56733536 | TNB | DISTRIBUTION | CHERAS | Existing | RYB | 11 kV |  |  |  |  | 70_1C_AL_XLPE |  |  |  | 1.689 m |  |  |  | 3 | 0
56733538 | TNB | DISTRIBUTION | CHERAS | Existing | RYB | 11 kV |  |  |  |  | 70_1C_AL_XLPE |  |  |  | 1.845 m |  |  |  | 3 | 0
56733695 | TNB | DISTRIBUTION | CHERAS | Existing | RYB | 11 kV |  |  |  |  | 240_3C_AL_XLPE | WAISUN CONFECTIONARY S/B: B09079 | PE AMAZON KPB 3 NO 1: B13289 |  | 935.782 m |  |  |  | 3 | 2
56745240 | TNB | DISTRIBUTION | CHERAS | Existing | RYB | 11 kV |  |  |  |  | 70_1C_AL_XLPE |  |  |  | 2.528 m |  |  |  | 3 | 0
56775331 | TNB | DISTRIBUTION | CHERAS | Existing | RYB | 11 kV |  |  |  |  | 240_3C_AL_XLPE | SWS TMN MAS SEMENTARA B: B10138 | RUMAH PANGSA BKT KUNDANG: B10193 [OFF] |  | 344.572 m |  |  |  | 3 | 0
56819408 | TNB | DISTRIBUTION | CHERAS | Existing | RYB | 11 kV |  |  |  |  | 70_1C_AL_XLPE |  |  |  | 1.648 m |  |  |  | 3 | 0
56819415 | TNB | DISTRIBUTION | CHERAS | Existing | RYB | 11 kV |  |  |  |  | 240_3C_AL_XLPE | CG MEDICAL INDUSTRY: B02220 | PE GRAND INCOME SDN BHD: B13133 |  | 859.512 m |  |  |  | 3 | 0
56827433 | TNB | DISTRIBUTION | CHERAS | Existing | RYB | 11 kV |  |  |  |  | 70_1C_AL_XLPE |  |  |  | 1.555 m |  |  |  | 3 | 0
56828229 | TNB | DISTRIBUTION | CHERAS | Existing | RYB | 11 kV |  |  |  |  | 240_3C_AL_XLPE | ONE INDUSTRIAL PARK NO 2: B13155 | ONE INDUSTRIAL PARK NO 1: B13154 |  | 117.717 m |  |  |  | 3 | 0
56828350 | TNB | DISTRIBUTION | CHERAS | Existing | RYB | 11 kV |  |  |  |  | 70_1C_AL_XLPE |  |  |  | 1.596 m |  |  |  | 3 | 0
56840315 | TNB | DISTRIBUTION | CHERAS | Existing | RYB | 11 kV |  |  |  |  | 70_1C_AL_XLPE |  |  |  | 1.281 m |  |  |  | 3 | 0
56841009 | TNB | DISTRIBUTION | CHERAS | Existing | RYB | 11 kV |  |  |  |  | 70_1C_AL_XLPE |  |  |  | 1.327 m |  |  |  | 3 | 0
56841066 | TNB | DISTRIBUTION | CHERAS | Existing | RYB | 11 kV |  |  |  |  | 240_3C_AL_XLPE | PDT BRILIANT MERIT 2: B13161 | PDT BRILIANT MERIT 1: B13160 |  | 128.061 m |  |  |  | 3 | 0
56841070 | TNB | DISTRIBUTION | CHERAS | Existing | RYB | 11 kV |  |  |  |  | 240_3C_AL_XLPE | PDT BRILIANT MERIT 1: B13158 | LOT 3396 JLN BJ 2: B11618 |  | 209.423 m |  |  |  | 3 | 0
56844581 | TNB | DISTRIBUTION | CHERAS | Existing | RYB | 11 kV |  |  |  |  | 70_1C_AL_XLPE |  |  |  | 1.392 m |  |  |  | 3 | 0
56844622 | TNB | DISTRIBUTION | CHERAS | Existing | RYB | 11 kV |  |  |  |  | 240_3C_AL_XLPE | FAIR VIEW: B02251 | PADAT MENARA CELCOM H/LANGAT: B13140 |  | 3604.833 m |  |  |  | 3 | 0
56862356 | TNB | DISTRIBUTION | CHERAS | Existing | RYB | 11 kV |  |  |  |  | 70_1C_AL_XLPE |  |  |  | 2.405 m |  |  |  | 3 | 0
56862358 | TNB | DISTRIBUTION | CHERAS | Existing | RYB | 11 kV |  |  |  |  | 70_1C_AL_XLPE |  |  |  | 2.216 m |  |  |  | 3 | 0
56862552 | TNB | DISTRIBUTION | CHERAS | Existing | RYB | 11 kV |  |  |  |  | 240_3C_AL_XLPE | PE TAMAN INDAH 2 ,SG LONG: B13137 | PE PADAT TAMAN INDAH 2: B13545 |  | 332.908 m |  |  |  | 3 | 0
56862558 | TNB | DISTRIBUTION | CHERAS | Existing | RYB | 11 kV | NO | Class C |  |  | 240_3C_AL_XLPE | SSU JUSCO BMC: | FLORA GREEN CONDO: B12857 |  | 2805.673 m |  |  |  | 3 | 1
56874674 | TNB | DISTRIBUTION | CHERAS | Existing | RYB | 11 kV | NO | Class C |  |  | 240_3C_AL_XLPE | PE PADAT SUNSTONE NO 2: B13461 | PE PADAT SUNSTONE NO 1: B13462 |  | 147.675 m |  |  |  | 3 | 0
56874677 | TNB | DISTRIBUTION | CHERAS | Existing | RYB | 11 kV | NO | Class C |  |  | 240_3C_AL_XLPE | PE PADAT SUNSTONE NO 1: B13464 | TMN SINAR MAHKOTA: B11687 |  | 121.127 m |  |  |  | 3 | 0
56874683 | TNB | DISTRIBUTION | CHERAS | Existing | RYB | 11 kV |  |  |  |  | 70_1C_AL_XLPE |  |  |  | 1.212 m |  |  |  | 3 | 0
56938526 | TNB | DISTRIBUTION | CHERAS | Existing | RYB | 11 kV | NO | Class C |  |  | 70_1C_AL_XLPE |  |  |  | 1.970 m |  |  |  | 3 | 0
56938530 | TNB | DISTRIBUTION | CHERAS | Existing | RYB | 11 kV | NO | Class C |  |  | 70_1C_AL_XLPE |  |  |  | 1.434 m |  |  |  | 3 | 0
57256819 | TNB | DISTRIBUTION | CHERAS | Existing | RYB | 11 kV |  |  |  |  | 70_1C_AL_XLPE |  |  |  | 2.247 m |  |  |  | 3 | 0
57256917 | TNB | DISTRIBUTION | CHERAS | Existing | RYB | 11 kV | NO | Class C |  |  | 240_3C_AL_XLPE | PE PDT BAYU HEIGHT: B13151 | DESA SERDANG NO 7: B06653 |  | 537.196 m |  |  |  | 3 | 0
57290554 | TNB | DISTRIBUTION | CHERAS | Existing | RYB | 11 kV |  |  |  |  | 70_1C_AL_XLPE |  |  |  | 1.155 m |  |  |  | 3 | 0
57297358 | TNB | DISTRIBUTION | CHERAS | Existing | RYB | 11 kV |  |  |  |  | 70_1C_AL_XLPE |  |  |  | 1.068 m |  |  |  | 3 | 0
57297361 | TNB | DISTRIBUTION | CHERAS | Existing | RYB | 11 kV |  |  |  |  | 240_3C_AL_XLPE | PE PLATINUM STARHILL: B06404 | CHERAS ZEN: B10545 |  | 105.099 m |  |  |  | 3 | 0
57297375 | TNB | DISTRIBUTION | CHERAS | Existing | RYB | 11 kV |  |  |  |  | 120_3C_AL_PILC |  |  |  | 9.571 m |  |  |  | 3 | 0
57304623 | TNB | DISTRIBUTION | CHERAS | Existing | RYB | 11 kV | NO | Class C |  |  | 70_1C_AL_XLPE |  |  |  | 2.425 m |  |  |  | 3 | 0
57304626 | TNB | DISTRIBUTION | CHERAS | Existing | RYB | 11 kV | NO | Class C |  |  | 70_1C_AL_XLPE |  |  |  | 3.028 m |  |  |  | 3 | 0
57304639 | TNB | DISTRIBUTION | CHERAS | Existing | RYB | 11 kV | NO | Class C |  |  | 240_3C_AL_XLPE | PE SWEET WEALTH: B13167 | COLOUR IMAGE: B11823 |  | 617.444 m |  |  |  | 3 | 0
57308925 | TNB | DISTRIBUTION | CHERAS | Existing | RYB | 11 kV | NO | Class C |  |  | 70_1C_AL_XLPE |  |  |  | 1.113 m |  |  |  | 3 | 0
57309001 | TNB | DISTRIBUTION | CHERAS | Existing | RYB | 11 kV | NO | Class C |  |  | 240_3C_AL_XLPE | JLN MUTIARA 3/4: B13122 | SG LONG NO 2: B02395 |  | 273.125 m |  |  |  | 3 | 0
57324930 | TNB | DISTRIBUTION | CHERAS | Existing | RYB | 11 kV | NO | Class C |  |  | 240_3C_AL_XLPE | DESA SERDANG NO 1: B13138 | DESA SERDANG NO 1: B13139 |  | 11.625 m |  |  |  | 3 | 0
57329196 | TNB | DISTRIBUTION | CHERAS | Existing | RYB | 11 kV |  |  |  |  | 120_3C_AL_PILC |  |  |  | 2.968 m |  |  |  | 3 | 0
57329198 | TNB | DISTRIBUTION | CHERAS | Existing | RYB | 11 kV |  |  |  |  | 120_3C_AL_PILC |  |  |  | 3.929 m |  |  |  | 3 | 0
57334094 | TNB | DISTRIBUTION | CHERAS | Existing | RYB | 11 kV |  |  |  |  | 70_1C_AL_XLPE |  |  |  | 1.342 m |  |  |  | 3 | 0
57334306 | TNB | DISTRIBUTION | CHERAS | Existing | RYB | 11 kV |  |  |  |  | 240_3C_AL_XLPE | PE HEE LEE: B13467 | LOT 2374 FURNIWEB: B10434 |  | 380.069 m |  |  |  | 3 | 0
57367892 | TNB | DISTRIBUTION | CHERAS | Existing | RYB | 11 kV |  |  |  |  | 240_3C_AL_XLPE | TAMI: | NO 1 JLN BALAKONG JAYA: |  | 2300.638 m |  |  |  | 3 | 0
57378214 | TNB | DISTRIBUTION | CHERAS | Existing | RYB | 11 kV |  |  |  |  | 240_3C_AL_XLPE | PE BELIA IKBN NO 6: B13300 | BELIA IKBN NO 3 DUSUN TUA: B08716 |  | 111.785 m |  |  |  | 3 | 0
57378228 | TNB | DISTRIBUTION | CHERAS | Existing | RYB | 11 kV |  |  |  |  | 70_1C_AL_XLPE |  |  |  | 1.760 m |  |  |  | 3 | 0
57646995 | TNB | DISTRIBUTION | CHERAS | Existing | RYB | 11 kV |  |  |  |  | 70_1C_AL_XLPE |  |  |  | 0.878 m |  |  |  | 3 | 0
57646996 | TNB | DISTRIBUTION | CHERAS | Existing | RYB | 11 kV |  |  |  |  | 70_1C_AL_XLPE |  |  |  | 0.828 m |  |  |  | 3 | 0
57659833 | TNB | DISTRIBUTION | CHERAS | Existing | RYB | 11 kV |  |  |  |  | 240_3C_AL_XLPE | ONE INDUSTRIAL PARK NO 1: B13152 | GUPPY PLASTIK KARUNMAS: B12361 |  | 227.717 m |  |  |  | 3 | 0
57698479 | TNB | DISTRIBUTION | CHERAS | Existing | RYB | 11 kV |  |  |  |  | 240_3C_AL_XLPE |  |  |  | 14.657 m |  |  |  | 3 | 0
57703973 | TNB | DISTRIBUTION | CHERAS | Existing | RYB | 11 kV |  |  |  |  | 70_1C_AL_XLPE |  |  |  | 1.085 m |  |  |  | 3 | 0
57703976 | TNB | DISTRIBUTION | CHERAS | Existing | RYB | 11 kV |  |  |  |  | 70_1C_AL_XLPE |  |  |  | 1.391 m |  |  |  | 3 | 0
57704038 | TNB | DISTRIBUTION | CHERAS | Existing | RYB | 11 kV |  |  |  |  | 240_3C_AL_XLPE | IMPERIAL RESIDENCE: B13305 | MAKTAB PDRM NO 2: B11868 |  | 2424.157 m |  |  |  | 3 | 0
57715731 | TNB | DISTRIBUTION | CHERAS | Existing | RYB | 11 kV |  |  |  |  | 240_3C_AL_XLPE | SSU ATLAS AIS CHERAS JAYA: | JELITA HEIGHT CHERAS JAYA: B06625 |  | 257.419 m |  |  |  | 3 | 0
57835448 | TNB | DISTRIBUTION | CHERAS | Existing | RYB | 11 kV |  |  |  |  | 70_1C_AL_XLPE |  |  |  | 1.795 m |  |  |  | 3 | 0
57841995 | TNB | DISTRIBUTION | CHERAS | Existing | RYB | 11 kV |  |  |  |  | 70_1C_AL_XLPE |  |  |  | 1.710 m |  |  |  | 3 | 0
57842800 | TNB | DISTRIBUTION | CHERAS | Existing | RYB | 11 kV |  |  |  |  | 70_1C_AL_XLPE |  |  |  | 2.462 m |  |  |  | 3 | 0
57842924 | TNB | DISTRIBUTION | CHERAS | Existing | RYB | 11 kV |  |  |  |  | 240_3C_AL_XLPE | PE PDT CENDANA LAND NO 1: B13455 | PE PDT CENDANA LAND NO 2: B13456 |  | 177.681 m |  |  |  | 3 | 0
57842934 | TNB | DISTRIBUTION | CHERAS | Existing | RYB | 11 kV |  |  |  |  | 240_3C_AL_XLPE | PE PDT CENDANA LAND NO 2: B13458 | D-CRS-C15-0581: B15244 |  | 1001.747 m |  |  |  | 3 | 0
57969001 | TNB | DISTRIBUTION | CHERAS | Existing | RYB | 11 kV |  |  |  |  | 240_3C_AL_XLPE | DATARAN C180 NO 2: B12750 | TMN CHERAS PERDANA NO 3: B01647 |  | 1738.947 m |  |  |  | 3 | 0
57977588 | TNB | DISTRIBUTION | CHERAS | Existing | RYB | 11 kV |  |  |  |  | 240_3C_AL_XLPE | PBEL: | SUN HUP SENG: B01947 |  | 362.421 m |  |  |  | 3 | 0
58165137 | TNB | DISTRIBUTION | CHERAS | Existing | RYB | 11 kV |  |  |  |  | 70_1C_AL_XLPE |  |  |  | 1.227 m |  |  |  | 3 | 0
58165141 | TNB | DISTRIBUTION | CHERAS | Existing | RYB | 11 kV |  |  |  |  | 70_1C_AL_XLPE |  |  |  | 1.515 m |  |  |  | 3 | 0
58245015 | TNB | DISTRIBUTION | CHERAS | Existing | RYB | 11 kV |  |  |  |  | 70_1C_AL_XLPE |  |  |  | 1.086 m |  |  |  | 3 | 0
58245017 | TNB | DISTRIBUTION | CHERAS | Existing | RYB | 11 kV |  |  |  |  | 70_1C_AL_XLPE |  |  |  | 1.628 m |  |  |  | 3 | 0
58245127 | TNB | DISTRIBUTION | CHERAS | Existing | RYB | 11 kV |  |  |  |  | 240_3C_AL_XLPE | PE INDUSTRIES COMM NO 1: B13478 | BRONLEY HILL NO 2: B01472 |  | 1305.032 m |  |  |  | 3 | 0
58316814 | TNB | DISTRIBUTION | CHERAS | Existing | RYB | 11 kV |  |  |  |  | 240_3C_AL_XLPE | BERKAT HASIL NO 11: B02735 | BERKAT HASIL NO 10: B02734 |  | 216.606 m |  |  |  | 3 | 1
58399010 | TNB | DISTRIBUTION | CHERAS | Existing | RYB | 11 kV |  |  |  |  | 70_1C_AL_XLPE |  |  |  | 1.326 m |  |  |  | 3 | 0
58399012 | TNB | DISTRIBUTION | CHERAS | Existing | RYB | 11 kV |  |  |  |  | 240_3C_AL_XLPE | PE AMAZON KBP 3: B13522 | DAIREN DEVELOPMENT NO 2: B10186 [OFF] |  | 36.027 m |  |  |  | 3 | 0
58476301 | TNB | DISTRIBUTION | CHERAS | Existing | RYB | 11 kV |  |  |  |  | 70_1C_AL_XLPE |  |  |  | 2.839 m |  |  |  | 3 | 0
58527827 | TNB | DISTRIBUTION | CHERAS | Existing | RYB | 11 kV |  |  |  |  | 70_1C_AL_XLPE |  |  |  | 1.021 m |  |  |  | 3 | 0
58527872 | TNB | DISTRIBUTION | CHERAS | Existing | RYB | 11 kV |  |  |  |  | 240_3C_AL_XLPE | PE BIG APPLE: B13530 | PE MPSB LOT 62034: B12529 |  | 129.203 m |  |  |  | 3 | 0
58532138 | TNB | DISTRIBUTION | CHERAS | Existing | RYB | 11 kV |  |  |  |  | 70_1C_AL_XLPE |  |  |  | 0.927 m |  |  |  | 3 | 0
58532196 | TNB | DISTRIBUTION | CHERAS | Existing | RYB | 11 kV |  |  |  |  | 240_3C_AL_XLPE | PE KEB VENTURES: B13483 | KAW PERUSAHAAN CHERAS JAYA NO 3: B01856 [OFF] |  | 117.644 m |  |  |  | 3 | 0
58567063 | TNB | DISTRIBUTION | CHERAS | Existing | RYB | 11 kV |  |  |  |  | 70_1C_AL_XLPE |  |  |  | 0.677 m |  |  |  | 3 | 0
58567065 | TNB | DISTRIBUTION | CHERAS | Existing | RYB | 11 kV |  |  |  |  | 70_1C_AL_XLPE |  |  |  | 0.685 m |  |  |  | 3 | 0
58575653 | TNB | DISTRIBUTION | CHERAS | Existing | RYB | 11 kV |  |  |  |  | 70_1C_AL_XLPE |  |  |  | 1.691 m |  |  |  | 3 | 0
58575655 | TNB | DISTRIBUTION | CHERAS | Existing | RYB | 11 kV |  |  |  |  | 70_1C_AL_XLPE |  |  |  | 2.189 m |  |  |  | 3 | 0
58575805 | TNB | DISTRIBUTION | CHERAS | Existing | RYB | 11 kV |  |  |  |  | 240_3C_AL_XLPE | PE KIDAMAI INDUSTRIAL PARK: B13512 | PE JADE HILL I-PARK: B14369 |  | 381.160 m |  |  |  | 3 | 0
58579375 | TNB | DISTRIBUTION | CHERAS | Existing | RYB | 11 kV |  |  |  |  | 70_1C_AL_XLPE |  |  |  | 1.675 m |  |  |  | 3 | 0
58579444 | TNB | DISTRIBUTION | CHERAS | Existing | RYB | 11 kV | NO | Class C |  |  | 240_3C_AL_XLPE | PE PDT CHUNDI BUSINESS: B13481 | TAMAN SUNNYSIDE NO 4: B09147 |  | 674.697 m |  |  |  | 3 | 0
58584246 | TNB | DISTRIBUTION | CHERAS | Existing | RYB | 11 kV |  |  |  |  | 70_1C_AL_XLPE |  |  |  | 2.550 m |  |  |  | 3 | 0
58584248 | TNB | DISTRIBUTION | CHERAS | Existing | RYB | 11 kV |  |  |  |  | 70_1C_AL_XLPE |  |  |  | 2.094 m |  |  |  | 3 | 0
58584389 | TNB | DISTRIBUTION | CHERAS | Existing | RYB | 11 kV | NO | Class C |  |  | 240_3C_AL_XLPE | TMN GOOD VIEW: B12344 | PE GOOD VIEW NO 2: B13498 |  | 805.038 m |  |  |  | 3 | 0
58587376 | TNB | DISTRIBUTION | CHERAS | Existing | RYB | 11 kV |  |  |  |  | 240_3C_AL_XLPE | TIP CORPORATION NO 2: B04564 | CL CHAN LANGAT: |  | 72.267 m |  |  |  | 3 | 0
58587382 | TNB | DISTRIBUTION | CHERAS | Existing | RYB | 11 kV |  |  |  |  | 95_3C_AL_XLPE |  |  |  | 16.611 m |  |  |  | 3 | 0
58592885 | TNB | DISTRIBUTION | CHERAS | Existing | RYB | 11 kV |  |  |  |  | 240_3C_AL_XLPE | SWS SG LONG QUARRY: B00000 | SWS SG LONG QUARRY: B00000 [OFF] |  | 3.256 m |  |  |  | 3 | 0
58592886 | TNB | DISTRIBUTION | CHERAS | Existing | RYB | 11 kV |  |  |  |  | 240_3C_AL_XLPE | SWS SG LONG QUARRY: B00000 | SWS SG LONG QUARRY: B00000 |  | 3.271 m |  |  |  | 3 | 0
58592894 | TNB | DISTRIBUTION | CHERAS | Existing | RYB | 11 kV |  |  |  |  | 240_3C_AL_XLPE |  |  |  | 253.196 m |  |  |  | 3 | 0
58592895 | TNB | DISTRIBUTION | CHERAS | Existing | RYB | 11 kV |  |  |  |  | 240_3C_AL_XLPE |  |  |  | 272.808 m |  |  |  | 3 | 0
58626593 | TNB | DISTRIBUTION | CHERAS | Existing | RYB | 11 kV | NO | Class C |  |  | 70_1C_AL_XLPE |  |  |  | 0.949 m |  |  |  | 3 | 0
58630885 | TNB | DISTRIBUTION | CHERAS | Existing | RYB | 11 kV |  |  |  |  | 70_1C_AL_XLPE |  |  |  | 1.445 m |  |  |  | 3 | 0
58630926 | TNB | DISTRIBUTION | CHERAS | Existing | RYB | 11 kV |  |  |  |  | 240_3C_AL_XLPE | PE PDT TAMAN BERINGIN: B13527 | SUTERA RESIDENCE NO 2: B11837 |  | 354.221 m |  |  |  | 3 | 0
58635771 | TNB | DISTRIBUTION | CHERAS | Existing | RYB | 11 kV |  |  |  |  | 70_1C_AL_XLPE |  |  |  | 2.595 m |  |  |  | 3 | 0
58635773 | TNB | DISTRIBUTION | CHERAS | Existing | RYB | 11 kV |  |  |  |  | 70_1C_AL_XLPE |  |  |  | 3.147 m |  |  |  | 3 | 0
58635820 | TNB | DISTRIBUTION | CHERAS | Existing | RYB | 11 kV |  |  |  |  | 70_1C_AL_XLPE |  |  |  | 0.775 m |  |  |  | 3 | 0
58635832 | TNB | DISTRIBUTION | CHERAS | Existing | RYB | 11 kV | NO | Class C |  |  | 240_3C_AL_XLPE | PE THE I-RESIDENCE NO 1: B13471 | PE THE I-RESIDENCE NO 2: |  | 18.236 m |  |  |  | 3 | 0
58635833 | TNB | DISTRIBUTION | CHERAS | Existing | RYB | 11 kV | NO | Class C |  |  | 240_3C_AL_XLPE | PE THE I-RESIDENCE NO 2: | JLN BENDAHARA 12: B10206 |  | 289.916 m |  |  |  | 3 | 0
58651749 | TNB | DISTRIBUTION | CHERAS | Existing | RYB | 11 kV | NO | Class C |  |  | 240_3C_AL_XLPE | NO 5 TMN BALAKONG JAYA: B04456 | SIERRA CHARM: B02798 [OFF] |  | 570.473 m |  |  |  | 3 | 0
58651752 | TNB | DISTRIBUTION | CHERAS | Existing | RYB | 11 kV |  |  |  |  | 70_1C_AL_XLPE |  |  |  | 1.026 m |  |  |  | 3 | 0
58651757 | TNB | DISTRIBUTION | CHERAS | Existing | RYB | 11 kV |  |  |  |  | 70_1C_AL_XLPE |  |  |  | 1.274 m |  |  |  | 3 | 0
58656041 | TNB | DISTRIBUTION | CHERAS | Existing | RYB | 11 kV | NO | Class C |  |  | 70_1C_AL_XLPE |  |  |  | 1.234 m |  |  |  | 3 | 0
58656043 | TNB | DISTRIBUTION | CHERAS | Existing | RYB | 11 kV | NO | Class C |  |  | 70_1C_AL_XLPE |  |  |  | 1.264 m |  |  |  | 3 | 0
58904232 | TNB | DISTRIBUTION | CHERAS | Existing | RYB | 11 kV |  |  |  |  | 70_1C_AL_XLPE |  |  |  | 0.945 m |  |  |  | 3 | 0
58986681 | TNB | DISTRIBUTION | CHERAS | Existing | RYB | 33 kV | YES | Class D |  |  | 630_1C_AL_XLPE | PMU BLKG 132/33 kV: 8L5 | PBEL: |  | 2704.216 m |  |  | BLKG: 8L5 | 3 | 0
59334671 | TNB | DISTRIBUTION | CHERAS | Existing | RYB | 11 kV | NO | Class C |  |  | 70_1C_AL_XLPE |  |  |  | 7.995 m |  |  |  | 3 | 0
59334675 | TNB | DISTRIBUTION | CHERAS | Existing | RYB | 11 kV | NO | Class C |  |  | 70_1C_AL_XLPE |  |  |  | 7.251 m |  |  |  | 3 | 0
59336240 | TNB | DISTRIBUTION | CHERAS | Existing | RYB | 11 kV | NO | Class C |  |  | 240_3C_AL_XLPE | PE WIRA MUTIARA: B13795 | JLN IKHLAS SG LONG: B07140 |  | 580.931 m |  |  |  | 3 | 0
59336244 | TNB | DISTRIBUTION | CHERAS | Existing | RYB | 11 kV | NO | Class C |  |  | 240_3C_AL_XLPE | TANMING MUTIARA SG LONG: B10480 | PE WIRA MUTIARA: B13792 |  | 439.989 m |  |  |  | 3 | 0
59849780 | TNB | DISTRIBUTION | CHERAS | Existing | RYB | 11 kV |  |  |  |  | 70_1C_AL_XLPE |  |  |  | 2.622 m |  |  |  | 3 | 0
59875537 | TNB | DISTRIBUTION | CHERAS | Existing | RYB | 11 kV |  |  |  |  | 70_1C_AL_XLPE |  |  |  | 1.379 m |  |  |  | 3 | 0
60000065 | TNB | DISTRIBUTION | CHERAS | Existing | RYB | 11 kV |  |  |  |  | 70_1C_AL_XLPE |  |  |  | 8.925 m |  |  |  | 3 | 0
60000069 | TNB | DISTRIBUTION | CHERAS | Existing | RYB | 11 kV | NO | Class C |  |  | 240_3C_AL_XLPE | PPU MHCR2: | BDR MAHKOTA CHERAS NO. 7: B13535 |  | 564.103 m |  |  |  | 3 | 0
60000083 | TNB | DISTRIBUTION | CHERAS | Existing | RYB | 11 kV | NO | Class C |  |  | 240_3C_AL_XLPE | PPU MHCR2: | BDR MAHKOTA CHERAS NO 15: B06750 |  | 1626.593 m |  |  |  | 3 | 0
60000087 | TNB | DISTRIBUTION | CHERAS | Existing | RYB | 11 kV | NO | Class C |  |  | 240_3C_AL_XLPE | PDT SHELL BMC: | JALAN PUTRA BMC: B07908 |  | 552.077 m |  |  |  | 3 | 0
60000179 | TNB | DISTRIBUTION | CHERAS | Existing | RYB | 33 kV |  |  |  |  | 630_1C_AL_XLPE | PPU MHCR2: | PPU MHCR: 1P5 |  | 688.289 m |  |  |  | 3 | 1
60017984 | TNB | DISTRIBUTION | CHERAS | Existing | RYB | 11 kV | NO | Class C |  |  | 70_1C_AL_XLPE |  |  |  | 3.014 m |  |  |  | 3 | 0
60034414 | TNB | DISTRIBUTION | CHERAS | Existing | RYB | 33 kV |  |  |  |  | 630_1C_AL_XLPE | PPU SGLN: [OFF] | CJYA: 3L5 |  | 5765.378 m |  |  |  | 3 | 0
60077354 | TNB | DISTRIBUTION | CHERAS | Existing | RYB | 33 kV |  |  |  |  | 630_1C_AL_XLPE | CJYA: | JUBA: |  | 2524.690 m |  |  |  | 3 | 0
60094530 | TNB | DISTRIBUTION | CHERAS | Existing | RYB | 33 kV | YES | Class C |  |  | 630_1C_AL_XLPE | PMU BLKG 132/33 kV: 10L5 | LMAS: |  | 9588.534 m |  |  | BLKG: 10L5 | 3 | 0
60219091 | TNB | DISTRIBUTION | CHERAS | Existing | RYB | 11 kV | YES | Class D |  |  | 240_3C_AL_XLPE | PPU TSRA: | IND RINGAN BKT ANGKAT NO 1: B08265 |  | 878.161 m |  |  |  | 3 | 0
60219154 | TNB | DISTRIBUTION | CHERAS | Existing | RYB | 33 kV | YES | Class D |  |  | 630_1C_AL_XLPE | PPU TSRA: | CJYA: 7L5 [OFF] |  | 3404.918 m |  |  |  | 3 | 0
60455290 | TNB | DISTRIBUTION | CHERAS | Existing | RYB | 11 kV |  |  |  |  | 70_1C_AL_XLPE |  |  |  | 1.768 m |  |  |  | 3 | 0
60455294 | TNB | DISTRIBUTION | CHERAS | Existing | RYB | 11 kV |  |  |  |  | 70_1C_AL_XLPE |  |  |  | 1.152 m |  |  |  | 3 | 0
61232502 | TNB | DISTRIBUTION | CHERAS | Existing | RYB | 11 kV |  |  |  |  | 240_3C_AL_XLPE |  |  |  | 67.881 m |  |  | KABEL INI DIUBAH KE DALAM SATU DEMAND ATAS ARAHAN MR LIM UNTUK SATUKAN ACC NO. CUSTOMER (3/12/2014) | 3 | 0
61637902 | TNB | DISTRIBUTION | CHERAS | Existing | RYB | 11 kV |  |  |  |  | 70_1C_AL_XLPE |  |  |  | 2.070 m |  |  |  | 3 | 0
61637906 | TNB | DISTRIBUTION | CHERAS | Existing | RYB | 11 kV |  |  |  |  | 70_1C_AL_XLPE |  |  |  | 1.785 m |  |  |  | 3 | 0
61638241 | TNB | DISTRIBUTION | CHERAS | Existing | RYB | 11 kV |  |  |  |  | 70_1C_AL_XLPE |  |  |  | 1.212 m |  |  |  | 3 | 0
61638245 | TNB | DISTRIBUTION | CHERAS | Existing | RYB | 11 kV |  |  |  |  | 70_1C_AL_XLPE |  |  |  | 1.380 m |  |  |  | 3 | 0
61639987 | TNB | DISTRIBUTION | CHERAS | Existing | RYB | 11 kV |  |  |  |  | 240_3C_AL_XLPE | PE AVENUE 4 NO 2: B13805 | PE AVENUE 4 NO 1: B13796 |  | 318.793 m |  |  |  | 3 | 0
61679016 | TNB | DISTRIBUTION | CHERAS | Existing | RYB | 11 kV |  |  |  |  | 240_3C_AL_XLPE | KRIS COMPONENT: B01806 | MIEL NO 2 CHERAS JAYA: MBB01807 |  | 104.598 m |  |  |  | 3 | 0
61691908 | TNB | DISTRIBUTION | CHERAS | Existing | RYB | 11 kV | NO | Class C |  |  | 240_3C_AL_XLPE | SUN HUP HING LEONG ENG: B01547 | KRIS COMPONENT A.E. TECHNO NO 1: B01547 |  | 350.654 m |  |  |  | 3 | 0
61893796 | TNB | DISTRIBUTION | CHERAS | Existing | RYB | 11 kV | NO | Class C |  |  | 70_1C_AL_XLPE |  |  |  | 2.324 m |  |  |  | 3 | 0
61893800 | TNB | DISTRIBUTION | CHERAS | Existing | RYB | 11 kV | NO | Class C |  |  | 70_1C_AL_XLPE |  |  |  | 1.765 m |  |  |  | 3 | 0
61893816 | TNB | DISTRIBUTION | CHERAS | Existing | RYB | 11 kV | NO | Class C |  |  | 70_1C_AL_XLPE |  |  |  | 2.430 m |  |  |  | 3 | 0
61893820 | TNB | DISTRIBUTION | CHERAS | Existing | RYB | 11 kV | NO | Class C |  |  | 70_1C_AL_XLPE |  |  |  | 1.884 m |  |  |  | 3 | 0
61894059 | TNB | DISTRIBUTION | CHERAS | Existing | RYB | 11 kV | NO | Class C |  |  | 240_3C_AL_XLPE | PMU BLKG 132/11 kV: 7 | PE NOUVELLE BALAKONG NO 2: B13768 |  | 2209.177 m |  |  | BLKG: 7 | 3 | 0
61894066 | TNB | DISTRIBUTION | CHERAS | Existing | RYB | 11 kV | NO | Class C |  |  | 240_3C_AL_XLPE | PE NOUVELLE BALAKONG NO 2: B13771 | PE NOUVELLE BALAKONG NO 1: B13563 |  | 18.991 m |  |  |  | 3 | 0
61898025 | TNB | DISTRIBUTION | CHERAS | Existing | RYB | 11 kV |  |  |  |  | 70_1C_AL_XLPE |  |  |  | 1.970 m |  |  |  | 3 | 0
61898086 | TNB | DISTRIBUTION | CHERAS | Existing | RYB | 11 kV |  |  |  |  | 240_3C_AL_XLPE | MIFTAHALUL ULUM: B13544 | BATU 3 QUARRY: B12025 |  | 3128.682 m |  |  |  | 3 | 0
61902350 | TNB | DISTRIBUTION | CHERAS | Existing | RYB | 11 kV | NO | Class C |  |  | 70_1C_AL_XLPE |  |  |  | 1.999 m |  |  |  | 3 | 0
61902428 | TNB | DISTRIBUTION | CHERAS | Existing | RYB | 11 kV | NO | Class C |  |  | 240_3C_AL_XLPE | PMU BLKG 132/11 kV: 1 | PDT TK TENT: B13509 |  | 97.343 m |  |  | BLKG: 1 | 3 | 1
61911073 | TNB | DISTRIBUTION | CHERAS | Existing | RYB | 11 kV |  |  |  |  | 70_1C_AL_XLPE |  |  |  | 1.371 m |  |  |  | 3 | 0
61911143 | TNB | DISTRIBUTION | CHERAS | Existing | RYB | 11 kV |  |  |  |  | 70_1C_AL_XLPE |  |  |  | 0.683 m |  |  |  | 3 | 0
61911191 | TNB | DISTRIBUTION | CHERAS | Existing | RYB | 11 kV | NO | Class C |  |  | 240_3C_AL_XLPE | PE PDT VISTA HILL NO 2: B13560 | PE PDT VISTA HILL NO 1: B13559 |  | 209.276 m |  |  |  | 3 | 0
61911194 | TNB | DISTRIBUTION | CHERAS | Existing | RYB | 11 kV | NO | Class C |  |  | 240_3C_AL_XLPE | PE PDT VISTA HILL NO 1: B11594 | JALAN MAHKOTA 5: B11594 |  | 353.310 m |  |  |  | 3 | 0
61928083 | TNB | DISTRIBUTION | CHERAS | Existing | RYB | 11 kV |  |  |  |  | 70_1C_AL_XLPE |  |  |  | 2.151 m |  |  |  | 3 | 0
61928227 | TNB | DISTRIBUTION | CHERAS | Existing | RYB | 11 kV |  |  |  |  | 70_1C_AL_XLPE |  |  |  | 2.089 m |  |  |  | 3 | 0
61928237 | TNB | DISTRIBUTION | CHERAS | Existing | RYB | 11 kV |  |  |  |  | 240_3C_AL_XLPE |  | PE KUOK MENG NAI: B13556 |  | 290.854 m |  |  |  | 3 | 0
61928241 | TNB | DISTRIBUTION | CHERAS | Existing | RYB | 11 kV |  |  |  |  | 240_3C_AL_XLPE | PE KUOK MENG NAI: B13554 | AREENA DEVP: B13497 |  | 283.999 m |  |  |  | 3 | 0
61932380 | TNB | DISTRIBUTION | CHERAS | Existing | RYB | 11 kV |  |  |  |  | 70_1C_AL_XLPE |  |  |  | 1.201 m |  |  |  | 3 | 0
61932477 | TNB | DISTRIBUTION | CHERAS | Existing | RYB | 11 kV |  |  |  |  | 240_3C_AL_XLPE | PE PDT SUTERA RESIDENCE: B13550 | SUTERA RESIDENCE NO 3: B11840 |  | 123.276 m |  |  |  | 3 | 0
61936671 | TNB | DISTRIBUTION | CHERAS | Existing | RYB | 11 kV |  |  |  |  | 70_1C_AL_XLPE |  |  |  | 2.509 m |  |  |  | 3 | 0
61936717 | TNB | DISTRIBUTION | CHERAS | Existing | RYB | 11 kV |  |  |  |  | 240_3C_AL_XLPE | PE PADAT TAMAN INDAH 2: B13547 | SG LONG NO 9: B12868 [OFF] |  | 593.072 m |  |  |  | 3 | 0
61940995 | TNB | DISTRIBUTION | CHERAS | Existing | RYB | 11 kV | NO |  |  |  | 70_1C_AL_XLPE |  |  |  | 2.816 m |  |  |  | 3 | 0
61941080 | TNB | DISTRIBUTION | CHERAS | Existing | RYB | 11 kV |  |  |  |  | 240_3C_AL_XLPE | GOLDFOX IND: B06444 | PE JEMCO VENTURE: B13551 |  | 188.338 m |  |  |  | 3 | 1
61949569 | TNB | DISTRIBUTION | CHERAS | Existing | RYB | 11 kV |  |  |  |  | 70_1C_AL_XLPE |  |  |  | 1.046 m |  |  |  | 3 | 0
61949644 | TNB | DISTRIBUTION | CHERAS | Existing | RYB | 11 kV |  |  |  |  | 240_3C_AL_XLPE | KAW PERUSAHAAN CHERAS JAYA NO 2: B01855 | PE PADAT LEW KOK HOONG: B13492 |  | 100.217 m |  |  |  | 3 | 1
61958170 | TNB | DISTRIBUTION | CHERAS | Existing | RYB | 11 kV |  |  |  |  | 70_1C_AL_XLPE |  |  |  | 1.289 m |  |  |  | 3 | 0
61958174 | TNB | DISTRIBUTION | CHERAS | Existing | RYB | 11 kV |  |  |  |  | 70_1C_AL_XLPE |  |  |  | 0.920 m |  |  |  | 3 | 0
61958192 | TNB | DISTRIBUTION | CHERAS | Existing | RYB | 11 kV |  |  |  |  | 70_1C_AL_XLPE |  |  |  | 0.822 m |  |  |  | 3 | 0
61958196 | TNB | DISTRIBUTION | CHERAS | Existing | RYB | 11 kV |  |  |  |  | 70_1C_AL_XLPE |  |  |  | 1.215 m |  |  |  | 3 | 0
61958214 | TNB | DISTRIBUTION | CHERAS | Existing | RYB | 11 kV |  |  |  |  | 240_3C_AL_XLPE | PE YOU RESIDENCE NO 1: B13779 | GIANT HIGHWAY BT 9: B11532 [OFF] |  | 1962.485 m |  |  |  | 3 | 0
61958216 | TNB | DISTRIBUTION | CHERAS | Existing | RYB | 11 kV |  |  |  |  | 240_3C_AL_XLPE | PE YOU RESIDENCE NO 2: B13775 | PE YOU RESIDENCE NO 1: B13776 |  | 54.367 m |  |  |  | 3 | 0
61962668 | TNB | DISTRIBUTION | CHERAS | Existing | RYB | 11 kV |  |  |  |  | 240_3C_AL_XLPE | RUMAH PANGSA KOS RENDAH TMN WAWASAN: B10153 | DESA SAUJANA LANGAT: B13143 |  | 557.710 m |  |  |  | 3 | 0
61963057 | TNB | DISTRIBUTION | CHERAS | Existing | RYB | 11 kV |  |  |  |  | 70_1C_AL_XLPE |  |  |  | 1.412 m |  |  |  | 3 | 0
61963061 | TNB | DISTRIBUTION | CHERAS | Existing | RYB | 11 kV |  |  |  |  | 70_1C_AL_XLPE |  |  |  | 1.423 m |  |  |  | 3 | 0
62027245 | TNB | DISTRIBUTION | CHERAS | Existing | RYB | 11 kV |  |  |  |  | 70_1C_AL_XLPE |  |  |  | 2.313 m |  |  |  | 3 | 0
62027249 | TNB | DISTRIBUTION | CHERAS | Existing | RYB | 11 kV |  |  |  |  | 70_1C_AL_XLPE |  |  |  | 1.712 m |  |  |  | 3 | 0
62035922 | TNB | DISTRIBUTION | CHERAS | Existing | RYB | 11 kV |  |  |  |  | 95_3C_AL_XLPE |  |  |  | 7.773 m |  |  |  | 3 | 0
62095586 | TNB | DISTRIBUTION | CHERAS | Existing | RYB | 11 kV |  |  |  |  | 70_1C_AL_XLPE |  |  |  | 1.670 m |  |  |  | 3 | 0
62095590 | TNB | DISTRIBUTION | CHERAS | Existing | RYB | 11 kV |  |  |  |  | 70_1C_AL_XLPE |  |  |  | 1.093 m |  |  |  | 3 | 0
62095752 | TNB | DISTRIBUTION | CHERAS | Existing | RYB | 11 kV |  |  |  |  | 70_1C_AL_XLPE |  |  |  | 1.072 m |  |  |  | 3 | 0
62095756 | TNB | DISTRIBUTION | CHERAS | Existing | RYB | 11 kV |  |  |  |  | 70_1C_AL_XLPE |  |  |  | 1.636 m |  |  |  | 3 | 0
62095864 | TNB | DISTRIBUTION | CHERAS | Existing | RYB | 11 kV |  |  |  |  | 240_3C_AL_XLPE | PE GREEN SURIA NO 1: B13933 | PE GREEN SURIA NO 2: B13934 |  | 99.854 m |  |  |  | 3 | 0
62095867 | TNB | DISTRIBUTION | CHERAS | Existing | RYB | 11 kV |  |  |  |  | 240_3C_AL_XLPE | PE GREEN SURIA NO 2: B13937 | PE PDT SUTERA RESIDENCE: B13548 |  | 527.692 m |  |  |  | 3 | 0
62099849 | TNB | DISTRIBUTION | CHERAS | Existing | RYB | 11 kV |  |  |  |  | 70_1C_AL_XLPE |  |  |  | 1.096 m |  |  |  | 3 | 0
62099853 | TNB | DISTRIBUTION | CHERAS | Existing | RYB | 11 kV |  |  |  |  | 70_1C_AL_XLPE |  |  |  | 1.672 m |  |  |  | 3 | 0
62100094 | TNB | DISTRIBUTION | CHERAS | Existing | RYB | 11 kV | NO | Class C |  |  | 240_3C_AL_XLPE | PE SURIALAND INDUSTRI: B13783 | KENG SENG CORPORATION: B05885 |  | 680.430 m |  |  |  | 3 | 0
62126113 | TNB | DISTRIBUTION | CHERAS | Existing | RYB | 11 kV |  |  |  |  | 240_3C_AL_XLPE |  |  |  | 90.350 m |  |  |  | 3 | 0
62151403 | TNB | DISTRIBUTION | CHERAS | Existing | RYB | 11 kV | NO | Class C |  |  | 240_3C_AL_XLPE | JLN HULUBALANG 2/4: B10930 | PE JLN HULUBALANG BMC: B13926 |  | 773.133 m |  |  |  | 3 | 0
62170509 | TNB | DISTRIBUTION | CHERAS | Existing | RYB | 11 kV |  |  |  |  | 70_1C_AL_XLPE |  |  |  | 2.558 m |  |  |  | 3 | 0
62170513 | TNB | DISTRIBUTION | CHERAS | Existing | RYB | 11 kV |  |  |  |  | 70_1C_AL_XLPE |  |  |  | 2.206 m |  |  |  | 3 | 0
62170640 | TNB | DISTRIBUTION | CHERAS | Existing | RYB | 11 kV | NO | Class C |  |  | 240_3C_AL_XLPE | TMN TROPICANA NO 2: B13788 | TMN SURIA NO 2: B10197 |  | 661.165 m |  |  |  | 3 | 0
62172842 | TNB | DISTRIBUTION | CHERAS | Existing | RYB | 11 kV | NO | Class C |  |  | 70_1C_AL_XLPE |  |  |  | 0.657 m |  |  |  | 3 | 0
62173125 | TNB | DISTRIBUTION | CHERAS | Existing | RYB | 11 kV | NO | Class C |  |  | 240_3C_AL_XLPE | SG LONG NO 2: B02392 | PE SJK (C) BDR SG LONG: B13943 |  | 627.880 m |  |  |  | 3 | 0
62211528 | TNB | DISTRIBUTION | CHERAS | Existing | RYB | 11 kV |  |  |  |  | 70_1C_AL_XLPE |  |  |  | 1.743 m |  |  |  | 3 | 0
62220109 | TNB | DISTRIBUTION | CHERAS | Existing | RYB | 11 kV |  |  |  |  | 70_1C_AL_XLPE |  |  |  | 0.941 m |  |  |  | 3 | 0
62220123 | TNB | DISTRIBUTION | CHERAS | Existing | RYB | 11 kV | NO | Class C |  |  | 240_3C_AL_XLPE | PE 3V ASIA FURNITURE: B13787 | 3V HOLDING: B08998 [OFF] |  | 440.103 m |  |  |  | 3 | 0
62224482 | TNB | DISTRIBUTION | CHERAS | Existing | RYB | 11 kV | NO | Class C |  |  | 240_3C_AL_XLPE | PETRONAS GREEN STATION: B11915 | SSU HUA ZHONG: |  | 624.234 m |  |  |  | 3 | 0
62224484 | TNB | DISTRIBUTION | CHERAS | Existing | RYB | 11 kV |  |  |  |  | 240_3C_AL_XLPE | KOMP PENT KEJ UPM: | SSU HUA ZHONG: |  | 1596.582 m |  |  |  | 3 | 0
62224487 | TNB | DISTRIBUTION | CHERAS | Existing | RYB | 11 kV | NO | Class C |  |  | 240_3C_AL_XLPE | SSU HUA ZHONG: | SSU HUA ZHONG: [OFF] |  | 2.324 m |  |  |  | 3 | 0
62224491 | TNB | DISTRIBUTION | CHERAS | Existing | RYB | 11 kV |  |  |  |  | 240_3C_AL_XLPE |  |  |  | 32.422 m |  |  |  | 3 | 0
62224493 | TNB | DISTRIBUTION | CHERAS | Existing | RYB | 11 kV | NO | Class C |  |  | 240_3C_AL_XLPE |  |  |  | 29.810 m |  |  |  | 3 | 0
62245842 | TNB | DISTRIBUTION | CHERAS | Existing | RYB | 11 kV |  |  |  |  | 95_3C_AL_XLPE |  |  |  | 19.806 m |  |  |  | 3 | 0
62250174 | TNB | DISTRIBUTION | CHERAS | Existing | RYB | 11 kV | NO | Class C |  |  | 240_3C_AL_XLPE |  |  |  | 27.129 m |  |  |  | 3 | 0
62263001 | TNB | DISTRIBUTION | CHERAS | Existing | RYB | 11 kV |  |  |  |  | 150_3C_AL_XLPE |  |  |  | 6.141 m |  |  |  | 3 | 0
62288795 | TNB | DISTRIBUTION | CHERAS | Existing | RYB | 11 kV |  |  |  |  | 70_1C_AL_XLPE |  |  |  | 1.916 m |  |  |  | 3 | 0
62289086 | TNB | DISTRIBUTION | CHERAS | Existing | RYB | 11 kV |  |  |  |  | 240_3C_AL_XLPE | PE AVENUE 4 NO 1: B13799 | PE TOWN PARK 5 NO 1: B13921 |  | 1153.259 m |  |  |  | 3 | 0
62289091 | TNB | DISTRIBUTION | CHERAS | Existing | RYB | 11 kV |  |  |  |  | 240_3C_AL_XLPE | JLN DUTAMAS 9: B11808 | PE AVENUE 4 NO 2: B13808 |  | 1354.735 m |  |  |  | 3 | 0
63001733 | TNB | DISTRIBUTION | CHERAS | Existing | RYB | 11 kV |  |  |  |  | 70_1C_AL_XLPE |  |  |  | 2.694 m |  |  |  | 3 | 0
63580119 | TNB | DISTRIBUTION | CHERAS | Existing | RYB | 33 kV |  |  |  |  | 500_1C_AL_XLPE | CJYA: |  |  | 6826.627 m |  |  |  | 3 | 0
252067045 | TNB | DISTRIBUTION | CHERAS | Existing | RYB | 11 kV |  |  |  |  | 240_3C_AL_XLPE | JEMCO MARKETING: B07134 | JEMCO MARKETING: B07133 |  | 3.500 m |  |  |  | 3 | 0
252067059 | TNB | DISTRIBUTION | CHERAS | Existing | RYB | 11 kV |  |  |  |  | 240_3C_AL_XLPE | TMN JUARA JAYA: B02875 | TMN JUARA JAYA: B02874 |  | 1.444 m |  |  |  | 3 | 0
252067063 | TNB | DISTRIBUTION | CHERAS | Existing | RYB | 11 kV |  |  |  |  | 240_3C_AL_XLPE | BELIA IKBN NO 3 DUSUN TUA: B08714 | BELIA IKBN NO 3 DUSUN TUA: B08183 |  | 4.179 m |  |  |  | 3 | 0
252067067 | TNB | DISTRIBUTION | CHERAS | Existing | RYB | 11 kV |  |  |  |  | 240_3C_AL_XLPE | PKNS BKT KUNDANG: B02254 | BELIA DUSUN TUA (IKBN): B08361 |  | 2266.726 m |  |  |  | 3 | 3
252067077 | TNB | DISTRIBUTION | CHERAS | Existing | RYB | 11 kV |  |  |  |  | 240_3C_AL_XLPE | LIEW YIEK HARDWARE: B01437 | PANG HONG: B01438 |  | 251.886 m |  |  |  | 3 | 2
252067082 | TNB | DISTRIBUTION | CHERAS | Existing | RYB | 11 kV | NO | Class C |  |  | 240_3C_AL_XLPE | MIEL NO 4 CHERAS JAYA: B01539 | MIEL NO 3 CHERAS JAYA: B01532 |  | 178.800 m |  |  |  | 3 | 2
252067104 | TNB | DISTRIBUTION | CHERAS | Existing | RYB | 11 kV |  |  |  |  | 185_3C_AL_PILC | WANGSA CHERAS: B02102 | SUNWAY CHERAS 1: B09408 |  | 568.422 m |  |  |  | 3 | 3
252067116 | TNB | DISTRIBUTION | CHERAS | Existing | RYB | 11 kV |  |  |  |  | 70_1C_AL_XLPE |  |  |  | 9.230 m |  |  |  | 3 | 1
252067120 | TNB | DISTRIBUTION | CHERAS | Existing | RYB | 11 kV |  |  |  |  | 70_1C_AL_XLPE |  |  |  | 13.467 m |  |  |  | 3 | 1
252067130 | TNB | DISTRIBUTION | CHERAS | Existing | RYB | 11 kV |  |  |  |  | 240_3C_AL_XLPE | BTHO: 2 | TMN CHERAS PERDANA NO 1: B01665 |  | 1606.265 m |  |  |  | 3 | 2
252067134 | TNB | DISTRIBUTION | CHERAS | Existing | RYB | 11 kV |  |  |  |  | 240_3C_AL_XLPE | TEXT FIBRE (THAM KOK ENG): B01363 | PE TAMAN INDAH 2 ,SG LONG: B13134 |  | 5263.861 m |  |  |  | 3 | 10
252067154 | TNB | DISTRIBUTION | CHERAS | Existing | RYB | 11 kV |  |  |  |  | 70_1C_AL_XLPE |  |  |  | 2.181 m |  |  |  | 3 | 0
252067158 | TNB | DISTRIBUTION | CHERAS | Existing | RYB | 11 kV | YES | Class D |  |  | 240_3C_AL_XLPE | PMU BLKG 132/11 kV: 9 | UNITED COACH BUILDER: B02821 |  | 2987.940 m |  |  | BLKG: 9 | 3 | 0
252067165 | TNB | DISTRIBUTION | CHERAS | Existing | RYB | 11 kV | NO | Class C |  |  | 240_3C_AL_XLPE | PANGSAPURI INDAH TMN TANMING INDAH: B08956 | TMN TANMING INDAH NO 2: B08426 |  | 172.446 m |  |  |  | 3 | 2
252067188 | TNB | DISTRIBUTION | CHERAS | Existing | RYB | 11 kV |  |  |  |  | 185_3C_AL_PILC | CJYA: 6 | PKNS CHERAS JAYA NO 4: B01373 |  | 516.695 m |  |  |  | 3 | 2
252067194 | TNB | DISTRIBUTION | CHERAS | Existing | RYB | 11 kV |  |  |  |  | 70_1C_AL_XLPE |  |  |  | 22.959 m |  |  |  | 3 | 1
252067202 | TNB | DISTRIBUTION | CHERAS | Existing | RYB | 11 kV |  |  |  |  | 240_3C_AL_XLPE | Y&L METAL INDUSTRIES - B2330: B08450 | ALLIED FOAM: B09267 |  | 160.752 m |  |  |  | 3 | 2
252067212 | TNB | DISTRIBUTION | CHERAS | Existing | RYB | 11 kV | NO | Class C |  |  | 240_3C_AL_XLPE | GREEN ACRE PARK NO 1: B06617 | PALM WALK NO 4: B10557 [OFF] |  | 1219.019 m |  |  |  | 3 | 1
252067218 | TNB | DISTRIBUTION | CHERAS | Existing | RYB | 11 kV |  |  |  |  | 240_3C_AL_XLPE | PADAT LOT 1898 JLN KPB 9: B11529 | DIAMOND PROPERTIES: B01268 |  | 529.761 m |  |  |  | 3 | 10
252067230 | TNB | DISTRIBUTION | CHERAS | Existing | RYB | 11 kV |  |  |  |  | 240_3C_AL_XLPE | BKT BELIMBING NO 2: B02884 | UNITED SENSATION SB: B02885 |  | 193.776 m |  |  |  | 3 | 2
252067235 | TNB | DISTRIBUTION | CHERAS | Existing | RYB | 11 kV |  |  |  |  | 240_3C_AL_XLPE | MULIA BERSAMA KPB 1: B12366 | SWEET TAPE (BUONTIRO): B01929 |  | 214.510 m |  |  |  | 3 | 1
252067241 | TNB | DISTRIBUTION | CHERAS | Existing | RYB | 11 kV |  |  |  |  | 240_3C_AL_XLPE | CITIZEN SCREEN: B08446 | GIACOMO: B11686 |  | 78.314 m |  |  |  | 3 | 1
252067247 | TNB | DISTRIBUTION | CHERAS | Existing | RYB | 11 kV |  |  |  |  | 240_3C_AL_XLPE | BELIMBING HEIGHTS NO 2: B07619 | BELIMBING HEIGHTS NO 1: B07618 [OFF] |  | 68.088 m |  |  |  | 3 | 2
252067257 | TNB | DISTRIBUTION | CHERAS | Existing | RYB | 11 kV | NO | Class C |  |  | 240_3C_AL_XLPE | LFIP NO 7: B01980 | TAN KOK KWAH: B01981 |  | 516.320 m |  |  |  | 3 | 2
252067263 | TNB | DISTRIBUTION | CHERAS | Existing | RYB | 11 kV |  |  |  |  | 240_3C_AL_XLPE | SRI PULAI: B07874 | NO 1 JLN BALAKONG JAYA 25: MBB07875 |  | 242.555 m |  |  |  | 3 | 2
252067269 | TNB | DISTRIBUTION | CHERAS | Existing | RYB | 11 kV |  |  |  |  | 240_3C_AL_XLPE | JALAN KASTURI TMN KASTURI: B07552 | SETIA KASTURI NO 3: B06550 |  | 274.690 m |  |  |  | 3 | 2
252067276 | TNB | DISTRIBUTION | CHERAS | Existing | RYB | 11 kV |  |  |  |  | 240_3C_AL_XLPE | CHERAS MAJU BT 11 CHERAS: B08845 | SELANGOR PAPERMILL: B01493 |  | 93.901 m |  |  |  | 3 | 2
252067287 | TNB | DISTRIBUTION | CHERAS | Existing | RYB | 11 kV |  |  |  |  | 240_3C_AL_XLPE | TMN CHERAS PERDANA RIA: B01669 | GRAMEX (LEE AH PIR): B01670 |  | 122.732 m |  |  |  | 3 | 2
252067292 | TNB | DISTRIBUTION | CHERAS | Existing | RYB | 11 kV |  |  |  |  | 240_3C_AL_XLPE | TEH SEN HUIA: B02861 | OOI BIN KEONG: B02860 |  | 127.251 m |  |  |  | 3 | 2
252067318 | TNB | DISTRIBUTION | CHERAS | Existing | RYB | 11 kV |  |  |  |  | 240_3C_AL_XLPE | WENG HIN NO 2: B07058 | WENG HIN NO 1: B01420 |  | 208.038 m |  |  |  | 3 | 2
252067324 | TNB | DISTRIBUTION | CHERAS | Existing | RYB | 11 kV | NO | Class C |  |  | 240_3C_AL_XLPE | TMN PUTRA BUDIMAN NO 1: B05080 | TMN PUTRA BUDIMAN NO 2: B06308 |  | 320.466 m |  |  |  | 3 | 2
252067330 | TNB | DISTRIBUTION | CHERAS | Existing | RYB | 11 kV | NO | Class C |  |  | 240_3C_AL_XLPE | TAMAN SETIA IMPIAN EHSAN COMPACT: B09234 | TMN IMPIAN EHSAN NO 3: B01444 |  | 99.078 m |  |  |  | 3 | 2
252067336 | TNB | DISTRIBUTION | CHERAS | Existing | RYB | 11 kV |  |  |  |  | 240_3C_AL_XLPE | TMN CHERAS PERDANA NO 3: B01649 | SEK MEN CHERAS PERDANA: B01650 |  | 153.680 m |  |  |  | 3 | 2
252067345 | TNB | DISTRIBUTION | CHERAS | Existing | RYB | 11 kV |  |  |  |  | 240_3C_AL_XLPE | P/PURI SETIA KASTURI: B06969 | SETIA KASTURI NO 4: B07432 |  | 206.678 m |  |  |  | 3 | 1
252067351 | TNB | DISTRIBUTION | CHERAS | Existing | RYB | 11 kV |  |  |  |  | 240_3C_AL_XLPE | SG LONG NO 7: B12185 | SG LONG NO 7: B12186 |  | 2.272 m |  |  |  | 3 | 0
252067355 | TNB | DISTRIBUTION | CHERAS | Existing | RYB | 11 kV |  |  |  |  | 185_3C_AL_PILC | TERAS OAK NO 1: B05495 | TERAS OAK NO 1: B02002 |  | 2.275 m |  |  |  | 3 | 0
252067367 | TNB | DISTRIBUTION | CHERAS | Existing | RYB | 11 kV |  |  |  |  | 240_3C_AL_XLPE | TMN LANGAT CERIA: B00000 | SEKOLAH SERI SURIA HULU LANGAT: B09106 |  | 3466.293 m |  |  |  | 3 | 9
252067383 | TNB | DISTRIBUTION | CHERAS | Existing | RYB | 11 kV |  |  |  |  | 120_3C_AL_PILC | MAURI FERMENTATION: B01309 | FURNIWEB: B01301 |  | 444.134 m |  |  |  | 3 | 3
252067401 | TNB | DISTRIBUTION | CHERAS | Existing | RYB | 11 kV |  |  |  |  | 300_3C_AL_PILC | SEK KEB SG BESI INDAH: B08206 | UNITED U-LI: B02785 |  | 708.418 m |  |  |  | 3 | 2
252067406 | TNB | DISTRIBUTION | CHERAS | Existing | RYB | 11 kV |  |  |  |  | 240_3C_AL_XLPE | JUBA: | SSU AEON JUSCO CHERAS SELATAN: |  | 61.799 m |  |  |  | 3 | 2
252067415 | TNB | DISTRIBUTION | CHERAS | Existing | RYB | 11 kV | NO | Class C |  |  | 240_3C_AL_XLPE | INDUSTRI BALAKONG JAYA NO 4: B09172 | INDUSTRI BALAKONG JAYA NO 4: B09171 |  | 2.114 m |  |  |  | 3 | 0
252067434 | TNB | DISTRIBUTION | CHERAS | Existing | RYB | 11 kV | NO | Class C |  |  | 240_3C_AL_XLPE | INDUSTRI BALAKONG JAYA NO 2: B08111 | INDUSTRI BALAKONG JAYA NO 3: B08112 |  | 12.050 m |  |  |  | 3 | 0
252067456 | TNB | DISTRIBUTION | CHERAS | Existing | RYB | 11 kV |  |  |  |  | 240_3C_AL_XLPE | CL CHAN LANGAT: | FOOK MEI: B11683 |  | 1160.356 m |  |  |  | 3 | 3
252067476 | TNB | DISTRIBUTION | CHERAS | Existing | RYB | 11 kV |  |  |  |  | 240_3C_AL_XLPE | TOL PLAZA BALAKONG: B01572 | CHERAS JAYA NO 1: B01571 |  | 5219.968 m |  |  |  | 3 | 11
252067493 | TNB | DISTRIBUTION | CHERAS | Existing | RYB | 11 kV |  |  |  |  | 240_3C_AL_XLPE | 3V HOLDING: B08997 | 3V HOLDING: B04214 |  | 3.507 m |  |  |  | 3 | 0
252067501 | TNB | DISTRIBUTION | CHERAS | Existing | RYB | 11 kV |  |  |  |  | 240_3C_AL_XLPE | BT 14 HULU LANGAT: B02211 | TMN INDAH JAYA NO 2: B05881 |  | 1810.168 m |  |  |  | 3 | 2
252067552 | TNB | DISTRIBUTION | CHERAS | Existing | RYB | 11 kV | NO | Class C |  |  | 240_3C_AL_XLPE | LAI CHEE KONG: B02833 | TROPICAL EXPANSION: B07966 |  | 194.432 m |  |  |  | 3 | 2
252069756 | TNB | DISTRIBUTION | CHERAS | Existing | RYB | 11 kV |  |  |  |  | 300_3C_AL_PILC | SWS MINES WATERFRONT: B02644 | TOL BESRAYA: B02646 |  | 484.756 m |  |  |  | 3 | 0
252073542 | TNB | DISTRIBUTION | CHERAS | Existing | RYB | 11 kV | NO | Class C |  |  | 240_3C_AL_XLPE | BDR SG LONG NO 11: B06027 | SG LONG NO 8: B02391 |  | 913.127 m |  |  |  | 3 | 0
252073617 | TNB | DISTRIBUTION | CHERAS | Existing | RYB | 11 kV | NO | Class C |  |  | 240_3C_AL_XLPE | LOJI AIR CHERAS: B04001 | PADAT BUKIT DUKONG: B11378 |  | 1447.965 m |  |  |  | 3 | 0
252073799 | TNB | DISTRIBUTION | CHERAS | Existing | RYB | 11 kV | NO | Class C |  |  | 300_3C_AL_PILC | PST DAGANGAN BALAKONG NO 3: B01429 | PST DAGANGAN BALAKONG NO 4: B01428 |  | 225.774 m |  |  |  | 3 | 0
252073898 | TNB | DISTRIBUTION | CHERAS | Existing | RYB | 11 kV |  |  |  |  | 240_3C_AL_XLPE | RAKAN BERSATU NO 4: B063900 | SWS MOULD BASE: B01377 |  | 256.436 m |  |  |  | 3 | 4
252074174 | TNB | DISTRIBUTION | CHERAS | Existing | RYB | 11 kV |  |  |  |  | 240_3C_AL_XLPE | BTHO NO 13: B01696 | JLN SUADAMAI 11/4 BTHO: B10021 |  | 272.970 m |  |  |  | 3 | 2
252074673 | TNB | DISTRIBUTION | CHERAS | Existing | RYB | 11 kV | NO | Class C |  |  | 240_3C_AL_XLPE | TMN KOPERASI CUEPACS NO 3: B02417 | TMN LINGKARAN NUR: B05388 |  | 657.393 m |  |  |  | 3 | 0
252074775 | TNB | DISTRIBUTION | CHERAS | Existing | RYB | 11 kV |  |  |  |  | 240_3C_AL_XLPE | CHASELAND NO 1: B06033 | CHASELAND NO 3: B06040 |  | 297.469 m |  |  |  | 3 | 3
252074956 | TNB | DISTRIBUTION | CHERAS | Existing | RYB | 11 kV | NO | Class C |  |  | 240_3C_AL_XLPE | BF ASET MANAGEMENT: B06868 | LIM KOK YEONG SIMPANG BALAK: B03966 |  | 116.017 m |  |  |  | 3 | 2
252075130 | TNB | DISTRIBUTION | CHERAS | Existing | RYB | 11 kV |  |  |  |  | 240_3C_AL_XLPE | EVERLAST ALUMINIUM (M) SB: B01932 | GOLDFOX IND: B06446 |  | 451.560 m |  |  |  | 3 | 5
252075453 | TNB | DISTRIBUTION | CHERAS | Existing | RYB | 11 kV |  |  |  |  | 240_3C_AL_XLPE | DIY KPB 6: B12065 | GOLDEN STAR CRYSTAL: B10800 |  | 162.680 m |  |  |  | 3 | 2
252075608 | TNB | DISTRIBUTION | CHERAS | Existing | RYB | 11 kV |  |  |  |  | 240_3C_AL_XLPE | GREAT ASIA TIN CAN SB: B01320 | THAM PONG AGRICULTURE SB: B01321 |  | 376.011 m |  |  |  | 3 | 2
252075638 | TNB | DISTRIBUTION | CHERAS | Existing | RYB | 11 kV |  |  |  |  | 240_3C_AL_XLPE | RAKAN BERSATU NO 3: B01376 | RAKAN BERSATU NO 4: B06392 |  | 24.645 m |  |  |  | 3 | 2
252075659 | TNB | DISTRIBUTION | CHERAS | Existing | RYB | 11 kV |  |  |  |  | 240_3C_AL_XLPE | DR ENGINEERING SB: B01559 | TAI TAT: B01557 |  | 85.967 m |  |  |  | 3 | 2
252075680 | TNB | DISTRIBUTION | CHERAS | Existing | RYB | 11 kV |  |  |  |  | 240_3C_AL_XLPE | RAKAN BERSATU NO 1: B01386 | IDAM RC CENTRO: MBB01383 |  | 367.273 m |  |  |  | 3 | 4
252075714 | TNB | DISTRIBUTION | CHERAS | Existing | RYB | 11 kV |  |  |  |  | 240_3C_AL_XLPE | TMN HARMONI: B02893 | FLAT TAMAN HARMONI: B08358 |  | 24.432 m |  |  |  | 3 | 1
252076327 | TNB | DISTRIBUTION | CHERAS | Existing | RYB | 11 kV |  |  |  |  | 240_3C_AL_XLPE | PPU MHCR: 6 | LOT 4161 LKC VANTURES: B11087 |  | 4708.744 m |  |  |  | 3 | 18
252076347 | TNB | DISTRIBUTION | CHERAS | Existing | RYB | 11 kV | NO | Class C |  |  | 240_3C_AL_XLPE | YWE: B02830 | TIMELESS MILLION: B07219 |  | 99.077 m |  |  |  | 3 | 2
252076364 | TNB | DISTRIBUTION | CHERAS | Existing | RYB | 11 kV |  |  |  |  | 240_3C_AL_XLPE | PE WOO SHAO CON: B14701 | ARMADA CERGAS: B10337 |  | 133.551 m |  |  |  | 3 | 1
252076488 | TNB | DISTRIBUTION | CHERAS | Existing | RYB | 11 kV |  |  |  |  | 240_3C_AL_XLPE | CJYA: 5 | PE CHERAS SELATAN 118: B14257 |  | 2996.692 m |  |  |  | 3 | 13
252076509 | TNB | DISTRIBUTION | CHERAS | Existing | RYB | 11 kV |  |  |  |  | 240_3C_AL_XLPE | SOON HUAT: B02846 | WOO CHEE WAH: B02845 |  | 619.253 m |  |  |  | 3 | 3
252076809 | TNB | DISTRIBUTION | CHERAS | Existing | RYB | 11 kV |  |  |  |  | 70_1C_AL_XLPE |  |  |  | 26.124 m |  |  |  | 3 | 1
252076988 | TNB | DISTRIBUTION | CHERAS | Existing | RYB | 11 kV |  |  |  |  | 240_3C_AL_XLPE | BERKAT HASIL NO 16: B02750 | BERKAT HASIL NO 12: B02749 |  | 143.214 m |  |  |  | 3 | 2
252077061 | TNB | DISTRIBUTION | CHERAS | Existing | RYB | 11 kV |  |  |  |  | 240_3C_AL_XLPE | SOUTHERN LAKE NO 4: B06988 | SEK ANTARABANGSA AUSTRALIA: B07096 |  | 198.565 m |  |  |  | 3 | 2
252077087 | TNB | DISTRIBUTION | CHERAS | Existing | RYB | 11 kV |  |  |  |  | 240_3C_AL_XLPE | BERKAT HASIL NO 6: B02716 | BERKAT HASIL NO 7: B02717 |  | 186.916 m |  |  |  | 3 | 2
252077121 | TNB | DISTRIBUTION | CHERAS | Existing | RYB | 11 kV |  |  |  |  | 70_1C_AL_XLPE |  |  |  | 22.039 m |  |  | LOCAL TX | 3 | 1
252077165 | TNB | DISTRIBUTION | CHERAS | Existing | RYB | 11 kV |  |  |  |  | 240_3C_AL_XLPE | KARPOH KNITTING: B01601 | LIN YAU BROTHER SB: B01602 |  | 125.688 m |  |  |  | 3 | 2
252077719 | TNB | DISTRIBUTION | CHERAS | Existing | RYB | 11 kV |  |  |  |  | 185_3C_AL_PILC | TMN MEGAH NO 3: B01759 | TMN MEGAH NO 3A COMPACT: B04835 |  | 8.919 m |  |  |  | 3 | 1
252079130 | TNB | DISTRIBUTION | CHERAS | Existing | RYB | 11 kV | NO | Class C |  |  | 240_3C_AL_XLPE | KENG SENG CORPORATION: B05887 | PTM STEEL: B08590 |  | 103.335 m |  |  |  | 3 | 1
252079410 | TNB | DISTRIBUTION | CHERAS | Existing | RYB | 11 kV |  |  |  |  | 240_3C_AL_XLPE | SUPERIOR PRODUCT INC SB: B01592 | UNITED CASTING SB: B01593 |  | 153.301 m |  |  |  | 3 | 2
252079421 | TNB | DISTRIBUTION | CHERAS | Existing | RYB | 11 kV |  |  |  |  | 240_3C_AL_XLPE | WHITEX GARMENT NO 2: B07842 | STRUKTUR TEGUH: B02782 |  | 43.160 m |  |  |  | 3 | 2
252079586 | TNB | DISTRIBUTION | CHERAS | Existing | RYB | 11 kV | NO | Class C |  |  | 240_3C_AL_XLPE | JLN IKHLAS SG LONG: B07143 | JLN IKHLAS SG LONG: B07142 |  | 2.314 m |  |  |  | 3 | 0
252079611 | TNB | DISTRIBUTION | CHERAS | Existing | RYB | 11 kV |  |  |  |  | 240_3C_AL_XLPE | LOT 1906 JLN KPB 9: B10608 | REYLON PRODUCTS: B01333 |  | 118.228 m |  |  |  | 3 | 2
252079647 | TNB | DISTRIBUTION | CHERAS | Existing | RYB | 11 kV | NO | Class C |  |  | 240_3C_AL_XLPE | INDUSTRI BALAKONG JAYA NO 4: B08116 | INDUSTRI BALAKONG JAYA NO 3: B08115 [OFF] |  | 522.058 m |  |  |  | 3 | 3
252079661 | TNB | DISTRIBUTION | CHERAS | Existing | RYB | 11 kV | NO | Class C |  |  | 240_3C_AL_XLPE | JLN TEMENGGUNG 27/9 NO 1: B12177 | RUMAH PAM BDR MAHKOTA CHERAS: B06692 |  | 179.321 m |  |  |  | 3 | 3
252079817 | TNB | DISTRIBUTION | CHERAS | Existing | RYB | 11 kV |  |  |  |  | 240_3C_AL_XLPE | TMN ORKID NO 2: B07670 | JLN SG SERING 1: B09308 |  | 593.497 m |  |  |  | 3 | 2
252079837 | TNB | DISTRIBUTION | CHERAS | Existing | RYB | 11 kV |  |  |  |  | 240_3C_AL_XLPE | BTHO: 3 | TOL PLAZA BALAKONG: B01574 |  | 1947.910 m |  |  |  | 3 | 5
252079961 | TNB | DISTRIBUTION | CHERAS | Existing | RYB | 11 kV |  |  |  |  | 240_3C_AL_XLPE | LOT PT 52214 JLN KPB 10: B12270 | WENG ZHENG: B01278 |  | 419.884 m |  |  |  | 3 | 1
252079967 | TNB | DISTRIBUTION | CHERAS | Existing | RYB | 11 kV |  |  |  |  | 240_3C_AL_XLPE | SANYIN: B08154 | MAURI FERMENTATION: B01311 |  | 633.463 m |  |  |  | 3 | 2
252080076 | TNB | DISTRIBUTION | CHERAS | Existing | RYB | 11 kV |  |  |  |  | 240_3C_AL_XLPE | TERAS OAK NO 1: B02004 | ELEGANT CAPITAL NO 1: B02005 [OFF] |  | 208.399 m |  |  |  | 3 | 2
252080237 | TNB | DISTRIBUTION | CHERAS | Existing | RYB | 11 kV |  |  |  |  | 240_3C_AL_XLPE | SG LONG NO 7: B02364 | SCOT PINE NO 1 COMPACT: B04406 |  | 796.064 m |  |  |  | 3 | 2
252080330 | TNB | DISTRIBUTION | CHERAS | Existing | RYB | 11 kV | NO | Class C |  |  | 240_3C_AL_XLPE | PPU MHCR: 13 | MAN FAT SEC 2: B01317 |  | 3736.517 m |  |  |  | 3 | 0
252080409 | TNB | DISTRIBUTION | CHERAS | Existing | RYB | 11 kV | NO | Class C |  |  | 240_3C_AL_XLPE | SIA CHIN AIK: B01505 | PE PDT LUTHERN CHURCH: B13913 |  | 799.466 m |  |  |  | 3 | 2
252080415 | TNB | DISTRIBUTION | CHERAS | Existing | RYB | 11 kV |  |  |  |  | 240_3C_AL_XLPE | CJYA: 11 | MAGNAVILLA NO 2: B01868 |  | 917.723 m |  |  |  | 3 | 2
252080540 | TNB | DISTRIBUTION | CHERAS | Existing | RYB | 11 kV |  |  |  |  | 240_3C_AL_XLPE | MINE: 6 | SOUTHERN LAKE NO 4: B06985 |  | 735.270 m |  |  |  | 3 | 2
252080545 | TNB | DISTRIBUTION | CHERAS | Existing | RYB | 11 kV | NO | Class C |  |  | 240_3C_AL_XLPE | RMH PANGSA KOS RENDAH NO 2 IMPIAN EHSAN: B07269 | RMH PANGSA KOS RENDAH NO 1 IMPIAN EHSAN: B06841 |  | 97.225 m |  |  |  | 3 | 2
252080551 | TNB | DISTRIBUTION | CHERAS | Existing | RYB | 11 kV |  |  |  |  | 185_3C_AL_PILC | GOOD EARTH: B02115 | TMN ALAM JAYA NO 2: B02113 |  | 490.123 m |  |  |  | 3 | 2
252080562 | TNB | DISTRIBUTION | CHERAS | Existing | RYB | 11 kV |  |  |  |  | 240_3C_AL_XLPE | BTHO NO 8: B01682 | BTHO NO 3: B01681 |  | 289.465 m |  |  |  | 3 | 2
252080689 | TNB | DISTRIBUTION | CHERAS | Existing | RYB | 11 kV |  |  |  |  | 240_3C_AL_XLPE | TMN INDAH JAYA NO 2: B05879 | TMN LESTARI INDAH: B10200 |  | 168.766 m |  |  |  | 3 | 2
252080700 | TNB | DISTRIBUTION | CHERAS | Existing | RYB | 11 kV |  |  |  |  | 240_3C_AL_XLPE | BATU 3 QUARRY: B12023 | SWS SG LONG QUARRY: B00000 |  | 1680.135 m |  |  |  | 3 | 1
252080706 | TNB | DISTRIBUTION | CHERAS | Existing | RYB | 11 kV | NO | Class C |  |  | 240_3C_AL_XLPE | COMMERCIAL AREA NO 11 JLN TEMENGGONG 19/: B09332 | JLN TEMENGGUNG 13/9: B11673 [OFF] |  | 190.093 m |  |  |  | 3 | 1
252080808 | TNB | DISTRIBUTION | CHERAS | Existing | RYB | 11 kV |  |  |  |  | 240_3C_AL_XLPE | TMN LAGENDA MAS UTAMA: B09277 | TMN LAGENDA MAS NO 2: B06913 |  | 596.578 m |  |  |  | 3 | 2
252080818 | TNB | DISTRIBUTION | CHERAS | Existing | RYB | 11 kV |  |  |  |  | 240_3C_AL_XLPE | SETIA KASTURI NO 3: B06549 | SETIA KASTURI NO 2: B06546 |  | 27.161 m |  |  |  | 3 | 2
252080874 | TNB | DISTRIBUTION | CHERAS | Existing | RYB | 11 kV |  |  |  |  | 240_3C_AL_XLPE | DONGLAI: B02319 | SG LUI NO 3 BT 23 A/T: B02318 |  | 3790.944 m |  |  |  | 3 | 2
252080939 | TNB | DISTRIBUTION | CHERAS | Existing | RYB | 11 kV |  |  |  |  | 240_3C_AL_XLPE | TMN DESA BARU COMPACT: B07534 | TMN DESA BARU NO 2 COMPACT: B09455 |  | 361.730 m |  |  |  | 3 | 2
252080951 | TNB | DISTRIBUTION | CHERAS | Existing | RYB | 33 kV |  |  |  |  | 630_1C_AL_XLPE | MINE: | SSU NSK: 5S5 |  | 1949.595 m |  |  |  | 3 | 5
252080956 | TNB | DISTRIBUTION | CHERAS | Existing | RYB | 11 kV | NO | Class C |  |  | 240_3C_AL_XLPE | JLN PERMAISURI NO 2 BDR MAHKOTA CHERAS: B07118 | JLN PERMAISURI NO 1 BDR MAHKOTA CHERAS: B07117 |  | 375.397 m |  |  |  | 3 | 2
252081069 | TNB | DISTRIBUTION | CHERAS | Existing | RYB | 11 kV |  |  |  |  | 240_3C_AL_XLPE | BDR MAHKOTA CHERAS NO. 13: B06361 | PANGSAPURI MAHKOTA NO 1: B08279 |  | 262.175 m |  |  |  | 3 | 2
252081079 | TNB | DISTRIBUTION | CHERAS | Existing | RYB | 11 kV |  |  |  |  | 240_3C_AL_XLPE | BT 21 PANGSOON PADAT: B04594 | KG ORG ASLI PANGSOON PADAT: B04595 |  | 1770.841 m |  |  |  | 3 | 2
252081183 | TNB | DISTRIBUTION | CHERAS | Existing | RYB | 11 kV | NO | Class C |  |  | 240_3C_AL_XLPE | MASTER JAYA: B01901 | KINMA RUBBER IND SB: B01902 |  | 385.295 m |  |  |  | 3 | 3
252081189 | TNB | DISTRIBUTION | CHERAS | Existing | RYB | 11 kV | NO | Class C |  |  | 240_3C_AL_XLPE | COMMERCIAL AREA NO 5: B08631 | COMMERCIAL AREA NO 6: B08632 |  | 73.752 m |  |  |  | 3 | 2
252081195 | TNB | DISTRIBUTION | CHERAS | Existing | RYB | 11 kV |  |  |  |  | 240_3C_AL_XLPE | KG NURUL IMAN: B02336 | SWS SG LONG QUARRY: B00000 |  | 848.921 m |  |  |  | 3 | 2
252081336 | TNB | DISTRIBUTION | CHERAS | Existing | RYB | 11 kV | NO | Class C |  |  | 240_3C_AL_XLPE | KRIS COMPONENT A.E. TECHNO NO 1: B01545 | MIEL NO 4 CHERAS JAYA: B01538 |  | 93.183 m |  |  |  | 3 | 2
252081342 | TNB | DISTRIBUTION | CHERAS | Existing | RYB | 11 kV |  |  |  |  | 240_3C_AL_XLPE | TMN SRI CHERAS NO 2: B01716 | TMN MEGAH NO 4: B01752 |  | 1018.695 m |  |  |  | 3 | 2
252081348 | TNB | DISTRIBUTION | CHERAS | Existing | RYB | 11 kV |  |  |  |  | 240_3C_AL_XLPE | CONTROL INSTRUMENT: B01241 | SWS BINA PLASTIC: B01242 |  | 512.333 m |  |  |  | 3 | 2
252081366 | TNB | DISTRIBUTION | CHERAS | Existing | RYB | 11 kV |  |  |  |  | 240_3C_AL_XLPE | BTHO NO 1: B01636 | CHERAS PERDANA NO 7: B01635 [OFF] |  | 555.398 m |  |  |  | 3 | 4
252081470 | TNB | DISTRIBUTION | CHERAS | Existing | RYB | 11 kV |  |  |  |  | 240_3C_AL_XLPE | TMN ORKID JLN ORKID NO 5: B09932 | TMN ORKID JLN ORKID 5/2: B10180 |  | 121.010 m |  |  |  | 3 | 2
252081525 | TNB | DISTRIBUTION | CHERAS | Existing | RYB | 11 kV | NO | Class C |  |  | 240_3C_AL_XLPE | AUDIO EXPRESS (TANMING): MB01910 | FLOORGO: B01911 |  | 145.984 m |  |  |  | 3 | 2
252081531 | TNB | DISTRIBUTION | CHERAS | Existing | RYB | 11 kV | NO | Class C |  |  | 240_3C_AL_XLPE | REALCO SB: B01831 | UNION CARPET MAKER: B01832 |  | 292.483 m |  |  |  | 3 | 0
252081537 | TNB | DISTRIBUTION | CHERAS | Existing | RYB | 11 kV |  |  |  |  | 240_3C_AL_XLPE | HONG KONG TOYS: B01483 | PLAZA PERABOT BALAKONG: B10495 |  | 143.603 m |  |  |  | 3 | 2
252081543 | TNB | DISTRIBUTION | CHERAS | Existing | RYB | 11 kV | NO | Class C |  |  | 240_3C_AL_XLPE | P/PURI FOREST GREEN: B04849 | P/PURI FOREST GREEN COMPACT: B04850 |  | 276.305 m |  |  |  | 3 | 1
252081548 | TNB | DISTRIBUTION | CHERAS | Existing | RYB | 11 kV | NO | Class C |  |  | 240_3C_AL_XLPE | PANGSAPURI MAHKOTA NO 1: B08281 | PANGSAPURI VISTA MAHKOTA: B11354 |  | 229.884 m |  |  |  | 3 | 2
252081557 | TNB | DISTRIBUTION | CHERAS | Existing | RYB | 11 kV | NO | Class C |  |  | 240_3C_AL_XLPE | COMMERCIAL AREA NO 8 BMC: B08612 | COMMERCIAL AREA NO 11 JLN TEMENGGONG 19/: B09335 |  | 294.184 m |  |  |  | 3 | 0
252081579 | TNB | DISTRIBUTION | CHERAS | Existing | RYB | 11 kV |  |  |  |  | 240_3C_AL_XLPE | GIRIMAS NO 1: B04224 | LCL FURNITURE: B04223 |  | 316.970 m |  |  |  | 3 | 4
252081585 | TNB | DISTRIBUTION | CHERAS | Existing | RYB | 11 kV | NO | Class C |  |  | 240_3C_AL_XLPE | LFIP NO 5: B10120 | LFIP NO 5: B10119 |  | 7.675 m |  |  |  | 3 | 0
252081723 | TNB | DISTRIBUTION | CHERAS | Existing | RYB | 11 kV |  |  |  |  | 240_3C_AL_XLPE | SOUTH EAST ASIA NO 2: B01583 | NEW ENGINEERING (M) SB: B01584 |  | 376.182 m |  |  |  | 3 | 4
252081729 | TNB | DISTRIBUTION | CHERAS | Existing | RYB | 11 kV |  |  |  |  | 240_3C_AL_XLPE | COMPACT PETRONAS: B07011 | TMN MURNI: B01730 |  | 955.444 m |  |  |  | 3 | 5
252081735 | TNB | DISTRIBUTION | CHERAS | Existing | RYB | 11 kV |  |  |  |  | 240_3C_AL_XLPE | IDAMAN VILLA: B08088 | TMN KEMACAHAYA BLOK 3: |  | 1394.945 m |  |  |  | 3 | 7
252081874 | TNB | DISTRIBUTION | CHERAS | Existing | RYB | 11 kV |  |  |  |  | 240_3C_AL_XLPE | LEW MEW CHOI: B05017 | MERCEDES: B12474 |  | 210.698 m |  |  |  | 3 | 8
252081883 | TNB | DISTRIBUTION | CHERAS | Existing | RYB | 11 kV |  |  |  |  | 240_3C_AL_XLPE | PUTRI JAYA NO 3: B01745 | TMN KOTA CHERAS NO 2: B01746 |  | 844.151 m |  |  |  | 3 | 2
252081889 | TNB | DISTRIBUTION | CHERAS | Existing | RYB | 11 kV |  |  |  |  | 240_3C_AL_XLPE | UNITED U-LI: B02783 | EVERLAST ALUMINIUM (M) SB: B01930 |  | 1995.872 m |  |  |  | 3 | 9
252081900 | TNB | DISTRIBUTION | CHERAS | Existing | RYB | 11 kV |  |  |  |  | 240_3C_AL_XLPE | DUSUN TUA MASJID A/T: B02278 | DUSUN TUA SEBERANG A/T: B02279 |  | 808.457 m |  |  |  | 3 | 2
252081906 | TNB | DISTRIBUTION | CHERAS | Existing | RYB | 11 kV |  |  |  |  | 240_3C_AL_XLPE | ELEGANT CAPITAL NO 2: B02016 | BONANZA INDUSTRIAL PARK: B08558 |  | 69.844 m |  |  |  | 3 | 3
252082052 | TNB | DISTRIBUTION | CHERAS | Existing | RYB | 11 kV |  |  |  |  | 240_3C_AL_XLPE | PE AMAZON KPB 3 NO 1: B13292 | PE AMAZON KBP 3: B13524 |  | 78.042 m |  |  |  | 3 | 1
252082058 | TNB | DISTRIBUTION | CHERAS | Existing | RYB | 11 kV |  |  |  |  | 185_3C_AL_PILC | FUJILITHO: B01613 | NEW ELECTRONIC GATE: B01614 |  | 145.322 m |  |  |  | 3 | 5
252082064 | TNB | DISTRIBUTION | CHERAS | Existing | RYB | 11 kV |  |  |  |  | 240_3C_AL_XLPE | TMN RASA SAYANG NO 1: B05466 | TMN CHERAS MAS NO 2: B02048 |  | 1030.889 m |  |  |  | 3 | 5
252082168 | TNB | DISTRIBUTION | CHERAS | Existing | RYB | 11 kV |  |  |  |  | 240_3C_AL_XLPE | PANGSAPURI(KONDO) LANGAT JAYA: B08460 | PANGSAPURI(KONDO) LANGAT JAYA: B08461 |  | 1.884 m |  |  |  | 3 | 0
252082219 | TNB | DISTRIBUTION | CHERAS | Existing | RYB | 11 kV |  |  |  |  | 300_3C_AL_PILC | BKT BELIMBING NO 4: B02878 | BKT BELIMBING NO 3: B02879 |  | 462.624 m |  |  |  | 3 | 3
252082230 | TNB | DISTRIBUTION | CHERAS | Existing | RYB | 11 kV |  |  |  |  | 240_3C_AL_XLPE | ELEGANT CAPITAL NO 1: B02008 | FAIR POINT: B07730 |  | 195.979 m |  |  |  | 3 | 2
252082236 | TNB | DISTRIBUTION | CHERAS | Existing | RYB | 11 kV |  |  |  |  | 240_3C_AL_XLPE | JORDONE CORPORATION: B07458 | JORDONE CORPORATION NO 2: B08873 [OFF] |  | 144.969 m |  |  |  | 3 | 2
252082356 | TNB | DISTRIBUTION | CHERAS | Existing | RYB | 11 kV |  |  |  |  | 185_3C_AL_PILC | LE GUAN IND SB: B01610 | FUJILITHO: B01611 |  | 176.705 m |  |  |  | 3 | 3
252082362 | TNB | DISTRIBUTION | CHERAS | Existing | RYB | 11 kV |  |  |  |  | 240_3C_AL_XLPE | TAMAN SERI BELIMBING: B08934 | BKT BELIMBING NO 4: B02876 |  | 526.543 m |  |  |  | 3 | 2
252082369 | TNB | DISTRIBUTION | CHERAS | Existing | RYB | 11 kV |  |  |  |  | 240_3C_AL_XLPE | TMN MAS JAYA IND NO 1: B02326 | JALAN MAS JAYA NO 1: B10207 |  | 225.587 m |  |  |  | 3 | 2
252082375 | TNB | DISTRIBUTION | CHERAS | Existing | RYB | 11 kV |  |  |  |  | 240_3C_AL_XLPE | LAMAN KESUMA: B10486 | TMN PINGGIRAN DELIMA NO 1: B02237 |  | 1014.403 m |  |  |  | 3 | 4
252082381 | TNB | DISTRIBUTION | CHERAS | Existing | RYB | 11 kV |  |  |  |  | 240_3C_AL_XLPE | S/S FRU: B08667 | SWS POLIS HUTAN: B02150 |  | 469.287 m |  |  |  | 3 | 2
252082387 | TNB | DISTRIBUTION | CHERAS | Existing | RYB | 11 kV |  |  |  |  | 240_3C_AL_XLPE | NO 1 JLN BALAKONG JAYA: | NO 4 JLN 11 TMN BALAKONG JAYA: B04453 |  | 497.745 m |  |  |  | 3 | 2
252082392 | TNB | DISTRIBUTION | CHERAS | Existing | RYB | 11 kV | NO | Class C |  |  | 240_3C_AL_XLPE | BDR MAHKOTA CHERAS NO 14: | PE PDT CHUNDI BUSINESS: B13479 |  | 800.286 m |  |  |  | 3 | 6
252082413 | TNB | DISTRIBUTION | CHERAS | Existing | RYB | 11 kV | NO | Class C |  |  | 240_3C_AL_XLPE | TMN MESRA UTAMA IMPIAN EHSAN: B11780 | PST DAGANGAN BALAKONG NO 3: B01431 |  | 742.667 m |  |  |  | 3 | 0
252082525 | TNB | DISTRIBUTION | CHERAS | Existing | RYB | 11 kV |  |  |  |  | 240_3C_AL_XLPE | KAJANG HEIGHT NO 1: B06276 | PRIMA MASTONE: B02806 |  | 616.402 m |  |  |  | 3 | 5
252082533 | TNB | DISTRIBUTION | CHERAS | Existing | RYB | 11 kV |  |  |  |  | 240_3C_AL_XLPE | BHS HARDWERE: B02801 | SIERRA CHARM: B02800 |  | 170.133 m |  |  |  | 3 | 3
252082651 | TNB | DISTRIBUTION | CHERAS | Existing | RYB | 11 kV |  |  |  |  | 240_3C_AL_XLPE | SG BESI INDAH NO 9A COMPACT: B04876 | SEK KEB SG BESI INDAH: B08208 |  | 744.795 m |  |  |  | 3 | 4
252082677 | TNB | DISTRIBUTION | CHERAS | Existing | RYB | 11 kV | NO | Class C |  |  | 240_3C_AL_XLPE | BUKIT BAYU NO 1: B04387 | BUKIT BAYU NO 2: B04391 |  | 775.012 m |  |  |  | 3 | 2
252082687 | TNB | DISTRIBUTION | CHERAS | Existing | RYB | 11 kV |  |  |  |  | 240_3C_AL_XLPE | TAMAN ORKID NO 3: B07667 | TMN ORKID NO 1: B07666 |  | 442.060 m |  |  |  | 3 | 2
252082694 | TNB | DISTRIBUTION | CHERAS | Existing | RYB | 11 kV |  |  |  |  | 240_3C_AL_XLPE | TMN PUTRA BUDIMAN 1/2 PHASE 3: B08087 | SRI PULAI: B07871 |  | 730.028 m |  |  |  | 3 | 4
252082805 | TNB | DISTRIBUTION | CHERAS | Existing | RYB | 11 kV |  |  |  |  | 240_3C_AL_XLPE | TAMI: 2 | BERKAT HASIL NO 5: B02701 |  | 656.012 m |  |  |  | 3 | 3
252082811 | TNB | DISTRIBUTION | CHERAS | Existing | RYB | 11 kV |  |  |  |  | 240_3C_AL_XLPE | BERKAT HASIL NO 7: B02719 | BERKAT HASIL NO 13: B02720 |  | 364.909 m |  |  |  | 3 | 2
252082817 | TNB | DISTRIBUTION | CHERAS | Existing | RYB | 11 kV |  |  |  |  | 240_3C_AL_XLPE | VESSELTECH: B01939 | ASAS EKUITI S/B: B04717 |  | 160.838 m |  |  |  | 3 | 3
252084168 | TNB | DISTRIBUTION | CHERAS | Existing | RYB | 11 kV |  |  |  |  | 240_3C_AL_XLPE | CJYA: 7 | PKNS CHERAS JAYA NO 5 COMPACT: B01575 |  | 904.088 m |  |  |  | 3 | 3
252084174 | TNB | DISTRIBUTION | CHERAS | Existing | RYB | 11 kV |  |  |  |  | 240_3C_AL_XLPE | TMN PUTRI NO 5: B02094 | TMN PUTRI NO 3: B02093 |  | 334.171 m |  |  |  | 3 | 4
252085148 | TNB | DISTRIBUTION | CHERAS | Existing | RYB | 11 kV |  |  |  |  | 240_3C_AL_XLPE | PERDANA AVENUE: B10039 | GOOD EARTH: B02118 |  | 2052.514 m |  |  |  | 3 | 6
252085546 | TNB | DISTRIBUTION | CHERAS | Existing | RYB | 11 kV | NO | Class C |  |  | 240_3C_AL_XLPE | D-CRS-C16-0620: | VISTA GREEN CONDO BDR MAHKOTA CHERAS: B07124 |  | 85.572 m |  |  |  | 3 | 1
252085552 | TNB | DISTRIBUTION | CHERAS | Existing | RYB | 11 kV | NO | Class C |  |  | 240_3C_AL_XLPE | EAST PARK: B12264 | BDR MAHKOTA CHERAS NO.10: B06347 |  | 240.250 m |  |  |  | 3 | 1
252085961 | TNB | DISTRIBUTION | CHERAS | Existing | RYB | 11 kV | NO | Class C |  |  | 240_3C_AL_XLPE | COMMERCIAL AREA NO 7 BMC: B08616 | COMMERCIAL AREA NO 8 BMC: B08615 |  | 87.911 m |  |  |  | 3 | 2
252085967 | TNB | DISTRIBUTION | CHERAS | Existing | RYB | 11 kV | NO | Class C |  |  | 240_3C_AL_XLPE | SSU TALENT TEAM: | LFIP NO 7: B01977 |  | 846.871 m |  |  | BLKG: 11 | 3 | 0
252085980 | TNB | DISTRIBUTION | CHERAS | Existing | RYB | 11 kV | NO | Class C |  |  | 240_3C_AL_XLPE | BDR MAHKOTA CHERAS NO. 6: B06334 | BDR MAHKOTA CHERAS NO. 7: B06335 [OFF] |  | 430.741 m |  |  |  | 3 | 2
252086280 | TNB | DISTRIBUTION | CHERAS | Existing | RYB | 11 kV |  |  |  |  | 240_3C_AL_XLPE | SWS TMN MAS SEMENTARA A: B10136 | CHERAS BT 9: B01800 |  | 563.627 m |  |  |  | 3 | 1
252086293 | TNB | DISTRIBUTION | CHERAS | Existing | RYB | 11 kV |  |  |  |  | 240_3C_AL_XLPE | PANG HONG: B01440 | SETIA NO 2 BALAKONG: B07821 |  | 944.174 m |  |  |  | 3 | 6
252086451 | TNB | DISTRIBUTION | CHERAS | Existing | RYB | 11 kV | NO | Class C |  |  | 240_3C_AL_XLPE | TMN TANMING IMPIAN BMC: B10654 | JALAN BENDAHARA BMC: B10084 |  | 221.675 m |  |  |  | 3 | 6
252086468 | TNB | DISTRIBUTION | CHERAS | Existing | RYB | 11 kV | NO | Class C |  |  | 240_3C_AL_XLPE | PPU SGLN: | HAO RESIDENCE: B11816 |  | 1297.378 m |  |  |  | 3 | 8
252086608 | TNB | DISTRIBUTION | CHERAS | Existing | RYB | 11 kV | NO | Class C |  |  | 240_3C_AL_XLPE | COSMO ENGINEERING: B01898 | MASTER JAYA: B01899 |  | 107.407 m |  |  |  | 3 | 2
252086614 | TNB | DISTRIBUTION | CHERAS | Existing | RYB | 11 kV |  |  |  |  | 240_3C_AL_XLPE | FLAT TAMAN HARMONI: B08360 | BOULEVARD BELIMBING HILLS: B10616 |  | 29.105 m |  |  |  | 3 | 1
252086625 | TNB | DISTRIBUTION | CHERAS | Existing | RYB | 11 kV |  |  |  |  | 240_3C_AL_XLPE | RUMAH PANGSA BKT KUNDANG: B18162 | PKNS BKT KUNDANG: B02252 |  | 455.769 m |  |  |  | 3 | 2
252086631 | TNB | DISTRIBUTION | CHERAS | Existing | RYB | 11 kV |  |  |  |  | 240_3C_AL_XLPE | TMN PINGGIRAN DELIMA NO 1: B02239 | TMN PINGGIRAN DELIMA NO 2: B02240 |  | 757.967 m |  |  |  | 3 | 5
252086743 | TNB | DISTRIBUTION | CHERAS | Existing | RYB | 11 kV |  |  |  |  | 240_3C_AL_XLPE | APARTMENT VISTA HARTAMAS: B10405 | TMN BKT HARTAMAS: B08386 |  | 436.904 m |  |  |  | 3 | 2
252086759 | TNB | DISTRIBUTION | CHERAS | Existing | RYB | 11 kV |  |  |  |  | 240_3C_AL_XLPE | SENG YIP CHERAS JAYA: B06274 | POLYGRAFIK: B01837 |  | 83.618 m |  |  |  | 3 | 2
252086771 | TNB | DISTRIBUTION | CHERAS | Existing | RYB | 11 kV |  |  |  |  | 240_3C_AL_XLPE | JLN MAS 3 TMN LAGENDA MAS: B09095 | TMN CHERAS MAS NO 1: B12275 [OFF] |  | 140.892 m |  |  |  | 3 | 6
252086901 | TNB | DISTRIBUTION | CHERAS | Existing | RYB | 11 kV |  |  |  |  | 185_3C_AL_PILC | TMN SHAH JAYA: B01775 | SG WAY QUARRY IND SB: B01776 |  | 1534.458 m |  |  |  | 3 | 6
252087037 | TNB | DISTRIBUTION | CHERAS | Existing | RYB | 11 kV |  |  |  |  | 240_3C_AL_XLPE | TMN CERIANA CHERAS: B08139 | TMN SRI CHERAS NO 1: B01727 |  | 537.182 m |  |  |  | 3 | 4
252087043 | TNB | DISTRIBUTION | CHERAS | Existing | RYB | 11 kV |  |  |  |  | 240_3C_AL_XLPE |  | NAM MEOW: B01407 |  | 328.509 m |  |  |  | 3 | 4
252087049 | TNB | DISTRIBUTION | CHERAS | Existing | RYB | 11 kV |  |  |  |  | 185_3C_AL_PILC | LEE CHEE KEONG: B09008 | KG SG TEKALI NO 2 A/T: B02234 |  | 823.535 m |  |  |  | 3 | 3
252087055 | TNB | DISTRIBUTION | CHERAS | Existing | RYB | 11 kV | NO | Class C |  |  | 240_3C_AL_XLPE | THAM PONG AGRICULTURE SB: B01323 | KG BARU BALAKONG: B01324 |  | 2574.616 m |  |  |  | 3 | 10
252087076 | TNB | DISTRIBUTION | CHERAS | Existing | RYB | 11 kV |  |  |  |  | 240_3C_AL_XLPE | KINKU INDUSTRIES SB: B01395 | KHONG PENG: B01394 [OFF] |  | 42.844 m |  |  |  | 3 | 1
252087088 | TNB | DISTRIBUTION | CHERAS | Existing | RYB | 11 kV |  |  |  |  | 240_3C_AL_XLPE | LEW MEW CHOI NO 2: B09116 | TOYOTA 3S: B10454 |  | 609.450 m |  |  |  | 3 | 2
252087094 | TNB | DISTRIBUTION | CHERAS | Existing | RYB | 11 kV | NO | Class C |  |  | 240_3C_AL_XLPE | JLN PAHLAWAN 6/3: B08608 | JLN PAHLAWAN 1/3: B08609 |  | 450.887 m |  |  |  | 3 | 0
252087099 | TNB | DISTRIBUTION | CHERAS | Existing | RYB | 11 kV | NO | Class C |  |  | 240_3C_AL_XLPE | BKT PERMAI SG LONG: B04480 | BKT PERMAI SG LONG: B04483 |  | 3.687 m |  |  |  | 3 | 0
252087109 | TNB | DISTRIBUTION | CHERAS | Existing | RYB | 33 kV |  |  |  |  | 630_1C_AL_XLPE | SLGT: 4S5 | TMASS: |  | 2445.657 m |  |  |  | 3 | 6
252087193 | TNB | DISTRIBUTION | CHERAS | Existing | RYB | 11 kV |  |  |  |  | 240_3C_AL_XLPE | PIONER ALUMINIUM LOT 1870: B10323 | WHITEX GARMENT NO 2: B07844 |  | 2454.435 m |  |  |  | 3 | 11
252087203 | TNB | DISTRIBUTION | CHERAS | Existing | RYB | 11 kV | NO | Class C |  |  | 240_3C_AL_XLPE | EMERALD POINT A: B08697 | EMERALD POINT B: B08698 [OFF] |  | 221.084 m |  |  |  | 3 | 2
252087209 | TNB | DISTRIBUTION | CHERAS | Existing | RYB | 11 kV |  |  |  |  | 240_3C_AL_XLPE | KAW PERUSAHAAN CHERAS JAYA NO 1: B01852 | SSU ATLAS AIS CHERAS JAYA: |  | 147.221 m |  |  |  | 3 | 2
252087215 | TNB | DISTRIBUTION | CHERAS | Existing | RYB | 11 kV |  |  |  |  | 240_3C_AL_XLPE | NAM MEOW: B01405 | UNION CAR CARPET: B01404 |  | 244.864 m |  |  |  | 3 | 6
252087226 | TNB | DISTRIBUTION | CHERAS | Existing | RYB | 11 kV |  |  |  |  | 240_3C_AL_XLPE | TMN PUTRI NO 2: B02085 | TMN PUTRI NO 1: B02084 |  | 354.600 m |  |  |  | 3 | 2
252087232 | TNB | DISTRIBUTION | CHERAS | Existing | RYB | 11 kV | NO | Class C |  |  | 240_3C_AL_XLPE | COPPERTECH KG BARU BALAKONG: B09186 | STRATEGIK PRODUCT: B06464 |  | 343.816 m |  |  |  | 3 | 8
252087238 | TNB | DISTRIBUTION | CHERAS | Existing | RYB | 11 kV | NO | Class C |  |  | 240_3C_AL_XLPE | PANGSAPURI BLOK L6, JLN PENGGAWA, BMC: B07805 | PANGSAPURI BLOK L7, JLN PENGGAWA, BMC: B07806 |  | 334.879 m |  |  |  | 3 | 2
252087244 | TNB | DISTRIBUTION | CHERAS | Existing | RYB | 11 kV |  |  |  |  | 240_3C_AL_XLPE | HON SHING COMPACT: B01935 | VESSELTECH: B01941 |  | 376.284 m |  |  |  | 3 | 5
252087264 | TNB | DISTRIBUTION | CHERAS | Existing | RYB | 11 kV |  |  |  |  | 240_3C_AL_XLPE | PKNS CHERAS JAYA NO 5 COMPACT: B01577 | JLN CJ 3/13-1 TMN CHERAS JAYA: B07083 |  | 156.574 m |  |  |  | 3 | 2
252087270 | TNB | DISTRIBUTION | CHERAS | Existing | RYB | 11 kV |  |  |  |  | 240_3C_AL_XLPE | TMN ALAM JAYA NO 1: B02106 | SEKOLAH SRI CEMPAKA: B05238 |  | 1368.057 m |  |  |  | 3 | 6
252087361 | TNB | DISTRIBUTION | CHERAS | Existing | RYB | 11 kV |  |  |  |  | 240_3C_AL_XLPE | YEW CHAI SENG: B02764 | NI SHIN CORP: B02765 |  | 490.774 m |  |  |  | 3 | 2
252087379 | TNB | DISTRIBUTION | CHERAS | Existing | RYB | 11 kV |  |  |  |  | 240_3C_AL_XLPE | NI SHIN CORP: B02767 | WHITEX GARMENT: B02768 |  | 271.471 m |  |  |  | 3 | 2
252088857 | TNB | DISTRIBUTION | CHERAS | Existing | RYB | 11 kV | NO | Class C |  |  | 240_3C_AL_XLPE | JALAN SERI BUDIMAN 1/3 TMN SRI BUDIMAN: B09488 | JLN SERI BUDIMAN 2/2: B10256 |  | 273.001 m |  |  |  | 3 | 2
252090013 | TNB | DISTRIBUTION | CHERAS | Existing | RYB | 11 kV | NO | Class C |  |  | 240_3C_AL_XLPE | KG SG SERAI: B05137 | TMN DESA PELANGI SG SERAI: B02179 |  | 1297.797 m |  |  |  | 3 | 2
252090189 | TNB | DISTRIBUTION | CHERAS | Existing | RYB | 11 kV |  |  |  |  | 240_3C_AL_XLPE | MINE: 2 | MINES SHOPPING FAIR (HANDOVER TO CUST.): |  | 380.673 m |  |  |  | 3 | 4
252090231 | TNB | DISTRIBUTION | CHERAS | Existing | RYB | 11 kV |  |  |  |  | 300_3C_AL_PILC | CJYA: 13 | TANMING RAYA NO 2: B01878 |  | 4524.245 m |  |  |  | 3 | 10
252090243 | TNB | DISTRIBUTION | CHERAS | Existing | RYB | 11 kV |  |  |  |  | 240_3C_AL_XLPE | TMN DELIMA NO 1: B03983 | JKR SIMPANG BALAK: B03977 [OFF] |  | 319.842 m |  |  |  | 3 | 2
252090249 | TNB | DISTRIBUTION | CHERAS | Existing | RYB | 11 kV | NO | Class C |  |  | 240_3C_AL_XLPE | COMPACT LAMPU JLN GRAND SAGA: B03957 | LEBUHRAYA CHERAS NO 1: B03956 |  | 838.153 m |  |  |  | 3 | 2
252090398 | TNB | DISTRIBUTION | CHERAS | Existing | RYB | 11 kV | NO | Class C |  |  | 240_3C_AL_XLPE | COMPACT KG SETIA: B00857 | RAKR TMN SURIA DESA SERDANG: B08325 |  | 588.935 m |  |  |  | 3 | 2
252090894 | TNB | DISTRIBUTION | CHERAS | Existing | RYB | 11 kV | NO | Class C |  |  | 240_3C_AL_XLPE | WETEX: B04010 | WEI FONG: B04009 |  | 253.295 m |  |  |  | 3 | 2
252090900 | TNB | DISTRIBUTION | CHERAS | Existing | RYB | 11 kV |  |  |  |  | 240_3C_AL_XLPE | SWS KIMA: B04227 | GIRIMAS NO 1: B04226 |  | 1017.286 m |  |  |  | 3 | 2
252090912 | TNB | DISTRIBUTION | CHERAS | Existing | RYB | 11 kV |  |  |  |  | 240_3C_AL_XLPE | SWS MAKTAB PDRM: B02044 | TMN RASA SAYANG NO 1: B02045 |  | 1212.589 m |  |  |  | 3 | 2
252091106 | TNB | DISTRIBUTION | CHERAS | Existing | RYB | 11 kV |  |  |  |  | 240_3C_AL_XLPE | CJYA: 10 | TMN TANMING MAJU CHERAS JAYA: B09088 |  | 586.314 m |  |  |  | 3 | 2
252091112 | TNB | DISTRIBUTION | CHERAS | Existing | RYB | 11 kV |  |  |  |  | 240_3C_AL_XLPE | TMN SRI CHERAS NO 3: B01720 | TMN SRI CHERAS JAYA: B01721 |  | 462.371 m |  |  |  | 3 | 2
252091335 | TNB | DISTRIBUTION | CHERAS | Existing | RYB | 11 kV | NO | Class C |  |  | 240_3C_AL_XLPE | SG LONG NO 13: B02365 | SCOT PINE NO 2: B04410 |  | 398.212 m |  |  |  | 3 | 2
252091621 | TNB | DISTRIBUTION | CHERAS | Existing | RYB | 11 kV |  |  |  |  | 240_3C_AL_XLPE | INTRA DESIGN: B10071 | TS MERG: B02837 [OFF] |  | 202.055 m |  |  |  | 3 | 2
252091633 | TNB | DISTRIBUTION | CHERAS | Existing | RYB | 11 kV | NO | Class C |  |  | 240_3C_AL_XLPE | WING LONG: B02836 | LOT 72887 TS WONG: B13116 |  | 73.936 m |  |  |  | 3 | 0
252091908 | TNB | DISTRIBUTION | CHERAS | Existing | RYB | 11 kV | NO | Class C |  |  | 240_3C_AL_XLPE | BUKIT BAYU NO 2: B04392 | BUKIT BAYU NO 3: B04396 |  | 639.853 m |  |  |  | 3 | 2
252091923 | TNB | DISTRIBUTION | CHERAS | Existing | RYB | 11 kV |  |  |  |  | 240_3C_AL_XLPE | IDEAPOLY S/B: B06139 | HONG AI KOK: B02851 |  | 478.598 m |  |  |  | 3 | 2
252093535 | TNB | DISTRIBUTION | CHERAS | Existing | RYB | 11 kV |  |  |  |  | 240_3C_AL_XLPE | TOYOTA 3S: B10451 | WENG HIN NO 2: B07056 |  | 260.735 m |  |  |  | 3 | 2
252093731 | TNB | DISTRIBUTION | CHERAS | Existing | RYB | 11 kV |  |  |  |  | 240_3C_AL_XLPE | MINES LOTUS 2/1: B08235 | CITY BEACH RESORT: B02626 |  | 1793.096 m |  |  |  | 3 | 4
252095191 | TNB | DISTRIBUTION | CHERAS | Existing | RYB | 11 kV | NO | Class C |  |  | 240_3C_AL_XLPE | SG LONG NO 5 PADAT: B08226 | SG LONG NO 5: B02377 |  | 19.819 m |  |  |  | 3 | 2
252095196 | TNB | DISTRIBUTION | CHERAS | Existing | RYB | 11 kV |  |  |  |  | 240_3C_AL_XLPE | SUN HUP SENG: B01945 | YAT ENGINEERING: B01944 |  | 569.964 m |  |  |  | 3 | 6
252095503 | TNB | DISTRIBUTION | CHERAS | Existing | RYB | 11 kV |  |  |  |  | 240_3C_AL_XLPE | KHOO MOK CHIN: B02816 | MALAYSIAN MEGA GALVANIES: B02815 |  | 112.599 m |  |  |  | 3 | 4
252095509 | TNB | DISTRIBUTION | CHERAS | Existing | RYB | 11 kV |  |  |  |  | 240_3C_AL_XLPE | TMN SRI AMAN: B02062 | TOL PLAZA HULU LANGAT: B02032 |  | 618.239 m |  |  |  | 3 | 1
252095515 | TNB | DISTRIBUTION | CHERAS | Existing | RYB | 11 kV |  |  |  |  | 240_3C_AL_XLPE | ARMADA CERGAS: B10339 | BHS HARDWERE: B02803 |  | 339.596 m |  |  |  | 3 | 3
252095521 | TNB | DISTRIBUTION | CHERAS | Existing | RYB | 11 kV | NO | Class C |  |  | 240_3C_AL_XLPE | DESA SERDANG NO 7: B00918 | BUKIT BAYU NO 1: B04388 |  | 400.266 m |  |  |  | 3 | 2
252097033 | TNB | DISTRIBUTION | CHERAS | Existing | RYB | 11 kV | NO | Class C |  |  | 240_3C_AL_XLPE | DESA SERDANG NO 4: B00906 | DESA SERDANG NO 3: B00905 |  | 327.505 m |  |  |  | 3 | 2
252098997 | TNB | DISTRIBUTION | CHERAS | Existing | RYB | 11 kV |  |  |  |  | 240_3C_AL_XLPE | D-CRS-C16-0665: B14659 | IVORY ASCENT S/B: B06381 |  | 104.276 m |  |  |  | 3 | 8
252099648 | TNB | DISTRIBUTION | CHERAS | Existing | RYB | 11 kV |  |  |  |  | 240_3C_AL_XLPE | PE WISMA MINLON: B009221 | BUKIT BAYU NO 6: B04404 [OFF] |  | 845.082 m |  |  |  | 3 | 2
252100270 | TNB | DISTRIBUTION | CHERAS | Existing | RYB | 11 kV | NO | Class C |  |  | 240_3C_AL_XLPE | DESA SERDANG NO 3: B00902 | DESA SERDANG NO 2: B00901 |  | 93.637 m |  |  |  | 3 | 2
252100426 | TNB | DISTRIBUTION | CHERAS | Existing | RYB | 11 kV | NO | Class C |  |  | 240_3C_AL_XLPE | RAKR TMN SURIA DESA SERDANG: B08323 | SERDANG LAMA COMPACT: B00858 |  | 1021.184 m |  |  |  | 3 | 4
252100711 | TNB | DISTRIBUTION | CHERAS | Existing | RYB | 11 kV |  |  |  |  | 240_3C_AL_XLPE | MINLON LIGHT INDUSTRIES B: B10191 | MINLON LIGHT INDUSTRIES A: B10190 |  | 316.837 m |  |  |  | 3 | 2
252102905 | TNB | DISTRIBUTION | CHERAS | Existing | RYB | 11 kV | NO | Class C |  |  | 240_3C_AL_XLPE | DESA SERDANG NO 1: B00854 | COMPACT KG SETIA: B00855 |  | 292.861 m |  |  |  | 3 | 2
252102911 | TNB | DISTRIBUTION | CHERAS | Existing | RYB | 11 kV |  |  |  |  | 240_3C_AL_XLPE | COUNTRY HEIGHT PARADE NO 2: B02620 | MINES LOTUS 2/1: B08233 |  | 398.141 m |  |  |  | 3 | 2
252103584 | TNB | DISTRIBUTION | CHERAS | Existing | RYB | 11 kV |  |  |  |  | 240_3C_AL_XLPE | MINE: 10 | MINES RESORT NO 1: B02612 |  | 834.245 m |  |  |  | 3 | 4
252103862 | TNB | DISTRIBUTION | CHERAS | Existing | RYB | 11 kV |  |  |  |  | 240_3C_AL_XLPE | TMN SRI RAYA (KAUSAR): B01797 | CHERAS BT 9: B01798 |  | 1099.258 m |  |  |  | 3 | 2
252103881 | TNB | DISTRIBUTION | CHERAS | Existing | RYB | 11 kV |  |  |  |  | 240_3C_AL_XLPE | TMN SRI CHERAS NO 2: B01717 | TMN SRI CHERAS NO 3: B01718 |  | 289.681 m |  |  |  | 3 | 3
252103887 | TNB | DISTRIBUTION | CHERAS | Existing | RYB | 11 kV | NO | Class C |  |  | 300_3C_AL_PILC | PST DAGANGAN BALAKONG NO 4: B01426 | PERUMAHAN SUMBANGAN DAYA: B05250 |  | 91.107 m |  |  |  | 3 | 0
252103893 | TNB | DISTRIBUTION | CHERAS | Existing | RYB | 11 kV |  |  |  |  | 240_3C_AL_XLPE | PEJABAT TAPAK CHERAS PERDANA: B01632 | CHERAS PERDANA NO 7: B01633 |  | 416.387 m |  |  |  | 3 | 3
252103899 | TNB | DISTRIBUTION | CHERAS | Existing | RYB | 11 kV |  |  |  |  | 240_3C_AL_XLPE | SEK MEN CHERAS PERDANA: B01652 | CHERAS PERDANA NO 6: B01653 |  | 514.056 m |  |  |  | 3 | 6
252103911 | TNB | DISTRIBUTION | CHERAS | Existing | RYB | 11 kV | NO | Class C |  |  | 300_3C_AL_PILC | PERUMAHAN SUMBANGAN DAYA: B05247 | PST DAGANGAN BALAKONG NO 1 COMPACT: B01425 [OFF] |  | 297.974 m |  |  |  | 3 | 0
252103940 | TNB | DISTRIBUTION | CHERAS | Existing | RYB | 11 kV |  |  |  |  | 240_3C_AL_XLPE | SG BESI INDAH NO 6A: B06393 | SG BESI INDAH NO 6: B02761 |  | 27.604 m |  |  |  | 3 | 2
252103951 | TNB | DISTRIBUTION | CHERAS | Existing | RYB | 11 kV | NO | Class C |  |  | 240_3C_AL_XLPE | JLN PAHLAWAN 22/3, BDR MAHKOTA CHERAS: B07820 | CHERAS VISTA BMC: B08665 |  | 466.335 m |  |  |  | 3 | 0
252103987 | TNB | DISTRIBUTION | CHERAS | Existing | RYB | 11 kV | NO | Class C |  |  | 240_3C_AL_XLPE | COMMERCIAL AREA NO 6: B08635 | JLN TEMENGGUNG 3/9: B11929 [OFF] |  | 185.188 m |  |  |  | 3 | 1
252104178 | TNB | DISTRIBUTION | CHERAS | Existing | RYB | 11 kV |  |  |  |  | 240_3C_AL_XLPE | LMAS: | TMN SERI MINANG BTHO: B07785 |  | 1633.198 m |  |  | LMAS-9 | 3 | 5
252104188 | TNB | DISTRIBUTION | CHERAS | Existing | RYB | 11 kV |  |  |  |  | 240_3C_AL_XLPE | LUBS TECHNOLOGY SB: B01847 | LIEW KON THAM: B01846 |  | 97.086 m |  |  |  | 3 | 2
252104194 | TNB | DISTRIBUTION | CHERAS | Existing | RYB | 11 kV | NO | Class C |  |  | 240_3C_AL_XLPE | TMN TANMING INDAH NO 3: B10040 | TMN TANMING INDAH NO 1: B08422 |  | 30.417 m |  |  |  | 3 | 2
252104200 | TNB | DISTRIBUTION | CHERAS | Existing | RYB | 11 kV |  |  |  |  | 120_3C_AL_PILC | CCP: B01295 | RSD SB: B01296 |  | 139.447 m |  |  |  | 3 | 4
252104222 | TNB | DISTRIBUTION | CHERAS | Existing | RYB | 11 kV |  |  |  |  | 150_3C_AL_XLPE | TMN ULU LANGAT JAYA NO 2: B05928 | TMN ULU LANGAT JAYA NO 2: B05927 |  | 2.467 m |  |  |  | 3 | 0
252104441 | TNB | DISTRIBUTION | CHERAS | Existing | RYB | 11 kV |  |  |  |  | 185_3C_AL_PILC | HENG KEE CORPORATION: B01359 | TEXT FIBRE (THAM KOK ENG): B01360 |  | 200.793 m |  |  |  | 3 | 2
252104463 | TNB | DISTRIBUTION | CHERAS | Existing | RYB | 11 kV |  |  |  |  | 240_3C_AL_XLPE | LUBS TECHNOLOGY SB: B01849 | KAW PERUSAHAAN CHERAS JAYA NO 1: B01580 |  | 126.425 m |  |  |  | 3 | 4
252104469 | TNB | DISTRIBUTION | CHERAS | Existing | RYB | 11 kV |  |  |  |  | 300_3C_AL_PILC | SG BESI INDAH NO 6: B02758 | SG BESI INDAH NO 7: B02757 |  | 994.654 m |  |  |  | 3 | 5
252104479 | TNB | DISTRIBUTION | CHERAS | Existing | RYB | 11 kV | NO | Class C |  |  | 240_3C_AL_XLPE | JLN BENDAHARA 12/7 BMC: B07902 | JLN BENDAHARA 7A/7: B09206 |  | 747.882 m |  |  |  | 3 | 5
252104485 | TNB | DISTRIBUTION | CHERAS | Existing | RYB | 11 kV | NO | Class C |  |  | 240_3C_AL_XLPE | COMMERCIAL AREA NO 1: B08627 | COMMERCIAL AREA NO 5: B08628 |  | 340.979 m |  |  |  | 3 | 3
252104491 | TNB | DISTRIBUTION | CHERAS | Existing | RYB | 11 kV |  |  |  |  | 240_3C_AL_XLPE | TUCK SIN ENGINEERING: B02355 | TIP CORPORATION NO 2: B04563 |  | 702.906 m |  |  |  | 3 | 2
252104497 | TNB | DISTRIBUTION | CHERAS | Existing | RYB | 11 kV | NO | Class C |  |  | 240_3C_AL_XLPE | BDR SG LONG NO 1: B02399 | P/PURI FOREST GREEN: B04846 |  | 445.294 m |  |  |  | 3 | 2
252107058 | TNB | DISTRIBUTION | CHERAS | Existing | RYB | 11 kV |  |  |  |  | 240_3C_AL_XLPE | JLN SG SERING 1: B09310 | SG SERING FASA 4: B10498 |  | 233.303 m |  |  |  | 3 | 2
252107179 | TNB | DISTRIBUTION | CHERAS | Existing | RYB | 11 kV | NO | Class C |  |  | 240_3C_AL_XLPE | ABD KARIM MANAN: B03971 | AISTANA INDUSTRI: B09479 |  | 167.897 m |  |  |  | 3 | 3
252107266 | TNB | DISTRIBUTION | CHERAS | Existing | RYB | 11 kV | NO | Class C |  |  | 240_3C_AL_XLPE | FLOORGO: B01913 | BERKAT HASIL NO 1: B01914 [OFF] |  | 171.289 m |  |  |  | 3 | 4
252107278 | TNB | DISTRIBUTION | CHERAS | Existing | RYB | 11 kV | NO | Class C |  |  | 240_3C_AL_XLPE | PANGSAPURI BLOK L8, JLN PENGGAWA, BMC: B07811 | PANGSAPURI BLOK L9, JLN PENGAWA, BDR MK: B07812 |  | 126.855 m |  |  |  | 3 | 2
252107426 | TNB | DISTRIBUTION | CHERAS | Existing | RYB | 11 kV |  |  |  |  | 240_3C_AL_XLPE | DUA SAMA: B01598 | KARPOH KNITTING: B01599 |  | 212.641 m |  |  |  | 3 | 2
252107433 | TNB | DISTRIBUTION | CHERAS | Existing | RYB | 11 kV |  |  |  |  | 240_3C_AL_XLPE | BTHO NO 6: B01711 | BTHO NO 7: B01710 |  | 167.169 m |  |  |  | 3 | 2
252107439 | TNB | DISTRIBUTION | CHERAS | Existing | RYB | 11 kV |  |  |  |  | 240_3C_AL_XLPE | NEW ELECTRONIC GATE: B01616 | CHERAS JAYA NO 2: B01617 [OFF] |  | 602.878 m |  |  |  | 3 | 8
252107490 | TNB | DISTRIBUTION | CHERAS | Existing | RYB | 11 kV |  |  |  |  | 240_3C_AL_XLPE | APARTMENT SUAKASIH BTHO: B07258 | BTHO NO 15: B05327 |  | 144.819 m |  |  |  | 3 | 2
252107502 | TNB | DISTRIBUTION | CHERAS | Existing | RYB | 11 kV |  |  |  |  | 240_3C_AL_XLPE | PE PADAT LEW KOK HOONG: B13494 | BOGO OPTICAL: B09109 |  | 135.064 m |  |  |  | 3 | 1
252107508 | TNB | DISTRIBUTION | CHERAS | Existing | RYB | 11 kV |  |  |  |  | 240_3C_AL_XLPE | MIRACON: B05083 | MIEKA FOOD 2: B08364 |  | 775.977 m |  |  |  | 3 | 3
252107530 | TNB | DISTRIBUTION | CHERAS | Existing | RYB | 11 kV |  |  |  |  | 240_3C_AL_XLPE | JUBA: | FU YUEN: B01479 |  | 479.797 m |  |  |  | 3 | 4
252107547 | TNB | DISTRIBUTION | CHERAS | Existing | RYB | 11 kV |  |  |  |  | 240_3C_AL_XLPE | PE PADAT AZ-ZAHRAH: B13918 | JLN MEGAH 2/2: B08171 |  | 1880.257 m |  |  |  | 3 | 3
252107588 | TNB | DISTRIBUTION | CHERAS | Existing | RYB | 11 kV |  |  |  |  | 240_3C_AL_XLPE | BRISTOL 1: B02840 | BRISTOL 2: B07924 |  | 72.991 m |  |  |  | 3 | 2
252107775 | TNB | DISTRIBUTION | CHERAS | Existing | RYB | 11 kV | NO | Class C |  |  | 240_3C_AL_XLPE | KINMA RUBBER IND SB: B01904 | SRI TIMAH: B01907 |  | 1116.423 m |  |  |  | 3 | 4
252108022 | TNB | DISTRIBUTION | CHERAS | Existing | RYB | 33 kV |  |  |  |  | 630_1C_AL_XLPE | BTHO: | JUBA: [OFF] |  | 2768.966 m |  |  |  | 3 | 6
252108029 | TNB | DISTRIBUTION | CHERAS | Existing | RYB | 11 kV |  |  |  |  | 240_3C_AL_XLPE | TMN ALAM JAYA NO 2: B02111 | TMN ALAM JAYA NO 1: B02109 |  | 533.776 m |  |  |  | 3 | 2
252108240 | TNB | DISTRIBUTION | CHERAS | Existing | RYB | 11 kV | NO | Class C |  |  | 240_3C_AL_XLPE | PPU SGLN: 5 | BDR SG LONG NO 1: B02401 |  | 354.483 m |  |  |  | 3 | 0
252108245 | TNB | DISTRIBUTION | CHERAS | Existing | RYB | 11 kV | NO | Class C |  |  | 240_3C_AL_XLPE | PPU MHCR: 10 | JLN PAHLAWAN 20/3: B08602 |  | 107.189 m |  |  |  | 3 | 4
252108293 | TNB | DISTRIBUTION | CHERAS | Existing | RYB | 11 kV | YES | Class D |  |  | 240_3C_AL_XLPE | PERSIARAN BKT SG LONG NO 1: B09953 | PERSIARAN BKT SG LONG NO 2: B09954 |  | 213.431 m |  |  |  | 3 | 2
252108306 | TNB | DISTRIBUTION | CHERAS | Existing | RYB | 11 kV | NO | Class D |  |  | 240_3C_AL_XLPE | JLN BKT SL 3/1: B10133 | PERSIARAN SG LONG 1/5: B09958 |  | 824.904 m |  |  |  | 3 | 3
252108470 | TNB | DISTRIBUTION | CHERAS | Existing | RYB | 11 kV |  |  |  |  | 240_3C_AL_XLPE | CHASELAND NO 2: B06034 | MADAH PERKAYUAN: B02224 [OFF] |  | 585.829 m |  |  |  | 3 | 2
252108486 | TNB | DISTRIBUTION | CHERAS | Existing | RYB | 11 kV | NO | Class C |  |  | 240_3C_AL_XLPE | BDR MAHKOTA CHERAS NO 17: B06761 | BDR MAHKOTA CHERAS NO 18: B06762 |  | 414.285 m |  |  |  | 3 | 2
252108529 | TNB | DISTRIBUTION | CHERAS | Existing | RYB | 11 kV |  |  |  |  | 240_3C_AL_XLPE | CJYA: 9 | GRANITE TILES (M) SB: B01416 |  | 1520.937 m |  |  |  | 3 | 6
252108536 | TNB | DISTRIBUTION | CHERAS | Existing | RYB | 11 kV |  |  |  |  | 240_3C_AL_XLPE | TMN KOPERASI CUEPAC NO 1 BT 12 FASA 1A: B02422 | TMN KOPERASI CUEPAC NO 2: B02421 [OFF] |  | 253.218 m |  |  |  | 3 | 2
252108547 | TNB | DISTRIBUTION | CHERAS | Existing | RYB | 11 kV |  |  |  |  | 240_3C_AL_XLPE | SEK MEN CHERAS JAYA: B06235 | MAGNAVILLA NO 1: B01872 |  | 770.302 m |  |  |  | 3 | 8
252108557 | TNB | DISTRIBUTION | CHERAS | Existing | RYB | 11 kV |  |  |  |  | 240_3C_AL_XLPE | TMN LAGENDA MAS NO 2: B06916 | JLN MAS UTAMA: B09102 |  | 263.713 m |  |  |  | 3 | 4
252108684 | TNB | DISTRIBUTION | CHERAS | Existing | RYB | 11 kV | NO | Class C |  |  | 240_3C_AL_XLPE | BDR MAHKOTA CHERAS NO. 7: B06338 | BDR MAHKOTA CHERAS NO. 8: B06339 |  | 590.117 m |  |  |  | 3 | 2
252108690 | TNB | DISTRIBUTION | CHERAS | Existing | RYB | 11 kV | NO | Class C |  |  | 240_3C_AL_XLPE | DESA KARUNMAS NO 1: B04587 | DESA KARUNMAS NO 2: B04588 |  | 100.997 m |  |  |  | 3 | 2
252108704 | TNB | DISTRIBUTION | CHERAS | Existing | RYB | 11 kV |  |  |  |  | 240_3C_AL_XLPE | NO 1 JLN BALAKONG JAYA: | NO 5 TMN BALAKONG JAYA: B04455 |  | 228.944 m |  |  |  | 3 | 2
252108754 | TNB | DISTRIBUTION | CHERAS | Existing | RYB | 11 kV | NO | Class C |  |  | 240_3C_AL_XLPE | SG LONG NO 9: B02378 | SG LONG NO 5 PADAT: B08224 |  | 792.465 m |  |  |  | 3 | 4
252108760 | TNB | DISTRIBUTION | CHERAS | Existing | RYB | 11 kV |  |  |  |  | 300_3C_AL_PILC | TANMING RAYA NO 4: B01347 | TANMING RAYA NO 3: B01350 |  | 317.291 m |  |  |  | 3 | 2
252108784 | TNB | DISTRIBUTION | CHERAS | Existing | RYB | 11 kV |  |  |  |  | 240_3C_AL_XLPE | TMN MEGAH NO 2: B01766 | TMN MEGAH NO 1: B01764 |  | 177.675 m |  |  |  | 3 | 2
252108933 | TNB | DISTRIBUTION | CHERAS | Existing | RYB | 11 kV |  |  |  |  | 240_3C_AL_XLPE | PEH AH SOON: B02852 | IDEAPOLY S/B: B06137 |  | 241.007 m |  |  |  | 3 | 2
252108939 | TNB | DISTRIBUTION | CHERAS | Existing | RYB | 11 kV |  |  |  |  | 240_3C_AL_XLPE | TMN EMAS CHERAS: B02079 | TMN ORKID JLN ORKID 5/2: B10183 [OFF] |  | 677.272 m |  |  |  | 3 | 4
252109005 | TNB | DISTRIBUTION | CHERAS | Existing | RYB | 11 kV |  |  |  |  | 240_3C_AL_XLPE | SEGAR PERDANA COURT PHASE 7B: B09166 | TMN SEGAR PERDANA NO 4: B07008 |  | 516.583 m |  |  |  | 3 | 2
252109393 | TNB | DISTRIBUTION | CHERAS | Existing | RYB | 11 kV | NO | Class C |  |  | 240_3C_AL_XLPE | TERAZZO: B01822 | WATTA BATTERY NO 2: B01823 |  | 46.508 m |  |  |  | 3 | 3
252109630 | TNB | DISTRIBUTION | CHERAS | Existing | RYB | 11 kV | NO | Class C |  |  | 240_3C_AL_XLPE | K.K METAL: B08720 | SUPERSAVE C.P: B09409 |  | 268.857 m |  |  |  | 3 | 2
252109636 | TNB | DISTRIBUTION | CHERAS | Existing | RYB | 11 kV |  |  |  |  | 240_3C_AL_XLPE | AIM RIGHT: B01286 | JORDONE CORPORATION: B07460 |  | 872.713 m |  |  |  | 3 | 4
252109655 | TNB | DISTRIBUTION | CHERAS | Existing | RYB | 11 kV | NO | Class C |  |  | 240_3C_AL_XLPE | TAMAN SINARAN NO 2: B07849 | TAMAN SINARAN NO 1: B07848 |  | 448.268 m |  |  |  | 3 | 0
252109857 | TNB | DISTRIBUTION | CHERAS | Existing | RYB | 11 kV | NO | Class C |  |  | 240_3C_AL_XLPE | SWS ORIENT BATTERY: B01816 | WATTA BATTERY NO 1: B01817 |  | 69.548 m |  |  |  | 3 | 3
252109863 | TNB | DISTRIBUTION | CHERAS | Existing | RYB | 11 kV |  |  |  |  | 240_3C_AL_XLPE | BTHO NO 12: B04696 | JLN SUADAMAI 10/1 BTHO: B00000 |  | 474.411 m |  |  |  | 3 | 2
252109883 | TNB | DISTRIBUTION | CHERAS | Existing | RYB | 11 kV |  |  |  |  | 240_3C_AL_XLPE | TMN SUNTEX: B02073 | TMN SEGAR PERDANA NO 1: B06695 |  | 3047.251 m |  |  |  | 3 | 2
252109902 | TNB | DISTRIBUTION | CHERAS | Existing | RYB | 11 kV | NO | Class C |  |  | 240_3C_AL_XLPE | BUKIT BAYU NO 5: B04401 | BUKIT BAYU NO 6: B04403 |  | 817.736 m |  |  |  | 3 | 2
252110166 | TNB | DISTRIBUTION | CHERAS | Existing | RYB | 11 kV |  |  |  |  | 240_3C_AL_XLPE | SWS SG LONG QUARRY: B00000 | KENEISON BROTHERS NO 2: B05457 |  | 1791.705 m |  |  |  | 3 | 4
252110339 | TNB | DISTRIBUTION | CHERAS | Existing | RYB | 11 kV | NO | Class C |  |  | 240_3C_AL_XLPE | ASAHI KOSEI NO 3: B12204 | LFIP NO 4: B01994 [OFF] |  | 895.626 m |  |  |  | 3 | 0
252110379 | TNB | DISTRIBUTION | CHERAS | Existing | RYB | 11 kV | NO | Class C |  |  | 240_3C_AL_XLPE | PPU MHCR: 5 | TMN SG LONG MAKMUR: B07059 |  | 2053.714 m |  |  |  | 3 | 5
252110812 | TNB | DISTRIBUTION | CHERAS | Existing | RYB | 11 kV |  |  |  |  | 240_3C_AL_XLPE | BELIA IKBN DUSUN TUA NO 4: B08182 | PE BELIA IKBN NO 6: B13301 |  | 419.025 m |  |  |  | 3 | 2
252111050 | TNB | DISTRIBUTION | CHERAS | Existing | RYB | 11 kV | NO | Class C |  |  | 240_3C_AL_XLPE | BERKAT HASIL NO 3: B01886 | BERKAT HASIL NO 4: B01885 |  | 178.691 m |  |  |  | 3 | 2
252111056 | TNB | DISTRIBUTION | CHERAS | Existing | RYB | 11 kV |  |  |  |  | 240_3C_AL_XLPE | CHERAS JAYA NO 1: B01570 | TMN SRI INDAH: B01620 |  | 948.711 m |  |  |  | 3 | 7
252111517 | TNB | DISTRIBUTION | CHERAS | Existing | RYB | 11 kV |  |  |  |  | 240_3C_AL_XLPE | TMN IMPIAN INDAH NO 3: B08151 | RAKAN BERSATU NO 1: B01388 |  | 3251.170 m |  |  |  | 3 | 8
252111564 | TNB | DISTRIBUTION | CHERAS | Existing | RYB | 11 kV |  |  |  |  | 240_3C_AL_XLPE | PBEL: | PADAT LOT 1898 JLN KPB 9: B11527 |  | 2733.305 m |  |  |  | 3 | 14
252111569 | TNB | DISTRIBUTION | CHERAS | Existing | RYB | 11 kV |  |  |  |  | 240_3C_AL_XLPE | TMN PINGGIRAN DELIMA NO 2: B02242 | TMN PINGGIRAN DELIMA NO 3: B02243 |  | 469.739 m |  |  |  | 3 | 3
252111575 | TNB | DISTRIBUTION | CHERAS | Existing | RYB | 11 kV |  |  |  |  | 240_3C_AL_XLPE | UNITED CASTING SB: B01595 | DUA SAMA: B01596 |  | 49.811 m |  |  |  | 3 | 2
252111580 | TNB | DISTRIBUTION | CHERAS | Existing | RYB | 11 kV | NO | Class C |  |  | 240_3C_AL_XLPE | ESSO GRAND SAGA: B08315 | COMPACT LAMPU JLN GRAND SAGA: B03959 |  | 591.159 m |  |  |  | 3 | 2
252111770 | TNB | DISTRIBUTION | CHERAS | Existing | RYB | 11 kV |  |  |  |  | 240_3C_AL_XLPE | P/PURI PERMATA CHERAS: B006310 | RUMAH PAM SEGAR PERDANA: B07241 |  | 724.472 m |  |  |  | 3 | 4
252111812 | TNB | DISTRIBUTION | CHERAS | Existing | RYB | 11 kV |  |  |  |  | 240_3C_AL_XLPE | PANGSAPURI SRI JASA: B02903 | CHIP NGAI: B02904 |  | 345.353 m |  |  |  | 3 | 4
252111817 | TNB | DISTRIBUTION | CHERAS | Existing | RYB | 11 kV |  |  |  |  | 240_3C_AL_XLPE | BTHO NO 17: B05335 | BTHO NO 18: B05336 |  | 343.531 m |  |  |  | 3 | 2
252111828 | TNB | DISTRIBUTION | CHERAS | Existing | RYB | 11 kV | NO | Class C |  |  | 240_3C_AL_XLPE | AE TECHNOLOGY S/B NO 2: B01526 | SOLID GOLD: B01525 [OFF] |  | 76.965 m |  |  |  | 3 | 2
252111852 | TNB | DISTRIBUTION | CHERAS | Existing | RYB | 11 kV |  |  |  |  | 240_3C_AL_XLPE | BERKAT HASIL NO 13: B02723 | BERKAT HASIL NO 14: B02724 [OFF] |  | 145.662 m |  |  |  | 3 | 2
252111897 | TNB | DISTRIBUTION | CHERAS | Existing | RYB | 11 kV | NO | Class C |  |  | 240_3C_AL_XLPE | WATTA BATTERY NO 1: B01819 | TERAZZO: B01820 |  | 133.486 m |  |  |  | 3 | 3
252112070 | TNB | DISTRIBUTION | CHERAS | Existing | RYB | 11 kV | NO | Class C |  |  | 240_3C_AL_XLPE | PPU MHCR: 1 | PE PADAT SUNSTONE NO 2: B13459 |  | 1387.869 m |  |  |  | 3 | 3
252112076 | TNB | DISTRIBUTION | CHERAS | Existing | RYB | 11 kV |  |  |  |  | 240_3C_AL_XLPE | BTHO NO 9: B01687 | BTHO NO 10: B01688 |  | 226.524 m |  |  |  | 3 | 2
252112086 | TNB | DISTRIBUTION | CHERAS | Existing | RYB | 11 kV |  |  |  |  | 240_3C_AL_XLPE | CHIP NGAI: B02906 | SG BESI INDAH NO 8: B05737 |  | 530.799 m |  |  |  | 3 | 4
252112092 | TNB | DISTRIBUTION | CHERAS | Existing | RYB | 11 kV | NO | Class C |  |  | 240_3C_AL_XLPE | GUPPY PLASTIC NO 2: B05713 | SUN HUP HING LEONG ENG: B01550 [OFF] |  | 374.368 m |  |  |  | 3 | 5
252112098 | TNB | DISTRIBUTION | CHERAS | Existing | RYB | 11 kV |  |  |  |  | 240_3C_AL_XLPE | ASAS EKUITI S/B: B04715 | MIRACON: B05081 |  | 313.671 m |  |  |  | 3 | 2
252112104 | TNB | DISTRIBUTION | CHERAS | Existing | RYB | 11 kV |  |  |  |  | 240_3C_AL_XLPE | OOI BIN KEONG: B02858 | FORMATIVE VIEW: B02857 |  | 703.404 m |  |  |  | 3 | 4
252112110 | TNB | DISTRIBUTION | CHERAS | Existing | RYB | 11 kV |  |  |  |  | 240_3C_AL_XLPE | PKNS KG MELAKA: B02158 | TMN MAS NO 3 COMPACT: B02159 |  | 559.393 m |  |  |  | 3 | 2
252112115 | TNB | DISTRIBUTION | CHERAS | Existing | RYB | 11 kV | NO | Class C |  |  | 300_3C_AL_PILC | TMN INDAH NO 2: B01502 | TMN INDAH NO 1: B01501 |  | 494.351 m |  |  |  | 3 | 2
252112327 | TNB | DISTRIBUTION | CHERAS | Existing | RYB | 11 kV |  |  |  |  | 240_3C_AL_XLPE | KONDO JUTA MINES BLOK A: B08921 | KONDO JUTA MINES BLOK B: B09257 |  | 156.912 m |  |  |  | 3 | 2
252112333 | TNB | DISTRIBUTION | CHERAS | Existing | RYB | 11 kV |  |  |  |  | 240_3C_AL_XLPE | TMASS: | LOT BANGLO KG BARU TMN MAS: B07336 |  | 469.187 m |  |  |  | 3 | 2
252112344 | TNB | DISTRIBUTION | CHERAS | Existing | RYB | 11 kV | NO | Class C |  |  | 240_3C_AL_XLPE | GENERAL LABEL: B01895 | COSMO ENGINEERING: B01896 |  | 145.615 m |  |  |  | 3 | 2
252112350 | TNB | DISTRIBUTION | CHERAS | Existing | RYB | 11 kV |  |  |  |  | 240_3C_AL_XLPE | BERKAT HASIL NO 4A: B02707 | BERKAT HASIL NO 4B: B02708 |  | 178.593 m |  |  |  | 3 | 2
252112356 | TNB | DISTRIBUTION | CHERAS | Existing | RYB | 11 kV |  |  |  |  | 240_3C_AL_XLPE | BELIA DUSUN TUA (IKBN): B02266 | IKBN DUSUN TUA NO 5: B08706 |  | 612.287 m |  |  |  | 3 | 2
252112362 | TNB | DISTRIBUTION | CHERAS | Existing | RYB | 11 kV |  |  |  |  | 240_3C_AL_XLPE | PERSIARAN SG LONG 1 BDR SG LONG 1: B08994 | PERSIARAN SG LONG 1 BDR SG LONG NO 3: B09068 |  | 360.096 m |  |  |  | 3 | 2
252112368 | TNB | DISTRIBUTION | CHERAS | Existing | RYB | 11 kV |  |  |  |  | 300_3C_AL_PILC | SWEET TAPE (BUONTIRO): B01927 | DAIREN DEVELOPMENT: B10926 |  | 51.957 m |  |  |  | 3 | 2
252112602 | TNB | DISTRIBUTION | CHERAS | Existing | RYB | 11 kV |  |  |  |  | 240_3C_AL_XLPE | BOOM FUEN & SON (GALANT): B01332 | LOT 1906 JLN KPB 9: B10610 |  | 171.351 m |  |  |  | 3 | 2
252112608 | TNB | DISTRIBUTION | CHERAS | Existing | RYB | 11 kV | NO | Class C |  |  | 240_3C_AL_XLPE | PANGSAPURI BLOK L7, JLN PENGGAWA, BMC: B07808 | PANGSAPURI BLOK L8, JLN PENGGAWA, BMC: B07809 |  | 386.351 m |  |  |  | 3 | 2
252112619 | TNB | DISTRIBUTION | CHERAS | Existing | RYB | 11 kV |  |  |  |  | 240_3C_AL_XLPE | STP BTHO: B10587 | BTHO NO 1: B01638 |  | 817.512 m |  |  |  | 3 | 1
252112625 | TNB | DISTRIBUTION | CHERAS | Existing | RYB | 11 kV |  |  |  |  | 240_3C_AL_XLPE | EXZULA LANDSCAPE: B01272 | TAN CHENG KAY: B01271 |  | 466.504 m |  |  |  | 3 | 3
252112642 | TNB | DISTRIBUTION | CHERAS | Existing | RYB | 11 kV |  |  |  |  | 240_3C_AL_XLPE | PANTAI UTAMA: B01306 | VALIAND RUBBER PRODUCT: B01305 |  | 518.617 m |  |  |  | 3 | 2
252112648 | TNB | DISTRIBUTION | CHERAS | Existing | RYB | 11 kV |  |  |  |  | 240_3C_AL_XLPE | LUBS TECHNOLOGY SB: B07690 | LUBS TECHNOLOGY SB: B07689 |  | 2.856 m |  |  |  | 3 | 0
252112652 | TNB | DISTRIBUTION | CHERAS | Existing | RYB | 11 kV |  |  |  |  | 120_3C_AL_PILC | DIAMOND PROPERTIES: B01266 | BINA PLASTIC: B01265 |  | 194.047 m |  |  |  | 3 | 2
252112668 | TNB | DISTRIBUTION | CHERAS | Existing | RYB | 11 kV |  |  |  |  | 240_3C_AL_XLPE | LOT BANGLO KG BARU TMN MAS: B07338 | RUMAH BANDAR TMN PUTRI: B10376 |  | 3610.615 m |  |  |  | 3 | 10
252112847 | TNB | DISTRIBUTION | CHERAS | Existing | RYB | 11 kV |  |  |  |  | 240_3C_AL_XLPE | JLN.MAS JAYA, MAS JAYA NO 2: B09449 | TMN MAS JAYA IND NO 2: B02327 |  | 274.623 m |  |  |  | 3 | 2
252112895 | TNB | DISTRIBUTION | CHERAS | Existing | RYB | 11 kV |  |  |  |  | 240_3C_AL_XLPE | JLN CJ 3/13-1 TMN CHERAS JAYA: B07085 | PKNS CHERAS JAYA NO 6: B01578 |  | 995.345 m |  |  |  | 3 | 3
252112901 | TNB | DISTRIBUTION | CHERAS | Existing | RYB | 11 kV | NO | Class C |  |  | 240_3C_AL_XLPE | MIEL NO 4 CHERAS JAYA: B01539 | TMN CHERAS JAYA NO 4: B01540 |  | 1266.769 m |  |  |  | 3 | 4
252113129 | TNB | DISTRIBUTION | CHERAS | Existing | RYB | 11 kV |  |  |  |  | 70_1C_AL_XLPE |  |  |  | 0.894 m |  |  |  | 3 | 1
252113133 | TNB | DISTRIBUTION | CHERAS | Existing | RYB | 11 kV |  |  |  |  | 240_3C_AL_XLPE | RUMAH BANDAR TMN PUTRI: B10378 | KONDOMINIUM VENICE HILL: B07824 |  | 222.845 m |  |  |  | 3 | 2
252113397 | TNB | DISTRIBUTION | CHERAS | Existing | RYB | 33 kV |  |  |  |  | 630_1C_AL_XLPE | LMAS: | BTHO: |  | 2802.879 m |  |  |  | 3 | 5
252113450 | TNB | DISTRIBUTION | CHERAS | Existing | RYB | 11 kV |  |  |  |  | 240_3C_AL_XLPE | TOL PLAZA HULU LANGAT: B02034 | PERNIAGAAN MASRIA: B10384 |  | 561.047 m |  |  |  | 3 | 2
252113643 | TNB | DISTRIBUTION | CHERAS | Existing | RYB | 11 kV | NO | Class C |  |  | 240_3C_AL_XLPE | PPU MHCR: 12 | BDR MAHKOTA CHERAS NO. 2: |  | 348.937 m |  |  |  | 3 | 0
252113673 | TNB | DISTRIBUTION | CHERAS | Existing | RYB | 11 kV | NO | Class C |  |  | 240_3C_AL_XLPE | PPU SGLN: 4 | JLN SL 13/4 SG LONG: B08174 |  | 1118.918 m |  |  |  | 3 | 5
252113888 | TNB | DISTRIBUTION | CHERAS | Existing | RYB | 11 kV | NO | Class C |  |  | 240_3C_AL_XLPE | PPU SGLN: | BDR MAHKOTA CHERAS NO 14: |  | 367.761 m |  |  |  | 3 | 3
252113906 | TNB | DISTRIBUTION | CHERAS | Existing | RYB | 11 kV | NO | Class C |  |  | 240_3C_AL_XLPE | RMH PANGSA KOS RENDAH NO 1 IMPIAN EHSAN: B06844 | TMN IMPIAN EHSAN NO 2: B01441 |  | 874.707 m |  |  |  | 3 | 6
252114804 | TNB | DISTRIBUTION | CHERAS | Existing | RYB | 11 kV |  |  |  |  | 240_3C_AL_XLPE | BT 18 HULU LANGAT: B02284 | DUSUN TUA BT 17 A/T: B02283 |  | 1165.451 m |  |  |  | 3 | 4
252114810 | TNB | DISTRIBUTION | CHERAS | Existing | RYB | 11 kV |  |  |  |  | 240_3C_AL_XLPE | KK3 BTHO: B15253 | BTHO NO 9: B01685 |  | 78.972 m |  |  |  | 3 | 1
252114822 | TNB | DISTRIBUTION | CHERAS | Existing | RYB | 11 kV |  |  |  |  | 240_3C_AL_XLPE | RUMAH PAM SEGAR PERDANA: B07239 | TMN CHERAS AWANA NO 1: B02133 |  | 360.457 m |  |  |  | 3 | 2
252114840 | TNB | DISTRIBUTION | CHERAS | Existing | RYB | 11 kV |  |  |  |  | 240_3C_AL_XLPE | TMN HARMONI INDAH NO 1: B05159 | BESI UNION: B02894 |  | 359.022 m |  |  |  | 3 | 4
252115077 | TNB | DISTRIBUTION | CHERAS | Existing | RYB | 11 kV |  |  |  |  | 240_3C_AL_XLPE | TAN CHENG KAY: B01269 | CITIZEN SCREEN: B08444 |  | 1108.179 m |  |  |  | 3 | 2
252115142 | TNB | DISTRIBUTION | CHERAS | Existing | RYB | 11 kV |  |  |  |  | 240_3C_AL_XLPE | JLN MAS UTAMA: B09099 | JLN MAS 3 TMN LAGENDA MAS: B09098 |  | 536.930 m |  |  |  | 3 | 6
252115312 | TNB | DISTRIBUTION | CHERAS | Existing | RYB | 11 kV |  |  |  |  | 240_3C_AL_XLPE | MEGA POWER: B05361 | JORDONE CORPORATION NO 2: B08875 |  | 174.926 m |  |  |  | 3 | 2
252115345 | TNB | DISTRIBUTION | CHERAS | Existing | RYB | 11 kV |  |  |  |  | 240_3C_AL_XLPE | TMN SEGAR PERDANA NO 1: B06994 | TMN SEGAR PERDANA NO 3: B07737 |  | 323.437 m |  |  |  | 3 | 2
252115508 | TNB | DISTRIBUTION | CHERAS | Existing | RYB | 11 kV |  |  |  |  | 240_3C_AL_XLPE | TMN BKT BELIMBING NO 1: B02890 | BELIMBING HEIGHTS NO 1: B07615 |  | 561.618 m |  |  |  | 3 | 2
252115826 | TNB | DISTRIBUTION | CHERAS | Existing | RYB | 11 kV |  |  |  |  | 240_3C_AL_XLPE | DAIDO AMISTAR (M) SDN BHD: B11248 | ASAHI KOSEI NO 2: B07592 |  | 244.573 m |  |  |  | 3 | 1
252115831 | TNB | DISTRIBUTION | CHERAS | Existing | RYB | 11 kV | NO | Class C |  |  | 240_3C_AL_XLPE | KK METAL NO 2: B10457 | K.K METAL: B08717 |  | 94.011 m |  |  |  | 3 | 2
252115837 | TNB | DISTRIBUTION | CHERAS | Existing | RYB | 11 kV |  |  |  |  | 150_3C_AL_XLPE | SETIA KASTURI BUSSINESS PARK: B01367 | GOODTIME REVIEW S/B: B06834 |  | 221.822 m |  |  |  | 3 | 2
252115843 | TNB | DISTRIBUTION | CHERAS | Existing | RYB | 11 kV |  |  |  |  | 240_3C_AL_XLPE | KG BARU BALAKONG COMPACT: B01233 | MECOMB: B01234 |  | 1033.886 m |  |  |  | 3 | 4
252115908 | TNB | DISTRIBUTION | CHERAS | Existing | RYB | 11 kV |  |  |  |  | 240_3C_AL_XLPE | TMN SRI CHERAS NO 1: B01724 | TMN SRI CHERAS JAYA: B01723 [OFF] |  | 723.904 m |  |  |  | 3 | 4
252116462 | TNB | DISTRIBUTION | CHERAS | Existing | RYB | 11 kV |  |  |  |  | 300_3C_AL_PILC | UNITED SENSATION SB: B02887 | RUMAH PAM BKT BELIMBING: B06142 |  | 746.491 m |  |  |  | 3 | 6
252116468 | TNB | DISTRIBUTION | CHERAS | Existing | RYB | 11 kV | NO | Class C |  |  | 240_3C_AL_XLPE | PMU BLKG 132/11 kV: 2 | DESA SERDANG NO 5: B00910 |  | 1923.133 m |  |  | BLKG: 2 | 3 | 3
252116704 | TNB | DISTRIBUTION | CHERAS | Existing | RYB | 11 kV |  |  |  |  | 240_3C_AL_XLPE | KENT LEE (M) S/B: B09382 | PIONER ALUMINIUM LOT 1870: B10321 |  | 511.702 m |  |  |  | 3 | 3
252116715 | TNB | DISTRIBUTION | CHERAS | Existing | RYB | 11 kV |  |  |  |  | 240_3C_AL_XLPE | WRITEBEST: B10143 | CHASELAND NO 2: B06037 |  | 330.163 m |  |  |  | 3 | 2
252116720 | TNB | DISTRIBUTION | CHERAS | Existing | RYB | 11 kV | NO | Class C |  |  | 240_3C_AL_XLPE | BKT PERMAI SG LONG: B04484 | BKT. RASA SAYANG: B08866 |  | 1217.793 m |  |  |  | 3 | 0
252116963 | TNB | DISTRIBUTION | CHERAS | Existing | RYB | 11 kV |  |  |  |  | 240_3C_AL_XLPE | BOGO OPTICAL: B09111 | PE KEB VENTURES: B13482 |  | 165.233 m |  |  |  | 3 | 2
252117224 | TNB | DISTRIBUTION | CHERAS | Existing | RYB | 33 kV |  |  |  |  | 630_1C_AL_XLPE | CJYA: 5L5 | TAMI: 4P5 |  | 5581.397 m |  |  |  | 3 | 14
252117230 | TNB | DISTRIBUTION | CHERAS | Existing | RYB | 11 kV | NO | Class C |  |  | 240_3C_AL_XLPE | GARDEN PARK SG LONG NO 2: B05392 | GARDEN PARK SG LONG NO 3: B05393 |  | 18.007 m |  |  |  | 3 | 2
252117240 | TNB | DISTRIBUTION | CHERAS | Existing | RYB | 11 kV |  |  |  |  | 240_3C_AL_XLPE | TAMAN MUTIARA JAYA NO 1: B12301 | TMN TANMING MUTIARA NO 2: B10982 [OFF] |  | 434.197 m |  |  |  | 3 | 1
252117305 | TNB | DISTRIBUTION | CHERAS | Existing | RYB | 11 kV |  |  |  |  | 240_3C_AL_XLPE | TAMI: | APARTMENT SUMMERFIELD: B07501 |  | 2904.261 m |  |  |  | 3 | 10
252117499 | TNB | DISTRIBUTION | CHERAS | Existing | RYB | 11 kV |  |  |  |  | 185_3C_AL_PILC | MEIKA FOOD: B01261 | BINA PLASTIK NO 2: B12022 |  | 99.396 m |  |  |  | 3 | 1
252117503 | TNB | DISTRIBUTION | CHERAS | Existing | RYB | 11 kV |  |  |  |  | 240_3C_AL_XLPE | INDUSTRI BALAKONG JAYA NO 1: B09169 | INDUSTRI BALAKONG JAYA NO 1: B09170 |  | 8.557 m |  |  |  | 3 | 0
252117594 | TNB | DISTRIBUTION | CHERAS | Existing | RYB | 11 kV |  |  |  |  | 240_3C_AL_XLPE | SG LUI NO 2 BT 21 1/2 A/T: B02309 | PKNS SG LUI: B02308 |  | 1796.892 m |  |  |  | 3 | 2
252117600 | TNB | DISTRIBUTION | CHERAS | Existing | RYB | 11 kV |  |  |  |  | 240_3C_AL_XLPE | KG PAYA LEBAR A/T: B02321 | SG LUI NO 2 BT 21 1/2 A/T: B02311 |  | 2260.204 m |  |  |  | 3 | 2
252117703 | TNB | DISTRIBUTION | CHERAS | Existing | RYB | 11 kV |  |  |  |  | 240_3C_AL_XLPE | DENSHI MARUWA: B04208 | LOT 5757 KIDAMAI: B04207 |  | 358.123 m |  |  |  | 3 | 2
252117708 | TNB | DISTRIBUTION | CHERAS | Existing | RYB | 11 kV |  |  |  |  | 300_3C_AL_PILC | SG BESI INDAH NO 4: B02913 | KONDOMINIUM DESA SAUJANA: B07778 |  | 333.156 m |  |  |  | 3 | 2
252117768 | TNB | DISTRIBUTION | CHERAS | Existing | RYB | 11 kV |  |  |  |  | 240_3C_AL_XLPE | D-CRS-C16-0625: B14963 | TMN DESA BARU COMPACT: B07532 |  | 816.714 m |  |  |  | 3 | 4
252117852 | TNB | DISTRIBUTION | CHERAS | Existing | RYB | 11 kV |  |  |  |  | 150_3C_AL_XLPE | TMN ULU LANGAT JAYA NO 1: B09442 | TMN ULU LANGAT JAYA NO 2: B05930 |  | 379.572 m |  |  |  | 3 | 2
252117870 | TNB | DISTRIBUTION | CHERAS | Existing | RYB | 11 kV |  |  |  |  | 240_3C_AL_XLPE | LMAS: | TMN LAGENDA MAS NO 1: B06909 |  | 94.365 m |  |  | LMAS2 | 3 | 2
252118005 | TNB | DISTRIBUTION | CHERAS | Existing | RYB | 11 kV |  |  |  |  | 240_3C_AL_XLPE | CJYA: 4 | GELORA RAO RAO: B01508 |  | 1195.177 m |  |  |  | 3 | 4
252118012 | TNB | DISTRIBUTION | CHERAS | Existing | RYB | 11 kV | NO | Class C |  |  | 240_3C_AL_XLPE | 1ST PAPER MILL: B04004 | LOJI AIR CHERAS: B04003 |  | 222.461 m |  |  |  | 3 | 2
252118018 | TNB | DISTRIBUTION | CHERAS | Existing | RYB | 11 kV |  |  |  |  | 240_3C_AL_XLPE | CHERAS ZEN: B10543 | S/S FRU: B08655 |  | 1543.796 m |  |  |  | 3 | 2
252118085 | TNB | DISTRIBUTION | CHERAS | Existing | RYB | 11 kV |  |  |  |  | 240_3C_AL_XLPE | MAGNAVILLA NO 1: B01875 | SURUNG (EUROMAS): B01867 |  | 421.538 m |  |  |  | 3 | 4
252118091 | TNB | DISTRIBUTION | CHERAS | Existing | RYB | 11 kV |  |  |  |  | 240_3C_AL_XLPE | MECOMB: B01237 | CONTROL INSTRUMENT: B01238 |  | 112.221 m |  |  |  | 3 | 2
252118097 | TNB | DISTRIBUTION | CHERAS | Existing | RYB | 11 kV | NO | Class C |  |  | 240_3C_AL_XLPE | TMN RAKAN CHERAS NO 1: B02405 | TMN KOPERASI CUEPAC NO 4: B02411 |  | 553.158 m |  |  |  | 3 | 0
252118103 | TNB | DISTRIBUTION | CHERAS | Existing | RYB | 11 kV |  |  |  |  | 240_3C_AL_XLPE | TMN RASA SAYANG NO 2: B02056 | RASA SAYANG PRIMA: B02057 |  | 275.142 m |  |  |  | 3 | 2
252118277 | TNB | DISTRIBUTION | CHERAS | Existing | RYB | 11 kV |  |  |  |  | 300_3C_AL_PILC | WENG HIN NO 1: B01422 | PST DAGANGAN BALAKONG NO 1 COMPACT: B01423 |  | 700.357 m |  |  |  | 3 | 5
252118288 | TNB | DISTRIBUTION | CHERAS | Existing | RYB | 11 kV |  |  |  |  | 240_3C_AL_XLPE | TMN SEGAR PERDANA NO 4: B07005 | JLN SP 3 TMN SEGAR PERDANA: B07004 |  | 533.157 m |  |  |  | 3 | 2
252118294 | TNB | DISTRIBUTION | CHERAS | Existing | RYB | 11 kV |  |  |  |  | 240_3C_AL_XLPE | KG DARUL HIDAYAH A/T: B02260 | DUSUN TUA: B02262 |  | 749.979 m |  |  |  | 3 | 2
252118389 | TNB | DISTRIBUTION | CHERAS | Existing | RYB | 11 kV | NO | Class C |  |  | 240_3C_AL_XLPE | BDR MAHKOTA CHERAS NO. 8: B06342 | BDR MAHKOTA CHERAS NO. 9: B06343 |  | 194.638 m |  |  |  | 3 | 2
252118543 | TNB | DISTRIBUTION | CHERAS | Existing | RYB | 11 kV |  |  |  |  | 240_3C_AL_XLPE | SHUKOR SAKAM AIS RINTIK2: B08402 | COMPACT PAM MINYAK PROJET GRAND SAGA: B08262 |  | 281.007 m |  |  |  | 3 | 3
252118549 | TNB | DISTRIBUTION | CHERAS | Existing | RYB | 11 kV |  |  |  |  | 240_3C_AL_XLPE | JLN SP 6/3 TMN SEGAR PERDANA: B07744 | TMN SEGAR PERDANA NO 2: B06997 |  | 365.350 m |  |  |  | 3 | 2
252118561 | TNB | DISTRIBUTION | CHERAS | Existing | RYB | 11 kV | NO | Class C |  |  | 240_3C_AL_XLPE | SEJATI HILL NO 2: B08389 | TMN SEJATI HILL VILLA: B08032 |  | 373.275 m |  |  |  | 3 | 2
252118567 | TNB | DISTRIBUTION | CHERAS | Existing | RYB | 11 kV |  |  |  |  | 240_3C_AL_XLPE | TMN MEGAH NO 5: B01755 | TMN MEGAH NO 4: B01754 [OFF] |  | 416.418 m |  |  |  | 3 | 2
252118663 | TNB | DISTRIBUTION | CHERAS | Existing | RYB | 11 kV |  |  |  |  | 240_3C_AL_XLPE | HOOVER TILING SB: B01838 | SENG YIP CHERAS JAYA: B06273 |  | 133.389 m |  |  |  | 3 | 4
252118669 | TNB | DISTRIBUTION | CHERAS | Existing | RYB | 11 kV | NO | Class C |  |  | 240_3C_AL_XLPE | JLN PERMAISURI NO 1 BDR MAHKOTA CHERAS: B07114 | COMMERCIAL AREA NO 3: B08639 |  | 561.867 m |  |  |  | 3 | 2
252118675 | TNB | DISTRIBUTION | CHERAS | Existing | RYB | 11 kV |  |  |  |  | 300_3C_AL_PILC | FIRST WELCOME SUPERMARKET: B01660 | PERDANA HEIGHT (CHERAS PERDANA): |  | 713.330 m |  |  |  | 3 | 3
252118682 | TNB | DISTRIBUTION | CHERAS | Existing | RYB | 11 kV |  |  |  |  | 240_3C_AL_XLPE | TMN MAS JAYA IND NO 2: B02330 | PANGSAPURI(KONDO) LANGAT JAYA: B08458 |  | 712.637 m |  |  |  | 3 | 2
252118698 | TNB | DISTRIBUTION | CHERAS | Existing | RYB | 11 kV |  |  |  |  | 240_3C_AL_XLPE | LOT 5757 KIDAMAI: B04204 | LOT 5757 FORMAPAC: B04211 [OFF] |  | 65.836 m |  |  |  | 3 | 2
252118703 | TNB | DISTRIBUTION | CHERAS | Existing | RYB | 11 kV | NO | Class C |  |  | 240_3C_AL_XLPE | JLN PAHLAWAN 9/3: B08605 | JLN PAHLAWAN 9/3 NO 2: B10663 |  | 37.517 m |  |  |  | 3 | 1
252118859 | TNB | DISTRIBUTION | CHERAS | Existing | RYB | 11 kV |  |  |  |  | 240_3C_AL_XLPE | TMN DESA BARU NO 2 COMPACT: B09457 | TMN KOPERASI CUEPAC NO 1 BT 12 FASA 1A: B02424 |  | 596.765 m |  |  |  | 3 | 2
252118869 | TNB | DISTRIBUTION | CHERAS | Existing | RYB | 11 kV |  |  |  |  | 240_3C_AL_XLPE | TMN LESTARI INDAH: B10198 | PKNS SG MAKAU: B02212 |  | 391.415 m |  |  |  | 3 | 2
252118875 | TNB | DISTRIBUTION | CHERAS | Existing | RYB | 11 kV |  |  |  |  | 240_3C_AL_XLPE | PUSAT KEBUDAYAAN SOKO GOKAI: B10731 | SMK PERIMBUN: B07035 |  | 206.556 m |  |  |  | 3 | 2
252118881 | TNB | DISTRIBUTION | CHERAS | Existing | RYB | 11 kV |  |  |  |  | 240_3C_AL_XLPE | DATARAN C180 NO 3: B12751 | TMN CHERAS PERDANA NO 4: B01646 |  | 1799.997 m |  |  |  | 3 | 2
252119108 | TNB | DISTRIBUTION | CHERAS | Existing | RYB | 11 kV |  |  |  |  | 240_3C_AL_XLPE | TMN PUTRA BUDIMAN NO 2: B06305 | TMN PUTRA BUDIMAN 1/2 PHASE 3: B08085 |  | 773.997 m |  |  |  | 3 | 4
252119417 | TNB | DISTRIBUTION | CHERAS | Existing | RYB | 11 kV |  |  |  |  | 240_3C_AL_XLPE | TMN MINANG RIA: B06556 | BTHO NO 8: B01684 |  | 1177.486 m |  |  |  | 3 | 3
252119583 | TNB | DISTRIBUTION | CHERAS | Existing | RYB | 11 kV |  |  |  |  | 120_3C_AL_PILC | BINA PLASTIK NO 2: B12020 | U-LIK PLASTIK: TNB0000 |  | 62.538 m |  |  |  | 3 | 1
252120494 | TNB | DISTRIBUTION | CHERAS | Existing | RYB | 11 kV |  |  |  |  | 240_3C_AL_XLPE | TMN CHERAS AWANA NO 3: B07473 | TMN SEGAR PERDANA NO 5: B07076 [OFF] |  | 629.284 m |  |  |  | 3 | 2
252120747 | TNB | DISTRIBUTION | CHERAS | Existing | RYB | 11 kV |  |  |  |  | 300_3C_AL_PILC | SG BESI INDAH NO 1: B02910 | SG BESI INDAH NO 4: B02911 |  | 1045.634 m |  |  |  | 3 | 2
252120993 | TNB | DISTRIBUTION | CHERAS | Existing | RYB | 11 kV |  |  |  |  | 185_3C_AL_PILC | NEW ENGINEERING (M) SB: B01586 | SOUTH EAST ASIA NO 1 SB: B01587 |  | 185.540 m |  |  |  | 3 | 2
252120999 | TNB | DISTRIBUTION | CHERAS | Existing | RYB | 11 kV |  |  |  |  | 240_3C_AL_XLPE | BINTANG PELANTAR: B01411 | SENORITA: B01410 |  | 387.860 m |  |  |  | 3 | 2
252121007 | TNB | DISTRIBUTION | CHERAS | Existing | RYB | 11 kV |  |  |  |  | 240_3C_AL_XLPE | LIEW KON THAM: B01844 | NGEE MING SHOE MANUFACTURE: B01843 |  | 340.033 m |  |  |  | 3 | 4
252121013 | TNB | DISTRIBUTION | CHERAS | Existing | RYB | 11 kV |  |  |  |  | 240_3C_AL_XLPE | TMN HARMONI: B02893 | FLAT TAMAN HARMONI: B08358 |  | 123.167 m |  |  |  | 3 | 3
252121018 | TNB | DISTRIBUTION | CHERAS | Existing | RYB | 11 kV |  |  |  |  | 240_3C_AL_XLPE | KG HULU PERDIK COMPACT: B02293 | SWS BT 19 3/4 KG PADANG: B02294 |  | 785.515 m |  |  |  | 3 | 2
252121270 | TNB | DISTRIBUTION | CHERAS | Existing | RYB | 11 kV |  |  |  |  | 240_3C_AL_XLPE | DESA WANGSA BTHO: B06821 | BTHO NO 6: B01713 |  | 818.109 m |  |  |  | 3 | 2
252121282 | TNB | DISTRIBUTION | CHERAS | Existing | RYB | 11 kV |  |  |  |  | 240_3C_AL_XLPE | JORDONE CORPORATION NO 3: B11351 | DAIREN DEVELOPMENT NO 2: B10184 |  | 90.474 m |  |  |  | 3 | 3
252121288 | TNB | DISTRIBUTION | CHERAS | Existing | RYB | 11 kV | NO | Class C |  |  | 240_3C_AL_XLPE | BDR MAHKOTA CHERAS NO 15: B06753 | JLN TEMENGGUNG 10/7 BDR MAHKOTA CHERAS: B07110 |  | 924.598 m |  |  |  | 3 | 4
252121294 | TNB | DISTRIBUTION | CHERAS | Existing | RYB | 11 kV | NO | Class C |  |  | 240_3C_AL_XLPE | COMMERCIAL AREA NO 2: B08623 | COMMERCIAL AREA NO 1: B08624 |  | 33.718 m |  |  |  | 3 | 2
252121568 | TNB | DISTRIBUTION | CHERAS | Existing | RYB | 11 kV |  |  |  |  | 240_3C_AL_XLPE | BTHO NO 16: B05331 | BTHO NO 17: B05332 |  | 444.818 m |  |  |  | 3 | 2
252121810 | TNB | DISTRIBUTION | CHERAS | Existing | RYB | 11 kV | NO | Class C |  |  | 240_3C_AL_XLPE | WATTA BATTERY NO 2: B01825 | POLAR ICE CREAM: B10467 |  | 166.690 m |  |  |  | 3 | 2
252121836 | TNB | DISTRIBUTION | CHERAS | Existing | RYB | 11 kV | NO | Class C |  |  | 240_3C_AL_XLPE | NO 2 TAMAN SETIA BALAKONG: B02958 | NO 1, TMN SETIA BALAKONG: B02957 |  | 248.787 m |  |  |  | 3 | 4
252121842 | TNB | DISTRIBUTION | CHERAS | Existing | RYB | 11 kV | NO | Class C |  |  | 240_3C_AL_XLPE | MIEL NO 3 CHERAS JAYA: B01529 | AE TECHNOLOGY S/B NO 2: B01528 |  | 229.410 m |  |  |  | 3 | 2
252122038 | TNB | DISTRIBUTION | CHERAS | Existing | RYB | 11 kV |  |  |  |  | 240_3C_AL_XLPE | MINE: 9 | SG BESI INDAH NO 9A COMPACT: B04878 |  | 480.220 m |  |  |  | 3 | 4
252122043 | TNB | DISTRIBUTION | CHERAS | Existing | RYB | 11 kV |  |  |  |  | 70_1C_AL_XLPE |  |  |  | 24.085 m |  |  |  | 3 | 1
252122047 | TNB | DISTRIBUTION | CHERAS | Existing | RYB | 11 kV | NO | Class C |  |  | 300_3C_AL_PILC | TMN INDAH NO 1: B01499 | KG BARU CHERAS BT 11: B01498 |  | 213.048 m |  |  |  | 3 | 2
252122053 | TNB | DISTRIBUTION | CHERAS | Existing | RYB | 11 kV |  |  |  |  | 300_3C_AL_PILC | PERDANA HEIGHT (CHERAS PERDANA): | TMN CHERAS PERDANA NO 2: B01659 |  | 522.629 m |  |  |  | 3 | 3
252122301 | TNB | DISTRIBUTION | CHERAS | Existing | RYB | 11 kV | NO | Class C |  |  | 240_3C_AL_XLPE | JALAN DAYANG 4/8 BMC: B07199 | BDR MAHKOTA CHERAS NO. 6: B06331 |  | 326.214 m |  |  |  | 3 | 2
252122723 | TNB | DISTRIBUTION | CHERAS | Existing | RYB | 11 kV | NO | Class C |  |  | 240_3C_AL_XLPE | COMMERCIAL AREA NO 13 JLN TEMENGGONG 17/: B09323 | COMMERCIAL AREA NO 12 JLN TEMENGGONG 19/: B09324 |  | 28.677 m |  |  |  | 3 | 2
252125870 | TNB | DISTRIBUTION | CHERAS | Existing | RYB | 11 kV |  |  |  |  | 240_3C_AL_XLPE | BANGUNAN SAPURA: B02660 | SG BESI INDAH NO 5: B02656 |  | 1684.592 m |  |  |  | 3 | 6
252126075 | TNB | DISTRIBUTION | CHERAS | Existing | RYB | 11 kV |  |  |  |  | 240_3C_AL_XLPE | COUNTRY HEIGHT PARADE NO 3: B02623 | COUNTRY HEIGHT PARADE NO 2: B02621 |  | 863.470 m |  |  |  | 3 | 2
252126081 | TNB | DISTRIBUTION | CHERAS | Existing | RYB | 11 kV |  |  |  |  | 240_3C_AL_XLPE | CITY BEACH RESORT: B02627 | MINES GOLF RESORT: B02883 |  | 1338.945 m |  |  |  | 3 | 4
252128732 | TNB | DISTRIBUTION | CHERAS | Existing | RYB | 11 kV | NO | Class C |  |  | 240_3C_AL_XLPE | DESA SERDANG NO 2: B00898 | DESA SERDANG NO 1: B00853 |  | 247.156 m |  |  |  | 3 | 2
252129002 | TNB | DISTRIBUTION | CHERAS | Existing | RYB | 11 kV |  |  |  |  | 240_3C_AL_XLPE | JLN SUADAMAI 11/4 BTHO: B10024 | JLN SUADAMAI 11/1 BTHO: B10043 |  | 383.424 m |  |  |  | 3 | 2
252129018 | TNB | DISTRIBUTION | CHERAS | Existing | RYB | 11 kV |  |  |  |  | 240_3C_AL_XLPE | COMPACT DR SRI TIONG KING: B10463 | COUNTRY HEIGHT PARADE NO 1: B02638 |  | 1373.492 m |  |  |  | 3 | 2
252129363 | TNB | DISTRIBUTION | CHERAS | Existing | RYB | 11 kV |  |  |  |  | 240_3C_AL_XLPE | PUTRI JAYA NO 2: B01742 | PUTRI JAYA NO 3: B01743 |  | 421.031 m |  |  |  | 3 | 2
252129605 | TNB | DISTRIBUTION | CHERAS | Existing | RYB | 11 kV | NO | Class C |  |  | 240_3C_AL_XLPE | SUKMA PESONA: B09353 | BDR SG LONG NO 11: B06030 |  | 424.166 m |  |  |  | 3 | 0
252130938 | TNB | DISTRIBUTION | CHERAS | Existing | RYB | 11 kV |  |  |  |  | 240_3C_AL_XLPE | TOWN PARK 1 NO 1: B10284 | TOWN PARK 1 NO 2: B10285 |  | 349.711 m |  |  |  | 3 | 2
252131200 | TNB | DISTRIBUTION | CHERAS | Existing | RYB | 11 kV |  |  |  |  | 240_3C_AL_XLPE | MINES RESORT NO 1: B02614 | COUNTRY HEIGHT PARADE NO 3: B02624 |  | 2808.452 m |  |  |  | 3 | 8
252131441 | TNB | DISTRIBUTION | CHERAS | Existing | RYB | 11 kV |  |  |  |  | 240_3C_AL_XLPE | CHASELAND NO 3: B06038 | WRITEBEST: B10145 |  | 149.236 m |  |  |  | 3 | 2
252132948 | TNB | DISTRIBUTION | CHERAS | Existing | RYB | 11 kV |  |  |  |  | 300_3C_AL_PILC | BTHO NO 4: B01699 | BTHO NO 2: B01675 |  | 995.314 m |  |  |  | 3 | 2
252132954 | TNB | DISTRIBUTION | CHERAS | Existing | RYB | 11 kV |  |  |  |  | 240_3C_AL_XLPE | BTHO NO 7: B01708 | BTHO NO 5: B01707 |  | 329.329 m |  |  |  | 3 | 2
252132966 | TNB | DISTRIBUTION | CHERAS | Existing | RYB | 11 kV |  |  |  |  | 240_3C_AL_XLPE | MIEL NO 1 CHERAS JAYA: B01565 | CHERAS JAYA NO 1: B01566 [OFF] |  | 266.072 m |  |  |  | 3 | 4
252133201 | TNB | DISTRIBUTION | CHERAS | Existing | RYB | 11 kV |  |  |  |  | 185_3C_AL_PILC | PKNS CHERAS JAYA NO 4: B01371 | PUSAT SERVIS PERODUA CHERAS JAYA: B05104 |  | 1759.801 m |  |  |  | 3 | 12
252133212 | TNB | DISTRIBUTION | CHERAS | Existing | RYB | 11 kV |  |  |  |  | 240_3C_AL_XLPE | CHERAS JAYA NO 1: B01569 | CHERAS JAYA NO 2: B01619 |  | 903.015 m |  |  |  | 3 | 6
252133445 | TNB | DISTRIBUTION | CHERAS | Existing | RYB | 11 kV |  |  |  |  | 240_3C_AL_XLPE | BTHO: 4 | KOMPLEKS PENGHULU CHERAS: B06917 |  | 2390.746 m |  |  |  | 3 | 6
252135600 | TNB | DISTRIBUTION | CHERAS | Existing | RYB | 11 kV | NO | Class C |  |  | 240_3C_AL_XLPE | KILANG PAPAN (HEN KEE SAWMILL): B00847 | PLAZA TOL UPM: B00846 [OFF] |  | 1224.480 m |  |  |  | 3 | 4
252137419 | TNB | DISTRIBUTION | CHERAS | Existing | RYB | 11 kV | NO | Class C |  |  | 240_3C_AL_XLPE | DESA SERDANG NO 5: B00912 | DESA SERDANG NO 6: B00913 |  | 353.143 m |  |  |  | 3 | 2
252137425 | TNB | DISTRIBUTION | CHERAS | Existing | RYB | 11 kV | NO | Class C |  |  | 240_3C_AL_XLPE | DESA KL ENTERPRISE: B02788 | JLN BUDIMAN 2/4 TMN PUTRA BUDIMAN: B07314 |  | 180.808 m |  |  |  | 3 | 2
252137431 | TNB | DISTRIBUTION | CHERAS | Existing | RYB | 11 kV |  |  |  |  | 240_3C_AL_XLPE | JLN BUDIMAN 2/4 TMN PUTRA BUDIMAN: B07312 | TMN PUTRA BUDIMAN NO 1: B05077 |  | 33.106 m |  |  |  | 3 | 1
252137436 | TNB | DISTRIBUTION | CHERAS | Existing | RYB | 11 kV |  |  |  |  | 185_3C_AL_PILC | TMN CHERAS PERDANA NO 5: B01642 | TMN CHERAS PERDANA NO 4: B01643 [OFF] |  | 985.323 m |  |  |  | 3 | 4
252137454 | TNB | DISTRIBUTION | CHERAS | Existing | RYB | 11 kV |  |  |  |  | 240_3C_AL_XLPE | TMN CHERAS PERDANA NO 1: B01666 | TMN CHERAS PERDANA RIA: B01667 |  | 481.594 m |  |  |  | 3 | 2
252137527 | TNB | DISTRIBUTION | CHERAS | Existing | RYB | 11 kV | NO | Class C |  |  | 240_3C_AL_XLPE | BDR MAHKOTA CHERAS NO 16: B06757 | PANGSAPURI BLOK L6, JLN PENGGAWA, BMC: B07803 |  | 227.473 m |  |  |  | 3 | 2
252137538 | TNB | DISTRIBUTION | CHERAS | Existing | RYB | 11 kV |  |  |  |  | 240_3C_AL_XLPE | JALAN MAS JAYA NO 1: B10210 | JLN.MAS JAYA, MAS JAYA NO 2: B09446 |  | 717.119 m |  |  |  | 3 | 4
252137673 | TNB | DISTRIBUTION | CHERAS | Existing | RYB | 11 kV |  |  |  |  | 240_3C_AL_XLPE | LMAS: | TMN SRI MUJUR: B05990 |  | 1513.509 m |  |  | LMAS7 | 3 | 1
252137679 | TNB | DISTRIBUTION | CHERAS | Existing | RYB | 11 kV |  |  |  |  | 240_3C_AL_XLPE | PANGSAPURI RAKYAT: B06149 | EKSPIDISI EMAS: B06538 |  | 1758.217 m |  |  |  | 3 | 4
252137685 | TNB | DISTRIBUTION | CHERAS | Existing | RYB | 11 kV |  |  |  |  | 300_3C_AL_PILC | TMN CHERAS PERDANA NO 1: B01663 | FIRST WELCOME SUPERMARKET: B01662 |  | 505.437 m |  |  |  | 3 | 6
252137705 | TNB | DISTRIBUTION | CHERAS | Existing | RYB | 11 kV |  |  |  |  | 120_3C_AL_PILC | KG BARU BALAKONG: B01326 | DAPAT: B01327 |  | 778.325 m |  |  |  | 3 | 6
252137771 | TNB | DISTRIBUTION | CHERAS | Existing | RYB | 11 kV |  |  |  |  | 240_3C_AL_XLPE | MASTER SHANGHAI: B01938 | SEIK LAM COMPONENTS: B10992 |  | 982.489 m |  |  |  | 3 | 5
252137778 | TNB | DISTRIBUTION | CHERAS | Existing | RYB | 11 kV |  |  |  |  | 240_3C_AL_XLPE | MITAH MANUFACTURE SB: B01862 | LOJI KUMBAHAN CHERAS JAYA: B08821 |  | 387.834 m |  |  |  | 3 | 4
252137784 | TNB | DISTRIBUTION | CHERAS | Existing | RYB | 11 kV |  |  |  |  | 240_3C_AL_XLPE | ISC: B02713 | BERKAT HASIL NO 6: B02714 |  | 10.345 m |  |  |  | 3 | 1
252137789 | TNB | DISTRIBUTION | CHERAS | Existing | RYB | 11 kV |  |  |  |  | 240_3C_AL_XLPE | SUNWAY CHERAS 2: B09401 | TMN ALAM JAYA NO 3: B02103 |  | 852.945 m |  |  |  | 3 | 2
252137822 | TNB | DISTRIBUTION | CHERAS | Existing | RYB | 11 kV | NO | Class C |  |  | 240_3C_AL_XLPE | TMN CHERAS JAYA NO 3: B05488 | SEK MEN CHERAS JAYA: B06234 [OFF] |  | 77.453 m |  |  |  | 3 | 2
252137944 | TNB | DISTRIBUTION | CHERAS | Existing | RYB | 11 kV |  |  |  |  | 240_3C_AL_XLPE | SAMWON RUBBER: B01344 | TANMING RAYA NO 4: B01345 |  | 1157.105 m |  |  |  | 3 | 4
252138008 | TNB | DISTRIBUTION | CHERAS | Existing | RYB | 11 kV |  |  |  |  | 240_3C_AL_XLPE | BTHO NO 5: B01706 | TMN SRI CHERAS NO 2: B01714 |  | 87.307 m |  |  |  | 3 | 2
252138024 | TNB | DISTRIBUTION | CHERAS | Existing | RYB | 11 kV |  |  |  |  | 240_3C_AL_XLPE | BTHO: 11 | CAREFOUR BTHO: B10705 |  | 370.609 m |  |  |  | 3 | 1
252138055 | TNB | DISTRIBUTION | CHERAS | Existing | RYB | 11 kV |  |  |  |  | 240_3C_AL_XLPE | TMN CHERAS AWANA NO 1: B02135 | TAMAN SEGAR PERDANA NO 9: B08749 |  | 428.468 m |  |  |  | 3 | 2
252138406 | TNB | DISTRIBUTION | CHERAS | Existing | RYB | 11 kV |  |  |  |  | 240_3C_AL_XLPE | STARLIGHT: B01283 | AIM RIGHT: B01284 |  | 285.463 m |  |  |  | 3 | 2
252138420 | TNB | DISTRIBUTION | CHERAS | Existing | RYB | 11 kV |  |  |  |  | 240_3C_AL_XLPE | IKBN DUSUN TUA NO 5: B08704 | BELIA IKBN DUSUN TUA NO 4: B08180 |  | 572.716 m |  |  |  | 3 | 2
252138672 | TNB | DISTRIBUTION | CHERAS | Existing | RYB | 11 kV |  |  |  |  | 240_3C_AL_XLPE | SOUTH EAST ASIA NO 1 SB: B01589 | SUPERIOR PRODUCT INC SB: B01590 |  | 194.374 m |  |  |  | 3 | 2
252140618 | TNB | DISTRIBUTION | CHERAS | Existing | RYB | 11 kV |  |  |  |  | 240_3C_AL_XLPE | DAIREN DEVELOPMENT: B01923 | YAP KON FAH TRADING: B01922 |  | 313.281 m |  |  |  | 3 | 2
252140725 | TNB | DISTRIBUTION | CHERAS | Existing | RYB | 11 kV |  |  |  |  | 240_3C_AL_XLPE | MINES RESORT NO 1: B02615 | SWS MINES WATERFRONT: B02643 |  | 1881.807 m |  |  |  | 3 | 4
252140838 | TNB | DISTRIBUTION | CHERAS | Existing | RYB | 11 kV | NO | Class C |  |  | 240_3C_AL_XLPE | FLORA GREEN CONDO: B02663 | BDR SG LONG NO 14: B02663 |  | 248.393 m |  |  |  | 3 | 6
252140850 | TNB | DISTRIBUTION | CHERAS | Existing | RYB | 11 kV |  |  |  |  | 240_3C_AL_XLPE | LMAS: | PUTRI JAYA NO 2: B01740 |  | 259.438 m |  |  | LMAS-1 | 3 | 2
252140896 | TNB | DISTRIBUTION | CHERAS | Existing | RYB | 11 kV |  |  |  |  | 240_3C_AL_XLPE | TMN IMPIAN LANGAT: | DUSUN NANDING NO 1: B02204 |  | 2043.652 m |  |  |  | 3 | 5
252141096 | TNB | DISTRIBUTION | CHERAS | Existing | RYB | 11 kV | NO | Class C |  |  | 240_3C_AL_XLPE | JALAN PUTRA 13/1: B08640 | JLN BENDAHARA 12/7 BMC: B07904 |  | 311.758 m |  |  |  | 3 | 4
252141102 | TNB | DISTRIBUTION | CHERAS | Existing | RYB | 11 kV |  |  |  |  | 185_3C_AL_PILC | BERKAT HASIL NO 9: B02743 | BERKAT HASIL NO 8: B02742 |  | 209.606 m |  |  |  | 3 | 2
252141114 | TNB | DISTRIBUTION | CHERAS | Existing | RYB | 11 kV |  |  |  |  | 185_3C_AL_PILC | BERKAT HASIL NO 10: B02731 | BERKAT HASIL NO 15: B02730 |  | 198.957 m |  |  |  | 3 | 2
252141171 | TNB | DISTRIBUTION | CHERAS | Existing | RYB | 11 kV |  |  |  |  | 240_3C_AL_XLPE | PADAT MENARA CELCOM H/LANGAT: B13141 | RUMAH PANGSA BKT KUNDANG: B08164 |  | 3989.809 m |  |  |  | 3 | 2
252141334 | TNB | DISTRIBUTION | CHERAS | Existing | RYB | 11 kV |  |  |  |  | 240_3C_AL_XLPE | UNITED COACH BUILDER: B02819 | KHOO MOK CHIN: B02818 |  | 51.270 m |  |  |  | 3 | 2
252141422 | TNB | DISTRIBUTION | CHERAS | Existing | RYB | 11 kV | NO | Class C |  |  | 240_3C_AL_XLPE | TELEKOM BALAKONG: B01314 | SWS GUPPY PLASTIC NO 1 (YU YEE): B01554 |  | 2386.023 m |  |  |  | 3 | 8
252141428 | TNB | DISTRIBUTION | CHERAS | Existing | RYB | 11 kV |  |  |  |  | 240_3C_AL_XLPE | BASE CRAFT: B02164 | KEMACAHAYA NO 2: B02165 |  | 1381.744 m |  |  |  | 3 | 6
252141708 | TNB | DISTRIBUTION | CHERAS | Existing | RYB | 11 kV |  |  |  |  | 240_3C_AL_XLPE | MINE: 8 | SG BESI INDAH NO 6A: B06396 |  | 711.860 m |  |  |  | 3 | 4
252141713 | TNB | DISTRIBUTION | CHERAS | Existing | RYB | 11 kV |  |  |  |  | 240_3C_AL_XLPE | TMN MAS NO 3 COMPACT: B02161 | BASE CRAFT: B02162 |  | 1579.368 m |  |  |  | 3 | 2
252141948 | TNB | DISTRIBUTION | CHERAS | Existing | RYB | 11 kV | NO | Class C |  |  | 240_3C_AL_XLPE | TMN IMPIAN EHSAN NO 3: B01447 | PADAT R/KEDAI SETIA BALAKONG: B12385 |  | 994.586 m |  |  |  | 3 | 5
252142153 | TNB | DISTRIBUTION | CHERAS | Existing | RYB | 11 kV | NO | Class C |  |  | 240_3C_AL_XLPE | COMMERCIAL AREA NO 12 JLN TEMENGGONG 19/: B09327 | COMMERCIAL AREA NO 10 JLN TEMENGGONG 21/: B09328 |  | 179.259 m |  |  |  | 3 | 2
252142159 | TNB | DISTRIBUTION | CHERAS | Existing | RYB | 11 kV |  |  |  |  | 240_3C_AL_XLPE | TMN SG SERAI TAMBAHAN: B07077 | KG NURUL IMAN: B02334 |  | 1507.278 m |  |  |  | 3 | 5
252142165 | TNB | DISTRIBUTION | CHERAS | Existing | RYB | 11 kV |  |  |  |  | 120_3C_AL_PILC | DAPAT: B01329 | BOOM FUEN & SON (GALANT): B01330 |  | 299.388 m |  |  |  | 3 | 2
252142434 | TNB | DISTRIBUTION | CHERAS | Existing | RYB | 11 kV |  |  |  |  | 240_3C_AL_XLPE | LOT 5757 KIDAMAI: B04203 | PERCETAKAN SAKTI: B04202 |  | 228.617 m |  |  |  | 3 | 2
252142440 | TNB | DISTRIBUTION | CHERAS | Existing | RYB | 11 kV | NO | Class C |  |  | 240_3C_AL_XLPE | JLN PAHLAWAN 1/3: B08611 | LOJI RAT. SISA NO 1 BDR MAHKOTA CHERAS: B06591 |  | 670.311 m |  |  |  | 3 | 2
252142653 | TNB | DISTRIBUTION | CHERAS | Existing | RYB | 11 kV | NO | Class C |  |  | 240_3C_AL_XLPE | GARDEN PARK SG LONG NO 15: | GARDEN PARK SG LONG NO 2: B05389 |  | 338.478 m |  |  |  | 3 | 0
252142669 | TNB | DISTRIBUTION | CHERAS | Existing | RYB | 11 kV | NO | Class C |  |  | 240_3C_AL_XLPE | IND RINGAN BKT ANGKAT NO 4: B09420 | IND RINGAN BKT ANGKAT NO 2: B08270 |  | 248.649 m |  |  |  | 3 | 0
252143630 | TNB | DISTRIBUTION | CHERAS | Existing | RYB | 11 kV |  |  |  |  | 240_3C_AL_XLPE | SWS NGAI MING PLASTICS IND: B01803 | KRIS COMPONENT: B01804 |  | 1407.811 m |  |  |  | 3 | 6
252143637 | TNB | DISTRIBUTION | CHERAS | Existing | RYB | 11 kV |  |  |  |  | 240_3C_AL_XLPE | CJYA: 3 | GREAT ASIA TIN CAN SB: B01318 |  | 1972.455 m |  |  |  | 3 | 6
252143952 | TNB | DISTRIBUTION | CHERAS | Existing | RYB | 11 kV |  |  |  |  | 240_3C_AL_XLPE | WOON HWA TRADING: B05888 | CHAN & CHUA: B06005 |  | 229.021 m |  |  |  | 3 | 2
252144230 | TNB | DISTRIBUTION | CHERAS | Existing | RYB | 11 kV |  |  |  |  | 240_3C_AL_XLPE | WOO CHEE WAH: B02843 | BRISTOL 1: B02842 |  | 149.997 m |  |  |  | 3 | 2
252144249 | TNB | DISTRIBUTION | CHERAS | Existing | RYB | 11 kV |  |  |  |  | 240_3C_AL_XLPE | LAM KONG SUM: B02807 | KAJANG HEIGHT NO 2: B04619 |  | 371.435 m |  |  |  | 3 | 6
252144398 | TNB | DISTRIBUTION | CHERAS | Existing | RYB | 11 kV | NO | Class C |  |  | 240_3C_AL_XLPE | PERSIARAN BKT SG LONG NO 2: B09957 | JLN BKT SL 3/9: B11621 |  | 649.999 m |  |  |  | 3 | 2
252144466 | TNB | DISTRIBUTION | CHERAS | Existing | RYB | 11 kV |  |  |  |  | 240_3C_AL_XLPE | LMAS: | TMN MINANG RIA: B06553 |  | 1818.460 m |  |  | LMAS-11 | 3 | 4
252144531 | TNB | DISTRIBUTION | CHERAS | Existing | RYB | 11 kV | NO | Class C |  |  | 240_3C_AL_XLPE | PPU SGLN: 1 | SIA CHIN AIK: B01507 |  | 2795.391 m |  |  |  | 3 | 7
252144570 | TNB | DISTRIBUTION | CHERAS | Existing | RYB | 11 kV |  |  |  |  | 240_3C_AL_XLPE | SURIA INDUSTRIAL PARK: B11488 | TUCK HUA NO 3: B09421 |  | 317.357 m |  |  |  | 3 | 2
252144745 | TNB | DISTRIBUTION | CHERAS | Existing | RYB | 11 kV | NO | Class C |  |  | 240_3C_AL_XLPE | TAMAN SINARAN NO 1: B07845 | INDUSTRI BALAKONG JAYA NO 1: B08104 |  | 754.478 m |  |  |  | 3 | 1
252144750 | TNB | DISTRIBUTION | CHERAS | Existing | RYB | 11 kV |  |  |  |  | 240_3C_AL_XLPE | MINE: 3 | SWS THE MINES: B02268 |  | 35.700 m |  |  |  | 3 | 1
252144754 | TNB | DISTRIBUTION | CHERAS | Existing | RYB | 11 kV |  |  |  |  | 240_3C_AL_XLPE | TMN IMPIAN INDAH NO 1: B08143 | TMN IMPIAN INDAH NO 2: B08144 |  | 1096.681 m |  |  |  | 3 | 2
252144766 | TNB | DISTRIBUTION | CHERAS | Existing | RYB | 11 kV |  |  |  |  | 240_3C_AL_XLPE | RUMAH PAM SEMENYIH: | DONGLAI: B00409 |  | 1426.812 m |  |  |  | 1 | 2
252144843 | TNB | DISTRIBUTION | CHERAS | Existing | RYB | 11 kV |  |  |  |  | 240_3C_AL_XLPE | LIN LIN CREAMERIES S/B: B04774 | LIAN YEW ENGINEERING BALAKONG (LYE): B01287 |  | 570.834 m |  |  |  | 3 | 2
252145037 | TNB | DISTRIBUTION | CHERAS | Existing | RYB | 11 kV | NO | Class C |  |  | 240_3C_AL_XLPE | RUM.REHAT GRAND SAGA BKT.DUKONG: B03994 | JUTAMATE: B03995 |  | 370.679 m |  |  |  | 3 | 4
252145051 | TNB | DISTRIBUTION | CHERAS | Existing | RYB | 11 kV |  |  |  |  | 240_3C_AL_XLPE | SEKOLAH SRI CEMPAKA: B05241 | TMN ALAM JAYA NO 3: B02105 [OFF] |  | 1566.232 m |  |  |  | 3 | 9
252145057 | TNB | DISTRIBUTION | CHERAS | Existing | RYB | 11 kV |  |  |  |  | 240_3C_AL_XLPE | RUMAH TERES JUARA JAYA: B08016 | TMN JUARA JAYA: B02873 |  | 254.843 m |  |  |  | 3 | 2
252145063 | TNB | DISTRIBUTION | CHERAS | Existing | RYB | 11 kV |  |  |  |  | 240_3C_AL_XLPE | HIJAUAN RESIDENCE NO 2: B10635 | TMN WANGSA CHERAS NO 1: B10365 |  | 1157.075 m |  |  |  | 3 | 1
252145069 | TNB | DISTRIBUTION | CHERAS | Existing | RYB | 11 kV |  |  |  |  | 240_3C_AL_XLPE | KONDOMINIUM VENICE HILL: B07831 | TMN SURIA RESIDENCE: B10558 |  | 417.158 m |  |  |  | 3 | 2
252145081 | TNB | DISTRIBUTION | CHERAS | Existing | RYB | 11 kV |  |  |  |  | 240_3C_AL_XLPE | APARTMENT SUMMERFIELD: B07503 | LIEW YIEK HARDWARE: B01435 |  | 1544.540 m |  |  |  | 3 | 6
252145154 | TNB | DISTRIBUTION | CHERAS | Existing | RYB | 11 kV |  |  |  |  | 240_3C_AL_XLPE | IDAM RC CENTRO: MBB01383 | RAKAN BERSATU NO 2: B01380 |  | 210.319 m |  |  |  | 3 | 4
252145160 | TNB | DISTRIBUTION | CHERAS | Existing | RYB | 11 kV | NO | Class C |  |  | 240_3C_AL_XLPE | LIAN NGOI: B01813 | SWS ORIENT BATTERY: B01814 |  | 156.386 m |  |  |  | 3 | 3
252145280 | TNB | DISTRIBUTION | CHERAS | Existing | RYB | 11 kV |  |  |  |  | 240_3C_AL_XLPE | TMN JUARA JAYA: B05545 | TAMAN SERI BELIMBING: B08937 |  | 339.758 m |  |  |  | 3 | 2
252145286 | TNB | DISTRIBUTION | CHERAS | Existing | RYB | 11 kV |  |  |  |  | 240_3C_AL_XLPE | TAMI: 6 | TANMING JAYA INDUSTRIAL PARK: B09336 |  | 1153.976 m |  |  |  | 3 | 4
252145292 | TNB | DISTRIBUTION | CHERAS | Existing | RYB | 11 kV | NO | Class C |  |  | 240_3C_AL_XLPE | RMH PANGSA TMN PERKASA NO 2: TNB0000 | TMN PERKASA (TMN ANGKASA): B02189 |  | 639.391 m |  |  |  | 3 | 3
252145298 | TNB | DISTRIBUTION | CHERAS | Existing | RYB | 11 kV |  |  |  |  | 300_3C_AL_PILC | TMN SERI JASA FASA 1: B02924 | SG BESI INDAH NO 1: B02909 |  | 646.906 m |  |  |  | 3 | 2
252145304 | TNB | DISTRIBUTION | CHERAS | Existing | RYB | 11 kV |  |  |  |  | 240_3C_AL_XLPE | PANGSAPURI(KONDO) LANGAT JAYA: B08464 | EXPRESS AUDIO LANGAT: B06639 - |  | 441.828 m |  |  |  | 3 | 2
252145365 | TNB | DISTRIBUTION | CHERAS | Existing | RYB | 11 kV | NO | Class C |  |  | 240_3C_AL_XLPE | SWS GUPPY PLASTIC NO 1 (YU YEE): B01552 | GUPPY PLASTIC NO 2: B05711 |  | 224.154 m |  |  |  | 3 | 2
252145520 | TNB | DISTRIBUTION | CHERAS | Existing | RYB | 11 kV |  |  |  |  | 240_3C_AL_XLPE | TMN LAGENDA MAS NO 1: B06912 | TMN LAGENDA MAS UTAMA: B09274 |  | 517.766 m |  |  |  | 3 | 2
252145533 | TNB | DISTRIBUTION | CHERAS | Existing | RYB | 11 kV | NO | Class C |  |  | 240_3C_AL_XLPE | WEI FONG: B04007 | 1ST PAPER MILL: B04006 |  | 69.817 m |  |  |  | 3 | 2
252145743 | TNB | DISTRIBUTION | CHERAS | Existing | RYB | 11 kV |  |  |  |  | 240_3C_AL_XLPE | PE PDT ENNAI PLASTIK: B14439 | SWS NGAI MING PLASTICS IND: B01891 |  | 401.273 m |  |  |  | 3 | 1
252145756 | TNB | DISTRIBUTION | CHERAS | Existing | RYB | 11 kV |  |  |  |  | 240_3C_AL_XLPE | SMK PERIMBUN: B07037 | COMPACT PETRONAS: B07009 |  | 367.115 m |  |  |  | 3 | 2
252145768 | TNB | DISTRIBUTION | CHERAS | Existing | RYB | 11 kV | NO | Class C |  |  | 240_3C_AL_XLPE | JLN PAHLAWAN 2A/3 BDR MAHKOTA CHERAS: B09400 | BDR MAHKOTA CHERAS NO. 13: B06359 |  | 654.603 m |  |  |  | 3 | 2
252145774 | TNB | DISTRIBUTION | CHERAS | Existing | RYB | 11 kV |  |  |  |  | 300_3C_AL_PILC | SELANGOR PAPERMILL: B01495 | KG BARU CHERAS BT 11: B01496 [OFF] |  | 509.455 m |  |  |  | 3 | 2
252145838 | TNB | DISTRIBUTION | CHERAS | Existing | RYB | 11 kV | NO | Class C |  |  | 240_3C_AL_XLPE | INDUSTRI BALAKONG JAYA NO 1: B08107 | INDUSTRI BALAKONG JAYA NO 2: B08108 |  | 292.114 m |  |  |  | 3 | 3
252146056 | TNB | DISTRIBUTION | CHERAS | Existing | RYB | 11 kV | NO | Class C |  |  | 240_3C_AL_XLPE | JLN TEMENGGUNG 10/7 BDR MAHKOTA CHERAS: B07113 | COMMERCIAL AREA NO 2: B08620 |  | 261.541 m |  |  |  | 3 | 2
252146062 | TNB | DISTRIBUTION | CHERAS | Existing | RYB | 11 kV |  |  |  |  | 240_3C_AL_XLPE | TMN CHERAS MAS NO 2: B02050 | TMN CHERAS MAS NO 1: B02051 |  | 662.396 m |  |  |  | 3 | 2
252146068 | TNB | DISTRIBUTION | CHERAS | Existing | RYB | 11 kV |  |  |  |  | 240_3C_AL_XLPE | KENEISON BROTHERS NO 2: B02345 | KENEISON BROTHERS NO 1: B02344 |  | 329.484 m |  |  |  | 3 | 2
252146074 | TNB | DISTRIBUTION | CHERAS | Existing | RYB | 11 kV |  |  |  |  | 150_3C_AL_XLPE | SUNWAY QUARRY INDUSTRIES: B10804 | META ALLIANCE IND: B11017 |  | 2280.554 m |  |  |  | 3 | 1
252146079 | TNB | DISTRIBUTION | CHERAS | Existing | RYB | 11 kV |  |  |  |  | 240_3C_AL_XLPE | GOODTIME REVIEW S/B: B06837 | CHAN KWAN YING: B01366 |  | 64.022 m |  |  |  | 3 | 2
252146347 | TNB | DISTRIBUTION | CHERAS | Existing | RYB | 11 kV |  |  |  |  | 240_3C_AL_XLPE | TMN BKT HARTAMAS: B08388 | SEGAR PERDANA COURT PHASE 7B: B09168 |  | 1045.922 m |  |  |  | 3 | 4
252146353 | TNB | DISTRIBUTION | CHERAS | Existing | RYB | 11 kV | NO | Class C |  |  | 240_3C_AL_XLPE | TMN TANMING INDAH NO 1: B08425 | PANGSAPURI INDAH TMN TANMING INDAH: B08954 |  | 845.056 m |  |  |  | 3 | 2
252146359 | TNB | DISTRIBUTION | CHERAS | Existing | RYB | 11 kV | NO | Class C |  |  | 240_3C_AL_XLPE | DESA KARUNMAS NO 2: B04591 | DESA KARUMAS CONDO: B05096 |  | 157.095 m |  |  |  | 3 | 2
252146377 | TNB | DISTRIBUTION | CHERAS | Existing | RYB | 11 kV |  |  |  |  | 240_3C_AL_XLPE | TMN SEGAR PERDANA NO 5: B07074 | RMH PANGSA BUKIT HARTAMAS: B10399 |  | 1003.446 m |  |  |  | 3 | 4
252146604 | TNB | DISTRIBUTION | CHERAS | Existing | RYB | 11 kV | NO | Class C |  |  | 240_3C_AL_XLPE | IBUSAWAT TELEKOM SG LONG: B02368 | SG LONG NO 13: B02367 |  | 1031.685 m |  |  |  | 3 | 4
252146618 | TNB | DISTRIBUTION | CHERAS | Existing | RYB | 11 kV | NO | Class C |  |  | 240_3C_AL_XLPE | SCOT PINE NO 2: B04409 | SCOT PINE NO 1 COMPACT: B04407 [OFF] |  | 211.827 m |  |  |  | 3 | 2
252146632 | TNB | DISTRIBUTION | CHERAS | Existing | RYB | 11 kV |  |  |  |  | 240_3C_AL_XLPE | SSU TMN WAWASAN 1A: | RUMAH PANGSA KOS RENDAH TMN WAWASAN: B10151 |  | 635.109 m |  |  |  | 3 | 2
252146784 | TNB | DISTRIBUTION | CHERAS | Existing | RYB | 11 kV | NO | Class C |  |  | 240_3C_AL_XLPE | SG LONG NO 6: B02374 | SG LONG MEDICAL CENTRE: B08763 [OFF] |  | 454.099 m |  |  |  | 3 | 4
252146798 | TNB | DISTRIBUTION | CHERAS | Existing | RYB | 11 kV | NO | Class C |  |  | 240_3C_AL_XLPE | PANGSAPURI ADALIA: B10390 | SG LONG NO 6: B02371 |  | 534.404 m |  |  |  | 3 | 2
252147007 | TNB | DISTRIBUTION | CHERAS | Existing | RYB | 11 kV |  |  |  |  | 240_3C_AL_XLPE | LFIP NO 1: B01951 | TMN TANMING RIA: B07441 |  | 289.391 m |  |  |  | 3 | 2
252147030 | TNB | DISTRIBUTION | CHERAS | Existing | RYB | 11 kV |  |  |  |  | 240_3C_AL_XLPE | CHAN & CHUA: B06008 | PE JALAN PERUSAHAAN 3: B11854 |  | 238.097 m |  |  |  | 3 | 2
252147284 | TNB | DISTRIBUTION | CHERAS | Existing | RYB | 11 kV |  |  |  |  | 240_3C_AL_XLPE | ASRAMA GURU DUSUN TUA: B10824 | DUSUN TUA MASJID A/T: B02277 |  | 737.098 m |  |  |  | 3 | 2
252147301 | TNB | DISTRIBUTION | CHERAS | Existing | RYB | 11 kV |  |  |  |  | 300_3C_AL_PILC | TANMING RAYA NO 2: B01876 | ASAHI KOSEI: B01964 |  | 1142.387 m |  |  |  | 3 | 6
252147564 | TNB | DISTRIBUTION | CHERAS | Existing | RYB | 11 kV |  |  |  |  | 150_3C_AL_XLPE | KG SG KANTAN A/T: B02235 | LEE CHEE KEONG: B09010 |  | 966.894 m |  |  |  | 3 | 3
252147806 | TNB | DISTRIBUTION | CHERAS | Existing | RYB | 11 kV |  |  |  |  | 240_3C_AL_XLPE | KHONG PENG: B01392 | TAKAHATA: B013891 |  | 196.670 m |  |  |  | 3 | 2
252147812 | TNB | DISTRIBUTION | CHERAS | Existing | RYB | 11 kV | NO | Class C |  |  | 240_3C_AL_XLPE | POLAR ICE CREAM: B10469 | REALCO SB: B01829 |  | 131.179 m |  |  |  | 3 | 2
252147818 | TNB | DISTRIBUTION | CHERAS | Existing | RYB | 11 kV |  |  |  |  | 240_3C_AL_XLPE | BTHO NO 11: B01693 | BTHO NO 13: B01694 |  | 652.092 m |  |  |  | 3 | 2
252147824 | TNB | DISTRIBUTION | CHERAS | Existing | RYB | 11 kV |  |  |  |  | 240_3C_AL_XLPE | MINE: 12 | MARVELLOUS: B02872 |  | 1050.356 m |  |  |  | 3 | 2
252147830 | TNB | DISTRIBUTION | CHERAS | Existing | RYB | 11 kV |  |  |  |  | 240_3C_AL_XLPE | SURUNG (EUROMAS): B01865 | MITAH MANUFACTURE SB: B01864 |  | 342.443 m |  |  |  | 3 | 2
252147985 | TNB | DISTRIBUTION | CHERAS | Existing | RYB | 11 kV |  |  |  |  | 240_3C_AL_XLPE | HONG GUAN AGRICULTURE: B09071 | JALAN KASTURI TMN KASTURI: B07554 |  | 376.992 m |  |  |  | 3 | 2
252148077 | TNB | DISTRIBUTION | CHERAS | Existing | RYB | 11 kV |  |  |  |  | 240_3C_AL_XLPE | HARTA SISTEM NO 1: B01398 | KINKU INDUSTRIES SB: B01397 |  | 369.112 m |  |  |  | 3 | 5
252148083 | TNB | DISTRIBUTION | CHERAS | Existing | RYB | 11 kV |  |  |  |  | 240_3C_AL_XLPE | BERKAT HASIL NO 4B: B02710 | ISC: B02711 |  | 62.074 m |  |  |  | 3 | 2
252148109 | TNB | DISTRIBUTION | CHERAS | Existing | RYB | 11 kV |  |  |  |  | 240_3C_AL_XLPE | JELITA HEIGHT CHERAS JAYA: B06627 | SENORITA NO 2: B04467 |  | 206.407 m |  |  |  | 3 | 2
252148206 | TNB | DISTRIBUTION | CHERAS | Existing | RYB | 11 kV |  |  |  |  | 240_3C_AL_XLPE | LMAS: | TMN PUTERI JAYA NO 1: B01739 |  | 546.603 m |  |  | LMAS-4 | 3 | 5
252148216 | TNB | DISTRIBUTION | CHERAS | Existing | RYB | 11 kV |  |  |  |  | 240_3C_AL_XLPE | NGEE MING SHOE MANUFACTURE: B01841 | HOOVER TILING SB: B01840 |  | 828.536 m |  |  |  | 3 | 6
252148223 | TNB | DISTRIBUTION | CHERAS | Existing | RYB | 11 kV | NO | Class C |  |  | 240_3C_AL_XLPE | BDR SG LONG NO 14: B02661 | SG LONG MEDICAL CENTRE: B08761 |  | 162.345 m |  |  |  | 3 | 4
252148229 | TNB | DISTRIBUTION | CHERAS | Existing | RYB | 11 kV |  |  |  |  | 240_3C_AL_XLPE | VALIAND RUBBER PRODUCT: B01303 | FURNIWEB: B01302 [OFF] |  | 458.266 m |  |  |  | 3 | 5
252148544 | TNB | DISTRIBUTION | CHERAS | Existing | RYB | 33 kV |  |  |  |  | 630_1C_AL_XLPE | PPU SGLN: | PPU MHCR: 2P5 |  | 2754.256 m |  |  |  | 3 | 10
252148593 | TNB | DISTRIBUTION | CHERAS | Existing | RYB | 11 kV | NO | Class C |  |  | 240_3C_AL_XLPE | PPU MHCR: 14 | BDR MAHKOTA CHERAS NO. 3: B06319 |  | 800.611 m |  |  |  | 3 | 7
252148622 | TNB | DISTRIBUTION | CHERAS | Existing | RYB | 11 kV |  |  |  |  | 240_3C_AL_XLPE | STRUKTUR TEGUH: B02780 [OFF] | TECH AIR IND: B02779 |  | 65.741 m |  |  |  | 3 | 2
252148628 | TNB | DISTRIBUTION | CHERAS | Existing | RYB | 11 kV |  |  |  |  | 240_3C_AL_XLPE | LIN YAU BROTHERS NO 2: B01607 | LE GUAN IND SB: B01608 |  | 47.362 m |  |  |  | 3 | 2
252148632 | TNB | DISTRIBUTION | CHERAS | Existing | RYB | 11 kV |  |  |  |  | 240_3C_AL_XLPE | KONDO JUTA MINES BLOK B: B09260 | TMN TANMING PERMAI: B02897 |  | 189.621 m |  |  |  | 3 | 2
252148815 | TNB | DISTRIBUTION | CHERAS | Existing | RYB | 11 kV | NO | Class C |  |  | 240_3C_AL_XLPE | GIANT VOICE: B10600 | IND RINGAN BKT ANGKAT NO 5: B09190 |  | 100.017 m |  |  |  | 3 | 1
252148821 | TNB | DISTRIBUTION | CHERAS | Existing | RYB | 11 kV |  |  |  |  | 240_3C_AL_XLPE | AVENUE TWO: B12045 | AVENUE ONE BTHO NO 2: B10031 |  | 240.730 m |  |  |  | 3 | 1
252148849 | TNB | DISTRIBUTION | CHERAS | Existing | RYB | 11 kV |  |  |  |  | 240_3C_AL_XLPE | DUSUN NANDING NO 1: B02202 | DUSUN NANDING NO 3: B02201 |  | 413.069 m |  |  |  | 3 | 2
252148881 | TNB | DISTRIBUTION | CHERAS | Existing | RYB | 11 kV |  |  |  |  | 240_3C_AL_XLPE | KG SG LUI NO 1: B02303 | PADAT LAMAN KENCANA BT 19 H/L: B06748 |  | 2480.661 m |  |  |  | 3 | 2
252148978 | TNB | DISTRIBUTION | CHERAS | Existing | RYB | 11 kV |  |  |  |  | 240_3C_AL_XLPE | PKNS SG LUI: BO2306 | KG SG LUI NO 1: B02305 |  | 1412.313 m |  |  |  | 3 | 2
252149018 | TNB | DISTRIBUTION | CHERAS | Existing | RYB | 11 kV |  |  |  |  | 240_3C_AL_XLPE | SENORITA NO 2: B04468B04468 | KAW PERUSAHAAN CHERAS JAYA NO 2: B01853 |  | 526.562 m |  |  |  | 3 | 6
252149024 | TNB | DISTRIBUTION | CHERAS | Existing | RYB | 11 kV |  |  |  |  | 240_3C_AL_XLPE | UNION CAR CARPET: B01402 | HARTA SISTEM NO 1: B01401 |  | 371.909 m |  |  |  | 3 | 6
252149092 | TNB | DISTRIBUTION | CHERAS | Existing | RYB | 11 kV |  |  |  |  | 240_3C_AL_XLPE | LOT 1849 JLN KPB 10: B10281 | STARLIGHT: B01281 |  | 401.264 m |  |  |  | 3 | 3
252149097 | TNB | DISTRIBUTION | CHERAS | Existing | RYB | 11 kV | NO | Class C |  |  | 240_3C_AL_XLPE | YEW LUM PROPERTIES: B01974 | QUILL CONSTRUCTION: B01973 |  | 113.764 m |  |  |  | 3 | 2
252149112 | TNB | DISTRIBUTION | CHERAS | Existing | RYB | 11 kV | NO | Class C |  |  | 240_3C_AL_XLPE | LFIP NO 5: B01993 | YEW LUM NO 3: B10967 |  | 227.242 m |  |  |  | 3 | 2
252149133 | TNB | DISTRIBUTION | CHERAS | Existing | RYB | 11 kV |  |  |  |  | 240_3C_AL_XLPE | FLAT DAMAI JAYA: B01734 | PUSAT KEBUDAYAAN SOKO GOKAI: B10733 |  | 245.697 m |  |  |  | 3 | 2
252149138 | TNB | DISTRIBUTION | CHERAS | Existing | RYB | 11 kV |  |  |  |  | 240_3C_AL_XLPE | TAI TAT: B01558 | MIEL NO 1 CHERAS JAYA: B01562 |  | 367.070 m |  |  |  | 3 | 2
252149255 | TNB | DISTRIBUTION | CHERAS | Existing | RYB | 11 kV |  |  |  |  | 240_3C_AL_XLPE | LOJI KUMBAHAN CHERAS JAYA: B08823 | LOONG WENG PLASTIC: B01861 |  | 638.861 m |  |  |  | 3 | 8
252149300 | TNB | DISTRIBUTION | CHERAS | Existing | RYB | 11 kV | NO | Class C |  |  | 240_3C_AL_XLPE | PPU MHCR: 2 | COMMERCIAL AREA NO 13 JLN TEMENGGONG 17/: B09320 |  | 1361.180 m |  |  |  | 3 | 7
252149306 | TNB | DISTRIBUTION | CHERAS | Existing | RYB | 11 kV |  |  |  |  | 240_3C_AL_XLPE | D-CRS-C15-0624: | MINES HERITAGE: |  | 850.034 m |  |  |  | 3 | 1
252149349 | TNB | DISTRIBUTION | CHERAS | Existing | RYB | 11 kV |  |  |  |  | 240_3C_AL_XLPE | MENANG NUSANTARA: B12078 | SOLID GOLD: B01523 |  | 182.685 m |  |  |  | 3 | 1
252149364 | TNB | DISTRIBUTION | CHERAS | Existing | RYB | 11 kV |  |  |  |  | 240_3C_AL_XLPE | BKT BELIMBING NO 3: B02881 | BKT BELIMBING NO 2: B02882 |  | 353.413 m |  |  |  | 3 | 3
252149375 | TNB | DISTRIBUTION | CHERAS | Existing | RYB | 11 kV |  |  |  |  | 240_3C_AL_XLPE | TMN HARMONI INDAH NO 1: B05158 | TMN HARMONI INDAH NO 2: B05154 |  | 205.889 m |  |  |  | 3 | 2
252149393 | TNB | DISTRIBUTION | CHERAS | Existing | RYB | 11 kV |  |  |  |  | 150_3C_AL_XLPE | TMN CHERAS PERMATA NO 2: B02132 | P/PURI PERMATA CHERAS: B00630 |  | 277.034 m |  |  |  | 3 | 3
252149491 | TNB | DISTRIBUTION | CHERAS | Existing | RYB | 11 kV |  |  |  |  | 240_3C_AL_XLPE | BT 18 HULU LANGAT: B02287 | TMN IMPIAN WARISAN LANGAT: B09075 |  | 261.996 m |  |  |  | 3 | 2
252149555 | TNB | DISTRIBUTION | CHERAS | Existing | RYB | 11 kV | NO | Class C |  |  | 240_3C_AL_XLPE | TMN IMPIAN EHSAN NO 2: B01443 | TAMAN SETIA IMPIAN EHSAN COMPACT: B09236 |  | 358.757 m |  |  |  | 3 | 4
252149592 | TNB | DISTRIBUTION | CHERAS | Existing | RYB | 11 kV | NO | Class C |  |  | 240_3C_AL_XLPE | LOT 5205 BLOK C: B11542 | LAI CHEE KONG: B02831 |  | 654.941 m |  |  |  | 3 | 1
252149596 | TNB | DISTRIBUTION | CHERAS | Existing | RYB | 11 kV | NO | Class C |  |  | 240_3C_AL_XLPE | PTM STEEL: B08592 | YEW LUM IND.: B12039 |  | 390.301 m |  |  |  | 3 | 1
252149600 | TNB | DISTRIBUTION | CHERAS | Existing | RYB | 11 kV | NO | Class C |  |  | 240_3C_AL_XLPE | IMPIAN EHSAN NO 1: B01454 | COMMOND WOOD PRODUCT: B06070 |  | 1043.171 m |  |  |  | 3 | 1
252149802 | TNB | DISTRIBUTION | CHERAS | Existing | RYB | 11 kV |  |  |  |  | 185_3C_AL_PILC | BERKAT HASIL NO 8: B02739 | BERKAT HASIL NO 11: B02738 |  | 227.022 m |  |  |  | 3 | 2
252149942 | TNB | DISTRIBUTION | CHERAS | Existing | RYB | 11 kV |  |  |  |  | 240_3C_AL_XLPE | KONDOMINIUM DESA SAUJANA: B07775 | SG BESI INDAH NO 2: B02914 |  | 787.962 m |  |  |  | 3 | 2
252149948 | TNB | DISTRIBUTION | CHERAS | Existing | RYB | 11 kV |  |  |  |  | 185_3C_AL_PILC | TELEKOM BT 10 1128: B01772 | TMN SHAH JAYA: B01773 |  | 403.432 m |  |  |  | 3 | 2
252150017 | TNB | DISTRIBUTION | CHERAS | Existing | RYB | 11 kV | NO | Class C |  |  | 240_3C_AL_XLPE | KYK HEIGHT: B11282 | AUDIO EXPRESS (TANMING): MB01908 |  | 1410.093 m |  |  |  | 3 | 3
252150035 | TNB | DISTRIBUTION | CHERAS | Existing | RYB | 11 kV |  |  |  |  | 240_3C_AL_XLPE | GRANITE TILES (M) SB: B01414 | BINTANG PELANTAR: B01413 |  | 158.865 m |  |  |  | 3 | 2
252150041 | TNB | DISTRIBUTION | CHERAS | Existing | RYB | 11 kV | NO | Class C |  |  | 240_3C_AL_XLPE | ZINCALU: B01890 | BERKAT HASIL NO 3: B01889 |  | 174.245 m |  |  |  | 3 | 2
252150047 | TNB | DISTRIBUTION | CHERAS | Existing | RYB | 11 kV |  |  |  |  | 240_3C_AL_XLPE | MALAYSIAN MEGA GALVANIES: B02813 | TANMING VEHICLE: B02812 |  | 457.043 m |  |  |  | 3 | 2
252150057 | TNB | DISTRIBUTION | CHERAS | Existing | RYB | 11 kV | NO | Class C |  |  | 240_3C_AL_XLPE | FINE QUALITY: B02827 | KK METAL NO 2: B10455 |  | 108.143 m |  |  |  | 3 | 2
252150063 | TNB | DISTRIBUTION | CHERAS | Existing | RYB | 11 kV | NO | Class C |  |  | 240_3C_AL_XLPE | BUKIT BAYU NO 4: B04397 | BUKIT BAYU NO 5: B04400 |  | 650.503 m |  |  |  | 3 | 2
252150289 | TNB | DISTRIBUTION | CHERAS | Existing | RYB | 11 kV |  |  |  |  | 240_3C_AL_XLPE | PKNS CHERAS JAYA NO 6: B01580 | SOUTH EAST ASIA NO 2: B01581 |  | 1306.667 m |  |  |  | 3 | 8
252150295 | TNB | DISTRIBUTION | CHERAS | Existing | RYB | 11 kV |  |  |  |  | 240_3C_AL_XLPE | JLN SUADAMAI 10/1 BTHO: B00000 | BTHO NO 19: B05340 [OFF] |  | 1624.450 m |  |  |  | 3 | 4
252150643 | TNB | DISTRIBUTION | CHERAS | Existing | RYB | 11 kV |  |  |  |  | 240_3C_AL_XLPE | MINE: 7 | TMN SERI JASA FASA 1: B02925 |  | 618.370 m |  |  |  | 3 | 5
252150648 | TNB | DISTRIBUTION | CHERAS | Existing | RYB | 11 kV |  |  |  |  | 240_3C_AL_XLPE | BRONLEY HILL NO 2: B01469 | BRONLEY HILL NO 1: B01468 [OFF] |  | 127.501 m |  |  |  | 3 | 2
252150801 | TNB | DISTRIBUTION | CHERAS | Existing | RYB | 11 kV |  |  |  |  | 240_3C_AL_XLPE | BTHO NO 10: B01690 | SEK MEN KEB BTHO 2: B07070 |  | 144.056 m |  |  |  | 3 | 2
252150822 | TNB | DISTRIBUTION | CHERAS | Existing | RYB | 11 kV |  |  |  |  | 185_3C_AL_PILC | PKNS SG MAKAU: B02214 | KG BARU CINA SG MACAU: B02216 |  | 571.394 m |  |  |  | 3 | 2
252150946 | TNB | DISTRIBUTION | CHERAS | Existing | RYB | 11 kV |  |  |  |  | 240_3C_AL_XLPE | BTHO NO 3: B01680 | BTHO NO 4: B01702 |  | 1684.977 m |  |  |  | 3 | 4
252151079 | TNB | DISTRIBUTION | CHERAS | Existing | RYB | 11 kV | NO | Class C |  |  | 240_3C_AL_XLPE | EMERALD POINT C: B08701 | EMERALD POINT B: B08700 |  | 257.143 m |  |  |  | 3 | 2
252151085 | TNB | DISTRIBUTION | CHERAS | Existing | RYB | 11 kV |  |  |  |  | 240_3C_AL_XLPE | KG SG MICHU A/T: B02205 | TMN IMPIAN LANGAT: |  | 957.693 m |  |  |  | 3 | 3
252151145 | TNB | DISTRIBUTION | CHERAS | Existing | RYB | 11 kV | NO | Class C |  |  | 240_3C_AL_XLPE | SSU HUA ZHONG: | KILANG PAPAN (HEN KEE SAWMILL): B00849 |  | 929.425 m |  |  |  | 3 | 1
252151151 | TNB | DISTRIBUTION | CHERAS | Existing | RYB | 11 kV |  |  |  |  | 240_3C_AL_XLPE | MINLON LIGHT INDUSTRIES A: B10187 | TECH AIR IND: B02777 |  | 404.817 m |  |  |  | 3 | 4
252151334 | TNB | DISTRIBUTION | CHERAS | Existing | RYB | 11 kV |  |  |  |  | 240_3C_AL_XLPE | RUMAH PAM BKT BELIMBING: B06140 | TMN BKT BELIMBING NO 1: B02888 |  | 195.507 m |  |  |  | 3 | 3
252151340 | TNB | DISTRIBUTION | CHERAS | Existing | RYB | 11 kV |  |  |  |  | 240_3C_AL_XLPE | PADAT LOT 1875: B11419 | JEMCO MARKETING: B07131 |  | 303.434 m |  |  |  | 3 | 3
252151625 | TNB | DISTRIBUTION | CHERAS | Existing | RYB | 11 kV |  |  |  |  | 240_3C_AL_XLPE | BERKAT HASIL NO 12: B05449 | TERAS OAK NO 1: B05496 |  | 541.374 m |  |  |  | 3 | 3
252151632 | TNB | DISTRIBUTION | CHERAS | Existing | RYB | 11 kV | NO | Class C |  |  | 240_3C_AL_XLPE | SUPERSAVE C.P: B09412 | YWE: B02828 |  | 80.711 m |  |  |  | 3 | 2
252151638 | TNB | DISTRIBUTION | CHERAS | Existing | RYB | 11 kV |  |  |  |  | 240_3C_AL_XLPE | TMN MASRIA: B02149 | SWS POLIS HUTAN: B02150 [OFF] |  | 433.072 m |  |  |  | 3 | 2
252151910 | TNB | DISTRIBUTION | CHERAS | Existing | RYB | 11 kV |  |  |  |  | 240_3C_AL_XLPE | TMN CUEPACS NO 1: B02146 | TMN MASRIA: B02147 |  | 446.364 m |  |  |  | 3 | 4
252151922 | TNB | DISTRIBUTION | CHERAS | Existing | RYB | 11 kV |  |  |  |  | 240_3C_AL_XLPE | PADAT IBUSAWAT PDRM: B10823 | MAKMAL FORENSIK PDRM: B06403 |  | 820.788 m |  |  |  | 3 | 2
252152505 | TNB | DISTRIBUTION | CHERAS | Existing | RYB | 11 kV |  |  |  |  | 240_3C_AL_XLPE | TMN MEGAH NO 1: B01763 | TMN MEGAH NO 3: B01762 |  | 537.063 m |  |  |  | 3 | 2
252152511 | TNB | DISTRIBUTION | CHERAS | Existing | RYB | 11 kV |  |  |  |  | 240_3C_AL_XLPE | TMN PUTERI JAYA NO 1: B01737 | FLAT DAMAI JAYA: B01736 |  | 760.168 m |  |  |  | 3 | 2
252152529 | TNB | DISTRIBUTION | CHERAS | Existing | RYB | 11 kV |  |  |  |  | 240_3C_AL_XLPE | TAMAN SEGAR PERDANA NO 9: B08746 | THE ROYALE: B12115 |  | 328.120 m |  |  |  | 3 | 2
252152535 | TNB | DISTRIBUTION | CHERAS | Existing | RYB | 11 kV |  |  |  |  | 240_3C_AL_XLPE | TAMAN SEGAR PERDANA NO 10: B08743 | TMN CHERAS AWANA NO 4: B02136 |  | 727.165 m |  |  |  | 3 | 2
252152797 | TNB | DISTRIBUTION | CHERAS | Existing | RYB | 11 kV |  |  |  |  | 240_3C_AL_XLPE | TAN SENG HUAT: B01785 | LIM KOK YONG: B06282 |  | 260.093 m |  |  |  | 3 | 2
252152814 | TNB | DISTRIBUTION | CHERAS | Existing | RYB | 11 kV |  |  |  |  | 240_3C_AL_XLPE | PERSIARAN SG LONG 1 BDR SG LONG NO 3: B09066 | P/PURI BIDARA LUMAYAN SG LONG: B07972 |  | 569.412 m |  |  |  | 3 | 2
252152820 | TNB | DISTRIBUTION | CHERAS | Existing | RYB | 11 kV |  |  |  |  | 240_3C_AL_XLPE | GELOMBANG CEKAL (GAY KIM): B01516 | ES METAL: B01520 |  | 219.668 m |  |  |  | 3 | 2
252152838 | TNB | DISTRIBUTION | CHERAS | Existing | RYB | 11 kV |  |  |  |  | 240_3C_AL_XLPE | SWS TMN MAS SEMENTARA B: B10139 | SUNTEX SUPERMARKET: B02067 |  | 1322.995 m |  |  |  | 3 | 4
252154925 | TNB | DISTRIBUTION | CHERAS | Existing | RYB | 11 kV |  |  |  |  | 240_3C_AL_XLPE | COUNTRY HEIGHT PARADE NO 1: B02637 | PADAT JURUNATURE, JLN TIMAH 3: B11811 |  | 194.009 m |  |  |  | 3 | 1
252155738 | TNB | DISTRIBUTION | CHERAS | Existing | RYB | 11 kV |  |  |  |  | 240_3C_AL_XLPE | MIEL NO 2 CHERAS JAYA: MBB01807 | DR ENGINEERING SB: B01561 |  | 321.010 m |  |  |  | 3 | 2
252155744 | TNB | DISTRIBUTION | CHERAS | Existing | RYB | 11 kV |  |  |  |  | 240_3C_AL_XLPE | HONG AI KOK: B02849 | SOON HUAT: B02848 |  | 235.289 m |  |  |  | 3 | 2
252155975 | TNB | DISTRIBUTION | CHERAS | Existing | RYB | 11 kV |  |  |  |  | 185_3C_AL_PILC | TAMI: | BERKAT HASIL NO 9: B02746 |  | 563.144 m |  |  |  | 3 | 2
252155981 | TNB | DISTRIBUTION | CHERAS | Existing | RYB | 11 kV |  |  |  |  | 70_1C_AL_XLPE |  |  |  | 16.873 m |  |  |  | 3 | 1
252155985 | TNB | DISTRIBUTION | CHERAS | Existing | RYB | 11 kV | NO | Class C |  |  | 240_3C_AL_XLPE | JALAN PUTRA BMC: B07905 | JALAN PUTRA 13/1: B08642 |  | 565.199 m |  |  |  | 3 | 2
252155991 | TNB | DISTRIBUTION | CHERAS | Existing | RYB | 11 kV | NO | Class C |  |  | 240_3C_AL_XLPE | BDR SG LONG NO 10: B02385 | GREEN ACRE PARK NO 1: B06620 |  | 303.339 m |  |  |  | 3 | 2
252156004 | TNB | DISTRIBUTION | CHERAS | Existing | RYB | 11 kV |  |  |  |  | 240_3C_AL_XLPE | TMN CHERAS AWANA NO 3: B07471 | TMN CHERAS AWANA NO 3: B05465 |  | 3.132 m |  |  |  | 3 | 0
252156333 | TNB | DISTRIBUTION | CHERAS | Existing | RYB | 11 kV |  |  |  |  | 240_3C_AL_XLPE | TMN RASA SELAMAT ( HVD ): B02123 | TMN CUEPACS NO 2: B02122 |  | 752.355 m |  |  |  | 3 | 6
252156451 | TNB | DISTRIBUTION | CHERAS | Existing | RYB | 11 kV |  |  |  |  | 240_3C_AL_XLPE | MARVELLOUS: B02870 | NI SHIN NO 2: B02869 |  | 1235.331 m |  |  |  | 3 | 5
252156461 | TNB | DISTRIBUTION | CHERAS | Existing | RYB | 11 kV |  |  |  |  | 240_3C_AL_XLPE | BESI UNION: B02896 | KONDO JUTA MINES BLOK A: B08924 |  | 1046.903 m |  |  |  | 3 | 8
252156544 | TNB | DISTRIBUTION | CHERAS | Existing | RYB | 11 kV |  |  |  |  | 240_3C_AL_XLPE | TMN CHERAS PERMATA NO 1: B02126 | TMN RASA SELAMAT ( HVD ): B02124 |  | 944.555 m |  |  |  | 3 | 6
252156548 | TNB | DISTRIBUTION | CHERAS | Existing | RYB | 11 kV |  |  |  |  | 240_3C_AL_XLPE | TMN MUDUN: B02097 | TMN PUTRI NO 5: B02096 |  | 677.938 m |  |  |  | 3 | 2
252157994 | TNB | DISTRIBUTION | CHERAS | Existing | RYB | 11 kV |  |  |  |  | 240_3C_AL_XLPE | GREEN WATER ROCK NO 1: B02640 | COMPACT DR SRI TIONG KING: B10461 |  | 664.937 m |  |  |  | 3 | 2
252160759 | TNB | DISTRIBUTION | CHERAS | Existing | RYB | 11 kV | NO | Class C |  |  | 240_3C_AL_XLPE | RUMAH PANGSA TMN DESA KARUMAS: B08482 | DESA KARUNMAS NO 4: B06449 |  | 230.930 m |  |  |  | 3 | 0
252160996 | TNB | DISTRIBUTION | CHERAS | Existing | RYB | 11 kV | NO | Class C |  |  | 240_3C_AL_XLPE | SIMPANG BALAK A/T (OUDOOR): B03960 | ESSO GRAND SAGA: B08317 |  | 1156.034 m |  |  |  | 3 | 6
252161002 | TNB | DISTRIBUTION | CHERAS | Existing | RYB | 11 kV | NO | Class C |  |  | 240_3C_AL_XLPE | GARDEN PARK SG. LONG NO 1: B05397 | GARDEN PARK SG LONG NO 15: |  | 33.217 m |  |  |  | 3 | 2
252161295 | TNB | DISTRIBUTION | CHERAS | Existing | RYB | 11 kV |  |  |  |  | 240_3C_AL_XLPE | SG BESI INDAH NO 3: B06182 | GREEN WATER ROCK NO 1: B02642 |  | 1951.826 m |  |  |  | 3 | 5
252161300 | TNB | DISTRIBUTION | CHERAS | Existing | RYB | 11 kV |  |  |  |  | 240_3C_AL_XLPE | MINE: 1 | MINES SHOPPING FAIR (HANDOVER TO CUST.): |  | 381.761 m |  |  |  | 3 | 4
252161818 | TNB | DISTRIBUTION | CHERAS | Existing | RYB | 11 kV |  |  |  |  | 240_3C_AL_XLPE | SEK MEN KEB BTHO 2: B07068 | BTHO NO 11: B01691 |  | 391.732 m |  |  |  | 3 | 2
252165293 | TNB | DISTRIBUTION | CHERAS | Existing | RYB | 11 kV |  |  |  |  | 185_3C_AL_PILC | TMN CUEPACS NO 2: B02121 | TMN CHERAS PERMATA NO 2: B02129 |  | 468.616 m |  |  |  | 3 | 3
252165303 | TNB | DISTRIBUTION | CHERAS | Existing | RYB | 11 kV |  |  |  |  | 240_3C_AL_XLPE | SWS BT 19 3/4 KG PADANG: B02296 | PKNS KG PADANG: B02298 |  | 1028.389 m |  |  |  | 3 | 2
252165309 | TNB | DISTRIBUTION | CHERAS | Existing | RYB | 11 kV | NO | Class C |  |  | 240_3C_AL_XLPE | IND RINGAN BKT ANGKAT NO 5: B09192 | IND RINGAN BKT ANGKAT NO 3: B08271 |  | 37.289 m |  |  |  | 3 | 2
252165314 | TNB | DISTRIBUTION | CHERAS | Existing | RYB | 11 kV | NO | Class C |  |  | 240_3C_AL_XLPE | TMN BKT EMAS NO 2: B08192 | TMN BKT EMAS NO 1: B08191 [OFF] |  | 460.246 m |  |  |  | 3 | 2
252165513 | TNB | DISTRIBUTION | CHERAS | Existing | RYB | 11 kV |  |  |  |  | 240_3C_AL_XLPE | LCL FURNITURE: B04221 | BKT ANGKAT NO 2: B06951 |  | 495.204 m |  |  |  | 3 | 4
252166082 | TNB | DISTRIBUTION | CHERAS | Existing | RYB | 11 kV |  |  |  |  | 240_3C_AL_XLPE | TMN PUTRI NO 1: B02082 | TMN EMAS CHERAS: B02081 |  | 2329.725 m |  |  |  | 3 | 8
252166088 | TNB | DISTRIBUTION | CHERAS | Existing | RYB | 11 kV |  |  |  |  | 240_3C_AL_XLPE | ALEQUIP S/B: B09390 | WONG SUE KAU: B09082 |  | 1164.293 m |  |  |  | 3 | 4
252166094 | TNB | DISTRIBUTION | CHERAS | Existing | RYB | 11 kV |  |  |  |  | 240_3C_AL_XLPE | CHOY AH BEE & SONS SB: B01917 | BERKAT HASIL NO 1: B01916 |  | 277.974 m |  |  |  | 3 | 2
252166814 | TNB | DISTRIBUTION | CHERAS | Existing | RYB | 11 kV | NO | Class C |  |  | 240_3C_AL_XLPE | JALAN DAYANG 17/8: B07909 | JLN PERMAISURI NO 2 BDR MAHKOTA CHERAS: B07120 |  | 457.069 m |  |  |  | 3 | 4
252166977 | TNB | DISTRIBUTION | CHERAS | Existing | RYB | 11 kV |  |  |  |  | 240_3C_AL_XLPE | YAP KON FAH TRADING: B01920 | CHOY AH BEE & SONS SB: B01919 |  | 365.755 m |  |  |  | 3 | 2
252166981 | TNB | DISTRIBUTION | CHERAS | Existing | RYB | 11 kV | NO | Class C |  |  | 240_3C_AL_XLPE | JLN SL 13/4 SG LONG: B08176 | SILK KTTDR SG LONG NO 1: B07486 |  | 605.629 m |  |  |  | 3 | 4
252166993 | TNB | DISTRIBUTION | CHERAS | Existing | RYB | 11 kV |  |  |  |  | 240_3C_AL_XLPE | YP PRESICIAN: B05054 | SHIN LEE COMPACT: B01959 |  | 725.987 m |  |  |  | 3 | 6
252166999 | TNB | DISTRIBUTION | CHERAS | Existing | RYB | 11 kV |  |  |  |  | 240_3C_AL_XLPE | MASTERSKILL: TNB0000 | KEMACAHAYA NO 1: B02168 |  | 132.169 m |  |  |  | 3 | 2
252167180 | TNB | DISTRIBUTION | CHERAS | Existing | RYB | 11 kV | NO | Class C |  |  | 240_3C_AL_XLPE | APARTMENT DESA RIA: B09115 | IMPIAN EHSAN NO 1: B01456 |  | 348.613 m |  |  |  | 3 | 5
252167191 | TNB | DISTRIBUTION | CHERAS | Existing | RYB | 11 kV | NO | Class C |  |  | 240_3C_AL_XLPE | BDR MAHKOTA CHERAS NO 18: B06765 | JLN INANG BDR MAHKOTA CHERAS: B07102 |  | 1168.066 m |  |  |  | 3 | 4
252167531 | TNB | DISTRIBUTION | CHERAS | Existing | RYB | 11 kV | NO | Class C |  |  | 240_3C_AL_XLPE | SUMBER MAJU: B03951 | TMN MESRA: B03950 |  | 210.726 m |  |  |  | 3 | 2
252169139 | TNB | DISTRIBUTION | CHERAS | Existing | RYB | 11 kV | NO | Class C |  |  | 240_3C_AL_XLPE | STRATEGIK PRODUCT: B06466 | BRONLEY HILL NO 1: B01466 |  | 104.948 m |  |  |  | 3 | 4
252169145 | TNB | DISTRIBUTION | CHERAS | Existing | RYB | 11 kV |  |  |  |  | 240_3C_AL_XLPE | LOT 33&42, JLN BALAKONG: B11601 | LEW MEW CHOI: B0501 |  | 864.817 m |  |  |  | 3 | 2
252169177 | TNB | DISTRIBUTION | CHERAS | Existing | RYB | 11 kV |  |  |  |  | 240_3C_AL_XLPE | 3V PERABOT: B04883 | 3V HOLDING: B08999 |  | 415.978 m |  |  |  | 3 | 2
252169191 | TNB | DISTRIBUTION | CHERAS | Existing | RYB | 11 kV |  |  |  |  | 240_3C_AL_XLPE | TMN CHERAS AWANA NO 2: B02141 | TMN ONE LAGENDA: B12046 |  | 300.770 m |  |  |  | 3 | 1
252169375 | TNB | DISTRIBUTION | CHERAS | Existing | RYB | 11 kV |  |  |  |  | 240_3C_AL_XLPE | PANGSAPURI CASAURINA: B10263 | TAMAN ORKID NO 3: B07669 |  | 310.177 m |  |  |  | 3 | 2
252169422 | TNB | DISTRIBUTION | CHERAS | Existing | RYB | 11 kV | NO | Class C |  |  | 240_3C_AL_XLPE | LAG LOVE: B07071 | TREND PAPER: B03965 |  | 70.199 m |  |  |  | 3 | 2
252169428 | TNB | DISTRIBUTION | CHERAS | Existing | RYB | 11 kV | NO | Class C |  |  | 240_3C_AL_XLPE | TREND PAPER: B03963 | SIMPANG BALAK A/T (OUDOOR): B03962 |  | 351.921 m |  |  |  | 3 | 3
252169462 | TNB | DISTRIBUTION | CHERAS | Existing | RYB | 11 kV | NO | Class C |  |  | 240_3C_AL_XLPE | JLN MESRA NIAGA: B08075 | SUMBER MAJU: B03953 |  | 245.207 m |  |  |  | 3 | 2
252169639 | TNB | DISTRIBUTION | CHERAS | Existing | RYB | 11 kV |  |  |  |  | 240_3C_AL_XLPE | PKNS KG PADANG: B05445 | BT 21 PANGSOON PADAT: B04592 |  | 1157.874 m |  |  |  | 3 | 2
252169781 | TNB | DISTRIBUTION | CHERAS | Existing | RYB | 11 kV |  |  |  |  | 240_3C_AL_XLPE | LFIP NO 3: B01955 | WOON HWA TRADING: B05890 |  | 151.695 m |  |  |  | 3 | 2
252170559 | TNB | DISTRIBUTION | CHERAS | Existing | RYB | 11 kV |  |  |  |  | 240_3C_AL_XLPE | BUDIMAN BUSINESS NO 2: B12722 | RUMAH SRI KENANGAN: B10868 |  | 1425.021 m |  |  |  | 3 | 5
252170662 | TNB | DISTRIBUTION | CHERAS | Existing | RYB | 11 kV | NO | Class C |  |  | 240_3C_AL_XLPE | TMN UDA MURNI: B02190 | TMN PERKASA NO 5: B11383 |  | 392.592 m |  |  |  | 3 | 2
252170831 | TNB | DISTRIBUTION | CHERAS | Existing | RYB | 11 kV |  |  |  |  | 240_3C_AL_XLPE | FAIR POINT: B07728 | TERAS OAK NO 2: B02012 |  | 409.265 m |  |  |  | 3 | 3
252170840 | TNB | DISTRIBUTION | CHERAS | Existing | RYB | 11 kV | NO | Class C |  |  | 240_3C_AL_XLPE | JONG SENG COMPACT: B01457 | APARTMENT DESA RIA: B09112 |  | 718.596 m |  |  |  | 3 | 2
252170848 | TNB | DISTRIBUTION | CHERAS | Existing | RYB | 11 kV |  |  |  |  | 240_3C_AL_XLPE | GUPPY PLASTIK KARUNMAS: B12363 | TMN BKT EMAS NO 1: B08189 |  | 1221.419 m |  |  |  | 3 | 2
252171285 | TNB | DISTRIBUTION | CHERAS | Existing | RYB | 11 kV | NO | Class C |  |  | 240_3C_AL_XLPE | TMN SG LONG MAKMUR: B07061 | TMN GOOD VIEW: B12341 |  | 879.677 m |  |  |  | 3 | 5
252171481 | TNB | DISTRIBUTION | CHERAS | Existing | RYB | 11 kV | NO | Class C |  |  | 240_3C_AL_XLPE | JLN BENDAHARA 12: B10204 | JLN BENDAHARA 4/7 BDR MAHKOTA CHERAS: B07901 [OFF] |  | 531.736 m |  |  |  | 3 | 4
252171547 | TNB | DISTRIBUTION | CHERAS | Existing | RYB | 11 kV |  |  |  |  | 240_3C_AL_XLPE | JLN MEGAH 2/2: B08173 | TMN CHERAS PERDANA NO 5: B01640 |  | 2017.221 m |  |  |  | 3 | 9
252171600 | TNB | DISTRIBUTION | CHERAS | Existing | RYB | 11 kV | NO | Class C |  |  | 240_3C_AL_XLPE | BDR MAHKOTA CHERAS NO.10: B06350 | BDR MAHKOTA CHERAS NO 11: |  | 652.603 m |  |  |  | 3 | 2
252171795 | TNB | DISTRIBUTION | CHERAS | Existing | RYB | 11 kV | NO | Class C |  |  | 240_3C_AL_XLPE | IND RINGAN BKT ANGKAT NO 1: B08267 | IND RINGAN BKT ANGKAT NO 4: B09417 |  | 284.977 m |  |  |  | 3 | 2
252171934 | TNB | DISTRIBUTION | CHERAS | Existing | RYB | 11 kV |  |  |  |  | 240_3C_AL_XLPE | TMN MEGAH NO 3A COMPACT: B04836 | TMN MEGAH NO 5: B01758 |  | 254.130 m |  |  |  | 3 | 2
252172208 | TNB | DISTRIBUTION | CHERAS | Existing | RYB | 11 kV |  |  |  |  | 240_3C_AL_XLPE | SONG TEIK SUN: B02352 | TUCK SIN ENGINEERING: B02353 |  | 705.347 m |  |  |  | 3 | 2
252172214 | TNB | DISTRIBUTION | CHERAS | Existing | RYB | 11 kV | NO | Class C |  |  | 240_3C_AL_XLPE | DESA KARUMAS CONDO: B05099 | TMN BKT EMAS NO 2: B08195 |  | 730.261 m |  |  |  | 3 | 2
252172275 | TNB | DISTRIBUTION | CHERAS | Existing | RYB | 11 kV | NO | Class C |  |  | 240_3C_AL_XLPE | TROPICAL EXPANSION: B07968 | WING LONG: B02834 |  | 193.183 m |  |  |  | 3 | 2
252172279 | TNB | DISTRIBUTION | CHERAS | Existing | RYB | 11 kV |  |  |  |  | 240_3C_AL_XLPE | TMN SEGAR PERDANA NO 3: B07740 | APARTMENT PERDANA HEIGHT SEGAR PERDANA: B08122 |  | 204.216 m |  |  |  | 3 | 2
252172398 | TNB | DISTRIBUTION | CHERAS | Existing | RYB | 11 kV |  |  |  |  | 240_3C_AL_XLPE | TERAS OAK NO 2: B02015 | MEHKO TANMING: B10966 |  | 570.113 m |  |  |  | 3 | 2
252172696 | TNB | DISTRIBUTION | CHERAS | Existing | RYB | 11 kV | NO | Class C |  |  | 240_3C_AL_XLPE | LIM KOK YEONG SIMPANG BALAK: B03968 | ABD KARIM MANAN: B03969 |  | 350.206 m |  |  |  | 3 | 3
252172708 | TNB | DISTRIBUTION | CHERAS | Existing | RYB | 11 kV | NO | Class C |  |  | 240_3C_AL_XLPE | BDR MAHKOTA CHERAS NO 17: B06758 | JLN. PENGGAWA 2/2 ANGSANA: B09970 |  | 187.708 m |  |  |  | 3 | 2
252172714 | TNB | DISTRIBUTION | CHERAS | Existing | RYB | 11 kV |  |  |  |  | 240_3C_AL_XLPE | TAKAHATA: B01389 | SYNLIGWAN: B01434 |  | 3160.686 m |  |  |  | 3 | 11
252173350 | TNB | DISTRIBUTION | CHERAS | Existing | RYB | 11 kV | NO | Class C |  |  | 240_3C_AL_XLPE | LEBUHRAYA CHERAS NO 1: B03954 | JLN MESRA NIAGA: B08073 |  | 1124.472 m |  |  |  | 3 | 0
252173617 | TNB | DISTRIBUTION | CHERAS | Existing | RYB | 33 kV | YES | Class D |  |  | 630_1C_AL_XLPE | CJYA: 2L5 | PPU TSRA: |  | 3402.327 m |  |  |  | 3 | 1
252173759 | TNB | DISTRIBUTION | CHERAS | Existing | RYB | 11 kV |  |  |  |  | 240_3C_AL_XLPE | BTHO NO 15: B05324 | BTHO NO 16: B05328 |  | 441.635 m |  |  |  | 3 | 2
252173822 | TNB | DISTRIBUTION | CHERAS | Existing | RYB | 11 kV |  |  |  |  | 240_3C_AL_XLPE | TUCK HUA NO 1 METAL: B01251 | TUCK HUA NO 2: B01247 [OFF] |  | 689.204 m |  |  |  | 3 | 2
252173833 | TNB | DISTRIBUTION | CHERAS | Existing | RYB | 11 kV |  |  |  |  | 240_3C_AL_XLPE | KEMACAHAYA NO 2: B02167 | MASTERSKILL: TNB0000 |  | 222.050 m |  |  |  | 3 | 2
252173899 | TNB | DISTRIBUTION | CHERAS | Existing | RYB | 11 kV |  |  |  |  | 240_3C_AL_XLPE | BTHO: 9 | DESA WANGSA BTHO: B06818 |  | 1019.405 m |  |  |  | 3 | 3
252173918 | TNB | DISTRIBUTION | CHERAS | Existing | RYB | 11 kV | NO | Class C |  |  | 240_3C_AL_XLPE | BDR MAHKOTA CHERAS NO. 3: B06322 | BDR MAHKOTA CHERAS NO. 4: B06326 |  | 462.150 m |  |  |  | 3 | 2
252173938 | TNB | DISTRIBUTION | CHERAS | Existing | RYB | 11 kV |  |  |  |  | 240_3C_AL_XLPE | D-CRS-C16-0684: B14641 | TMN DESA RAYA: B02195 |  | 851.640 m |  |  |  | 3 | 3
252174057 | TNB | DISTRIBUTION | CHERAS | Existing | RYB | 11 kV | NO | Class C |  |  | 240_3C_AL_XLPE | IND RINGAN BKT ANGKAT NO 6 (GIANT VOICE): B09947 | RUMAH PANGSA TMN DESA KARUMAS: B08480 |  | 662.970 m |  |  |  | 3 | 0
252176072 | TNB | DISTRIBUTION | CHERAS | Existing | RYB | 11 kV |  |  |  |  | 240_3C_AL_XLPE | CONTROL INSTRUMENT: B01240 | PANTAI UTAMA: B01308 |  | 254.527 m |  |  |  | 3 | 2
252177040 | TNB | DISTRIBUTION | CHERAS | Existing | RYB | 11 kV |  |  |  |  | 240_3C_AL_XLPE | SUTERA RESIDENCE NO 3: B11842 | BTHO NO 12: B04699 |  | 1257.441 m |  |  |  | 3 | 1
252177114 | TNB | DISTRIBUTION | CHERAS | Existing | RYB | 11 kV |  |  |  |  | 240_3C_AL_XLPE | DUSUN NANDING NO 3: B02199 | DUSUN NANDING NO 2: B02198 |  | 366.776 m |  |  |  | 3 | 2
252177192 | TNB | DISTRIBUTION | CHERAS | Existing | RYB | 11 kV |  |  |  |  | 240_3C_AL_XLPE | TMN SRI MUJUR: B02076 | TMN SUNTEX: B02075 |  | 290.607 m |  |  |  | 3 | 5
252177359 | TNB | DISTRIBUTION | CHERAS | Existing | RYB | 11 kV | NO | Class C |  |  | 240_3C_AL_XLPE | QUILL CONSTRUCTION: B01971 | INDUSTRONIC ENTERPRISE: B01970 |  | 265.235 m |  |  |  | 3 | 3
252177446 | TNB | DISTRIBUTION | CHERAS | Existing | RYB | 11 kV | NO | Class C |  |  | 240_3C_AL_XLPE | YOONG SING TYRES: B01465 | COPPERTECH KG BARU BALAKONG: B09184 |  | 115.103 m |  |  |  | 3 | 5
252177462 | TNB | DISTRIBUTION | CHERAS | Existing | RYB | 11 kV |  |  |  |  | 240_3C_AL_XLPE | PE IWK SG LONG: B15073 | SG LONG NO 7: B02359 |  | 145.504 m |  |  |  | 3 | 0
252177691 | TNB | DISTRIBUTION | CHERAS | Existing | RYB | 11 kV | NO | Class C |  |  | 240_3C_AL_XLPE | SIN YEE SENG: B01986 | SIN YEE SENG NO 2: B01987 |  | 13.290 m |  |  |  | 3 | 2
252177709 | TNB | DISTRIBUTION | CHERAS | Existing | RYB | 11 kV |  |  |  |  | 240_3C_AL_XLPE | LIN YAU BROTHER SB: B01604 | LIN YAU BROTHERS NO 2: B01605 |  | 111.030 m |  |  |  | 3 | 2
252177991 | TNB | DISTRIBUTION | CHERAS | Existing | RYB | 11 kV |  |  |  |  | 240_3C_AL_XLPE | BTHO: 1 | TMN KOTA CHERAS NO 1: B01751 |  | 2800.959 m |  |  |  | 3 | 3
252178006 | TNB | DISTRIBUTION | CHERAS | Existing | RYB | 11 kV |  |  |  |  | 240_3C_AL_XLPE | GELORA RAO RAO: B01510 | BERKAT KLASIK: B01511 |  | 150.222 m |  |  |  | 3 | 2
252178097 | TNB | DISTRIBUTION | CHERAS | Existing | RYB | 11 kV |  |  |  |  | 120_3C_AL_PILC | RSD SB: B01298 | SANYIN: B08152 |  | 704.276 m |  |  |  | 3 | 5
252178204 | TNB | DISTRIBUTION | CHERAS | Existing | RYB | 11 kV |  |  |  |  | 240_3C_AL_XLPE | BRISTOL 2: B07922 | INTRA DESIGN: B10069 |  | 384.907 m |  |  |  | 3 | 2
252179009 | TNB | DISTRIBUTION | CHERAS | Existing | RYB | 11 kV |  |  |  |  | 240_3C_AL_XLPE | BERKAT KLASIK: B01513 | GELOMBANG CEKAL (GAY KIM): B01514 |  | 240.782 m |  |  |  | 3 | 2
252179196 | TNB | DISTRIBUTION | CHERAS | Existing | RYB | 11 kV |  |  |  |  | 240_3C_AL_XLPE | TMN CHERAS MAS NO 1: B02053 | TMN RASA SAYANG NO 2: B02054 |  | 367.916 m |  |  |  | 3 | 4
252179302 | TNB | DISTRIBUTION | CHERAS | Existing | RYB | 11 kV |  |  |  |  | 240_3C_AL_XLPE | CJYA: 2 | KOH LABEL IND (M) SB: B06095 |  | 350.821 m |  |  |  | 3 | 2
252179483 | TNB | DISTRIBUTION | CHERAS | Existing | RYB | 11 kV | NO | Class C |  |  | 240_3C_AL_XLPE | TAN KOK KWAH: B01983 | SIN YEE SENG: B01984 |  | 328.864 m |  |  |  | 3 | 4
252179620 | TNB | DISTRIBUTION | CHERAS | Existing | RYB | 11 kV | NO | Class C |  |  | 240_3C_AL_XLPE | BUKIT BAYU NO 3: B04394 | BUKIT BAYU NO 4: B04399 |  | 458.946 m |  |  |  | 3 | 2
252179846 | TNB | DISTRIBUTION | CHERAS | Existing | RYB | 11 kV |  |  |  |  | 240_3C_AL_XLPE | SETIA KASTURI NO 4: B07434 | SETIA KASTURI BUSSINESS PARK: B01370 |  | 125.708 m |  |  |  | 3 | 2
252179911 | TNB | DISTRIBUTION | CHERAS | Existing | RYB | 11 kV |  |  |  |  | 240_3C_AL_XLPE | SG BESI INDAH NO 5: B02655 | SG BESI INDAH NO 5A: B02653 [OFF] |  | 42.280 m |  |  |  | 3 | 2
252180005 | TNB | DISTRIBUTION | CHERAS | Existing | RYB | 11 kV |  |  |  |  | 240_3C_AL_XLPE | TMN TANMING RIA: B07439 | LFIP NO 3: B01952 |  | 358.049 m |  |  |  | 3 | 4
252180276 | TNB | DISTRIBUTION | CHERAS | Existing | RYB | 11 kV |  |  |  |  | 240_3C_AL_XLPE | LOONG WENG PLASTIC: B01859 | KAW PERUSAHAAN CHERAS JAYA NO 3: B01858 |  | 304.539 m |  |  |  | 3 | 4
252180507 | TNB | DISTRIBUTION | CHERAS | Existing | RYB | 11 kV | NO | Class C |  |  | 240_3C_AL_XLPE | TMN KOPERASI CUEPAC NO 4: B02413 | TMN KOPERASI CUEPACS NO 3: B02414 |  | 438.678 m |  |  |  | 3 | 0
252180701 | TNB | DISTRIBUTION | CHERAS | Existing | RYB | 11 kV |  |  |  |  | 240_3C_AL_XLPE | KOMPLEKS PENGHULU CHERAS: B06919 | TMN ORKID NO 2: B07672 |  | 2933.154 m |  |  |  | 3 | 6
252180810 | TNB | DISTRIBUTION | CHERAS | Existing | RYB | 11 kV |  |  |  |  | 240_3C_AL_XLPE | TMN LAVENDER: B02173 | KUATERS LOJI AIR LANGAT: B02174 |  | 758.913 m |  |  |  | 3 | 2
252180869 | TNB | DISTRIBUTION | CHERAS | Existing | RYB | 11 kV |  |  |  |  | 240_3C_AL_XLPE | FORMATIVE VIEW: B02855 | PEH AH SOON: B02854 |  | 204.675 m |  |  |  | 3 | 2
252180982 | TNB | DISTRIBUTION | CHERAS | Existing | RYB | 11 kV | NO | Class C |  |  | 240_3C_AL_XLPE | SG LONG NO 8: B02388 | BDR SG LONG NO 10: B02387 |  | 296.618 m |  |  |  | 3 | 2
252181019 | TNB | DISTRIBUTION | CHERAS | Existing | RYB | 11 kV |  |  |  |  | 240_3C_AL_XLPE | TMN TANMING PERMAI: B02900 | PANGSAPURI SRI JASA: B02901 |  | 433.418 m |  |  |  | 3 | 4
252181115 | TNB | DISTRIBUTION | CHERAS | Existing | RYB | 11 kV |  |  |  |  | 240_3C_AL_XLPE | KG ORG ASLI PANGSOON PADAT: B04597 | LOWER STATION PANGSOON: B04656 |  | 822.091 m |  |  |  | 3 | 2
252181148 | TNB | DISTRIBUTION | CHERAS | Existing | RYB | 11 kV |  |  |  |  | 240_3C_AL_XLPE | MINES GOLF RESORT: B02878 | GREEN WATER ROCK NO 2: B02633 [OFF] |  | 740.103 m |  |  |  | 3 | 2
252181269 | TNB | DISTRIBUTION | CHERAS | Existing | RYB | 11 kV | NO | Class C |  |  | 240_3C_AL_XLPE | SAMA PLASTIK: B04190 | BKT ANGKAT COMPACT SG CHUA: B04191 |  | 678.943 m |  |  |  | 3 | 2
252181374 | TNB | DISTRIBUTION | CHERAS | Existing | RYB | 11 kV |  |  |  |  | 185_3C_AL_PILC | SEK AGAMA BT 9: B01793 | TMN SRI RAYA (KAUSAR): B01794 |  | 792.090 m |  |  |  | 3 | 2
252181390 | TNB | DISTRIBUTION | CHERAS | Existing | RYB | 11 kV |  |  |  |  | 240_3C_AL_XLPE | POLYGRAFIK: B01835 | UNION CARPET MAKER: B01834 [OFF] |  | 222.770 m |  |  |  | 3 | 0
253921450 | TNB | DISTRIBUTION | CHERAS | Existing | RYB | 11 kV |  |  |  |  | 240_3C_AL_XLPE | BELIA IKBN NO 2 DUSUN TUA: | KG DARUL HIDAYAH A/T: B08405 |  | 1035.459 m |  |  |  | 3 | 2
253921462 | TNB | DISTRIBUTION | CHERAS | Existing | RYB | 11 kV | NO | Class C |  |  | 240_3C_AL_XLPE | TMN TANMING INDAH NO 2: B08429 | PANGSAPURI ADALIA: B10388 |  | 408.195 m |  |  |  | 3 | 4
253921921 | TNB | DISTRIBUTION | CHERAS | Existing | RYB | 11 kV |  |  |  |  | 240_3C_AL_XLPE | TMN ORKID NO 1: B07663 | TMN ORKID JLN ORKID NO 5: B09935 |  | 200.733 m |  |  |  | 3 | 2
253937126 | TNB | DISTRIBUTION | CHERAS | Existing | RYB | 11 kV |  |  |  |  | 240_3C_AL_XLPE | BELIA IKBN NO 3 DUSUN TUA: B08185 | BELIA IKBN NO 2 DUSUN TUA: |  | 201.589 m |  |  |  | 3 | 2
253938309 | TNB | DISTRIBUTION | CHERAS | Existing | RYB | 11 kV | NO | Class C |  |  | 240_3C_AL_XLPE | PALM WALK NO 1: B10476 | PALM WALK NO 3: B10550 |  | 507.350 m |  |  |  | 3 | 0
253939861 | TNB | DISTRIBUTION | CHERAS | Existing | RYB | 11 kV |  |  |  |  | 240_3C_AL_XLPE | PERSIARAN SG LONG 1 BDR SG LONG 2: B08991 | PERSIARAN SG LONG 1 BDR SG LONG 1: B08992 |  | 106.774 m |  |  |  | 3 | 2
253942476 | TNB | DISTRIBUTION | CHERAS | Existing | RYB | 11 kV | NO | Class C |  |  | 240_3C_AL_XLPE | PALM WALK NO 2: B10472 | PALM WALK NO 1: B10473 |  | 482.819 m |  |  |  | 3 | 0
254431570 | TNB | DISTRIBUTION | CHERAS | Existing | RYB | 11 kV | NO | Class C |  |  | 70_1C_AL_XLPE |  |  |  | 1.937 m |  |  |  | 3 | 0
254431574 | TNB | DISTRIBUTION | CHERAS | Existing | RYB | 11 kV |  |  |  |  | 70_1C_AL_XLPE |  |  |  | 1.218 m |  |  |  | 3 | 0
254431578 | TNB | DISTRIBUTION | CHERAS | Existing | RYB | 11 kV |  |  |  |  | 70_1C_AL_XLPE |  |  |  | 1.101 m |  |  |  | 3 | 0
254431582 | TNB | DISTRIBUTION | CHERAS | Existing | RYB | 11 kV |  |  |  |  | 70_1C_AL_XLPE |  |  |  | 1.350 m |  |  |  | 3 | 0
254431586 | TNB | DISTRIBUTION | CHERAS | Existing | RYB | 11 kV |  |  |  |  | 70_1C_AL_XLPE |  |  |  | 0.769 m |  |  |  | 3 | 0
254431590 | TNB | DISTRIBUTION | CHERAS | Existing | RYB | 11 kV |  |  |  |  | 70_1C_AL_XLPE |  |  |  | 1.524 m |  |  |  | 3 | 0
254431594 | TNB | DISTRIBUTION | CHERAS | Existing | RYB | 11 kV |  |  |  |  | 70_1C_AL_XLPE |  |  |  | 4.917 m |  |  |  | 3 | 0
254431598 | TNB | DISTRIBUTION | CHERAS | Existing | RYB | 11 kV |  |  |  |  | 70_1C_AL_XLPE |  |  |  | 5.787 m |  |  |  | 3 | 0
254431602 | TNB | DISTRIBUTION | CHERAS | Existing | RYB | 11 kV |  |  |  |  | 70_1C_AL_XLPE |  |  |  | 1.917 m |  |  |  | 3 | 0
254431606 | TNB | DISTRIBUTION | CHERAS | Existing | RYB | 11 kV |  |  |  |  | 70_1C_AL_XLPE |  |  |  | 0.877 m |  |  |  | 3 | 0
254431610 | TNB | DISTRIBUTION | CHERAS | Existing | RYB | 11 kV |  |  |  |  | 70_1C_AL_XLPE |  |  |  | 1.118 m |  |  |  | 3 | 0
254431614 | TNB | DISTRIBUTION | CHERAS | Existing | RYB | 11 kV |  |  |  |  | 70_1C_AL_XLPE |  |  |  | 3.272 m |  |  |  | 3 | 0
254431618 | TNB | DISTRIBUTION | CHERAS | Existing | RYB | 11 kV |  |  |  |  | 70_1C_AL_XLPE |  |  |  | 0.994 m |  |  |  | 3 | 0
254431622 | TNB | DISTRIBUTION | CHERAS | Existing | RYB | 11 kV |  |  |  |  | 70_1C_AL_XLPE |  |  |  | 1.451 m |  |  |  | 3 | 0
254431626 | TNB | DISTRIBUTION | CHERAS | Existing | RYB | 11 kV |  |  |  |  | 70_1C_AL_XLPE |  |  |  | 0.970 m |  |  |  | 3 | 0
254431630 | TNB | DISTRIBUTION | CHERAS | Existing | RYB | 11 kV |  |  |  |  | 70_1C_AL_XLPE |  |  |  | 1.150 m |  |  |  | 3 | 0
254431634 | TNB | DISTRIBUTION | CHERAS | Existing | RYB | 11 kV |  |  |  |  | 70_1C_AL_XLPE |  |  |  | 1.395 m |  |  |  | 3 | 0
254431642 | TNB | DISTRIBUTION | CHERAS | Existing | RYB | 11 kV |  |  |  |  | 70_1C_AL_XLPE |  |  |  | 1.709 m |  |  |  | 3 | 0
254431646 | TNB | DISTRIBUTION | CHERAS | Existing | RYB | 11 kV |  |  |  |  | 70_1C_AL_XLPE |  |  |  | 2.533 m |  |  |  | 3 | 0
254431650 | TNB | DISTRIBUTION | CHERAS | Existing | RYB | 11 kV |  |  |  |  | 70_1C_AL_XLPE |  |  |  | 2.395 m |  |  |  | 3 | 0
254431654 | TNB | DISTRIBUTION | CHERAS | Existing | RYB | 11 kV |  |  |  |  | 70_1C_AL_XLPE |  |  |  | 1.938 m |  |  |  | 3 | 0
254431658 | TNB | DISTRIBUTION | CHERAS | Existing | RYB | 11 kV |  |  |  |  | 70_1C_AL_XLPE |  |  |  | 1.313 m |  |  |  | 3 | 0
254431662 | TNB | DISTRIBUTION | CHERAS | Existing | RYB | 11 kV | NO | Class C |  |  | 70_1C_AL_XLPE |  |  |  | 2.164 m |  |  |  | 3 | 0
254431666 | TNB | DISTRIBUTION | CHERAS | Existing | RYB | 11 kV |  |  |  |  | 70_1C_AL_XLPE |  |  |  | 1.162 m |  |  |  | 3 | 0
254431670 | TNB | DISTRIBUTION | CHERAS | Existing | RYB | 11 kV |  |  |  |  | 70_1C_AL_XLPE |  |  |  | 0.865 m |  |  |  | 3 | 0
254431674 | TNB | DISTRIBUTION | CHERAS | Existing | RYB | 11 kV |  |  |  |  | 70_1C_AL_XLPE |  |  |  | 0.891 m |  |  |  | 3 | 0
254431678 | TNB | DISTRIBUTION | CHERAS | Existing | RYB | 11 kV |  |  |  |  | 70_1C_AL_XLPE |  |  |  | 1.108 m |  |  |  | 3 | 0
254432014 | TNB | DISTRIBUTION | CHERAS | Existing | RYB | 11 kV |  |  |  |  | 70_1C_AL_XLPE |  |  |  | 1.310 m |  |  |  | 3 | 0
254432018 | TNB | DISTRIBUTION | CHERAS | Existing | RYB | 11 kV |  |  |  |  | 70_1C_AL_XLPE |  |  |  | 1.103 m |  |  |  | 3 | 0
254432022 | TNB | DISTRIBUTION | CHERAS | Existing | RYB | 11 kV |  |  |  |  | 70_1C_AL_XLPE |  |  |  | 0.970 m |  |  |  | 3 | 0
254432026 | TNB | DISTRIBUTION | CHERAS | Existing | RYB | 11 kV |  |  |  |  | 70_1C_AL_XLPE |  |  |  | 1.905 m |  |  |  | 3 | 0
254432030 | TNB | DISTRIBUTION | CHERAS | Existing | RYB | 11 kV |  |  |  |  | 70_1C_AL_XLPE |  |  |  | 1.265 m |  |  |  | 3 | 0
254432034 | TNB | DISTRIBUTION | CHERAS | Existing | RYB | 11 kV |  |  |  |  | 70_1C_AL_XLPE |  |  |  | 0.922 m |  |  |  | 3 | 0
254432038 | TNB | DISTRIBUTION | CHERAS | Existing | RYB | 11 kV |  |  |  |  | 70_1C_AL_XLPE |  |  |  | 0.980 m |  |  |  | 3 | 0
254432042 | TNB | DISTRIBUTION | CHERAS | Existing | RYB | 11 kV |  |  |  |  | 70_1C_AL_XLPE |  |  |  | 1.131 m |  |  |  | 3 | 0
254432046 | TNB | DISTRIBUTION | CHERAS | Existing | RYB | 11 kV |  |  |  |  | 70_1C_AL_XLPE |  |  |  | 2.639 m |  |  |  | 3 | 0
254432050 | TNB | DISTRIBUTION | CHERAS | Existing | RYB | 11 kV |  |  |  |  | 70_1C_AL_XLPE |  |  |  | 0.952 m |  |  |  | 3 | 0
254432054 | TNB | DISTRIBUTION | CHERAS | Existing | RYB | 11 kV |  |  |  |  | 70_1C_AL_XLPE |  |  |  | 1.428 m |  |  |  | 3 | 0
254432058 | TNB | DISTRIBUTION | CHERAS | Existing | RYB | 11 kV |  |  |  |  | 70_1C_AL_XLPE |  |  |  | 1.865 m |  |  |  | 3 | 0
254432062 | TNB | DISTRIBUTION | CHERAS | Existing | RYB | 11 kV |  |  |  |  | 70_1C_AL_XLPE |  |  |  | 1.852 m |  |  |  | 3 | 0
254432066 | TNB | DISTRIBUTION | CHERAS | Existing | RYB | 11 kV |  |  |  |  | 70_1C_AL_XLPE |  |  |  | 1.110 m |  |  |  | 3 | 0
254432070 | TNB | DISTRIBUTION | CHERAS | Existing | RYB | 11 kV |  |  |  |  | 70_1C_AL_XLPE |  |  |  | 1.091 m |  |  |  | 3 | 0
254432074 | TNB | DISTRIBUTION | CHERAS | Existing | RYB | 11 kV |  |  |  |  | 70_1C_AL_XLPE |  |  |  | 1.206 m |  |  |  | 3 | 0
254432078 | TNB | DISTRIBUTION | CHERAS | Existing | RYB | 11 kV |  |  |  |  | 70_1C_AL_XLPE |  |  |  | 1.394 m |  |  |  | 3 | 0
254432082 | TNB | DISTRIBUTION | CHERAS | Existing | RYB | 11 kV |  |  |  |  | 70_1C_AL_XLPE |  |  |  | 0.809 m |  |  |  | 3 | 0
254432086 | TNB | DISTRIBUTION | CHERAS | Existing | RYB | 11 kV |  |  |  |  | 70_1C_AL_XLPE |  |  |  | 1.139 m |  |  |  | 3 | 0
254432090 | TNB | DISTRIBUTION | CHERAS | Existing | RYB | 11 kV |  |  |  |  | 70_1C_AL_XLPE |  |  |  | 1.356 m |  |  |  | 3 | 0
254432094 | TNB | DISTRIBUTION | CHERAS | Existing | RYB | 11 kV |  |  |  |  | 70_1C_AL_XLPE |  |  |  | 0.939 m |  |  |  | 3 | 0
254432098 | TNB | DISTRIBUTION | CHERAS | Existing | RYB | 11 kV |  |  |  |  | 70_1C_AL_XLPE |  |  |  | 2.123 m |  |  |  | 3 | 0
254432102 | TNB | DISTRIBUTION | CHERAS | Existing | RYB | 11 kV |  |  |  |  | 70_1C_AL_XLPE |  |  |  | 0.859 m |  |  |  | 3 | 0
254432106 | TNB | DISTRIBUTION | CHERAS | Existing | RYB | 11 kV |  |  |  |  | 70_1C_AL_XLPE |  |  |  | 1.114 m |  |  |  | 3 | 0
254432110 | TNB | DISTRIBUTION | CHERAS | Existing | RYB | 11 kV | NO | Class C |  |  | 70_1C_AL_XLPE |  |  |  | 2.239 m |  |  |  | 3 | 0
254432114 | TNB | DISTRIBUTION | CHERAS | Existing | RYB | 11 kV | NO | Class C |  |  | 70_1C_AL_XLPE |  |  |  | 1.983 m |  |  |  | 3 | 0
254432118 | TNB | DISTRIBUTION | CHERAS | Existing | RYB | 11 kV | NO | Class C |  |  | 70_1C_AL_XLPE |  |  |  | 3.076 m |  |  |  | 3 | 0
254432122 | TNB | DISTRIBUTION | CHERAS | Existing | RYB | 11 kV | NO | Class C |  |  | 70_1C_AL_XLPE |  |  |  | 2.015 m |  |  |  | 3 | 0
254432458 | TNB | DISTRIBUTION | CHERAS | Existing | RYB | 11 kV |  |  |  |  | 70_1C_AL_XLPE |  |  |  | 1.599 m |  |  |  | 3 | 0
254432462 | TNB | DISTRIBUTION | CHERAS | Existing | RYB | 11 kV |  |  |  |  | 70_1C_AL_XLPE |  |  |  | 1.686 m |  |  |  | 3 | 0
254432466 | TNB | DISTRIBUTION | CHERAS | Existing | RYB | 11 kV |  |  |  |  | 70_1C_AL_XLPE |  |  |  | 1.692 m |  |  |  | 3 | 0
254432470 | TNB | DISTRIBUTION | CHERAS | Existing | RYB | 11 kV |  |  |  |  | 70_1C_AL_XLPE |  |  |  | 1.855 m |  |  |  | 3 | 0
254432474 | TNB | DISTRIBUTION | CHERAS | Existing | RYB | 11 kV |  |  |  |  | 70_1C_AL_XLPE |  |  |  | 1.708 m |  |  |  | 3 | 0
254432478 | TNB | DISTRIBUTION | CHERAS | Existing | RYB | 11 kV |  |  |  |  | 70_1C_AL_XLPE |  |  |  | 1.298 m |  |  |  | 3 | 0
254432482 | TNB | DISTRIBUTION | CHERAS | Existing | RYB | 11 kV |  |  |  |  | 70_1C_AL_XLPE |  |  |  | 0.900 m |  |  |  | 3 | 0
254432486 | TNB | DISTRIBUTION | CHERAS | Existing | RYB | 11 kV |  |  |  |  | 70_1C_AL_XLPE |  |  |  | 1.633 m |  |  |  | 3 | 0
254432490 | TNB | DISTRIBUTION | CHERAS | Existing | RYB | 11 kV |  |  |  |  | 70_1C_AL_XLPE |  |  |  | 1.301 m |  |  |  | 3 | 0
254432494 | TNB | DISTRIBUTION | CHERAS | Existing | RYB | 11 kV |  |  |  |  | 70_1C_AL_XLPE |  |  |  | 1.082 m |  |  |  | 3 | 0
254432498 | TNB | DISTRIBUTION | CHERAS | Existing | RYB | 11 kV | NO | Class C |  |  | 70_1C_AL_XLPE |  |  |  | 1.969 m |  |  |  | 3 | 0
254432502 | TNB | DISTRIBUTION | CHERAS | Existing | RYB | 11 kV |  |  |  |  | 70_1C_AL_XLPE |  |  |  | 0.935 m |  |  |  | 3 | 0
254432506 | TNB | DISTRIBUTION | CHERAS | Existing | RYB | 11 kV |  |  |  |  | 70_1C_AL_XLPE |  |  |  | 1.741 m |  |  |  | 3 | 0
254432510 | TNB | DISTRIBUTION | CHERAS | Existing | RYB | 11 kV |  |  |  |  | 70_1C_AL_XLPE |  |  |  | 1.353 m |  |  |  | 3 | 0
254432514 | TNB | DISTRIBUTION | CHERAS | Existing | RYB | 11 kV |  |  |  |  | 70_1C_AL_XLPE |  |  |  | 1.394 m |  |  |  | 3 | 0
254432518 | TNB | DISTRIBUTION | CHERAS | Existing | RYB | 11 kV |  |  |  |  | 70_1C_AL_XLPE |  |  |  | 1.723 m |  |  |  | 3 | 0
254432522 | TNB | DISTRIBUTION | CHERAS | Existing | RYB | 11 kV |  |  |  |  | 70_1C_AL_XLPE |  |  |  | 1.474 m |  |  |  | 3 | 0
254432526 | TNB | DISTRIBUTION | CHERAS | Existing | RYB | 11 kV | NO | Class C |  |  | 70_1C_AL_XLPE |  |  |  | 1.338 m |  |  |  | 3 | 0
254432530 | TNB | DISTRIBUTION | CHERAS | Existing | RYB | 11 kV |  |  |  |  | 70_1C_AL_XLPE |  |  |  | 2.753 m |  |  |  | 3 | 0
254432534 | TNB | DISTRIBUTION | CHERAS | Existing | RYB | 11 kV |  |  |  |  | 70_1C_AL_XLPE |  |  |  | 0.980 m |  |  |  | 3 | 0
254432538 | TNB | DISTRIBUTION | CHERAS | Existing | RYB | 11 kV |  |  |  |  | 70_1C_AL_XLPE |  |  |  | 0.883 m |  |  |  | 3 | 0
254432542 | TNB | DISTRIBUTION | CHERAS | Existing | RYB | 11 kV |  |  |  |  | 70_1C_AL_XLPE |  |  |  | 1.297 m |  |  |  | 3 | 0
254432546 | TNB | DISTRIBUTION | CHERAS | Existing | RYB | 11 kV |  |  |  |  | 70_1C_AL_XLPE |  |  |  | 1.059 m |  |  |  | 3 | 0
254432550 | TNB | DISTRIBUTION | CHERAS | Existing | RYB | 11 kV |  |  |  |  | 70_1C_AL_XLPE |  |  |  | 1.180 m |  |  |  | 3 | 0
254432554 | TNB | DISTRIBUTION | CHERAS | Existing | RYB | 11 kV |  |  |  |  | 70_1C_AL_XLPE |  |  |  | 1.118 m |  |  |  | 3 | 0
254432558 | TNB | DISTRIBUTION | CHERAS | Existing | RYB | 11 kV |  |  |  |  | 70_1C_AL_XLPE |  |  |  | 0.817 m |  |  |  | 3 | 0
254432562 | TNB | DISTRIBUTION | CHERAS | Existing | RYB | 11 kV |  |  |  |  | 70_1C_AL_XLPE |  |  |  | 0.844 m |  |  |  | 3 | 0
254432566 | TNB | DISTRIBUTION | CHERAS | Existing | RYB | 11 kV |  |  |  |  | 70_1C_AL_XLPE |  |  |  | 1.013 m |  |  |  | 3 | 0
254433790 | TNB | DISTRIBUTION | CHERAS | Existing | RYB | 11 kV |  |  |  |  | 70_1C_AL_XLPE |  |  |  | 1.251 m |  |  |  | 3 | 0
254433794 | TNB | DISTRIBUTION | CHERAS | Existing | RYB | 11 kV |  |  |  |  | 70_1C_AL_XLPE |  |  |  | 0.898 m |  |  |  | 3 | 0
254433798 | TNB | DISTRIBUTION | CHERAS | Existing | RYB | 11 kV |  |  |  |  | 70_1C_AL_XLPE |  |  |  | 1.253 m |  |  |  | 3 | 0
254433802 | TNB | DISTRIBUTION | CHERAS | Existing | RYB | 11 kV |  |  |  |  | 70_1C_AL_XLPE |  |  |  | 1.578 m |  |  |  | 3 | 0
254433806 | TNB | DISTRIBUTION | CHERAS | Existing | RYB | 11 kV |  |  |  |  | 70_1C_AL_XLPE |  |  |  | 1.282 m |  |  |  | 3 | 0
254433810 | TNB | DISTRIBUTION | CHERAS | Existing | RYB | 11 kV |  |  |  |  | 70_1C_AL_XLPE |  |  |  | 1.056 m |  |  |  | 3 | 0
254433814 | TNB | DISTRIBUTION | CHERAS | Existing | RYB | 11 kV |  |  |  |  | 70_1C_AL_XLPE |  |  |  | 1.934 m |  |  |  | 3 | 0
254433818 | TNB | DISTRIBUTION | CHERAS | Existing | RYB | 11 kV |  |  |  |  | 70_1C_AL_XLPE |  |  |  | 1.168 m |  |  |  | 3 | 0
254433822 | TNB | DISTRIBUTION | CHERAS | Existing | RYB | 11 kV |  |  |  |  | 70_1C_AL_XLPE |  |  |  | 1.626 m |  |  |  | 3 | 0
254433826 | TNB | DISTRIBUTION | CHERAS | Existing | RYB | 11 kV |  |  |  |  | 70_1C_AL_XLPE |  |  |  | 1.181 m |  |  |  | 3 | 0
254433830 | TNB | DISTRIBUTION | CHERAS | Existing | RYB | 11 kV |  |  |  |  | 70_1C_AL_XLPE |  |  |  | 1.234 m |  |  |  | 3 | 0
254433834 | TNB | DISTRIBUTION | CHERAS | Existing | RYB | 11 kV |  |  |  |  | 70_1C_AL_XLPE |  |  |  | 1.236 m |  |  |  | 3 | 0
254433842 | TNB | DISTRIBUTION | CHERAS | Existing | RYB | 11 kV |  |  |  |  | 70_1C_AL_XLPE |  |  |  | 1.071 m |  |  |  | 3 | 0
254433846 | TNB | DISTRIBUTION | CHERAS | Existing | RYB | 11 kV |  |  |  |  | 70_1C_AL_XLPE |  |  |  | 1.126 m |  |  |  | 3 | 0
254433850 | TNB | DISTRIBUTION | CHERAS | Existing | RYB | 11 kV |  |  |  |  | 70_1C_AL_XLPE |  |  |  | 1.912 m |  |  |  | 3 | 0
254433854 | TNB | DISTRIBUTION | CHERAS | Existing | RYB | 11 kV |  |  |  |  | 70_1C_AL_XLPE |  |  |  | 0.954 m |  |  |  | 3 | 0
254433858 | TNB | DISTRIBUTION | CHERAS | Existing | RYB | 11 kV |  |  |  |  | 70_1C_AL_XLPE |  |  |  | 0.886 m |  |  |  | 3 | 0
254433862 | TNB | DISTRIBUTION | CHERAS | Existing | RYB | 11 kV |  |  |  |  | 70_1C_AL_XLPE |  |  |  | 1.087 m |  |  |  | 3 | 0
254433866 | TNB | DISTRIBUTION | CHERAS | Existing | RYB | 11 kV |  |  |  |  | 70_1C_AL_XLPE |  |  |  | 0.973 m |  |  |  | 3 | 0
254433870 | TNB | DISTRIBUTION | CHERAS | Existing | RYB | 11 kV |  |  |  |  | 70_1C_AL_XLPE |  |  |  | 1.227 m |  |  |  | 3 | 0
254433874 | TNB | DISTRIBUTION | CHERAS | Existing | RYB | 11 kV |  |  |  |  | 70_1C_AL_XLPE |  |  |  | 1.164 m |  |  |  | 3 | 0
254433878 | TNB | DISTRIBUTION | CHERAS | Existing | RYB | 11 kV |  |  |  |  | 70_1C_AL_XLPE |  |  |  | 1.177 m |  |  |  | 3 | 0
254433882 | TNB | DISTRIBUTION | CHERAS | Existing | RYB | 11 kV |  |  |  |  | 70_1C_AL_XLPE |  |  |  | 1.129 m |  |  |  | 3 | 0
254433886 | TNB | DISTRIBUTION | CHERAS | Existing | RYB | 11 kV |  |  |  |  | 70_1C_AL_XLPE |  |  |  | 1.544 m |  |  |  | 3 | 0
254433890 | TNB | DISTRIBUTION | CHERAS | Existing | RYB | 11 kV |  |  |  |  | 70_1C_AL_XLPE |  |  |  | 2.065 m |  |  |  | 3 | 0
254433894 | TNB | DISTRIBUTION | CHERAS | Existing | RYB | 11 kV |  |  |  |  | 70_1C_AL_XLPE |  |  |  | 1.580 m |  |  |  | 3 | 0
254433898 | TNB | DISTRIBUTION | CHERAS | Existing | RYB | 11 kV |  |  |  |  | 70_1C_AL_XLPE |  |  |  | 1.227 m |  |  |  | 3 | 0
254434234 | TNB | DISTRIBUTION | CHERAS | Existing | RYB | 11 kV |  |  |  |  | 70_1C_AL_XLPE |  |  |  | 1.703 m |  |  |  | 3 | 0
254434238 | TNB | DISTRIBUTION | CHERAS | Existing | RYB | 11 kV |  |  |  |  | 70_1C_AL_XLPE |  |  |  | 1.903 m |  |  |  | 3 | 0
254434242 | TNB | DISTRIBUTION | CHERAS | Existing | RYB | 11 kV |  |  |  |  | 70_1C_AL_XLPE |  |  |  | 1.586 m |  |  |  | 3 | 0
254434246 | TNB | DISTRIBUTION | CHERAS | Existing | RYB | 11 kV |  |  |  |  | 70_1C_AL_XLPE |  |  |  | 2.963 m |  |  |  | 3 | 0
254434250 | TNB | DISTRIBUTION | CHERAS | Existing | RYB | 11 kV |  |  |  |  | 70_1C_AL_XLPE |  |  |  | 2.247 m |  |  |  | 3 | 0
254437318 | TNB | DISTRIBUTION | CHERAS | Existing | RYB | 11 kV |  |  |  |  | 70_1C_AL_XLPE |  |  |  | 1.122 m |  |  |  | 3 | 0
254437322 | TNB | DISTRIBUTION | CHERAS | Existing | RYB | 11 kV |  |  |  |  | 70_1C_AL_XLPE |  |  |  | 1.866 m |  |  |  | 3 | 0
254437326 | TNB | DISTRIBUTION | CHERAS | Existing | RYB | 11 kV |  |  |  |  | 70_1C_AL_XLPE |  |  |  | 1.279 m |  |  |  | 3 | 0
254437330 | TNB | DISTRIBUTION | CHERAS | Existing | RYB | 11 kV |  |  |  |  | 70_1C_AL_XLPE |  |  |  | 1.508 m |  |  |  | 3 | 0
254437334 | TNB | DISTRIBUTION | CHERAS | Existing | RYB | 11 kV |  |  |  |  | 70_1C_AL_XLPE |  |  |  | 2.051 m |  |  |  | 3 | 0
254437338 | TNB | DISTRIBUTION | CHERAS | Existing | RYB | 11 kV |  |  |  |  | 70_1C_AL_XLPE |  |  |  | 1.991 m |  |  |  | 3 | 0
254437342 | TNB | DISTRIBUTION | CHERAS | Existing | RYB | 11 kV |  |  |  |  | 70_1C_AL_XLPE |  |  |  | 1.642 m |  |  |  | 3 | 0
254437346 | TNB | DISTRIBUTION | CHERAS | Existing | RYB | 11 kV |  |  |  |  | 70_1C_AL_XLPE |  |  |  | 1.403 m |  |  |  | 3 | 0
254438130 | TNB | DISTRIBUTION | CHERAS | Existing | RYB | 11 kV |  |  |  |  | 70_1C_AL_XLPE |  |  |  | 1.055 m |  |  |  | 3 | 0
254438134 | TNB | DISTRIBUTION | CHERAS | Existing | RYB | 11 kV |  |  |  |  | 70_1C_AL_XLPE |  |  |  | 1.409 m |  |  |  | 3 | 0
254438138 | TNB | DISTRIBUTION | CHERAS | Existing | RYB | 11 kV |  |  |  |  | 70_1C_AL_XLPE |  |  |  | 1.867 m |  |  |  | 3 | 0
254438142 | TNB | DISTRIBUTION | CHERAS | Existing | RYB | 11 kV |  |  |  |  | 70_1C_AL_XLPE |  |  |  | 1.987 m |  |  |  | 3 | 0
254438146 | TNB | DISTRIBUTION | CHERAS | Existing | RYB | 11 kV |  |  |  |  | 70_1C_AL_XLPE |  |  |  | 1.100 m |  |  |  | 3 | 0
254438150 | TNB | DISTRIBUTION | CHERAS | Existing | RYB | 11 kV |  |  |  |  | 70_1C_AL_XLPE |  |  |  | 1.263 m |  |  |  | 3 | 0
254438154 | TNB | DISTRIBUTION | CHERAS | Existing | RYB | 11 kV |  |  |  |  | 70_1C_AL_XLPE |  |  |  | 0.934 m |  |  |  | 3 | 0
254438158 | TNB | DISTRIBUTION | CHERAS | Existing | RYB | 11 kV |  |  |  |  | 70_1C_AL_XLPE |  |  |  | 0.951 m |  |  |  | 3 | 0
254438166 | TNB | DISTRIBUTION | CHERAS | Existing | RYB | 11 kV | NO | Class C |  |  | 70_1C_AL_XLPE |  |  |  | 2.512 m |  |  |  | 3 | 0
254438170 | TNB | DISTRIBUTION | CHERAS | Existing | RYB | 11 kV |  |  |  |  | 70_1C_AL_XLPE |  |  |  | 0.949 m |  |  |  | 3 | 0
254438174 | TNB | DISTRIBUTION | CHERAS | Existing | RYB | 11 kV |  |  |  |  | 70_1C_AL_XLPE |  |  |  | 1.260 m |  |  |  | 3 | 0
254438178 | TNB | DISTRIBUTION | CHERAS | Existing | RYB | 11 kV |  |  |  |  | 70_1C_AL_XLPE |  |  |  | 1.135 m |  |  |  | 3 | 0
254438182 | TNB | DISTRIBUTION | CHERAS | Existing | RYB | 11 kV |  |  |  |  | 70_1C_AL_XLPE |  |  |  | 1.306 m |  |  |  | 3 | 0
254438186 | TNB | DISTRIBUTION | CHERAS | Existing | RYB | 11 kV | NO | Class C |  |  | 70_1C_AL_XLPE |  |  |  | 1.679 m |  |  |  | 3 | 0
254438190 | TNB | DISTRIBUTION | CHERAS | Existing | RYB | 11 kV |  |  |  |  | 70_1C_AL_XLPE |  |  |  | 1.369 m |  |  |  | 3 | 0
254438194 | TNB | DISTRIBUTION | CHERAS | Existing | RYB | 11 kV |  |  |  |  | 70_1C_AL_XLPE |  |  |  | 0.999 m |  |  |  | 3 | 0
254438198 | TNB | DISTRIBUTION | CHERAS | Existing | RYB | 11 kV |  |  |  |  | 70_1C_AL_XLPE |  |  |  | 1.216 m |  |  |  | 3 | 0
254438202 | TNB | DISTRIBUTION | CHERAS | Existing | RYB | 11 kV |  |  |  |  | 70_1C_AL_XLPE |  |  |  | 1.273 m |  |  |  | 3 | 0
254438206 | TNB | DISTRIBUTION | CHERAS | Existing | RYB | 11 kV |  |  |  |  | 70_1C_AL_XLPE |  |  |  | 1.111 m |  |  |  | 3 | 0
254438210 | TNB | DISTRIBUTION | CHERAS | Existing | RYB | 11 kV |  |  |  |  | 70_1C_AL_XLPE |  |  |  | 1.304 m |  |  |  | 3 | 0
254438214 | TNB | DISTRIBUTION | CHERAS | Existing | RYB | 11 kV |  |  |  |  | 70_1C_AL_XLPE |  |  |  | 1.864 m |  |  |  | 3 | 0
254438218 | TNB | DISTRIBUTION | CHERAS | Existing | RYB | 11 kV |  |  |  |  | 70_1C_AL_XLPE |  |  |  | 1.730 m |  |  |  | 3 | 0
254438222 | TNB | DISTRIBUTION | CHERAS | Existing | RYB | 11 kV |  |  |  |  | 70_1C_AL_XLPE |  |  |  | 1.872 m |  |  |  | 3 | 0
254438226 | TNB | DISTRIBUTION | CHERAS | Existing | RYB | 11 kV |  |  |  |  | 70_1C_AL_XLPE |  |  |  | 1.566 m |  |  |  | 3 | 0
254438230 | TNB | DISTRIBUTION | CHERAS | Existing | RYB | 11 kV |  |  |  |  | 70_1C_AL_XLPE |  |  |  | 1.113 m |  |  |  | 3 | 0
254438234 | TNB | DISTRIBUTION | CHERAS | Existing | RYB | 11 kV | NO | Class C |  |  | 70_1C_AL_XLPE |  |  |  | 1.284 m |  |  |  | 3 | 0
254438238 | TNB | DISTRIBUTION | CHERAS | Existing | RYB | 11 kV |  |  |  |  | 70_1C_AL_XLPE |  |  |  | 1.246 m |  |  |  | 3 | 0
254438574 | TNB | DISTRIBUTION | CHERAS | Existing | RYB | 11 kV |  |  |  |  | 70_1C_AL_XLPE |  |  |  | 1.499 m |  |  |  | 3 | 0
254438578 | TNB | DISTRIBUTION | CHERAS | Existing | RYB | 11 kV |  |  |  |  | 70_1C_AL_XLPE |  |  |  | 1.141 m |  |  |  | 3 | 0
254438582 | TNB | DISTRIBUTION | CHERAS | Existing | RYB | 11 kV |  |  |  |  | 70_1C_AL_XLPE |  |  |  | 1.282 m |  |  |  | 3 | 0
254438586 | TNB | DISTRIBUTION | CHERAS | Existing | RYB | 11 kV |  |  |  |  | 70_1C_AL_XLPE |  |  |  | 1.648 m |  |  |  | 3 | 0
254438590 | TNB | DISTRIBUTION | CHERAS | Existing | RYB | 11 kV |  |  |  |  | 70_1C_AL_XLPE |  |  |  | 1.494 m |  |  |  | 3 | 0
254438594 | TNB | DISTRIBUTION | CHERAS | Existing | RYB | 11 kV |  |  |  |  | 70_1C_AL_XLPE |  |  |  | 0.912 m |  |  |  | 3 | 0
254438598 | TNB | DISTRIBUTION | CHERAS | Existing | RYB | 11 kV | NO | Class C |  |  | 70_1C_AL_XLPE |  |  |  | 1.226 m |  |  |  | 3 | 0
254438602 | TNB | DISTRIBUTION | CHERAS | Existing | RYB | 11 kV |  |  |  |  | 70_1C_AL_XLPE |  |  |  | 1.344 m |  |  |  | 3 | 0
254438606 | TNB | DISTRIBUTION | CHERAS | Existing | RYB | 11 kV |  |  |  |  | 70_1C_AL_XLPE |  |  |  | 1.792 m |  |  |  | 3 | 0
254438610 | TNB | DISTRIBUTION | CHERAS | Existing | RYB | 11 kV |  |  |  |  | 70_1C_AL_XLPE |  |  |  | 1.620 m |  |  |  | 3 | 0
254438614 | TNB | DISTRIBUTION | CHERAS | Existing | RYB | 11 kV |  |  |  |  | 70_1C_AL_XLPE |  |  |  | 2.025 m |  |  |  | 3 | 0
254438618 | TNB | DISTRIBUTION | CHERAS | Existing | RYB | 11 kV |  |  |  |  | 70_1C_AL_XLPE |  |  |  | 2.565 m |  |  |  | 3 | 0
254438622 | TNB | DISTRIBUTION | CHERAS | Existing | RYB | 11 kV |  |  |  |  | 70_1C_AL_XLPE |  |  |  | 1.521 m |  |  |  | 3 | 0
254438626 | TNB | DISTRIBUTION | CHERAS | Existing | RYB | 11 kV |  |  |  |  | 70_1C_AL_XLPE |  |  |  | 0.920 m |  |  |  | 3 | 0
254438630 | TNB | DISTRIBUTION | CHERAS | Existing | RYB | 11 kV |  |  |  |  | 70_1C_AL_XLPE |  |  |  | 0.886 m |  |  |  | 3 | 0
254438634 | TNB | DISTRIBUTION | CHERAS | Existing | RYB | 11 kV |  |  |  |  | 70_1C_AL_XLPE |  |  |  | 1.069 m |  |  |  | 3 | 0
254438638 | TNB | DISTRIBUTION | CHERAS | Existing | RYB | 11 kV |  |  |  |  | 70_1C_AL_XLPE |  |  |  | 1.485 m |  |  |  | 3 | 0
254438642 | TNB | DISTRIBUTION | CHERAS | Existing | RYB | 11 kV |  |  |  |  | 70_1C_AL_XLPE |  |  |  | 1.366 m |  |  |  | 3 | 0
254438646 | TNB | DISTRIBUTION | CHERAS | Existing | RYB | 11 kV |  |  |  |  | 70_1C_AL_XLPE |  |  |  | 1.648 m |  |  |  | 3 | 0
254438650 | TNB | DISTRIBUTION | CHERAS | Existing | RYB | 11 kV |  |  |  |  | 70_1C_AL_XLPE |  |  |  | 1.459 m |  |  |  | 3 | 0
254438654 | TNB | DISTRIBUTION | CHERAS | Existing | RYB | 11 kV |  |  |  |  | 70_1C_AL_XLPE |  |  |  | 1.488 m |  |  |  | 3 | 0
254438658 | TNB | DISTRIBUTION | CHERAS | Existing | RYB | 11 kV |  |  |  |  | 70_1C_AL_XLPE |  |  |  | 2.218 m |  |  |  | 3 | 0
254438662 | TNB | DISTRIBUTION | CHERAS | Existing | RYB | 11 kV |  |  |  |  | 70_1C_AL_XLPE |  |  |  | 3.146 m |  |  |  | 3 | 0
254438666 | TNB | DISTRIBUTION | CHERAS | Existing | RYB | 11 kV |  |  |  |  | 70_1C_AL_XLPE |  |  |  | 1.103 m |  |  |  | 3 | 0
254438670 | TNB | DISTRIBUTION | CHERAS | Existing | RYB | 11 kV |  |  |  |  | 70_1C_AL_XLPE |  |  |  | 1.157 m |  |  |  | 3 | 0
254438674 | TNB | DISTRIBUTION | CHERAS | Existing | RYB | 11 kV |  |  |  |  | 70_1C_AL_XLPE |  |  |  | 0.729 m |  |  |  | 3 | 0
254438678 | TNB | DISTRIBUTION | CHERAS | Existing | RYB | 11 kV |  |  |  |  | 70_1C_AL_XLPE |  |  |  | 2.187 m |  |  |  | 3 | 0
254438682 | TNB | DISTRIBUTION | CHERAS | Existing | RYB | 11 kV |  |  |  |  | 70_1C_AL_XLPE |  |  |  | 2.635 m |  |  |  | 3 | 0
254440250 | TNB | DISTRIBUTION | CHERAS | Existing | RYB | 11 kV |  |  |  |  | 70_1C_AL_XLPE |  |  |  | 1.854 m |  |  |  | 3 | 0
254440254 | TNB | DISTRIBUTION | CHERAS | Existing | RYB | 11 kV |  |  |  |  | 70_1C_AL_XLPE |  |  |  | 1.002 m |  |  |  | 3 | 0
254440258 | TNB | DISTRIBUTION | CHERAS | Existing | RYB | 11 kV |  |  |  |  | 70_1C_AL_XLPE |  |  |  | 0.971 m |  |  |  | 3 | 0
254440262 | TNB | DISTRIBUTION | CHERAS | Existing | RYB | 11 kV |  |  |  |  | 70_1C_AL_XLPE |  |  |  | 1.450 m |  |  |  | 3 | 0
254440266 | TNB | DISTRIBUTION | CHERAS | Existing | RYB | 11 kV |  |  |  |  | 70_1C_AL_XLPE |  |  |  | 2.009 m |  |  |  | 3 | 0
254440270 | TNB | DISTRIBUTION | CHERAS | Existing | RYB | 11 kV |  |  |  |  | 70_1C_AL_XLPE |  |  |  | 1.422 m |  |  |  | 3 | 0
254440274 | TNB | DISTRIBUTION | CHERAS | Existing | RYB | 11 kV |  |  |  |  | 70_1C_AL_XLPE |  |  |  | 0.675 m |  |  |  | 3 | 0
254440278 | TNB | DISTRIBUTION | CHERAS | Existing | RYB | 11 kV |  |  |  |  | 70_1C_AL_XLPE |  |  |  | 1.097 m |  |  |  | 3 | 0
254440282 | TNB | DISTRIBUTION | CHERAS | Existing | RYB | 11 kV |  |  |  |  | 70_1C_AL_XLPE |  |  |  | 1.031 m |  |  |  | 3 | 0
254440286 | TNB | DISTRIBUTION | CHERAS | Existing | RYB | 11 kV |  |  |  |  | 70_1C_AL_XLPE |  |  |  | 1.827 m |  |  |  | 3 | 0
254440290 | TNB | DISTRIBUTION | CHERAS | Existing | RYB | 11 kV |  |  |  |  | 70_1C_AL_XLPE |  |  |  | 2.212 m |  |  |  | 3 | 0
254440294 | TNB | DISTRIBUTION | CHERAS | Existing | RYB | 11 kV |  |  |  |  | 70_1C_AL_XLPE |  |  |  | 2.694 m |  |  |  | 3 | 0
254440298 | TNB | DISTRIBUTION | CHERAS | Existing | RYB | 11 kV |  |  |  |  | 70_1C_AL_XLPE |  |  |  | 2.850 m |  |  |  | 3 | 0
254440302 | TNB | DISTRIBUTION | CHERAS | Existing | RYB | 11 kV |  |  |  |  | 70_1C_AL_XLPE |  |  |  | 1.147 m |  |  |  | 3 | 0
254440306 | TNB | DISTRIBUTION | CHERAS | Existing | RYB | 11 kV |  |  |  |  | 70_1C_AL_XLPE |  |  |  | 1.040 m |  |  |  | 3 | 0
254440310 | TNB | DISTRIBUTION | CHERAS | Existing | RYB | 11 kV |  |  |  |  | 70_1C_AL_XLPE |  |  |  | 0.934 m |  |  |  | 3 | 0
254440314 | TNB | DISTRIBUTION | CHERAS | Existing | RYB | 11 kV |  |  |  |  | 70_1C_AL_XLPE |  |  |  | 0.770 m |  |  |  | 3 | 0
254440318 | TNB | DISTRIBUTION | CHERAS | Existing | RYB | 11 kV |  |  |  |  | 70_1C_AL_XLPE |  |  |  | 1.155 m |  |  |  | 3 | 0
254440322 | TNB | DISTRIBUTION | CHERAS | Existing | RYB | 11 kV |  |  |  |  | 70_1C_AL_XLPE |  |  |  | 1.361 m |  |  |  | 3 | 0
254440326 | TNB | DISTRIBUTION | CHERAS | Existing | RYB | 11 kV |  |  |  |  | 70_1C_AL_XLPE |  |  |  | 0.845 m |  |  |  | 3 | 0
254440330 | TNB | DISTRIBUTION | CHERAS | Existing | RYB | 11 kV |  |  |  |  | 70_1C_AL_XLPE |  |  |  | 1.908 m |  |  |  | 3 | 0
254440334 | TNB | DISTRIBUTION | CHERAS | Existing | RYB | 11 kV |  |  |  |  | 70_1C_AL_XLPE |  |  |  | 1.184 m |  |  |  | 3 | 0
254440338 | TNB | DISTRIBUTION | CHERAS | Existing | RYB | 11 kV |  |  |  |  | 70_1C_AL_XLPE |  |  |  | 1.529 m |  |  |  | 3 | 0
254440342 | TNB | DISTRIBUTION | CHERAS | Existing | RYB | 11 kV |  |  |  |  | 70_1C_AL_XLPE |  |  |  | 0.994 m |  |  |  | 3 | 0
254440346 | TNB | DISTRIBUTION | CHERAS | Existing | RYB | 11 kV |  |  |  |  | 70_1C_AL_XLPE |  |  |  | 1.862 m |  |  |  | 3 | 0
254440350 | TNB | DISTRIBUTION | CHERAS | Existing | RYB | 11 kV |  |  |  |  | 70_1C_AL_XLPE |  |  |  | 1.220 m |  |  |  | 3 | 0
254440354 | TNB | DISTRIBUTION | CHERAS | Existing | RYB | 11 kV |  |  |  |  | 70_1C_AL_XLPE |  |  |  | 0.955 m |  |  |  | 3 | 0
254440358 | TNB | DISTRIBUTION | CHERAS | Existing | RYB | 11 kV | NO | Class C |  |  | 70_1C_AL_XLPE |  |  |  | 1.595 m |  |  |  | 3 | 0
254440362 | TNB | DISTRIBUTION | CHERAS | Existing | RYB | 11 kV | NO | Class C |  |  | 70_1C_AL_XLPE |  |  |  | 1.006 m |  |  |  | 3 | 0
254440366 | TNB | DISTRIBUTION | CHERAS | Existing | RYB | 11 kV |  |  |  |  | 70_1C_AL_XLPE |  |  |  | 3.134 m |  |  |  | 3 | 0
254440370 | TNB | DISTRIBUTION | CHERAS | Existing | RYB | 11 kV |  |  |  |  | 70_1C_AL_XLPE |  |  |  | 1.169 m |  |  |  | 3 | 0
254440374 | TNB | DISTRIBUTION | CHERAS | Existing | RYB | 11 kV |  |  |  |  | 70_1C_AL_XLPE |  |  |  | 1.717 m |  |  |  | 3 | 0
254440382 | TNB | DISTRIBUTION | CHERAS | Existing | RYB | 11 kV |  |  |  |  | 70_1C_AL_XLPE |  |  |  | 1.120 m |  |  |  | 3 | 0
254440386 | TNB | DISTRIBUTION | CHERAS | Existing | RYB | 11 kV |  |  |  |  | 70_1C_AL_XLPE |  |  |  | 1.263 m |  |  |  | 3 | 0
254440390 | TNB | DISTRIBUTION | CHERAS | Existing | RYB | 11 kV |  |  |  |  | 70_1C_AL_XLPE |  |  |  | 2.485 m |  |  |  | 3 | 0
254440394 | TNB | DISTRIBUTION | CHERAS | Existing | RYB | 11 kV |  |  |  |  | 70_1C_AL_XLPE |  |  |  | 1.963 m |  |  |  | 3 | 0
254440398 | TNB | DISTRIBUTION | CHERAS | Existing | RYB | 11 kV |  |  |  |  | 70_1C_AL_XLPE |  |  |  | 1.988 m |  |  |  | 3 | 0
254440402 | TNB | DISTRIBUTION | CHERAS | Existing | RYB | 11 kV |  |  |  |  | 70_1C_AL_XLPE |  |  |  | 1.339 m |  |  |  | 3 | 0
254440406 | TNB | DISTRIBUTION | CHERAS | Existing | RYB | 11 kV |  |  |  |  | 70_1C_AL_XLPE |  |  |  | 1.443 m |  |  |  | 3 | 0
254440410 | TNB | DISTRIBUTION | CHERAS | Existing | RYB | 11 kV |  |  |  |  | 70_1C_AL_XLPE |  |  |  | 2.067 m |  |  |  | 3 | 0
254440414 | TNB | DISTRIBUTION | CHERAS | Existing | RYB | 11 kV |  |  |  |  | 70_1C_AL_XLPE |  |  |  | 3.111 m |  |  |  | 3 | 0
254440418 | TNB | DISTRIBUTION | CHERAS | Existing | RYB | 11 kV |  |  |  |  | 70_1C_AL_XLPE |  |  |  | 1.287 m |  |  |  | 3 | 0
254440422 | TNB | DISTRIBUTION | CHERAS | Existing | RYB | 11 kV |  |  |  |  | 70_1C_AL_XLPE |  |  |  | 1.901 m |  |  |  | 3 | 0
254440426 | TNB | DISTRIBUTION | CHERAS | Existing | RYB | 11 kV |  |  |  |  | 70_1C_AL_XLPE |  |  |  | 2.385 m |  |  |  | 3 | 0
254440430 | TNB | DISTRIBUTION | CHERAS | Existing | RYB | 11 kV |  |  |  |  | 70_1C_AL_XLPE |  |  |  | 1.730 m |  |  |  | 3 | 0
254440434 | TNB | DISTRIBUTION | CHERAS | Existing | RYB | 11 kV |  |  |  |  | 70_1C_AL_XLPE |  |  |  | 1.774 m |  |  |  | 3 | 0
254440506 | TNB | DISTRIBUTION | CHERAS | Existing | RYB | 11 kV | NO | Class C |  |  | 70_1C_AL_XLPE |  |  |  | 1.890 m |  |  |  | 3 | 0
254440510 | TNB | DISTRIBUTION | CHERAS | Existing | RYB | 11 kV |  |  |  |  | 70_1C_AL_XLPE |  |  |  | 2.825 m |  |  |  | 3 | 0
254440514 | TNB | DISTRIBUTION | CHERAS | Existing | RYB | 11 kV |  |  |  |  | 70_1C_AL_XLPE |  |  |  | 1.378 m |  |  |  | 3 | 0
254440518 | TNB | DISTRIBUTION | CHERAS | Existing | RYB | 11 kV |  |  |  |  | 70_1C_AL_XLPE |  |  |  | 2.001 m |  |  |  | 3 | 0
254440522 | TNB | DISTRIBUTION | CHERAS | Existing | RYB | 11 kV |  |  |  |  | 70_1C_AL_XLPE |  |  |  | 1.015 m |  |  |  | 3 | 0
254440526 | TNB | DISTRIBUTION | CHERAS | Existing | RYB | 11 kV |  |  |  |  | 70_1C_AL_XLPE |  |  |  | 0.958 m |  |  |  | 3 | 0
254440530 | TNB | DISTRIBUTION | CHERAS | Existing | RYB | 11 kV |  |  |  |  | 70_1C_AL_XLPE |  |  |  | 1.554 m |  |  |  | 3 | 0
254440534 | TNB | DISTRIBUTION | CHERAS | Existing | RYB | 11 kV |  |  |  |  | 70_1C_AL_XLPE |  |  |  | 0.866 m |  |  |  | 3 | 0
254440538 | TNB | DISTRIBUTION | CHERAS | Existing | RYB | 11 kV |  |  |  |  | 70_1C_AL_XLPE |  |  |  | 1.809 m |  |  |  | 3 | 0
254440542 | TNB | DISTRIBUTION | CHERAS | Existing | RYB | 11 kV |  |  |  |  | 70_1C_AL_XLPE |  |  |  | 0.860 m |  |  |  | 3 | 0
254440546 | TNB | DISTRIBUTION | CHERAS | Existing | RYB | 11 kV |  |  |  |  | 70_1C_AL_XLPE |  |  |  | 1.429 m |  |  |  | 3 | 0
254440550 | TNB | DISTRIBUTION | CHERAS | Existing | RYB | 11 kV |  |  |  |  | 70_1C_AL_XLPE |  |  |  | 1.273 m |  |  |  | 3 | 0
254440554 | TNB | DISTRIBUTION | CHERAS | Existing | RYB | 11 kV |  |  |  |  | 70_1C_AL_XLPE |  |  |  | 1.268 m |  |  |  | 3 | 0
254440558 | TNB | DISTRIBUTION | CHERAS | Existing | RYB | 11 kV |  |  |  |  | 70_1C_AL_XLPE |  |  |  | 0.981 m |  |  |  | 3 | 0
254440562 | TNB | DISTRIBUTION | CHERAS | Existing | RYB | 11 kV |  |  |  |  | 70_1C_AL_XLPE |  |  |  | 1.259 m |  |  |  | 3 | 0
254440566 | TNB | DISTRIBUTION | CHERAS | Existing | RYB | 11 kV |  |  |  |  | 70_1C_AL_XLPE |  |  |  | 1.561 m |  |  |  | 3 | 0
254440570 | TNB | DISTRIBUTION | CHERAS | Existing | RYB | 11 kV |  |  |  |  | 70_1C_AL_XLPE |  |  |  | 3.167 m |  |  |  | 3 | 0
254440574 | TNB | DISTRIBUTION | CHERAS | Existing | RYB | 11 kV |  |  |  |  | 70_1C_AL_XLPE |  |  |  | 2.874 m |  |  |  | 3 | 0
254440578 | TNB | DISTRIBUTION | CHERAS | Existing | RYB | 11 kV |  |  |  |  | 70_1C_AL_XLPE |  |  |  | 2.463 m |  |  |  | 3 | 0
254440586 | TNB | DISTRIBUTION | CHERAS | Existing | RYB | 11 kV |  |  |  |  | 70_1C_AL_XLPE |  |  |  | 1.271 m |  |  |  | 3 | 0
254440590 | TNB | DISTRIBUTION | CHERAS | Existing | RYB | 11 kV |  |  |  |  | 70_1C_AL_XLPE |  |  |  | 1.181 m |  |  |  | 3 | 0
254440610 | TNB | DISTRIBUTION | CHERAS | Existing | RYB | 11 kV |  |  |  |  | 70_1C_AL_XLPE |  |  |  | 1.131 m |  |  |  | 3 | 0
254440614 | TNB | DISTRIBUTION | CHERAS | Existing | RYB | 11 kV |  |  |  |  | 70_1C_AL_XLPE |  |  |  | 0.923 m |  |  |  | 3 | 0
254440618 | TNB | DISTRIBUTION | CHERAS | Existing | RYB | 11 kV |  |  |  |  | 70_1C_AL_XLPE |  |  |  | 1.013 m |  |  |  | 3 | 0
254440622 | TNB | DISTRIBUTION | CHERAS | Existing | RYB | 11 kV |  |  |  |  | 70_1C_AL_XLPE |  |  |  | 1.230 m |  |  |  | 3 | 0
254440626 | TNB | DISTRIBUTION | CHERAS | Existing | RYB | 11 kV |  |  |  |  | 70_1C_AL_XLPE |  |  |  | 1.309 m |  |  |  | 3 | 0
254440630 | TNB | DISTRIBUTION | CHERAS | Existing | RYB | 11 kV |  |  |  |  | 70_1C_AL_XLPE |  |  |  | 1.452 m |  |  |  | 3 | 0
254440638 | TNB | DISTRIBUTION | CHERAS | Existing | RYB | 11 kV |  |  |  |  | 70_1C_AL_XLPE |  |  |  | 1.097 m |  |  |  | 3 | 0
254440642 | TNB | DISTRIBUTION | CHERAS | Existing | RYB | 11 kV |  |  |  |  | 70_1C_AL_XLPE |  |  |  | 2.226 m |  |  |  | 3 | 0
254440646 | TNB | DISTRIBUTION | CHERAS | Existing | RYB | 11 kV |  |  |  |  | 70_1C_AL_XLPE |  |  |  | 2.616 m |  |  |  | 3 | 0
254440650 | TNB | DISTRIBUTION | CHERAS | Existing | RYB | 11 kV | NO | Class C |  |  | 70_1C_AL_XLPE |  |  |  | 1.594 m |  |  |  | 3 | 0
254440654 | TNB | DISTRIBUTION | CHERAS | Existing | RYB | 11 kV |  |  |  |  | 70_1C_AL_XLPE |  |  |  | 1.132 m |  |  |  | 3 | 0
254440658 | TNB | DISTRIBUTION | CHERAS | Existing | RYB | 11 kV |  |  |  |  | 70_1C_AL_XLPE |  |  |  | 1.105 m |  |  |  | 3 | 0
254440662 | TNB | DISTRIBUTION | CHERAS | Existing | RYB | 11 kV |  |  |  |  | 70_1C_AL_XLPE |  |  |  | 1.857 m |  |  |  | 3 | 0
254440666 | TNB | DISTRIBUTION | CHERAS | Existing | RYB | 11 kV |  |  |  |  | 70_1C_AL_XLPE |  |  |  | 1.177 m |  |  |  | 3 | 0
254440670 | TNB | DISTRIBUTION | CHERAS | Existing | RYB | 11 kV |  |  |  |  | 70_1C_AL_XLPE |  |  |  | 0.977 m |  |  |  | 3 | 0
254440674 | TNB | DISTRIBUTION | CHERAS | Existing | RYB | 11 kV |  |  |  |  | 70_1C_AL_XLPE |  |  |  | 1.989 m |  |  |  | 3 | 0
254440678 | TNB | DISTRIBUTION | CHERAS | Existing | RYB | 11 kV |  |  |  |  | 70_1C_AL_XLPE |  |  |  | 3.712 m |  |  |  | 3 | 0
254440754 | TNB | DISTRIBUTION | CHERAS | Existing | RYB | 11 kV |  |  |  |  | 70_1C_AL_XLPE |  |  |  | 1.157 m |  |  |  | 3 | 0
254440758 | TNB | DISTRIBUTION | CHERAS | Existing | RYB | 11 kV |  |  |  |  | 70_1C_AL_XLPE |  |  |  | 1.667 m |  |  |  | 3 | 0
254440762 | TNB | DISTRIBUTION | CHERAS | Existing | RYB | 11 kV |  |  |  |  | 70_1C_AL_XLPE |  |  |  | 1.602 m |  |  |  | 3 | 0
254440766 | TNB | DISTRIBUTION | CHERAS | Existing | RYB | 11 kV |  |  |  |  | 70_1C_AL_XLPE |  |  |  | 0.995 m |  |  |  | 3 | 0
254440770 | TNB | DISTRIBUTION | CHERAS | Existing | RYB | 11 kV | NO | Class C |  |  | 70_1C_AL_XLPE |  |  |  | 1.041 m |  |  |  | 3 | 0
254440774 | TNB | DISTRIBUTION | CHERAS | Existing | RYB | 11 kV | NO | Class C |  |  | 70_1C_AL_XLPE |  |  |  | 1.020 m |  |  |  | 3 | 0
254440782 | TNB | DISTRIBUTION | CHERAS | Existing | RYB | 11 kV |  |  |  |  | 70_1C_AL_XLPE |  |  |  | 1.569 m |  |  |  | 3 | 0
254440786 | TNB | DISTRIBUTION | CHERAS | Existing | RYB | 11 kV |  |  |  |  | 70_1C_AL_XLPE |  |  |  | 1.170 m |  |  |  | 3 | 0
254440790 | TNB | DISTRIBUTION | CHERAS | Existing | RYB | 11 kV |  |  |  |  | 70_1C_AL_XLPE |  |  |  | 1.394 m |  |  |  | 3 | 0
254440794 | TNB | DISTRIBUTION | CHERAS | Existing | RYB | 11 kV |  |  |  |  | 70_1C_AL_XLPE |  |  |  | 1.051 m |  |  |  | 3 | 0
254440798 | TNB | DISTRIBUTION | CHERAS | Existing | RYB | 11 kV |  |  |  |  | 70_1C_AL_XLPE |  |  |  | 0.846 m |  |  |  | 3 | 0
254440802 | TNB | DISTRIBUTION | CHERAS | Existing | RYB | 11 kV |  |  |  |  | 70_1C_AL_XLPE |  |  |  | 1.730 m |  |  |  | 3 | 0
254441654 | TNB | DISTRIBUTION | CHERAS | Existing | RYB | 11 kV |  |  |  |  | 70_1C_AL_XLPE |  |  |  | 2.292 m |  |  |  | 3 | 0
254441658 | TNB | DISTRIBUTION | CHERAS | Existing | RYB | 11 kV |  |  |  |  | 70_1C_AL_XLPE |  |  |  | 1.264 m |  |  |  | 3 | 0
254441670 | TNB | DISTRIBUTION | CHERAS | Existing | RYB | 11 kV | NO | Class C |  |  | 70_1C_AL_XLPE |  |  |  | 1.881 m |  |  |  | 3 | 0
254441674 | TNB | DISTRIBUTION | CHERAS | Existing | RYB | 11 kV | NO | Class C |  |  | 70_1C_AL_XLPE |  |  |  | 1.449 m |  |  |  | 3 | 0
254441678 | TNB | DISTRIBUTION | CHERAS | Existing | RYB | 11 kV | NO | Class C |  |  | 70_1C_AL_XLPE |  |  |  | 2.147 m |  |  |  | 3 | 0
254441682 | TNB | DISTRIBUTION | CHERAS | Existing | RYB | 11 kV |  |  |  |  | 70_1C_AL_XLPE |  |  |  | 1.956 m |  |  |  | 3 | 0
254441686 | TNB | DISTRIBUTION | CHERAS | Existing | RYB | 11 kV | NO | Class C |  |  | 70_1C_AL_XLPE |  |  |  | 1.694 m |  |  |  | 3 | 0
254441694 | TNB | DISTRIBUTION | CHERAS | Existing | RYB | 11 kV |  |  |  |  | 70_1C_AL_XLPE |  |  |  | 3.978 m |  |  |  | 3 | 0
254442030 | TNB | DISTRIBUTION | CHERAS | Existing | RYB | 11 kV |  |  |  |  | 70_1C_AL_XLPE |  |  |  | 1.241 m |  |  |  | 3 | 0
254442034 | TNB | DISTRIBUTION | CHERAS | Existing | RYB | 11 kV |  |  |  |  | 70_1C_AL_XLPE |  |  |  | 2.785 m |  |  |  | 3 | 0
254442038 | TNB | DISTRIBUTION | CHERAS | Existing | RYB | 11 kV |  |  |  |  | 70_1C_AL_XLPE |  |  |  | 1.310 m |  |  |  | 3 | 0
254442042 | TNB | DISTRIBUTION | CHERAS | Existing | RYB | 11 kV | NO | Class C |  |  | 70_1C_AL_XLPE |  |  |  | 1.092 m |  |  |  | 3 | 0
254442046 | TNB | DISTRIBUTION | CHERAS | Existing | RYB | 11 kV |  |  |  |  | 70_1C_AL_XLPE |  |  |  | 1.483 m |  |  |  | 3 | 0
254442050 | TNB | DISTRIBUTION | CHERAS | Existing | RYB | 11 kV |  |  |  |  | 70_1C_AL_XLPE |  |  |  | 1.928 m |  |  |  | 3 | 0
254442054 | TNB | DISTRIBUTION | CHERAS | Existing | RYB | 11 kV |  |  |  |  | 70_1C_AL_XLPE |  |  |  | 1.887 m |  |  |  | 3 | 0
254442062 | TNB | DISTRIBUTION | CHERAS | Existing | RYB | 11 kV |  |  |  |  | 70_1C_AL_XLPE |  |  |  | 0.860 m |  |  |  | 3 | 0
254442066 | TNB | DISTRIBUTION | CHERAS | Existing | RYB | 11 kV |  |  |  |  | 70_1C_AL_XLPE |  |  |  | 2.185 m |  |  |  | 3 | 0
254442074 | TNB | DISTRIBUTION | CHERAS | Existing | RYB | 11 kV |  |  |  |  | 70_1C_AL_XLPE |  |  |  | 1.373 m |  |  |  | 3 | 0
254442078 | TNB | DISTRIBUTION | CHERAS | Existing | RYB | 11 kV |  |  |  |  | 70_1C_AL_XLPE |  |  |  | 1.167 m |  |  |  | 3 | 0
254442086 | TNB | DISTRIBUTION | CHERAS | Existing | RYB | 11 kV |  |  |  |  | 70_1C_AL_XLPE |  |  |  | 2.226 m |  |  |  | 3 | 0
254442090 | TNB | DISTRIBUTION | CHERAS | Existing | RYB | 11 kV | NO | Class C |  |  | 70_1C_AL_XLPE |  |  |  | 1.006 m |  |  |  | 3 | 0
254442094 | TNB | DISTRIBUTION | CHERAS | Existing | RYB | 11 kV | NO | Class C |  |  | 70_1C_AL_XLPE |  |  |  | 0.851 m |  |  |  | 3 | 0
254442098 | TNB | DISTRIBUTION | CHERAS | Existing | RYB | 11 kV |  |  |  |  | 70_1C_AL_XLPE |  |  |  | 1.679 m |  |  |  | 3 | 0
254442102 | TNB | DISTRIBUTION | CHERAS | Existing | RYB | 11 kV |  |  |  |  | 70_1C_AL_XLPE |  |  |  | 1.160 m |  |  |  | 3 | 0
254442106 | TNB | DISTRIBUTION | CHERAS | Existing | RYB | 11 kV |  |  |  |  | 70_1C_AL_XLPE |  |  |  | 1.021 m |  |  |  | 3 | 0
254442566 | TNB | DISTRIBUTION | CHERAS | Existing | RYB | 11 kV |  |  |  |  | 70_1C_AL_XLPE |  |  |  | 1.098 m |  |  |  | 3 | 0
254442570 | TNB | DISTRIBUTION | CHERAS | Existing | RYB | 11 kV |  |  |  |  | 70_1C_AL_XLPE |  |  |  | 1.449 m |  |  |  | 3 | 0
254442574 | TNB | DISTRIBUTION | CHERAS | Existing | RYB | 11 kV |  |  |  |  | 70_1C_AL_XLPE |  |  |  | 2.148 m |  |  |  | 3 | 0
254442578 | TNB | DISTRIBUTION | CHERAS | Existing | RYB | 11 kV |  |  |  |  | 70_1C_AL_XLPE |  |  |  | 2.704 m |  |  |  | 3 | 0
254442582 | TNB | DISTRIBUTION | CHERAS | Existing | RYB | 11 kV |  |  |  |  | 70_1C_AL_XLPE |  |  |  | 1.870 m |  |  |  | 3 | 0
254442918 | TNB | DISTRIBUTION | CHERAS | Existing | RYB | 11 kV | NO | Class C |  |  | 70_1C_AL_XLPE |  |  |  | 1.285 m |  |  |  | 3 | 0
254442922 | TNB | DISTRIBUTION | CHERAS | Existing | RYB | 11 kV | NO | Class C |  |  | 70_1C_AL_XLPE |  |  |  | 3.919 m |  |  |  | 3 | 0
254442926 | TNB | DISTRIBUTION | CHERAS | Existing | RYB | 11 kV | NO | Class C |  |  | 70_1C_AL_XLPE |  |  |  | 1.334 m |  |  |  | 3 | 0
254442930 | TNB | DISTRIBUTION | CHERAS | Existing | RYB | 11 kV |  |  |  |  | 70_1C_AL_XLPE |  |  |  | 2.113 m |  |  |  | 3 | 0
254442934 | TNB | DISTRIBUTION | CHERAS | Existing | RYB | 11 kV |  |  |  |  | 70_1C_AL_XLPE |  |  |  | 0.947 m |  |  |  | 3 | 0
254442938 | TNB | DISTRIBUTION | CHERAS | Existing | RYB | 11 kV | NO | Class C |  |  | 70_1C_AL_XLPE |  |  |  | 1.804 m |  |  |  | 3 | 0
254442942 | TNB | DISTRIBUTION | CHERAS | Existing | RYB | 11 kV |  |  |  |  | 70_1C_AL_XLPE |  |  |  | 1.040 m |  |  |  | 3 | 0
254442946 | TNB | DISTRIBUTION | CHERAS | Existing | RYB | 11 kV |  |  |  |  | 70_1C_AL_XLPE |  |  |  | 1.192 m |  |  |  | 3 | 0
254442950 | TNB | DISTRIBUTION | CHERAS | Existing | RYB | 11 kV |  |  |  |  | 70_1C_AL_XLPE |  |  |  | 1.446 m |  |  |  | 3 | 0
254442954 | TNB | DISTRIBUTION | CHERAS | Existing | RYB | 11 kV |  |  |  |  | 70_1C_AL_XLPE |  |  |  | 2.588 m |  |  |  | 3 | 0
254442958 | TNB | DISTRIBUTION | CHERAS | Existing | RYB | 11 kV |  |  |  |  | 70_1C_AL_XLPE |  |  |  | 2.115 m |  |  |  | 3 | 0
254442962 | TNB | DISTRIBUTION | CHERAS | Existing | RYB | 11 kV |  |  |  |  | 70_1C_AL_XLPE |  |  |  | 1.503 m |  |  |  | 3 | 0
254442966 | TNB | DISTRIBUTION | CHERAS | Existing | RYB | 11 kV |  |  |  |  | 70_1C_AL_XLPE |  |  |  | 1.362 m |  |  |  | 3 | 0
254442970 | TNB | DISTRIBUTION | CHERAS | Existing | RYB | 11 kV |  |  |  |  | 70_1C_AL_XLPE |  |  |  | 1.044 m |  |  |  | 3 | 0
254442974 | TNB | DISTRIBUTION | CHERAS | Existing | RYB | 11 kV |  |  |  |  | 70_1C_AL_XLPE |  |  |  | 1.494 m |  |  |  | 3 | 0
254442978 | TNB | DISTRIBUTION | CHERAS | Existing | RYB | 11 kV |  |  |  |  | 70_1C_AL_XLPE |  |  |  | 1.453 m |  |  |  | 3 | 0
254442982 | TNB | DISTRIBUTION | CHERAS | Existing | RYB | 11 kV | NO | Class C |  |  | 70_1C_AL_XLPE |  |  |  | 2.120 m |  |  |  | 3 | 0
254442986 | TNB | DISTRIBUTION | CHERAS | Existing | RYB | 11 kV | NO | Class C |  |  | 70_1C_AL_XLPE |  |  |  | 1.413 m |  |  |  | 3 | 0
254442990 | TNB | DISTRIBUTION | CHERAS | Existing | RYB | 11 kV | NO | Class C |  |  | 70_1C_AL_XLPE |  |  |  | 0.886 m |  |  |  | 3 | 0
254442994 | TNB | DISTRIBUTION | CHERAS | Existing | RYB | 11 kV |  |  |  |  | 70_1C_AL_XLPE |  |  |  | 2.085 m |  |  |  | 3 | 0
254442998 | TNB | DISTRIBUTION | CHERAS | Existing | RYB | 11 kV |  |  |  |  | 70_1C_AL_XLPE |  |  |  | 1.835 m |  |  |  | 3 | 0
254443002 | TNB | DISTRIBUTION | CHERAS | Existing | RYB | 11 kV |  |  |  |  | 70_1C_AL_XLPE |  |  |  | 1.485 m |  |  |  | 3 | 0
254443006 | TNB | DISTRIBUTION | CHERAS | Existing | RYB | 11 kV |  |  |  |  | 70_1C_AL_XLPE |  |  |  | 1.484 m |  |  |  | 3 | 0
254443010 | TNB | DISTRIBUTION | CHERAS | Existing | RYB | 11 kV |  |  |  |  | 70_1C_AL_XLPE |  |  |  | 1.512 m |  |  |  | 3 | 0
254443014 | TNB | DISTRIBUTION | CHERAS | Existing | RYB | 11 kV |  |  |  |  | 70_1C_AL_XLPE |  |  |  | 1.376 m |  |  |  | 3 | 0
254443018 | TNB | DISTRIBUTION | CHERAS | Existing | RYB | 11 kV |  |  |  |  | 70_1C_AL_XLPE |  |  |  | 2.008 m |  |  |  | 3 | 0
254443022 | TNB | DISTRIBUTION | CHERAS | Existing | RYB | 11 kV |  |  |  |  | 70_1C_AL_XLPE |  |  |  | 2.144 m |  |  |  | 3 | 0
254443026 | TNB | DISTRIBUTION | CHERAS | Existing | RYB | 11 kV |  |  |  |  | 70_1C_AL_XLPE |  |  |  | 2.030 m |  |  |  | 3 | 0
254443810 | TNB | DISTRIBUTION | CHERAS | Existing | RYB | 11 kV |  |  |  |  | 70_1C_AL_XLPE |  |  |  | 1.854 m |  |  |  | 3 | 0
254443814 | TNB | DISTRIBUTION | CHERAS | Existing | RYB | 11 kV |  |  |  |  | 70_1C_AL_XLPE |  |  |  | 1.094 m |  |  |  | 3 | 0
254443818 | TNB | DISTRIBUTION | CHERAS | Existing | RYB | 11 kV |  |  |  |  | 70_1C_AL_XLPE |  |  |  | 2.448 m |  |  |  | 3 | 0
254443822 | TNB | DISTRIBUTION | CHERAS | Existing | RYB | 11 kV |  |  |  |  | 70_1C_AL_XLPE |  |  |  | 2.720 m |  |  |  | 3 | 0
254443826 | TNB | DISTRIBUTION | CHERAS | Existing | RYB | 11 kV |  |  |  |  | 70_1C_AL_XLPE |  |  |  | 1.931 m |  |  |  | 3 | 0
254443830 | TNB | DISTRIBUTION | CHERAS | Existing | RYB | 11 kV |  |  |  |  | 70_1C_AL_XLPE |  |  |  | 2.109 m |  |  |  | 3 | 0
254443834 | TNB | DISTRIBUTION | CHERAS | Existing | RYB | 11 kV |  |  |  |  | 70_1C_AL_XLPE |  |  |  | 1.871 m |  |  |  | 3 | 0
254443838 | TNB | DISTRIBUTION | CHERAS | Existing | RYB | 11 kV |  |  |  |  | 70_1C_AL_XLPE |  |  |  | 0.905 m |  |  |  | 3 | 0
254443842 | TNB | DISTRIBUTION | CHERAS | Existing | RYB | 11 kV |  |  |  |  | 70_1C_AL_XLPE |  |  |  | 0.815 m |  |  |  | 3 | 0
254443854 | TNB | DISTRIBUTION | CHERAS | Existing | RYB | 11 kV |  |  |  |  | 70_1C_AL_XLPE |  |  |  | 1.935 m |  |  |  | 3 | 0
254443858 | TNB | DISTRIBUTION | CHERAS | Existing | RYB | 11 kV |  |  |  |  | 70_1C_AL_XLPE |  |  |  | 1.864 m |  |  |  | 3 | 0
254443862 | TNB | DISTRIBUTION | CHERAS | Existing | RYB | 11 kV |  |  |  |  | 70_1C_AL_XLPE |  |  |  | 2.875 m |  |  |  | 3 | 0
254443870 | TNB | DISTRIBUTION | CHERAS | Existing | RYB | 11 kV |  |  |  |  | 70_1C_AL_XLPE |  |  |  | 2.858 m |  |  |  | 3 | 0
254443874 | TNB | DISTRIBUTION | CHERAS | Existing | RYB | 11 kV |  |  |  |  | 70_1C_AL_XLPE |  |  |  | 1.035 m |  |  |  | 3 | 0
254443878 | TNB | DISTRIBUTION | CHERAS | Existing | RYB | 11 kV |  |  |  |  | 70_1C_AL_XLPE |  |  |  | 0.933 m |  |  |  | 3 | 0
254443882 | TNB | DISTRIBUTION | CHERAS | Existing | RYB | 11 kV |  |  |  |  | 70_1C_AL_XLPE |  |  |  | 1.433 m |  |  |  | 3 | 0
254445598 | TNB | DISTRIBUTION | CHERAS | Existing | RYB | 11 kV |  |  |  |  | 70_1C_AL_XLPE |  |  |  | 1.102 m |  |  |  | 3 | 0
254445602 | TNB | DISTRIBUTION | CHERAS | Existing | RYB | 11 kV |  |  |  |  | 70_1C_AL_XLPE |  |  |  | 1.074 m |  |  |  | 3 | 0
254445606 | TNB | DISTRIBUTION | CHERAS | Existing | RYB | 11 kV |  |  |  |  | 70_1C_AL_XLPE |  |  |  | 1.804 m |  |  |  | 3 | 0
254445610 | TNB | DISTRIBUTION | CHERAS | Existing | RYB | 11 kV |  |  |  |  | 70_1C_AL_XLPE |  |  |  | 1.241 m |  |  |  | 3 | 0
254445614 | TNB | DISTRIBUTION | CHERAS | Existing | RYB | 11 kV |  |  |  |  | 70_1C_AL_XLPE |  |  |  | 1.156 m |  |  |  | 3 | 0
254445618 | TNB | DISTRIBUTION | CHERAS | Existing | RYB | 11 kV |  |  |  |  | 70_1C_AL_XLPE |  |  |  | 1.591 m |  |  |  | 3 | 0
254445622 | TNB | DISTRIBUTION | CHERAS | Existing | RYB | 11 kV |  |  |  |  | 70_1C_AL_XLPE |  |  |  | 1.238 m |  |  |  | 3 | 0
254445626 | TNB | DISTRIBUTION | CHERAS | Existing | RYB | 11 kV | NO | Class C |  |  | 70_1C_AL_XLPE |  |  |  | 0.813 m |  |  |  | 3 | 0
254445630 | TNB | DISTRIBUTION | CHERAS | Existing | RYB | 11 kV | NO | Class C |  |  | 70_1C_AL_XLPE |  |  |  | 0.849 m |  |  |  | 3 | 0
254445634 | TNB | DISTRIBUTION | CHERAS | Existing | RYB | 11 kV |  |  |  |  | 70_1C_AL_XLPE |  |  |  | 0.827 m |  |  |  | 3 | 0
254445638 | TNB | DISTRIBUTION | CHERAS | Existing | RYB | 11 kV |  |  |  |  | 70_1C_AL_XLPE |  |  |  | 0.819 m |  |  |  | 3 | 0
254445650 | TNB | DISTRIBUTION | CHERAS | Existing | RYB | 11 kV |  |  |  |  | 70_1C_AL_XLPE |  |  |  | 1.379 m |  |  |  | 3 | 0
254445654 | TNB | DISTRIBUTION | CHERAS | Existing | RYB | 11 kV |  |  |  |  | 70_1C_AL_XLPE |  |  |  | 1.940 m |  |  |  | 3 | 0
254445658 | TNB | DISTRIBUTION | CHERAS | Existing | RYB | 11 kV | NO | Class C |  |  | 70_1C_AL_XLPE |  |  |  | 2.340 m |  |  |  | 3 | 0
254445662 | TNB | DISTRIBUTION | CHERAS | Existing | RYB | 11 kV | NO | Class C |  |  | 70_1C_AL_XLPE |  |  |  | 1.228 m |  |  |  | 3 | 0
254445666 | TNB | DISTRIBUTION | CHERAS | Existing | RYB | 11 kV | NO | Class C |  |  | 70_1C_AL_XLPE |  |  |  | 1.672 m |  |  |  | 3 | 0
254445670 | TNB | DISTRIBUTION | CHERAS | Existing | RYB | 11 kV |  |  |  |  | 70_1C_AL_XLPE |  |  |  | 0.971 m |  |  |  | 3 | 0
254445674 | TNB | DISTRIBUTION | CHERAS | Existing | RYB | 11 kV |  |  |  |  | 70_1C_AL_XLPE |  |  |  | 0.918 m |  |  |  | 3 | 0
254445682 | TNB | DISTRIBUTION | CHERAS | Existing | RYB | 11 kV |  |  |  |  | 70_1C_AL_XLPE |  |  |  | 6.043 m |  |  |  | 3 | 0
254445686 | TNB | DISTRIBUTION | CHERAS | Existing | RYB | 11 kV |  |  |  |  | 70_1C_AL_XLPE |  |  |  | 0.993 m |  |  |  | 3 | 0
254445690 | TNB | DISTRIBUTION | CHERAS | Existing | RYB | 11 kV |  |  |  |  | 70_1C_AL_XLPE |  |  |  | 0.932 m |  |  |  | 3 | 0
254445694 | TNB | DISTRIBUTION | CHERAS | Existing | RYB | 11 kV |  |  |  |  | 70_1C_AL_XLPE |  |  |  | 0.937 m |  |  |  | 3 | 0
254445698 | TNB | DISTRIBUTION | CHERAS | Existing | RYB | 11 kV |  |  |  |  | 70_1C_AL_XLPE |  |  |  | 1.077 m |  |  |  | 3 | 0
254445702 | TNB | DISTRIBUTION | CHERAS | Existing | RYB | 11 kV | NO | Class C |  |  | 70_1C_AL_XLPE |  |  |  | 1.469 m |  |  |  | 3 | 0
254446138 | TNB | DISTRIBUTION | CHERAS | Existing | RYB | 11 kV |  |  |  |  | 70_1C_AL_XLPE |  |  |  | 1.965 m |  |  |  | 3 | 0
254446142 | TNB | DISTRIBUTION | CHERAS | Existing | RYB | 11 kV |  |  |  |  | 70_1C_AL_XLPE |  |  |  | 1.600 m |  |  |  | 3 | 0
254446146 | TNB | DISTRIBUTION | CHERAS | Existing | RYB | 11 kV |  |  |  |  | 70_1C_AL_XLPE |  |  |  | 1.732 m |  |  |  | 3 | 0
254446150 | TNB | DISTRIBUTION | CHERAS | Existing | RYB | 11 kV |  |  |  |  | 70_1C_AL_XLPE |  |  |  | 2.846 m |  |  |  | 3 | 0
254446154 | TNB | DISTRIBUTION | CHERAS | Existing | RYB | 11 kV |  |  |  |  | 70_1C_AL_XLPE |  |  |  | 1.807 m |  |  |  | 3 | 0
254446294 | TNB | DISTRIBUTION | CHERAS | Existing | RYB | 11 kV |  |  |  |  | 70_1C_AL_XLPE |  |  |  | 1.255 m |  |  |  | 3 | 0
254446298 | TNB | DISTRIBUTION | CHERAS | Existing | RYB | 11 kV |  |  |  |  | 70_1C_AL_XLPE |  |  |  | 1.740 m |  |  |  | 3 | 0
254446302 | TNB | DISTRIBUTION | CHERAS | Existing | RYB | 11 kV |  |  |  |  | 70_1C_AL_XLPE |  |  |  | 1.038 m |  |  |  | 3 | 0
254447130 | TNB | DISTRIBUTION | CHERAS | Existing | RYB | 11 kV |  |  |  |  | 70_1C_AL_XLPE |  |  |  | 1.682 m |  |  |  | 3 | 0
254447134 | TNB | DISTRIBUTION | CHERAS | Existing | RYB | 11 kV |  |  |  |  | 70_1C_AL_XLPE |  |  |  | 1.057 m |  |  |  | 3 | 0
254447466 | TNB | DISTRIBUTION | CHERAS | Existing | RYB | 11 kV |  |  |  |  | 70_1C_AL_XLPE |  |  |  | 1.453 m |  |  |  | 3 | 0
254447470 | TNB | DISTRIBUTION | CHERAS | Existing | RYB | 11 kV |  |  |  |  | 70_1C_AL_XLPE |  |  |  | 0.986 m |  |  |  | 3 | 0
254447602 | TNB | DISTRIBUTION | CHERAS | Existing | RYB | 11 kV |  |  |  |  | 70_1C_AL_XLPE |  |  |  | 1.179 m |  |  |  | 3 | 0
254447670 | TNB | DISTRIBUTION | CHERAS | Existing | RYB | 11 kV |  |  |  |  | 70_1C_AL_XLPE |  |  |  | 0.944 m |  |  |  | 3 | 0
254447714 | TNB | DISTRIBUTION | CHERAS | Existing | RYB | 11 kV |  |  |  |  | 70_1C_AL_XLPE |  |  |  | 1.512 m |  |  |  | 3 | 0
254447718 | TNB | DISTRIBUTION | CHERAS | Existing | RYB | 11 kV |  |  |  |  | 70_1C_AL_XLPE |  |  |  | 1.424 m |  |  |  | 3 | 0
254447722 | TNB | DISTRIBUTION | CHERAS | Existing | RYB | 11 kV |  |  |  |  | 70_1C_AL_XLPE |  |  |  | 1.787 m |  |  |  | 3 | 0
254447726 | TNB | DISTRIBUTION | CHERAS | Existing | RYB | 11 kV |  |  |  |  | 70_1C_AL_XLPE |  |  |  | 1.089 m |  |  |  | 3 | 0
254447730 | TNB | DISTRIBUTION | CHERAS | Existing | RYB | 11 kV |  |  |  |  | 70_1C_AL_XLPE |  |  |  | 2.171 m |  |  |  | 3 | 0
254447734 | TNB | DISTRIBUTION | CHERAS | Existing | RYB | 11 kV |  |  |  |  | 70_1C_AL_XLPE |  |  |  | 2.204 m |  |  |  | 3 | 0
254447738 | TNB | DISTRIBUTION | CHERAS | Existing | RYB | 11 kV |  |  |  |  | 70_1C_AL_XLPE |  |  |  | 2.029 m |  |  |  | 3 | 0
254447742 | TNB | DISTRIBUTION | CHERAS | Existing | RYB | 11 kV |  |  |  |  | 70_1C_AL_XLPE |  |  |  | 1.007 m |  |  |  | 3 | 0
254447746 | TNB | DISTRIBUTION | CHERAS | Existing | RYB | 11 kV |  |  |  |  | 70_1C_AL_XLPE |  |  |  | 1.011 m |  |  |  | 3 | 0
254447750 | TNB | DISTRIBUTION | CHERAS | Existing | RYB | 11 kV |  |  |  |  | 70_1C_AL_XLPE |  |  |  | 1.462 m |  |  |  | 3 | 0
254447754 | TNB | DISTRIBUTION | CHERAS | Existing | RYB | 11 kV |  |  |  |  | 70_1C_AL_XLPE |  |  |  | 1.467 m |  |  |  | 3 | 0
254447758 | TNB | DISTRIBUTION | CHERAS | Existing | RYB | 11 kV |  |  |  |  | 70_1C_AL_XLPE |  |  |  | 1.513 m |  |  |  | 3 | 0
254447762 | TNB | DISTRIBUTION | CHERAS | Existing | RYB | 11 kV |  |  |  |  | 70_1C_AL_XLPE |  |  |  | 1.270 m |  |  |  | 3 | 0
254447770 | TNB | DISTRIBUTION | CHERAS | Existing | RYB | 11 kV |  |  |  |  | 70_1C_AL_XLPE |  |  |  | 1.289 m |  |  |  | 3 | 0
254447774 | TNB | DISTRIBUTION | CHERAS | Existing | RYB | 11 kV |  |  |  |  | 70_1C_AL_XLPE |  |  |  | 1.180 m |  |  |  | 3 | 0
254447778 | TNB | DISTRIBUTION | CHERAS | Existing | RYB | 11 kV |  |  |  |  | 70_1C_AL_XLPE |  |  |  | 0.988 m |  |  |  | 3 | 0
254447782 | TNB | DISTRIBUTION | CHERAS | Existing | RYB | 11 kV | NO | Class C |  |  | 70_1C_AL_XLPE |  |  |  | 1.302 m |  |  |  | 3 | 0
254447786 | TNB | DISTRIBUTION | CHERAS | Existing | RYB | 11 kV |  |  |  |  | 70_1C_AL_XLPE |  |  |  | 1.004 m |  |  |  | 3 | 0
254447790 | TNB | DISTRIBUTION | CHERAS | Existing | RYB | 11 kV |  |  |  |  | 70_1C_AL_XLPE |  |  |  | 2.310 m |  |  |  | 3 | 0
254447794 | TNB | DISTRIBUTION | CHERAS | Existing | RYB | 11 kV |  |  |  |  | 70_1C_AL_XLPE |  |  |  | 1.756 m |  |  |  | 3 | 0
254447798 | TNB | DISTRIBUTION | CHERAS | Existing | RYB | 11 kV |  |  |  |  | 70_1C_AL_XLPE |  |  |  | 1.368 m |  |  |  | 3 | 0
254447802 | TNB | DISTRIBUTION | CHERAS | Existing | RYB | 11 kV |  |  |  |  | 70_1C_AL_XLPE |  |  |  | 2.051 m |  |  |  | 3 | 0
254447810 | TNB | DISTRIBUTION | CHERAS | Existing | RYB | 11 kV | NO | Class C |  |  | 70_1C_AL_XLPE |  |  |  | 3.039 m |  |  |  | 3 | 0
254447814 | TNB | DISTRIBUTION | CHERAS | Existing | RYB | 11 kV | NO | Class C |  |  | 70_1C_AL_XLPE |  |  |  | 2.604 m |  |  |  | 3 | 0
254447830 | TNB | DISTRIBUTION | CHERAS | Existing | RYB | 11 kV |  |  |  |  | 70_1C_AL_XLPE |  |  |  | 0.905 m |  |  |  | 3 | 0
254447838 | TNB | DISTRIBUTION | CHERAS | Existing | RYB | 11 kV |  |  |  |  | 70_1C_AL_XLPE |  |  |  | 1.429 m |  |  |  | 3 | 0
254447842 | TNB | DISTRIBUTION | CHERAS | Existing | RYB | 11 kV |  |  |  |  | 70_1C_AL_XLPE |  |  |  | 0.803 m |  |  |  | 3 | 0
254447846 | TNB | DISTRIBUTION | CHERAS | Existing | RYB | 11 kV | NO | Class C |  |  | 70_1C_AL_XLPE |  |  |  | 1.043 m |  |  |  | 3 | 0
254447850 | TNB | DISTRIBUTION | CHERAS | Existing | RYB | 11 kV |  |  |  |  | 70_1C_AL_XLPE |  |  |  | 2.341 m |  |  |  | 3 | 0
254447854 | TNB | DISTRIBUTION | CHERAS | Existing | RYB | 11 kV |  |  |  |  | 70_1C_AL_XLPE |  |  |  | 1.187 m |  |  |  | 3 | 0
254447858 | TNB | DISTRIBUTION | CHERAS | Existing | RYB | 11 kV |  |  |  |  | 70_1C_AL_XLPE |  |  |  | 1.463 m |  |  |  | 3 | 0
254447862 | TNB | DISTRIBUTION | CHERAS | Existing | RYB | 11 kV |  |  |  |  | 70_1C_AL_XLPE |  |  |  | 1.859 m |  |  |  | 3 | 0
254447866 | TNB | DISTRIBUTION | CHERAS | Existing | RYB | 11 kV |  |  |  |  | 70_1C_AL_XLPE |  |  |  | 1.274 m |  |  |  | 3 | 0
254447870 | TNB | DISTRIBUTION | CHERAS | Existing | RYB | 11 kV |  |  |  |  | 70_1C_AL_XLPE |  |  |  | 1.395 m |  |  |  | 3 | 0
254447874 | TNB | DISTRIBUTION | CHERAS | Existing | RYB | 11 kV |  |  |  |  | 70_1C_AL_XLPE |  |  |  | 1.212 m |  |  |  | 3 | 0
254447878 | TNB | DISTRIBUTION | CHERAS | Existing | RYB | 11 kV |  |  |  |  | 70_1C_AL_XLPE |  |  |  | 1.227 m |  |  |  | 3 | 0
254447882 | TNB | DISTRIBUTION | CHERAS | Existing | RYB | 11 kV |  |  |  |  | 70_1C_AL_XLPE |  |  |  | 1.818 m |  |  |  | 3 | 0
254447886 | TNB | DISTRIBUTION | CHERAS | Existing | RYB | 11 kV |  |  |  |  | 70_1C_AL_XLPE |  |  |  | 0.784 m |  |  |  | 3 | 0
254447890 | TNB | DISTRIBUTION | CHERAS | Existing | RYB | 11 kV |  |  |  |  | 70_1C_AL_XLPE |  |  |  | 0.779 m |  |  |  | 3 | 0
254447894 | TNB | DISTRIBUTION | CHERAS | Existing | RYB | 11 kV |  |  |  |  | 70_1C_AL_XLPE |  |  |  | 2.035 m |  |  |  | 3 | 0
254448238 | TNB | DISTRIBUTION | CHERAS | Existing | RYB | 11 kV |  |  |  |  | 70_1C_AL_XLPE |  |  |  | 1.094 m |  |  |  | 3 | 0
254448242 | TNB | DISTRIBUTION | CHERAS | Existing | RYB | 11 kV |  |  |  |  | 70_1C_AL_XLPE |  |  |  | 1.293 m |  |  |  | 3 | 0
254448246 | TNB | DISTRIBUTION | CHERAS | Existing | RYB | 11 kV |  |  |  |  | 70_1C_AL_XLPE |  |  |  | 1.099 m |  |  |  | 3 | 0
254448250 | TNB | DISTRIBUTION | CHERAS | Existing | RYB | 11 kV |  |  |  |  | 70_1C_AL_XLPE |  |  |  | 1.365 m |  |  |  | 3 | 0
254448254 | TNB | DISTRIBUTION | CHERAS | Existing | RYB | 11 kV | NO | Class C |  |  | 70_1C_AL_XLPE |  |  |  | 1.609 m |  |  |  | 3 | 0
254448258 | TNB | DISTRIBUTION | CHERAS | Existing | RYB | 11 kV | NO | Class C |  |  | 70_1C_AL_XLPE |  |  |  | 1.580 m |  |  |  | 3 | 0
254448262 | TNB | DISTRIBUTION | CHERAS | Existing | RYB | 11 kV | NO | Class C |  |  | 70_1C_AL_XLPE |  |  |  | 1.325 m |  |  |  | 3 | 0
254448266 | TNB | DISTRIBUTION | CHERAS | Existing | RYB | 11 kV |  |  |  |  | 70_1C_AL_XLPE |  |  |  | 1.747 m |  |  |  | 3 | 0
254448270 | TNB | DISTRIBUTION | CHERAS | Existing | RYB | 11 kV |  |  |  |  | 70_1C_AL_XLPE |  |  |  | 1.119 m |  |  |  | 3 | 0
254448526 | TNB | DISTRIBUTION | CHERAS | Existing | RYB | 11 kV |  |  |  |  | 70_1C_AL_XLPE |  |  |  | 2.782 m |  |  |  | 3 | 0
254448530 | TNB | DISTRIBUTION | CHERAS | Existing | RYB | 11 kV |  |  |  |  | 70_1C_AL_XLPE |  |  |  | 1.682 m |  |  |  | 3 | 0
254448534 | TNB | DISTRIBUTION | CHERAS | Existing | RYB | 11 kV |  |  |  |  | 70_1C_AL_XLPE |  |  |  | 1.673 m |  |  |  | 3 | 0
254448610 | TNB | DISTRIBUTION | CHERAS | Existing | RYB | 11 kV |  |  |  |  | 70_1C_AL_XLPE |  |  |  | 1.131 m |  |  |  | 3 | 0
254448618 | TNB | DISTRIBUTION | CHERAS | Existing | RYB | 11 kV |  |  |  |  | 70_1C_AL_XLPE |  |  |  | 2.556 m |  |  |  | 3 | 0
254448622 | TNB | DISTRIBUTION | CHERAS | Existing | RYB | 11 kV |  |  |  |  | 70_1C_AL_XLPE |  |  |  | 1.064 m |  |  |  | 3 | 0
254448626 | TNB | DISTRIBUTION | CHERAS | Existing | RYB | 11 kV |  |  |  |  | 70_1C_AL_XLPE |  |  |  | 1.134 m |  |  |  | 3 | 0
254448630 | TNB | DISTRIBUTION | CHERAS | Existing | RYB | 11 kV |  |  |  |  | 70_1C_AL_XLPE |  |  |  | 1.226 m |  |  |  | 3 | 0
254448638 | TNB | DISTRIBUTION | CHERAS | Existing | RYB | 11 kV |  |  |  |  | 70_1C_AL_XLPE |  |  |  | 1.161 m |  |  |  | 3 | 0
254448642 | TNB | DISTRIBUTION | CHERAS | Existing | RYB | 11 kV |  |  |  |  | 70_1C_AL_XLPE |  |  |  | 1.762 m |  |  |  | 3 | 0
254448654 | TNB | DISTRIBUTION | CHERAS | Existing | RYB | 11 kV | NO | Class C |  |  | 70_1C_AL_XLPE |  |  |  | 1.094 m |  |  |  | 3 | 0
254448658 | TNB | DISTRIBUTION | CHERAS | Existing | RYB | 11 kV |  |  |  |  | 70_1C_AL_XLPE |  |  |  | 0.962 m |  |  |  | 3 | 0
254448662 | TNB | DISTRIBUTION | CHERAS | Existing | RYB | 11 kV | NO | Class C |  |  | 70_1C_AL_XLPE |  |  |  | 0.921 m |  |  |  | 3 | 0
254448666 | TNB | DISTRIBUTION | CHERAS | Existing | RYB | 11 kV |  |  |  |  | 70_1C_AL_XLPE |  |  |  | 1.538 m |  |  |  | 3 | 0
254448670 | TNB | DISTRIBUTION | CHERAS | Existing | RYB | 11 kV |  |  |  |  | 70_1C_AL_XLPE |  |  |  | 1.160 m |  |  |  | 3 | 0
254448674 | TNB | DISTRIBUTION | CHERAS | Existing | RYB | 11 kV |  |  |  |  | 70_1C_AL_XLPE |  |  |  | 1.414 m |  |  |  | 3 | 0
254448678 | TNB | DISTRIBUTION | CHERAS | Existing | RYB | 11 kV |  |  |  |  | 70_1C_AL_XLPE |  |  |  | 1.105 m |  |  |  | 3 | 0
254448682 | TNB | DISTRIBUTION | CHERAS | Existing | RYB | 11 kV |  |  |  |  | 70_1C_AL_XLPE |  |  |  | 1.265 m |  |  |  | 3 | 0
254448686 | TNB | DISTRIBUTION | CHERAS | Existing | RYB | 11 kV |  |  |  |  | 70_1C_AL_XLPE |  |  |  | 1.161 m |  |  |  | 3 | 0
254448690 | TNB | DISTRIBUTION | CHERAS | Existing | RYB | 11 kV |  |  |  |  | 70_1C_AL_XLPE |  |  |  | 1.611 m |  |  |  | 3 | 0
254448694 | TNB | DISTRIBUTION | CHERAS | Existing | RYB | 11 kV |  |  |  |  | 70_1C_AL_XLPE |  |  |  | 2.012 m |  |  |  | 3 | 0
254448698 | TNB | DISTRIBUTION | CHERAS | Existing | RYB | 11 kV |  |  |  |  | 70_1C_AL_XLPE |  |  |  | 1.328 m |  |  |  | 3 | 0
254449458 | TNB | DISTRIBUTION | CHERAS | Existing | RYB | 11 kV |  |  |  |  | 70_1C_AL_XLPE |  |  |  | 1.041 m |  |  |  | 3 | 0
254449574 | TNB | DISTRIBUTION | CHERAS | Existing | RYB | 11 kV |  |  |  |  | 70_1C_AL_XLPE |  |  |  | 1.312 m |  |  |  | 3 | 0
254449782 | TNB | DISTRIBUTION | CHERAS | Existing | RYB | 11 kV |  |  |  |  | 70_1C_AL_XLPE |  |  |  | 3.238 m |  |  |  | 3 | 0
254449786 | TNB | DISTRIBUTION | CHERAS | Existing | RYB | 11 kV |  |  |  |  | 70_1C_AL_XLPE |  |  |  | 3.885 m |  |  |  | 3 | 0
254449790 | TNB | DISTRIBUTION | CHERAS | Existing | RYB | 11 kV |  |  |  |  | 70_1C_AL_XLPE |  |  |  | 2.450 m |  |  |  | 3 | 0
254449794 | TNB | DISTRIBUTION | CHERAS | Existing | RYB | 11 kV |  |  |  |  | 70_1C_AL_XLPE |  |  |  | 2.206 m |  |  |  | 3 | 0
254449798 | TNB | DISTRIBUTION | CHERAS | Existing | RYB | 11 kV |  |  |  |  | 70_1C_AL_XLPE |  |  |  | 2.140 m |  |  |  | 3 | 0
254449802 | TNB | DISTRIBUTION | CHERAS | Existing | RYB | 11 kV |  |  |  |  | 70_1C_AL_XLPE |  |  |  | 2.358 m |  |  |  | 3 | 0
254449806 | TNB | DISTRIBUTION | CHERAS | Existing | RYB | 11 kV |  |  |  |  | 70_1C_AL_XLPE |  |  |  | 0.844 m |  |  |  | 3 | 0
254449810 | TNB | DISTRIBUTION | CHERAS | Existing | RYB | 11 kV |  |  |  |  | 70_1C_AL_XLPE |  |  |  | 1.580 m |  |  |  | 3 | 0
254449814 | TNB | DISTRIBUTION | CHERAS | Existing | RYB | 11 kV |  |  |  |  | 70_1C_AL_XLPE |  |  |  | 1.942 m |  |  |  | 3 | 0
254449818 | TNB | DISTRIBUTION | CHERAS | Existing | RYB | 11 kV | NO | Class C |  |  | 70_1C_AL_XLPE |  |  |  | 0.713 m |  |  |  | 3 | 0
254449822 | TNB | DISTRIBUTION | CHERAS | Existing | RYB | 11 kV |  |  |  |  | 70_1C_AL_XLPE |  |  |  | 1.555 m |  |  |  | 3 | 0
254449826 | TNB | DISTRIBUTION | CHERAS | Existing | RYB | 11 kV |  |  |  |  | 70_1C_AL_XLPE |  |  |  | 1.145 m |  |  |  | 3 | 0
254449830 | TNB | DISTRIBUTION | CHERAS | Existing | RYB | 11 kV |  |  |  |  | 70_1C_AL_XLPE |  |  |  | 1.094 m |  |  |  | 3 | 0
254449834 | TNB | DISTRIBUTION | CHERAS | Existing | RYB | 11 kV |  |  |  |  | 70_1C_AL_XLPE |  |  |  | 0.964 m |  |  |  | 3 | 0
254449838 | TNB | DISTRIBUTION | CHERAS | Existing | RYB | 11 kV |  |  |  |  | 70_1C_AL_XLPE |  |  |  | 1.043 m |  |  |  | 3 | 0
254449842 | TNB | DISTRIBUTION | CHERAS | Existing | RYB | 11 kV |  |  |  |  | 70_1C_AL_XLPE |  |  |  | 1.830 m |  |  |  | 3 | 0
254449846 | TNB | DISTRIBUTION | CHERAS | Existing | RYB | 11 kV |  |  |  |  | 70_1C_AL_XLPE |  |  |  | 1.152 m |  |  |  | 3 | 0
254449850 | TNB | DISTRIBUTION | CHERAS | Existing | RYB | 11 kV |  |  |  |  | 70_1C_AL_XLPE |  |  |  | 0.891 m |  |  |  | 3 | 0
254449854 | TNB | DISTRIBUTION | CHERAS | Existing | RYB | 11 kV | NO | Class C |  |  | 70_1C_AL_XLPE |  |  |  | 0.800 m |  |  |  | 3 | 0
254449858 | TNB | DISTRIBUTION | CHERAS | Existing | RYB | 11 kV |  |  |  |  | 70_1C_AL_XLPE |  |  |  | 0.955 m |  |  |  | 3 | 0
254450538 | TNB | DISTRIBUTION | CHERAS | Existing | RYB | 11 kV |  |  |  |  | 70_1C_AL_XLPE |  |  |  | 1.482 m |  |  |  | 3 | 0
254450542 | TNB | DISTRIBUTION | CHERAS | Existing | RYB | 11 kV |  |  |  |  | 70_1C_AL_XLPE |  |  |  | 1.656 m |  |  |  | 3 | 0
254450546 | TNB | DISTRIBUTION | CHERAS | Existing | RYB | 11 kV |  |  |  |  | 70_1C_AL_XLPE |  |  |  | 1.388 m |  |  |  | 3 | 0
254450550 | TNB | DISTRIBUTION | CHERAS | Existing | RYB | 11 kV |  |  |  |  | 70_1C_AL_XLPE |  |  |  | 0.631 m |  |  |  | 3 | 0
254450554 | TNB | DISTRIBUTION | CHERAS | Existing | RYB | 11 kV |  |  |  |  | 70_1C_AL_XLPE |  |  |  | 1.200 m |  |  |  | 3 | 0
254450558 | TNB | DISTRIBUTION | CHERAS | Existing | RYB | 11 kV |  |  |  |  | 70_1C_AL_XLPE |  |  |  | 0.858 m |  |  |  | 3 | 0
254450562 | TNB | DISTRIBUTION | CHERAS | Existing | RYB | 11 kV |  |  |  |  | 70_1C_AL_XLPE |  |  |  | 1.978 m |  |  |  | 3 | 0
254450570 | TNB | DISTRIBUTION | CHERAS | Existing | RYB | 11 kV |  |  |  |  | 70_1C_AL_XLPE |  |  |  | 1.295 m |  |  |  | 3 | 0
254450574 | TNB | DISTRIBUTION | CHERAS | Existing | RYB | 11 kV |  |  |  |  | 70_1C_AL_XLPE |  |  |  | 0.799 m |  |  |  | 3 | 0
254450578 | TNB | DISTRIBUTION | CHERAS | Existing | RYB | 11 kV |  |  |  |  | 70_1C_AL_XLPE |  |  |  | 4.962 m |  |  |  | 3 | 0
254450582 | TNB | DISTRIBUTION | CHERAS | Existing | RYB | 11 kV |  |  |  |  | 70_1C_AL_XLPE |  |  |  | 0.718 m |  |  |  | 3 | 0
254450586 | TNB | DISTRIBUTION | CHERAS | Existing | RYB | 11 kV |  |  |  |  | 70_1C_AL_XLPE |  |  |  | 1.048 m |  |  |  | 3 | 0
254450590 | TNB | DISTRIBUTION | CHERAS | Existing | RYB | 11 kV |  |  |  |  | 70_1C_AL_XLPE |  |  |  | 2.364 m |  |  |  | 3 | 0
254450594 | TNB | DISTRIBUTION | CHERAS | Existing | RYB | 11 kV |  |  |  |  | 70_1C_AL_XLPE |  |  |  | 1.478 m |  |  |  | 3 | 0
254450598 | TNB | DISTRIBUTION | CHERAS | Existing | RYB | 11 kV | NO | Class C |  |  | 70_1C_AL_XLPE |  |  |  | 0.746 m |  |  |  | 3 | 0
254450602 | TNB | DISTRIBUTION | CHERAS | Existing | RYB | 11 kV | NO | Class C |  |  | 70_1C_AL_XLPE |  |  |  | 1.612 m |  |  |  | 3 | 0
254450606 | TNB | DISTRIBUTION | CHERAS | Existing | RYB | 11 kV | NO | Class C |  |  | 70_1C_AL_XLPE |  |  |  | 2.216 m |  |  |  | 3 | 0
254450610 | TNB | DISTRIBUTION | CHERAS | Existing | RYB | 11 kV |  |  |  |  | 70_1C_AL_XLPE |  |  |  | 1.089 m |  |  |  | 3 | 0
254450614 | TNB | DISTRIBUTION | CHERAS | Existing | RYB | 11 kV |  |  |  |  | 70_1C_AL_XLPE |  |  |  | 1.274 m |  |  |  | 3 | 0
254450618 | TNB | DISTRIBUTION | CHERAS | Existing | RYB | 11 kV |  |  |  |  | 70_1C_AL_XLPE |  |  |  | 1.802 m |  |  |  | 3 | 0
254450622 | TNB | DISTRIBUTION | CHERAS | Existing | RYB | 11 kV |  |  |  |  | 70_1C_AL_XLPE |  |  |  | 1.160 m |  |  |  | 3 | 0
254450626 | TNB | DISTRIBUTION | CHERAS | Existing | RYB | 11 kV |  |  |  |  | 70_1C_AL_XLPE |  |  |  | 1.939 m |  |  |  | 3 | 0
254450630 | TNB | DISTRIBUTION | CHERAS | Existing | RYB | 11 kV |  |  |  |  | 70_1C_AL_XLPE |  |  |  | 1.039 m |  |  |  | 3 | 0
254450638 | TNB | DISTRIBUTION | CHERAS | Existing | RYB | 11 kV |  |  |  |  | 70_1C_AL_XLPE |  |  |  | 1.555 m |  |  |  | 3 | 0
254450642 | TNB | DISTRIBUTION | CHERAS | Existing | RYB | 11 kV |  |  |  |  | 70_1C_AL_XLPE |  |  |  | 1.924 m |  |  |  | 3 | 0
254451298 | TNB | DISTRIBUTION | CHERAS | Existing | RYB | 11 kV |  |  |  |  | 70_1C_AL_XLPE |  |  |  | 1.035 m |  |  |  | 3 | 0
254451302 | TNB | DISTRIBUTION | CHERAS | Existing | RYB | 11 kV |  |  |  |  | 70_1C_AL_XLPE |  |  |  | 0.770 m |  |  |  | 3 | 0
254451306 | TNB | DISTRIBUTION | CHERAS | Existing | RYB | 11 kV |  |  |  |  | 70_1C_AL_XLPE |  |  |  | 1.065 m |  |  |  | 3 | 0
254451310 | TNB | DISTRIBUTION | CHERAS | Existing | RYB | 11 kV | NO | Class C |  |  | 70_1C_AL_XLPE |  |  |  | 1.820 m |  |  |  | 3 | 0
254451314 | TNB | DISTRIBUTION | CHERAS | Existing | RYB | 11 kV |  |  |  |  | 70_1C_AL_XLPE |  |  |  | 1.110 m |  |  |  | 3 | 0
254451318 | TNB | DISTRIBUTION | CHERAS | Existing | RYB | 11 kV |  |  |  |  | 70_1C_AL_XLPE |  |  |  | 1.327 m |  |  |  | 3 | 0
254451322 | TNB | DISTRIBUTION | CHERAS | Existing | RYB | 11 kV |  |  |  |  | 70_1C_AL_XLPE |  |  |  | 1.145 m |  |  |  | 3 | 0
254451326 | TNB | DISTRIBUTION | CHERAS | Existing | RYB | 11 kV |  |  |  |  | 70_1C_AL_XLPE |  |  |  | 1.018 m |  |  |  | 3 | 0
254451330 | TNB | DISTRIBUTION | CHERAS | Existing | RYB | 11 kV |  |  |  |  | 70_1C_AL_XLPE |  |  |  | 1.394 m |  |  |  | 3 | 0
254451334 | TNB | DISTRIBUTION | CHERAS | Existing | RYB | 11 kV |  |  |  |  | 70_1C_AL_XLPE |  |  |  | 1.047 m |  |  |  | 3 | 0
254451342 | TNB | DISTRIBUTION | CHERAS | Existing | RYB | 11 kV |  |  |  |  | 70_1C_AL_XLPE |  |  |  | 1.036 m |  |  |  | 3 | 0
254451346 | TNB | DISTRIBUTION | CHERAS | Existing | RYB | 11 kV |  |  |  |  | 70_1C_AL_XLPE |  |  |  | 2.736 m |  |  |  | 3 | 0
254451350 | TNB | DISTRIBUTION | CHERAS | Existing | RYB | 11 kV |  |  |  |  | 70_1C_AL_XLPE |  |  |  | 0.837 m |  |  |  | 3 | 0
254451354 | TNB | DISTRIBUTION | CHERAS | Existing | RYB | 11 kV |  |  |  |  | 70_1C_AL_XLPE |  |  |  | 0.910 m |  |  |  | 3 | 0
254451358 | TNB | DISTRIBUTION | CHERAS | Existing | RYB | 11 kV |  |  |  |  | 70_1C_AL_XLPE |  |  |  | 1.499 m |  |  |  | 3 | 0
254451362 | TNB | DISTRIBUTION | CHERAS | Existing | RYB | 11 kV | NO | Class C |  |  | 70_1C_AL_XLPE |  |  |  | 0.700 m |  |  |  | 3 | 0
254451366 | TNB | DISTRIBUTION | CHERAS | Existing | RYB | 11 kV | NO | Class C |  |  | 70_1C_AL_XLPE |  |  |  | 1.049 m |  |  |  | 3 | 0
254451370 | TNB | DISTRIBUTION | CHERAS | Existing | RYB | 11 kV | NO | Class C |  |  | 70_1C_AL_XLPE |  |  |  | 1.249 m |  |  |  | 3 | 0
254451374 | TNB | DISTRIBUTION | CHERAS | Existing | RYB | 11 kV | NO | Class C |  |  | 70_1C_AL_XLPE |  |  |  | 1.090 m |  |  |  | 3 | 0
254451378 | TNB | DISTRIBUTION | CHERAS | Existing | RYB | 11 kV |  |  |  |  | 70_1C_AL_XLPE |  |  |  | 0.886 m |  |  |  | 3 | 0
254451382 | TNB | DISTRIBUTION | CHERAS | Existing | RYB | 11 kV |  |  |  |  | 70_1C_AL_XLPE |  |  |  | 0.944 m |  |  |  | 3 | 0
254451386 | TNB | DISTRIBUTION | CHERAS | Existing | RYB | 11 kV |  |  |  |  | 70_1C_AL_XLPE |  |  |  | 1.076 m |  |  |  | 3 | 0
254452026 | TNB | DISTRIBUTION | CHERAS | Existing | RYB | 11 kV | NO | Class C |  |  | 70_1C_AL_XLPE |  |  |  | 1.665 m |  |  |  | 3 | 0
254452030 | TNB | DISTRIBUTION | CHERAS | Existing | RYB | 11 kV |  |  |  |  | 70_1C_AL_XLPE |  |  |  | 1.517 m |  |  |  | 3 | 0
254452042 | TNB | DISTRIBUTION | CHERAS | Existing | RYB | 11 kV |  |  |  |  | 70_1C_AL_XLPE |  |  |  | 1.453 m |  |  |  | 3 | 0
254452046 | TNB | DISTRIBUTION | CHERAS | Existing | RYB | 11 kV |  |  |  |  | 70_1C_AL_XLPE |  |  |  | 1.242 m |  |  |  | 3 | 0
254452050 | TNB | DISTRIBUTION | CHERAS | Existing | RYB | 11 kV |  |  |  |  | 70_1C_AL_XLPE |  |  |  | 1.956 m |  |  |  | 3 | 0
254452054 | TNB | DISTRIBUTION | CHERAS | Existing | RYB | 11 kV |  |  |  |  | 70_1C_AL_XLPE |  |  |  | 1.298 m |  |  |  | 3 | 0
254452058 | TNB | DISTRIBUTION | CHERAS | Existing | RYB | 11 kV |  |  |  |  | 70_1C_AL_XLPE |  |  |  | 1.875 m |  |  |  | 3 | 0
254452770 | TNB | DISTRIBUTION | CHERAS | Existing | RYB | 11 kV |  |  |  |  | 70_1C_AL_XLPE |  |  |  | 2.340 m |  |  |  | 3 | 0
254452774 | TNB | DISTRIBUTION | CHERAS | Existing | RYB | 11 kV |  |  |  |  | 70_1C_AL_XLPE |  |  |  | 2.029 m |  |  |  | 3 | 0
254452778 | TNB | DISTRIBUTION | CHERAS | Existing | RYB | 11 kV |  |  |  |  | 70_1C_AL_XLPE |  |  |  | 0.955 m |  |  |  | 3 | 0
254452786 | TNB | DISTRIBUTION | CHERAS | Existing | RYB | 11 kV |  |  |  |  | 70_1C_AL_XLPE |  |  |  | 1.184 m |  |  |  | 3 | 0
254452790 | TNB | DISTRIBUTION | CHERAS | Existing | RYB | 11 kV | NO | Class C |  |  | 70_1C_AL_XLPE |  |  |  | 1.917 m |  |  |  | 3 | 0
254452794 | TNB | DISTRIBUTION | CHERAS | Existing | RYB | 11 kV |  |  |  |  | 70_1C_AL_XLPE |  |  |  | 1.814 m |  |  |  | 3 | 0
254452806 | TNB | DISTRIBUTION | CHERAS | Existing | RYB | 11 kV |  |  |  |  | 70_1C_AL_XLPE |  |  |  | 0.687 m |  |  |  | 3 | 0
254452810 | TNB | DISTRIBUTION | CHERAS | Existing | RYB | 11 kV |  |  |  |  | 70_1C_AL_XLPE |  |  |  | 0.820 m |  |  |  | 3 | 0
254452814 | TNB | DISTRIBUTION | CHERAS | Existing | RYB | 11 kV |  |  |  |  | 70_1C_AL_XLPE |  |  |  | 1.012 m |  |  |  | 3 | 0
254452818 | TNB | DISTRIBUTION | CHERAS | Existing | RYB | 11 kV |  |  |  |  | 70_1C_AL_XLPE |  |  |  | 1.100 m |  |  |  | 3 | 0
254453138 | TNB | DISTRIBUTION | CHERAS | Existing | RYB | 11 kV |  |  |  |  | 70_1C_AL_XLPE |  |  |  | 3.859 m |  |  |  | 3 | 0
254453558 | TNB | DISTRIBUTION | CHERAS | Existing | RYB | 11 kV |  |  |  |  | 70_1C_AL_XLPE |  |  |  | 1.073 m |  |  |  | 3 | 0
254453562 | TNB | DISTRIBUTION | CHERAS | Existing | RYB | 11 kV |  |  |  |  | 70_1C_AL_XLPE |  |  |  | 1.329 m |  |  |  | 3 | 0
254453566 | TNB | DISTRIBUTION | CHERAS | Existing | RYB | 11 kV |  |  |  |  | 70_1C_AL_XLPE |  |  |  | 2.200 m |  |  |  | 3 | 0
254453570 | TNB | DISTRIBUTION | CHERAS | Existing | RYB | 11 kV |  |  |  |  | 70_1C_AL_XLPE |  |  |  | 1.196 m |  |  |  | 3 | 0
254453574 | TNB | DISTRIBUTION | CHERAS | Existing | RYB | 11 kV |  |  |  |  | 70_1C_AL_XLPE |  |  |  | 1.013 m |  |  |  | 3 | 0
254453578 | TNB | DISTRIBUTION | CHERAS | Existing | RYB | 11 kV |  |  |  |  | 70_1C_AL_XLPE |  |  |  | 1.840 m |  |  |  | 3 | 0
254453582 | TNB | DISTRIBUTION | CHERAS | Existing | RYB | 11 kV | NO | Class C |  |  | 70_1C_AL_XLPE |  |  |  | 0.606 m |  |  |  | 3 | 0
254453586 | TNB | DISTRIBUTION | CHERAS | Existing | RYB | 11 kV |  |  |  |  | 70_1C_AL_XLPE |  |  |  | 1.959 m |  |  |  | 3 | 0
254453590 | TNB | DISTRIBUTION | CHERAS | Existing | RYB | 11 kV |  |  |  |  | 70_1C_AL_XLPE |  |  |  | 3.226 m |  |  |  | 3 | 0
254453594 | TNB | DISTRIBUTION | CHERAS | Existing | RYB | 11 kV |  |  |  |  | 70_1C_AL_XLPE |  |  |  | 1.910 m |  |  |  | 3 | 0
254453598 | TNB | DISTRIBUTION | CHERAS | Existing | RYB | 11 kV |  |  |  |  | 70_1C_AL_XLPE |  |  |  | 2.153 m |  |  |  | 3 | 0
254453602 | TNB | DISTRIBUTION | CHERAS | Existing | RYB | 11 kV | NO | Class C |  |  | 70_1C_AL_XLPE |  |  |  | 2.160 m |  |  |  | 3 | 0
254453606 | TNB | DISTRIBUTION | CHERAS | Existing | RYB | 11 kV |  |  |  |  | 70_1C_AL_XLPE |  |  |  | 1.636 m |  |  |  | 3 | 0
254453610 | TNB | DISTRIBUTION | CHERAS | Existing | RYB | 11 kV |  |  |  |  | 70_1C_AL_XLPE |  |  |  | 1.378 m |  |  |  | 3 | 0
254453614 | TNB | DISTRIBUTION | CHERAS | Existing | RYB | 11 kV |  |  |  |  | 70_1C_AL_XLPE |  |  |  | 1.974 m |  |  |  | 3 | 0
254453618 | TNB | DISTRIBUTION | CHERAS | Existing | RYB | 11 kV |  |  |  |  | 70_1C_AL_XLPE |  |  |  | 2.872 m |  |  |  | 3 | 0
254454138 | TNB | DISTRIBUTION | CHERAS | Existing | RYB | 11 kV |  |  |  |  | 70_1C_AL_XLPE |  |  |  | 0.970 m |  |  |  | 3 | 0
254454142 | TNB | DISTRIBUTION | CHERAS | Existing | RYB | 11 kV |  |  |  |  | 70_1C_AL_XLPE |  |  |  | 0.830 m |  |  |  | 3 | 0
254454330 | TNB | DISTRIBUTION | CHERAS | Existing | RYB | 11 kV |  |  |  |  | 70_1C_AL_XLPE |  |  |  | 2.132 m |  |  |  | 3 | 0
254454334 | TNB | DISTRIBUTION | CHERAS | Existing | RYB | 11 kV |  |  |  |  | 70_1C_AL_XLPE |  |  |  | 1.500 m |  |  |  | 3 | 0
254454338 | TNB | DISTRIBUTION | CHERAS | Existing | RYB | 11 kV |  |  |  |  | 70_1C_AL_XLPE |  |  |  | 1.560 m |  |  |  | 3 | 0
254454346 | TNB | DISTRIBUTION | CHERAS | Existing | RYB | 11 kV |  |  |  |  | 70_1C_AL_XLPE |  |  |  | 1.247 m |  |  |  | 3 | 0
254454350 | TNB | DISTRIBUTION | CHERAS | Existing | RYB | 11 kV |  |  |  |  | 70_1C_AL_XLPE |  |  |  | 1.452 m |  |  |  | 3 | 0
254454354 | TNB | DISTRIBUTION | CHERAS | Existing | RYB | 11 kV |  |  |  |  | 70_1C_AL_XLPE |  |  |  | 1.198 m |  |  |  | 3 | 0
254454358 | TNB | DISTRIBUTION | CHERAS | Existing | RYB | 11 kV |  |  |  |  | 70_1C_AL_XLPE |  |  |  | 1.668 m |  |  |  | 3 | 0
254454362 | TNB | DISTRIBUTION | CHERAS | Existing | RYB | 11 kV |  |  |  |  | 70_1C_AL_XLPE |  |  |  | 1.535 m |  |  |  | 3 | 0
254454366 | TNB | DISTRIBUTION | CHERAS | Existing | RYB | 11 kV |  |  |  |  | 70_1C_AL_XLPE |  |  |  | 1.620 m |  |  |  | 3 | 0
254454482 | TNB | DISTRIBUTION | CHERAS | Existing | RYB | 11 kV |  |  |  |  | 70_1C_AL_XLPE |  |  |  | 0.931 m |  |  |  | 3 | 0
254454486 | TNB | DISTRIBUTION | CHERAS | Existing | RYB | 11 kV |  |  |  |  | 70_1C_AL_XLPE |  |  |  | 1.061 m |  |  |  | 3 | 0
254454490 | TNB | DISTRIBUTION | CHERAS | Existing | RYB | 11 kV |  |  |  |  | 70_1C_AL_XLPE |  |  |  | 1.983 m |  |  |  | 3 | 0
254454606 | TNB | DISTRIBUTION | CHERAS | Existing | RYB | 11 kV |  |  |  |  | 70_1C_AL_XLPE |  |  |  | 1.135 m |  |  |  | 3 | 0
254454610 | TNB | DISTRIBUTION | CHERAS | Existing | RYB | 11 kV |  |  |  |  | 70_1C_AL_XLPE |  |  |  | 1.090 m |  |  |  | 3 | 0
254454614 | TNB | DISTRIBUTION | CHERAS | Existing | RYB | 11 kV |  |  |  |  | 70_1C_AL_XLPE |  |  |  | 1.081 m |  |  |  | 3 | 0
254454618 | TNB | DISTRIBUTION | CHERAS | Existing | RYB | 11 kV |  |  |  |  | 70_1C_AL_XLPE |  |  |  | 0.812 m |  |  |  | 3 | 0
254454622 | TNB | DISTRIBUTION | CHERAS | Existing | RYB | 11 kV |  |  |  |  | 70_1C_AL_XLPE |  |  |  | 0.955 m |  |  |  | 3 | 0
254454922 | TNB | DISTRIBUTION | CHERAS | Existing | RYB | 11 kV |  |  |  |  | 70_1C_AL_XLPE |  |  |  | 1.328 m |  |  |  | 3 | 0
254455002 | TNB | DISTRIBUTION | CHERAS | Existing | RYB | 11 kV |  |  |  |  | 70_1C_AL_XLPE |  |  |  | 0.993 m |  |  |  | 3 | 0
254455006 | TNB | DISTRIBUTION | CHERAS | Existing | RYB | 11 kV |  |  |  |  | 70_1C_AL_XLPE |  |  |  | 1.638 m |  |  |  | 3 | 0
254455010 | TNB | DISTRIBUTION | CHERAS | Existing | RYB | 11 kV |  |  |  |  | 70_1C_AL_XLPE |  |  |  | 0.896 m |  |  |  | 3 | 0
254455014 | TNB | DISTRIBUTION | CHERAS | Existing | RYB | 11 kV |  |  |  |  | 70_1C_AL_XLPE |  |  |  | 0.925 m |  |  |  | 3 | 0
254455018 | TNB | DISTRIBUTION | CHERAS | Existing | RYB | 11 kV |  |  |  |  | 70_1C_AL_XLPE |  |  |  | 1.077 m |  |  |  | 3 | 0
254455022 | TNB | DISTRIBUTION | CHERAS | Existing | RYB | 11 kV |  |  |  |  | 70_1C_AL_XLPE |  |  |  | 1.223 m |  |  |  | 3 | 0
254455026 | TNB | DISTRIBUTION | CHERAS | Existing | RYB | 11 kV |  |  |  |  | 70_1C_AL_XLPE |  |  |  | 1.627 m |  |  |  | 3 | 0
254455034 | TNB | DISTRIBUTION | CHERAS | Existing | RYB | 11 kV |  |  |  |  | 70_1C_AL_XLPE |  |  |  | 0.728 m |  |  |  | 3 | 0
254455038 | TNB | DISTRIBUTION | CHERAS | Existing | RYB | 11 kV |  |  |  |  | 70_1C_AL_XLPE |  |  |  | 2.078 m |  |  |  | 3 | 0
254455042 | TNB | DISTRIBUTION | CHERAS | Existing | RYB | 11 kV |  |  |  |  | 70_1C_AL_XLPE |  |  |  | 2.198 m |  |  |  | 3 | 0
254455046 | TNB | DISTRIBUTION | CHERAS | Existing | RYB | 11 kV |  |  |  |  | 70_1C_AL_XLPE |  |  |  | 1.551 m |  |  |  | 3 | 0
254455050 | TNB | DISTRIBUTION | CHERAS | Existing | RYB | 11 kV |  |  |  |  | 70_1C_AL_XLPE |  |  |  | 1.045 m |  |  |  | 3 | 0
254455054 | TNB | DISTRIBUTION | CHERAS | Existing | RYB | 11 kV | NO | Class C |  |  | 70_1C_AL_XLPE |  |  |  | 0.977 m |  |  |  | 3 | 0
254455058 | TNB | DISTRIBUTION | CHERAS | Existing | RYB | 11 kV | NO | Class C |  |  | 70_1C_AL_XLPE |  |  |  | 0.962 m |  |  |  | 3 | 0
254455062 | TNB | DISTRIBUTION | CHERAS | Existing | RYB | 11 kV | NO | Class C |  |  | 70_1C_AL_XLPE |  |  |  | 1.163 m |  |  |  | 3 | 0
254455066 | TNB | DISTRIBUTION | CHERAS | Existing | RYB | 11 kV |  |  |  |  | 70_1C_AL_XLPE |  |  |  | 1.679 m |  |  |  | 3 | 0
254455070 | TNB | DISTRIBUTION | CHERAS | Existing | RYB | 11 kV |  |  |  |  | 70_1C_AL_XLPE |  |  |  | 0.936 m |  |  |  | 3 | 0
254455074 | TNB | DISTRIBUTION | CHERAS | Existing | RYB | 11 kV |  |  |  |  | 70_1C_AL_XLPE |  |  |  | 1.731 m |  |  |  | 3 | 0
254455078 | TNB | DISTRIBUTION | CHERAS | Existing | RYB | 11 kV |  |  |  |  | 70_1C_AL_XLPE |  |  |  | 1.257 m |  |  |  | 3 | 0
254456586 | TNB | DISTRIBUTION | CHERAS | Existing | RYB | 11 kV |  |  |  |  | 70_1C_AL_XLPE |  |  |  | 2.229 m |  |  | I/C TX : 70_1C_AL_XLPE | 3 | 0
254458410 | TNB | DISTRIBUTION | CHERAS | Existing | RYB | 11 kV |  |  |  |  | 70_1C_AL_XLPE |  |  |  | 0.978 m |  |  |  | 3 | 0
254461290 | TNB | DISTRIBUTION | CHERAS | Existing | RYB | 11 kV |  |  |  |  | 70_1C_AL_XLPE |  |  |  | 2.333 m |  |  |  | 3 | 0
254461294 | TNB | DISTRIBUTION | CHERAS | Existing | RYB | 11 kV | NO | Class C |  |  | 70_1C_AL_XLPE |  |  |  | 1.264 m |  |  | I/C TX : 70_1C_AL_XLPE | 3 | 0
254461394 | TNB | DISTRIBUTION | CHERAS | Existing | RYB | 11 kV |  |  |  |  | 70_1C_AL_XLPE |  |  |  | 1.035 m |  |  | INCOMING TX - 70 _1C_AL_XLPE | 3 | 0
254462422 | TNB | DISTRIBUTION | CHERAS | Existing | RYB | 11 kV |  |  |  |  | 70_1C_AL_XLPE |  |  |  | 2.036 m |  |  |  | 3 | 0
254462442 | TNB | DISTRIBUTION | CHERAS | Existing | RYB | 11 kV |  |  |  |  | 70_1C_AL_XLPE |  |  |  | 1.996 m |  |  |  | 3 | 0
254462446 | TNB | DISTRIBUTION | CHERAS | Existing | RYB | 11 kV |  |  |  |  | 70_1C_AL_XLPE |  |  |  | 1.746 m |  |  |  | 3 | 0
254462450 | TNB | DISTRIBUTION | CHERAS | Existing | RYB | 11 kV |  |  |  |  | 70_1C_AL_XLPE |  |  |  | 1.683 m |  |  |  | 3 | 0
254462454 | TNB | DISTRIBUTION | CHERAS | Existing | RYB | 11 kV |  |  |  |  | 70_1C_AL_XLPE |  |  |  | 1.091 m |  |  |  | 3 | 0
254462750 | TNB | DISTRIBUTION | CHERAS | Existing | RYB | 11 kV |  |  |  |  | 70_1C_AL_XLPE |  |  |  | 1.219 m |  |  | I/C TX : 70_1C_AL_XLPE | 3 | 0
254462754 | TNB | DISTRIBUTION | CHERAS | Existing | RYB | 11 kV |  |  |  |  | 70_1C_AL_XLPE |  |  |  | 0.944 m |  |  |  | 3 | 0
254462762 | TNB | DISTRIBUTION | CHERAS | Existing | RYB | 11 kV | NO | Class C |  |  | 70_1C_AL_XLPE |  |  |  | 1.224 m |  |  | I/C TX : 70_1C_AL_XLPE | 3 | 0
254462766 | TNB | DISTRIBUTION | CHERAS | Existing | RYB | 11 kV |  |  |  |  | 70_1C_AL_XLPE |  |  |  | 0.943 m |  |  | I/C TX : 70_1C_AL_XLPE | 3 | 0
254462770 | TNB | DISTRIBUTION | CHERAS | Existing | RYB | 11 kV |  |  |  |  | 70_1C_AL_XLPE |  |  |  | 1.091 m |  |  | I/C TX : 70_1C_AL_XLPE | 3 | 0
254466426 | TNB | DISTRIBUTION | CHERAS | Existing | RYB | 11 kV |  |  |  |  | 70_1C_AL_XLPE |  |  |  | 1.413 m |  |  | I/C : 70_1C_AL_XLPE | 3 | 0
254466430 | TNB | DISTRIBUTION | CHERAS | Existing | RYB | 11 kV |  |  |  |  | 70_1C_AL_XLPE |  |  |  | 1.197 m |  |  | I/C : 70_1C_AL_XLPE | 3 | 0
254467242 | TNB | DISTRIBUTION | CHERAS | Existing | RYB | 11 kV |  |  |  |  | 70_1C_AL_XLPE |  |  |  | 1.991 m |  |  | I/C : 70_1C_AL_XLPE | 3 | 0
254467246 | TNB | DISTRIBUTION | CHERAS | Existing | RYB | 11 kV |  |  |  |  | 70_1C_AL_XLPE |  |  |  | 1.108 m |  |  |  | 3 | 0
254467250 | TNB | DISTRIBUTION | CHERAS | Existing | RYB | 11 kV | NO | Class C |  |  | 70_1C_AL_XLPE |  |  |  | 1.477 m |  |  |  | 3 | 0
254467254 | TNB | DISTRIBUTION | CHERAS | Existing | RYB | 11 kV | NO | Class C |  |  | 70_1C_AL_XLPE |  |  |  | 1.095 m |  |  |  | 3 | 0
254467258 | TNB | DISTRIBUTION | CHERAS | Existing | RYB | 11 kV |  |  |  |  | 70_1C_AL_XLPE |  |  |  | 6.808 m |  |  |  | 3 | 0
254467262 | TNB | DISTRIBUTION | CHERAS | Existing | RYB | 11 kV |  |  |  |  | 70_1C_AL_XLPE |  |  |  | 0.998 m |  |  | I/C : 70_1C_AL_XLPE | 3 | 0
254471234 | TNB | DISTRIBUTION | CHERAS | Existing | RYB | 11 kV |  |  |  |  | 70_1C_AL_XLPE |  |  |  | 1.273 m |  |  |  | 3 | 0
254471238 | TNB | DISTRIBUTION | CHERAS | Existing | RYB | 11 kV |  |  |  |  | 70_1C_AL_XLPE |  |  |  | 1.179 m |  |  |  | 3 | 0
254472034 | TNB | DISTRIBUTION | CHERAS | Existing | RYB | 11 kV |  |  |  |  | 70_1C_AL_XLPE |  |  |  | 1.851 m |  |  |  | 3 | 0
254474182 | TNB | DISTRIBUTION | CHERAS | Existing | RYB | 11 kV |  |  |  |  | 70_1C_AL_XLPE |  |  |  | 1.201 m |  |  |  | 3 | 0
254474190 | TNB | DISTRIBUTION | CHERAS | Existing | RYB | 11 kV |  |  |  |  | 70_1C_AL_XLPE |  |  |  | 1.720 m |  |  |  | 3 | 0
254474838 | TNB | DISTRIBUTION | CHERAS | Existing | RYB | 11 kV | NO | Class C |  |  | 70_1C_AL_XLPE |  |  |  | 1.092 m |  |  | INCOMING TX - XLPE 3 X 70 1C AL NOT IN SYSTEM | 3 | 0
254476458 | TNB | DISTRIBUTION | CHERAS | Existing | RYB | 11 kV |  |  |  |  | 70_1C_AL_XLPE |  |  |  | 0.027 m |  |  |  | 3 | 0
254476854 | TNB | DISTRIBUTION | CHERAS | Existing | RYB | 11 kV |  |  |  |  | 70_1C_AL_XLPE |  |  |  | 0.027 m |  |  |  | 3 | 0
254482634 | TNB | DISTRIBUTION | CHERAS | Existing | RYB | 11 kV |  |  |  |  | 70_1C_AL_XLPE |  |  |  | 0.027 m |  |  |  | 3 | 0
254501700 | TNB | DISTRIBUTION | CHERAS | Existing | RYB | 11 kV |  |  |  |  | 70_1C_AL_XLPE |  |  |  | 1.245 m |  |  |  | 3 | 0
254501704 | TNB | DISTRIBUTION | CHERAS | Existing | RYB | 11 kV | NO | Class C |  |  | 70_1C_AL_XLPE |  |  |  | 1.383 m |  |  |  | 3 | 0
254501708 | TNB | DISTRIBUTION | CHERAS | Existing | RYB | 11 kV |  |  |  |  | 70_1C_AL_XLPE |  |  |  | 1.959 m |  |  |  | 3 | 0
254501712 | TNB | DISTRIBUTION | CHERAS | Existing | RYB | 11 kV |  |  |  |  | 70_1C_AL_XLPE |  |  |  | 1.208 m |  |  |  | 3 | 0
254501716 | TNB | DISTRIBUTION | CHERAS | Existing | RYB | 11 kV |  |  |  |  | 70_1C_AL_XLPE |  |  |  | 1.782 m |  |  |  | 3 | 0
254501720 | TNB | DISTRIBUTION | CHERAS | Existing | RYB | 11 kV |  |  |  |  | 70_1C_AL_XLPE |  |  |  | 1.062 m |  |  |  | 3 | 0
254501724 | TNB | DISTRIBUTION | CHERAS | Existing | RYB | 11 kV |  |  |  |  | 70_1C_AL_XLPE |  |  |  | 1.073 m |  |  |  | 3 | 0
254501728 | TNB | DISTRIBUTION | CHERAS | Existing | RYB | 11 kV |  |  |  |  | 70_1C_AL_XLPE |  |  |  | 0.904 m |  |  |  | 3 | 0
254501732 | TNB | DISTRIBUTION | CHERAS | Existing | RYB | 11 kV |  |  |  |  | 70_1C_AL_XLPE |  |  |  | 2.633 m |  |  |  | 3 | 0
254501736 | TNB | DISTRIBUTION | CHERAS | Existing | RYB | 11 kV |  |  |  |  | 70_1C_AL_XLPE |  |  |  | 0.990 m |  |  |  | 3 | 0
254501740 | TNB | DISTRIBUTION | CHERAS | Existing | RYB | 11 kV |  |  |  |  | 70_1C_AL_XLPE |  |  |  | 1.141 m |  |  |  | 3 | 0
254501744 | TNB | DISTRIBUTION | CHERAS | Existing | RYB | 11 kV |  |  |  |  | 70_1C_AL_XLPE |  |  |  | 1.133 m |  |  |  | 3 | 0
254501748 | TNB | DISTRIBUTION | CHERAS | Existing | RYB | 11 kV |  |  |  |  | 70_1C_AL_XLPE |  |  |  | 2.094 m |  |  |  | 3 | 0
254501752 | TNB | DISTRIBUTION | CHERAS | Existing | RYB | 11 kV |  |  |  |  | 70_1C_AL_XLPE |  |  |  | 1.777 m |  |  |  | 3 | 0
254501756 | TNB | DISTRIBUTION | CHERAS | Existing | RYB | 11 kV |  |  |  |  | 70_1C_AL_XLPE |  |  |  | 1.335 m |  |  |  | 3 | 0
254501888 | TNB | DISTRIBUTION | CHERAS | Existing | RYB | 11 kV |  |  |  |  | 70_1C_AL_XLPE |  |  |  | 1.251 m |  |  |  | 3 | 0
254501892 | TNB | DISTRIBUTION | CHERAS | Existing | RYB | 11 kV |  |  |  |  | 70_1C_AL_XLPE |  |  |  | 0.810 m |  |  |  | 3 | 0
254501896 | TNB | DISTRIBUTION | CHERAS | Existing | RYB | 11 kV |  |  |  |  | 70_1C_AL_XLPE |  |  |  | 1.493 m |  |  |  | 3 | 0
254501900 | TNB | DISTRIBUTION | CHERAS | Existing | RYB | 11 kV |  |  |  |  | 70_1C_AL_XLPE |  |  |  | 0.871 m |  |  |  | 3 | 0
254501904 | TNB | DISTRIBUTION | CHERAS | Existing | RYB | 11 kV |  |  |  |  | 70_1C_AL_XLPE |  |  |  | 1.066 m |  |  |  | 3 | 0
254501908 | TNB | DISTRIBUTION | CHERAS | Existing | RYB | 11 kV |  |  |  |  | 70_1C_AL_XLPE |  |  |  | 1.954 m |  |  |  | 3 | 0
254501912 | TNB | DISTRIBUTION | CHERAS | Existing | RYB | 11 kV | NO | Class C |  |  | 70_1C_AL_XLPE |  |  |  | 0.816 m |  |  |  | 3 | 0
254501940 | TNB | DISTRIBUTION | CHERAS | Existing | RYB | 11 kV |  |  |  |  | 70_1C_AL_XLPE |  |  |  | 1.441 m |  |  |  | 3 | 0
254501948 | TNB | DISTRIBUTION | CHERAS | Existing | RYB | 11 kV | NO | Class C |  |  | 70_1C_AL_XLPE |  |  |  | 2.356 m |  |  |  | 3 | 0
254501952 | TNB | DISTRIBUTION | CHERAS | Existing | RYB | 11 kV | NO | Class C |  |  | 70_1C_AL_XLPE |  |  |  | 1.139 m |  |  |  | 3 | 0
254501956 | TNB | DISTRIBUTION | CHERAS | Existing | RYB | 11 kV | NO | Class C |  |  | 70_1C_AL_XLPE |  |  |  | 0.944 m |  |  |  | 3 | 0
254502280 | TNB | DISTRIBUTION | CHERAS | Existing | RYB | 11 kV |  |  |  |  | 70_1C_AL_XLPE |  |  |  | 2.100 m |  |  |  | 3 | 0
254502284 | TNB | DISTRIBUTION | CHERAS | Existing | RYB | 11 kV | NO | Class C |  |  | 70_1C_AL_XLPE |  |  |  | 0.831 m |  |  |  | 3 | 0
254502292 | TNB | DISTRIBUTION | CHERAS | Existing | RYB | 11 kV |  |  |  |  | 70_1C_AL_XLPE |  |  |  | 1.334 m |  |  |  | 3 | 0
254502296 | TNB | DISTRIBUTION | CHERAS | Existing | RYB | 11 kV |  |  |  |  | 70_1C_AL_XLPE |  |  |  | 1.670 m |  |  |  | 3 | 0
254502300 | TNB | DISTRIBUTION | CHERAS | Existing | RYB | 11 kV |  |  |  |  | 70_1C_AL_XLPE |  |  |  | 1.257 m |  |  |  | 3 | 0
254502304 | TNB | DISTRIBUTION | CHERAS | Existing | RYB | 11 kV |  |  |  |  | 70_1C_AL_XLPE |  |  |  | 1.190 m |  |  |  | 3 | 0
254502308 | TNB | DISTRIBUTION | CHERAS | Existing | RYB | 11 kV |  |  |  |  | 70_1C_AL_XLPE |  |  |  | 1.029 m |  |  |  | 3 | 0
254502316 | TNB | DISTRIBUTION | CHERAS | Existing | RYB | 11 kV |  |  |  |  | 70_1C_AL_XLPE |  |  |  | 1.416 m |  |  |  | 3 | 0
254502320 | TNB | DISTRIBUTION | CHERAS | Existing | RYB | 11 kV |  |  |  |  | 70_1C_AL_XLPE |  |  |  | 0.954 m |  |  |  | 3 | 0
254502328 | TNB | DISTRIBUTION | CHERAS | Existing | RYB | 11 kV | NO | Class C |  |  | 70_1C_AL_XLPE |  |  |  | 1.743 m |  |  |  | 3 | 0
254502332 | TNB | DISTRIBUTION | CHERAS | Existing | RYB | 11 kV |  |  |  |  | 70_1C_AL_XLPE |  |  |  | 1.900 m |  |  |  | 3 | 0
254502336 | TNB | DISTRIBUTION | CHERAS | Existing | RYB | 11 kV |  |  |  |  | 70_1C_AL_XLPE |  |  |  | 1.255 m |  |  |  | 3 | 0
254502420 | TNB | DISTRIBUTION | CHERAS | Existing | RYB | 11 kV |  |  |  |  | 70_1C_AL_XLPE |  |  |  | 1.752 m |  |  |  | 3 | 0
254502424 | TNB | DISTRIBUTION | CHERAS | Existing | RYB | 11 kV |  |  |  |  | 70_1C_AL_XLPE |  |  |  | 1.830 m |  |  |  | 3 | 0
254502428 | TNB | DISTRIBUTION | CHERAS | Existing | RYB | 11 kV |  |  |  |  | 70_1C_AL_XLPE |  |  |  | 1.661 m |  |  |  | 3 | 0
254502432 | TNB | DISTRIBUTION | CHERAS | Existing | RYB | 11 kV |  |  |  |  | 70_1C_AL_XLPE |  |  |  | 1.789 m |  |  |  | 3 | 0
254502436 | TNB | DISTRIBUTION | CHERAS | Existing | RYB | 11 kV |  |  |  |  | 70_1C_AL_XLPE |  |  |  | 1.120 m |  |  |  | 3 | 0
254502440 | TNB | DISTRIBUTION | CHERAS | Existing | RYB | 11 kV |  |  |  |  | 70_1C_AL_XLPE |  |  |  | 1.158 m |  |  |  | 3 | 0
254502936 | TNB | DISTRIBUTION | CHERAS | Existing | RYB | 11 kV |  |  |  |  | 70_1C_AL_XLPE |  |  |  | 1.018 m |  |  |  | 3 | 0
254502996 | TNB | DISTRIBUTION | CHERAS | Existing | RYB | 11 kV |  |  |  |  | 70_1C_AL_XLPE |  |  |  | 1.187 m |  |  | INCOMING TX - 70 _1C_AL_XLPE | 3 | 0
254503040 | TNB | DISTRIBUTION | CHERAS | Existing | RYB | 11 kV | NO | Class C |  |  | 70_1C_AL_XLPE |  |  |  | 2.092 m |  |  |  | 3 | 0
254503124 | TNB | DISTRIBUTION | CHERAS | Existing | RYB | 11 kV |  |  |  |  | 70_1C_AL_XLPE |  |  |  | 2.619 m |  |  |  | 3 | 0
254503128 | TNB | DISTRIBUTION | CHERAS | Existing | RYB | 11 kV |  |  |  |  | 70_1C_AL_XLPE |  |  |  | 1.770 m |  |  |  | 3 | 0
254503132 | TNB | DISTRIBUTION | CHERAS | Existing | RYB | 11 kV |  |  |  |  | 70_1C_AL_XLPE |  |  |  | 1.910 m |  |  |  | 3 | 0
254503136 | TNB | DISTRIBUTION | CHERAS | Existing | RYB | 11 kV |  |  |  |  | 70_1C_AL_XLPE |  |  |  | 1.537 m |  |  |  | 3 | 0
254503140 | TNB | DISTRIBUTION | CHERAS | Existing | RYB | 11 kV |  |  |  |  | 70_1C_AL_XLPE |  |  |  | 1.498 m |  |  |  | 3 | 0
254503144 | TNB | DISTRIBUTION | CHERAS | Existing | RYB | 11 kV |  |  |  |  | 70_1C_AL_XLPE |  |  |  | 1.367 m |  |  |  | 3 | 0
254503148 | TNB | DISTRIBUTION | CHERAS | Existing | RYB | 11 kV |  |  |  |  | 70_1C_AL_XLPE |  |  |  | 1.393 m |  |  |  | 3 | 0
254503152 | TNB | DISTRIBUTION | CHERAS | Existing | RYB | 11 kV |  |  |  |  | 70_1C_AL_XLPE |  |  |  | 1.504 m |  |  |  | 3 | 0
254503156 | TNB | DISTRIBUTION | CHERAS | Existing | RYB | 11 kV |  |  |  |  | 70_1C_AL_XLPE |  |  |  | 1.852 m |  |  |  | 3 | 0
254503160 | TNB | DISTRIBUTION | CHERAS | Existing | RYB | 11 kV |  |  |  |  | 70_1C_AL_XLPE |  |  |  | 0.936 m |  |  |  | 3 | 0
254503164 | TNB | DISTRIBUTION | CHERAS | Existing | RYB | 11 kV |  |  |  |  | 70_1C_AL_XLPE |  |  |  | 0.804 m |  |  |  | 3 | 0
254503392 | TNB | DISTRIBUTION | CHERAS | Existing | RYB | 11 kV |  |  |  |  | 70_1C_AL_XLPE |  |  |  | 1.743 m |  |  |  | 3 | 0
254503396 | TNB | DISTRIBUTION | CHERAS | Existing | RYB | 11 kV |  |  |  |  | 70_1C_AL_XLPE |  |  |  | 1.171 m |  |  |  | 3 | 0
254503400 | TNB | DISTRIBUTION | CHERAS | Existing | RYB | 11 kV |  |  |  |  | 70_1C_AL_XLPE |  |  |  | 1.128 m |  |  |  | 3 | 0
254503404 | TNB | DISTRIBUTION | CHERAS | Existing | RYB | 11 kV |  |  |  |  | 70_1C_AL_XLPE |  |  |  | 1.288 m |  |  |  | 3 | 0
254503408 | TNB | DISTRIBUTION | CHERAS | Existing | RYB | 11 kV |  |  |  |  | 70_1C_AL_XLPE |  |  |  | 1.211 m |  |  |  | 3 | 0
254503412 | TNB | DISTRIBUTION | CHERAS | Existing | RYB | 11 kV |  |  |  |  | 70_1C_AL_XLPE |  |  |  | 0.944 m |  |  |  | 3 | 0
254503416 | TNB | DISTRIBUTION | CHERAS | Existing | RYB | 11 kV |  |  |  |  | 70_1C_AL_XLPE |  |  |  | 1.201 m |  |  |  | 3 | 0
254503420 | TNB | DISTRIBUTION | CHERAS | Existing | RYB | 11 kV |  |  |  |  | 70_1C_AL_XLPE |  |  |  | 2.029 m |  |  |  | 3 | 0
254503424 | TNB | DISTRIBUTION | CHERAS | Existing | RYB | 11 kV |  |  |  |  | 70_1C_AL_XLPE |  |  |  | 2.687 m |  |  |  | 3 | 0
254503432 | TNB | DISTRIBUTION | CHERAS | Existing | RYB | 11 kV |  |  |  |  | 70_1C_AL_XLPE |  |  |  | 1.064 m |  |  |  | 3 | 0
254503436 | TNB | DISTRIBUTION | CHERAS | Existing | RYB | 11 kV | NO | Class C |  |  | 70_1C_AL_XLPE |  |  |  | 0.941 m |  |  |  | 3 | 0
254503440 | TNB | DISTRIBUTION | CHERAS | Existing | RYB | 11 kV |  |  |  |  | 70_1C_AL_XLPE |  |  |  | 1.611 m |  |  |  | 3 | 0
254503444 | TNB | DISTRIBUTION | CHERAS | Existing | RYB | 11 kV |  |  |  |  | 70_1C_AL_XLPE |  |  |  | 0.852 m |  |  |  | 3 | 0
254503448 | TNB | DISTRIBUTION | CHERAS | Existing | RYB | 11 kV |  |  |  |  | 70_1C_AL_XLPE |  |  |  | 1.726 m |  |  |  | 3 | 0
254503452 | TNB | DISTRIBUTION | CHERAS | Existing | RYB | 11 kV |  |  |  |  | 70_1C_AL_XLPE |  |  |  | 1.811 m |  |  |  | 3 | 0
254503456 | TNB | DISTRIBUTION | CHERAS | Existing | RYB | 11 kV |  |  |  |  | 70_1C_AL_XLPE |  |  |  | 1.813 m |  |  |  | 3 | 0
254503460 | TNB | DISTRIBUTION | CHERAS | Existing | RYB | 11 kV |  |  |  |  | 70_1C_AL_XLPE |  |  |  | 1.503 m |  |  |  | 3 | 0
254503780 | TNB | DISTRIBUTION | CHERAS | Existing | RYB | 11 kV |  |  |  |  | 70_1C_AL_XLPE |  |  |  | 1.075 m |  |  |  | 3 | 0
254503784 | TNB | DISTRIBUTION | CHERAS | Existing | RYB | 11 kV |  |  |  |  | 70_1C_AL_XLPE |  |  |  | 1.076 m |  |  |  | 3 | 0
254503788 | TNB | DISTRIBUTION | CHERAS | Existing | RYB | 11 kV |  |  |  |  | 70_1C_AL_XLPE |  |  |  | 1.167 m |  |  |  | 3 | 0
254503792 | TNB | DISTRIBUTION | CHERAS | Existing | RYB | 11 kV |  |  |  |  | 70_1C_AL_XLPE |  |  |  | 2.047 m |  |  |  | 3 | 0
254504552 | TNB | DISTRIBUTION | CHERAS | Existing | RYB | 11 kV |  |  |  |  | 70_1C_AL_XLPE |  |  |  | 1.175 m |  |  |  | 3 | 0
254504564 | TNB | DISTRIBUTION | CHERAS | Existing | RYB | 11 kV |  |  |  |  | 70_1C_AL_XLPE |  |  |  | 1.746 m |  |  |  | 3 | 0
254504588 | TNB | DISTRIBUTION | CHERAS | Existing | RYB | 11 kV |  |  |  |  | 70_1C_AL_XLPE |  |  |  | 0.992 m |  |  |  | 3 | 0
254504600 | TNB | DISTRIBUTION | CHERAS | Existing | RYB | 11 kV |  |  |  |  | 70_1C_AL_XLPE |  |  |  | 3.040 m |  |  |  | 3 | 0
254505140 | TNB | DISTRIBUTION | CHERAS | Existing | RYB | 11 kV |  |  |  |  | 70_1C_AL_XLPE |  |  |  | 1.980 m |  |  |  | 3 | 0
254505144 | TNB | DISTRIBUTION | CHERAS | Existing | RYB | 11 kV |  |  |  |  | 70_1C_AL_XLPE |  |  |  | 1.541 m |  |  |  | 3 | 0
254505148 | TNB | DISTRIBUTION | CHERAS | Existing | RYB | 11 kV | NO | Class C |  |  | 70_1C_AL_XLPE |  |  |  | 1.586 m |  |  |  | 3 | 0
254505152 | TNB | DISTRIBUTION | CHERAS | Existing | RYB | 11 kV |  |  |  |  | 70_1C_AL_XLPE |  |  |  | 1.118 m |  |  |  | 3 | 0
254505160 | TNB | DISTRIBUTION | CHERAS | Existing | RYB | 11 kV |  |  |  |  | 70_1C_AL_XLPE |  |  |  | 1.739 m |  |  |  | 3 | 0
254505164 | TNB | DISTRIBUTION | CHERAS | Existing | RYB | 11 kV |  |  |  |  | 70_1C_AL_XLPE |  |  |  | 1.916 m |  |  |  | 3 | 0
254505168 | TNB | DISTRIBUTION | CHERAS | Existing | RYB | 11 kV |  |  |  |  | 70_1C_AL_XLPE |  |  |  | 1.500 m |  |  |  | 3 | 0
254505196 | TNB | DISTRIBUTION | CHERAS | Existing | RYB | 11 kV |  |  |  |  | 70_1C_AL_XLPE |  |  |  | 1.104 m |  |  |  | 3 | 0
254505204 | TNB | DISTRIBUTION | CHERAS | Existing | RYB | 11 kV |  |  |  |  | 70_1C_AL_XLPE |  |  |  | 1.089 m |  |  |  | 3 | 0
254505208 | TNB | DISTRIBUTION | CHERAS | Existing | RYB | 11 kV |  |  |  |  | 70_1C_AL_XLPE |  |  |  | 2.051 m |  |  |  | 3 | 0
254505212 | TNB | DISTRIBUTION | CHERAS | Existing | RYB | 11 kV |  |  |  |  | 70_1C_AL_XLPE |  |  |  | 0.705 m |  |  |  | 3 | 0
254506688 | TNB | DISTRIBUTION | CHERAS | Existing | RYB | 11 kV |  |  |  |  | 70_1C_AL_XLPE |  |  |  | 1.499 m |  |  |  | 3 | 0
254506692 | TNB | DISTRIBUTION | CHERAS | Existing | RYB | 11 kV |  |  |  |  | 70_1C_AL_XLPE |  |  |  | 3.229 m |  |  |  | 3 | 0
254506696 | TNB | DISTRIBUTION | CHERAS | Existing | RYB | 11 kV |  |  |  |  | 70_1C_AL_XLPE |  |  |  | 1.141 m |  |  |  | 3 | 0
254507312 | TNB | DISTRIBUTION | CHERAS | Existing | RYB | 11 kV |  |  |  |  | 70_1C_AL_XLPE |  |  |  | 0.028 m |  |  |  | 3 | 0
254508084 | TNB | DISTRIBUTION | CHERAS | Existing | RYB | 11 kV |  |  |  |  | 70_1C_AL_XLPE |  |  |  | 1.772 m |  |  |  | 3 | 0
254508840 | TNB | DISTRIBUTION | CHERAS | Existing | RYB | 11 kV |  |  |  |  | 70_1C_AL_XLPE |  |  |  | 1.165 m |  |  |  | 3 | 0
254511012 | TNB | DISTRIBUTION | CHERAS | Existing | RYB | 11 kV |  |  |  |  | 70_1C_AL_XLPE |  |  |  | 1.328 m |  |  |  | 3 | 0
254511720 | TNB | DISTRIBUTION | CHERAS | Existing | RYB | 11 kV |  |  |  |  | 70_1C_AL_XLPE |  |  |  | 0.769 m |  |  |  | 3 | 0
254511732 | TNB | DISTRIBUTION | CHERAS | Existing | RYB | 11 kV |  |  |  |  | 70_1C_AL_XLPE |  |  |  | 1.270 m |  |  |  | 3 | 0
254512864 | TNB | DISTRIBUTION | CHERAS | Existing | RYB | 11 kV |  |  |  |  | 70_1C_AL_XLPE |  |  |  | 1.571 m |  |  |  | 3 | 0
254512868 | TNB | DISTRIBUTION | CHERAS | Existing | RYB | 11 kV |  |  |  |  | 70_1C_AL_XLPE |  |  |  | 1.321 m |  |  |  | 3 | 0
254512876 | TNB | DISTRIBUTION | CHERAS | Existing | RYB | 11 kV |  |  |  |  | 70_1C_AL_XLPE |  |  |  | 1.409 m |  |  |  | 3 | 0
254512880 | TNB | DISTRIBUTION | CHERAS | Existing | RYB | 11 kV |  |  |  |  | 70_1C_AL_XLPE |  |  |  | 2.451 m |  |  |  | 3 | 0
254512884 | TNB | DISTRIBUTION | CHERAS | Existing | RYB | 11 kV |  |  |  |  | 70_1C_AL_XLPE |  |  |  | 2.328 m |  |  |  | 3 | 0
254512888 | TNB | DISTRIBUTION | CHERAS | Existing | RYB | 11 kV |  |  |  |  | 70_1C_AL_XLPE |  |  |  | 1.094 m |  |  |  | 3 | 0
254513732 | TNB | DISTRIBUTION | CHERAS | Existing | RYB | 11 kV |  |  |  |  | 70_1C_AL_XLPE |  |  |  | 1.777 m |  |  |  | 3 | 0
254513736 | TNB | DISTRIBUTION | CHERAS | Existing | RYB | 11 kV |  |  |  |  | 70_1C_AL_XLPE |  |  |  | 1.188 m |  |  |  | 3 | 0
254513776 | TNB | DISTRIBUTION | CHERAS | Existing | RYB | 11 kV |  |  |  |  | 70_1C_AL_XLPE |  |  |  | 1.251 m |  |  |  | 3 | 0
254514152 | TNB | DISTRIBUTION | CHERAS | Existing | RYB | 11 kV |  |  |  |  | 70_1C_AL_XLPE |  |  |  | 0.984 m |  |  |  | 3 | 0
254514156 | TNB | DISTRIBUTION | CHERAS | Existing | RYB | 11 kV |  |  |  |  | 70_1C_AL_XLPE |  |  |  | 2.069 m |  |  |  | 3 | 0
254514160 | TNB | DISTRIBUTION | CHERAS | Existing | RYB | 11 kV |  |  |  |  | 70_1C_AL_XLPE |  |  |  | 1.430 m |  |  |  | 3 | 0
254514164 | TNB | DISTRIBUTION | CHERAS | Existing | RYB | 11 kV | NO | Class C |  |  | 70_1C_AL_XLPE |  |  |  | 1.168 m |  |  |  | 3 | 0
254514168 | TNB | DISTRIBUTION | CHERAS | Existing | RYB | 11 kV |  |  |  |  | 70_1C_AL_XLPE |  |  |  | 0.744 m |  |  |  | 3 | 0
254514316 | TNB | DISTRIBUTION | CHERAS | Existing | RYB | 11 kV |  |  |  |  | 70_1C_AL_XLPE |  |  |  | 1.697 m |  |  | I/C TX : 70_1C_AL_XLPE | 3 | 0
254514376 | TNB | DISTRIBUTION | CHERAS | Existing | RYB | 11 kV |  |  |  |  | 70_1C_AL_XLPE |  |  |  | 0.787 m |  |  |  | 3 | 0
254515688 | TNB | DISTRIBUTION | CHERAS | Existing | RYB | 11 kV |  |  |  |  | 70_1C_AL_XLPE |  |  |  | 1.530 m |  |  |  | 3 | 0
254515692 | TNB | DISTRIBUTION | CHERAS | Existing | RYB | 11 kV |  |  |  |  | 70_1C_AL_XLPE |  |  |  | 1.139 m |  |  |  | 3 | 0
254515696 | TNB | DISTRIBUTION | CHERAS | Existing | RYB | 11 kV |  |  |  |  | 70_1C_AL_XLPE |  |  |  | 2.068 m |  |  |  | 3 | 0
254515704 | TNB | DISTRIBUTION | CHERAS | Existing | RYB | 11 kV |  |  |  |  | 70_1C_AL_XLPE |  |  |  | 1.746 m |  |  |  | 3 | 0
254517072 | TNB | DISTRIBUTION | CHERAS | Existing | RYB | 11 kV | NO | Class C |  |  | 70_1C_AL_XLPE |  |  |  | 1.371 m |  |  |  | 3 | 0
254519788 | TNB | DISTRIBUTION | CHERAS | Existing | RYB | 11 kV |  |  |  |  | 70_1C_AL_XLPE |  |  |  | 2.882 m |  |  |  | 3 | 0
254519792 | TNB | DISTRIBUTION | CHERAS | Existing | RYB | 11 kV |  |  |  |  | 70_1C_AL_XLPE |  |  |  | 0.948 m |  |  |  | 3 | 0
254519796 | TNB | DISTRIBUTION | CHERAS | Existing | RYB | 11 kV |  |  |  |  | 70_1C_AL_XLPE |  |  |  | 1.063 m |  |  |  | 3 | 0
254519804 | TNB | DISTRIBUTION | CHERAS | Existing | RYB | 11 kV |  |  |  |  | 70_1C_AL_XLPE |  |  |  | 0.818 m |  |  |  | 3 | 0
254519808 | TNB | DISTRIBUTION | CHERAS | Existing | RYB | 11 kV |  |  |  |  | 70_1C_AL_XLPE |  |  |  | 1.246 m |  |  |  | 3 | 0
254519812 | TNB | DISTRIBUTION | CHERAS | Existing | RYB | 11 kV |  |  |  |  | 70_1C_AL_XLPE |  |  |  | 0.881 m |  |  |  | 3 | 0
254523000 | TNB | DISTRIBUTION | CHERAS | Existing | RYB | 11 kV |  |  |  |  | 70_1C_AL_XLPE |  |  |  | 0.832 m |  |  |  | 3 | 0
254523024 | TNB | DISTRIBUTION | CHERAS | Existing | RYB | 11 kV | NO | Class C |  |  | 70_1C_AL_XLPE |  |  |  | 1.596 m |  |  |  | 3 | 0
254523028 | TNB | DISTRIBUTION | CHERAS | Existing | RYB | 11 kV |  |  |  |  | 70_1C_AL_XLPE |  |  |  | 0.832 m |  |  |  | 3 | 0
254523032 | TNB | DISTRIBUTION | CHERAS | Existing | RYB | 11 kV |  |  |  |  | 70_1C_AL_XLPE |  |  |  | 1.934 m |  |  |  | 3 | 0
254523036 | TNB | DISTRIBUTION | CHERAS | Existing | RYB | 11 kV |  |  |  |  | 70_1C_AL_XLPE |  |  |  | 2.645 m |  |  |  | 3 | 0
254523040 | TNB | DISTRIBUTION | CHERAS | Existing | RYB | 11 kV |  |  |  |  | 70_1C_AL_XLPE |  |  |  | 1.595 m |  |  |  | 3 | 0
254523052 | TNB | DISTRIBUTION | CHERAS | Existing | RYB | 11 kV |  |  |  |  | 70_1C_AL_XLPE |  |  |  | 1.876 m |  |  |  | 3 | 0
254523056 | TNB | DISTRIBUTION | CHERAS | Existing | RYB | 11 kV |  |  |  |  | 70_1C_AL_XLPE |  |  |  | 2.585 m |  |  |  | 3 | 0
254523732 | TNB | DISTRIBUTION | CHERAS | Existing | RYB | 11 kV |  |  |  |  | 70_1C_AL_XLPE |  |  |  | 1.946 m |  |  |  | 3 | 0
254523740 | TNB | DISTRIBUTION | CHERAS | Existing | RYB | 11 kV |  |  |  |  | 70_1C_AL_XLPE |  |  |  | 1.220 m |  |  |  | 3 | 0
254523752 | TNB | DISTRIBUTION | CHERAS | Existing | RYB | 11 kV |  |  |  |  | 70_1C_AL_XLPE |  |  |  | 1.884 m |  |  |  | 3 | 0
254523764 | TNB | DISTRIBUTION | CHERAS | Existing | RYB | 11 kV |  |  |  |  | 70_1C_AL_XLPE |  |  |  | 1.116 m |  |  |  | 3 | 0
254523776 | TNB | DISTRIBUTION | CHERAS | Existing | RYB | 11 kV |  |  |  |  | 70_1C_AL_XLPE |  |  |  | 1.162 m |  |  |  | 3 | 0
254523788 | TNB | DISTRIBUTION | CHERAS | Existing | RYB | 11 kV |  |  |  |  | 70_1C_AL_XLPE |  |  |  | 1.506 m |  |  |  | 3 | 0
254523792 | TNB | DISTRIBUTION | CHERAS | Existing | RYB | 11 kV | NO | Class C |  |  | 70_1C_AL_XLPE |  |  |  | 0.904 m |  |  |  | 3 | 0
254523796 | TNB | DISTRIBUTION | CHERAS | Existing | RYB | 11 kV | NO | Class C |  |  | 70_1C_AL_XLPE |  |  |  | 1.240 m |  |  |  | 3 | 0
254525348 | TNB | DISTRIBUTION | CHERAS | Existing | RYB | 11 kV |  |  |  |  | 70_1C_AL_XLPE |  |  |  | 1.404 m |  |  |  | 3 | 0
254525356 | TNB | DISTRIBUTION | CHERAS | Existing | RYB | 11 kV |  |  |  |  | 70_1C_AL_XLPE |  |  |  | 2.078 m |  |  |  | 3 | 0
254525364 | TNB | DISTRIBUTION | CHERAS | Existing | RYB | 11 kV |  |  |  |  | 70_1C_AL_XLPE |  |  |  | 0.930 m |  |  |  | 3 | 0
254525664 | TNB | DISTRIBUTION | CHERAS | Existing | RYB | 11 kV |  |  |  |  | 70_1C_AL_XLPE |  |  |  | 1.038 m |  |  |  | 3 | 0
254525668 | TNB | DISTRIBUTION | CHERAS | Existing | RYB | 11 kV |  |  |  |  | 70_1C_AL_XLPE |  |  |  | 2.374 m |  |  |  | 3 | 0
254525672 | TNB | DISTRIBUTION | CHERAS | Existing | RYB | 11 kV |  |  |  |  | 70_1C_AL_XLPE |  |  |  | 0.948 m |  |  |  | 3 | 0
254525688 | TNB | DISTRIBUTION | CHERAS | Existing | RYB | 11 kV |  |  |  |  | 70_1C_AL_XLPE |  |  |  | 1.067 m |  |  |  | 3 | 0
254525696 | TNB | DISTRIBUTION | CHERAS | Existing | RYB | 11 kV |  |  |  |  | 70_1C_AL_XLPE |  |  |  | 0.833 m |  |  |  | 3 | 0
254525812 | TNB | DISTRIBUTION | CHERAS | Existing | RYB | 11 kV |  |  |  |  | 70_1C_AL_XLPE |  |  |  | 1.358 m |  |  |  | 3 | 0
254525888 | TNB | DISTRIBUTION | CHERAS | Existing | RYB | 11 kV |  |  |  |  | 70_1C_AL_XLPE |  |  |  | 1.966 m |  |  |  | 3 | 0
254526260 | TNB | DISTRIBUTION | CHERAS | Existing | RYB | 11 kV |  |  |  |  | 70_1C_AL_XLPE |  |  |  | 0.914 m |  |  |  | 3 | 0
254526440 | TNB | DISTRIBUTION | CHERAS | Existing | RYB | 11 kV |  |  |  |  | 70_1C_AL_XLPE |  |  |  | 0.806 m |  |  |  | 3 | 0
254526452 | TNB | DISTRIBUTION | CHERAS | Existing | RYB | 11 kV |  |  |  |  | 70_1C_AL_XLPE |  |  |  | 1.277 m |  |  |  | 3 | 0
254526468 | TNB | DISTRIBUTION | CHERAS | Existing | RYB | 11 kV |  |  |  |  | 70_1C_AL_XLPE |  |  |  | 1.775 m |  |  |  | 3 | 0
254526648 | TNB | DISTRIBUTION | CHERAS | Existing | RYB | 11 kV |  |  |  |  | 70_1C_AL_XLPE |  |  |  | 1.440 m |  |  |  | 3 | 0
254526652 | TNB | DISTRIBUTION | CHERAS | Existing | RYB | 11 kV |  |  |  |  | 70_1C_AL_XLPE |  |  |  | 0.990 m |  |  |  | 3 | 0
254527821 | TNB | DISTRIBUTION | CHERAS | Existing | RYB | 11 kV |  |  |  |  | 70_1C_AL_XLPE |  |  |  | 0.841 m |  |  |  | 3 | 0
254527845 | TNB | DISTRIBUTION | CHERAS | Existing | RYB | 11 kV | NO | Class C |  |  | 70_1C_AL_XLPE |  |  |  | 0.877 m |  |  | I/C TX : 70_1C_AL_XLPE | 3 | 0
254528525 | TNB | DISTRIBUTION | CHERAS | Existing | RYB | 11 kV |  |  |  |  | 70_1C_AL_XLPE |  |  |  | 1.156 m |  |  |  | 3 | 0
254528577 | TNB | DISTRIBUTION | CHERAS | Existing | RYB | 11 kV | NO | Class C |  |  | 70_1C_AL_XLPE |  |  |  | 0.861 m |  |  |  | 3 | 0
254528929 | TNB | DISTRIBUTION | CHERAS | Existing | RYB | 11 kV |  |  |  |  | 70_1C_AL_XLPE |  |  |  | 1.062 m |  |  |  | 3 | 0
254529169 | TNB | DISTRIBUTION | CHERAS | Existing | RYB | 11 kV | NO | Class C |  |  | 70_1C_AL_XLPE |  |  |  | 2.020 m |  |  |  | 3 | 0
254529769 | TNB | DISTRIBUTION | CHERAS | Existing | RYB | 11 kV |  |  |  |  | 70_1C_AL_XLPE |  |  |  | 1.123 m |  |  |  | 3 | 0
254529777 | TNB | DISTRIBUTION | CHERAS | Existing | RYB | 11 kV | NO | Class C |  |  | 70_1C_AL_XLPE |  |  |  | 1.290 m |  |  |  | 3 | 0
254529985 | TNB | DISTRIBUTION | CHERAS | Existing | RYB | 11 kV | NO | Class C |  |  | 70_1C_AL_XLPE |  |  |  | 0.969 m |  |  | I/C TX : 70_1C_AL_XLPE | 3 | 0
254529997 | TNB | DISTRIBUTION | CHERAS | Existing | RYB | 11 kV |  |  |  |  | 70_1C_AL_XLPE |  |  |  | 1.006 m |  |  |  | 3 | 0
254530001 | TNB | DISTRIBUTION | CHERAS | Existing | RYB | 11 kV |  |  |  |  | 70_1C_AL_XLPE |  |  |  | 1.902 m |  |  |  | 3 | 0
254530021 | TNB | DISTRIBUTION | CHERAS | Existing | RYB | 11 kV |  |  |  |  | 70_1C_AL_XLPE |  |  |  | 2.078 m |  |  |  | 3 | 0
254530025 | TNB | DISTRIBUTION | CHERAS | Existing | RYB | 11 kV |  |  |  |  | 70_1C_AL_XLPE |  |  |  | 1.608 m |  |  |  | 3 | 0
254530033 | TNB | DISTRIBUTION | CHERAS | Existing | RYB | 11 kV |  |  |  |  | 70_1C_AL_XLPE |  |  |  | 2.401 m |  |  |  | 3 | 0
254530405 | TNB | DISTRIBUTION | CHERAS | Existing | RYB | 11 kV |  |  |  |  | 70_1C_AL_XLPE |  |  |  | 1.698 m |  |  |  | 3 | 0
254530409 | TNB | DISTRIBUTION | CHERAS | Existing | RYB | 11 kV |  |  |  |  | 70_1C_AL_XLPE |  |  |  | 2.371 m |  |  |  | 3 | 0
254530413 | TNB | DISTRIBUTION | CHERAS | Existing | RYB | 11 kV |  |  |  |  | 70_1C_AL_XLPE |  |  |  | 2.102 m |  |  |  | 3 | 0
254530605 | TNB | DISTRIBUTION | CHERAS | Existing | RYB | 11 kV |  |  |  |  | 70_1C_AL_XLPE |  |  |  | 1.482 m |  |  |  | 3 | 0
254530609 | TNB | DISTRIBUTION | CHERAS | Existing | RYB | 11 kV |  |  |  |  | 70_1C_AL_XLPE |  |  |  | 1.284 m |  |  |  | 3 | 0
254530621 | TNB | DISTRIBUTION | CHERAS | Existing | RYB | 11 kV |  |  |  |  | 70_1C_AL_XLPE |  |  |  | 0.957 m |  |  |  | 3 | 0
254531253 | TNB | DISTRIBUTION | CHERAS | Existing | RYB | 11 kV |  |  |  |  | 70_1C_AL_XLPE |  |  |  | 2.115 m |  |  |  | 3 | 0
254532593 | TNB | DISTRIBUTION | CHERAS | Existing | RYB | 11 kV |  |  |  |  | 70_1C_AL_XLPE |  |  |  | 1.928 m |  |  |  | 3 | 0
254533161 | TNB | DISTRIBUTION | CHERAS | Existing | RYB | 11 kV |  |  |  |  | 70_1C_AL_XLPE |  |  |  | 1.139 m |  |  |  | 3 | 0
254533209 | TNB | DISTRIBUTION | CHERAS | Existing | RYB | 11 kV | NO | Class C |  |  | 70_1C_AL_XLPE |  |  |  | 1.472 m |  |  |  | 3 | 0
254533721 | TNB | DISTRIBUTION | CHERAS | Existing | RYB | 11 kV |  |  |  |  | 70_1C_AL_XLPE |  |  |  | 2.737 m |  |  |  | 3 | 0
254533725 | TNB | DISTRIBUTION | CHERAS | Existing | RYB | 11 kV |  |  |  |  | 70_1C_AL_XLPE |  |  |  | 1.401 m |  |  |  | 3 | 0
254533729 | TNB | DISTRIBUTION | CHERAS | Existing | RYB | 11 kV |  |  |  |  | 70_1C_AL_XLPE |  |  |  | 1.049 m |  |  |  | 3 | 0
254533733 | TNB | DISTRIBUTION | CHERAS | Existing | RYB | 11 kV |  |  |  |  | 70_1C_AL_XLPE |  |  |  | 1.230 m |  |  |  | 3 | 0
254533737 | TNB | DISTRIBUTION | CHERAS | Existing | RYB | 11 kV |  |  |  |  | 70_1C_AL_XLPE |  |  |  | 1.314 m |  |  |  | 3 | 0
254533741 | TNB | DISTRIBUTION | CHERAS | Existing | RYB | 11 kV |  |  |  |  | 70_1C_AL_XLPE |  |  |  | 1.076 m |  |  |  | 3 | 0
254533745 | TNB | DISTRIBUTION | CHERAS | Existing | RYB | 11 kV |  |  |  |  | 70_1C_AL_XLPE |  |  |  | 1.611 m |  |  |  | 3 | 0
254534445 | TNB | DISTRIBUTION | CHERAS | Existing | RYB | 11 kV |  |  |  |  | 70_1C_AL_XLPE |  |  |  | 1.732 m |  |  |  | 3 | 0
254534909 | TNB | DISTRIBUTION | CHERAS | Existing | RYB | 11 kV |  |  |  |  | 70_1C_AL_XLPE |  |  |  | 1.809 m |  |  |  | 3 | 0
254534913 | TNB | DISTRIBUTION | CHERAS | Existing | RYB | 11 kV |  |  |  |  | 70_1C_AL_XLPE |  |  |  | 0.984 m |  |  |  | 3 | 0
254534937 | TNB | DISTRIBUTION | CHERAS | Existing | RYB | 11 kV |  |  |  |  | 70_1C_AL_XLPE |  |  |  | 2.171 m |  |  |  | 3 | 0
254535053 | TNB | DISTRIBUTION | CHERAS | Existing | RYB | 11 kV |  |  |  |  | 70_1C_AL_XLPE |  |  |  | 1.364 m |  |  |  | 3 | 0
254537165 | TNB | DISTRIBUTION | CHERAS | Existing | RYB | 11 kV |  |  |  |  | 70_1C_AL_XLPE |  |  |  | 0.965 m |  |  |  | 3 | 0
254537169 | TNB | DISTRIBUTION | CHERAS | Existing | RYB | 11 kV | NO | Class C |  |  | 70_1C_AL_XLPE |  |  |  | 0.843 m |  |  |  | 3 | 0
254537173 | TNB | DISTRIBUTION | CHERAS | Existing | RYB | 11 kV |  |  |  |  | 70_1C_AL_XLPE |  |  |  | 1.203 m |  |  |  | 3 | 0
254537177 | TNB | DISTRIBUTION | CHERAS | Existing | RYB | 11 kV |  |  |  |  | 70_1C_AL_XLPE |  |  |  | 0.773 m |  |  |  | 3 | 0
254537181 | TNB | DISTRIBUTION | CHERAS | Existing | RYB | 11 kV |  |  |  |  | 70_1C_AL_XLPE |  |  |  | 1.301 m |  |  |  | 3 | 0
254537193 | TNB | DISTRIBUTION | CHERAS | Existing | RYB | 11 kV |  |  |  |  | 70_1C_AL_XLPE |  |  |  | 1.243 m |  |  |  | 3 | 0
254537197 | TNB | DISTRIBUTION | CHERAS | Existing | RYB | 11 kV |  |  |  |  | 70_1C_AL_XLPE |  |  |  | 1.149 m |  |  |  | 3 | 0
254537537 | TNB | DISTRIBUTION | CHERAS | Existing | RYB | 11 kV |  |  |  |  | 70_1C_AL_XLPE |  |  |  | 0.931 m |  |  |  | 3 | 0
254537809 | TNB | DISTRIBUTION | CHERAS | Existing | RYB | 11 kV |  |  |  |  | 70_1C_AL_XLPE |  |  |  | 1.272 m |  |  |  | 3 | 0
254537813 | TNB | DISTRIBUTION | CHERAS | Existing | RYB | 11 kV |  |  |  |  | 70_1C_AL_XLPE |  |  |  | 1.100 m |  |  |  | 3 | 0
254537817 | TNB | DISTRIBUTION | CHERAS | Existing | RYB | 11 kV |  |  |  |  | 70_1C_AL_XLPE |  |  |  | 1.839 m |  |  |  | 3 | 0
254537821 | TNB | DISTRIBUTION | CHERAS | Existing | RYB | 11 kV |  |  |  |  | 70_1C_AL_XLPE |  |  |  | 2.674 m |  |  |  | 3 | 0
254537825 | TNB | DISTRIBUTION | CHERAS | Existing | RYB | 11 kV |  |  |  |  | 70_1C_AL_XLPE |  |  |  | 2.080 m |  |  |  | 3 | 0
254537833 | TNB | DISTRIBUTION | CHERAS | Existing | RYB | 11 kV |  |  |  |  | 70_1C_AL_XLPE |  |  |  | 1.835 m |  |  |  | 3 | 0
254537841 | TNB | DISTRIBUTION | CHERAS | Existing | RYB | 11 kV |  |  |  |  | 70_1C_AL_XLPE |  |  |  | 1.017 m |  |  |  | 3 | 0
254537845 | TNB | DISTRIBUTION | CHERAS | Existing | RYB | 11 kV |  |  |  |  | 70_1C_AL_XLPE |  |  |  | 2.000 m |  |  |  | 3 | 0
254538061 | TNB | DISTRIBUTION | CHERAS | Existing | RYB | 11 kV |  |  |  |  | 70_1C_AL_XLPE |  |  |  | 2.643 m |  |  |  | 3 | 0
254538065 | TNB | DISTRIBUTION | CHERAS | Existing | RYB | 11 kV |  |  |  |  | 70_1C_AL_XLPE |  |  |  | 1.716 m |  |  |  | 3 | 0
254538069 | TNB | DISTRIBUTION | CHERAS | Existing | RYB | 11 kV |  |  |  |  | 70_1C_AL_XLPE |  |  |  | 1.114 m |  |  |  | 3 | 0
254538073 | TNB | DISTRIBUTION | CHERAS | Existing | RYB | 11 kV |  |  |  |  | 70_1C_AL_XLPE |  |  |  | 1.404 m |  |  |  | 3 | 0
254538077 | TNB | DISTRIBUTION | CHERAS | Existing | RYB | 11 kV |  |  |  |  | 70_1C_AL_XLPE |  |  |  | 1.444 m |  |  |  | 3 | 0
254538081 | TNB | DISTRIBUTION | CHERAS | Existing | RYB | 11 kV |  |  |  |  | 70_1C_AL_XLPE |  |  |  | 1.312 m |  |  |  | 3 | 0
254538085 | TNB | DISTRIBUTION | CHERAS | Existing | RYB | 11 kV |  |  |  |  | 70_1C_AL_XLPE |  |  |  | 1.456 m |  |  |  | 3 | 0
254538089 | TNB | DISTRIBUTION | CHERAS | Existing | RYB | 11 kV |  |  |  |  | 70_1C_AL_XLPE |  |  |  | 1.018 m |  |  |  | 3 | 0
254538093 | TNB | DISTRIBUTION | CHERAS | Existing | RYB | 11 kV |  |  |  |  | 70_1C_AL_XLPE |  |  |  | 1.315 m |  |  |  | 3 | 0
254538393 | TNB | DISTRIBUTION | CHERAS | Existing | RYB | 11 kV |  |  |  |  | 70_1C_AL_XLPE |  |  |  | 1.895 m |  |  |  | 3 | 0
254538397 | TNB | DISTRIBUTION | CHERAS | Existing | RYB | 11 kV |  |  |  |  | 70_1C_AL_XLPE |  |  |  | 1.073 m |  |  |  | 3 | 0
254538401 | TNB | DISTRIBUTION | CHERAS | Existing | RYB | 11 kV |  |  |  |  | 70_1C_AL_XLPE |  |  |  | 1.827 m |  |  |  | 3 | 0
254538405 | TNB | DISTRIBUTION | CHERAS | Existing | RYB | 11 kV |  |  |  |  | 70_1C_AL_XLPE |  |  |  | 0.833 m |  |  |  | 3 | 0
254539053 | TNB | DISTRIBUTION | CHERAS | Existing | RYB | 11 kV |  |  |  |  | 70_1C_AL_XLPE |  |  |  | 1.531 m |  |  |  | 3 | 0
254540457 | TNB | DISTRIBUTION | CHERAS | Existing | RYB | 11 kV |  |  |  |  | 70_1C_AL_XLPE |  |  |  | 2.135 m |  |  |  | 3 | 0
254540461 | TNB | DISTRIBUTION | CHERAS | Existing | RYB | 11 kV |  |  |  |  | 70_1C_AL_XLPE |  |  |  | 2.361 m |  |  |  | 3 | 0
254540481 | TNB | DISTRIBUTION | CHERAS | Existing | RYB | 11 kV |  |  |  |  | 70_1C_AL_XLPE |  |  |  | 1.562 m |  |  |  | 3 | 0
254540745 | TNB | DISTRIBUTION | CHERAS | Existing | RYB | 11 kV |  |  |  |  | 70_1C_AL_XLPE |  |  |  | 1.280 m |  |  |  | 3 | 0
254541329 | TNB | DISTRIBUTION | CHERAS | Existing | RYB | 11 kV | NO | Class C |  |  | 70_1C_AL_XLPE |  |  |  | 1.836 m |  |  |  | 3 | 0
254541333 | TNB | DISTRIBUTION | CHERAS | Existing | RYB | 11 kV |  |  |  |  | 70_1C_AL_XLPE |  |  |  | 0.888 m |  |  |  | 3 | 0
254543109 | TNB | DISTRIBUTION | CHERAS | Existing | RYB | 11 kV |  |  |  |  | 70_1C_AL_XLPE |  |  |  | 1.644 m |  |  |  | 3 | 0
254543197 | TNB | DISTRIBUTION | CHERAS | Existing | RYB | 11 kV |  |  |  |  | 70_1C_AL_XLPE |  |  |  | 7.363 m |  |  |  | 3 | 0
254543405 | TNB | DISTRIBUTION | CHERAS | Existing | RYB | 11 kV |  |  |  |  | 70_1C_AL_XLPE |  |  |  | 1.352 m |  |  |  | 3 | 0
254543409 | TNB | DISTRIBUTION | CHERAS | Existing | RYB | 11 kV |  |  |  |  | 70_1C_AL_XLPE |  |  |  | 1.117 m |  |  |  | 3 | 0
254543413 | TNB | DISTRIBUTION | CHERAS | Existing | RYB | 11 kV |  |  |  |  | 70_1C_AL_XLPE |  |  |  | 2.342 m |  |  |  | 3 | 0
254543417 | TNB | DISTRIBUTION | CHERAS | Existing | RYB | 11 kV |  |  |  |  | 70_1C_AL_XLPE |  |  |  | 2.011 m |  |  |  | 3 | 0
254543421 | TNB | DISTRIBUTION | CHERAS | Existing | RYB | 11 kV |  |  |  |  | 70_1C_AL_XLPE |  |  |  | 1.298 m |  |  |  | 3 | 0
254543909 | TNB | DISTRIBUTION | CHERAS | Existing | RYB | 11 kV |  |  |  |  | 70_1C_AL_XLPE |  |  |  | 1.427 m |  |  |  | 3 | 0
254544477 | TNB | DISTRIBUTION | CHERAS | Existing | RYB | 11 kV |  |  |  |  | 70_1C_AL_XLPE |  |  |  | 2.499 m |  |  |  | 3 | 0
254544489 | TNB | DISTRIBUTION | CHERAS | Existing | RYB | 11 kV |  |  |  |  | 70_1C_AL_XLPE |  |  |  | 1.312 m |  |  |  | 3 | 0
254544497 | TNB | DISTRIBUTION | CHERAS | Existing | RYB | 11 kV |  |  |  |  | 70_1C_AL_XLPE |  |  |  | 2.108 m |  |  |  | 3 | 0
254544505 | TNB | DISTRIBUTION | CHERAS | Existing | RYB | 11 kV |  |  |  |  | 70_1C_AL_XLPE |  |  |  | 1.372 m |  |  |  | 3 | 0
254544749 | TNB | DISTRIBUTION | CHERAS | Existing | RYB | 11 kV |  |  |  |  | 70_1C_AL_XLPE |  |  |  | 1.005 m |  |  |  | 3 | 0
254544853 | TNB | DISTRIBUTION | CHERAS | Existing | RYB | 11 kV |  |  |  |  | 70_1C_AL_XLPE |  |  |  | 1.497 m |  |  |  | 3 | 0
254546029 | TNB | DISTRIBUTION | CHERAS | Existing | RYB | 11 kV | NO | Class C |  |  | 70_1C_AL_XLPE |  |  |  | 2.480 m |  |  |  | 3 | 0
254546049 | TNB | DISTRIBUTION | CHERAS | Existing | RYB | 11 kV | NO | Class C |  |  | 70_1C_AL_XLPE |  |  |  | 1.393 m |  |  |  | 3 | 0
254546673 | TNB | DISTRIBUTION | CHERAS | Existing | RYB | 11 kV |  |  |  |  | 70_1C_AL_XLPE |  |  |  | 1.198 m |  |  |  | 3 | 0
254546677 | TNB | DISTRIBUTION | CHERAS | Existing | RYB | 11 kV |  |  |  |  | 70_1C_AL_XLPE |  |  |  | 1.831 m |  |  |  | 3 | 0
254546681 | TNB | DISTRIBUTION | CHERAS | Existing | RYB | 11 kV |  |  |  |  | 70_1C_AL_XLPE |  |  |  | 1.678 m |  |  |  | 3 | 0
254546685 | TNB | DISTRIBUTION | CHERAS | Existing | RYB | 11 kV |  |  |  |  | 70_1C_AL_XLPE |  |  |  | 0.982 m |  |  |  | 3 | 0
254546693 | TNB | DISTRIBUTION | CHERAS | Existing | RYB | 11 kV |  |  |  |  | 70_1C_AL_XLPE |  |  |  | 1.141 m |  |  |  | 3 | 0
254546697 | TNB | DISTRIBUTION | CHERAS | Existing | RYB | 11 kV |  |  |  |  | 70_1C_AL_XLPE |  |  |  | 2.243 m |  |  |  | 3 | 0
254546789 | TNB | DISTRIBUTION | CHERAS | Existing | RYB | 11 kV |  |  |  |  | 70_1C_AL_XLPE |  |  |  | 1.715 m |  |  |  | 3 | 0
254546793 | TNB | DISTRIBUTION | CHERAS | Existing | RYB | 11 kV |  |  |  |  | 70_1C_AL_XLPE |  |  |  | 1.068 m |  |  |  | 3 | 0
254546797 | TNB | DISTRIBUTION | CHERAS | Existing | RYB | 11 kV |  |  |  |  | 70_1C_AL_XLPE |  |  |  | 1.295 m |  |  |  | 3 | 0
254546801 | TNB | DISTRIBUTION | CHERAS | Existing | RYB | 11 kV |  |  |  |  | 70_1C_AL_XLPE |  |  |  | 1.477 m |  |  |  | 3 | 0
254546805 | TNB | DISTRIBUTION | CHERAS | Existing | RYB | 11 kV | NO | Class C |  |  | 70_1C_AL_XLPE |  |  |  | 1.407 m |  |  |  | 3 | 0
254546817 | TNB | DISTRIBUTION | CHERAS | Existing | RYB | 11 kV |  |  |  |  | 70_1C_AL_XLPE |  |  |  | 1.112 m |  |  |  | 3 | 0
254546821 | TNB | DISTRIBUTION | CHERAS | Existing | RYB | 11 kV | NO | Class C |  |  | 70_1C_AL_XLPE |  |  |  | 1.713 m |  |  |  | 3 | 0
254546833 | TNB | DISTRIBUTION | CHERAS | Existing | RYB | 11 kV |  |  |  |  | 70_1C_AL_XLPE |  |  |  | 1.103 m |  |  |  | 3 | 0
254546837 | TNB | DISTRIBUTION | CHERAS | Existing | RYB | 11 kV |  |  |  |  | 70_1C_AL_XLPE |  |  |  | 1.624 m |  |  |  | 3 | 0
254546873 | TNB | DISTRIBUTION | CHERAS | Existing | RYB | 11 kV |  |  |  |  | 70_1C_AL_XLPE |  |  |  | 1.022 m |  |  |  | 3 | 0
254546929 | TNB | DISTRIBUTION | CHERAS | Existing | RYB | 11 kV |  |  |  |  | 70_1C_AL_XLPE |  |  |  | 1.755 m |  |  |  | 3 | 0
254547345 | TNB | DISTRIBUTION | CHERAS | Existing | RYB | 11 kV |  |  |  |  | 70_1C_AL_XLPE |  |  |  | 1.147 m |  |  |  | 3 | 0
254547349 | TNB | DISTRIBUTION | CHERAS | Existing | RYB | 11 kV |  |  |  |  | 70_1C_AL_XLPE |  |  |  | 1.084 m |  |  |  | 3 | 0
254547353 | TNB | DISTRIBUTION | CHERAS | Existing | RYB | 11 kV |  |  |  |  | 70_1C_AL_XLPE |  |  |  | 1.114 m |  |  |  | 3 | 0
254547357 | TNB | DISTRIBUTION | CHERAS | Existing | RYB | 11 kV | NO | Class C |  |  | 70_1C_AL_XLPE |  |  |  | 1.260 m |  |  |  | 3 | 0
254547361 | TNB | DISTRIBUTION | CHERAS | Existing | RYB | 11 kV |  |  |  |  | 70_1C_AL_XLPE |  |  |  | 1.724 m |  |  |  | 3 | 0
254547365 | TNB | DISTRIBUTION | CHERAS | Existing | RYB | 11 kV |  |  |  |  | 70_1C_AL_XLPE |  |  |  | 1.023 m |  |  |  | 3 | 0
254547493 | TNB | DISTRIBUTION | CHERAS | Existing | RYB | 11 kV |  |  |  |  | 70_1C_AL_XLPE |  |  |  | 1.208 m |  |  |  | 3 | 0
254547497 | TNB | DISTRIBUTION | CHERAS | Existing | RYB | 11 kV |  |  |  |  | 70_1C_AL_XLPE |  |  |  | 1.530 m |  |  |  | 3 | 0
254547501 | TNB | DISTRIBUTION | CHERAS | Existing | RYB | 11 kV |  |  |  |  | 70_1C_AL_XLPE |  |  |  | 0.973 m |  |  |  | 3 | 0
254547513 | TNB | DISTRIBUTION | CHERAS | Existing | RYB | 11 kV | NO | Class C |  |  | 70_1C_AL_XLPE |  |  |  | 1.855 m |  |  |  | 3 | 0
254547533 | TNB | DISTRIBUTION | CHERAS | Existing | RYB | 11 kV |  |  |  |  | 70_1C_AL_XLPE |  |  |  | 1.854 m |  |  |  | 3 | 0
254547537 | TNB | DISTRIBUTION | CHERAS | Existing | RYB | 11 kV |  |  |  |  | 70_1C_AL_XLPE |  |  |  | 1.939 m |  |  |  | 3 | 0
254547553 | TNB | DISTRIBUTION | CHERAS | Existing | RYB | 11 kV |  |  |  |  | 70_1C_AL_XLPE |  |  |  | 1.294 m |  |  |  | 3 | 0
254547557 | TNB | DISTRIBUTION | CHERAS | Existing | RYB | 11 kV |  |  |  |  | 70_1C_AL_XLPE |  |  |  | 1.215 m |  |  |  | 3 | 0
254547869 | TNB | DISTRIBUTION | CHERAS | Existing | RYB | 11 kV |  |  |  |  | 70_1C_AL_XLPE |  |  |  | 1.713 m |  |  |  | 3 | 0
254547873 | TNB | DISTRIBUTION | CHERAS | Existing | RYB | 11 kV |  |  |  |  | 70_1C_AL_XLPE |  |  |  | 1.721 m |  |  |  | 3 | 0
254547877 | TNB | DISTRIBUTION | CHERAS | Existing | RYB | 11 kV |  |  |  |  | 70_1C_AL_XLPE |  |  |  | 1.250 m |  |  |  | 3 | 0
254548221 | TNB | DISTRIBUTION | CHERAS | Existing | RYB | 11 kV |  |  |  |  | 70_1C_AL_XLPE |  |  |  | 2.035 m |  |  |  | 3 | 0
254548225 | TNB | DISTRIBUTION | CHERAS | Existing | RYB | 11 kV |  |  |  |  | 70_1C_AL_XLPE |  |  |  | 0.837 m |  |  |  | 3 | 0
254549549 | TNB | DISTRIBUTION | CHERAS | Existing | RYB | 11 kV |  |  |  |  | 70_1C_AL_XLPE |  |  |  | 0.987 m |  |  |  | 3 | 0
254549553 | TNB | DISTRIBUTION | CHERAS | Existing | RYB | 11 kV | NO | Class C |  |  | 70_1C_AL_XLPE |  |  |  | 1.170 m |  |  |  | 3 | 0
254549557 | TNB | DISTRIBUTION | CHERAS | Existing | RYB | 11 kV |  |  |  |  | 70_1C_AL_XLPE |  |  |  | 0.953 m |  |  |  | 3 | 0
254550901 | TNB | DISTRIBUTION | CHERAS | Existing | RYB | 11 kV |  |  |  |  | 70_1C_AL_XLPE |  |  |  | 3.114 m |  |  | I/C TX : 70_1C_AL_XLPE | 3 | 0
254551045 | TNB | DISTRIBUTION | CHERAS | Existing | RYB | 11 kV | NO | Class C |  |  | 70_1C_AL_XLPE |  |  |  | 1.424 m |  |  |  | 3 | 0
254551053 | TNB | DISTRIBUTION | CHERAS | Existing | RYB | 11 kV | NO | Class C |  |  | 70_1C_AL_XLPE |  |  |  | 1.411 m |  |  |  | 3 | 0
254551065 | TNB | DISTRIBUTION | CHERAS | Existing | RYB | 11 kV |  |  |  |  | 70_1C_AL_XLPE |  |  |  | 1.606 m |  |  |  | 3 | 0
254551441 | TNB | DISTRIBUTION | CHERAS | Existing | RYB | 11 kV |  |  |  |  | 70_1C_AL_XLPE |  |  |  | 1.535 m |  |  |  | 3 | 0
254551449 | TNB | DISTRIBUTION | CHERAS | Existing | RYB | 11 kV | NO | Class C |  |  | 70_1C_AL_XLPE |  |  |  | 1.083 m |  |  |  | 3 | 0
254552225 | TNB | DISTRIBUTION | CHERAS | Existing | RYB | 11 kV |  |  |  |  | 70_1C_AL_XLPE |  |  |  | 1.115 m |  |  |  | 3 | 0
254552285 | TNB | DISTRIBUTION | CHERAS | Existing | RYB | 11 kV |  |  |  |  | 70_1C_AL_XLPE |  |  |  | 0.932 m |  |  |  | 3 | 0
254552289 | TNB | DISTRIBUTION | CHERAS | Existing | RYB | 11 kV |  |  |  |  | 70_1C_AL_XLPE |  |  |  | 0.980 m |  |  |  | 3 | 0
254552293 | TNB | DISTRIBUTION | CHERAS | Existing | RYB | 11 kV |  |  |  |  | 70_1C_AL_XLPE |  |  |  | 1.249 m |  |  |  | 3 | 0
254552297 | TNB | DISTRIBUTION | CHERAS | Existing | RYB | 11 kV | NO | Class C |  |  | 70_1C_AL_XLPE |  |  |  | 0.953 m |  |  |  | 3 | 0
254552301 | TNB | DISTRIBUTION | CHERAS | Existing | RYB | 11 kV |  |  |  |  | 70_1C_AL_XLPE |  |  |  | 1.585 m |  |  |  | 3 | 0
254552305 | TNB | DISTRIBUTION | CHERAS | Existing | RYB | 11 kV |  |  |  |  | 70_1C_AL_XLPE |  |  |  | 1.554 m |  |  |  | 3 | 0
254552309 | TNB | DISTRIBUTION | CHERAS | Existing | RYB | 11 kV |  |  |  |  | 70_1C_AL_XLPE |  |  |  | 1.618 m |  |  |  | 3 | 0
254552313 | TNB | DISTRIBUTION | CHERAS | Existing | RYB | 11 kV |  |  |  |  | 70_1C_AL_XLPE |  |  |  | 1.073 m |  |  |  | 3 | 0
254552317 | TNB | DISTRIBUTION | CHERAS | Existing | RYB | 11 kV |  |  |  |  | 70_1C_AL_XLPE |  |  |  | 0.990 m |  |  |  | 3 | 0
254552321 | TNB | DISTRIBUTION | CHERAS | Existing | RYB | 11 kV | NO | Class C |  |  | 70_1C_AL_XLPE |  |  |  | 1.632 m |  |  |  | 3 | 0
254552521 | TNB | DISTRIBUTION | CHERAS | Existing | RYB | 11 kV |  |  |  |  | 70_1C_AL_XLPE |  |  |  | 0.962 m |  |  |  | 3 | 0
254552525 | TNB | DISTRIBUTION | CHERAS | Existing | RYB | 11 kV |  |  |  |  | 70_1C_AL_XLPE |  |  |  | 1.966 m |  |  |  | 3 | 0
254552533 | TNB | DISTRIBUTION | CHERAS | Existing | RYB | 11 kV |  |  |  |  | 70_1C_AL_XLPE |  |  |  | 1.708 m |  |  |  | 3 | 0
254552537 | TNB | DISTRIBUTION | CHERAS | Existing | RYB | 11 kV |  |  |  |  | 70_1C_AL_XLPE |  |  |  | 3.573 m |  |  |  | 3 | 0
254552545 | TNB | DISTRIBUTION | CHERAS | Existing | RYB | 11 kV |  |  |  |  | 70_1C_AL_XLPE |  |  |  | 1.392 m |  |  |  | 3 | 0
254552549 | TNB | DISTRIBUTION | CHERAS | Existing | RYB | 11 kV |  |  |  |  | 70_1C_AL_XLPE |  |  |  | 1.246 m |  |  |  | 3 | 0
254552557 | TNB | DISTRIBUTION | CHERAS | Existing | RYB | 11 kV |  |  |  |  | 70_1C_AL_XLPE |  |  |  | 1.238 m |  |  |  | 3 | 0
254553161 | TNB | DISTRIBUTION | CHERAS | Existing | RYB | 11 kV |  |  |  |  | 70_1C_AL_XLPE |  |  |  | 1.188 m |  |  |  | 3 | 0
254553165 | TNB | DISTRIBUTION | CHERAS | Existing | RYB | 11 kV |  |  |  |  | 70_1C_AL_XLPE |  |  |  | 1.672 m |  |  |  | 3 | 0
254553489 | TNB | DISTRIBUTION | CHERAS | Existing | RYB | 11 kV |  |  |  |  | 70_1C_AL_XLPE |  |  |  | 2.316 m |  |  |  | 3 | 0
254553493 | TNB | DISTRIBUTION | CHERAS | Existing | RYB | 11 kV |  |  |  |  | 70_1C_AL_XLPE |  |  |  | 1.315 m |  |  |  | 3 | 0
254553597 | TNB | DISTRIBUTION | CHERAS | Existing | RYB | 11 kV |  |  |  |  | 70_1C_AL_XLPE |  |  |  | 1.022 m |  |  |  | 3 | 0
254553601 | TNB | DISTRIBUTION | CHERAS | Existing | RYB | 11 kV |  |  |  |  | 70_1C_AL_XLPE |  |  |  | 1.857 m |  |  |  | 3 | 0
254553697 | TNB | DISTRIBUTION | CHERAS | Existing | RYB | 11 kV |  |  |  |  | 70_1C_AL_XLPE |  |  |  | 1.923 m |  |  |  | 3 | 0
254553769 | TNB | DISTRIBUTION | CHERAS | Existing | RYB | 11 kV |  |  |  |  | 70_1C_AL_XLPE |  |  |  | 1.156 m |  |  |  | 3 | 0
254553773 | TNB | DISTRIBUTION | CHERAS | Existing | RYB | 11 kV |  |  |  |  | 70_1C_AL_XLPE |  |  |  | 1.788 m |  |  |  | 3 | 0
254554397 | TNB | DISTRIBUTION | CHERAS | Existing | RYB | 11 kV |  |  |  |  | 70_1C_AL_XLPE |  |  |  | 1.251 m |  |  | INCOMING TX - 70 _1C_AL_XLPE | 3 | 0
254554409 | TNB | DISTRIBUTION | CHERAS | Existing | RYB | 11 kV |  |  |  |  | 70_1C_AL_XLPE |  |  |  | 1.059 m |  |  | I/C TX ; 70_1C_AL_XLPE | 3 | 0
254554669 | TNB | DISTRIBUTION | CHERAS | Existing | RYB | 11 kV |  |  |  |  | 70_1C_AL_XLPE |  |  |  | 0.919 m |  |  |  | 3 | 0
254555761 | TNB | DISTRIBUTION | CHERAS | Existing | RYB | 11 kV | NO | Class C |  |  | 70_1C_AL_XLPE |  |  |  | 1.080 m |  |  |  | 3 | 0
254556349 | TNB | DISTRIBUTION | CHERAS | Existing | RYB | 11 kV |  |  |  |  | 70_1C_AL_XLPE |  |  |  | 1.161 m |  |  |  | 3 | 0
254558398 | TNB | DISTRIBUTION | CHERAS | Existing | RYB | 11 kV |  |  |  |  | 70_1C_AL_XLPE |  |  |  | 1.404 m |  |  |  | 3 | 0
254558402 | TNB | DISTRIBUTION | CHERAS | Existing | RYB | 11 kV |  |  |  |  | 70_1C_AL_XLPE |  |  |  | 1.695 m |  |  |  | 3 | 0
254558406 | TNB | DISTRIBUTION | CHERAS | Existing | RYB | 11 kV |  |  |  |  | 70_1C_AL_XLPE |  |  |  | 1.580 m |  |  |  | 3 | 0
254558410 | TNB | DISTRIBUTION | CHERAS | Existing | RYB | 11 kV |  |  |  |  | 70_1C_AL_XLPE |  |  |  | 1.882 m |  |  |  | 3 | 0
254558418 | TNB | DISTRIBUTION | CHERAS | Existing | RYB | 11 kV |  |  |  |  | 70_1C_AL_XLPE |  |  |  | 0.919 m |  |  |  | 3 | 0
254558422 | TNB | DISTRIBUTION | CHERAS | Existing | RYB | 11 kV |  |  |  |  | 70_1C_AL_XLPE |  |  |  | 1.574 m |  |  |  | 3 | 0
254559251 | TNB | DISTRIBUTION | CHERAS | Existing | RYB | 11 kV | NO | Class C |  |  | 70_1C_AL_XLPE |  |  |  | 0.928 m |  |  |  | 3 | 0
254560383 | TNB | DISTRIBUTION | CHERAS | Existing | RYB | 11 kV |  |  |  |  | 70_1C_AL_XLPE |  |  |  | 1.737 m |  |  |  | 3 | 0
254560387 | TNB | DISTRIBUTION | CHERAS | Existing | RYB | 11 kV |  |  |  |  | 70_1C_AL_XLPE |  |  |  | 1.791 m |  |  |  | 3 | 0
254560391 | TNB | DISTRIBUTION | CHERAS | Existing | RYB | 11 kV |  |  |  |  | 70_1C_AL_XLPE |  |  |  | 0.700 m |  |  |  | 3 | 0
254560687 | TNB | DISTRIBUTION | CHERAS | Existing | RYB | 11 kV |  |  |  |  | 70_1C_AL_XLPE |  |  |  | 1.190 m |  |  |  | 3 | 0
254560711 | TNB | DISTRIBUTION | CHERAS | Existing | RYB | 11 kV |  |  |  |  | 70_1C_AL_XLPE |  |  |  | 2.757 m |  |  |  | 3 | 0
254561207 | TNB | DISTRIBUTION | CHERAS | Existing | RYB | 11 kV |  |  |  |  | 70_1C_AL_XLPE |  |  |  | 0.954 m |  |  |  | 3 | 0
254561215 | TNB | DISTRIBUTION | CHERAS | Existing | RYB | 11 kV |  |  |  |  | 70_1C_AL_XLPE |  |  |  | 1.249 m |  |  |  | 3 | 0
254561223 | TNB | DISTRIBUTION | CHERAS | Existing | RYB | 11 kV |  |  |  |  | 70_1C_AL_XLPE |  |  |  | 2.781 m |  |  |  | 3 | 0
254561231 | TNB | DISTRIBUTION | CHERAS | Existing | RYB | 11 kV |  |  |  |  | 70_1C_AL_XLPE |  |  |  | 1.899 m |  |  |  | 3 | 0
254561343 | TNB | DISTRIBUTION | CHERAS | Existing | RYB | 11 kV |  |  |  |  | 70_1C_AL_XLPE |  |  |  | 0.809 m |  |  |  | 3 | 0
254561399 | TNB | DISTRIBUTION | CHERAS | Existing | RYB | 11 kV |  |  |  |  | 70_1C_AL_XLPE |  |  |  | 1.093 m |  |  |  | 3 | 0
254561403 | TNB | DISTRIBUTION | CHERAS | Existing | RYB | 11 kV |  |  |  |  | 70_1C_AL_XLPE |  |  |  | 2.394 m |  |  |  | 3 | 0
254562495 | TNB | DISTRIBUTION | CHERAS | Existing | RYB | 11 kV |  |  |  |  | 70_1C_AL_XLPE |  |  |  | 2.559 m |  |  |  | 3 | 0
254562531 | TNB | DISTRIBUTION | CHERAS | Existing | RYB | 11 kV |  |  |  |  | 70_1C_AL_XLPE |  |  |  | 1.816 m |  |  |  | 3 | 0
254562615 | TNB | DISTRIBUTION | CHERAS | Existing | RYB | 11 kV |  |  |  |  | 70_1C_AL_XLPE |  |  |  | 0.941 m |  |  |  | 3 | 0
254562619 | TNB | DISTRIBUTION | CHERAS | Existing | RYB | 11 kV |  |  |  |  | 70_1C_AL_XLPE |  |  |  | 1.058 m |  |  |  | 3 | 0
254562639 | TNB | DISTRIBUTION | CHERAS | Existing | RYB | 11 kV |  |  |  |  | 70_1C_AL_XLPE |  |  |  | 1.158 m |  |  |  | 3 | 0
254562655 | TNB | DISTRIBUTION | CHERAS | Existing | RYB | 11 kV |  |  |  |  | 70_1C_AL_XLPE |  |  |  | 0.932 m |  |  |  | 3 | 0
254562659 | TNB | DISTRIBUTION | CHERAS | Existing | RYB | 11 kV |  |  |  |  | 70_1C_AL_XLPE |  |  |  | 0.027 m |  |  |  | 3 | 0
254563039 | TNB | DISTRIBUTION | CHERAS | Existing | RYB | 11 kV |  |  |  |  | 70_1C_AL_XLPE |  |  |  | 2.422 m |  |  |  | 3 | 0
254563123 | TNB | DISTRIBUTION | CHERAS | Existing | RYB | 11 kV | NO | Class C |  |  | 70_1C_AL_XLPE |  |  |  | 2.681 m |  |  |  | 3 | 0
254563179 | TNB | DISTRIBUTION | CHERAS | Existing | RYB | 11 kV |  |  |  |  | 70_1C_AL_XLPE |  |  |  | 1.240 m |  |  |  | 3 | 0
254563523 | TNB | DISTRIBUTION | CHERAS | Existing | RYB | 11 kV |  |  |  |  | 70_1C_AL_XLPE |  |  |  | 1.435 m |  |  |  | 3 | 0
254564695 | TNB | DISTRIBUTION | CHERAS | Existing | RYB | 11 kV |  |  |  |  | 70_1C_AL_XLPE |  |  |  | 1.741 m |  |  |  | 3 | 0
254564699 | TNB | DISTRIBUTION | CHERAS | Existing | RYB | 11 kV |  |  |  |  | 70_1C_AL_XLPE |  |  |  | 2.308 m |  |  |  | 3 | 0
254565071 | TNB | DISTRIBUTION | CHERAS | Existing | RYB | 11 kV | NO | Class C |  |  | 70_1C_AL_XLPE |  |  |  | 1.201 m |  |  |  | 3 | 0
254565075 | TNB | DISTRIBUTION | CHERAS | Existing | RYB | 11 kV | NO | Class C |  |  | 70_1C_AL_XLPE |  |  |  | 1.982 m |  |  |  | 3 | 0
254565091 | TNB | DISTRIBUTION | CHERAS | Existing | RYB | 11 kV |  |  |  |  | 70_1C_AL_XLPE |  |  |  | 1.663 m |  |  |  | 3 | 0
254565107 | TNB | DISTRIBUTION | CHERAS | Existing | RYB | 11 kV |  |  |  |  | 70_1C_AL_XLPE |  |  |  | 2.341 m |  |  |  | 3 | 0
254565135 | TNB | DISTRIBUTION | CHERAS | Existing | RYB | 11 kV | NO | Class C |  |  | 70_1C_AL_XLPE |  |  |  | 1.671 m |  |  |  | 3 | 0
254565247 | TNB | DISTRIBUTION | CHERAS | Existing | RYB | 11 kV |  |  |  |  | 70_1C_AL_XLPE |  |  |  | 0.974 m |  |  |  | 3 | 0
254565251 | TNB | DISTRIBUTION | CHERAS | Existing | RYB | 11 kV |  |  |  |  | 70_1C_AL_XLPE |  |  |  | 1.732 m |  |  |  | 3 | 0
254565291 | TNB | DISTRIBUTION | CHERAS | Existing | RYB | 11 kV |  |  |  |  | 70_1C_AL_XLPE |  |  |  | 2.078 m |  |  |  | 3 | 0
254565299 | TNB | DISTRIBUTION | CHERAS | Existing | RYB | 11 kV | NO | Class C |  |  | 70_1C_AL_XLPE |  |  |  | 1.035 m |  |  |  | 3 | 0
254565999 | TNB | DISTRIBUTION | CHERAS | Existing | RYB | 11 kV |  |  |  |  | 70_1C_AL_XLPE |  |  |  | 1.748 m |  |  |  | 3 | 0
254567319 | TNB | DISTRIBUTION | CHERAS | Existing | RYB | 11 kV |  |  |  |  | 70_1C_AL_XLPE |  |  |  | 1.611 m |  |  |  | 3 | 0
254567647 | TNB | DISTRIBUTION | CHERAS | Existing | RYB | 11 kV |  |  |  |  | 70_1C_AL_XLPE |  |  |  | 1.101 m |  |  |  | 3 | 0
254567651 | TNB | DISTRIBUTION | CHERAS | Existing | RYB | 11 kV |  |  |  |  | 70_1C_AL_XLPE |  |  |  | 1.080 m |  |  |  | 3 | 0
254568207 | TNB | DISTRIBUTION | CHERAS | Existing | RYB | 11 kV |  |  |  |  | 70_1C_AL_XLPE |  |  |  | 1.387 m |  |  |  | 3 | 0
254568631 | TNB | DISTRIBUTION | CHERAS | Existing | RYB | 11 kV |  |  |  |  | 70_1C_AL_XLPE |  |  |  | 1.339 m |  |  |  | 3 | 0
254568635 | TNB | DISTRIBUTION | CHERAS | Existing | RYB | 11 kV |  |  |  |  | 70_1C_AL_XLPE |  |  |  | 0.986 m |  |  |  | 3 | 0
254568647 | TNB | DISTRIBUTION | CHERAS | Existing | RYB | 11 kV |  |  |  |  | 70_1C_AL_XLPE |  |  |  | 1.046 m |  |  |  | 3 | 0
254568655 | TNB | DISTRIBUTION | CHERAS | Existing | RYB | 11 kV |  |  |  |  | 70_1C_AL_XLPE |  |  |  | 1.231 m |  |  |  | 3 | 0
254568659 | TNB | DISTRIBUTION | CHERAS | Existing | RYB | 11 kV |  |  |  |  | 70_1C_AL_XLPE |  |  |  | 1.587 m |  |  |  | 3 | 0
254568663 | TNB | DISTRIBUTION | CHERAS | Existing | RYB | 11 kV |  |  |  |  | 70_1C_AL_XLPE |  |  |  | 0.956 m |  |  |  | 3 | 0
254568667 | TNB | DISTRIBUTION | CHERAS | Existing | RYB | 11 kV |  |  |  |  | 70_1C_AL_XLPE |  |  |  | 1.265 m |  |  |  | 3 | 0
254569191 | TNB | DISTRIBUTION | CHERAS | Existing | RYB | 11 kV | NO | Class C |  |  | 70_1C_AL_XLPE |  |  |  | 1.117 m |  |  |  | 3 | 0
254569195 | TNB | DISTRIBUTION | CHERAS | Existing | RYB | 11 kV |  |  |  |  | 70_1C_AL_XLPE |  |  |  | 1.545 m |  |  |  | 3 | 0
254569231 | TNB | DISTRIBUTION | CHERAS | Existing | RYB | 11 kV |  |  |  |  | 70_1C_AL_XLPE |  |  |  | 1.240 m |  |  |  | 3 | 0
254569295 | TNB | DISTRIBUTION | CHERAS | Existing | RYB | 11 kV |  |  |  |  | 70_1C_AL_XLPE |  |  |  | 1.156 m |  |  |  | 3 | 0
254569299 | TNB | DISTRIBUTION | CHERAS | Existing | RYB | 11 kV |  |  |  |  | 70_1C_AL_XLPE |  |  |  | 1.905 m |  |  |  | 3 | 0
254569387 | TNB | DISTRIBUTION | CHERAS | Existing | RYB | 11 kV |  |  |  |  | 70_1C_AL_XLPE |  |  |  | 1.125 m |  |  | I/C : 70_1C_AL_XLPE | 3 | 0
254569887 | TNB | DISTRIBUTION | CHERAS | Existing | RYB | 11 kV |  |  |  |  | 70_1C_AL_XLPE |  |  |  | 1.218 m |  |  |  | 3 | 0
254569927 | TNB | DISTRIBUTION | CHERAS | Existing | RYB | 11 kV |  |  |  |  | 70_1C_AL_XLPE |  |  |  | 1.987 m |  |  |  | 3 | 0
254569955 | TNB | DISTRIBUTION | CHERAS | Existing | RYB | 11 kV | NO | Class C |  |  | 70_1C_AL_XLPE |  |  |  | 1.395 m |  |  |  | 3 | 0
254569959 | TNB | DISTRIBUTION | CHERAS | Existing | RYB | 11 kV |  |  |  |  | 70_1C_AL_XLPE |  |  |  | 1.323 m |  |  |  | 3 | 0
254570295 | TNB | DISTRIBUTION | CHERAS | Existing | RYB | 11 kV |  |  |  |  | 70_1C_AL_XLPE |  |  |  | 1.095 m |  |  |  | 3 | 0
254571511 | TNB | DISTRIBUTION | CHERAS | Existing | RYB | 11 kV |  |  |  |  | 70_1C_AL_XLPE |  |  |  | 3.230 m |  |  |  | 3 | 0
254571515 | TNB | DISTRIBUTION | CHERAS | Existing | RYB | 11 kV |  |  |  |  | 70_1C_AL_XLPE |  |  |  | 1.000 m |  |  |  | 3 | 0
254571543 | TNB | DISTRIBUTION | CHERAS | Existing | RYB | 11 kV |  |  |  |  | 70_1C_AL_XLPE |  |  |  | 1.054 m |  |  |  | 3 | 0
254571547 | TNB | DISTRIBUTION | CHERAS | Existing | RYB | 11 kV |  |  |  |  | 70_1C_AL_XLPE |  |  |  | 0.817 m |  |  |  | 3 | 0
254572159 | TNB | DISTRIBUTION | CHERAS | Existing | RYB | 11 kV |  |  |  |  | 70_1C_AL_XLPE |  |  |  | 1.344 m |  |  |  | 3 | 0
254572163 | TNB | DISTRIBUTION | CHERAS | Existing | RYB | 11 kV |  |  |  |  | 70_1C_AL_XLPE |  |  |  | 1.400 m |  |  |  | 3 | 0
254572171 | TNB | DISTRIBUTION | CHERAS | Existing | RYB | 11 kV |  |  |  |  | 70_1C_AL_XLPE |  |  |  | 3.573 m |  |  | I/C TX : 70_1C_AL_XLPE | 3 | 0
254572259 | TNB | DISTRIBUTION | CHERAS | Existing | RYB | 11 kV | NO | Class C |  |  | 70_1C_AL_XLPE |  |  |  | 1.106 m |  |  |  | 3 | 0
254572779 | TNB | DISTRIBUTION | CHERAS | Existing | RYB | 11 kV |  |  |  |  | 70_1C_AL_XLPE |  |  |  | 1.138 m |  |  |  | 3 | 0
254572855 | TNB | DISTRIBUTION | CHERAS | Existing | RYB | 11 kV |  |  |  |  | 70_1C_AL_XLPE |  |  |  | 1.235 m |  |  |  | 3 | 0
254572883 | TNB | DISTRIBUTION | CHERAS | Existing | RYB | 11 kV |  |  |  |  | 70_1C_AL_XLPE |  |  |  | 1.145 m |  |  |  | 3 | 0
254573419 | TNB | DISTRIBUTION | CHERAS | Existing | RYB | 11 kV |  |  |  |  | 70_1C_AL_XLPE |  |  |  | 1.173 m |  |  |  | 3 | 0
254573431 | TNB | DISTRIBUTION | CHERAS | Existing | RYB | 11 kV |  |  |  |  | 70_1C_AL_XLPE |  |  |  | 1.299 m |  |  |  | 3 | 0
254573483 | TNB | DISTRIBUTION | CHERAS | Existing | RYB | 11 kV |  |  |  |  | 70_1C_AL_XLPE |  |  |  | 0.999 m |  |  |  | 3 | 0
254573547 | TNB | DISTRIBUTION | CHERAS | Existing | RYB | 11 kV |  |  |  |  | 70_1C_AL_XLPE |  |  |  | 1.356 m |  |  |  | 3 | 0
254573551 | TNB | DISTRIBUTION | CHERAS | Existing | RYB | 11 kV |  |  |  |  | 70_1C_AL_XLPE |  |  |  | 1.054 m |  |  |  | 3 | 0
254574031 | TNB | DISTRIBUTION | CHERAS | Existing | RYB | 11 kV |  |  |  |  | 70_1C_AL_XLPE |  |  |  | 1.947 m |  |  |  | 3 | 0
254574035 | TNB | DISTRIBUTION | CHERAS | Existing | RYB | 11 kV |  |  |  |  | 70_1C_AL_XLPE |  |  |  | 1.003 m |  |  |  | 3 | 0
254574039 | TNB | DISTRIBUTION | CHERAS | Existing | RYB | 11 kV |  |  |  |  | 70_1C_AL_XLPE |  |  |  | 1.748 m |  |  |  | 3 | 0
254574087 | TNB | DISTRIBUTION | CHERAS | Existing | RYB | 11 kV |  |  |  |  | 70_1C_AL_XLPE |  |  |  | 1.687 m |  |  |  | 3 | 0
254574091 | TNB | DISTRIBUTION | CHERAS | Existing | RYB | 11 kV | NO | Class C |  |  | 70_1C_AL_XLPE |  |  |  | 1.879 m |  |  |  | 3 | 0
254574139 | TNB | DISTRIBUTION | CHERAS | Existing | RYB | 11 kV |  |  |  |  | 70_1C_AL_XLPE |  |  |  | 1.866 m |  |  |  | 3 | 0
254574143 | TNB | DISTRIBUTION | CHERAS | Existing | RYB | 11 kV | NO | Class C |  |  | 70_1C_AL_XLPE |  |  |  | 1.646 m |  |  |  | 3 | 0
254574319 | TNB | DISTRIBUTION | CHERAS | Existing | RYB | 11 kV |  |  |  |  | 70_1C_AL_XLPE |  |  |  | 1.903 m |  |  |  | 3 | 0
376446393 | TNB | DISTRIBUTION | CHERAS | Existing | RYB | 11 kV |  |  |  |  | 240_3C_AL_XLPE | SSU TMN WAWASAN 1A: | BT 14 HULU LANGAT: B02208 |  | 1127.884 m |  |  |  | 3 | 0
376446399 | TNB | DISTRIBUTION | CHERAS | Existing | RYB | 11 kV |  |  |  |  | 240_3C_AL_XLPE | SSU TMN WAWASAN 1A: | MIFTAHALUL ULUM: B13542 |  | 4962.419 m |  |  |  | 3 | 0
376446405 | TNB | DISTRIBUTION | CHERAS | Existing | RYB | 11 kV |  |  |  |  | 240_3C_AL_XLPE | SSU TMN WAWASAN 1A: | BT 18 HULU LANGAT: B02286 |  | 8187.476 m |  |  |  | 3 | 0
376446422 | TNB | DISTRIBUTION | CHERAS | Existing | RYB | 11 kV |  |  |  |  | 240_3C_AL_XLPE | SSU TMN WAWASAN 1A: | KG SG MICHU A/T: B02207 |  | 1656.920 m |  |  |  | 3 | 0
376446436 | TNB | DISTRIBUTION | CHERAS | Existing | RYB | 11 kV |  |  |  |  | 240_3C_AL_XLPE | SSU TMN WAWASAN 1A: | PADAT SEK SG SERAI: B12066 |  | 5082.032 m |  |  |  | 3 | 0
376446479 | TNB | DISTRIBUTION | CHERAS | Existing | RYB | 11 kV |  |  |  |  | 240_3C_AL_XLPE | MADAH PERKAYUAN: B05448 | MADAH PERKAYUAN: B05447 |  | 1.847 m |  |  |  | 3 | 0
376446507 | TNB | DISTRIBUTION | CHERAS | Existing | RYB | 11 kV |  |  |  |  | 70_1C_AL_XLPE |  |  |  | 1.135 m |  |  |  | 3 | 0
376450691 | TNB | DISTRIBUTION | CHERAS | Existing | RYB | 11 kV |  |  |  |  | 240_3C_AL_XLPE | CHAN KWAN YING: B01364 | HENG KEE CORPORATION: B01357 |  | 412.883 m |  |  |  | 3 | 0
376450696 | TNB | DISTRIBUTION | CHERAS | Existing | RYB | 11 kV |  |  |  |  | 240_3C_AL_XLPE | PRIMA VILLA CONDO: B12384 | TMN SRI AMAN: B02060 |  | 532.982 m |  |  |  | 3 | 0
376450701 | TNB | DISTRIBUTION | CHERAS | Existing | RYB | 11 kV |  |  |  |  | 240_3C_AL_XLPE | PBEL: | TMN HARMONI INDAH NO 1: B10708 |  | 1313.550 m |  |  |  | 3 | 0
376450706 | TNB | DISTRIBUTION | CHERAS | Existing | RYB | 11 kV |  |  |  |  | 240_3C_AL_XLPE | JLN SUADAMAI 11/1 BTHO: B10046 | SUTERA RESIDENCE NO 1: B11834 |  | 674.505 m |  |  |  | 3 | 0
376450760 | TNB | DISTRIBUTION | CHERAS | Existing | RYB | 11 kV | NO | Class C |  |  | 500_1C_AL_XLPE | PPU SGLN: | PE UTAR SG LONG: |  | 1289.657 m |  |  |  | 3 | 0
376450764 | TNB | DISTRIBUTION | CHERAS | Existing | RYB | 11 kV | YES | Class D |  |  | 240_3C_AL_XLPE | PPU TSRA: | CHERAS PRIMA NO 3: B08565 |  | 1423.738 m |  |  |  | 3 | 0
376450785 | TNB | DISTRIBUTION | CHERAS | Existing | RYB | 11 kV | NO | Class C |  |  | 240_3C_AL_XLPE | SSU WOTP: B00919 | PE WOTP CHERAS NO 2: B14109 |  | 90.470 m |  |  |  | 3 | 0
376450789 | TNB | DISTRIBUTION | CHERAS | Existing | RYB | 11 kV |  |  |  |  | 240_3C_AL_XLPE | SSU WOTP: B00919 | PE WOTP CHERAS NO 4: B14121 |  | 155.126 m |  |  |  | 3 | 0
376450793 | TNB | DISTRIBUTION | CHERAS | Existing | RYB | 11 kV | NO | Class C |  |  | 240_3C_AL_XLPE | PE WOTP CHERAS NO 2: B14112 | PE WOTP CHERAS NO 3: B14113 |  | 67.308 m |  |  |  | 3 | 0
376450797 | TNB | DISTRIBUTION | CHERAS | Existing | RYB | 11 kV | NO | Class C |  |  | 240_3C_AL_XLPE | PE WOTP CHERAS NO 3: B14114 | RUMAH KEDAI JUSCO: B14115 [OFF] |  | 2475.721 m |  |  |  | 3 | 0
376450802 | TNB | DISTRIBUTION | CHERAS | Existing | RYB | 11 kV | NO | Class C |  |  | 240_3C_AL_XLPE | PE WOTP CHERAS NO 3: B14117 | PE WOTP CHERAS NO 4: B14118 [OFF] |  | 76.656 m |  |  |  | 3 | 0
376450854 | TNB | DISTRIBUTION | CHERAS | Existing | RYB | 11 kV |  |  |  |  | 240_3C_AL_XLPE | RUMAH 2 TINGKAT FASA 4: B10769 | JLN SR 3/4: B13296 |  | 505.151 m |  |  |  | 3 | 0
376450858 | TNB | DISTRIBUTION | CHERAS | Existing | RYB | 11 kV |  |  |  |  | 240_3C_AL_XLPE | JLN SR 3/4: B13297 | JLN SUTERA 2/5: B08321 |  | 937.086 m |  |  |  | 3 | 0
376450874 | TNB | DISTRIBUTION | CHERAS | Existing | RYB | 11 kV | NO | Class C |  |  | 240_3C_AL_XLPE | IND RINGAN BKT ANGKAT NO 3: B08273 | IND RINGAN BKT ANGKAT NO 6 (GIANT VOICE): B09949 |  | 269.335 m |  |  |  | 3 | 0
376455159 | TNB | DISTRIBUTION | CHERAS | Existing | RYB | 11 kV |  |  |  |  | 70_1C_AL_XLPE |  |  |  | 1.949 m |  |  |  | 3 | 0
376455163 | TNB | DISTRIBUTION | CHERAS | Existing | RYB | 11 kV |  |  |  |  | 70_1C_AL_XLPE |  |  |  | 1.957 m |  |  |  | 3 | 0
376455322 | TNB | DISTRIBUTION | CHERAS | Existing | RYB | 11 kV |  |  |  |  | 70_1C_AL_XLPE |  |  |  | 1.952 m |  |  |  | 3 | 0
376455416 | TNB | DISTRIBUTION | CHERAS | Existing | RYB | 11 kV |  |  |  |  | 70_1C_AL_XLPE |  |  |  | 1.894 m |  |  |  | 3 | 0
376455420 | TNB | DISTRIBUTION | CHERAS | Existing | RYB | 11 kV |  |  |  |  | 70_1C_AL_XLPE |  |  |  | 1.878 m |  |  |  | 3 | 0
376455558 | TNB | DISTRIBUTION | CHERAS | Existing | RYB | 11 kV |  |  |  |  | 70_1C_AL_XLPE |  |  |  | 1.937 m |  |  |  | 3 | 0
376497962 | TNB | DISTRIBUTION | CHERAS | Existing | RYB | 33 kV | YES | Class D |  |  | 630_1C_AL_XLPE | PMU BLKG 132/33 kV: 6L5 | SSU NSK: 2S5 |  | 1174.752 m |  |  | BLKG: 8L5 | 3 | 0
376498797 | TNB | DISTRIBUTION | CHERAS | Existing | RYB | 11 kV |  |  |  |  | 240_3C_AL_XLPE | PE SAVILLE CHERAS KONDO(0605): | SEK SRI MURNI: B11855 |  | 1451.856 m |  |  | LMAS 8 | 3 | 0
376498822 | TNB | DISTRIBUTION | CHERAS | Existing | RYB | 11 kV | NO | Class C |  |  | 70_1C_AL_XLPE |  |  |  | 1.154 m |  |  |  | 3 | 0
376498918 | TNB | DISTRIBUTION | CHERAS | Existing | RYB | 11 kV | NO | Class C |  |  | 240_3C_AL_XLPE | PE PDT TMN VILLA SAKURA (0691): B14798 | PDT Banglo Latifah: B13156 |  | 854.046 m |  |  |  | 3 | 0
376498924 | TNB | DISTRIBUTION | CHERAS | Existing | RYB | 11 kV | NO | Class C |  |  | 240_3C_AL_XLPE | GREEN ACRE PARK NO 2: B06616 | PE PDT TMN VILLA SAKURA (0691): B14796 |  | 149.199 m |  |  |  | 3 | 1
376499602 | TNB | DISTRIBUTION | CHERAS | Existing | RYB | 11 kV |  |  |  |  | 240_3C_AL_XLPE | PBEL: | PE CLOUDTREE NO 1: B14938 |  | 1905.857 m |  |  |  | 3 | 0
376499611 | TNB | DISTRIBUTION | CHERAS | Existing | RYB | 11 kV |  |  |  |  | 240_3C_AL_XLPE | PE CLOUDTREE NO 1: B14939 | PE CLOUDTREE NO 3: B14946 |  | 511.789 m |  |  |  | 3 | 0
376499622 | TNB | DISTRIBUTION | CHERAS | Existing | RYB | 11 kV |  |  |  |  | 240_3C_AL_XLPE | PE CLOUDTREE NO 2: B14942 | SSU BKT BELIMBING: B10712 [OFF] |  | 1570.728 m |  |  |  | 3 | 0
376499636 | TNB | DISTRIBUTION | CHERAS | Existing | RYB | 11 kV |  |  |  |  | 240_3C_AL_XLPE | PE CLOUDTREE NO 3: B14947 | PE CLOUDTREE NO 2: B14943 |  | 325.343 m |  |  |  | 3 | 0
376523728 | TNB | DISTRIBUTION | CHERAS | Existing | RYB | 11 kV |  |  |  |  | 70_1C_AL_XLPE |  |  |  | 3.488 m |  |  |  | 3 | 0
376523748 | TNB | DISTRIBUTION | CHERAS | Existing | RYB | 11 kV |  |  |  |  | 70_1C_AL_XLPE |  |  |  | 1.361 m |  |  |  | 3 | 0
376523947 | TNB | DISTRIBUTION | CHERAS | Existing | RYB | 11 kV |  |  |  |  | 240_3C_AL_XLPE | COMPACT PAM MINYAK PROJET GRAND SAGA: B08264 | D-CRS-C16-0625: B14966 |  | 158.897 m |  |  |  | 3 | 0
376523968 | TNB | DISTRIBUTION | CHERAS | Existing | RYB | 11 kV |  |  |  |  | 70_1C_AL_XLPE |  |  |  | 1.182 m |  |  |  | 3 | 0
376524066 | TNB | DISTRIBUTION | CHERAS | Existing | RYB | 11 kV | NO | Class C |  |  | 240_3C_AL_XLPE | CJYA: 14 | D-CRS-C16-0333: B14861 |  | 4667.786 m |  |  |  | 3 | 9
376553989 | TNB | DISTRIBUTION | CHERAS | Existing | RYB | 11 kV |  |  |  |  | 240_3C_AL_XLPE |  |  |  | 40.030 m |  |  |  | 3 | 0
376588110 | TNB | DISTRIBUTION | CHERAS | Existing | RYB | 11 kV | NO | Class C |  |  | 240_3C_AL_XLPE | STP JADE HILL: B13941 | PE JADITE SUITE: B13948 |  | 516.392 m |  |  |  | 3 | 0
376588126 | TNB | DISTRIBUTION | CHERAS | Existing | RYB | 11 kV |  |  |  |  | 240_3C_AL_XLPE | D-CRS-C16-0644: B14677 | PE JADITE SUITE: B13951 [OFF] |  | 547.094 m |  |  |  | 3 | 0
376704033 | TNB | DISTRIBUTION | CHERAS | Existing | RYB | 11 kV | YES | Class C |  |  | 240_3C_AL_XLPE | PPU TSRA: | BF ASET MANAGEMENT: B06870 |  | 3169.596 m |  |  |  | 3 | 0
376712629 | TNB | DISTRIBUTION | CHERAS | Existing | RYB | 11 kV |  |  |  |  | 150_3C_AL_XLPE | TMN ULU LANGAT JAYA NO 2: B05925 | TMN MAS JAYA IND NO 1: B02323 |  | 441.815 m |  |  |  | 3 | 0
376734121 | TNB | DISTRIBUTION | CHERAS | Existing | RYB | 11 kV |  |  |  |  | 240_3C_AL_XLPE | JUBA: | KHONG PENG: B13925 |  | 1784.222 m |  |  |  | 3 | 0
376901568 | TNB | DISTRIBUTION | CHERAS | Existing | RYB | 11 kV |  |  |  |  | 240_3C_AL_XLPE | PBEL: | SSU BKT BELIMBING: B10713 |  | 526.826 m |  |  |  | 3 | 0
376901572 | TNB | DISTRIBUTION | CHERAS | Existing | RYB | 11 kV |  |  |  |  | 240_3C_AL_XLPE | SSU BKT BELIMBING: B10717 | HON SHING COMPACT: B01933 |  | 640.998 m |  |  |  | 3 | 0
376901576 | TNB | DISTRIBUTION | CHERAS | Existing | RYB | 11 kV |  |  |  |  | 240_3C_AL_XLPE | PE PDT TANG YEOW WAH: B13957 | JEMCO MARKETING: B07136 |  | 747.594 m |  |  |  | 3 | 0
376901581 | TNB | DISTRIBUTION | CHERAS | Existing | RYB | 11 kV |  |  |  |  | 240_3C_AL_XLPE | PBEL: | APARTMENT JUARA JAYA: B05987 |  | 1551.426 m |  |  |  | 3 | 0
376905930 | TNB | DISTRIBUTION | CHERAS | Existing | RYB | 11 kV |  |  |  |  | 70_1C_AL_XLPE |  |  |  | 2.425 m |  |  |  | 3 | 0
376906122 | TNB | DISTRIBUTION | CHERAS | Existing | RYB | 11 kV |  |  |  |  | 70_1C_AL_XLPE |  |  |  | 0.994 m |  |  |  | 3 | 0
376914489 | TNB | DISTRIBUTION | CHERAS | Existing | RYB | 11 kV |  |  |  |  | 240_3C_AL_XLPE |  |  |  | 25.113 m |  |  |  | 3 | 0
376918849 | TNB | DISTRIBUTION | CHERAS | Existing | RYB | 11 kV | NO | Class C |  |  | 70_1C_AL_XLPE |  |  |  | 1.181 m |  |  |  | 3 | 0
376948793 | TNB | DISTRIBUTION | CHERAS | Existing | RYB | 11 kV | NO | Class C |  |  | 240_3C_AL_XLPE | TMN MESRA: B03948 | PPU SJIM: 11 [OFF] |  | 2107.329 m |  |  | 11 | 3 | 0
376957450 | TNB | DISTRIBUTION | CHERAS | Existing | RYB | 11 kV |  |  |  |  | 70_1C_AL_XLPE |  |  |  | 1.443 m |  |  |  | 3 | 0
376974656 | TNB | DISTRIBUTION | CHERAS | Existing | RYB | 11 kV |  |  |  |  | 70_1C_AL_XLPE |  |  |  | 1.797 m |  |  |  | 3 | 0
376974660 | TNB | DISTRIBUTION | CHERAS | Existing | RYB | 11 kV |  |  |  |  | 70_1C_AL_XLPE |  |  |  | 1.732 m |  |  |  | 3 | 0
376978937 | TNB | DISTRIBUTION | CHERAS | Existing | RYB | 11 kV |  |  |  |  | 240_3C_AL_XLPE | APARTMENT PERDANA HEIGHT SEGAR PERDANA: B08120 | JLN SP 6/3 TMN SEGAR PERDANA: B07741 |  | 454.323 m |  |  |  | 3 | 0
376996219 | TNB | DISTRIBUTION | CHERAS | Existing | RYB | 11 kV |  |  |  |  | 70_1C_AL_XLPE |  |  |  | 1.226 m |  |  |  | 3 | 0
376996568 | TNB | DISTRIBUTION | CHERAS | Existing | RYB | 33 kV |  |  |  |  | 630_1C_AL_XLPE | CJYA: 1L5 | BTHO: [OFF] |  | 4915.783 m |  |  |  | 3 | 0
377034764 | TNB | DISTRIBUTION | CHERAS | Existing | RYB | 11 kV | NO |  |  |  | 240_3C_AL_XLPE | TMN HARMONI INDAH NO 2: B05154 | TMN HARMONI: B02897 |  | 248.721 m |  |  |  | 3 | 0
377039325 | TNB | DISTRIBUTION | CHERAS | Existing | RYB | 11 kV |  |  |  |  | 240_3C_AL_XLPE |  |  |  | 19.999 m |  |  |  | 3 | 0
377039678 | TNB | DISTRIBUTION | CHERAS | Existing | RYB | 11 kV |  |  |  |  | 240_3C_AL_XLPE |  |  |  | 39.342 m |  |  |  | 3 | 0
377073537 | TNB | DISTRIBUTION | CHERAS | Existing | RYB | 11 kV |  |  |  |  | 70_1C_AL_XLPE |  |  |  | 1.167 m |  |  |  | 3 | 0
377073543 | TNB | DISTRIBUTION | CHERAS | Existing | RYB | 11 kV |  |  |  |  | 70_1C_AL_XLPE |  |  |  | 1.147 m |  |  |  | 3 | 0
377094936 | TNB | DISTRIBUTION | CHERAS | Existing | RYB | 11 kV |  |  |  |  | 70_1C_AL_XLPE |  |  |  | 1.038 m |  |  |  | 3 | 0
377099255 | TNB | DISTRIBUTION | CHERAS | Existing | RYB | 11 kV |  |  |  |  | 70_1C_AL_XLPE |  |  |  | 1.082 m |  |  |  | 3 | 0
377099322 | TNB | DISTRIBUTION | CHERAS | Existing | RYB | 11 kV |  |  |  |  | 240_3C_AL_XLPE | DEPOH RAPID: B11888 | PE LOT 33132A BALAKONG: B14564 |  | 308.043 m |  |  |  | 3 | 0
377111962 | TNB | DISTRIBUTION | CHERAS | Existing | RYB | 11 kV |  |  |  |  | 240_3C_AL_XLPE | PE LOT 2297 BUKIT ANGKAT: B14903 | PE LOT 1030 BUKIT ANGKAT: B13809 |  | 575.531 m |  |  |  | 3 | 0
377111986 | TNB | DISTRIBUTION | CHERAS | Existing | RYB | 11 kV |  |  |  |  | 70_1C_AL_XLPE |  |  |  | 1.182 m |  |  |  | 3 | 0
377112063 | TNB | DISTRIBUTION | CHERAS | Existing | RYB | 11 kV | NO | Class C |  |  | 240_3C_AL_XLPE | TMN BAYU SEKAMAT: B12274 | PE PDT FLAT SEKAMAT: B14125 |  | 572.343 m |  |  |  | 3 | 0
377112309 | TNB | DISTRIBUTION | CHERAS | Existing | RYB | 11 kV |  |  |  |  | 240_3C_AL_XLPE | JUBA: | PE SILK RESIDENCE: |  | 1056.248 m |  |  |  | 3 | 0
377112313 | TNB | DISTRIBUTION | CHERAS | Existing | RYB | 11 kV |  |  |  |  | 240_3C_AL_XLPE | PE SILK RESIDENCE: | TMN DUTAMAS NO 2: B13940 |  | 498.574 m |  |  |  | 3 | 0
377124888 | TNB | DISTRIBUTION | CHERAS | Existing | RYB | 11 kV |  |  |  |  | 70_1C_AL_XLPE |  |  |  | 1.159 m |  |  |  | 3 | 0
377124965 | TNB | DISTRIBUTION | CHERAS | Existing | RYB | 11 kV |  |  |  |  | 240_3C_AL_XLPE | PE TASIK VISTA RESIDEN: | PE PADAT AZ-ZAHRAH: B13916 |  | 558.298 m |  |  |  | 3 | 0
377124987 | TNB | DISTRIBUTION | CHERAS | Existing | RYB | 11 kV |  |  |  |  | 70_1C_AL_XLPE |  |  |  | 1.096 m |  |  |  | 3 | 0
377125064 | TNB | DISTRIBUTION | CHERAS | Existing | RYB | 11 kV |  |  |  |  | 240_3C_AL_XLPE | SSU BKT BELIMBING: B10718 | PE PDT TANG YEOW WAH: B14101 |  | 1504.429 m |  |  |  | 3 | 0
377125088 | TNB | DISTRIBUTION | CHERAS | Existing | RYB | 11 kV |  |  |  |  | 70_1C_AL_XLPE |  |  |  | 1.159 m |  |  |  | 3 | 0
377125165 | TNB | DISTRIBUTION | CHERAS | Existing | RYB | 11 kV |  |  |  |  | 240_3C_AL_XLPE | LOT 1779 JLN KPB 4 (MASTER SHANGHAI): B11129 | PDT WEI HUNG KPB 4: B14134 |  | 183.617 m |  |  |  | 3 | 0
377125265 | TNB | DISTRIBUTION | CHERAS | Existing | RYB | 11 kV |  |  |  |  | 240_3C_AL_XLPE |  |  |  | 477.037 m |  |  |  | 3 | 0
377172461 | TNB | DISTRIBUTION | CHERAS | Existing | RYB | 11 kV | YES |  |  |  | 240_3C_AL_XLPE | PE LOT 33132A BALAKONG: B14565 | PE SPECRIVER SDN BHD: B14745 |  | 128.330 m |  |  |  | 3 | 0
377197844 | TNB | DISTRIBUTION | CHERAS | Existing | RYB | 11 kV |  |  |  |  | 150_3C_AL_XLPE |  |  |  | 9.109 m |  |  |  | 3 | 0
377197848 | TNB | DISTRIBUTION | CHERAS | Existing | RYB | 11 kV |  |  |  |  | 150_3C_AL_XLPE |  |  |  | 21.701 m |  |  |  | 3 | 0
377215037 | TNB | DISTRIBUTION | CHERAS | Existing | RYB | 11 kV | NO | Class C |  |  | 240_3C_AL_XLPE | PPU SGLN: | SUKMA PESONA: B12801 |  | 2381.770 m |  |  |  | 3 | 0
377326685 | TNB | DISTRIBUTION | CHERAS | Existing | RYB | 11 kV |  |  |  |  | 70_1C_AL_XLPE |  |  |  | 1.000 m |  |  |  | 3 | 0
377326752 | TNB | DISTRIBUTION | CHERAS | Existing | RYB | 11 kV |  |  |  |  | 240_3C_AL_XLPE | KG BARU CINA SG MACAU: B14375 | PE PDT SG MACAU: B14397 |  | 1204.342 m |  |  |  | 3 | 0
377330985 | TNB | DISTRIBUTION | CHERAS | Existing | RYB | 11 kV |  |  |  |  | 70_1C_AL_XLPE |  |  |  | 1.216 m |  |  |  | 3 | 0
377330989 | TNB | DISTRIBUTION | CHERAS | Existing | RYB | 11 kV |  |  |  |  | 70_1C_AL_XLPE |  |  |  | 1.229 m |  |  |  | 3 | 0
377331142 | TNB | DISTRIBUTION | CHERAS | Existing | RYB | 11 kV |  |  |  |  | 70_1C_AL_XLPE |  |  |  | 1.150 m |  |  |  | 3 | 0
377331252 | TNB | DISTRIBUTION | CHERAS | Existing | RYB | 11 kV |  |  |  |  | 240_3C_AL_XLPE | PE JEMCO DEVELOPMENT: B14145 | PE PADAT JEMCO DEV: B14146 |  | 210.147 m |  |  |  | 3 | 0
377331259 | TNB | DISTRIBUTION | CHERAS | Existing | RYB | 11 kV |  |  |  |  | 240_3C_AL_XLPE | PE PADAT JEMCO DEV: B14148 | LEW MEW CHOI NO 2: B09118 |  | 870.193 m |  |  |  | 3 | 0
377335273 | TNB | DISTRIBUTION | CHERAS | Existing | RYB | 11 kV |  |  |  |  | 70_1C_AL_XLPE |  |  |  | 1.266 m |  |  |  | 3 | 0
377335350 | TNB | DISTRIBUTION | CHERAS | Existing | RYB | 11 kV |  |  |  |  | 240_3C_AL_XLPE | SSU BKT BELIMBING: B10716 | PE PDT PEH AH SOON KBP 6: B14391 |  | 879.609 m |  |  |  | 3 | 0
377343861 | TNB | DISTRIBUTION | CHERAS | Existing | RYB | 11 kV |  |  |  |  | 70_1C_AL_XLPE |  |  |  | 1.151 m |  |  |  | 3 | 0
377343939 | TNB | DISTRIBUTION | CHERAS | Existing | RYB | 11 kV |  |  |  |  | 240_3C_AL_XLPE | PBEL: | PE PDT PSTN KG BARU: B14483 |  | 3802.326 m |  |  |  | 3 | 2
377343948 | TNB | DISTRIBUTION | CHERAS | Existing | RYB | 11 kV |  |  |  |  | 240_3C_AL_XLPE | PE PDT PSTN KG BARU: B14485 | PE PDT CENDANA LAND NO 1: B13453 |  | 2179.190 m |  |  |  | 3 | 0
377356743 | TNB | DISTRIBUTION | CHERAS | Existing | RYB | 11 kV |  |  |  |  | 70_1C_AL_XLPE |  |  |  | 1.218 m |  |  |  | 3 | 0
377356802 | TNB | DISTRIBUTION | CHERAS | Existing | RYB | 11 kV | NO | Class C |  |  | 240_3C_AL_XLPE | PE HQ HASIL KARYA: B14463 | ASAHI KOSEI NO 3: B12202 |  | 187.888 m |  |  |  | 3 | 0
377361037 | TNB | DISTRIBUTION | CHERAS | Existing | RYB | 11 kV |  |  |  |  | 70_1C_AL_XLPE |  |  |  | 1.166 m |  |  |  | 3 | 0
377361235 | TNB | DISTRIBUTION | CHERAS | Existing | RYB | 11 kV |  |  |  |  | 70_1C_AL_XLPE |  |  |  | 1.215 m |  |  |  | 3 | 0
377361239 | TNB | DISTRIBUTION | CHERAS | Existing | RYB | 11 kV |  |  |  |  | 70_1C_AL_XLPE |  |  |  | 1.207 m |  |  |  | 3 | 0
377361269 | TNB | DISTRIBUTION | CHERAS | Existing | RYB | 11 kV | NO | Class C |  |  | 240_3C_AL_XLPE | TMN RAKAN CHERAS NO 2: B14389 | PE 737 APARTMENT NO 2: B14388 |  | 1456.945 m |  |  |  | 3 | 0
377365331 | TNB | DISTRIBUTION | CHERAS | Existing | RYB | 11 kV |  |  |  |  | 70_1C_AL_XLPE |  |  |  | 0.844 m |  |  |  | 3 | 0
377365389 | TNB | DISTRIBUTION | CHERAS | Existing | RYB | 11 kV |  |  |  |  | 240_3C_AL_XLPE | PE GRAND INCOME SDN BHD: B13130 | PE PDT KAMPUNG SG TEKALI: B14395 |  | 2069.733 m |  |  |  | 3 | 0
377412565 | TNB | DISTRIBUTION | CHERAS | Existing | RYB | 11 kV |  |  |  |  | 4X_300_1C_AL_PVC/PVC |  |  |  | 0.882 m |  |  |  | 4 | 0
377412777 | TNB | DISTRIBUTION | CHERAS | Existing | RYB | 11 kV |  |  |  |  | 240_3C_AL_XLPE | TMN SERI MINANG BTHO: B07787 | KK3 BTHO: B15252 |  | 533.994 m |  |  |  | 3 | 3
377425470 | TNB | DISTRIBUTION | CHERAS | Existing | RYB | 11 kV |  |  |  |  | 70_1C_AL_XLPE |  |  |  | 1.314 m |  |  |  | 3 | 0
377425476 | TNB | DISTRIBUTION | CHERAS | Existing | RYB | 11 kV |  |  |  |  | 70_1C_AL_XLPE |  |  |  | 1.323 m |  |  |  | 3 | 0
377425678 | TNB | DISTRIBUTION | CHERAS | Existing | RYB | 11 kV |  |  |  |  | 240_3C_AL_XLPE | PE CHERAS SELATAN 118: B14259 | PE CHERAS SELATAN 118: B14261 |  | 2.690 m |  |  |  | 3 | 0
377425688 | TNB | DISTRIBUTION | CHERAS | Existing | RYB | 11 kV |  |  |  |  | 240_3C_AL_XLPE | TMN SRI INDAH: B01623 | PE CHERAS SELATAN 118: B14258 |  | 1161.819 m |  |  |  | 3 | 2
377506100 | TNB | DISTRIBUTION | CHERAS | Existing | RYB | 11 kV |  |  |  |  | 70_1C_AL_XLPE |  |  |  | 1.196 m |  |  |  | 3 | 0
377506228 | TNB | DISTRIBUTION | CHERAS | Existing | RYB | 11 kV |  |  |  |  | 70_1C_AL_XLPE |  |  |  | 1.174 m |  |  |  | 3 | 0
377506229 | TNB | DISTRIBUTION | CHERAS | Existing | RYB | 11 kV |  |  |  |  | 70_1C_AL_XLPE |  |  |  | 1.187 m |  |  |  | 3 | 0
377506424 | TNB | DISTRIBUTION | CHERAS | Existing | RYB | 11 kV |  |  |  |  | 240_3C_AL_XLPE | TMN KEMACAHAYA BLOK 3: | D-CRS-C16-0628: B14929 |  | 204.525 m |  |  |  | 3 | 0
377506428 | TNB | DISTRIBUTION | CHERAS | Existing | RYB | 11 kV |  |  |  |  | 240_3C_AL_XLPE | D-CRS-C16-0628: B14930 | D-CRS-C16-0628: B14926 |  | 29.178 m |  |  |  | 3 | 0
377506435 | TNB | DISTRIBUTION | CHERAS | Existing | RYB | 11 kV |  |  |  |  | 240_3C_AL_XLPE | D-CRS-C16-0628: B14925 | TMN SURIA RESIDENCE: B10560 [OFF] |  | 324.582 m |  |  |  | 3 | 0
377506503 | TNB | DISTRIBUTION | CHERAS | Existing | RYB | 11 kV |  |  |  |  | 240_3C_AL_XLPE | PE YEW LUM BALAKONG JAYA: B14572 | D-CRS-C16-0627: |  | 330.320 m |  |  |  | 3 | 0
377506526 | TNB | DISTRIBUTION | CHERAS | Existing | RYB | 11 kV |  |  |  |  | 70_1C_AL_XLPE |  |  |  | 1.082 m |  |  |  | 3 | 0
377506624 | TNB | DISTRIBUTION | CHERAS | Existing | RYB | 11 kV | YES | Class D |  |  | 240_3C_AL_XLPE | PPU TSRA: | D-CRS-C16-0654: B14970 |  | 2200.024 m |  |  |  | 3 | 0
377506678 | TNB | DISTRIBUTION | CHERAS | Existing | RYB | 11 kV |  |  |  |  | 240_3C_AL_XLPE | LMAS: | D-CRS-C16-0631: |  | 1425.636 m |  |  | LMAS-12 | 3 | 0
377506744 | TNB | DISTRIBUTION | CHERAS | Existing | RYB | 11 kV |  |  |  |  | 70_1C_AL_XLPE |  |  |  | 0.853 m |  |  |  | 3 | 0
377506745 | TNB | DISTRIBUTION | CHERAS | Existing | RYB | 11 kV |  |  |  |  | 70_1C_AL_XLPE |  |  |  | 0.863 m |  |  |  | 3 | 0
377506966 | TNB | DISTRIBUTION | CHERAS | Existing | RYB | 11 kV |  |  |  |  | 70_1C_AL_XLPE |  |  |  | 0.840 m |  |  |  | 3 | 0
377506975 | TNB | DISTRIBUTION | CHERAS | Existing | RYB | 11 kV | NO | Class C |  |  | 500_1C_AL_XLPE | BTHO: 10 | SSU AEON JUSCO CHERAS SELATAN: TNB0000 |  | 2687.512 m |  |  |  | 4 | 1
377507002 | TNB | DISTRIBUTION | CHERAS | Existing | RYB | 11 kV |  |  |  |  | 70_1C_AL_XLPE |  |  |  | 1.591 m |  |  |  | 3 | 0
377507003 | TNB | DISTRIBUTION | CHERAS | Existing | RYB | 11 kV |  |  |  |  | 70_1C_AL_XLPE |  |  |  | 1.588 m |  |  |  | 3 | 0
377515612 | TNB | DISTRIBUTION | CHERAS | Existing | RYB | 11 kV |  |  |  |  | 240_3C_AL_XLPE | D-CRS-C16-0654: B14971 | LUBS TECHNOLOGY SB: B07691 |  | 987.703 m |  |  |  | 3 | 0
377515673 | TNB | DISTRIBUTION | CHERAS | Existing | RYB | 11 kV | NO | Class C |  |  | 70_1C_AL_XLPE |  |  |  | 1.191 m |  |  |  | 3 | 0
377515786 | TNB | DISTRIBUTION | CHERAS | Existing | RYB | 11 kV | YES | Class D |  |  | 240_3C_AL_XLPE | PPU TSRA: | GIANT VOICE SEMI-D: B13123 |  | 2076.775 m |  |  |  | 3 | 0
377515818 | TNB | DISTRIBUTION | CHERAS | Existing | RYB | 11 kV | YES | Class D |  |  | 240_3C_AL_XLPE | PPU TSRA: | CHERAS PRIMA NO 1: B14365 |  | 1915.470 m |  |  |  | 3 | 0
377515826 | TNB | DISTRIBUTION | CHERAS | Existing | RYB | 11 kV | NO | Class C |  |  | 240_3C_AL_XLPE | JUBA: | S3 LAND: B12069 |  | 4150.055 m |  |  |  | 3 | 0
377696133 | TNB | DISTRIBUTION | CHERAS | Existing | RYB | 11 kV |  |  |  |  | 240_3C_AL_XLPE | SSU TALENT TEAM: | TMN INDUSTRI TALENT NO 2: B14953 |  | 270.434 m |  |  |  | 3 | 0
377696142 | TNB | DISTRIBUTION | CHERAS | Existing | RYB | 11 kV | NO | Class C |  |  | 240_3C_AL_XLPE | PMU BLKG 132/11 kV: 11 | SSU TALENT TEAM: |  | 377.166 m |  |  | BLKG: 11 | 3 | 0
377696151 | TNB | DISTRIBUTION | CHERAS | Existing | RYB | 11 kV |  |  |  |  | 240_3C_AL_XLPE | SSU TALENT TEAM: | ELEGANT CAPITAL NO 1: B11712 |  | 859.380 m |  |  |  | 3 | 0
377696185 | TNB | DISTRIBUTION | CHERAS | Existing | RYB | 11 kV | NO | Class C |  |  | 70_1C_AL_XLPE |  |  |  | 1.049 m |  |  |  | 3 | 0
377696186 | TNB | DISTRIBUTION | CHERAS | Existing | RYB | 11 kV | NO | Class C |  |  | 70_1C_AL_XLPE |  |  |  | 1.057 m |  |  |  | 3 | 0
377696395 | TNB | DISTRIBUTION | CHERAS | Existing | RYB | 11 kV | NO | Class C |  |  | 240_3C_AL_XLPE | JLN CHERAS VISTA 2/1 BMC: B10643 | PE PDT CHERAS VISTA 4: B14890 |  | 320.247 m |  |  |  | 3 | 0
377696415 | TNB | DISTRIBUTION | CHERAS | Existing | RYB | 11 kV | NO | Class C |  |  | 240_3C_AL_XLPE | PE PDT CHERAS VISTA 4: B14891 | PE CHERAS VISTA 6: B15001 |  | 672.413 m |  |  |  | 3 | 0
377696445 | TNB | DISTRIBUTION | CHERAS | Existing | RYB | 11 kV |  |  |  |  | 70_1C_AL_XLPE |  |  |  | 1.269 m |  |  |  | 3 | 0
377696545 | TNB | DISTRIBUTION | CHERAS | Existing | RYB | 11 kV |  |  |  |  | 240_3C_AL_XLPE | P/PURI BIDARA LUMAYAN SG LONG: B07974 | PE IWK SG LONG: B15071 |  | 454.213 m |  |  |  | 3 | 0
377786143 | TNB | DISTRIBUTION | CHERAS | Existing | RYB | 11 kV |  |  |  |  | 70_1C_AL_XLPE |  |  |  | 1.156 m |  |  |  | 3 | 0
377786234 | TNB | DISTRIBUTION | CHERAS | Existing | RYB | 11 kV |  |  |  |  | 70_1C_AL_XLPE |  |  |  | 1.059 m |  |  |  | 3 | 0
377786328 | TNB | DISTRIBUTION | CHERAS | Existing | RYB | 11 kV |  |  |  |  | 70_1C_AL_XLPE |  |  |  | 1.147 m |  |  |  | 3 | 0
377786412 | TNB | DISTRIBUTION | CHERAS | Existing | RYB | 11 kV |  |  |  |  | 70_1C_AL_XLPE |  |  |  | 1.159 m |  |  |  | 3 | 0
377786494 | TNB | DISTRIBUTION | CHERAS | Existing | RYB | 11 kV |  |  |  |  | 70_1C_AL_XLPE |  |  |  | 1.159 m |  |  |  | 3 | 0
377787783 | TNB | DISTRIBUTION | CHERAS | Existing | RYB | 11 kV |  |  |  |  | 240_3C_AL_XLPE | PE PDT SENJA NO 4: B14550 | PE PDT SENJA NO 2: B14551 |  | 654.450 m |  |  |  | 3 | 0
377787789 | TNB | DISTRIBUTION | CHERAS | Existing | RYB | 11 kV |  |  |  |  | 240_3C_AL_XLPE | PE PDT SENJA NO 3: B14547 | PE PDT SENJA NO 4: B14548 |  | 197.868 m |  |  |  | 3 | 0
377787800 | TNB | DISTRIBUTION | CHERAS | Existing | RYB | 11 kV |  |  |  |  | 240_3C_AL_XLPE | PE PDT SENJA NO 6: B14544 | PE PDT SENJA NO 3: B14545 |  | 395.613 m |  |  |  | 3 | 0
377787812 | TNB | DISTRIBUTION | CHERAS | Existing | RYB | 11 kV |  |  |  |  | 240_3C_AL_XLPE | PE SENJA NO 5: B14541 | PE PDT SENJA NO 6: B14542 |  | 43.691 m |  |  |  | 3 | 0
377787827 | TNB | DISTRIBUTION | CHERAS | Existing | RYB | 11 kV |  |  |  |  | 240_3C_AL_XLPE | PBEL: | MINES EXIBITION CENTRE: B05646 |  | 3613.356 m |  |  |  | 3 | 0
377787831 | TNB | DISTRIBUTION | CHERAS | Existing | RYB | 11 kV |  |  |  |  | 240_3C_AL_XLPE | MINE: 4 | PE SENJA NO 5: B14538 |  | 1327.742 m |  |  |  | 3 | 0
377787839 | TNB | DISTRIBUTION | CHERAS | Existing | RYB | 11 kV |  |  |  |  | 240_3C_AL_XLPE | PE PDT SENJA NO 2: B14553 | PE PDT SENJA NO 1: B13924 |  | 31.368 m |  |  |  | 3 | 0
377915713 | TNB | DISTRIBUTION | CHERAS | Existing | RYB | 11 kV | NO | Class C |  |  | 70_1C_AL_XLPE |  |  |  | 0.873 m |  |  |  | 3 | 0
378018019 | TNB | DISTRIBUTION | CHERAS | Existing | RYB | 11 kV |  |  |  |  | 70_1C_AL_XLPE |  |  |  | 0.994 m |  |  |  | 3 | 0
378018092 | TNB | DISTRIBUTION | CHERAS | Existing | RYB | 11 kV |  |  |  |  | 240_3C_AL_XLPE | PADAT LAMAN KENCANA BT 19 H/L: B06746 | PE PADAT SG MAMPIR: B13802 |  | 935.388 m |  |  |  | 3 | 0
378018125 | TNB | DISTRIBUTION | CHERAS | Existing | RYB | 11 kV |  |  |  |  | 70_1C_AL_XLPE |  |  |  | 0.994 m |  |  |  | 3 | 0
378018196 | TNB | DISTRIBUTION | CHERAS | Existing | RYB | 11 kV |  |  |  |  | 240_3C_AL_XLPE | JUBA: | PE SIN CHEE HENG: B14379 |  | 2319.770 m |  |  |  | 3 | 0
378035195 | TNB | DISTRIBUTION | CHERAS | Existing | RYB | 11 kV |  |  |  |  | 70_1C_AL_XLPE |  |  |  | 0.994 m |  |  |  | 3 | 0
378035268 | TNB | DISTRIBUTION | CHERAS | Existing | RYB | 11 kV |  |  |  |  | 240_3C_AL_XLPE | PADAT SEK SG SERAI: B12068 | PE D' LANGAT: B14368 |  | 1673.868 m |  |  |  | 3 | 10
378065259 | TNB | DISTRIBUTION | CHERAS | Existing | RYB | 11 kV |  |  |  |  | 70_1C_AL_XLPE |  |  |  | 1.216 m |  |  |  | 3 | 0
378065260 | TNB | DISTRIBUTION | CHERAS | Existing | RYB | 11 kV |  |  |  |  | 70_1C_AL_XLPE |  |  |  | 1.224 m |  |  |  | 3 | 0
378065401 | TNB | DISTRIBUTION | CHERAS | Existing | RYB | 11 kV |  |  |  |  | 240_3C_AL_XLPE | PE JADE HILL I-PARK: B14372 | CENTRAL MALAYA: B12010 |  | 236.604 m |  |  |  | 3 | 0
379516652 | TNB | DISTRIBUTION | CHERAS | Existing | RYB | 11 kV |  |  |  |  | 70_1C_AL_XLPE |  |  |  | 1.996 m |  |  |  | 3 | 0
379516658 | TNB | DISTRIBUTION | CHERAS | Existing | RYB | 11 kV |  |  |  |  | 70_1C_AL_XLPE |  |  |  | 1.965 m |  |  |  | 3 | 0
379538351 | TNB | DISTRIBUTION | CHERAS | Existing | RYB | 11 kV |  | Class C |  |  | 70_1C_AL_XLPE |  |  |  | 1.127 m |  |  |  | 3 | 0
379538462 | TNB | DISTRIBUTION | CHERAS | Existing | RYB | 11 kV |  |  |  |  | 240_3C_AL_XLPE | PPU MHCR2: |  |  | 982.415 m |  |  |  | 3 | 0
379559613 | TNB | DISTRIBUTION | CHERAS | Existing | RYB | 33 kV | YES |  |  |  | 630_1C_CU_XLPE | PMU SPPK CHERAS 2: | SSU MRTCP: |  | 7459.481 m |  |  |  | 3 | 0
379838777 | TNB | DISTRIBUTION | CHERAS | Existing | RYB | 11 kV |  |  |  |  | 240_3C_AL_XLPE | KILANG CHEW TSU PEH: B07880 | PE YEW LUM BALAKONG JAYA: B14570 |  | 176.800 m |  |  |  | 3 | 0
379852087 | TNB | DISTRIBUTION | CHERAS | Existing | RYB | 11 kV | YES | Class D |  |  | 500_1C_AL_XLPE | PPU TSRA: | SSU ONE AMERIN NO 2: |  | 3335.612 m |  |  |  | 4 | 0
379852091 | TNB | DISTRIBUTION | CHERAS | Existing | RYB | 11 kV | YES | Class D |  |  | 500_1C_AL_XLPE | PPU TSRA: | SSU ONE AMERIN NO 1: |  | 3359.788 m |  |  |  | 4 | 0
379852095 | TNB | DISTRIBUTION | CHERAS | Existing | RYB | 11 kV |  |  |  |  | 500_1C_AL_XLPE | SSU ONE AMERIN NO 2: | SSU ONE AMERIN NO 1: [OFF] |  | 29.594 m |  |  |  | 4 | 0
380294396 | TNB | DISTRIBUTION | CHERAS | Existing | RYB | 11 kV |  |  |  |  | 70_1C_AL_XLPE |  |  |  | 1.011 m |  |  |  | 3 | 0
380294490 | TNB | DISTRIBUTION | CHERAS | Existing | RYB | 11 kV | NO | Class C |  |  | 240_3C_AL_XLPE | WIRA HEIGHT: B11207 | D-CRS-C16-0656: B14141 |  | 771.277 m |  |  |  | 3 | 0
380294499 | TNB | DISTRIBUTION | CHERAS | Existing | RYB | 11 kV | NO | Class C |  |  | 240_3C_AL_XLPE | D-CRS-C16-0656: B14139 | JLN WIRA HEIGHT 3: B12647 |  | 727.390 m |  |  |  | 3 | 0
380294515 | TNB | DISTRIBUTION | CHERAS | Existing | RYB | 11 kV | NO | Class C |  |  | 240_3C_AL_XLPE | JLN WIRA HEIGHT 3: B12648 | ADMIRAL PARK: B08976 |  | 882.740 m |  |  |  | 3 | 0
380298124 | TNB | DISTRIBUTION | CHERAS | Existing | RYB | 11 kV |  |  |  |  | 240_3C_AL_XLPE | SWS TMN MAS SEMENTARA B: B10138 | RUMAH PANGSA BKT KUNDANG: B10193 [OFF] |  | 120.045 m |  |  |  | 3 | 0
380349667 | TNB | DISTRIBUTION | CHERAS | Existing | RYB | 11 kV |  |  |  |  | 70_1C_AL_XLPE |  |  |  | 0.946 m |  |  |  | 3 | 0
380349668 | TNB | DISTRIBUTION | CHERAS | Existing | RYB | 11 kV |  |  |  |  | 70_1C_AL_XLPE |  |  |  | 0.949 m |  |  |  | 3 | 0
380349849 | TNB | DISTRIBUTION | CHERAS | Existing | RYB | 11 kV |  |  |  |  | 240_3C_AL_XLPE | KAJANG HEIGHT NO 4: B13947 | D-CRS-C16-0659: B14486 |  | 901.445 m |  |  |  | 3 | 0
380487069 | TNB | DISTRIBUTION | CHERAS | Existing | RYB | 11 kV |  |  |  |  | 70_1C_AL_XLPE |  |  |  | 1.188 m |  |  |  | 3 | 0
380487177 | TNB | DISTRIBUTION | CHERAS | Existing | RYB | 11 kV |  |  |  |  | 240_3C_AL_XLPE | LOT 2374 FURNIWEB: B10432 | D-CRS-C16-0665: B14657 |  | 71.300 m |  |  |  | 3 | 0
381050007 | TNB | DISTRIBUTION | CHERAS | Existing | RYB | 11 kV | NO | Class C |  |  | 70_1C_AL_XLPE |  |  |  | 1.396 m |  |  |  | 3 | 0
381051079 | TNB | DISTRIBUTION | CHERAS | Existing | RYB | 11 kV | NO | Class C |  |  | 240_3C_AL_XLPE | PE CHERAS VISTA 6: B15002 | JLN CHERAS VISTA NO 2: B11057 [OFF] |  | 782.913 m |  |  |  | 3 | 0
381066759 | TNB | DISTRIBUTION | CHERAS | Existing | RYB | 11 kV | NO | Class C |  |  | 70_1C_AL_XLPE |  |  |  | 1.250 m |  |  |  | 3 | 0
381076644 | TNB | DISTRIBUTION | CHERAS | Existing | RYB | 11 kV |  |  |  |  | 240_3C_AL_XLPE | HUTAN LIPUR SG CONGKAK: B02943 | : |  | 6841.287 m |  |  |  | 3 | 1
381345869 | TNB | DISTRIBUTION | CHERAS | Existing | RYB | 11 kV |  |  |  |  | 70_1C_AL_XLPE |  |  |  | 1.200 m |  |  |  | 3 | 0
381346132 | TNB | DISTRIBUTION | CHERAS | Existing | RYB | 11 kV |  |  |  |  | 240_3C_AL_XLPE | KTM SERDANG: B14505 | SG BESI INDAH NO 5A: B02652 |  | 519.790 m |  |  |  | 3 | 0
381354457 | TNB | DISTRIBUTION | CHERAS | Existing | RYB | 11 kV |  |  |  |  | 70_1C_AL_XLPE |  |  |  | 1.176 m |  |  |  | 3 | 0
381354579 | TNB | DISTRIBUTION | CHERAS | Existing | RYB | 11 kV |  |  |  |  | 240_3C_AL_XLPE | TMN TANMING MAJU CHERAS JAYA: B09091 | PE PDT ENNAI PLASTIK: B14437 |  | 954.209 m |  |  |  | 3 | 3
381358730 | TNB | DISTRIBUTION | CHERAS | Existing | RYB | 11 kV |  |  |  |  | 70_1C_AL_XLPE |  |  |  | 1.658 m |  |  |  | 3 | 0
381453252 | TNB | DISTRIBUTION | CHERAS | Existing | RYB | 33 kV |  |  |  |  | 630_1C_AL_XLPE | SLGT: 6S5 | PPU MHCR: 3P5 [OFF] |  | 2278.075 m |  |  |  | 3 | 0
381453294 | TNB | DISTRIBUTION | CHERAS | Existing | RYB | 11 kV |  |  |  |  | 70_1C_AL_XLPE |  |  |  | 1.153 m |  |  |  | 3 | 0
381453295 | TNB | DISTRIBUTION | CHERAS | Existing | RYB | 11 kV |  |  |  |  | 70_1C_AL_XLPE |  |  |  | 1.167 m |  |  |  | 3 | 0
381453498 | TNB | DISTRIBUTION | CHERAS | Existing | RYB | 11 kV | NO | Class C |  |  | 70_1C_AL_XLPE |  |  |  | 0.746 m |  |  |  | 3 | 0
381453592 | TNB | DISTRIBUTION | CHERAS | Existing | RYB | 11 kV |  |  |  |  | 70_1C_AL_XLPE |  |  |  | 0.628 m |  |  |  | 3 | 0
381453686 | TNB | DISTRIBUTION | CHERAS | Existing | RYB | 11 kV |  |  |  |  | 70_1C_AL_XLPE |  |  |  | 0.700 m |  |  |  | 3 | 0
381453781 | TNB | DISTRIBUTION | CHERAS | Existing | RYB | 11 kV |  |  |  |  | 70_1C_AL_XLPE |  |  |  | 0.700 m |  |  |  | 3 | 0
381453906 | TNB | DISTRIBUTION | CHERAS | Existing | RYB | 11 kV |  |  |  |  | 70_1C_AL_XLPE |  |  |  | 1.000 m |  |  |  | 3 | 0
381454074 | TNB | DISTRIBUTION | CHERAS | Existing | RYB | 11 kV |  |  |  |  | 70_1C_AL_XLPE |  |  |  | 1.000 m |  |  |  | 3 | 0
381454167 | TNB | DISTRIBUTION | CHERAS | Existing | RYB | 11 kV |  |  |  |  | 70_1C_AL_XLPE |  |  |  | 2.000 m |  |  |  | 3 | 0
381454310 | TNB | DISTRIBUTION | CHERAS | Existing | RYB | 11 kV |  |  |  |  | 70_1C_AL_XLPE |  |  |  | 0.805 m |  |  |  | 3 | 0
381454425 | TNB | DISTRIBUTION | CHERAS | Existing | RYB | 11 kV |  |  |  |  | 240_3C_AL_XLPE | RTM SEBERANG LAUT: B08773 | RTM SEBERANG LAUT: B08772 |  | 3.304 m |  |  |  | 3 | 0
381454435 | TNB | DISTRIBUTION | CHERAS | Existing | RYB | 11 kV | NO | Class C |  |  | 70_1C_AL_XLPE |  |  |  | 0.916 m |  |  |  | 3 | 0
381466078 | TNB | DISTRIBUTION | CHERAS | Existing | RYB | 11 kV |  |  |  |  | 70_1C_AL_XLPE |  |  |  | 1.389 m |  |  |  | 3 | 0
381942963 | TNB | DISTRIBUTION | CHERAS | Existing | RYB | 11 kV |  |  |  |  | 240_3C_AL_XLPE |  |  |  | 15.039 m |  |  |  | 3 | 0
381942967 | TNB | DISTRIBUTION | CHERAS | Existing | RYB | 11 kV |  |  |  |  | 240_3C_AL_XLPE |  |  |  | 142.368 m |  |  |  | 3 | 0
382153144 | TNB | DISTRIBUTION | CHERAS | Existing | RYB | 11 kV |  |  |  |  | 70_1C_AL_XLPE |  |  |  | 0.837 m |  |  |  | 3 | 0
382153145 | TNB | DISTRIBUTION | CHERAS | Existing | RYB | 11 kV |  |  |  |  | 70_1C_AL_XLPE |  |  |  | 0.826 m |  |  |  | 3 | 0
382153340 | TNB | DISTRIBUTION | CHERAS | Existing | RYB | 11 kV |  |  |  |  | 240_3C_AL_XLPE | PRIMA MASTONE: B02804 | PE WOO SHAO CON: B14698 |  | 98.558 m |  |  |  | 3 | 1
382153453 | TNB | DISTRIBUTION | CHERAS | Existing | RYB | 11 kV |  |  |  |  | 240_3C_AL_XLPE | CJYA: 1 | PE LOT 4 BHS BOOK (D-CRS-C16-0700): |  | 1877.530 m |  |  |  | 3 | 0
382153464 | TNB | DISTRIBUTION | CHERAS | Existing | RYB | 11 kV |  |  |  |  | 240_3C_AL_XLPE | PE LOT 4 BHS BOOK (D-CRS-C16-0700): | SSU ATLAS AIS CHERAS JAYA: [OFF] |  | 630.664 m |  |  |  | 3 | 0
382153468 | TNB | DISTRIBUTION | CHERAS | Existing | RYB | 11 kV |  |  |  |  | 150_3C_AL_XLPE |  |  |  | 4.782 m |  |  |  | 3 | 0
382157438 | TNB | DISTRIBUTION | CHERAS | Existing | RYB | 11 kV |  |  |  |  | 70_1C_AL_XLPE |  |  |  | 1.138 m |  |  |  | 3 | 0
382157439 | TNB | DISTRIBUTION | CHERAS | Existing | RYB | 11 kV |  |  |  |  | 70_1C_AL_XLPE |  |  |  | 1.144 m |  |  |  | 3 | 0
382157634 | TNB | DISTRIBUTION | CHERAS | Existing | RYB | 11 kV |  |  |  |  | 240_3C_AL_XLPE | D-CRS-C16-0659: B14489 | D-CRS-C16-0644: B14678 |  | 1706.117 m |  |  |  | 3 | 0
382251896 | TNB | DISTRIBUTION | CHERAS | Existing | RYB | 11 kV |  |  |  |  | 240_3C_AL_XLPE | SWS BINA PLASTIC: B01244 | DATARAN HASIL: B07476 |  | 714.154 m |  |  |  | 3 | 1
382251900 | TNB | DISTRIBUTION | CHERAS | Existing | RYB | 11 kV |  |  |  |  | 240_3C_AL_XLPE | U-LIK PLASTIK: TNB0000 | SURIA INDUSTRIAL PARK: B11490 |  | 1509.892 m |  |  |  | 3 | 3
382535284 | TNB | DISTRIBUTION | CHERAS | Existing | RYB | 33 kV | YES | Class D |  |  | 630_1C_AL_XLPE | PMU BLKG 132/33 kV: 5L5 | SSU UPMS: 3S5 |  | 4173.374 m |  |  | BLKG: 5L5 | 3 | 0
382535292 | TNB | DISTRIBUTION | CHERAS | Existing | RYB | 33 kV | YES | Class D |  |  | 630_1C_AL_XLPE | PMU BLKG 132/33 kV: 9L5 | PPU TCLB: 2P5 |  | 7245.652 m |  |  | BLKG: 9L5 | 3 | 8
382943449 | TNB | DISTRIBUTION | CHERAS | Existing | RYB | 33 kV |  |  |  |  | 630_1C_AL_XLPE |  |  |  | 52.853 m |  |  |  | 3 | 0
383067793 | TNB | DISTRIBUTION | CHERAS | Existing | RYB | 11 kV |  |  |  |  | 240_3C_AL_XLPE | SSU YOU VISTA CITY (c16-0543): | PE YOU RESIDENCE NO 2: B13772 |  | 172.823 m |  |  |  | 3 | 0
383067801 | TNB | DISTRIBUTION | CHERAS | Existing | RYB | 11 kV |  |  |  |  | 240_3C_AL_XLPE | LMAS: | SSU YOU VISTA CITY (c16-0543): |  | 1648.114 m |  |  | LMAS-6 | 3 | 0
383067814 | TNB | DISTRIBUTION | CHERAS | Existing | RYB | 11 kV |  |  |  |  | 70_1C_AL_XLPE |  |  |  | 11.138 m |  |  |  | 3 | 0
383067818 | TNB | DISTRIBUTION | CHERAS | Existing | RYB | 11 kV |  |  |  |  | 70_1C_AL_XLPE |  |  |  | 10.799 m |  |  |  | 3 | 0
383067845 | TNB | DISTRIBUTION | CHERAS | Existing | RYB | 11 kV |  |  |  |  | 70_1C_AL_XLPE |  |  |  | 1.074 m |  |  |  | 3 | 0
383067846 | TNB | DISTRIBUTION | CHERAS | Existing | RYB | 11 kV |  |  |  |  | 70_1C_AL_XLPE |  |  |  | 1.063 m |  |  |  | 3 | 0
383068050 | TNB | DISTRIBUTION | CHERAS | Existing | RYB | 11 kV |  |  |  |  | 240_3C_AL_XLPE | GIANT VOICE SEMI-D: B13126 | PE LOT 2297 BUKIT ANGKAT: B14902 |  | 1757.729 m |  |  |  | 3 | 0
383072051 | TNB | DISTRIBUTION | CHERAS | Existing | RYB | 11 kV |  |  |  |  | 70_1C_AL_XLPE |  |  |  | 0.837 m |  |  |  | 3 | 0
383072149 | TNB | DISTRIBUTION | CHERAS | Existing | RYB | 11 kV |  |  |  |  | 240_3C_AL_XLPE | DUSUN NANDING NO 2: B02196 | D-CRS-C16-0684: B14640 |  | 196.528 m |  |  |  | 3 | 1
383072197 | TNB | DISTRIBUTION | CHERAS | Existing | RYB | 11 kV | NO | Class C |  |  | 150_3C_AL_XLPE |  |  |  | 6.718 m |  |  |  | 3 | 0
383072201 | TNB | DISTRIBUTION | CHERAS | Existing | RYB | 11 kV | NO | Class C |  |  | 150_3C_AL_XLPE |  |  |  | 5.847 m |  |  |  | 3 | 0
383072213 | TNB | DISTRIBUTION | CHERAS | Existing | RYB | 11 kV | NO | Class C |  |  | 240_3C_AL_XLPE | D-CRS-C16-0620: | JLN PERMAISURI 23/6 BDR MAHKOTA CHERAS: B07125 |  | 460.124 m |  |  |  | 3 | 2
383102130 | TNB | DISTRIBUTION | CHERAS | Existing | RYB | 11 kV |  |  |  |  | 240_3C_AL_XLPE | TMN INDAH JAYA: B02248 | PDT LESTARI MEWAH: B13506 |  | 696.733 m |  |  |  | 3 | 0
383359739 | TNB | DISTRIBUTION | CHERAS | Existing | R | 11 kV |  |  |  |  | 70_1C_AL_XLPE |  |  |  | 0.711 m |  |  |  | 3 | 0
383840772 | TNB | DISTRIBUTION | CHERAS | Existing | RYB | 11 kV |  |  |  |  | 240_3C_AL_XLPE | TMASS: | SWS TMN MAS SEMENTARA C: B12327 |  | 68.097 m |  |  |  | 3 | 0
384141960 | TNB | DISTRIBUTION | CHERAS | Existing | RYB | 11 kV |  |  |  |  | 240_3C_AL_XLPE | D-CRS-C15-0624: | D-CRS-C15-0624: B15281 |  | 79.088 m |  |  |  | 3 | 0
384141966 | TNB | DISTRIBUTION | CHERAS | Existing | RYB | 11 kV |  |  |  |  | 240_3C_AL_XLPE | D-CRS-C15-0624: B15280 | D-CRS-C15-0624: B15277 |  | 50.998 m |  |  |  | 3 | 0
384141971 | TNB | DISTRIBUTION | CHERAS | Existing | RYB | 11 kV |  |  |  |  | 240_3C_AL_XLPE | D-CRS-C15-0624: B15276 | D-CRS-C15-0624: B15273 |  | 34.922 m |  |  |  | 3 | 0
384141977 | TNB | DISTRIBUTION | CHERAS | Existing | RYB | 11 kV |  |  |  |  | 240_3C_AL_XLPE | D-CRS-C15-0624: B15272 | D-CRS-C15-0624: [OFF] |  | 32.745 m |  |  |  | 3 | 0
384142001 | TNB | DISTRIBUTION | CHERAS | Existing | RYB | 11 kV |  |  |  |  | 240_3C_AL_XLPE | MINE: 11 | D-CRS-C15-0624: |  | 471.411 m |  |  |  | 3 | 1
384142009 | TNB | DISTRIBUTION | CHERAS | Existing | RYB | 11 kV |  |  |  |  | 240_3C_AL_XLPE | D-CRS-C15-0581: B15247 | LOT 31975 BINA PLASTIC INDUSTRIES: [OFF] |  | 760.444 m |  |  |  | 3 | 0
384142031 | TNB | DISTRIBUTION | CHERAS | Existing | RYB | 11 kV |  |  |  |  | 240_3C_AL_XLPE | SG BESI INDAH NO 5: B15127 | D-CRS-C15-0624: [OFF] |  | 1050.629 m |  |  |  | 3 | 0
384871259 | TNB | DISTRIBUTION | CHERAS | Existing | RYB | 33 kV | YES | Class D |  |  | 630_1C_AL_XLPE | PMU BLKG 132/33 kV: 2L5 | SSU UPMS: 5S5 |  | 4172.177 m |  |  | BLKG: 5L5 | 3 | 0
384871276 | TNB | DISTRIBUTION | CHERAS | Existing | RYB | 33 kV | YES | Class D |  |  | 630_1C_AL_XLPE | PMU BLKG 132/33 kV: 4L5 | PPU EQUIN(N): |  | 12124.215 m |  |  |  | 3 | 0
385219039 | TNB | DISTRIBUTION | CHERAS | Existing | RYB | 11 kV | NO | Class C |  |  | 240_3C_AL_XLPE | PDT Banglo Latifah: B13158 | PALM WALK NO 2: B10470 |  | 1756.616 m |  |  |  | 3 | 0
385399418 | TNB | DISTRIBUTION | CHERAS | Existing | RYB | 11 kV |  |  |  |  | 240_3C_AL_XLPE | LMAS: | PE SAVILLE CHERAS KONDO(0605): |  | 2403.699 m |  |  | LMAS 8 | 3 | 0
385399430 | TNB | DISTRIBUTION | CHERAS | Existing | RYB | 11 kV | NO |  |  |  | 240_3C_AL_XLPE | BTHO: 5 | SWS MAKTAB PDRM: B02043 |  | 6610.040 m |  |  |  | 3 | 0
385485986 | TNB | DISTRIBUTION | CHERAS | Existing | RYB | 33 kV | YES |  |  |  | 630_1C_AL_XLPE | SLGT: 6S5 | PPU MHCR: 3P5 [OFF] |  | 773.325 m |  |  |  | 3 | 0
385486074 | TNB | DISTRIBUTION | CHERAS | Existing | RYB | 33 kV | YES |  |  |  | 630_1C_AL_XLPE | SLGT 2 NO 1: [OFF] | PMU SPPK CHERAS 2: |  | 12469.277 m |  |  |  | 3 | 0
385486079 | TNB | DISTRIBUTION | CHERAS | Existing | RYB | 33 kV | YES |  |  |  | 630_1C_AL_XLPE | SLGT 2 NO 1: | PMU MCRS: |  | 189.721 m |  |  |  | 3 | 0
385486091 | TNB | DISTRIBUTION | CHERAS | Existing | RYB | 33 kV | YES |  |  |  | 630_1C_AL_XLPE | PMU MCRS: | SLGT 2 NO 1: |  | 190.087 m |  |  |  | 3 | 0
385486115 | TNB | DISTRIBUTION | CHERAS | Existing | RYB | 33 kV | YES |  |  |  | 630_1C_AL_XLPE | PMU MCRS: | SSU MRTCP: [OFF] |  | 5181.313 m |  |  |  | 3 | 0
385506753 | TNB | DISTRIBUTION | CHERAS | Existing | RYB | 11 kV | YES | Class D |  |  | 70_1C_AL_XLPE |  |  |  | 2.113 m |  |  |  | 3 | 0
385644203 | TNB | DISTRIBUTION | CHERAS | Existing | RYB | 11 kV | YES | Class D |  |  | 240_3C_AL_XLPE | PPU TSRA: | TMN MESRA UTAMA IMPIAN EHSAN: B14137 |  | 2877.012 m |  |  |  | 3 | 0
385803018 | TNB | DISTRIBUTION | CHERAS | Existing | RYB | 11 kV | NO | Class C |  |  | 240_3C_AL_XLPE | PE NOUVELLE BALAKONG NO 1: B13566 | PE SWEET WEALTH: B13164 |  | 1484.046 m |  |  |  | 3 | 0
385824500 | TNB | DISTRIBUTION | CHERAS | Existing | RYB | 11 kV | NO | Class C |  |  | 240_3C_AL_XLPE | PPU MHCR2: | BDR MAHKOTA CHERAS NO 17: B13541 |  | 1309.356 m |  |  |  | 3 | 0
385828782 | TNB | DISTRIBUTION | CHERAS | Existing | RYB | 11 kV | NO | Class C |  |  | 500_1C_AL_XLPE | LMAS: | D-CRS-C16-0631: |  | 1356.725 m |  |  | LMAS-13 | 4 | 0
385876016 | TNB | DISTRIBUTION | CHERAS | Existing | RYB | 11 kV | NO | Class C |  |  | 240_3C_AL_XLPE | PMU BLKG 132/11 kV: 14 | YOONG SING TYRES: B01463 |  | 3931.628 m |  |  | BLKG: 14 | 3 | 0
385914662 | TNB | DISTRIBUTION | CHERAS | Existing | RYB | 11 kV | NO | Class C |  |  | 240_3C_AL_XLPE | PMU BLKG 132/11 kV: 13 | PE PDT BAYU HEIGHT: B13149 |  | 1176.980 m |  |  | BLKG: 13 | 3 | 0
385923254 | TNB | DISTRIBUTION | CHERAS | Existing | RYB | 11 kV | NO | Class C |  |  | 240_3C_AL_XLPE | PMU KJNG 132/11kV: 5 | SAMA PLASTIK: B04188 |  | 2002.962 m |  |  |  | 3 | 1
385923264 | TNB | DISTRIBUTION | CHERAS | Existing | RYB | 11 kV | NO | Class C |  |  | 240_3C_AL_XLPE | BKT ANGKAT COMPACT SG CHUA: B04193 | DUNHAM BUSH: B04197 |  | 1207.870 m |  |  |  | 3 | 0
385931846 | TNB | DISTRIBUTION | CHERAS | Existing | RYB | 11 kV | NO | Class C |  |  | 240_3C_AL_XLPE | BERKAT HASIL NO 4: B01882 | AUTOLIV HIROTAKO: MB07137 |  | 618.710 m |  |  |  | 3 | 3
385931850 | TNB | DISTRIBUTION | CHERAS | Existing | RYB | 11 kV | NO | Class C |  |  | 240_3C_AL_XLPE | AUTOLIV HIROTAKO: MB07139 | TANMING RAYA NO 1: B01881 [OFF] |  | 461.235 m |  |  |  | 3 | 0
385940450 | TNB | DISTRIBUTION | CHERAS | Existing | RYB | 11 kV | NO | Class C |  |  | 240_3C_AL_XLPE | COMMOND WOOD PRODUCT: B06072 | NO 3 TAMAN SETIA BALAKONG: B02964 |  | 771.456 m |  |  |  | 3 | 1
385940472 | TNB | DISTRIBUTION | CHERAS | Existing | RYB | 11 kV |  |  |  |  | 240_3C_AL_XLPE | NO 2 TAMAN SETIA BALAKONG: B02958 |  |  | 22.444 m |  |  |  | 3 | 0
385940478 | TNB | DISTRIBUTION | CHERAS | Existing | RYB | 11 kV | NO | Class C |  |  | 240_3C_AL_XLPE | NO 1, TMN SETIA BALAKONG: B02954 | TAMAN SINARAN NO 2: B07851 |  | 879.824 m |  |  |  | 3 | 0
385940493 | TNB | DISTRIBUTION | CHERAS | Existing | RYB | 11 kV | NO | Class C |  |  | 240_3C_AL_XLPE | PMU BLKG 132/11 kV: 12 | JONG SENG COMPACT: B01459 |  | 4112.419 m |  |  | BLKG: 12 | 3 | 6
385949014 | TNB | DISTRIBUTION | CHERAS | Existing | RYB | 11 kV | NO | Class C |  |  | 240_3C_AL_XLPE | PMU BLKG 132/11 kV: 5 | 99 SPEEDMART: B11428 |  | 2473.498 m |  |  | BLKG: 5 | 3 | 0
385957602 | TNB | DISTRIBUTION | CHERAS | Existing | RYB | 11 kV | NO | Class C |  |  | 240_3C_AL_XLPE | PMU BLKG 132/11 kV: 10 | YEW LUM PROPERTIES: B01976 |  | 1133.058 m |  |  | BLKG: 10 | 3 | 0
385957614 | TNB | DISTRIBUTION | CHERAS | Existing | RYB | 11 kV | NO | Class C |  |  | 240_3C_AL_XLPE | SWS LI FONG COPPER: B01965 | ASAHI KOSEI NO 2: B07590 [OFF] |  | 344.075 m |  |  |  | 3 | 0
385957618 | TNB | DISTRIBUTION | CHERAS | Existing | RYB | 11 kV | NO | Class C |  |  | 240_3C_AL_XLPE | INDUSTRONIC ENTERPRISE: B01968 | SWS LI FONG COPPER: B01967 |  | 353.942 m |  |  |  | 3 | 0
385966190 | TNB | DISTRIBUTION | CHERAS | Existing | RYB | 11 kV | NO | Class C |  |  | 240_3C_AL_XLPE | SRI TIMAH: B05480 | KYK HEIGHT: B11279 |  | 609.407 m |  |  |  | 3 | 1
385970492 | TNB | DISTRIBUTION | CHERAS | Existing | RYB | 11 kV | NO | Class C |  |  | 240_3C_AL_XLPE | VISTA GREEN CONDO BDR MAHKOTA CHERAS: B07121 | JALAN DAYANG 17/8: B07912 |  | 1176.677 m |  |  |  | 3 | 1
385970496 | TNB | DISTRIBUTION | CHERAS | Existing | RYB | 11 kV | NO | Class C |  |  | 240_3C_AL_XLPE | JLN PERMAISURI 23/6 BDR MAHKOTA CHERAS: B07127 | COMMERCIAL AREA NO 7 BMC: B08619 |  | 2012.962 m |  |  |  | 3 | 0
385970517 | TNB | DISTRIBUTION | CHERAS | Existing | RYB | 11 kV | NO | Class C |  |  | 500_1C_AL_XLPE | PPU MHCR2: | D-CRS-C16-0620: |  | 938.523 m |  |  |  | 4 | 0
387636557 | TNB | DISTRIBUTION | CHERAS | Existing | RYB | 11 kV | NO | Class C |  |  | 240_3C_AL_XLPE | TMN PERINDUSTRIAN ALFA IMPIAN NO 1: B11320 | RMH PANGSA KOS RENDAH NO 2 IMPIAN EHSAN: B07267 |  | 582.189 m |  |  |  | 3 | 0
387640850 | TNB | DISTRIBUTION | CHERAS | Existing | RYB | 11 kV | NO | Class C |  |  | 240_3C_AL_XLPE | DESA KARUNMAS NO 4: B06447 | DESA KARUNMAS NO 1: B04585 |  | 644.538 m |  |  |  | 3 | 0
387649462 | TNB | DISTRIBUTION | CHERAS | Existing | RYB | 11 kV | NO | Class C |  |  | 240_3C_AL_XLPE | CHERAS PRIMA NO 3: B08563 | CHERAS PRIMA NO 2: B07234 |  | 165.224 m |  |  |  | 3 | 0
387649485 | TNB | DISTRIBUTION | CHERAS | Existing | RYB | 11 kV | NO | Class C |  |  | 240_3C_AL_XLPE | BALAI BOMBA BTHO: B15406 | SSU WOTP: B00919 |  | 1565.368 m |  |  |  | 3 | 0
387649512 | TNB | DISTRIBUTION | CHERAS | Existing | RYB | 11 kV | NO | Class C |  |  | 70_1C_AL_XLPE |  |  |  | 1.175 m |  |  |  | 3 | 0
387649613 | TNB | DISTRIBUTION | CHERAS | Existing | RYB | 11 kV | NO | Class C |  |  | 240_3C_AL_XLPE | CHERAS PRIMA NO 2: B07231 | BALAI BOMBA BTHO: B15404 |  | 4244.607 m |  |  |  | 3 | 0
387662328 | TNB | DISTRIBUTION | CHERAS | Existing | RYB | 11 kV | NO | Class C |  |  | 500_1C_AL_XLPE | PPU SGLN: | PE UTAR SG LONG: |  | 1296.460 m |  |  |  | 3 | 0
387666615 | TNB | DISTRIBUTION | CHERAS | Existing | RYB | 11 kV | NO | Class C |  |  | 240_3C_AL_XLPE | OAKHILL COMPACT: B02396 | JLN MUTIARA 3/4: B13119 |  | 1889.386 m |  |  |  | 3 | 0
387666623 | TNB | DISTRIBUTION | CHERAS | Existing | RYB | 11 kV | NO | Class C |  |  | 240_3C_AL_XLPE | PE SJK (C) BDR SG LONG: B13945 | BKT PERMAI SG LONG: B04479 |  | 600.966 m |  |  |  | 3 | 0
387670912 | TNB | DISTRIBUTION | CHERAS | Existing | RYB | 11 kV | NO | Class C |  |  | 240_3C_AL_XLPE | HAO RESIDENCE: B11818 | SG LONG GOLF CLUB: B02384 |  | 577.242 m |  |  |  | 3 | 0
387675204 | TNB | DISTRIBUTION | CHERAS | Existing | RYB | 11 kV | NO | Class C |  |  | 240_3C_AL_XLPE | TAMAN SUNNYSIDE NO 4: B09145 | RMH PAM PARAS RENDAH: B08737 |  | 748.269 m |  |  |  | 3 | 0
387675210 | TNB | DISTRIBUTION | CHERAS | Existing | RYB | 11 kV | NO | Class C |  |  | 240_3C_AL_XLPE | TMN SRI SG LONG NO 2: B10107 | TMN SERI SG LONG: B09998 |  | 556.658 m |  |  |  | 3 | 0
387675219 | TNB | DISTRIBUTION | CHERAS | Existing | RYB | 11 kV | NO | Class C |  |  | 240_3C_AL_XLPE | TMN SERI SG LONG: B09996 | TAMAN SUNNYSIDE NO 3: B09139 |  | 571.146 m |  |  |  | 3 | 0
387688084 | TNB | DISTRIBUTION | CHERAS | Existing | RYB | 11 kV | NO | Class C |  |  | 240_3C_AL_XLPE | PPU SGLN: | TMN RAKAN CHERAS NO 2: B02406 |  | 1414.923 m |  |  |  | 3 | 0
387688088 | TNB | DISTRIBUTION | CHERAS | Existing | RYB | 11 kV | NO | Class C |  |  | 240_3C_AL_XLPE | PPU SGLN: | TMN RAKAN CHERAS NO 1: B02404 |  | 1347.347 m |  |  |  | 3 | 0
387688092 | TNB | DISTRIBUTION | CHERAS | Existing | RYB | 11 kV | NO | Class C |  |  | 240_3C_AL_XLPE | PPU SGLN: 3 | SURIA VILLA: B13502 |  | 1670.154 m |  |  |  | 3 | 0
387688109 | TNB | DISTRIBUTION | CHERAS | Existing | RYB | 11 kV | NO | Class C |  |  | 240_3C_AL_XLPE | TMN BUKIT SURIA NO 2: B09249 | TMN BUKIT SURIA NO 3: B11475 |  | 1221.182 m |  |  |  | 3 | 0
387688117 | TNB | DISTRIBUTION | CHERAS | Existing | RYB | 11 kV | NO | Class C |  |  | 240_3C_AL_XLPE | SURIA VILLA: B13505 | TMN BUKIT SURIA NO 2: B09247 |  | 635.242 m |  |  |  | 3 | 0
387688122 | TNB | DISTRIBUTION | CHERAS | Existing | RYB | 11 kV | NO | Class C |  |  | 240_3C_AL_XLPE | TMN BUKIT SURIA NO 3: B11473 | PADAT BUKIT SURIA: B11512 |  | 542.264 m |  |  |  | 3 | 0
387688130 | TNB | DISTRIBUTION | CHERAS | Existing | RYB | 11 kV | NO | Class C |  |  | 240_3C_AL_XLPE | PADAT BUKIT SURIA: B11510 | TMN BUKIT SURIA NO 1: B11472 |  | 277.505 m |  |  |  | 3 | 0
387688139 | TNB | DISTRIBUTION | CHERAS | Existing | RYB | 11 kV | NO | Class C |  |  | 240_3C_AL_XLPE | PADAT ADAPT HOUSING: B12340 | TMN RAKAN CHERAS NO 3: B04875 |  | 582.716 m |  |  |  | 3 | 0
387688156 | TNB | DISTRIBUTION | CHERAS | Existing | RYB | 11 kV | NO | Class C |  |  | 240_3C_AL_XLPE | TMN SURIA: B09280 | TMN RAKAN CHERAS NO 3: B02409 [OFF] |  | 389.310 m |  |  |  | 3 | 0
387688161 | TNB | DISTRIBUTION | CHERAS | Existing | RYB | 11 kV | NO | Class C |  |  | 240_3C_AL_XLPE | TMN TROPICANA CHERAS: B12425 | TMN SURIA: B09278 |  | 315.691 m |  |  |  | 3 | 0
387688165 | TNB | DISTRIBUTION | CHERAS | Existing | RYB | 11 kV | NO | Class C |  |  | 240_3C_AL_XLPE | TMN SURIA NO 2: B10195 | TMN TROPICANA CHERAS: B12422 |  | 321.424 m |  |  |  | 3 | 0
387688186 | TNB | DISTRIBUTION | CHERAS | Existing | RYB | 11 kV | NO | Class C |  |  | 240_3C_AL_XLPE | VIRIDIAN: B12239 | TMN TROPICANA NO 2: B13789 |  | 1134.902 m |  |  |  | 3 | 0
387688198 | TNB | DISTRIBUTION | CHERAS | Existing | RYB | 11 kV | NO | Class C |  |  | 240_3C_AL_XLPE | TMN RAKAN CHERAS NO 2: B02408 | TAMAN CHERAS IDAMAN: B08436 |  | 732.412 m |  |  |  | 3 | 0
387688211 | TNB | DISTRIBUTION | CHERAS | Existing | RYB | 11 kV | NO | Class C |  |  | 240_3C_AL_XLPE | TMN LINGKARAN NUR: B05385 | TMN KOPERASI CUEPAC NO 2: B02418 |  | 584.905 m |  |  |  | 3 | 0
387688221 | TNB | DISTRIBUTION | CHERAS | Existing | RYB | 11 kV | NO | Class C |  |  | 240_3C_AL_XLPE | TAMAN CHERAS IDAMAN: B12687 | TAMAN CHERAS IDAMAN NO 2: B12701 [OFF] |  | 874.497 m |  |  |  | 3 | 0
387688233 | TNB | DISTRIBUTION | CHERAS | Existing | RYB | 11 kV | NO | Class C |  |  | 240_3C_AL_XLPE | TMN KOPERASI CUEPAC NO 2: B14138 | PE 737 APARTMENT NO 1: B14382 [OFF] |  | 361.579 m |  |  |  | 3 | 0
387688237 | TNB | DISTRIBUTION | CHERAS | Existing | RYB | 11 kV | NO | Class C |  |  | 240_3C_AL_XLPE | PE 737 APARTMENT NO 2: B14386 | PE 737 APARTMENT NO 1: B14385 |  | 51.260 m |  |  |  | 3 | 0
387705260 | TNB | DISTRIBUTION | CHERAS | Existing | RYB | 11 kV | NO | Class C |  |  | 240_3C_AL_XLPE | PPU SGLN: 7 | GARDEN PARK SG. LONG NO 1: B05400 |  | 2386.887 m |  |  |  | 3 | 0
387709564 | TNB | DISTRIBUTION | CHERAS | Existing | RYB | 11 kV | NO | Class C |  |  | 240_3C_AL_XLPE | JLN PAHLAWAN 20/3: B08600 | BDR MAHKOTA CHERAS NO. 12: B06355 |  | 777.341 m |  |  |  | 3 | 2
387709589 | TNB | DISTRIBUTION | CHERAS | Existing | RYB | 11 kV | NO | Class C |  |  | 240_3C_AL_XLPE | BDR MAHKOTA CHERAS NO. 12: B06358 | JLN PAHLAWAN 2A/3 BDR MAHKOTA CHERAS: B09398 |  | 1145.626 m |  |  |  | 3 | 0
387718142 | TNB | DISTRIBUTION | CHERAS | Existing | RYB | 11 kV | NO | Class C |  |  | 240_3C_AL_XLPE | MAN FAT SEC 2: B01315 | LIAN NGOI: B01811 |  | 1705.601 m |  |  |  | 3 | 0
387739614 | TNB | DISTRIBUTION | CHERAS | Existing | RYB | 11 kV | NO | Class C |  |  | 240_3C_AL_XLPE | JLN PAHLAWAN 24/3, BDR MAHKOTA CHERAS: B07817 | JLN PAHLAWAN 22/3, BDR MAHKOTA CHERAS: B07818 |  | 481.317 m |  |  | HULU LANGAT JAYA NO 1 | 3 | 0
387752498 | TNB | DISTRIBUTION | CHERAS | Existing | RYB | 11 kV | NO | Class C |  |  | 240_3C_AL_XLPE | LAGENDA SURIA NO 1: B10670 | LAGENDA SURIA NO 2: B10671 |  | 285.131 m |  |  |  | 3 | 0
387756788 | TNB | DISTRIBUTION | CHERAS | Existing | RYB | 11 kV | NO | Class C |  |  | 240_3C_AL_XLPE | BDR MAHKOTA CHERAS NO. 2: | GREEN ACRE PARK NO 2: B06613 |  | 4621.806 m |  |  |  | 3 | 0
387761096 | TNB | DISTRIBUTION | CHERAS | Existing | RYB | 11 kV | NO | Class C |  |  | 240_3C_AL_XLPE | JLN MAHKOTA RESIDENCE NO 2: B12013 | EXITWAY NO 1: B12661 |  | 338.590 m |  |  |  | 3 | 0
388276378 | TNB | DISTRIBUTION | CHERAS | Existing | RYB | 11 kV | NO | Class C |  |  | 240_3C_AL_XLPE | PPU MHCR2: | PDT SHELL BMC: |  | 1100.268 m |  |  |  | 3 | 0
388821700 | TNB | DISTRIBUTION | CHERAS | Existing | RYB | 11 kV | NO | Class C |  |  | 240_3C_AL_XLPE | D-CRS-C16-0333: B14863 | LFIP NO 1: B01948 |  | 687.313 m |  |  |  | 3 | 0
388933344 | TNB | DISTRIBUTION | CHERAS | Existing | RYB | 33 kV | YES | Class D |  |  | 630_1C_AL_XLPE |  | PPU TSRA: [OFF] |  | 3785.345 m |  |  |  | 3 | 0
389282745 | TNB | DISTRIBUTION | CHERAS | Existing | RYB | 11 kV |  |  |  |  | 240_3C_AL_XLPE | SWS TMN MAS SEMENTARA B: B10138 | RUMAH PANGSA BKT KUNDANG: B10193 [OFF] |  | 215.211 m |  |  |  | 3 | 0
390599445 | TNB | DISTRIBUTION | CHERAS | Existing | RYB | 11 kV |  | Class C |  |  | 70_1C_AL_XLPE |  |  |  | 1.222 m |  |  |  | 3 | 0
390599446 | TNB | DISTRIBUTION | CHERAS | Existing | RYB | 11 kV |  | Class C |  |  | 70_1C_AL_XLPE |  |  |  | 1.218 m |  |  |  | 3 | 0
390599641 | TNB | DISTRIBUTION | CHERAS | Existing | RYB | 11 kV |  | Class D |  |  | 240_3C_AL_XLPE | MAKTAB TENTERA DIRAJA: B12118 | D-CRS-C17-0680: B15250 |  | 656.844 m |  |  |  | 3 | 0

## Output
Id | Owner Type | Owner Name | Operational Area | Status | Phasing | Nominal Voltage | Assumed? | Data Quality Class | ERMS Functional Location | ERMS Equipment No | Label | From | To | Actual Length | Calculated Length | ERMS System Status | ERMS User Status | Remarks | MV UG Cables | MV UG Annotations | Check | Detail
4637600 | TNB | DISTRIBUTION | CHERAS | Existing | RYB | 11 kV |  |  |  |  | 240_3C_AL_XLPE | FLAT TAMAN HARMONI: B08360 | BOULEVARD BELIMBING HILLS: B10616 |  | 1148.682 m |  |  |  | 3 | 0 | Pass | null
4753612 | TNB | DISTRIBUTION | CHERAS | Existing | RYB | 11 kV |  |  |  |  | 185_3C_AL_PILC | KG SG LIMBAT A/T: B02229 | SUNWAY QUARRY INDUSTRIES: B10807 |  | 4643.114 m |  |  |  | 3 | 1 | Pass | null
5019776 | TNB | DISTRIBUTION | CHERAS | Existing | RYB | 11 kV |  |  |  |  | 240_3C_AL_XLPE | TMN WANGSA CHERAS NO 1: B10363 | WANGSA CHERAS: B02100 |  | 317.222 m |  |  |  | 3 | 1 | Pass | null
5032699 | TNB | DISTRIBUTION | CHERAS | Existing | RYB | 11 kV |  |  |  |  | 70_1C_AL_XLPE |  |  |  | 2.359 m |  |  |  | 3 | 0 | Pass | null
5033413 | TNB | DISTRIBUTION | CHERAS | Existing | RYB | 11 kV |  |  |  |  | 240_3C_AL_XLPE | PADAT TECK LEE: B12564 | LOT 1779 JLN KPB 4 (MASTER SHANGHAI): B11127 |  | 56.265 m |  |  |  | 3 | 0 | Pass | null
5230234 | TNB | DISTRIBUTION | CHERAS | Existing | RYB | 11 kV | NO | Class C |  |  | 240_3C_AL_XLPE | LOJI RAT. SISA NO 1 BDR MAHKOTA CHERAS: B06594 | PE 1 :SURIA RESIDENT NO.1: B12743 |  | 317.674 m |  |  |  | 3 | 2 | Pass | null
5380456 | TNB | DISTRIBUTION | CHERAS | Existing | RYB | 11 kV |  |  |  |  | 240_3C_AL_XLPE | BONANZA INDUSTRIAL PARK: B08561 | MEHKO TANMING: B10964 [OFF] |  | 262.642 m |  |  |  | 3 | 0 | Pass | null
5415508 | TNB | DISTRIBUTION | CHERAS | Existing | RYB | 11 kV |  |  |  |  | 240_3C_AL_XLPE | MERCEDES: B12475 | PE JEMCO DEVELOPMENT: B14142 |  | 1147.304 m |  |  |  | 3 | 0 | Pass | null
5457691 | TNB | DISTRIBUTION | CHERAS | Existing | RYB | 11 kV |  |  |  |  | 240_3C_AL_XLPE | LMAS: | TMN SEGAR PERDANA NO 5: B12336 |  | 4055.944 m |  |  | LMAS-10 | 3 | 0 | Pass | null
5552281 | TNB | DISTRIBUTION | CHERAS | Existing | RYB | 11 kV | NO | Class C |  |  | 240_3C_AL_XLPE | SURIA COURT: B11893 | PDT SURIA MAHKOTA: B12814 |  | 96.171 m |  |  |  | 3 | 0 | Pass | null
5938612 | TNB | DISTRIBUTION | CHERAS | Existing | RYB | 11 kV |  |  |  |  | 240_3C_AL_XLPE | D-CRS-C16-0631: | MAKTAB PDRM NO 2: B11872 |  | 2255.831 m |  |  | LMAS-12 | 3 | 0 | Pass | null
5938615 | TNB | DISTRIBUTION | CHERAS | Existing | RYB | 11 kV |  |  |  |  | 240_3C_AL_XLPE | D-CRS-C16-0631: | IMPERIAL RESIDENCE: B13304 |  | 575.011 m |  |  | LMAS-13 | 3 | 0 | Pass | null
6098084 | TNB | DISTRIBUTION | CHERAS | Existing | RYB | 11 kV |  |  |  |  | 70_1C_AL_XLPE |  |  |  | 1.130 m |  |  |  | 3 | 0 | Pass | null
6098086 | TNB | DISTRIBUTION | CHERAS | Existing | RYB | 11 kV |  |  |  |  | 240_3C_AL_XLPE | PE MPSB LOT 62034: B12530 | JLN KWSN PERINDUSTRIAN BUDIMAN: B11894 |  | 263.197 m |  |  |  | 3 | 0 | Pass | null
6158413 | TNB | DISTRIBUTION | CHERAS | Existing | RYB | 11 kV |  |  |  |  | 70_1C_AL_XLPE |  |  |  | 2.613 m |  |  |  | 3 | 0 | Pass | null
6159072 | TNB | DISTRIBUTION | CHERAS | Existing | RYB | 11 kV | NO | Class C |  |  | 240_3C_AL_XLPE | PDT SURIA MAHKOTA: B12816 | VISTA CITY JLN PANGLIMA: B10349 |  | 210.951 m |  |  |  | 3 | 0 | Pass | null
6308593 | TNB | DISTRIBUTION | CHERAS | Existing | RYB | 11 kV |  |  |  |  | 70_1C_AL_XLPE |  |  |  | 1.287 m |  |  |  | 3 | 0 | Pass | null
6308601 | TNB | DISTRIBUTION | CHERAS | Existing | RYB | 11 kV | NO | Class C |  |  | 240_3C_AL_XLPE | MAHKOTA HILLS: B12851 | PE PDT VISTA HILL NO 2: B13562 |  | 395.924 m |  |  |  | 3 | 0 | Pass | null
6350938 | TNB | DISTRIBUTION | CHERAS | Existing | RYB | 11 kV |  |  |  |  | 70_1C_AL_XLPE |  |  |  | 0.992 m |  |  |  | 3 | 0 | Pass | null
6351506 | TNB | DISTRIBUTION | CHERAS | Existing | RYB | 11 kV |  |  |  |  | 70_1C_AL_XLPE |  |  |  | 1.332 m |  |  |  | 3 | 0 | Pass | null
6352088 | TNB | DISTRIBUTION | CHERAS | Existing | RYB | 11 kV |  |  |  |  | 240_3C_AL_XLPE | LIM KOK YONG: B06280 | BUDIMAN BUSINESS NO 1: B12715 |  | 131.525 m |  |  |  | 3 | 1 | Pass | null
6353429 | TNB | DISTRIBUTION | CHERAS | Existing | RYB | 11 kV |  |  |  |  | 70_1C_AL_XLPE |  |  |  | 1.483 m |  |  |  | 3 | 0 | Pass | null
6353433 | TNB | DISTRIBUTION | CHERAS | Existing | RYB | 11 kV |  |  |  |  | 70_1C_AL_XLPE |  |  |  | 1.419 m |  |  |  | 3 | 0 | Pass | null
6353600 | TNB | DISTRIBUTION | CHERAS | Existing | RYB | 11 kV |  |  |  |  | 240_3C_AL_XLPE | BUDIMAN BUSINESS NO 1: B12718 | BUDIMAN BUSINESS NO 2: B12719 |  | 552.288 m |  |  |  | 3 | 1 | Pass | null
6389502 | TNB | DISTRIBUTION | CHERAS | Existing | RYB | 11 kV |  |  |  |  | 70_1C_AL_XLPE |  |  |  | 1.127 m |  |  |  | 3 | 0 | Pass | null
6389567 | TNB | DISTRIBUTION | CHERAS | Existing | RYB | 11 kV |  |  |  |  | 240_3C_AL_XLPE | LOT 3396 JLN BJ 2: B11620 | SUNSHINE EST: B12737 |  | 248.949 m |  |  |  | 3 | 0 | Pass | null
6398143 | TNB | DISTRIBUTION | CHERAS | Existing | RYB | 11 kV |  |  |  |  | 240_3C_AL_XLPE |  |  |  | 15.024 m |  |  |  | 3 | 0 | Pass | null
6398145 | TNB | DISTRIBUTION | CHERAS | Existing | RYB | 11 kV |  |  |  |  | 240_3C_AL_XLPE |  |  |  | 23.098 m |  |  |  | 3 | 0 | Pass | null
6398147 | TNB | DISTRIBUTION | CHERAS | Existing | RYB | 11 kV |  |  |  |  | 240_3C_AL_XLPE |  |  |  | 56.922 m |  |  |  | 3 | 0 | Pass | null
6398151 | TNB | DISTRIBUTION | CHERAS | Existing | RYB | 11 kV |  |  |  |  | 240_3C_AL_XLPE |  |  |  | 19.224 m |  |  |  | 3 | 0 | Pass | null
6488836 | TNB | DISTRIBUTION | CHERAS | Existing | RYB | 11 kV |  |  |  |  | 240_3C_AL_XLPE | TAMAN SINAR HARAPAN: B12832 | RMH ORANG-ORANG TUA: B01784 [OFF] |  | 202.092 m |  |  |  | 3 | 0 | Pass | null
6488843 | TNB | DISTRIBUTION | CHERAS | Existing | RYB | 11 kV |  |  |  |  | 70_1C_AL_XLPE |  |  |  | 1.297 m |  |  |  | 3 | 0 | Pass | null
6593792 | TNB | DISTRIBUTION | CHERAS | Existing | RYB | 11 kV |  |  |  |  | 70_1C_AL_XLPE |  |  |  | 2.557 m |  |  |  | 3 | 0 | Pass | null
6593797 | TNB | DISTRIBUTION | CHERAS | Existing | RYB | 11 kV |  |  |  |  | 70_1C_AL_XLPE |  |  |  | 2.310 m |  |  |  | 3 | 0 | Pass | null
6593802 | TNB | DISTRIBUTION | CHERAS | Existing | RYB | 11 kV |  |  |  |  | 70_1C_AL_XLPE |  |  |  | 2.245 m |  |  |  | 3 | 0 | Pass | null
6593807 | TNB | DISTRIBUTION | CHERAS | Existing | RYB | 11 kV |  |  |  |  | 70_1C_AL_XLPE |  |  |  | 2.432 m |  |  |  | 3 | 0 | Pass | null
6806049 | TNB | DISTRIBUTION | CHERAS | Existing | RYB | 11 kV |  |  |  |  | 240_3C_AL_XLPE | TANMING RAYA NO 3: B12346 | DAIDO AMISTAR (M) SDN BHD: B12345 |  | 1401.464 m |  |  |  | 3 | 0 | Pass | null
7175286 | TNB | DISTRIBUTION | CHERAS | Existing | RYB | 11 kV | NO | Class C |  |  | 240_3C_AL_XLPE |  |  |  | 30.133 m |  |  |  | 3 | 0 | Pass | null
8386316 | TNB | DISTRIBUTION | CHERAS | Existing | RYB | 11 kV |  |  |  |  | 70_1C_AL_XLPE |  |  |  | 1.311 m |  |  |  | 3 | 0 | Pass | null
8386424 | TNB | DISTRIBUTION | CHERAS | Existing | RYB | 11 kV | NO | Class C |  |  | 240_3C_AL_XLPE |  |  |  | 41.319 m |  |  |  | 3 | 0 | Pass | null
8407765 | TNB | DISTRIBUTION | CHERAS | Existing | RYB | 11 kV | NO | Class C |  |  | 240_3C_AL_XLPE |  |  |  | 11.454 m |  |  |  | 3 | 0 | Pass | null
8407881 | TNB | DISTRIBUTION | CHERAS | Existing | RYB | 11 kV | NO | Class C |  |  | 70_1C_AL_XLPE |  |  |  | 1.933 m |  |  |  | 3 | 0 | Pass | null
8407983 | TNB | DISTRIBUTION | CHERAS | Existing | RYB | 11 kV | NO | Class C |  |  | 70_1C_AL_XLPE |  |  |  | 2.070 m |  |  |  | 3 | 0 | Pass | null
8528992 | TNB | DISTRIBUTION | CHERAS | Existing | RYB | 11 kV | NO | Class C |  |  | 120_3C_AL_PILC |  |  |  | 3.500 m |  |  |  | 3 | 0 | Pass | null
8678258 | TNB | DISTRIBUTION | CHERAS | Existing | RYB | 11 kV |  |  |  |  | 70_1C_AL_XLPE |  |  |  | 2.117 m |  |  |  | 3 | 0 | Pass | null
8678262 | TNB | DISTRIBUTION | CHERAS | Existing | RYB | 11 kV |  |  |  |  | 70_1C_AL_XLPE |  |  |  | 1.550 m |  |  |  | 3 | 0 | Pass | null
8678265 | TNB | DISTRIBUTION | CHERAS | Existing | RYB | 11 kV | NO | Class C |  |  | 70_1C_AL_XLPE |  |  |  | 1.899 m |  |  |  | 3 | 0 | Pass | null
8682514 | TNB | DISTRIBUTION | CHERAS | Existing | RYB | 11 kV |  |  |  |  | 70_1C_AL_XLPE |  |  |  | 0.911 m |  |  |  | 3 | 0 | Pass | null
8682518 | TNB | DISTRIBUTION | CHERAS | Existing | RYB | 11 kV |  |  |  |  | 70_1C_AL_XLPE |  |  |  | 0.981 m |  |  |  | 3 | 0 | Pass | null
8682522 | TNB | DISTRIBUTION | CHERAS | Existing | RYB | 11 kV |  |  |  |  | 70_1C_AL_XLPE |  |  |  | 1.524 m |  |  |  | 3 | 0 | Pass | null
8898447 | TNB | DISTRIBUTION | CHERAS | Existing | RYB | 11 kV |  |  |  |  | 240_3C_AL_XLPE | SAMWON RUBBER: | SAMWON RUBBER: |  | 2.960 m |  |  |  | 3 | 0 | Pass | null
8944520 | TNB | DISTRIBUTION | CHERAS | Existing | RYB | 11 kV |  |  |  |  | 70_1C_AL_XLPE |  |  |  | 2.380 m |  |  |  | 3 | 0 | Pass | null
8944527 | TNB | DISTRIBUTION | CHERAS | Existing | RYB | 11 kV |  |  |  |  | 70_1C_AL_XLPE |  |  |  | 2.888 m |  |  |  | 3 | 0 | Pass | null
9266511 | TNB | DISTRIBUTION | CHERAS | Existing | RYB | 11 kV | NO | Class C |  |  | 240_3C_AL_XLPE |  |  |  | 48.218 m |  |  |  | 3 | 0 | Pass | null
9266572 | TNB | DISTRIBUTION | CHERAS | Existing | RYB | 11 kV |  |  |  |  | 70_1C_AL_XLPE |  |  |  | 1.555 m |  |  |  | 3 | 0 | Pass | null
9266579 | TNB | DISTRIBUTION | CHERAS | Existing | RYB | 11 kV |  |  |  |  | 70_1C_AL_XLPE |  |  |  | 1.558 m |  |  |  | 3 | 0 | Pass | null
9507037 | TNB | DISTRIBUTION | CHERAS | Existing | RYB | 11 kV |  |  |  |  | 240_3C_AL_XLPE |  |  |  | 14.465 m |  |  |  | 3 | 0 | Pass | null
9532791 | TNB | DISTRIBUTION | CHERAS | Existing | RYB | 11 kV |  |  |  |  | 240_3C_AL_XLPE | LFIP NO 1: | LFIP NO 1: |  | 2.089 m |  |  |  | 3 | 0 | Pass | null
9532840 | TNB | DISTRIBUTION | CHERAS | Existing | RYB | 11 kV |  |  |  |  | 240_3C_AL_XLPE | LFIP NO 3: B12412 | LFIP NO 3: B12411 |  | 1.954 m |  |  |  | 3 | 0 | Pass | null
9532860 | TNB | DISTRIBUTION | CHERAS | Existing | RYB | 11 kV |  |  |  |  | 70_1C_AL_XLPE |  |  |  | 2.254 m |  |  |  | 3 | 0 | Pass | null
9550986 | TNB | DISTRIBUTION | CHERAS | Existing | RYB | 11 kV |  |  |  |  | 240_3C_AL_XLPE |  |  |  | 8.666 m |  |  |  | 3 | 0 | Pass | null
9592973 | TNB | DISTRIBUTION | CHERAS | Existing | RYB | 11 kV |  |  |  |  | 240_3C_AL_XLPE | LIAN YEW ENGINEERING BALAKONG (LYE): B01289 |  |  | 54.394 m |  |  |  | 3 | 0 | Pass | null
9593013 | TNB | DISTRIBUTION | CHERAS | Existing | RYB | 11 kV |  |  |  |  | 240_3C_AL_XLPE |  |  |  | 20.880 m |  |  |  | 3 | 0 | Pass | null
9605708 | TNB | DISTRIBUTION | CHERAS | Existing | RYB | 11 kV | NO | Class C |  |  | 240_3C_AL_XLPE |  |  |  | 8.513 m |  |  |  | 3 | 0 | Pass | null
9605715 | TNB | DISTRIBUTION | CHERAS | Existing | RYB | 11 kV | NO | Class C |  |  | 240_3C_AL_XLPE |  |  |  | 14.880 m |  |  |  | 3 | 0 | Pass | null
9605726 | TNB | DISTRIBUTION | CHERAS | Existing | RYB | 11 kV | NO | Class C |  |  | 240_3C_AL_XLPE |  |  |  | 9.518 m |  |  |  | 3 | 0 | Pass | null
9640043 | TNB | DISTRIBUTION | CHERAS | Existing | RYB | 11 kV |  |  |  |  | 70_1C_AL_XLPE |  |  |  | 2.703 m |  |  |  | 3 | 0 | Pass | null
9658449 | TNB | DISTRIBUTION | CHERAS | Existing | RYB | 11 kV |  |  |  |  | 240_3C_AL_XLPE |  |  |  | 65.925 m |  |  |  | 3 | 0 | Pass | null
9713077 | TNB | DISTRIBUTION | CHERAS | Existing | RYB | 11 kV |  |  |  |  | 70_1C_AL_XLPE |  |  |  | 1.228 m |  |  |  | 3 | 0 | Pass | null
9713079 | TNB | DISTRIBUTION | CHERAS | Existing | RYB | 11 kV |  |  |  |  | 240_3C_AL_XLPE |  |  |  | 29.450 m |  |  |  | 3 | 0 | Pass | null
9915082 | TNB | DISTRIBUTION | CHERAS | Existing | RYB | 11 kV |  |  |  |  | 70_1C_AL_XLPE |  |  |  | 1.008 m |  |  |  | 3 | 0 | Pass | null
9970694 | TNB | DISTRIBUTION | CHERAS | Existing | RYB | 11 kV |  |  |  |  | 240_3C_AL_XLPE |  |  |  | 7.535 m |  |  |  | 3 | 0 | Pass | null
10000781 | TNB | DISTRIBUTION | CHERAS | Existing | RYB | 11 kV |  |  |  |  | 240_3C_AL_XLPE |  |  |  | 68.105 m |  |  |  | 3 | 0 | Pass | null
10026509 | TNB | DISTRIBUTION | CHERAS | Existing | RYB | 11 kV |  |  |  |  | 240_3C_AL_XLPE |  |  |  | 53.471 m |  |  |  | 3 | 0 | Pass | null
10035085 | TNB | DISTRIBUTION | CHERAS | Existing | RYB | 11 kV |  |  |  |  | 70_1C_AL_XLPE |  |  |  | 2.107 m |  |  |  | 3 | 0 | Pass | null
10790832 | TNB | DISTRIBUTION | CHERAS | Existing | RYB | 11 kV |  |  |  |  | 240_3C_AL_XLPE |  |  |  | 9.989 m |  |  |  | 3 | 0 | Pass | null
10790835 | TNB | DISTRIBUTION | CHERAS | Existing | RYB | 11 kV |  |  |  |  | 240_3C_AL_XLPE |  |  |  | 12.657 m |  |  |  | 3 | 0 | Pass | null
11005613 | TNB | DISTRIBUTION | CHERAS | Existing | RYB | 11 kV | NO | Class C |  |  | 70_1C_AL_XLPE |  |  |  | 1.561 m |  |  |  | 3 | 0 | Pass | null
11005615 | TNB | DISTRIBUTION | CHERAS | Existing | RYB | 11 kV | NO | Class C |  |  | 70_1C_AL_XLPE |  |  |  | 1.676 m |  |  |  | 3 | 0 | Pass | null
11005770 | TNB | DISTRIBUTION | CHERAS | Existing | RYB | 11 kV | NO | Class C |  |  | 240_3C_AL_XLPE | TMN PINGGIRAN SEKAMAT: B12688 | TAMAN CHERAS IDAMAN NO 2: B12704 |  | 139.635 m |  |  |  | 3 | 0 | Pass | null
12736626 | TNB | DISTRIBUTION | CHERAS | Existing | RYB | 11 kV | NO | Class C |  |  | 70_1C_AL_XLPE |  |  |  | 0.872 m |  |  |  | 3 | 0 | Pass | null
12737952 | TNB | DISTRIBUTION | CHERAS | Existing | RYB | 11 kV | NO | Class C |  |  | 70_1C_AL_XLPE |  |  |  | 1.407 m |  |  |  | 3 | 0 | Pass | null
12737954 | TNB | DISTRIBUTION | CHERAS | Existing | RYB | 11 kV | NO | Class C |  |  | 70_1C_AL_XLPE |  |  |  | 1.906 m |  |  |  | 3 | 0 | Pass | null
12738082 | TNB | DISTRIBUTION | CHERAS | Existing | RYB | 11 kV | NO | Class C |  |  | 240_3C_AL_XLPE | PE 1 :SURIA RESIDENT NO.1: B12746 | PE 2 : SURIA RESIDENT NO.2: B12747 |  | 227.574 m |  |  |  | 3 | 0 | Pass | null
12738087 | TNB | DISTRIBUTION | CHERAS | Existing | RYB | 11 kV | NO | Class C |  |  | 240_3C_AL_XLPE | PE 2 : SURIA RESIDENT NO.2: B12749 | VISTANA MAHKOTA JLN PAHLAWAN: B10250 |  | 369.268 m |  |  |  | 3 | 0 | Pass | null
12783294 | TNB | DISTRIBUTION | CHERAS | Existing | RYB | 11 kV |  |  |  |  | 240_3C_AL_XLPE |  |  |  | 8.568 m |  |  |  | 3 | 0 | Pass | null
12857402 | TNB | DISTRIBUTION | CHERAS | Existing | RYB | 11 kV |  |  |  |  | 70_1C_AL_XLPE |  |  |  | 1.468 m |  |  |  | 3 | 0 | Pass | null
12857406 | TNB | DISTRIBUTION | CHERAS | Existing | RYB | 11 kV |  |  |  |  | 70_1C_AL_XLPE |  |  |  | 1.864 m |  |  |  | 3 | 0 | Pass | null
12858027 | TNB | DISTRIBUTION | CHERAS | Existing | RYB | 11 kV |  |  |  |  | 70_1C_AL_XLPE |  |  |  | 1.000 m |  |  |  | 3 | 0 | Pass | null
12858043 | TNB | DISTRIBUTION | CHERAS | Existing | RYB | 11 kV | NO | Class C |  |  | 240_3C_AL_XLPE | TMN PERINDUSTRIAN ALFA IMPIAN NO 2: B11324 | TMN PERINDUSTRIAN ALFA IMPIAN NO 1: B11323 |  | 274.833 m |  |  |  | 3 | 0 | Pass | null
12937875 | TNB | DISTRIBUTION | CHERAS | Existing | RYB | 11 kV |  |  |  |  | 70_1C_AL_XLPE |  |  |  | 2.032 m |  |  |  | 3 | 0 | Pass | null
12955010 | TNB | DISTRIBUTION | CHERAS | Existing | RYB | 11 kV | NO | Class C |  |  | 240_3C_AL_XLPE | CHERAS PRIMA NO 1: B07228 | PLAZA TOL SAUJANA IMPIAN: B07537 |  | 996.065 m |  |  |  | 3 | 0 | Pass | null
12955015 | TNB | DISTRIBUTION | CHERAS | Existing | RYB | 11 kV | NO | Class C |  |  | 240_3C_AL_XLPE | PLAZA TOL SAUJANA IMPIAN: B07535 | LAG LOVE: B07073 |  | 811.259 m |  |  |  | 3 | 0 | Pass | null
14518015 | TNB | DISTRIBUTION | CHERAS | Existing | RYB | 11 kV | NO | Class C |  |  | 240_3C_AL_XLPE | AISTANA INDUSTRI: B09481 | SENADAYA: B03972 |  | 239.043 m |  |  |  | 3 | 0 | Pass | null
14518025 | TNB | DISTRIBUTION | CHERAS | Existing | RYB | 11 kV | NO | Class C |  |  | 240_3C_AL_XLPE | BINAFIMAS S/B NO 2: B11307 | BINAFIMAS S/B: B10811 |  | 216.847 m |  |  |  | 3 | 0 | Pass | null
14900241 | TNB | DISTRIBUTION | CHERAS | Existing | RYB | 11 kV |  |  |  |  | 240_3C_AL_XLPE | EKSPIDISI EMAS: B06540 | ONE INDUSTRIAL PARK NO 2: B13157 |  | 378.641 m |  |  |  | 3 | 0 | Pass | null
14900252 | TNB | DISTRIBUTION | CHERAS | Existing | RYB | 11 kV |  |  |  |  | 240_3C_AL_XLPE | YAT ENGINEERING: B01942 | PADAT TECK LEE: B12566 |  | 177.065 m |  |  |  | 3 | 0 | Pass | null
14900255 | TNB | DISTRIBUTION | CHERAS | Existing | RYB | 11 kV |  |  |  |  | 240_3C_AL_XLPE | PDT WEI HUNG KPB 4: B14138 | MASTER SHANGHAI: B01936 |  | 138.883 m |  |  |  | 3 | 0 | Pass | null
14900341 | TNB | DISTRIBUTION | CHERAS | Existing | RYB | 11 kV |  |  |  |  | 240_3C_AL_XLPE | WISMA PAUSON: B10518 | PE HEE LEE: B13465 |  | 546.526 m |  |  |  | 3 | 0 | Pass | null
14900346 | TNB | DISTRIBUTION | CHERAS | Existing | RYB | 11 kV |  |  |  |  | 240_3C_AL_XLPE | IVORY ASCENT S/B: B06382 | LIN LIN CREAMERIES S/B: B04772 |  | 287.812 m |  |  |  | 3 | 0 | Pass | null
14900353 | TNB | DISTRIBUTION | CHERAS | Existing | RYB | 11 kV |  |  |  |  | 240_3C_AL_XLPE | LIAN YEW ENGINEERING BALAKONG (LYE): B01290 | CCP: B01293 |  | 864.191 m |  |  |  | 3 | 0 | Pass | null
14900361 | TNB | DISTRIBUTION | CHERAS | Existing | RYB | 11 kV |  |  |  |  | 240_3C_AL_XLPE | SETIA NO 2 BALAKONG: B07823 | D'IMPIAN TROPIKA: B11775 |  | 193.239 m |  |  |  | 3 | 0 | Pass | null
14900394 | TNB | DISTRIBUTION | CHERAS | Existing | RYB | 11 kV | YES | Class D |  |  | 240_3C_AL_XLPE | BALAKONG 275: B02776 | KILANG JLN TANMING 2 NO 1: B11602 |  | 286.891 m |  |  |  | 3 | 0 | Pass | null
14900400 | TNB | DISTRIBUTION | CHERAS | Existing | RYB | 11 kV | YES | Class D |  |  | 240_3C_AL_XLPE | MEGA MOULDING: B02773 | BALAKONG 275: B02774 |  | 258.075 m |  |  |  | 3 | 0 | Pass | null
14900409 | TNB | DISTRIBUTION | CHERAS | Existing | RYB | 11 kV |  |  |  |  | 240_3C_AL_XLPE | TUCK HUA NO 3: B09423 | AZR VTEC JLN SURIA 1: B12104 |  | 242.997 m |  |  |  | 3 | 0 | Pass | null
14900427 | TNB | DISTRIBUTION | CHERAS | Existing | RYB | 11 kV |  |  |  |  | 240_3C_AL_XLPE | TANMING JAYA INDUSTRIAL PARK: B09339 | JOWAT MANUFACTURING: B10657 |  | 228.774 m |  |  |  | 3 | 0 | Pass | null
14900437 | TNB | DISTRIBUTION | CHERAS | Existing | RYB | 11 kV |  |  |  |  | 240_3C_AL_XLPE | JOWAT MANUFACTURING: B10659 | DESA KL ENTERPRISE: B02786 |  | 360.004 m |  |  |  | 3 | 0 | Pass | null
14900503 | TNB | DISTRIBUTION | CHERAS | Existing | RYB | 11 kV |  |  |  |  | 240_3C_AL_XLPE | JLN IMPIAN INDAH NO 4: B10677 | TMN IMPIAN INDAH NO 3: B08148 |  | 261.928 m |  |  |  | 3 | 0 | Pass | null
14900599 | TNB | DISTRIBUTION | CHERAS | Existing | RYB | 11 kV |  |  |  |  | 70_1C_AL_XLPE |  |  |  | 1.196 m |  |  |  | 3 | 0 | Pass | null
14900734 | TNB | DISTRIBUTION | CHERAS | Existing | RYB | 11 kV |  |  |  |  | 240_3C_AL_XLPE | LFIP NO 2: B12187 | LFIP NO 2: B12188 |  | 4.692 m |  |  |  | 3 | 0 | Pass | null
14900740 | TNB | DISTRIBUTION | CHERAS | Existing | RYB | 11 kV |  |  |  |  | 70_1C_AL_XLPE |  |  |  | 1.837 m |  |  |  | 3 | 0 | Pass | null
15020740 | TNB | DISTRIBUTION | CHERAS | Existing | RYB | 11 kV | NO | Class C |  |  | 240_3C_AL_XLPE | TMN CHERAS JAYA NO 4: B01542 | TMN CHERAS JAYA NO 3: B01543 |  | 452.675 m |  |  |  | 3 | 4 | Pass | null
15170810 | TNB | DISTRIBUTION | CHERAS | Existing | RYB | 11 kV | NO | Class C |  |  | 240_3C_AL_XLPE | PPU SGLN: 8 | WETEX: B04012 |  | 2595.737 m |  |  |  | 3 | 0 | Pass | null
15170814 | TNB | DISTRIBUTION | CHERAS | Existing | RYB | 33 kV |  |  |  |  | 630_1C_AL_XLPE | PPU SGLN: | CJYA: |  | 5764.049 m |  |  |  | 3 | 20 | Pass | null
15823439 | TNB | DISTRIBUTION | CHERAS | Existing | RYB | 11 kV |  |  |  |  | 240_3C_AL_XLPE | : | KG JAWA: B02300 [OFF] |  | 352.591 m |  |  |  | 3 | 1 | Pass | null
15823451 | TNB | DISTRIBUTION | CHERAS | Existing | RYB | 11 kV |  |  |  |  | 240_3C_AL_XLPE | KUALA PERDIK (OUTDOOR): B02290 | KG HULU PERDIK COMPACT: B02291 |  | 1762.354 m |  |  |  | 3 | 2 | Pass | null
15823455 | TNB | DISTRIBUTION | CHERAS | Existing | RYB | 11 kV |  |  |  |  | 240_3C_AL_XLPE | TMN IMPIAN WARISAN LANGAT: B09078 | KUALA PERDIK (OUTDOOR): B02288 |  | 2409.013 m |  |  |  | 3 | 2 | Pass | null
15853510 | TNB | DISTRIBUTION | CHERAS | Existing | RYB | 11 kV | NO | Class C |  |  | 240_3C_AL_XLPE | SIN YEE SENG NO 2: B01989 | LFIP NO 5: B01990 |  | 431.930 m |  |  |  | 3 | 4 | Pass | null
15862149 | TNB | DISTRIBUTION | CHERAS | Existing | RYB | 11 kV |  |  |  |  | 240_3C_AL_XLPE | DUSUN TUA SEBERANG A/T: B08442 | RAKR DUSUN TUA: B02274 |  | 1960.644 m |  |  |  | 3 | 3 | Pass | null
15862153 | TNB | DISTRIBUTION | CHERAS | Existing | RYB | 11 kV |  |  |  |  | 240_3C_AL_XLPE | RAKR DUSUN TUA: B02272 | DUSUN TUA: B02265 [OFF] |  | 242.339 m |  |  |  | 3 | 1 | Pass | null
15862167 | TNB | DISTRIBUTION | CHERAS | Existing | RYB | 11 kV |  |  |  |  | 185_3C_AL_PILC | KG SG TEKALI NO 2 A/T: B02232 | KG SG LIMBAT A/T: B02231 |  | 1357.759 m |  |  |  | 3 | 5 | Pass | null
15862233 | TNB | DISTRIBUTION | CHERAS | Existing | RYB | 11 kV |  |  |  |  | 240_3C_AL_XLPE | PDT LESTARI MEWAH: B13508 | FAIR VIEW: B02249 |  | 1371.174 m |  |  |  | 3 | 3 | Pass | null
15862237 | TNB | DISTRIBUTION | CHERAS | Existing | RYB | 11 kV |  |  |  |  | 240_3C_AL_XLPE | DESA SAUJANA LANGAT: B13146 | TMN INDAH JAYA: B02246 |  | 1270.032 m |  |  |  | 3 | 0 | Pass | null
15879392 | TNB | DISTRIBUTION | CHERAS | Existing | RYB | 11 kV |  |  |  |  | 240_3C_AL_XLPE | MAGNAVILLA NO 2: B01871 | SEK MEN CHERAS JAYA: B06232 |  | 1119.583 m |  |  |  | 3 | 4 | Pass | null
15887822 | TNB | DISTRIBUTION | CHERAS | Existing | RYB | 11 kV |  |  |  |  | 240_3C_AL_XLPE | COMPACT PANGSUN (EMPANGAN PANGSUN): B10521 | HUTAN LIPUR SG CONGKAK: B02941 |  | 7574.940 m |  |  |  | 3 | 3 | Pass | null
15926499 | TNB | DISTRIBUTION | CHERAS | Existing | RYB | 11 kV |  |  |  |  | 240_3C_AL_XLPE | ESSO LANGAT JAYA: B11711 | TMN PERKASA INDAH: B09103 |  | 4444.067 m |  |  |  | 3 | 14 | Pass | null
15926535 | TNB | DISTRIBUTION | CHERAS | Existing | RYB | 11 kV |  |  |  |  | 240_3C_AL_XLPE | TMASS: | SONG TEIK SUN: B02350 |  | 7990.055 m |  |  |  | 3 | 14 | Pass | null
15926555 | TNB | DISTRIBUTION | CHERAS | Existing | RYB | 11 kV |  |  |  |  | 240_3C_AL_XLPE | PE D' LANGAT: B14366 | IDAMAN VILLA: B08090 |  | 70.715 m |  |  |  | 3 | 1 | Pass | null
15926573 | TNB | DISTRIBUTION | CHERAS | Existing | RYB | 11 kV |  |  |  |  | 240_3C_AL_XLPE | SEKOLAH SERI SURIA HULU LANGAT: B09108 | LAMAN KESUMA: B10484 |  | 3416.818 m |  |  |  | 3 | 9 | Pass | null
15926612 | TNB | DISTRIBUTION | CHERAS | Existing | RYB | 11 kV |  |  |  |  | 240_3C_AL_XLPE | TMN PINGGIRAN DELIMA NO 3: B02245 | PADAT JLN WAWASAN 1A: B08945 |  | 899.177 m |  |  |  | 3 | 6 | Pass | null
15960818 | TNB | DISTRIBUTION | CHERAS | Existing | RYB | 11 kV |  |  |  |  | 240_3C_AL_XLPE | TANMING VEHICLE: B02810 | LAM KONG SUM: B02819 |  | 145.348 m |  |  |  | 3 | 2 | Pass | null
16016687 | TNB | DISTRIBUTION | CHERAS | Existing | RYB | 11 kV | NO | Class C |  |  | 240_3C_AL_XLPE | JLN SERI BUDIMAN 2/2: B10254 | JALAN BENTARA 1/5 BDR MAHKOTA CHERAS: B08072 |  | 986.616 m |  |  |  | 3 | 7 | Pass | null
16016702 | TNB | DISTRIBUTION | CHERAS | Existing | RYB | 11 kV | NO | Class C |  |  | 240_3C_AL_XLPE | JLN BENTARA 14/5 BMC: B12053 | JALAN SERI BUDIMAN 1/3 TMN SRI BUDIMAN: B09486 |  | 98.680 m |  |  |  | 3 | 1 | Pass | null
16016714 | TNB | DISTRIBUTION | CHERAS | Existing | RYB | 11 kV | NO | Class C |  |  | 240_3C_AL_XLPE | GARDEN PARK SG LONG NO 3: B05396 | JALAN DESA BUDIMAN 1/3 NO 1: B08713 |  | 1583.127 m |  |  |  | 3 | 0 | Pass | null
16016752 | TNB | DISTRIBUTION | CHERAS | Existing | RYB | 11 kV | NO | Class C |  |  | 240_3C_AL_XLPE | JALAN DESA BUDIMAN 1/3 NO 1: B08711 | JLN DESA BUDIMAN: B11342 |  | 326.134 m |  |  |  | 3 | 2 | Pass | null
16063923 | TNB | DISTRIBUTION | CHERAS | Existing | RYB | 11 kV |  |  |  |  | 240_3C_AL_XLPE | TAMI: 10 | TANMING RAYA NO 1: B13009 |  | 797.523 m |  |  |  | 3 | 10 | Pass | null
16063954 | TNB | DISTRIBUTION | CHERAS | Existing | RYB | 11 kV |  |  |  |  | 240_3C_AL_XLPE | TAMI: | TMN IMPIAN INDAH NO 1: B08140 |  | 2864.856 m |  |  |  | 3 | 10 | Pass | null
16063995 | TNB | DISTRIBUTION | CHERAS | Existing | RYB | 11 kV |  |  |  |  | 240_3C_AL_XLPE | SG BESI INDAH NO 7: B02754 | BERKAT HASIL NO 16: B02753 |  | 2092.349 m |  |  |  | 3 | 1 | Pass | null
16064005 | TNB | DISTRIBUTION | CHERAS | Existing | RYB | 11 kV |  |  |  |  | 240_3C_AL_XLPE | BERKAT HASIL NO 5: B02704 | BERKAT HASIL NO 4A: B02705 |  | 352.845 m |  |  |  | 3 | 4 | Pass | null
16064011 | TNB | DISTRIBUTION | CHERAS | Existing | RYB | 11 kV |  |  |  |  | 240_3C_AL_XLPE | TAMI: 4 | YEW CHAI SENG: B02762 |  | 989.859 m |  |  |  | 3 | 5 | Pass | null
16064047 | TNB | DISTRIBUTION | CHERAS | Existing | RYB | 11 kV | NO | Class C |  |  | 240_3C_AL_XLPE | PMU BLKG 132/11 kV: 4 | TELEKOM BALAKONG: B01312 |  | 2927.209 m |  |  | BLKG: 4 | 3 | 0 | Pass | null
16064052 | TNB | DISTRIBUTION | CHERAS | Existing | RYB | 11 kV | NO | Class C |  |  | 240_3C_AL_XLPE | PMU BLKG 132/11 kV: 8 | SUN HUP HING LEONG ENG: B01551 |  | 5463.411 m |  |  | BLKG: 8 | 3 | 0 | Pass | null
16064057 | TNB | DISTRIBUTION | CHERAS | Existing | RYB | 11 kV | NO | Class C |  |  | 240_3C_AL_XLPE | PDT TK TENT: B13511 | GENERAL LABEL: B01893 |  | 1377.193 m |  |  |  | 3 | 0 | Pass | null
16064062 | TNB | DISTRIBUTION | CHERAS | Existing | RYB | 11 kV | NO | Class C |  |  | 240_3C_AL_XLPE | PMU BLKG 132/11 kV: 3 | ZINCALU: B01892 |  | 1216.206 m |  |  | BLKG: 3 | 3 | 0 | Pass | null
16064102 | TNB | DISTRIBUTION | CHERAS | Existing | RYB | 33 kV | NO | Class C |  |  | 630_1C_AL_XLPE | PMU BLKG 132/33 kV: 3L5 | SSU NSK: 1S5 |  | 1181.412 m |  |  | BLKG: 6L5 | 3 | 7 | Pass | null
16064192 | TNB | DISTRIBUTION | CHERAS | Existing | RYB | 11 kV |  |  |  |  | 240_3C_AL_XLPE | LFIP NO 2: B02020 | ELEGANT CAPITAL NO 2: B02019 |  | 684.944 m |  |  |  | 3 | 4 | Pass | null
16064197 | TNB | DISTRIBUTION | CHERAS | Existing | RYB | 11 kV |  |  |  |  | 240_3C_AL_XLPE | TAMI: 12 | LFIP NO 2: B02025 |  | 919.374 m |  |  |  | 3 | 4 | Pass | null
16064202 | TNB | DISTRIBUTION | CHERAS | Existing | RYB | 11 kV |  |  |  |  | 240_3C_AL_XLPE | TAMI: 14 | TANMING RAYA NO 3: B01348 [OFF] |  | 1722.202 m |  |  |  | 3 | 8 | Pass | null
16124048 | TNB | DISTRIBUTION | CHERAS | Existing | RYB | 11 kV | NO | Class C |  |  | 240_3C_AL_XLPE | SMKU (SEK UGAMA PERSEKUTUAN): B03982 | TMN DELIMA NO 1: B03985 |  | 1020.015 m |  |  |  | 3 | 2 | Pass | null
16124192 | TNB | DISTRIBUTION | CHERAS | Existing | RYB | 11 kV | NO | Class C |  |  | 240_3C_AL_XLPE | FLORA GREEN CONDO: B02661 | EMERALD POINT A: B08695 |  | 1138.701 m |  |  |  | 3 | 6 | Pass | null
16124203 | TNB | DISTRIBUTION | CHERAS | Existing | RYB | 11 kV |  |  |  |  | 240_3C_AL_XLPE |  | PERSIARAN BKT SG LONG NO 1: B09950 |  | 1979.858 m |  |  |  | 3 | 13 | Pass | null
16124207 | TNB | DISTRIBUTION | CHERAS | Existing | RYB | 11 kV |  |  |  |  | 240_3C_AL_XLPE | PERSIARAN SG LONG 1/5: B09960 | PERSIARAN SG LONG 1 BDR SG LONG 2: B08988 |  | 2006.365 m |  |  |  | 3 | 14 | Pass | null
16124223 | TNB | DISTRIBUTION | CHERAS | Existing | RYB | 11 kV | NO | Class C |  |  | 240_3C_AL_XLPE | RUMAH PAM BKT SG LONG: B08290 | TMN TANMING INDAH NO 3: B10042 |  | 1834.586 m |  |  |  | 3 | 7 | Pass | null
16124239 | TNB | DISTRIBUTION | CHERAS | Existing | RYB | 11 kV | NO | Class C |  |  | 240_3C_AL_XLPE | PPU MHCR: 4 | RUMAH PAM BKT SG LONG: B08288 |  | 5165.942 m |  |  |  | 3 | 20 | Pass | null
16124255 | TNB | DISTRIBUTION | CHERAS | Existing | RYB | 11 kV | NO | Class C |  |  | 240_3C_AL_XLPE | TMN SEJATI HILL VILLA: B08034 | EMERALD POINT C: B08703 |  | 509.700 m |  |  |  | 3 | 5 | Pass | null
16124267 | TNB | DISTRIBUTION | CHERAS | Existing | RYB | 11 kV | NO | Class C |  |  | 240_3C_AL_XLPE | SG LONG NO 5: B02375 | JALAN SL 14/4: B08091 |  | 467.830 m |  |  |  | 3 | 5 | Pass | null
17300819 | TNB | DISTRIBUTION | CHERAS | Existing | RYB | 11 kV |  |  |  |  | 240_3C_AL_XLPE | TMN CHERAS INTAN: B11223 | TMN CHERAS PERMAI: B02070 |  | 505.476 m |  |  |  | 3 | 0 | Pass | null
20736292 | TNB | DISTRIBUTION | CHERAS | Existing | RYB | 33 kV |  |  |  |  | 630_1C_AL_XLPE | PPU TSGR2: 3P5 | PPU TSGR: 3P5 |  | 527.233 m |  |  |  | 3 | 2 | Pass | null
22238697 | TNB | DISTRIBUTION | CHERAS | Existing | RYB | 11 kV |  |  |  |  | 70_1C_AL_XLPE |  |  |  | 1.708 m |  |  |  | 3 | 0 | Pass | null
22238701 | TNB | DISTRIBUTION | CHERAS | Existing | RYB | 11 kV |  |  |  |  | 70_1C_AL_XLPE |  |  |  | 1.748 m |  |  |  | 3 | 0 | Pass | null
22238989 | TNB | DISTRIBUTION | CHERAS | Existing | RYB | 11 kV |  |  |  |  | 240_3C_AL_XLPE | RAKAN BERSATU NO 2: B12190 | RAKAN BERSATU NO 2: B12189 |  | 2.416 m |  |  |  | 3 | 0 | Pass | null
22239093 | TNB | DISTRIBUTION | CHERAS | Existing | RYB | 11 kV |  |  |  |  | 240_3C_AL_XLPE |  |  |  | 35.049 m |  |  |  | 3 | 0 | Pass | null
22333362 | TNB | DISTRIBUTION | CHERAS | Existing | RYB | 11 kV |  |  |  |  | 240_3C_AL_XLPE | SAUJANA IMPIAN NO 11: B03227 | IMPIAN MAKMUR: B08053 |  | 677.507 m |  |  |  | 3 | 2 | Pass | null
22590847 | TNB | DISTRIBUTION | CHERAS | Existing | RYB | 11 kV |  |  |  |  | 300_3C_AL_PILC | TMN SRI JENARIS NO 2: B03915 | TELEKOM KAJANG: B03914 |  | 4510.787 m |  |  |  | 3 | 6 | Pass | null
22603859 | TNB | DISTRIBUTION | CHERAS | Existing | RYB | 11 kV |  |  |  |  | 240_3C_AL_XLPE | STADIUM KAJANG: B02425 | PADAT SAAS: B05311 |  | 1607.327 m |  |  |  | 3 | 2 | Pass | null
25738240 | TNB | DISTRIBUTION | CHERAS | Existing | RYB | 11 kV |  |  |  |  | 240_3C_AL_XLPE | SSU HUA ZHONG: | PE WISMA MINLON: B00919 |  | 874.631 m |  |  |  | 3 | 4 | Pass | null
26356606 | TNB | DISTRIBUTION | CHERAS | Existing | RYB | 11 kV |  |  |  |  | 240_3C_AL_XLPE | TMN DUTAMAS NO 2: B11065 | TMN DUTAMAS NO 1: B11064 |  | 85.244 m |  |  |  | 3 | 0 | Pass | null
26356613 | TNB | DISTRIBUTION | CHERAS | Existing | RYB | 11 kV | NO | Class C |  |  | 240_3C_AL_XLPE | BINAFIMAS S/B: B10808 | TMN PERINDUSTRIAN SG BALAK: B09983 |  | 286.099 m |  |  |  | 3 | 0 | Pass | null
26356618 | TNB | DISTRIBUTION | CHERAS | Existing | RYB | 11 kV |  |  |  |  | 240_3C_AL_XLPE | JLN SUTERA 2/5: B08318 |  |  | 531.204 m |  |  |  | 3 | 0 | Pass | null
26356627 | TNB | DISTRIBUTION | CHERAS | Existing | RYB | 11 kV |  |  |  |  | 70_1C_AL_XLPE |  |  |  | 1.545 m |  |  |  | 3 | 0 | Pass | null
26356630 | TNB | DISTRIBUTION | CHERAS | Existing | RYB | 11 kV |  |  |  |  | 70_1C_AL_XLPE |  |  |  | 2.087 m |  |  |  | 3 | 0 | Pass | null
26356659 | TNB | DISTRIBUTION | CHERAS | Existing | RYB | 11 kV |  |  |  |  | 240_3C_AL_XLPE | LIC INDUSTRI: B05878 | TMN INDUSTRI ANGKAT PERDANA NO 1: B11158 |  | 544.426 m |  |  |  | 3 | 0 | Pass | null
26356661 | TNB | DISTRIBUTION | CHERAS | Existing | RYB | 11 kV |  |  |  |  | 240_3C_AL_XLPE | TMN INDUSTRI ANGKAT PERDANA NO 1: B11161 | TMN INDUSTRI ANGKAT PERDANA NO 2: B11162 |  | 33.612 m |  |  |  | 3 | 0 | Pass | null
26356664 | TNB | DISTRIBUTION | CHERAS | Existing | RYB | 11 kV |  |  |  |  | 70_1C_AL_XLPE |  |  |  | 1.416 m |  |  |  | 3 | 0 | Pass | null
26356671 | TNB | DISTRIBUTION | CHERAS | Existing | RYB | 11 kV |  |  |  |  | 70_1C_AL_XLPE |  |  |  | 1.397 m |  |  |  | 3 | 0 | Pass | null
26356681 | TNB | DISTRIBUTION | CHERAS | Existing | RYB | 11 kV |  |  |  |  | 240_3C_AL_XLPE | TMN INDUSTRI ANGKAT PERDANA NO 2: B11164 | 3V PERABOT: B04880 |  | 219.795 m |  |  |  | 3 | 0 | Pass | null
26356691 | TNB | DISTRIBUTION | CHERAS | Existing | RYB | 11 kV |  |  |  |  | 240_3C_AL_XLPE | 3V HOLDING: B04217 | GIRIMAS NO 2: B04218 [OFF] |  | 370.684 m |  |  |  | 3 | 0 | Pass | null
26356720 | TNB | DISTRIBUTION | CHERAS | Existing | RYB | 11 kV |  |  |  |  | 240_3C_AL_XLPE | FU YUEN: B01480 | RUMAH KEDAI JUSCO: B10882 |  | 571.538 m |  |  |  | 3 | 0 | Pass | null
26356732 | TNB | DISTRIBUTION | CHERAS | Existing | RYB | 11 kV |  |  |  |  | 240_3C_AL_XLPE | RUMAH KEDAI JUSCO: B10885 | C180 NO 1 BALAKONG: B11037 |  | 221.905 m |  |  |  | 3 | 0 | Pass | null
26356746 | TNB | DISTRIBUTION | CHERAS | Existing | RYB | 11 kV |  |  |  |  | 240_3C_AL_XLPE |  | CAREFOUR BTHO: B10707 [OFF] |  | 530.446 m |  |  |  | 3 | 0 | Pass | null
26356856 | TNB | DISTRIBUTION | CHERAS | Existing | RYB | 11 kV |  |  |  |  | 240_3C_AL_XLPE | JLN SUTERA 2/1A: B08816 | JALAN SUTERA 4/2: B11608 |  | 795.571 m |  |  |  | 3 | 0 | Pass | null
26356888 | TNB | DISTRIBUTION | CHERAS | Existing | RYB | 11 kV |  |  |  |  | 240_3C_AL_XLPE | CHIN HUAT: B01488 |  |  | 179.526 m |  |  |  | 3 | 0 | Pass | null
26356894 | TNB | DISTRIBUTION | CHERAS | Existing | RYB | 11 kV |  |  |  |  | 70_1C_AL_XLPE |  |  |  | 1.276 m |  |  |  | 3 | 0 | Pass | null
26356900 | TNB | DISTRIBUTION | CHERAS | Existing | RYB | 11 kV | YES |  |  |  | 240_3C_AL_XLPE | PE SPECRIVER SDN BHD: B14747 | PE INDUSTRIES COMM NO 1: B13475 |  | 355.367 m |  |  |  | 3 | 0 | Pass | null
26356906 | TNB | DISTRIBUTION | CHERAS | Existing | RYB | 11 kV |  |  |  |  | 240_3C_AL_XLPE | APARTMENT TERATAI NO 1: B10601 | APARTMENT MAWAR: B08298 |  | 195.676 m |  |  |  | 3 | 0 | Pass | null
26356968 | TNB | DISTRIBUTION | CHERAS | Existing | RYB | 11 kV |  |  |  |  | 70_1C_AL_XLPE |  |  |  | 1.401 m |  |  |  | 3 | 0 | Pass | null
26357016 | TNB | DISTRIBUTION | CHERAS | Existing | RYB | 11 kV |  |  |  |  | 70_1C_AL_XLPE |  |  |  | 0.865 m |  |  |  | 3 | 0 | Pass | null
26357145 | TNB | DISTRIBUTION | CHERAS | Existing | RYB | 11 kV |  |  |  |  | 70_1C_AL_XLPE |  |  |  | 1.151 m |  |  |  | 3 | 0 | Pass | null
26357192 | TNB | DISTRIBUTION | CHERAS | Existing | RYB | 11 kV |  |  |  |  | 70_1C_AL_XLPE |  |  |  | 1.932 m |  |  |  | 3 | 0 | Pass | null
26357194 | TNB | DISTRIBUTION | CHERAS | Existing | RYB | 11 kV |  |  |  |  | 240_3C_AL_XLPE | POLLUTION ENG SB: B01473 | DEPOH RAPID: B11884 |  | 1913.805 m |  |  |  | 3 | 0 | Pass | null
26357313 | TNB | DISTRIBUTION | CHERAS | Existing | RYB | 11 kV |  |  |  |  | 240_3C_AL_XLPE | TMN DUTAMAS NO 1: B11061 | JLN DUTAMAS 9: B11805 |  | 415.964 m |  |  |  | 3 | 0 | Pass | null
26357327 | TNB | DISTRIBUTION | CHERAS | Existing | RYB | 11 kV |  |  |  |  | 240_3C_AL_XLPE | JUBA: | TMN DUTAMAS NO 2: B11068 |  | 714.203 m |  |  |  | 3 | 0 | Pass | null
26357332 | TNB | DISTRIBUTION | CHERAS | Existing | RYB | 11 kV |  |  |  |  | 240_3C_AL_XLPE | APARTMENT TERATAI NO 2: B10605 | APARTMENT TERATAI NO 1: B10604 |  | 308.224 m |  |  |  | 3 | 0 | Pass | null
26357379 | TNB | DISTRIBUTION | CHERAS | Existing | RYB | 11 kV | NO | Class C |  |  | 240_3C_AL_XLPE | SENADAYA: B03974 | BINAFIMAS S/B NO 2: B11305 |  | 37.799 m |  |  |  | 3 | 0 | Pass | null
26357382 | TNB | DISTRIBUTION | CHERAS | Existing | RYB | 11 kV |  |  |  |  | 240_3C_AL_XLPE | CHIN HUAT: B05535 | POLLUTION ENG SB: B01476 |  | 1740.750 m |  |  |  | 3 | 0 | Pass | null
28242781 | TNB | DISTRIBUTION | CHERAS | Existing | RYB | 11 kV |  |  |  |  | 240_3C_AL_XLPE | PBEL: | EXZULA LANDSCAPE: B01274 |  | 917.374 m |  |  |  | 3 | 1 | Pass | null
28353303 | TNB | DISTRIBUTION | CHERAS | Existing | RYB | 11 kV | NO | Class C |  |  | 240_3C_AL_XLPE | JLN BKT SL 3/9: B11624 | JLN BKT SL 3/6: B11625 |  | 365.844 m |  |  |  | 3 | 0 | Pass | null
28353312 | TNB | DISTRIBUTION | CHERAS | Existing | RYB | 11 kV | NO | Class C |  |  | 240_3C_AL_XLPE | JLN BKT SL 3/6: B11627 | JLN BKT SL 3/1: B10131 |  | 573.045 m |  |  |  | 3 | 0 | Pass | null
28632392 | TNB | DISTRIBUTION | CHERAS | Existing | RYB | 11 kV |  |  |  |  | 240_3C_AL_XLPE | TMN MURNI: B01728 | TMN CERIANA CHERAS: B08137 |  | 604.930 m |  |  |  | 3 | 0 | Pass | null
28634178 | TNB | DISTRIBUTION | CHERAS | Existing | RYB | 11 kV |  |  |  |  | 240_3C_AL_XLPE | TAMI: | WISMA PAUSON: B10516 |  | 1561.565 m |  |  |  | 3 | 0 | Pass | null
28634185 | TNB | DISTRIBUTION | CHERAS | Existing | RYB | 11 kV |  |  |  |  | 240_3C_AL_XLPE | PUSAT SERVIS PERODUA CHERAS JAYA: B05106 | HONG GUAN AGRICULTURE: B09069 |  | 1633.695 m |  |  |  | 3 | 3 | Pass | null
28634188 | TNB | DISTRIBUTION | CHERAS | Existing | RYB | 11 kV |  |  |  |  | 240_3C_AL_XLPE | PE CHERAS SELATAN 118: B14263 | PEJABAT TAPAK CHERAS PERDANA: B01630 |  | 2398.009 m |  |  |  | 3 | 0 | Pass | null
28634195 | TNB | DISTRIBUTION | CHERAS | Existing | RYB | 11 kV | NO | Class C |  |  | 240_3C_AL_XLPE | BDR MAHKOTA CHERAS NO 19: B06769 | BDR MAHKOTA CHERAS NO 1: B06288 |  | 168.212 m |  |  |  | 3 | 0 | Pass | null
28634836 | TNB | DISTRIBUTION | CHERAS | Existing | RYB | 11 kV |  |  |  |  | 240_3C_AL_XLPE | TMN IMPIAN INDAH NO 2: B08147 | JLN IMPIAN INDAH NO 4: B10674 |  | 91.273 m |  |  |  | 3 | 0 | Pass | null
28636255 | TNB | DISTRIBUTION | CHERAS | Existing | RYB | 11 kV |  |  |  |  | 240_3C_AL_XLPE | TMN INDUSTRI SELESA JAYA: B09181 | BERKAT HASIL NO 14: B02727 |  | 514.743 m |  |  |  | 3 | 0 | Pass | null
28636271 | TNB | DISTRIBUTION | CHERAS | Existing | RYB | 11 kV | YES | Class D |  |  | 240_3C_AL_XLPE | KILANG JLN TANMING 2 NO 1: B11604 | KILANG JLN TANMING 2 NO 2: B11605 |  | 281.666 m |  |  |  | 3 | 2 | Pass | null
30281435 | TNB | DISTRIBUTION | CHERAS | Existing | RYB | 11 kV |  |  |  |  | 240_3C_AL_XLPE | KILANG JLN TANMING 2 NO 2: B11607 | MINLON LIGHT INDUSTRIES B: B10194 |  | 270.531 m |  |  |  | 3 | 5 | Pass | null
30281776 | TNB | DISTRIBUTION | CHERAS | Existing | RYB | 11 kV |  |  |  |  | 70_1C_AL_XLPE |  |  |  | 0.868 m |  |  |  | 3 | 0 | Pass | null
30281778 | TNB | DISTRIBUTION | CHERAS | Existing | RYB | 11 kV |  |  |  |  | 240_3C_AL_XLPE | NO 1 JLN BALAKONG JAYA 25: MBB07877 | BAYU PARK VILLE: B10938 |  | 281.252 m |  |  |  | 3 | 0 | Pass | null
30282345 | TNB | DISTRIBUTION | CHERAS | Existing | RYB | 11 kV |  |  |  |  | 240_3C_AL_XLPE | BAYU PARK VILLE: B10935 | KILANG CHEW TSU PEH: B07878 |  | 712.981 m |  |  |  | 3 | 0 | Pass | null
30282358 | TNB | DISTRIBUTION | CHERAS | Existing | RYB | 11 kV |  |  |  |  | 240_3C_AL_XLPE | D-CRS-C16-0627: | TMN PERINDUSTRIAN BALAKONG NO 3: B11484 [OFF] |  | 350.464 m |  |  |  | 3 | 0 | Pass | null
30282368 | TNB | DISTRIBUTION | CHERAS | Existing | RYB | 11 kV |  |  |  |  | 240_3C_AL_XLPE | SUNSHINE EST: B12735 | TMN PERINDUSTRIAN BALAKONG NO 3: B11487 |  | 408.627 m |  |  |  | 3 | 0 | Pass | null
30282372 | TNB | DISTRIBUTION | CHERAS | Existing | RYB | 11 kV |  |  |  |  | 240_3C_AL_XLPE |  |  |  | 64.767 m |  |  |  | 3 | 0 | Pass | null
30282382 | TNB | DISTRIBUTION | CHERAS | Existing | RYB | 11 kV |  |  |  |  | 240_3C_AL_XLPE | TMN PERINDUSTIRAN BALAKONG NO 1: B10017 | TMN PERINDUSTIRAN BALAKONG NO 2: B10016 |  | 275.373 m |  |  |  | 3 | 0 | Pass | null
30282397 | TNB | DISTRIBUTION | CHERAS | Existing | RYB | 11 kV |  |  |  |  | 240_3C_AL_XLPE | PANGSAPURI SRI JATI: B07881 | TMN PERINDUSTIRAN BALAKONG NO 1: B10020 |  | 404.266 m |  |  |  | 3 | 0 | Pass | null
30282402 | TNB | DISTRIBUTION | CHERAS | Existing | RYB | 11 kV |  |  |  |  | 240_3C_AL_XLPE | BAYU COURTYARD: B10177 | PANGSAPURI SRI JATI: B07883 |  | 180.757 m |  |  |  | 3 | 0 | Pass | null
30282412 | TNB | DISTRIBUTION | CHERAS | Existing | RYB | 11 kV |  |  |  |  | 240_3C_AL_XLPE | NO 4 JLN 11 TMN BALAKONG JAYA: B04452 | BAYU COURTYARD: B10179 |  | 572.153 m |  |  |  | 3 | 0 | Pass | null
30284639 | TNB | DISTRIBUTION | CHERAS | Existing | RYB | 11 kV |  |  |  |  | 240_3C_AL_XLPE | BTHO NO 2: B01672 | STP BTHO: B10585 |  | 48.460 m |  |  |  | 3 | 1 | Pass | null
30284657 | TNB | DISTRIBUTION | CHERAS | Existing | RYB | 11 kV |  |  |  |  | 120_3C_AL_PILC |  |  |  | 90.502 m |  |  |  | 3 | 1 | Pass | null
30342317 | TNB | DISTRIBUTION | CHERAS | Existing | RYB | 11 kV |  |  |  |  | 150_3C_AL_XLPE | META ALLIANCE IND: B11015 | MADAH PERKAYUAN: B02225 |  | 288.400 m |  |  |  | 3 | 0 | Pass | null
30414593 | TNB | DISTRIBUTION | CHERAS | Existing | RYB | 11 kV |  |  |  |  | 240_3C_AL_XLPE | KAJANG HEIGHT NO 4: B10111 | KAJANG HEIGHT NO 1: B06279 |  | 1532.947 m |  |  |  | 3 | 0 | Pass | null
30415228 | TNB | DISTRIBUTION | CHERAS | Existing | RYB | 11 kV |  |  |  |  | 70_1C_AL_XLPE |  |  |  | 1.658 m |  |  |  | 3 | 0 | Pass | null
30416043 | TNB | DISTRIBUTION | CHERAS | Existing | RYB | 11 kV |  |  |  |  | 240_3C_AL_XLPE | TMN INDUSTRI TALENT JAYA NO 1: B14472 | LFIP NO 6: B02001 |  | 173.944 m |  |  |  | 3 | 0 | Pass | null
30416052 | TNB | DISTRIBUTION | CHERAS | Existing | RYB | 11 kV |  |  |  |  | 240_3C_AL_XLPE | TMN INDUSTRI TALENT NO 2: B11216 | TMN INDUSTRI TALENT JAYA NO 1: B14474 |  | 254.928 m |  |  |  | 3 | 0 | Pass | null
30416056 | TNB | DISTRIBUTION | CHERAS | Existing | RYB | 11 kV |  |  |  |  | 240_3C_AL_XLPE | TERAS OAK NO 1: B05497 | TMN INDUSTRI TALENT NO 2: B11219 [OFF] |  | 875.911 m |  |  |  | 3 | 0 | Pass | null
30416096 | TNB | DISTRIBUTION | CHERAS | Existing | RYB | 11 kV | NO | Class C |  |  | 240_3C_AL_XLPE | TIMELESS MILLION: B07221 | LOT 5205 BLOK A: B11550 |  | 277.869 m |  |  |  | 3 | 1 | Pass | null
30416104 | TNB | DISTRIBUTION | CHERAS | Existing | RYB | 11 kV | NO | Class C |  |  | 240_3C_AL_XLPE | LOT 5205 BLOK A: B11548 | LOT 5205 BLOK B: B11547 |  | 109.206 m |  |  |  | 3 | 0 | Pass | null
30416953 | TNB | DISTRIBUTION | CHERAS | Existing | RYB | 11 kV | NO | Class C |  |  | 240_3C_AL_XLPE | SEK MEN KEB SG LONG: B05107 | MITRALAND: B05032 |  | 768.843 m |  |  |  | 3 | 6 | Pass | null
30416965 | TNB | DISTRIBUTION | CHERAS | Existing | RYB | 11 kV | NO | Class C |  |  | 240_3C_AL_XLPE | BKT. RASA SAYANG: B08868 | TMN TANMING MUTIARA NO 2: B10985 |  | 760.441 m |  |  |  | 3 | 2 | Pass | null
30416998 | TNB | DISTRIBUTION | CHERAS | Existing | RYB | 11 kV |  |  |  |  | 240_3C_AL_XLPE | LMAS: | TMN MUDUN: B11420 |  | 2688.226 m |  |  | LMAS-16 | 3 | 0 | Pass | null
30417033 | TNB | DISTRIBUTION | CHERAS | Existing | RYB | 11 kV | NO | Class C |  |  | 240_3C_AL_XLPE | JALAN SL 14/4: B08093 | SEJATI HILL NO 2: B08391 |  | 645.601 m |  |  |  | 3 | 0 | Pass | null
30921229 | TNB | DISTRIBUTION | CHERAS | Existing | RYB | 11 kV |  |  |  |  | 240_3C_AL_XLPE | TOWN PARK 1 NO 2: B10288 | APARTMENT SUAKASIH BTHO: B07255 |  | 1566.994 m |  |  |  | 3 | 0 | Pass | null
30994119 | TNB | DISTRIBUTION | CHERAS | Existing | RYB | 11 kV | NO | Class C |  |  | 70_1C_AL_XLPE |  |  |  | 1.861 m |  |  |  | 3 | 0 | Pass | null
31079972 | TNB | DISTRIBUTION | CHERAS | Existing | RYB | 11 kV |  |  |  |  | 185_3C_AL_PILC | TMN KOTA CHERAS NO 1: B01749 | TELEKOM BT 10 1128: B01769 |  | 110.555 m |  |  |  | 3 | 0 | Pass | null
32175020 | TNB | DISTRIBUTION | CHERAS | Existing | RYB | 33 kV | YES | Class D |  |  | 630_1C_AL_XLPE | PMU BLKG 132/33 kV: 7L5 | SLGT: 3S5 |  | 12655.536 m |  |  | BLKG: 7L5 | 3 | 0 | Pass | null
32175194 | TNB | DISTRIBUTION | CHERAS | Existing | RYB | 33 kV | YES | Class D |  |  | 630_1C_AL_XLPE | PMU BLKG 132/33 kV: 1L5 | TAMI: 2P5 |  | 1940.713 m |  |  | BLKG: 1L5 | 3 | 10 | Pass | null
32879459 | TNB | DISTRIBUTION | CHERAS | Existing | RYB | 11 kV |  |  |  |  | 70_1C_AL_XLPE |  |  |  | 1.138 m |  |  |  | 3 | 0 | Pass | null
32982330 | TNB | DISTRIBUTION | CHERAS | Existing | RYB | 11 kV |  |  |  |  | 240_3C_AL_XLPE | SRDA: | SAGU PRESTASI NO 1: B06265 |  | 1832.744 m |  |  |  | 3 | 1 | Pass | null
32982331 | TNB | DISTRIBUTION | CHERAS | Existing | RYB | 11 kV |  |  |  |  | 240_3C_AL_XLPE | SRDA: | VISTA IMPIANA HEIGHTS NO 2: B09173 |  | 4035.979 m |  |  |  | 3 | 2 | Pass | null
34989238 | TNB | DISTRIBUTION | CHERAS | Existing | RYB | 11 kV |  |  |  |  | 240_3C_AL_XLPE | JUBA: | DATARAN C180 NO 1: B11708 |  | 768.202 m |  |  |  | 3 | 0 | Pass | null
34989248 | TNB | DISTRIBUTION | CHERAS | Existing | RYB | 11 kV |  |  |  |  | 240_3C_AL_XLPE | C180 NO 1 BALAKONG: B11040 | DATARAN C180 NO 4: B11746 |  | 529.248 m |  |  |  | 3 | 0 | Pass | null
34989252 | TNB | DISTRIBUTION | CHERAS | Existing | RYB | 11 kV |  |  |  |  | 240_3C_AL_XLPE | DATARAN C180 NO 4: B11749 | C180 NO 2 BALAKONG: B11041 [OFF] |  | 628.437 m |  |  |  | 3 | 0 | Pass | null
34989458 | TNB | DISTRIBUTION | CHERAS | Existing | RYB | 11 kV |  |  |  |  | 240_3C_AL_XLPE | DATARAN C180 NO 3: B11745 | DATARAN C180 NO 2: B11738 [OFF] |  | 172.076 m |  |  |  | 3 | 0 | Pass | null
34989462 | TNB | DISTRIBUTION | CHERAS | Existing | RYB | 11 kV |  |  |  |  | 240_3C_AL_XLPE | DATARAN C180 NO 1: B11705 | DATARAN C180 NO 2: B11741 |  | 340.791 m |  |  |  | 3 | 0 | Pass | null
34989466 | TNB | DISTRIBUTION | CHERAS | Existing | RYB | 11 kV |  |  |  |  | 240_3C_AL_XLPE | JUBA: | DATARAN C180 NO 3: B11742 |  | 588.974 m |  |  |  | 3 | 0 | Pass | null
34989479 | TNB | DISTRIBUTION | CHERAS | Existing | RYB | 11 kV |  |  |  |  | 240_3C_AL_XLPE | SWS THE MINES: B02269 | SG BESI INDAH NO 3: B06179 |  | 406.056 m |  |  |  | 3 | 0 | Pass | null
34989520 | TNB | DISTRIBUTION | CHERAS | Existing | RYB | 11 kV |  |  |  |  | 240_3C_AL_XLPE | LIC INDUSTRI: B05875 | S3 LAND: B12071 |  | 1887.929 m |  |  |  | 3 | 0 | Pass | null
34989581 | TNB | DISTRIBUTION | CHERAS | Existing | RYB | 11 kV |  |  |  |  | 70_1C_AL_XLPE |  |  |  | 1.690 m |  |  |  | 3 | 0 | Pass | null
34989585 | TNB | DISTRIBUTION | CHERAS | Existing | RYB | 11 kV |  |  |  |  | 70_1C_AL_XLPE |  |  |  | 2.240 m |  |  |  | 3 | 0 | Pass | null
34989605 | TNB | DISTRIBUTION | CHERAS | Existing | RYB | 11 kV |  |  |  |  | 70_1C_AL_XLPE |  |  |  | 1.257 m |  |  |  | 3 | 0 | Pass | null
34989606 | TNB | DISTRIBUTION | CHERAS | Existing | RYB | 11 kV |  |  |  |  | 70_1C_AL_XLPE |  |  |  | 1.307 m |  |  |  | 3 | 0 | Pass | null
34989625 | TNB | DISTRIBUTION | CHERAS | Existing | RYB | 11 kV |  |  |  |  | 70_1C_AL_XLPE |  |  |  | 2.033 m |  |  |  | 3 | 0 | Pass | null
34989626 | TNB | DISTRIBUTION | CHERAS | Existing | RYB | 11 kV |  |  |  |  | 70_1C_AL_XLPE |  |  |  | 2.185 m |  |  |  | 3 | 0 | Pass | null
34989645 | TNB | DISTRIBUTION | CHERAS | Existing | RYB | 11 kV |  |  |  |  | 70_1C_AL_XLPE |  |  |  | 2.440 m |  |  |  | 3 | 0 | Pass | null
34989648 | TNB | DISTRIBUTION | CHERAS | Existing | RYB | 11 kV |  |  |  |  | 70_1C_AL_XLPE |  |  |  | 2.875 m |  |  |  | 3 | 0 | Pass | null
34989670 | TNB | DISTRIBUTION | CHERAS | Existing | RYB | 11 kV |  |  |  |  | 70_1C_AL_XLPE |  |  |  | 1.761 m |  |  |  | 3 | 0 | Pass | null
34989680 | TNB | DISTRIBUTION | CHERAS | Existing | RYB | 11 kV |  |  |  |  | 70_1C_AL_XLPE |  |  |  | 1.844 m |  |  |  | 3 | 0 | Pass | null
34989681 | TNB | DISTRIBUTION | CHERAS | Existing | RYB | 11 kV |  |  |  |  | 70_1C_AL_XLPE |  |  |  | 1.282 m |  |  |  | 3 | 0 | Pass | null
34989710 | TNB | DISTRIBUTION | CHERAS | Existing | RYB | 11 kV |  |  |  |  | 70_1C_AL_XLPE |  |  |  | 2.136 m |  |  |  | 3 | 0 | Pass | null
34989711 | TNB | DISTRIBUTION | CHERAS | Existing | RYB | 11 kV |  |  |  |  | 70_1C_AL_XLPE |  |  |  | 2.637 m |  |  |  | 3 | 0 | Pass | null
35185236 | TNB | DISTRIBUTION | CHERAS | Existing | RYB | 11 kV |  |  |  |  | 240_3C_AL_XLPE | BOULEVARD BELIMBING HILLS: B10614 | BELIMBING HEIGHTS NO 2: B07622 |  | 532.879 m |  |  |  | 3 | 0 | Pass | null
35185240 | TNB | DISTRIBUTION | CHERAS | Existing | RYB | 11 kV |  |  |  |  | 240_3C_AL_XLPE | PE EVERSMART: B10649 | ALEQUIP S/B: B09388 |  | 100.474 m |  |  |  | 3 | 0 | Pass | null
35185242 | TNB | DISTRIBUTION | CHERAS | Existing | RYB | 11 kV |  |  |  |  | 240_3C_AL_XLPE | LOT 1842 JLN KPB 6: B10839 | HASIL KARYA S/B: B10140 |  | 80.679 m |  |  |  | 3 | 0 | Pass | null
35185244 | TNB | DISTRIBUTION | CHERAS | Existing | RYB | 11 kV |  |  |  |  | 240_3C_AL_XLPE | ALLIED FOAM: B09269 | HEPTA LOT 1869: B10578 |  | 127.800 m |  |  |  | 3 | 0 | Pass | null
35185246 | TNB | DISTRIBUTION | CHERAS | Existing | RYB | 11 kV |  |  |  |  | 240_3C_AL_XLPE | HEPTA LOT 1869: B10580 | WAISUN CONFECTIONARY S/B: B09081 |  | 293.858 m |  |  |  | 3 | 0 | Pass | null
35185248 | TNB | DISTRIBUTION | CHERAS | Existing | RYB | 11 kV |  |  |  |  | 240_3C_AL_XLPE | MEGA POWER: B05363 | COUNTRY WIDE BOOK: B11058 [OFF] |  | 180.443 m |  |  |  | 3 | 0 | Pass | null
35188127 | TNB | DISTRIBUTION | CHERAS | Existing | RYB | 11 kV |  |  |  |  | 240_3C_AL_XLPE | WONG SUE KAU: B09084 | MULIA BERSAMA KPB 1: B12364 |  | 111.517 m |  |  |  | 3 | 1 | Pass | null
35188135 | TNB | DISTRIBUTION | CHERAS | Existing | RYB | 11 kV |  |  |  |  | 70_1C_AL_XLPE |  |  |  | 1.850 m |  |  |  | 3 | 0 | Pass | null
35188268 | TNB | DISTRIBUTION | CHERAS | Existing | RYB | 11 kV |  |  |  |  | 240_3C_AL_XLPE | LOT PT 22174 BALAKONG: B11090 | LOT 1849 JLN KPB 10: B10279 |  | 305.509 m |  |  |  | 3 | 0 | Pass | null
35258042 | TNB | DISTRIBUTION | CHERAS | Existing | RYB | 11 kV | NO | Class C |  |  | 240_3C_AL_XLPE | PE PDT FLAT SEKAMAT: B14123 | TMN KASIH: B06801 |  | 812.009 m |  |  |  | 3 | 0 | Pass | null
35258052 | TNB | DISTRIBUTION | CHERAS | Existing | RYB | 11 kV | NO | Class C |  |  | 120_3C_AL_PILC | TMN SEKAMAT UDA: B06784 | TMN BAYU SEKAMAT: B12272 |  | 1311.883 m |  |  |  | 3 | 0 | Pass | null
35335326 | TNB | DISTRIBUTION | CHERAS | Existing | RYB | 11 kV |  |  |  |  | 240_3C_AL_XLPE | SMK DUSUN NANDING: B06641 | TMN DESA PELANGI SG SERAI: B02177 [OFF] |  | 703.916 m |  |  |  | 3 | 3 | Pass | null
35459856 | TNB | DISTRIBUTION | CHERAS | Existing | RYB | 11 kV |  |  |  |  | 240_3C_AL_XLPE | TMN KOTA CHERAS NO 2: B01748 | TMN MEGAH NO 2: B01768 |  | 1169.032 m |  |  |  | 3 | 0 | Pass | null
35459866 | TNB | DISTRIBUTION | CHERAS | Existing | RYB | 11 kV |  |  |  |  | 240_3C_AL_XLPE | JLN SP 3 TMN SEGAR PERDANA: B07005 | TMN SEGAR PERDANA NO 2: B07000 [OFF] |  | 485.690 m |  |  |  | 3 | 0 | Pass | null
35462841 | TNB | DISTRIBUTION | CHERAS | Existing | RYB | 11 kV |  |  |  |  | 70_1C_AL_XLPE |  |  |  | 1.037 m |  |  |  | 3 | 0 | Pass | null
35519992 | TNB | DISTRIBUTION | CHERAS | Existing | RYB | 11 kV | NO | Class C |  |  | 240_3C_AL_XLPE | JKR SIMPANG BALAK: B03978 | TMN SEKAMAT UDA: B03988 |  | 1953.029 m |  |  |  | 3 | 0 | Pass | null
35519995 | TNB | DISTRIBUTION | CHERAS | Existing | RYB | 11 kV | NO | Class C |  |  | 240_3C_AL_XLPE | TMN PERINDUSTRIAN SG BALAK: B09986 | JKR SIMPANG BALAK: B03975 |  | 1598.947 m |  |  |  | 3 | 0 | Pass | null
35541746 | TNB | DISTRIBUTION | CHERAS | Existing | RYB | 11 kV |  |  |  |  | 70_1C_AL_XLPE |  |  |  | 0.725 m |  |  |  | 3 | 0 | Pass | null
35544221 | TNB | DISTRIBUTION | CHERAS | Existing | RYB | 11 kV |  |  |  |  | 70_1C_AL_XLPE |  |  |  | 0.517 m |  |  |  | 3 | 0 | Pass | null
35544369 | TNB | DISTRIBUTION | CHERAS | Existing | RYB | 11 kV |  |  |  |  | 70_1C_AL_XLPE |  |  |  | 0.500 m |  |  |  | 3 | 0 | Pass | null
35666676 | TNB | DISTRIBUTION | CHERAS | Existing | RYB | 11 kV |  |  |  |  | 70_1C_AL_XLPE |  |  |  | 1.058 m |  |  |  | 3 | 0 | Pass | null
35668642 | TNB | DISTRIBUTION | CHERAS | Existing | RYB | 11 kV |  |  |  |  | 70_1C_AL_XLPE |  |  |  | 1.357 m |  |  |  | 3 | 0 | Pass | null
35774887 | TNB | DISTRIBUTION | CHERAS | Existing | RYB | 11 kV |  |  |  |  | 240_3C_AL_XLPE | SUTERA RESIDENCE NO 1: B11836 | PE PDT TAMAN BERINGIN: B13525 |  | 182.285 m |  |  |  | 3 | 0 | Pass | null
35774897 | TNB | DISTRIBUTION | CHERAS | Existing | RYB | 11 kV |  |  |  |  | 150_3C_AL_XLPE |  |  |  | 12.317 m |  |  |  | 3 | 0 | Pass | null
35774899 | TNB | DISTRIBUTION | CHERAS | Existing | RYB | 11 kV |  |  |  |  | 240_3C_AL_XLPE |  |  |  | 87.406 m |  |  |  | 3 | 0 | Pass | null
35774906 | TNB | DISTRIBUTION | CHERAS | Existing | RYB | 11 kV |  |  |  |  | 240_3C_AL_XLPE | PE PDT PEH AH SOON KBP 6: B14393 | CHEETAH BHD: B10379 |  | 155.629 m |  |  |  | 3 | 1 | Pass | null
35775187 | TNB | DISTRIBUTION | CHERAS | Existing | RYB | 11 kV |  |  |  |  | 240_3C_AL_XLPE | CHEETAH BHD: B10381 | DIY KPB 6: B12063 |  | 105.584 m |  |  |  | 3 | 2 | Pass | null
35775772 | TNB | DISTRIBUTION | CHERAS | Existing | RYB | 11 kV |  |  |  |  | 240_3C_AL_XLPE | PEJABAT HUTAN CHERAS: B02155 | PE PLATINUM STARHILL: B06404 |  | 354.199 m |  |  |  | 3 | 0 | Pass | null
35776536 | TNB | DISTRIBUTION | CHERAS | Existing | RYB | 11 kV | NO | Class C |  |  | 240_3C_AL_XLPE | DESA SERDANG NO 1: B00850 | PETRONAS GREEN STATION: B11917 |  | 704.108 m |  |  |  | 3 | 1 | Pass | null
35776567 | TNB | DISTRIBUTION | CHERAS | Existing | RYB | 11 kV |  |  |  |  | 240_3C_AL_XLPE | PADAT JURUNATURE, JLN TIMAH 3: B11809 | GREEN WATER ROCK NO 2: B02634 |  | 426.160 m |  |  |  | 3 | 0 | Pass | null
35776577 | TNB | DISTRIBUTION | CHERAS | Existing | RYB | 11 kV |  |  |  |  | 240_3C_AL_XLPE | WENG ZHENG: B01280 | LOT PT 22174 BALAKONG: B11092 |  | 87.338 m |  |  |  | 3 | 0 | Pass | null
35776746 | TNB | DISTRIBUTION | CHERAS | Existing | RYB | 11 kV |  |  |  |  | 240_3C_AL_XLPE | SUTERA RESIDENCE NO 2: B11839 | PE GREEN SURIA NO 1: B13930 |  | 591.719 m |  |  |  | 3 | 0 | Pass | null
35776779 | TNB | DISTRIBUTION | CHERAS | Existing | RYB | 11 kV | NO | Class C |  |  | 240_3C_AL_XLPE | PPU MHCR: 3 | SURIA COURT: B11890 |  | 1449.935 m |  |  |  | 3 | 0 | Pass | null
35776791 | TNB | DISTRIBUTION | CHERAS | Existing | RYB | 11 kV |  |  |  |  | 240_3C_AL_XLPE | BERKAT HASIL NO 15: B02728 | TMN INDUSTRI SELESA JAYA: B09183 |  | 317.574 m |  |  |  | 3 | 0 | Pass | null
35776799 | TNB | DISTRIBUTION | CHERAS | Existing | RYB | 11 kV |  |  |  |  | 240_3C_AL_XLPE | PE JEMCO VENTURE: B13553 | LOT 1809, JLN KPB 3 BALAKONG: B11566 |  | 141.851 m |  |  |  | 3 | 0 | Pass | null
35776811 | TNB | DISTRIBUTION | CHERAS | Existing | RYB | 11 kV |  |  |  |  | 240_3C_AL_XLPE | LOT 1809, JLN KPB 3 BALAKONG: B11564 | JORDONE CORPORATION NO 3: B11349 |  | 218.171 m |  |  |  | 3 | 0 | Pass | null
35776814 | TNB | DISTRIBUTION | CHERAS | Existing | RYB | 11 kV |  |  |  |  | 240_3C_AL_XLPE | LMAS: | PADAT IBUSAWAT PDRM: B10821 |  | 2431.707 m |  |  | LMAS-3 | 3 | 5 | Pass | null
35776822 | TNB | DISTRIBUTION | CHERAS | Existing | RYB | 11 kV |  |  |  |  | 240_3C_AL_XLPE | MAKMAL FORENSIK PDRM: B06404 | SWS MAKTAB PDRM: B02041 |  | 849.473 m |  |  |  | 3 | 1 | Pass | null
35776843 | TNB | DISTRIBUTION | CHERAS | Existing | RYB | 11 kV |  |  |  |  | 240_3C_AL_XLPE | SEK SRI MURNI: B11857 | SEK AGAMA BT 9: B01791 |  | 450.221 m |  |  |  | 3 | 1 | Pass | null
35776880 | TNB | DISTRIBUTION | CHERAS | Existing | RYB | 11 kV |  |  |  |  | 240_3C_AL_XLPE | RICHWAY: B11654 | PE BIG APPLE: B13528 |  | 272.992 m |  |  |  | 3 | 0 | Pass | null
35776884 | TNB | DISTRIBUTION | CHERAS | Existing | RYB | 11 kV | NO | Class C |  |  | 240_3C_AL_XLPE | COMMERCIAL AREA NO 10 JLN TEMENGGONG 21/: B09331 | JLN TEMENGGUNG 13/9: B11670 |  | 204.160 m |  |  |  | 3 | 0 | Pass | null
35776901 | TNB | DISTRIBUTION | CHERAS | Existing | RYB | 11 kV | NO | Class C |  |  | 240_3C_AL_XLPE | IND RINGAN BKT ANGKAT NO 2: B08269 | GIANT VOICE: B10598 |  | 376.132 m |  |  |  | 3 | 1 | Pass | null
35776909 | TNB | DISTRIBUTION | CHERAS | Existing | RYB | 11 kV |  |  |  |  | 240_3C_AL_XLPE | PADAT LOT 1875: B11417 | FACES MARKETING: B10025 |  | 279.335 m |  |  |  | 3 | 3 | Pass | null
35776984 | TNB | DISTRIBUTION | CHERAS | Existing | RYB | 11 kV |  |  |  |  | 240_3C_AL_XLPE | CJYA: 8 | LOT 31975 BINA PLASTIC INDUSTRIES: |  | 3201.945 m |  |  |  | 3 | 0 | Pass | null
35776995 | TNB | DISTRIBUTION | CHERAS | Existing | RYB | 11 kV |  |  |  |  | 70_1C_AL_XLPE |  |  |  | 0.709 m |  |  |  | 3 | 0 | Pass | null
35777003 | TNB | DISTRIBUTION | CHERAS | Existing | RYB | 11 kV |  |  |  |  | 70_1C_AL_XLPE |  |  |  | 1.128 m |  |  |  | 3 | 0 | Pass | null
35777010 | TNB | DISTRIBUTION | CHERAS | Existing | RYB | 11 kV |  |  |  |  | 70_1C_AL_XLPE |  |  |  | 1.683 m |  |  |  | 3 | 0 | Pass | null
35777023 | TNB | DISTRIBUTION | CHERAS | Existing | RYB | 11 kV |  |  |  |  | 70_1C_AL_XLPE |  |  |  | 1.743 m |  |  |  | 3 | 0 | Pass | null
35777028 | TNB | DISTRIBUTION | CHERAS | Existing | RYB | 11 kV |  |  |  |  | 70_1C_AL_XLPE |  |  |  | 1.547 m |  |  |  | 3 | 0 | Pass | null
35777033 | TNB | DISTRIBUTION | CHERAS | Existing | RYB | 11 kV |  |  |  |  | 70_1C_AL_XLPE |  |  |  | 2.621 m |  |  |  | 3 | 0 | Pass | null
35777038 | TNB | DISTRIBUTION | CHERAS | Existing | RYB | 11 kV |  |  |  |  | 70_1C_AL_XLPE |  |  |  | 1.509 m |  |  |  | 3 | 0 | Pass | null
35777111 | TNB | DISTRIBUTION | CHERAS | Existing | RYB | 11 kV |  |  |  |  | 70_1C_AL_XLPE |  |  |  | 1.747 m |  |  |  | 3 | 0 | Pass | null
35777155 | TNB | DISTRIBUTION | CHERAS | Existing | RYB | 11 kV |  |  |  |  | 70_1C_AL_XLPE |  |  |  | 2.957 m |  |  |  | 3 | 0 | Pass | null
35820691 | TNB | DISTRIBUTION | CHERAS | Existing | RYB | 11 kV |  |  |  |  | 240_3C_AL_XLPE | KG BARU CINA SG MACAU: B09413 | CG MEDICAL INDUSTRY: B02218 |  | 664.795 m |  |  |  | 3 | 0 | Pass | null
35823668 | TNB | DISTRIBUTION | CHERAS | Existing | RYB | 11 kV |  |  |  |  | 240_3C_AL_XLPE | RUMAH KEDAI TMN AWANA: B10373 | TMN CHERAS AWANA NO 2: B02139 |  | 301.796 m |  |  |  | 3 | 0 | Pass | null
35823671 | TNB | DISTRIBUTION | CHERAS | Existing | RYB | 11 kV |  |  |  |  | 240_3C_AL_XLPE | RMH PANGSA BUKIT HARTAMAS: B10401 | TMN BUKIT HARTAMAS FASA 2: B10627 |  | 367.484 m |  |  |  | 3 | 0 | Pass | null
35823672 | TNB | DISTRIBUTION | CHERAS | Existing | RYB | 11 kV |  |  |  |  | 240_3C_AL_XLPE | TMASS: | TMN CHERAS PERMATA NO 1: B02128 |  | 2480.812 m |  |  |  | 3 | 0 | Pass | null
35843571 | TNB | DISTRIBUTION | CHERAS | Existing | RYB | 11 kV |  |  |  |  | 70_1C_AL_XLPE |  |  |  | 1.243 m |  |  |  | 3 | 0 | Pass | null
35915320 | TNB | DISTRIBUTION | CHERAS | Existing | RYB | 11 kV | NO | Class C |  |  | 240_3C_AL_XLPE | TAMAN SUNNYSIDE NO 3: B09137 | TMN PINGGIRAN MAHKOTA - B2332: B08451 |  | 672.949 m |  |  |  | 3 | 0 | Pass | null
35932761 | TNB | DISTRIBUTION | CHERAS | Existing | RYB | 11 kV |  |  |  |  | 240_3C_AL_XLPE | BKT ANGKAT NO 2: B06949 | TMN IND ANGKAT PERDANA NO 1: B12123 |  | 243.904 m |  |  |  | 3 | 0 | Pass | null
35941422 | TNB | DISTRIBUTION | CHERAS | Existing | RYB | 11 kV |  |  |  |  | 70_1C_AL_XLPE |  |  |  | 1.072 m |  |  |  | 3 | 0 | Pass | null
35941424 | TNB | DISTRIBUTION | CHERAS | Existing | RYB | 11 kV |  |  |  |  | 70_1C_AL_XLPE |  |  |  | 1.038 m |  |  |  | 3 | 0 | Pass | null
35954217 | TNB | DISTRIBUTION | CHERAS | Existing | RYB | 11 kV | NO | Class C |  |  | 240_3C_AL_XLPE | TAMAN CHERAS IDAMAN: B08438 | VIRIDIAN: B12242 |  | 362.581 m |  |  |  | 3 | 0 | Pass | null
36377531 | TNB | DISTRIBUTION | CHERAS | Existing | RYB | 11 kV | NO | Class C |  |  | 240_3C_AL_XLPE | PADAT BUKIT DUKONG: B11380 | RUM.REHAT GRAND SAGA BKT.DUKONG: B03992 |  | 410.771 m |  |  |  | 3 | 0 | Pass | null
36377536 | TNB | DISTRIBUTION | CHERAS | Existing | RYB | 11 kV | NO | Class C |  |  | 240_3C_AL_XLPE | JUTAMATE: B03997 | SEMI-D TMN DESA BARU: B10561 |  | 588.287 m |  |  |  | 3 | 0 | Pass | null
36419508 | TNB | DISTRIBUTION | CHERAS | Existing | RYB | 11 kV |  |  |  |  | 70_1C_AL_XLPE |  |  |  | 0.994 m |  |  |  | 3 | 0 | Pass | null
36513455 | TNB | DISTRIBUTION | CHERAS | Existing | RYB | 11 kV |  |  |  |  | 240_3C_AL_XLPE | BTHO: 6 | AVENUE ONE BTHO NO 1: B10028 |  | 538.889 m |  |  |  | 3 | 0 | Pass | null
36525564 | TNB | DISTRIBUTION | CHERAS | Existing | RYB | 11 kV |  |  |  |  | 70_1C_AL_XLPE |  |  |  | 0.977 m |  |  |  | 3 | 0 | Pass | null
36525573 | TNB | DISTRIBUTION | CHERAS | Existing | RYB | 11 kV |  |  |  |  | 240_3C_AL_XLPE | SEK ANTARABANGSA AUSTRALIA: B07094 | SOUTHERN LAKE NO 2: B10422 |  | 684.645 m |  |  |  | 3 | 0 | Pass | null
36525581 | TNB | DISTRIBUTION | CHERAS | Existing | RYB | 11 kV |  |  |  |  | 240_3C_AL_XLPE | SOUTHERN LAKE NO 2: B10419 | BLUCONSTELLATION NO 2: B12421 |  | 761.835 m |  |  |  | 3 | 0 | Pass | null
36525586 | TNB | DISTRIBUTION | CHERAS | Existing | RYB | 11 kV |  |  |  |  | 240_3C_AL_XLPE | BLUCONSTELLATION NO 2: B12419 | BLUCONSTELLATION NO 1: B12418 |  | 501.881 m |  |  |  | 3 | 0 | Pass | null
36525591 | TNB | DISTRIBUTION | CHERAS | Existing | RYB | 11 kV |  |  |  |  | 240_3C_AL_XLPE | BLUCONSTELLATION NO 1: B12416 | SOUTHERN LAKE NO 3: B08294 |  | 441.359 m |  |  |  | 3 | 0 | Pass | null
36525599 | TNB | DISTRIBUTION | CHERAS | Existing | RYB | 11 kV |  |  |  |  | 240_3C_AL_XLPE | SOUTHERN LAKE NO 3: B08297 | RUMAH PAM SOUTHERN LAKE: B10660 |  | 1023.362 m |  |  |  | 3 | 0 | Pass | null
36525603 | TNB | DISTRIBUTION | CHERAS | Existing | RYB | 11 kV |  |  |  |  | 240_3C_AL_XLPE | RUMAH PAM SOUTHERN LAKE: B10662 | KTM SERDANG: B14503 |  | 1222.043 m |  |  |  | 3 | 0 | Pass | null
36525651 | TNB | DISTRIBUTION | CHERAS | Existing | RYB | 11 kV |  |  |  |  | 70_1C_AL_XLPE |  |  |  | 1.553 m |  |  |  | 3 | 0 | Pass | null
36525738 | TNB | DISTRIBUTION | CHERAS | Existing | RYB | 11 kV |  |  |  |  | 70_1C_AL_XLPE |  |  |  | 1.619 m |  |  |  | 3 | 0 | Pass | null
37409417 | TNB | DISTRIBUTION | CHERAS | Existing | RYB | 11 kV | NO | Class C |  |  | 240_3C_AL_XLPE | JLN MAHKOTA RESIDENCE NO 1: B12016 | JLN MAHKOTA RESIDENCE NO 2: B12015 |  | 29.562 m |  |  |  | 3 | 0 | Pass | null
37409421 | TNB | DISTRIBUTION | CHERAS | Existing | RYB | 11 kV | NO | Class C |  |  | 240_3C_AL_XLPE | VISTA CITY JLN PANGLIMA: B10351 | JLN MAHKOTA RESIDENCE NO 1: B12019 |  | 531.912 m |  |  |  | 3 | 0 | Pass | null
37409425 | TNB | DISTRIBUTION | CHERAS | Existing | RYB | 11 kV | NO | Class C |  |  | 240_3C_AL_XLPE | MAHKOTA CHERAS RESIDENCE: B12143 | IBUSAWAT TELEKOM SG LONG: B02370 |  | 2305.464 m |  |  | DARI JLN MAHKOTA RESIDENCE | 3 | 0 | Pass | null
37409435 | TNB | DISTRIBUTION | CHERAS | Existing | RYB | 11 kV |  |  |  |  | 240_3C_AL_XLPE | PBEL: | SSU BKT BELIMBING: B10715 |  | 527.143 m |  |  |  | 3 | 1 | Pass | null
37602646 | TNB | DISTRIBUTION | CHERAS | Existing | RYB | 11 kV |  |  |  |  | 240_3C_AL_XLPE | TMN ONE LAGENDA: B12049 | TMN CHERAS AWANA NO 3: B02142 |  | 1373.448 m |  |  |  | 3 | 1 | Pass | null
37989018 | TNB | DISTRIBUTION | CHERAS | Existing | RYB | 11 kV | NO | Class C |  |  | 240_3C_AL_XLPE | TMN SINAR MAHKOTA: B11689 | BDR MAHKOTA CHERAS NO 16: B06754 |  | 253.959 m |  |  |  | 3 | 0 | Pass | null
38212975 | TNB | DISTRIBUTION | CHERAS | Existing | RYB | 11 kV |  |  |  |  | 70_1C_AL_XLPE |  |  |  | 1.069 m |  |  |  | 3 | 0 | Pass | null
38212979 | TNB | DISTRIBUTION | CHERAS | Existing | RYB | 11 kV |  |  |  |  | 70_1C_AL_XLPE |  |  |  | 1.409 m |  |  |  | 3 | 0 | Pass | null
38216994 | TNB | DISTRIBUTION | CHERAS | Existing | RYB | 11 kV |  |  |  |  | 70_1C_AL_XLPE |  |  |  | 0.846 m |  |  |  | 3 | 0 | Pass | null
38264086 | TNB | DISTRIBUTION | CHERAS | Existing | RYB | 11 kV |  |  |  |  | 70_1C_AL_XLPE |  |  |  | 1.856 m |  |  |  | 3 | 0 | Pass | null
38362890 | TNB | DISTRIBUTION | CHERAS | Existing | RYB | 11 kV | NO | Class C |  |  | 70_1C_AL_XLPE |  |  |  | 5.091 m |  |  |  | 3 | 0 | Pass | null
38371516 | TNB | DISTRIBUTION | CHERAS | Existing | RYB | 11 kV |  |  |  |  | 70_1C_AL_XLPE |  |  |  | 8.502 m |  |  |  | 3 | 0 | Pass | null
38392950 | TNB | DISTRIBUTION | CHERAS | Existing | RYB | 11 kV |  |  |  |  | 70_1C_AL_XLPE |  |  |  | 1.868 m |  |  |  | 3 | 0 | Pass | null
38500611 | TNB | DISTRIBUTION | CHERAS | Existing | RYB | 11 kV | NO | Class C |  |  | 70_1C_AL_XLPE |  |  |  | 1.496 m |  |  |  | 3 | 0 | Pass | null
38500615 | TNB | DISTRIBUTION | CHERAS | Existing | RYB | 11 kV | NO | Class C |  |  | 70_1C_AL_XLPE |  |  |  | 1.927 m |  |  |  | 3 | 0 | Pass | null
38509180 | TNB | DISTRIBUTION | CHERAS | Existing | RYB | 11 kV | NO | Class C |  |  | 70_1C_AL_XLPE |  |  |  | 2.066 m |  |  |  | 3 | 0 | Pass | null
38509187 | TNB | DISTRIBUTION | CHERAS | Existing | RYB | 11 kV | NO | Class C |  |  | 70_1C_AL_XLPE |  |  |  | 1.681 m |  |  |  | 3 | 0 | Pass | null
38531243 | TNB | DISTRIBUTION | CHERAS | Existing | RYB | 11 kV | NO | Class C |  |  | 70_1C_AL_XLPE |  |  |  | 1.432 m |  |  |  | 3 | 0 | Pass | null
38531247 | TNB | DISTRIBUTION | CHERAS | Existing | RYB | 11 kV | NO | Class C |  |  | 70_1C_AL_XLPE |  |  |  | 1.295 m |  |  |  | 3 | 0 | Pass | null
38534651 | TNB | DISTRIBUTION | CHERAS | Existing | RYB | 11 kV |  |  |  |  | 70_1C_AL_XLPE |  |  |  | 1.004 m |  |  |  | 3 | 0 | Pass | null
38548853 | TNB | DISTRIBUTION | CHERAS | Existing | RYB | 11 kV |  |  |  |  | 70_1C_AL_XLPE |  |  |  | 1.032 m |  |  |  | 3 | 0 | Pass | null
38620623 | TNB | DISTRIBUTION | CHERAS | Existing | RYB | 11 kV | NO | Class C |  |  | 70_1C_AL_XLPE |  |  |  | 1.450 m |  |  |  | 3 | 0 | Pass | null
38629400 | TNB | DISTRIBUTION | CHERAS | Existing | RYB | 11 kV | NO | Class C |  |  | 70_1C_AL_XLPE |  |  |  | 2.235 m |  |  |  | 3 | 0 | Pass | null
38629412 | TNB | DISTRIBUTION | CHERAS | Existing | RYB | 11 kV | NO | Class C |  |  | 70_1C_AL_XLPE |  |  |  | 1.935 m |  |  |  | 3 | 0 | Pass | null
38650867 | TNB | DISTRIBUTION | CHERAS | Existing | RYB | 11 kV |  |  |  |  | 70_1C_AL_XLPE |  |  |  | 1.023 m |  |  |  | 3 | 0 | Pass | null
38650871 | TNB | DISTRIBUTION | CHERAS | Existing | RYB | 11 kV |  |  |  |  | 70_1C_AL_XLPE |  |  |  | 1.070 m |  |  |  | 3 | 0 | Pass | null
38659470 | TNB | DISTRIBUTION | CHERAS | Existing | RYB | 11 kV |  |  |  |  | 70_1C_AL_XLPE |  |  |  | 1.195 m |  |  |  | 3 | 0 | Pass | null
38659486 | TNB | DISTRIBUTION | CHERAS | Existing | RYB | 11 kV |  |  |  |  | 70_1C_AL_XLPE |  |  |  | 1.750 m |  |  |  | 3 | 0 | Pass | null
38680639 | TNB | DISTRIBUTION | CHERAS | Existing | RYB | 11 kV | NO | Class C |  |  | 70_1C_AL_XLPE |  |  |  | 1.222 m |  |  |  | 3 | 0 | Pass | null
38684940 | TNB | DISTRIBUTION | CHERAS | Existing | RYB | 11 kV | NO | Class C |  |  | 70_1C_AL_XLPE |  |  |  | 1.078 m |  |  |  | 3 | 0 | Pass | null
38689244 | TNB | DISTRIBUTION | CHERAS | Existing | RYB | 11 kV | NO | Class C |  |  | 70_1C_AL_XLPE |  |  |  | 1.700 m |  |  |  | 3 | 0 | Pass | null
38715277 | TNB | DISTRIBUTION | CHERAS | Existing | RYB | 11 kV |  |  |  |  | 70_1C_AL_XLPE |  |  |  | 1.195 m |  |  |  | 3 | 0 | Pass | null
38715279 | TNB | DISTRIBUTION | CHERAS | Existing | RYB | 11 kV |  |  |  |  | 70_1C_AL_XLPE |  |  |  | 1.796 m |  |  |  | 3 | 0 | Pass | null
38715301 | TNB | DISTRIBUTION | CHERAS | Existing | RYB | 11 kV | NO | Class C |  |  | 240_3C_AL_XLPE | YEW LUM IND.: B12042 | ML-16 INDUSTRIAL PARK: B12257 |  | 188.667 m |  |  |  | 3 | 0 | Pass | null
38715303 | TNB | DISTRIBUTION | CHERAS | Existing | RYB | 11 kV | NO | Class C |  |  | 240_3C_AL_XLPE | ML-16 INDUSTRIAL PARK: B12260 | TECHNICAL WORLD: B09469 |  | 162.680 m |  |  |  | 3 | 0 | Pass | null
38719290 | TNB | DISTRIBUTION | CHERAS | Existing | RYB | 11 kV | NO | Class C |  |  | 70_1C_AL_XLPE |  |  |  | 1.069 m |  |  |  | 3 | 0 | Pass | null
38727880 | TNB | DISTRIBUTION | CHERAS | Existing | RYB | 11 kV |  |  |  |  | 70_1C_AL_XLPE |  |  |  | 1.316 m |  |  |  | 3 | 0 | Pass | null
38749629 | TNB | DISTRIBUTION | CHERAS | Existing | RYB | 11 kV |  |  |  |  | 70_1C_AL_XLPE |  |  |  | 1.034 m |  |  |  | 3 | 0 | Pass | null
38749643 | TNB | DISTRIBUTION | CHERAS | Existing | RYB | 11 kV |  |  |  |  | 70_1C_AL_XLPE |  |  |  | 1.315 m |  |  |  | 3 | 0 | Pass | null
38762555 | TNB | DISTRIBUTION | CHERAS | Existing | RYB | 11 kV |  |  |  |  | 70_1C_AL_XLPE |  |  |  | 0.715 m |  |  |  | 3 | 0 | Pass | null
38762559 | TNB | DISTRIBUTION | CHERAS | Existing | RYB | 11 kV |  |  |  |  | 70_1C_AL_XLPE |  |  |  | 1.119 m |  |  |  | 3 | 0 | Pass | null
38800637 | TNB | DISTRIBUTION | CHERAS | Existing | RYB | 11 kV |  |  |  |  | 240_3C_AL_XLPE | SWS TMN MAS SEMENTARA A: B10135 | TMN LANGAT CERIA: B00000 |  | 3167.357 m |  |  |  | 3 | 0 | Pass | null
38809483 | TNB | DISTRIBUTION | CHERAS | Existing | RYB | 11 kV |  |  |  |  | 70_1C_AL_XLPE |  |  |  | 1.464 m |  |  |  | 3 | 0 | Pass | null
38818054 | TNB | DISTRIBUTION | CHERAS | Existing | RYB | 11 kV |  |  |  |  | 70_1C_AL_XLPE |  |  |  | 2.026 m |  |  |  | 3 | 0 | Pass | null
38823327 | TNB | DISTRIBUTION | CHERAS | Existing | RYB | 11 kV |  |  |  |  | 70_1C_AL_XLPE |  |  |  | 1.750 m |  |  |  | 3 | 0 | Pass | null
38826602 | TNB | DISTRIBUTION | CHERAS | Existing | RYB | 11 kV |  |  |  |  | 240_3C_AL_XLPE | ES METAL: B01522 | MENANG NUSANTARA: B12076 |  | 46.950 m |  |  |  | 3 | 1 | Pass | null
38839473 | TNB | DISTRIBUTION | CHERAS | Existing | RYB | 11 kV |  |  |  |  | 70_1C_AL_XLPE |  |  |  | 1.808 m |  |  |  | 3 | 0 | Pass | null
38852406 | TNB | DISTRIBUTION | CHERAS | Existing | RYB | 11 kV |  |  |  |  | 70_1C_AL_XLPE |  |  |  | 1.860 m |  |  |  | 3 | 0 | Pass | null
38861273 | TNB | DISTRIBUTION | CHERAS | Existing | RYB | 11 kV |  |  |  |  | 70_1C_AL_XLPE |  |  |  | 1.693 m |  |  |  | 3 | 0 | Pass | null
38861277 | TNB | DISTRIBUTION | CHERAS | Existing | RYB | 11 kV |  |  |  |  | 70_1C_AL_XLPE |  |  |  | 2.121 m |  |  |  | 3 | 0 | Pass | null
38866692 | TNB | DISTRIBUTION | CHERAS | Existing | RYB | 11 kV |  |  |  |  | 70_1C_AL_XLPE |  |  |  | 1.969 m |  |  |  | 3 | 0 | Pass | null
38866700 | TNB | DISTRIBUTION | CHERAS | Existing | RYB | 11 kV |  |  |  |  | 70_1C_AL_XLPE |  |  |  | 2.424 m |  |  |  | 3 | 0 | Pass | null
38869580 | TNB | DISTRIBUTION | CHERAS | Existing | RYB | 11 kV | NO | Class C |  |  | 70_1C_AL_XLPE |  |  |  | 1.912 m |  |  |  | 3 | 0 | Pass | null
38874155 | TNB | DISTRIBUTION | CHERAS | Existing | RYB | 11 kV | NO | Class C |  |  | 70_1C_AL_XLPE |  |  |  | 1.275 m |  |  |  | 3 | 0 | Pass | null
38874230 | TNB | DISTRIBUTION | CHERAS | Existing | RYB | 11 kV | NO | Class C |  |  | 240_3C_AL_XLPE | JLN JADE HILL 1/1: B10926 | CLUB HOUSE JADE HILL: B10396 |  | 832.195 m |  |  |  | 3 | 0 | Pass | null
38878170 | TNB | DISTRIBUTION | CHERAS | Existing | RYB | 11 kV |  |  |  |  | 70_1C_AL_XLPE |  |  |  | 2.269 m |  |  |  | 3 | 0 | Pass | null
38882843 | TNB | DISTRIBUTION | CHERAS | Existing | RYB | 11 kV | NO | Class C |  |  | 70_1C_AL_XLPE |  |  |  | 1.609 m |  |  |  | 3 | 0 | Pass | null
38882849 | TNB | DISTRIBUTION | CHERAS | Existing | RYB | 11 kV | NO | Class C |  |  | 70_1C_AL_XLPE |  |  |  | 1.273 m |  |  |  | 3 | 0 | Pass | null
38882868 | TNB | DISTRIBUTION | CHERAS | Existing | RYB | 11 kV | NO | Class C |  |  | 240_3C_AL_XLPE | BDR MAHKOTA CHERAS NO. 9: B06346 | EAST PARK: B12261 |  | 120.158 m |  |  |  | 3 | 1 | Pass | null
38887037 | TNB | DISTRIBUTION | CHERAS | Existing | RYB | 11 kV |  |  |  |  | 70_1C_AL_XLPE |  |  |  | 2.129 m |  |  |  | 3 | 0 | Pass | null
38887039 | TNB | DISTRIBUTION | CHERAS | Existing | RYB | 11 kV |  |  |  |  | 70_1C_AL_XLPE |  |  |  | 1.829 m |  |  |  | 3 | 0 | Pass | null
38899349 | TNB | DISTRIBUTION | CHERAS | Existing | RYB | 11 kV |  |  |  |  | 70_1C_AL_XLPE |  |  |  | 1.128 m |  |  |  | 3 | 0 | Pass | null
38903932 | TNB | DISTRIBUTION | CHERAS | Existing | RYB | 11 kV |  |  |  |  | 70_1C_AL_XLPE |  |  |  | 1.730 m |  |  |  | 3 | 0 | Pass | null
38929421 | TNB | DISTRIBUTION | CHERAS | Existing | RYB | 11 kV |  |  |  |  | 70_1C_AL_XLPE |  |  |  | 0.712 m |  |  |  | 3 | 0 | Pass | null
38938297 | TNB | DISTRIBUTION | CHERAS | Existing | RYB | 11 kV |  |  |  |  | 70_1C_AL_XLPE |  |  |  | 0.838 m |  |  |  | 3 | 0 | Pass | null
38947614 | TNB | DISTRIBUTION | CHERAS | Existing | RYB | 11 kV |  |  |  |  | 70_1C_AL_XLPE |  |  |  | 1.884 m |  |  |  | 3 | 0 | Pass | null
38951447 | TNB | DISTRIBUTION | CHERAS | Existing | RYB | 11 kV | NO | Class C |  |  | 70_1C_AL_XLPE |  |  |  | 1.391 m |  |  |  | 3 | 0 | Pass | null
38951451 | TNB | DISTRIBUTION | CHERAS | Existing | RYB | 11 kV | NO | Class C |  |  | 70_1C_AL_XLPE |  |  |  | 1.075 m |  |  |  | 3 | 0 | Pass | null
38959745 | TNB | DISTRIBUTION | CHERAS | Existing | RYB | 11 kV |  |  |  |  | 70_1C_AL_XLPE |  |  |  | 0.951 m |  |  |  | 3 | 0 | Pass | null
38964048 | TNB | DISTRIBUTION | CHERAS | Existing | RYB | 11 kV | NO | Class C |  |  | 70_1C_AL_XLPE |  |  |  | 2.464 m |  |  |  | 3 | 0 | Pass | null
38968067 | TNB | DISTRIBUTION | CHERAS | Existing | RYB | 11 kV |  |  |  |  | 240_3C_AL_XLPE | TMN MUDUN: B02099 | HIJAUAN RESIDENCE NO 1: B10630 |  | 969.056 m |  |  |  | 3 | 3 | Pass | null
38968356 | TNB | DISTRIBUTION | CHERAS | Existing | RYB | 11 kV |  |  |  |  | 70_1C_AL_XLPE |  |  |  | 0.995 m |  |  |  | 3 | 0 | Pass | null
38972345 | TNB | DISTRIBUTION | CHERAS | Existing | RYB | 11 kV |  |  |  |  | 70_1C_AL_XLPE |  |  |  | 1.132 m |  |  |  | 3 | 0 | Pass | null
38972349 | TNB | DISTRIBUTION | CHERAS | Existing | RYB | 11 kV |  |  |  |  | 70_1C_AL_XLPE |  |  |  | 1.461 m |  |  |  | 3 | 0 | Pass | null
38976902 | TNB | DISTRIBUTION | CHERAS | Existing | RYB | 11 kV |  |  |  |  | 70_1C_AL_XLPE |  |  |  | 1.596 m |  |  |  | 3 | 0 | Pass | null
38981226 | TNB | DISTRIBUTION | CHERAS | Existing | RYB | 11 kV |  |  |  |  | 70_1C_AL_XLPE |  |  |  | 0.883 m |  |  |  | 3 | 0 | Pass | null
38985485 | TNB | DISTRIBUTION | CHERAS | Existing | RYB | 11 kV | NO | Class C |  |  | 70_1C_AL_XLPE |  |  |  | 0.896 m |  |  |  | 3 | 0 | Pass | null
38990093 | TNB | DISTRIBUTION | CHERAS | Existing | RYB | 11 kV |  |  |  |  | 70_1C_AL_XLPE |  |  |  | 1.404 m |  |  |  | 3 | 0 | Pass | null
38990097 | TNB | DISTRIBUTION | CHERAS | Existing | RYB | 11 kV |  |  |  |  | 70_1C_AL_XLPE |  |  |  | 1.951 m |  |  |  | 3 | 0 | Pass | null
38998696 | TNB | DISTRIBUTION | CHERAS | Existing | RYB | 11 kV |  |  |  |  | 70_1C_AL_XLPE |  |  |  | 1.167 m |  |  |  | 3 | 0 | Pass | null
38998702 | TNB | DISTRIBUTION | CHERAS | Existing | RYB | 11 kV |  |  |  |  | 70_1C_AL_XLPE |  |  |  | 1.167 m |  |  |  | 3 | 0 | Pass | null
39002403 | TNB | DISTRIBUTION | CHERAS | Existing | RYB | 11 kV |  |  |  |  | 70_1C_AL_XLPE |  |  |  | 1.178 m |  |  |  | 3 | 0 | Pass | null
39002408 | TNB | DISTRIBUTION | CHERAS | Existing | RYB | 11 kV |  |  |  |  | 70_1C_AL_XLPE |  |  |  | 1.453 m |  |  |  | 3 | 0 | Pass | null
39007078 | TNB | DISTRIBUTION | CHERAS | Existing | RYB | 11 kV |  |  |  |  | 70_1C_AL_XLPE |  |  |  | 1.640 m |  |  |  | 3 | 0 | Pass | null
39011292 | TNB | DISTRIBUTION | CHERAS | Existing | RYB | 11 kV |  |  |  |  | 70_1C_AL_XLPE |  |  |  | 1.296 m |  |  |  | 3 | 0 | Pass | null
39037050 | TNB | DISTRIBUTION | CHERAS | Existing | RYB | 11 kV | NO | Class C |  |  | 70_1C_AL_XLPE |  |  |  | 1.631 m |  |  |  | 3 | 0 | Pass | null
39067108 | TNB | DISTRIBUTION | CHERAS | Existing | RYB | 11 kV | NO | Class C |  |  | 70_1C_AL_XLPE |  |  |  | 0.693 m |  |  |  | 3 | 0 | Pass | null
39075643 | TNB | DISTRIBUTION | CHERAS | Existing | RYB | 11 kV |  |  |  |  | 70_1C_AL_XLPE |  |  |  | 2.052 m |  |  |  | 3 | 0 | Pass | null
39075652 | TNB | DISTRIBUTION | CHERAS | Existing | RYB | 11 kV |  |  |  |  | 240_3C_AL_XLPE | GIACOMO: B11684 | Y&L METAL INDUSTRIES - B2330: B08447 |  | 156.458 m |  |  |  | 3 | 1 | Pass | null
39080076 | TNB | DISTRIBUTION | CHERAS | Existing | RYB | 11 kV |  |  |  |  | 70_1C_AL_XLPE |  |  |  | 1.223 m |  |  |  | 3 | 0 | Pass | null
39088855 | TNB | DISTRIBUTION | CHERAS | Existing | RYB | 11 kV | NO | Class C |  |  | 70_1C_AL_XLPE |  |  |  | 1.856 m |  |  |  | 3 | 0 | Pass | null
39088859 | TNB | DISTRIBUTION | CHERAS | Existing | RYB | 11 kV | NO | Class C |  |  | 70_1C_AL_XLPE |  |  |  | 1.353 m |  |  |  | 3 | 0 | Pass | null
39097121 | TNB | DISTRIBUTION | CHERAS | Existing | RYB | 11 kV |  |  |  |  | 70_1C_AL_XLPE |  |  |  | 1.921 m |  |  |  | 3 | 0 | Pass | null
39097124 | TNB | DISTRIBUTION | CHERAS | Existing | RYB | 11 kV |  |  |  |  | 240_3C_AL_XLPE | SHIN LEE COMPACT: B01961 | DAIDO AMISTAR (M) SDN BHD: B11246 [OFF] |  | 79.700 m |  |  |  | 3 | 1 | Pass | null
39105700 | TNB | DISTRIBUTION | CHERAS | Existing | RYB | 11 kV |  |  |  |  | 70_1C_AL_XLPE |  |  |  | 1.249 m |  |  |  | 3 | 0 | Pass | null
39105711 | TNB | DISTRIBUTION | CHERAS | Existing | RYB | 11 kV | NO | Class C |  |  | 240_3C_AL_XLPE | TMN PERKASA NO 5: B11381 | RMH PANGSA TMN PERKASA NO 3: B05091 |  | 243.648 m |  |  |  | 3 | 0 | Pass | null
39123223 | TNB | DISTRIBUTION | CHERAS | Existing | RYB | 11 kV |  |  |  |  | 70_1C_AL_XLPE |  |  |  | 1.790 m |  |  |  | 3 | 0 | Pass | null
39123227 | TNB | DISTRIBUTION | CHERAS | Existing | RYB | 11 kV |  |  |  |  | 70_1C_AL_XLPE |  |  |  | 1.256 m |  |  |  | 3 | 0 | Pass | null
39140070 | TNB | DISTRIBUTION | CHERAS | Existing | RYB | 11 kV |  |  |  |  | 70_1C_AL_XLPE |  |  |  | 2.283 m |  |  |  | 3 | 0 | Pass | null
39140091 | TNB | DISTRIBUTION | CHERAS | Existing | RYB | 11 kV | NO | Class C |  |  | 240_3C_AL_XLPE | DESA SERDANG NO 6: B00915 | SMK DESA SERDANG: B11391 |  | 46.945 m |  |  |  | 3 | 0 | Pass | null
39140097 | TNB | DISTRIBUTION | CHERAS | Existing | RYB | 11 kV | NO | Class C |  |  | 240_3C_AL_XLPE | SMK DESA SERDANG: B11393 | DESA SERDANG NO 4: B00909 |  | 788.077 m |  |  |  | 3 | 0 | Pass | null
39144692 | TNB | DISTRIBUTION | CHERAS | Existing | RYB | 11 kV | NO | Class C |  |  | 70_1C_AL_XLPE |  |  |  | 1.200 m |  |  |  | 3 | 0 | Pass | null
39144696 | TNB | DISTRIBUTION | CHERAS | Existing | RYB | 11 kV | NO | Class C |  |  | 70_1C_AL_XLPE |  |  |  | 1.328 m |  |  |  | 3 | 0 | Pass | null
39148975 | TNB | DISTRIBUTION | CHERAS | Existing | RYB | 11 kV |  |  |  |  | 70_1C_AL_XLPE |  |  |  | 2.463 m |  |  |  | 3 | 0 | Pass | null
39148978 | TNB | DISTRIBUTION | CHERAS | Existing | RYB | 11 kV |  |  |  |  | 70_1C_AL_XLPE |  |  |  | 2.942 m |  |  |  | 3 | 0 | Pass | null
39149000 | TNB | DISTRIBUTION | CHERAS | Existing | RYB | 11 kV | NO | Class C |  |  | 240_3C_AL_XLPE | TMN PERKASA (TMN ANGKASA): B02187 | LAGENDA SURIA NO 1: B10667 |  | 607.750 m |  |  |  | 3 | 0 | Pass | null
39157543 | TNB | DISTRIBUTION | CHERAS | Existing | RYB | 11 kV |  |  |  |  | 70_1C_AL_XLPE |  |  |  | 1.164 m |  |  |  | 3 | 0 | Pass | null
39157563 | TNB | DISTRIBUTION | CHERAS | Existing | RYB | 11 kV |  |  |  |  | 70_1C_AL_XLPE |  |  |  | 1.015 m |  |  |  | 3 | 0 | Pass | null
39174476 | TNB | DISTRIBUTION | CHERAS | Existing | RYB | 11 kV |  |  |  |  | 70_1C_AL_XLPE |  |  |  | 0.977 m |  |  |  | 3 | 0 | Pass | null
39178781 | TNB | DISTRIBUTION | CHERAS | Existing | RYB | 11 kV |  |  |  |  | 150_3C_AL_XLPE | PUSAT KOKURIKULUM NEGERI SELANGOR: B11303 | KG SG KANTAN A/T: B11302 |  | 137.212 m |  |  |  | 3 | 0 | Pass | null
39187347 | TNB | DISTRIBUTION | CHERAS | Existing | RYB | 11 kV |  |  |  |  | 70_1C_AL_XLPE |  |  |  | 0.773 m |  |  |  | 3 | 0 | Pass | null
39187350 | TNB | DISTRIBUTION | CHERAS | Existing | RYB | 11 kV |  |  |  |  | 240_3C_AL_XLPE | DUSUN TUA BT 17 A/T: B02281 | ASRAMA GURU DUSUN TUA: B10826 |  | 810.851 m |  |  |  | 3 | 2 | Pass | null
39200239 | TNB | DISTRIBUTION | CHERAS | Existing | RYB | 11 kV |  |  |  |  | 70_1C_AL_XLPE |  |  |  | 1.968 m |  |  |  | 3 | 0 | Pass | null
39204567 | TNB | DISTRIBUTION | CHERAS | Existing | RYB | 11 kV |  |  |  |  | 70_1C_AL_XLPE |  |  |  | 0.817 m |  |  |  | 3 | 0 | Pass | null
39208819 | TNB | DISTRIBUTION | CHERAS | Existing | RYB | 11 kV |  |  |  |  | 70_1C_AL_XLPE |  |  |  | 0.793 m |  |  |  | 3 | 0 | Pass | null
39217823 | TNB | DISTRIBUTION | CHERAS | Existing | RYB | 11 kV |  |  |  |  | 70_1C_AL_XLPE |  |  |  | 1.869 m |  |  |  | 3 | 0 | Pass | null
39217827 | TNB | DISTRIBUTION | CHERAS | Existing | RYB | 11 kV |  |  |  |  | 70_1C_AL_XLPE |  |  |  | 2.303 m |  |  |  | 3 | 0 | Pass | null
39221991 | TNB | DISTRIBUTION | CHERAS | Existing | RYB | 11 kV |  |  |  |  | 70_1C_AL_XLPE |  |  |  | 1.287 m |  |  |  | 3 | 0 | Pass | null
39221993 | TNB | DISTRIBUTION | CHERAS | Existing | RYB | 11 kV |  |  |  |  | 70_1C_AL_XLPE |  |  |  | 1.575 m |  |  |  | 3 | 0 | Pass | null
39222011 | TNB | DISTRIBUTION | CHERAS | Existing | RYB | 11 kV |  |  |  |  | 240_3C_AL_XLPE | COLOMBIA ASIA: B11076 | HONG KONG TOYS: B01481 |  | 207.048 m |  |  |  | 3 | 0 | Pass | null
39222015 | TNB | DISTRIBUTION | CHERAS | Existing | RYB | 11 kV |  |  |  |  | 240_3C_AL_XLPE | JUBA: | COLOMBIA ASIA: B11073 |  | 367.647 m |  |  |  | 3 | 0 | Pass | null
39230341 | TNB | DISTRIBUTION | CHERAS | Existing | RYB | 11 kV |  |  |  |  | 70_1C_AL_XLPE |  |  |  | 2.279 m |  |  |  | 3 | 0 | Pass | null
39234692 | TNB | DISTRIBUTION | CHERAS | Existing | RYB | 11 kV |  |  |  |  | 70_1C_AL_XLPE |  |  |  | 1.526 m |  |  |  | 3 | 0 | Pass | null
39234695 | TNB | DISTRIBUTION | CHERAS | Existing | RYB | 11 kV |  |  |  |  | 240_3C_AL_XLPE | AVENUE ONE BTHO NO 1: B10030 | AVENUE TWO: B12043 |  | 513.256 m |  |  |  | 3 | 1 | Pass | null
39251810 | TNB | DISTRIBUTION | CHERAS | Existing | RYB | 11 kV |  |  |  |  | 70_1C_AL_XLPE |  |  |  | 1.004 m |  |  |  | 3 | 0 | Pass | null
39251847 | TNB | DISTRIBUTION | CHERAS | Existing | RYB | 11 kV |  |  |  |  | 240_3C_AL_XLPE | SWS THE MINES: B02270 | MINES SHOPPING FAIR (HANDOVER TO CUST.): [OFF] |  | 354.210 m |  |  |  | 3 | 0 | Pass | null
39269327 | TNB | DISTRIBUTION | CHERAS | Existing | RYB | 11 kV |  |  |  |  | 70_1C_AL_XLPE |  |  |  | 1.325 m |  |  |  | 3 | 0 | Pass | null
39269331 | TNB | DISTRIBUTION | CHERAS | Existing | RYB | 11 kV |  |  |  |  | 70_1C_AL_XLPE |  |  |  | 1.273 m |  |  |  | 3 | 0 | Pass | null
39286507 | TNB | DISTRIBUTION | CHERAS | Existing | RYB | 11 kV |  |  |  |  | 70_1C_AL_XLPE |  |  |  | 2.094 m |  |  |  | 3 | 0 | Pass | null
39286511 | TNB | DISTRIBUTION | CHERAS | Existing | RYB | 11 kV |  |  |  |  | 70_1C_AL_XLPE |  |  |  | 1.401 m |  |  |  | 3 | 0 | Pass | null
39290703 | TNB | DISTRIBUTION | CHERAS | Existing | RYB | 11 kV |  |  |  |  | 70_1C_AL_XLPE |  |  |  | 2.301 m |  |  |  | 3 | 0 | Pass | null
39290705 | TNB | DISTRIBUTION | CHERAS | Existing | RYB | 11 kV |  |  |  |  | 70_1C_AL_XLPE |  |  |  | 1.851 m |  |  |  | 3 | 0 | Pass | null
39294752 | TNB | DISTRIBUTION | CHERAS | Existing | RYB | 11 kV |  |  |  |  | 70_1C_AL_XLPE |  |  |  | 0.720 m |  |  |  | 3 | 0 | Pass | null
39304415 | TNB | DISTRIBUTION | CHERAS | Existing | RYB | 11 kV | NO | Class C |  |  | 70_1C_AL_XLPE |  |  |  | 3.641 m |  |  |  | 3 | 0 | Pass | null
39304444 | TNB | DISTRIBUTION | CHERAS | Existing | RYB | 11 kV | NO | Class C |  |  | 70_1C_AL_XLPE |  |  |  | 3.108 m |  |  |  | 3 | 0 | Pass | null
39316575 | TNB | DISTRIBUTION | CHERAS | Existing | RYB | 11 kV |  |  |  |  | 70_1C_AL_XLPE |  |  |  | 1.057 m |  |  |  | 3 | 0 | Pass | null
39316582 | TNB | DISTRIBUTION | CHERAS | Existing | RYB | 11 kV |  |  |  |  | 70_1C_AL_XLPE |  |  |  | 1.029 m |  |  |  | 3 | 0 | Pass | null
39329138 | TNB | DISTRIBUTION | CHERAS | Existing | RYB | 11 kV |  |  |  |  | 70_1C_AL_XLPE |  |  |  | 0.956 m |  |  |  | 3 | 0 | Pass | null
39342389 | TNB | DISTRIBUTION | CHERAS | Existing | RYB | 11 kV | NO | Class C |  |  | 70_1C_AL_XLPE |  |  |  | 1.093 m |  |  |  | 3 | 0 | Pass | null
39342393 | TNB | DISTRIBUTION | CHERAS | Existing | RYB | 11 kV | NO | Class C |  |  | 70_1C_AL_XLPE |  |  |  | 1.100 m |  |  |  | 3 | 0 | Pass | null
39346338 | TNB | DISTRIBUTION | CHERAS | Existing | RYB | 11 kV |  |  |  |  | 70_1C_AL_XLPE |  |  |  | 0.753 m |  |  |  | 3 | 0 | Pass | null
39351007 | TNB | DISTRIBUTION | CHERAS | Existing | RYB | 11 kV |  |  |  |  | 70_1C_AL_XLPE |  |  |  | 2.376 m |  |  |  | 3 | 0 | Pass | null
39351011 | TNB | DISTRIBUTION | CHERAS | Existing | RYB | 11 kV |  |  |  |  | 70_1C_AL_XLPE |  |  |  | 1.484 m |  |  |  | 3 | 0 | Pass | null
39351045 | TNB | DISTRIBUTION | CHERAS | Existing | RYB | 11 kV | NO | Class C |  |  | 240_3C_AL_XLPE | JLN TEMENGGUNG 27/9 NO 2: B12181 | JLN TEMENGGUNG 27/9 NO 1: B12180 |  | 65.145 m |  |  |  | 3 | 0 | Pass | null
39355267 | TNB | DISTRIBUTION | CHERAS | Existing | RYB | 11 kV | NO | Class C |  |  | 70_1C_AL_XLPE |  |  |  | 1.943 m |  |  |  | 3 | 0 | Pass | null
39371767 | TNB | DISTRIBUTION | CHERAS | Existing | RYB | 11 kV | NO | Class C |  |  | 240_3C_AL_XLPE | SILK SG LONG NO 2: B07551 | PE TOLL PLAZA SG. LONG: B07650 |  | 2068.951 m |  |  |  | 3 | 0 | Pass | null
39371775 | TNB | DISTRIBUTION | CHERAS | Existing | RYB | 11 kV | NO | Class C |  |  | 240_3C_AL_XLPE | SILK KTTDR SG LONG NO 1: B07488 | SILK SG LONG NO 2: B07549 |  | 1135.360 m |  |  |  | 3 | 0 | Pass | null
39423366 | TNB | DISTRIBUTION | CHERAS | Existing | RYB | 11 kV |  |  |  |  | 240_3C_AL_XLPE | PPU TSGR2: VCB12 | PERDANA AVENUE: B10037 |  | 2674.232 m |  |  |  | 3 | 0 | Pass | null
39427528 | TNB | DISTRIBUTION | CHERAS | Existing | RYB | 11 kV |  |  |  |  | 240_3C_AL_XLPE | TMN KASIH: B06803 | TMN PINGGIRAN SEKAMAT: B10227 [OFF] |  | 1603.047 m |  |  |  | 3 | 0 | Pass | null
39427534 | TNB | DISTRIBUTION | CHERAS | Existing | RYB | 11 kV | NO | Class C |  |  | 240_3C_AL_XLPE | RUMAH BIDAN: B05663 | TMN PINGGIRAN SEKAMAT: B10225 |  | 925.536 m |  |  |  | 3 | 0 | Pass | null
39427579 | TNB | DISTRIBUTION | CHERAS | Existing | RYB | 11 kV | NO | Class C |  |  | 240_3C_AL_XLPE | PPU SJIM: 6 | SMKU (SEK UGAMA PERSEKUTUAN): B03980 |  | 1284.994 m |  |  | 6 | 3 | 0 | Pass | null
39448989 | TNB | DISTRIBUTION | CHERAS | Existing | RYB | 11 kV |  |  |  |  | 70_1C_AL_XLPE |  |  |  | 1.695 m |  |  |  | 3 | 0 | Pass | null
39449003 | TNB | DISTRIBUTION | CHERAS | Existing | RYB | 11 kV |  | Class D |  |  | 240_3C_AL_XLPE | D-CRS-C17-0680: B15249 | SSU BKT BELIMBING: B10710 [OFF] |  | 1320.054 m |  |  |  | 3 | 0 | Pass | null
39449045 | TNB | DISTRIBUTION | CHERAS | Existing | RYB | 11 kV |  |  |  |  | 240_3C_AL_XLPE | PBEL: | MAKTAB TENTERA DIRAJA: B12116 |  | 1603.116 m |  |  |  | 3 | 1 | Pass | null
39449520 | TNB | DISTRIBUTION | CHERAS | Existing | RYB | 11 kV |  |  |  |  | 70_1C_AL_XLPE |  |  |  | 1.733 m |  |  |  | 3 | 0 | Pass | null
39449530 | TNB | DISTRIBUTION | CHERAS | Existing | RYB | 11 kV |  |  |  |  | 240_3C_AL_XLPE | HASIL KARYA S/B: B10142 | PE EVERSMART: B10647 |  | 93.176 m |  |  |  | 3 | 2 | Pass | null
39449532 | TNB | DISTRIBUTION | CHERAS | Existing | RYB | 11 kV |  |  |  |  | 240_3C_AL_XLPE | SSU BKT BELIMBING: B10711 | LOT 1842 JLN KPB 6: B10841 |  | 1150.503 m |  |  |  | 3 | 1 | Pass | null
39457567 | TNB | DISTRIBUTION | CHERAS | Existing | RYB | 11 kV |  |  |  |  | 240_3C_AL_XLPE | THE ROYALE: B12113 | TAMAN SEGAR PERDANA NO 10: B08745 |  | 189.448 m |  |  |  | 3 | 0 | Pass | null
39457590 | TNB | DISTRIBUTION | CHERAS | Existing | RYB | 11 kV |  |  |  |  | 240_3C_AL_XLPE | TMN BUKIT HARTAMAS FASA 2: B10629 | TIARA BKT HARTAMAS: B11936 |  | 207.131 m |  |  |  | 3 | 0 | Pass | null
39457595 | TNB | DISTRIBUTION | CHERAS | Existing | RYB | 11 kV |  |  |  |  | 240_3C_AL_XLPE | TIARA BKT HARTAMAS: B11993 | APARTMENT VISTA HARTAMAS: B10402 |  | 222.953 m |  |  |  | 3 | 0 | Pass | null
39474742 | TNB | DISTRIBUTION | CHERAS | Existing | RYB | 11 kV |  |  |  |  | 240_3C_AL_XLPE | DATARAN HASIL: B07474 | PADAT OVERSEA: B11451 |  | 130.892 m |  |  |  | 3 | 0 | Pass | null
39474753 | TNB | DISTRIBUTION | CHERAS | Existing | RYB | 11 kV |  |  |  |  | 70_1C_AL_XLPE |  |  |  | 1.341 m |  |  |  | 3 | 0 | Pass | null
39590686 | TNB | DISTRIBUTION | CHERAS | Existing | RYB | 11 kV |  |  |  |  | 240_3C_AL_XLPE | JLN KWSN PERINDUSTRIAN BUDIMAN: B11896 | BT 10 3/4 JLN CHERAS: B11167 |  | 227.544 m |  |  |  | 3 | 0 | Pass | null
39616445 | TNB | DISTRIBUTION | CHERAS | Existing | RYB | 11 kV |  |  |  |  | 240_3C_AL_XLPE | JLN SUTERA 1/5: B08865 | APARTMENT TERATAI NO 2: B10607 |  | 384.946 m |  |  |  | 3 | 0 | Pass | null
39633621 | TNB | DISTRIBUTION | CHERAS | Existing | RYB | 11 kV |  |  |  |  | 240_3C_AL_XLPE | BT 10 3/4 JLN CHERAS: B11165 | IPV: B01779 |  | 2006.264 m |  |  |  | 3 | 0 | Pass | null
39672275 | TNB | DISTRIBUTION | CHERAS | Existing | RYB | 11 kV |  |  |  |  | 120_3C_AL_PILC | BINA PLASTIC: B01263 | MEIKA FOOD: B10943 |  | 216.679 m |  |  |  | 3 | 1 | Pass | null
39694216 | TNB | DISTRIBUTION | CHERAS | Existing | RYB | 11 kV | NO | Class C |  |  | 70_1C_AL_XLPE |  |  |  | 0.999 m |  |  |  | 3 | 0 | Pass | null
39695184 | TNB | DISTRIBUTION | CHERAS | Existing | RYB | 11 kV | NO | Class C |  |  | 70_1C_AL_XLPE |  |  |  | 1.133 m |  |  |  | 3 | 0 | Pass | null
39695188 | TNB | DISTRIBUTION | CHERAS | Existing | RYB | 11 kV | NO | Class C |  |  | 70_1C_AL_XLPE |  |  |  | 1.174 m |  |  |  | 3 | 0 | Pass | null
39695224 | TNB | DISTRIBUTION | CHERAS | Existing | RYB | 11 kV | NO | Class C |  |  | 240_3C_AL_XLPE | TANMING MUTIARA 2 NO 1: B12430 | JLN DESA BUDIMAN NO 2: B11563 [OFF] |  | 735.953 m |  |  |  | 3 | 0 | Pass | null
39720061 | TNB | DISTRIBUTION | CHERAS | Existing | RYB | 11 kV |  |  |  |  | 70_1C_AL_XLPE |  |  |  | 1.611 m |  |  |  | 3 | 0 | Pass | null
39720071 | TNB | DISTRIBUTION | CHERAS | Existing | RYB | 11 kV |  |  |  |  | 240_3C_AL_XLPE | ENG SIONG: B01277 | LOT PT 52214 JLN KPB 10: B12268 |  | 181.945 m |  |  |  | 3 | 1 | Pass | null
39749561 | TNB | DISTRIBUTION | CHERAS | Existing | RYB | 11 kV |  |  |  |  | 240_3C_AL_XLPE | D'IMPIAN TROPIKA: B11778 | PANGSAPURI RAKYAT: B06146 |  | 82.194 m |  |  |  | 3 | 0 | Pass | null
39758151 | TNB | DISTRIBUTION | CHERAS | Existing | RYB | 11 kV |  |  |  |  | 70_1C_AL_XLPE |  |  |  | 1.512 m |  |  |  | 3 | 0 | Pass | null
39758788 | TNB | DISTRIBUTION | CHERAS | Existing | RYB | 11 kV |  |  |  |  | 70_1C_AL_XLPE |  |  |  | 1.429 m |  |  |  | 3 | 0 | Pass | null
39758852 | TNB | DISTRIBUTION | CHERAS | Existing | RYB | 11 kV |  |  |  |  | 240_3C_AL_XLPE | SUNTEX SUPERMARKET: B02069 | PADAT TMN SUNTEX: B05801 |  | 47.634 m |  |  |  | 3 | 0 | Pass | null
39762447 | TNB | DISTRIBUTION | CHERAS | Existing | RYB | 11 kV | NO | Class C |  |  | 240_3C_AL_XLPE | ADMIRAL PARK NO 2: B10728 | SG LONG NO 9: B02381 |  | 913.263 m |  |  |  | 3 | 0 | Pass | null
39762450 | TNB | DISTRIBUTION | CHERAS | Existing | RYB | 11 kV | NO | Class C |  |  | 240_3C_AL_XLPE | ADMIRAL PARK: B08978 | ADMIRAL PARK NO 2: B10726 |  | 744.362 m |  |  |  | 3 | 0 | Pass | null
39762981 | TNB | DISTRIBUTION | CHERAS | Existing | RYB | 11 kV |  |  |  |  | 70_1C_AL_XLPE |  |  |  | 0.933 m |  |  |  | 3 | 0 | Pass | null
39788271 | TNB | DISTRIBUTION | CHERAS | Existing | RYB | 11 kV |  |  |  |  | 240_3C_AL_XLPE | TMN DESA RAYA: B02193 | TMN UDA MURNI: B02192 [OFF] |  | 251.850 m |  |  |  | 3 | 0 | Pass | null
39788332 | TNB | DISTRIBUTION | CHERAS | Existing | RYB | 11 kV | NO | Class C |  |  | 240_3C_AL_XLPE | LAGENDA SURIA NO 2: B10673 | KG SG SERAI: B05139 |  | 1792.152 m |  |  |  | 3 | 0 | Pass | null
39788366 | TNB | DISTRIBUTION | CHERAS | Existing | RYB | 11 kV | NO | Class C |  |  | 240_3C_AL_XLPE | PPU MHCR: 7 | TMN UDA MURNI: B10546 |  | 2828.269 m |  |  |  | 3 | 0 | Pass | null
39792499 | TNB | DISTRIBUTION | CHERAS | Existing | RYB | 11 kV | NO | Class C |  |  | 240_3C_AL_XLPE | COLOUR IMAGE: TNB0000 | JLN JADE HILL 4/1: B11476 |  | 867.306 m |  |  |  | 3 | 0 | Pass | null
39792501 | TNB | DISTRIBUTION | CHERAS | Existing | RYB | 11 kV | NO | Class C |  |  | 240_3C_AL_XLPE | PERSIARAN JADE HILL: B12223 | JLN JADE HILL 12/1: B12201 |  | 902.742 m |  |  |  | 3 | 0 | Pass | null
39792507 | TNB | DISTRIBUTION | CHERAS | Existing | RYB | 11 kV | NO | Class C |  |  | 240_3C_AL_XLPE | JLN JADE HILL 12/1: B12198 | PERSIARAN JADE HILL TIMUR: B12197 |  | 513.901 m |  |  |  | 3 | 0 | Pass | null
39792512 | TNB | DISTRIBUTION | CHERAS | Existing | RYB | 11 kV | NO | Class C |  |  | 240_3C_AL_XLPE | JLN PERSIARAN JADE HILL TIMUR: B11943 | TMN SETIA IMPIAN NO 2 BKT ANGKAT: B11717 |  | 2216.000 m |  |  |  | 3 | 0 | Pass | null
39792528 | TNB | DISTRIBUTION | CHERAS | Existing | RYB | 11 kV | NO | Class C |  |  | 70_1C_AL_XLPE |  |  |  | 1.872 m |  |  |  | 3 | 0 | Pass | null
39792954 | TNB | DISTRIBUTION | CHERAS | Existing | RYB | 11 kV | NO | Class C |  |  | 70_1C_AL_XLPE |  |  |  | 1.154 m |  |  |  | 3 | 0 | Pass | null
39792970 | TNB | DISTRIBUTION | CHERAS | Existing | RYB | 11 kV | NO | Class C |  |  | 240_3C_AL_XLPE | STP JADE HILL: B10732 | PERSIARAN JADE HILL: B12220 |  | 1520.832 m |  |  |  | 3 | 0 | Pass | null
39794296 | TNB | DISTRIBUTION | CHERAS | Existing | RYB | 11 kV | NO | Class C |  |  | 70_1C_AL_XLPE |  |  |  | 1.923 m |  |  |  | 3 | 0 | Pass | null
39794300 | TNB | DISTRIBUTION | CHERAS | Existing | RYB | 11 kV | NO | Class C |  |  | 70_1C_AL_XLPE |  |  |  | 1.333 m |  |  |  | 3 | 0 | Pass | null
39794469 | TNB | DISTRIBUTION | CHERAS | Existing | RYB | 11 kV | NO | Class C |  |  | 240_3C_AL_XLPE | JLN JADE HILL 4/1: B11478 | JLN JADEHILL 2/1: B10920 |  | 819.059 m |  |  |  | 3 | 0 | Pass | null
39794471 | TNB | DISTRIBUTION | CHERAS | Existing | RYB | 11 kV | NO | Class C |  |  | 240_3C_AL_XLPE | JLN JADEHILL 2/1: B10922 | JLN JADE HILL 1/1: B10925 |  | 919.454 m |  |  |  | 3 | 0 | Pass | null
39795799 | TNB | DISTRIBUTION | CHERAS | Existing | RYB | 11 kV | NO | Class C |  |  | 70_1C_AL_XLPE |  |  |  | 1.937 m |  |  |  | 3 | 0 | Pass | null
39795801 | TNB | DISTRIBUTION | CHERAS | Existing | RYB | 11 kV | NO | Class C |  |  | 70_1C_AL_XLPE |  |  |  | 2.502 m |  |  |  | 3 | 0 | Pass | null
39795920 | TNB | DISTRIBUTION | CHERAS | Existing | RYB | 11 kV | NO | Class C |  |  | 240_3C_AL_XLPE | PERSIARAN JADE HILL TIMUR: B12195 | JLN PERSIARAN JADE HILL TIMUR: B11946 |  | 53.822 m |  |  |  | 3 | 0 | Pass | null
39809680 | TNB | DISTRIBUTION | CHERAS | Existing | RYB | 11 kV |  |  |  |  | 240_3C_AL_XLPE | FOOK MEI: B11681 | CHASELAND NO 1: B06031 |  | 1700.176 m |  |  |  | 3 | 0 | Pass | null
39809686 | TNB | DISTRIBUTION | CHERAS | Existing | RYB | 11 kV |  |  |  |  | 240_3C_AL_XLPE | PE PDT KAMPUNG SG TEKALI: B14394 | PUSAT KOKURIKULUM NEGERI SELANGOR: B11305 |  | 4074.892 m |  |  |  | 3 | 0 | Pass | null
39858239 | TNB | DISTRIBUTION | CHERAS | Existing | RYB | 11 kV |  |  |  |  | 70_1C_AL_XLPE |  |  |  | 2.022 m |  |  |  | 3 | 0 | Pass | null
39858241 | TNB | DISTRIBUTION | CHERAS | Existing | RYB | 11 kV |  |  |  |  | 70_1C_AL_XLPE |  |  |  | 1.597 m |  |  |  | 3 | 0 | Pass | null
39869810 | TNB | DISTRIBUTION | CHERAS | Existing | RYB | 11 kV | NO | Class C |  |  | 70_1C_AL_XLPE |  |  |  | 1.145 m |  |  |  | 3 | 0 | Pass | null
39869830 | TNB | DISTRIBUTION | CHERAS | Existing | RYB | 11 kV | NO | Class C |  |  | 240_3C_AL_XLPE | MITRALAND: B05031 | JLN TM 3/1: B12208 |  | 1036.551 m |  |  |  | 3 | 1 | Pass | null
39869839 | TNB | DISTRIBUTION | CHERAS | Existing | RYB | 11 kV | NO | Class C |  |  | 240_3C_AL_XLPE | JLN TM 3/1: B12211 | TAMAN MUTIARA JAYA NO 1: B12301 |  | 437.496 m |  |  |  | 3 | 0 | Pass | null
39908440 | TNB | DISTRIBUTION | CHERAS | Existing | RYB | 11 kV |  |  |  |  | 240_3C_AL_XLPE | TMASS: | PKNS KG MELAKA: B02156 |  | 646.368 m |  |  |  | 3 | 0 | Pass | null
39908454 | TNB | DISTRIBUTION | CHERAS | Existing | RYB | 11 kV |  |  |  |  | 240_3C_AL_XLPE | KUATERS LOJI AIR LANGAT: B02176 | SMK DUSUN NANDING: B06639 |  | 1442.481 m |  |  |  | 3 | 0 | Pass | null
39912737 | TNB | DISTRIBUTION | CHERAS | Existing | RYB | 11 kV |  |  |  |  | 240_3C_AL_XLPE | AZR VTEC JLN SURIA 1: B12102 | TUCK HUA NO 1 METAL: B01253 |  | 207.340 m |  |  |  | 3 | 0 | Pass | null
39917487 | TNB | DISTRIBUTION | CHERAS | Existing | RYB | 11 kV |  |  |  |  | 70_1C_AL_XLPE |  |  |  | 0.944 m |  |  |  | 3 | 0 | Pass | null
39925643 | TNB | DISTRIBUTION | CHERAS | Existing | RYB | 11 kV |  |  |  |  | 240_3C_AL_XLPE | TMN PUTRI NO 3: B02091 | TMN PUTRI NO 6: B02090 |  | 398.581 m |  |  |  | 3 | 0 | Pass | null
39942795 | TNB | DISTRIBUTION | CHERAS | Existing | RYB | 11 kV | NO | Class C |  |  | 240_3C_AL_XLPE | SUKMA PESONA SURIA: B12122 | TANMING MUTIARA SG LONG: B10483 |  | 743.404 m |  |  |  | 3 | 0 | Pass | null
39942807 | TNB | DISTRIBUTION | CHERAS | Existing | RYB | 11 kV | NO | Class C |  |  | 240_3C_AL_XLPE | SUKMA PESONA: B09356 | SUKMA PESONA SURIA: B12120 |  | 690.052 m |  |  |  | 3 | 0 | Pass | null
39942812 | TNB | DISTRIBUTION | CHERAS | Existing | RYB | 11 kV | NO | Class C |  |  | 240_3C_AL_XLPE | JLN DESA BUDIMAN: B11344 | JLN DB 5/1: B12133 |  | 666.459 m |  |  |  | 3 | 0 | Pass | null
39942817 | TNB | DISTRIBUTION | CHERAS | Existing | RYB | 11 kV | NO | Class C |  |  | 240_3C_AL_XLPE | JLN DB 6/4: B12585 | JLN DESA BUDIMAN NO 2: B11560 |  | 284.776 m |  |  |  | 3 | 0 | Pass | null
39959974 | TNB | DISTRIBUTION | CHERAS | Existing | RYB | 11 kV |  |  |  |  | 70_1C_AL_XLPE |  |  |  | 1.763 m |  |  |  | 3 | 0 | Pass | null
39995254 | TNB | DISTRIBUTION | CHERAS | Existing | RYB | 11 kV |  |  |  |  | 70_1C_AL_XLPE |  |  |  | 1.249 m |  |  |  | 3 | 0 | Pass | null
39995258 | TNB | DISTRIBUTION | CHERAS | Existing | RYB | 11 kV |  |  |  |  | 70_1C_AL_XLPE |  |  |  | 1.149 m |  |  |  | 3 | 0 | Pass | null
40002923 | TNB | DISTRIBUTION | CHERAS | Existing | RYB | 11 kV |  |  |  |  | 240_3C_AL_XLPE | JALAN SUTERA 4/2: B11610 | RUMAH 2 TINGKAT FASA 4: B10772 |  | 787.821 m |  |  |  | 3 | 0 | Pass | null
40002997 | TNB | DISTRIBUTION | CHERAS | Existing | RYB | 11 kV |  |  |  |  | 240_3C_AL_XLPE | PE SIN CHEE HENG: B14381 | RMH PAM TMN SUTERA: B08812 |  | 2144.806 m |  |  |  | 3 | 0 | Pass | null
40015790 | TNB | DISTRIBUTION | CHERAS | Existing | RYB | 11 kV |  |  |  |  | 240_3C_AL_XLPE | APARTMENT JUARA JAYA: B05989 | RUMAH TERES JUARA JAYA: B08014 |  | 354.119 m |  |  |  | 3 | 0 | Pass | null
40050613 | TNB | DISTRIBUTION | CHERAS | Existing | RYB | 11 kV |  |  |  |  | 70_1C_AL_XLPE |  |  |  | 1.733 m |  |  |  | 3 | 0 | Pass | null
40054437 | TNB | DISTRIBUTION | CHERAS | Existing | RYB | 11 kV | NO | Class C |  |  | 240_3C_AL_XLPE | BDR MAHKOTA CHERAS NO 1: B06285 BMC NO 19 | PANGSAPURI VISTA MAHKOTA: B11352 [OFF] |  | 377.951 m |  |  |  | 3 | 0 | Pass | null
40071655 | TNB | DISTRIBUTION | CHERAS | Existing | RYB | 11 kV |  |  |  |  | 240_3C_AL_XLPE | TAMI: 8 | SSU TALENT TEAM: |  | 970.045 m |  |  |  | 3 | 0 | Pass | null
40075906 | TNB | DISTRIBUTION | CHERAS | Existing | RYB | 11 kV |  |  |  |  | 70_1C_AL_XLPE |  |  |  | 1.202 m |  |  |  | 3 | 0 | Pass | null
40075920 | TNB | DISTRIBUTION | CHERAS | Existing | RYB | 11 kV |  |  |  |  | 70_1C_AL_XLPE |  |  |  | 0.834 m |  |  |  | 3 | 0 | Pass | null
40095067 | TNB | DISTRIBUTION | CHERAS | Existing | RYB | 11 kV | NO | Class C |  |  | 70_1C_AL_XLPE |  |  |  | 1.225 m |  |  |  | 3 | 0 | Pass | null
40095071 | TNB | DISTRIBUTION | CHERAS | Existing | RYB | 11 kV | NO | Class C |  |  | 70_1C_AL_XLPE |  |  |  | 1.728 m |  |  |  | 3 | 0 | Pass | null
40115748 | TNB | DISTRIBUTION | CHERAS | Existing | RYB | 11 kV |  |  |  |  | 70_1C_AL_XLPE |  |  |  | 1.734 m |  |  |  | 3 | 0 | Pass | null
40115766 | TNB | DISTRIBUTION | CHERAS | Existing | RYB | 11 kV |  |  |  |  | 70_1C_AL_XLPE |  |  |  | 2.304 m |  |  |  | 3 | 0 | Pass | null
40115770 | TNB | DISTRIBUTION | CHERAS | Existing | RYB | 11 kV |  |  |  |  | 70_1C_AL_XLPE |  |  |  | 2.627 m |  |  |  | 3 | 0 | Pass | null
40117070 | TNB | DISTRIBUTION | CHERAS | Existing | RYB | 11 kV |  |  |  |  | 70_1C_AL_XLPE |  |  |  | 2.068 m |  |  |  | 3 | 0 | Pass | null
40117083 | TNB | DISTRIBUTION | CHERAS | Existing | RYB | 11 kV | NO | Class C |  |  | 240_3C_AL_XLPE | YEW LUM NO 3: B10969 | CHOY SOON HENG REALTY: B07335 |  | 650.903 m |  |  |  | 3 | 0 | Pass | null
40117089 | TNB | DISTRIBUTION | CHERAS | Existing | RYB | 11 kV | NO | Class C |  |  | 240_3C_AL_XLPE | CHOY SOON HENG REALTY: B07333 | PE SURIALAND INDUSTRI: B13780 |  | 172.811 m |  |  |  | 3 | 0 | Pass | null
40117095 | TNB | DISTRIBUTION | CHERAS | Existing | RYB | 11 kV | NO | Class C |  |  | 240_3C_AL_XLPE | TECHNICAL WORLD: B09471 | PE HQ HASIL KARYA: B14461 |  | 1450.769 m |  |  |  | 3 | 3 | Pass | null
40145060 | TNB | DISTRIBUTION | CHERAS | Existing | RYB | 11 kV |  |  |  |  | 70_1C_AL_XLPE |  |  |  | 0.714 m |  |  |  | 3 | 0 | Pass | null
40145075 | TNB | DISTRIBUTION | CHERAS | Existing | RYB | 11 kV |  |  |  |  | 240_3C_AL_XLPE | LOWER STATION PANGSOON: B04657 | COMPACT PANGSUN (EMPANGAN PANGSUN): B10519 |  | 1695.616 m |  |  |  | 3 | 0 | Pass | null
40148963 | TNB | DISTRIBUTION | CHERAS | Existing | RYB | 11 kV |  |  |  |  | 240_3C_AL_XLPE | JUBA: | SSU WOTP: B00919 |  | 2175.780 m |  |  |  | 3 | 0 | Pass | null
40187553 | TNB | DISTRIBUTION | CHERAS | Existing | RYB | 11 kV |  |  |  |  | 70_1C_AL_XLPE |  |  |  | 2.807 m |  |  |  | 3 | 0 | Pass | null
40196137 | TNB | DISTRIBUTION | CHERAS | Existing | RYB | 11 kV |  |  |  |  | 70_1C_AL_XLPE |  |  |  | 3.018 m |  |  |  | 3 | 0 | Pass | null
40196141 | TNB | DISTRIBUTION | CHERAS | Existing | RYB | 11 kV |  |  |  |  | 70_1C_AL_XLPE |  |  |  | 3.374 m |  |  |  | 3 | 0 | Pass | null
40196163 | TNB | DISTRIBUTION | CHERAS | Existing | RYB | 11 kV |  |  |  |  | 70_1C_AL_XLPE |  |  |  | 2.460 m |  |  |  | 3 | 0 | Pass | null
40221919 | TNB | DISTRIBUTION | CHERAS | Existing | RYB | 11 kV |  |  |  |  | 70_1C_AL_XLPE |  |  |  | 1.091 m |  |  |  | 3 | 0 | Pass | null
40316400 | TNB | DISTRIBUTION | CHERAS | Existing | RYB | 11 kV |  |  |  |  | 240_3C_AL_XLPE | JUBA: | CHIN HUAT: B11292 |  | 512.924 m |  |  |  | 3 | 0 | Pass | null
40329250 | TNB | DISTRIBUTION | CHERAS | Existing | RYB | 11 kV | NO | Class C |  |  | 240_3C_AL_XLPE | JALAN MAHKOTA 5: B11597 | JLN BENDAHARA 4/7 BDR MAHKOTA CHERAS: B07898 |  | 748.790 m |  |  |  | 3 | 0 | Pass | null
40329955 | TNB | DISTRIBUTION | CHERAS | Existing | RYB | 11 kV |  |  |  |  | 70_1C_AL_XLPE |  |  |  | 0.911 m |  |  |  | 3 | 0 | Pass | null
40331346 | TNB | DISTRIBUTION | CHERAS | Existing | RYB | 11 kV | NO | Class C |  |  | 240_3C_AL_XLPE | JLN BENDAHARA 7A/7: B092604 | TMN TANMING IMPIAN BMC: B10656 |  | 548.313 m |  |  |  | 3 | 0 | Pass | null
40331354 | TNB | DISTRIBUTION | CHERAS | Existing | RYB | 11 kV |  |  |  |  | 70_1C_AL_XLPE |  |  |  | 0.963 m |  |  |  | 3 | 0 | Pass | null
40470979 | TNB | DISTRIBUTION | CHERAS | Existing | RYB | 11 kV | NO | Class C |  |  | 240_3C_AL_XLPE | BDR MAHKOTA CHERAS NO 11: | JLN BENTARA 14/5 BMC: B12050 |  | 232.565 m |  |  |  | 3 | 3 | Pass | null
40479543 | TNB | DISTRIBUTION | CHERAS | Existing | RYB | 11 kV | NO | Class C |  |  | 240_3C_AL_XLPE | PALM WALK NO 3: B10553 | PALM WALK 3 NO 2: B12302 |  | 675.127 m |  |  |  | 3 | 0 | Pass | null
40479619 | TNB | DISTRIBUTION | CHERAS | Existing | RYB | 11 kV | NO | Class C |  |  | 240_3C_AL_XLPE | PALM WALK 3 NO 2: B12305 | PALM WALK 3 NO 1: B12306 |  | 591.200 m |  |  |  | 3 | 0 | Pass | null
40480095 | TNB | DISTRIBUTION | CHERAS | Existing | RYB | 11 kV | NO | Class C |  |  | 70_1C_AL_XLPE |  |  |  | 1.645 m |  |  |  | 3 | 0 | Pass | null
40480109 | TNB | DISTRIBUTION | CHERAS | Existing | RYB | 11 kV | NO | Class C |  |  | 240_3C_AL_XLPE | PALM WALK 3 NO 1: B12308 | PALM WALK NO 4: B10554 |  | 281.192 m |  |  |  | 3 | 0 | Pass | null
40481078 | TNB | DISTRIBUTION | CHERAS | Existing | RYB | 11 kV | NO | Class C |  |  | 70_1C_AL_XLPE |  |  |  | 2.494 m |  |  |  | 3 | 0 | Pass | null
40481082 | TNB | DISTRIBUTION | CHERAS | Existing | RYB | 11 kV | NO | Class C |  |  | 70_1C_AL_XLPE |  |  |  | 2.226 m |  |  |  | 3 | 0 | Pass | null
40497205 | TNB | DISTRIBUTION | CHERAS | Existing | RYB | 11 kV | NO | Class C |  |  | 240_3C_AL_XLPE | 4A JLN PENGGAWA 2/2: B08849 | PANGSAPURI ANGSANA: B10087 [OFF] |  | 172.955 m |  |  |  | 3 | 0 | Pass | null
40497215 | TNB | DISTRIBUTION | CHERAS | Existing | RYB | 11 kV |  |  |  |  | 70_1C_AL_XLPE |  |  |  | 1.521 m |  |  |  | 3 | 0 | Pass | null
40629831 | TNB | DISTRIBUTION | CHERAS | Existing | RYB | 11 kV |  |  |  |  | 240_3C_AL_XLPE | JUBA: | C180 NO 2 BALAKONG: B11779 |  | 940.382 m |  |  |  | 3 | 0 | Pass | null
40629833 | TNB | DISTRIBUTION | CHERAS | Existing | RYB | 11 kV |  |  |  |  | 240_3C_AL_XLPE | C180 NO 2 BALAKONG: B11044 | CHERAS MAJU BT 11 CHERAS: B08848 |  | 1089.864 m |  |  |  | 3 | 0 | Pass | null
40776321 | TNB | DISTRIBUTION | CHERAS | Existing | RYB | 11 kV |  |  |  |  | 70_1C_AL_XLPE |  |  |  | 1.524 m |  |  |  | 3 | 0 | Pass | null
40776820 | TNB | DISTRIBUTION | CHERAS | Existing | RYB | 11 kV |  |  |  |  | 70_1C_AL_XLPE |  |  |  | 1.458 m |  |  |  | 3 | 0 | Pass | null
40776832 | TNB | DISTRIBUTION | CHERAS | Existing | RYB | 11 kV |  |  |  |  | 240_3C_AL_XLPE | AVENUE 6 NO 2: B11993 | AVENUE 6 NO 1: B11992 |  | 497.698 m |  |  |  | 3 | 0 | Pass | null
40776838 | TNB | DISTRIBUTION | CHERAS | Existing | RYB | 11 kV |  |  |  |  | 240_3C_AL_XLPE | AVENUE 6 NO 1: B11990 | TOWN PARK 1 NO 1: B10282 |  | 846.939 m |  |  |  | 3 | 0 | Pass | null
40823513 | TNB | DISTRIBUTION | CHERAS | Existing | RYB | 11 kV |  |  |  |  | 70_1C_AL_XLPE |  |  |  | 1.148 m |  |  |  | 3 | 0 | Pass | null
40848888 | TNB | DISTRIBUTION | CHERAS | Existing | RYB | 11 kV | NO | Class C |  |  | 240_3C_AL_XLPE | COMMERCIAL AREA NO 3: B08636 | JLN TEMENGGUNG 3/9: B11932 |  | 35.858 m |  |  |  | 3 | 1 | Pass | null
40849961 | TNB | DISTRIBUTION | CHERAS | Existing | RYB | 11 kV |  |  |  |  | 70_1C_AL_XLPE |  |  |  | 2.175 m |  |  |  | 3 | 0 | Pass | null
40849967 | TNB | DISTRIBUTION | CHERAS | Existing | RYB | 11 kV |  |  |  |  | 70_1C_AL_XLPE |  |  |  | 2.615 m |  |  |  | 3 | 0 | Pass | null
41093589 | TNB | DISTRIBUTION | CHERAS | Existing | RYB | 11 kV |  |  |  |  | 240_3C_AL_XLPE | WHITEX GARMENT: B02770 | MEGA MOULDING: B02771 |  | 556.704 m |  |  |  | 3 | 5 | Pass | null
41278765 | TNB | DISTRIBUTION | CHERAS | Existing | RYB | 11 kV |  |  |  |  | 240_3C_AL_XLPE | PADAT OVERSEA: B11453 | TUCK HUA NO 2: B01245 |  | 304.845 m |  |  |  | 3 | 0 | Pass | null
41605865 | TNB | DISTRIBUTION | CHERAS | Existing | RYB | 11 kV |  |  |  |  | 240_3C_AL_XLPE | PE PADAT SG MAMPIR: B13800 | KG JAWA: B02302 |  | 1989.457 m |  |  |  | 3 | 0 | Pass | null
41605940 | TNB | DISTRIBUTION | CHERAS | Existing | RYB | 11 kV |  |  |  |  | 240_3C_AL_XLPE | SG LUI NO 3 BT 23 A/T: B02316 | KG PAYA LEBAR A/T: B08314 |  | 1674.440 m |  |  |  | 3 | 0 | Pass | null
41697505 | TNB | DISTRIBUTION | CHERAS | Existing | RYB | 11 kV | NO | Class C |  |  | 240_1C_AL_XLPE | PE TOLL PLAZA SG. LONG: B07652 | PE TAMAN BUKIT PALMA NO 2: B10831 [OFF] |  | 356.784 m |  |  |  | 1 | 0 | Pass | null
41698163 | TNB | DISTRIBUTION | CHERAS | Existing | RYB | 11 kV |  |  |  |  | 240_1C_AL_XLPE | PE TAMAN BUKIT PALMA NO 1: B10722 | PE SILK KTDRR COMPACT NO 3: B07935 |  | 2011.144 m |  |  |  | 3 | 0 | Pass | null
41698780 | TNB | DISTRIBUTION | CHERAS | Existing | RYB | 11 kV |  |  |  |  | 70_1C_AL_XLPE |  |  |  | 0.030 m |  |  |  | 3 | 0 | Pass | null
41698797 | TNB | DISTRIBUTION | CHERAS | Existing | RYB | 11 kV |  |  |  |  | 240_1C_AL_XLPE | PE SILK KTDRR COMPACT NO 3: B07937 | PE SILK KTDRR COMPACT NO 4: B07938 |  | 2149.607 m |  |  |  | 3 | 0 | Pass | null
41776326 | TNB | DISTRIBUTION | CHERAS | Existing | RYB | 11 kV |  |  |  |  | 240_3C_AL_XLPE | REYLON PRODUCTS: B01335 | LAKSANA REALTY: B01339 |  | 218.368 m |  |  |  | 3 | 0 | Pass | null
41776334 | TNB | DISTRIBUTION | CHERAS | Existing | RYB | 11 kV |  |  |  |  | 240_3C_AL_XLPE | LAKSANA REALTY: B01341 | SAMWON RUBBER: B01342 |  | 314.280 m |  |  |  | 3 | 1 | Pass | null
41802483 | TNB | DISTRIBUTION | CHERAS | Existing | RYB | 11 kV |  |  |  |  | 70_1C_AL_XLPE |  |  |  | 0.030 m |  |  |  | 3 | 0 | Pass | null
41802497 | TNB | DISTRIBUTION | CHERAS | Existing | RYB | 11 kV |  |  |  |  | 240_1C_AL_XLPE | PE SILK KTDRR COMPACT NO 4: B07940 | PE SILK KTDRR COMPACT NO 5 HIGHWAY SG LONG: B07628 |  | 1796.238 m |  |  |  | 7 | 0 | Pass | null
41803994 | TNB | DISTRIBUTION | CHERAS | Existing | RYB | 11 kV |  |  |  |  | 240_1C_AL_XLPE | JLN KAJANG PERDANA 2/3A: B07977 | JLN KAJANG PERDANA 2/16: B08215 |  | 607.889 m |  |  |  | 3 | 0 | Pass | null
41827857 | TNB | DISTRIBUTION | CHERAS | Existing | RYB | 11 kV |  |  |  |  | 240_3C_AL_XLPE | HIJAUAN RESIDENCE NO 1: B10630 | HIJAUAN RESIDENCE NO 2: B10633 |  | 660.011 m |  |  |  | 3 | 0 | Pass | null
41889279 | TNB | DISTRIBUTION | CHERAS | Existing | RYB | 11 kV | NO | Class C |  |  | 70_1C_AL_XLPE |  |  |  | 2.099 m |  |  |  | 3 | 0 | Pass | null
41889283 | TNB | DISTRIBUTION | CHERAS | Existing | RYB | 11 kV | NO | Class C |  |  | 70_1C_AL_XLPE |  |  |  | 2.526 m |  |  |  | 3 | 0 | Pass | null
41889306 | TNB | DISTRIBUTION | CHERAS | Existing | RYB | 11 kV | NO | Class C |  |  | 240_3C_AL_XLPE | PPU MHCR: 11 | JLN PAHLAWAN 9/3: B08603 |  | 430.429 m |  |  |  | 3 | 2 | Pass | null
41897216 | TNB | DISTRIBUTION | CHERAS | Existing | RYB | 11 kV |  |  |  |  | 70_1C_AL_XLPE |  |  |  | 2.277 m |  |  |  | 3 | 0 | Pass | null
41914414 | TNB | DISTRIBUTION | CHERAS | Existing | RYB | 11 kV | NO | Class C |  |  | 240_3C_AL_XLPE | PE GOOD VIEW NO 2: B13501 | SEK MEN KEB SG LONG: B05109 |  | 757.755 m |  |  |  | 3 | 0 | Pass | null
42094729 | TNB | DISTRIBUTION | CHERAS | Existing | RYB | 11 kV |  |  |  |  | 70_1C_AL_XLPE |  |  |  | 0.864 m |  |  |  | 3 | 0 | Pass | null
42094742 | TNB | DISTRIBUTION | CHERAS | Existing | RYB | 11 kV |  |  |  |  | 240_3C_AL_XLPE | MIEKA FOOD 2: B08362 [OFF] | SEIK LAM COMPONENTS: B10990 |  | 183.998 m |  |  |  | 3 | 0 | Pass | null
42128434 | TNB | DISTRIBUTION | CHERAS | Existing | RYB | 11 kV | NO | Class C |  |  | 240_3C_AL_XLPE | DUNHAM BUSH: B04199 | CAPITAL ROUTE PLAZA: B10611 |  | 417.198 m |  |  |  | 3 | 0 | Pass | null
42128442 | TNB | DISTRIBUTION | CHERAS | Existing | RYB | 11 kV |  |  |  |  | 240_3C_AL_XLPE | CENTRAL MALAYA: B12012 | CAPITAL ROUTE PLAZA: B10613 [OFF] |  | 168.860 m |  |  |  | 3 | 0 | Pass | null
42128444 | TNB | DISTRIBUTION | CHERAS | Existing | RYB | 11 kV |  |  |  |  | 240_3C_AL_XLPE | LSF TECHNOLOGY S/B: B11230 | PE KIDAMAI INDUSTRIAL PARK: B13515 |  | 220.602 m |  |  |  | 3 | 0 | Pass | null
42146292 | TNB | DISTRIBUTION | CHERAS | Existing | RYB | 11 kV |  |  |  |  | 70_1C_AL_XLPE |  |  |  | 2.084 m |  |  |  | 3 | 0 | Pass | null
42151251 | TNB | DISTRIBUTION | CHERAS | Existing | RYB | 11 kV |  |  |  |  | 70_1C_AL_XLPE |  |  |  | 2.091 m |  |  |  | 3 | 0 | Pass | null
42151257 | TNB | DISTRIBUTION | CHERAS | Existing | RYB | 11 kV |  |  |  |  | 70_1C_AL_XLPE |  |  |  | 2.598 m |  |  |  | 3 | 0 | Pass | null
42151284 | TNB | DISTRIBUTION | CHERAS | Existing | RYB | 11 kV |  |  |  |  | 240_3C_AL_XLPE | PE JALAN PERUSAHAAN 3: B11851 | YP PRESICIAN: B05051 |  | 293.310 m |  |  |  | 3 | 0 | Pass | null
42158495 | TNB | DISTRIBUTION | CHERAS | Existing | RYB | 11 kV |  |  |  |  | 70_1C_AL_XLPE |  |  |  | 1.473 m |  |  |  | 3 | 0 | Pass | null
42158499 | TNB | DISTRIBUTION | CHERAS | Existing | RYB | 11 kV |  |  |  |  | 70_1C_AL_XLPE |  |  |  | 1.622 m |  |  |  | 3 | 0 | Pass | null
42249096 | TNB | DISTRIBUTION | CHERAS | Existing | RYB | 11 kV | NO | Class C |  |  | 240_3C_AL_XLPE | TMN SETIA IMPIAN NO 2 BKT ANGKAT: B11714 | TMN SETIA IMPIAN BKT ANGKAT: B11650 |  | 392.270 m |  |  |  | 3 | 0 | Pass | null
42339558 | TNB | DISTRIBUTION | CHERAS | Existing | RYB | 11 kV |  |  |  |  | 70_1C_AL_XLPE |  |  |  | 0.000 m |  |  |  | 3 | 0 | Pass | null
42339573 | TNB | DISTRIBUTION | CHERAS | Existing | RYB | 11 kV | NO | Class C |  |  | 240_3C_AL_XLPE | SYNLIGWAN: B01432 | TMN MESRA UTAMA IMPIAN EHSAN: B11782 [OFF] |  | 194.446 m |  |  |  | 3 | 0 | Pass | null
42339669 | TNB | DISTRIBUTION | CHERAS | Existing | RYB | 11 kV |  |  |  |  | 240_3C_AL_XLPE | CJYA: 12 | LOT 33&42, JLN BALAKONG: B11598 |  | 2243.802 m |  |  |  | 3 | 0 | Pass | null
42347450 | TNB | DISTRIBUTION | CHERAS | Existing | RYB | 11 kV |  |  |  |  | 240_3C_AL_XLPE | SWS TMN MAS SEMENTARA C: B12329 | SWS TMN MAS SEMENTARA A: B10134 |  | 25.699 m |  |  |  | 3 | 0 | Pass | null
42347459 | TNB | DISTRIBUTION | CHERAS | Existing | RYB | 11 kV |  |  |  |  | 240_3C_AL_XLPE | SWS TMN MAS SEMENTARA C: B12328 | ESSO LANGAT JAYA: B12309 |  | 1267.226 m |  |  |  | 3 | 0 | Pass | null
42348827 | TNB | DISTRIBUTION | CHERAS | Existing | RYB | 11 kV |  |  |  |  | 240_3C_AL_XLPE | TMN PERKASA INDAH: B09105 | TMN SRI MAS NO 1: B12168 |  | 220.856 m |  |  |  | 3 | 0 | Pass | null
42348831 | TNB | DISTRIBUTION | CHERAS | Existing | RYB | 11 kV |  |  |  |  | 240_3C_AL_XLPE | TMN SRI MAS NO 1: B12172 | TMN SRI MAS NO 2: B12173 |  | 310.768 m |  |  |  | 3 | 0 | Pass | null
42348835 | TNB | DISTRIBUTION | CHERAS | Existing | RYB | 11 kV |  |  |  |  | 240_3C_AL_XLPE | TMN SRI MAS NO 2: B12176 | TMN SG SERAI TAMBAHAN: B07079 |  | 837.028 m |  |  |  | 3 | 0 | Pass | null
42398998 | TNB | DISTRIBUTION | CHERAS | Existing | RYB | 11 kV |  |  |  |  | 240_3C_AL_XLPE | PPU MHCR: 8 | SSU JUSCO BMC: |  | 981.647 m |  |  |  | 3 | 0 | Pass | null
42399002 | TNB | DISTRIBUTION | CHERAS | Existing | RYB | 11 kV | NO | Class C |  |  | 240_3C_AL_XLPE | PPU SGLN: 6 | SSU JUSCO BMC: |  | 1858.654 m |  |  |  | 3 | 0 | Pass | null
42519196 | TNB | DISTRIBUTION | CHERAS | Existing | RYB | 11 kV |  |  |  |  | 240_3C_AL_XLPE | TMN IND ANGKAT PERDANA NO 2: B12214 | GIRIMAS NO 2: B04220 |  | 801.867 m |  |  |  | 3 | 0 | Pass | null
42592579 | TNB | DISTRIBUTION | CHERAS | Existing | RYB | 11 kV | NO | Class C |  |  | 70_1C_AL_XLPE |  |  |  | 1.161 m |  |  |  | 3 | 0 | Pass | null
42592580 | TNB | DISTRIBUTION | CHERAS | Existing | RYB | 11 kV | NO | Class C |  |  | 70_1C_AL_XLPE |  |  |  | 1.778 m |  |  |  | 3 | 0 | Pass | null
42648008 | TNB | DISTRIBUTION | CHERAS | Existing | RYB | 11 kV |  |  |  |  | 240_3C_AL_XLPE | PBEL: | ENG SIONG: B01275 |  | 1923.178 m |  |  |  | 3 | 5 | Pass | null
43180469 | TNB | DISTRIBUTION | CHERAS | Existing | RYB | 11 kV |  |  |  |  | 240_3C_AL_XLPE |  |  |  | 80.935 m |  |  |  | 3 | 0 | Pass | null
43755864 | TNB | DISTRIBUTION | CHERAS | Existing | RYB | 11 kV |  |  |  |  | 70_1C_AL_XLPE |  |  |  | 1.911 m |  |  |  | 3 | 0 | Pass | null
43863223 | TNB | DISTRIBUTION | CHERAS | Existing | RYB | 11 kV | NO | Class C |  |  | 240_3C_AL_XLPE |  |  |  | 26.566 m |  |  |  | 3 | 0 | Pass | null
44030715 | TNB | DISTRIBUTION | CHERAS | Existing | RYB | 11 kV |  |  |  |  | 240_3C_AL_XLPE |  |  |  | 70.291 m |  |  | KABEL INI DIUBAH KE DALAM SATU DEMAND ATAS ARAHAN MR LIM UNTUK SATUKAN ACC NO. CUSTOMER (3/12/2014) | 3 | 0 | Pass | null
44507407 | TNB | DISTRIBUTION | CHERAS | Existing | RYB | 11 kV | NO | Class C |  |  | 70_1C_AL_XLPE |  |  |  | 1.767 m |  |  |  | 3 | 0 | Pass | null
44576015 | TNB | DISTRIBUTION | CHERAS | Existing | RYB | 11 kV |  |  |  |  | 70_1C_AL_XLPE |  |  |  | 0.967 m |  |  |  | 3 | 0 | Pass | null
44795017 | TNB | DISTRIBUTION | CHERAS | Existing | RYB | 11 kV | NO | Class C |  |  | 70_1C_AL_XLPE |  |  |  | 1.331 m |  |  |  | 3 | 0 | Pass | null
44820776 | TNB | DISTRIBUTION | CHERAS | Existing | RYB | 11 kV | NO | Class C |  |  | 70_1C_AL_XLPE |  |  |  | 1.133 m |  |  |  | 3 | 0 | Pass | null
44862753 | TNB | DISTRIBUTION | CHERAS | Existing | RYB | 11 kV |  |  |  |  | 70_1C_AL_XLPE |  |  |  | 1.078 m |  |  |  | 3 | 0 | Pass | null
44862759 | TNB | DISTRIBUTION | CHERAS | Existing | RYB | 11 kV |  |  |  |  | 70_1C_AL_XLPE |  |  |  | 1.060 m |  |  |  | 3 | 0 | Pass | null
44862792 | TNB | DISTRIBUTION | CHERAS | Existing | RYB | 11 kV | NO | Class C |  |  | 240_3C_AL_XLPE | TMN BUKIT SURIA NO 1: B11469 | PADAT ADAPT HOUSING: B12338 |  | 105.378 m |  |  |  | 3 | 0 | Pass | null
44862809 | TNB | DISTRIBUTION | CHERAS | Existing | RYB | 11 kV | NO | Class C |  |  | 240_3C_AL_XLPE | SG LONG GOLF CLUB: B02382 | WIRA HEIGHT: B11205 |  | 708.563 m |  |  |  | 3 | 0 | Pass | null
44879855 | TNB | DISTRIBUTION | CHERAS | Existing | RYB | 11 kV |  |  |  |  | 70_1C_AL_XLPE |  |  |  | 1.163 m |  |  |  | 3 | 0 | Pass | null
44879858 | TNB | DISTRIBUTION | CHERAS | Existing | RYB | 11 kV |  |  |  |  | 70_1C_AL_XLPE |  |  |  | 1.148 m |  |  |  | 3 | 0 | Pass | null
44879871 | TNB | DISTRIBUTION | CHERAS | Existing | RYB | 11 kV |  |  |  |  | 240_3C_AL_XLPE | SG SERING FASA 4: B10496 | PANGSAPURI AKASIA: B10619 |  | 366.015 m |  |  |  | 3 | 0 | Pass | null
44879877 | TNB | DISTRIBUTION | CHERAS | Existing | RYB | 11 kV |  |  |  |  | 240_3C_AL_XLPE | PANGSAPURI AKASIA: B10617 | PANGSAPURI CASAURINA: B10265 |  | 187.229 m |  |  |  | 3 | 0 | Pass | null
44880893 | TNB | DISTRIBUTION | CHERAS | Existing | RYB | 11 kV | NO | Class C |  |  | 240_3C_AL_XLPE | PE PADAT JALAN INANG: B12582 | BDR MAHKOTA CHERAS NO 19: B06766 |  | 579.969 m |  |  |  | 3 | 0 | Pass | null
44880901 | TNB | DISTRIBUTION | CHERAS | Existing | RYB | 11 kV | NO | Class C |  |  | 70_1C_AL_XLPE |  |  |  | 1.291 m |  |  |  | 3 | 0 | Pass | null
44880905 | TNB | DISTRIBUTION | CHERAS | Existing | RYB | 11 kV | NO | Class C |  |  | 240_3C_AL_XLPE | VISTANA MAHKOTA JLN PAHLAWAN: B10253 | JLN PAHLAWAN 24/3, BDR MAHKOTA CHERAS: B07815 |  | 484.103 m |  |  |  | 3 | 0 | Pass | null
44880912 | TNB | DISTRIBUTION | CHERAS | Existing | RYB | 11 kV | NO | Class C |  |  | 240_3C_AL_XLPE | CHERAS VISTA BMC: B08667 | JLN CHERAS VISTA 2/1 BMC: B10646 |  | 1171.554 m |  |  |  | 3 | 0 | Pass | null
44880933 | TNB | DISTRIBUTION | CHERAS | Existing | RYB | 11 kV | NO | Class C |  |  | 240_3C_AL_XLPE | JALAN BENTARA 1/5 BDR MAHKOTA CHERAS: B08069 | JLN HULUBALANG 2/4: B10928 |  | 842.100 m |  |  |  | 3 | 0 | Pass | null
44880942 | TNB | DISTRIBUTION | CHERAS | Existing | RYB | 11 kV | NO | Class C |  |  | 240_3C_AL_XLPE | BDR MAHKOTA CHERAS NO. 5: | JLN TEMENGGUNG 27/9 NO 2: B12184 |  | 642.270 m |  |  |  | 3 | 0 | Pass | null
44881147 | TNB | DISTRIBUTION | CHERAS | Existing | RYB | 11 kV | NO | Class C |  |  | 240_3C_AL_XLPE | BDR MAHKOTA CHERAS NO 16: B11287 | COMMERCIAL AREA NO 1: B11291 [OFF] |  | 1040.819 m |  |  |  | 3 | 0 | Pass | null
44881182 | TNB | DISTRIBUTION | CHERAS | Existing | RYB | 11 kV |  |  |  |  | 70_1C_AL_XLPE |  |  |  | 2.761 m |  |  |  | 3 | 0 | Pass | null
44881203 | TNB | DISTRIBUTION | CHERAS | Existing | RYB | 11 kV | NO | Class C |  |  | 240_3C_AL_XLPE | PANGSAPURI BLOK L9, JLN PENGAWA, BDR MK: B07814 | PANGSAPURI ANGSANA: B10085 |  | 531.450 m |  |  |  | 3 | 0 | Pass | null
44881218 | TNB | DISTRIBUTION | CHERAS | Existing | RYB | 11 kV |  |  |  |  | 240_3C_AL_XLPE | LOT 4161 LKC VANTURES: B11089 | LOT 4166 (FONG YAT SIEW): B01790 |  | 31.627 m |  |  |  | 3 | 0 | Pass | null
44881269 | TNB | DISTRIBUTION | CHERAS | Existing | RYB | 11 kV |  |  |  |  | 70_1C_AL_XLPE |  |  |  | 2.078 m |  |  |  | 3 | 0 | Pass | null
44884186 | TNB | DISTRIBUTION | CHERAS | Existing | RYB | 11 kV |  |  |  |  | 240_3C_AL_XLPE | LOT 4166 (FONG YAT SIEW): B01788 | TAN SENG HUAT: B01787 |  | 675.897 m |  |  |  | 3 | 0 | Pass | null
44884203 | TNB | DISTRIBUTION | CHERAS | Existing | RYB | 11 kV | NO | Class C |  |  | 240_3C_AL_XLPE | JLN. PENGGAWA 2/2 ANGSANA: B09972 | 4A JLN PENGGAWA 2/2: B08851 |  | 217.895 m |  |  |  | 3 | 0 | Pass | null
44884427 | TNB | DISTRIBUTION | CHERAS | Existing | RYB | 11 kV |  |  |  |  | 70_1C_AL_XLPE |  |  |  | 2.145 m |  |  |  | 3 | 0 | Pass | null
44884995 | TNB | DISTRIBUTION | CHERAS | Existing | RYB | 11 kV |  |  |  |  | 70_1C_AL_XLPE |  |  |  | 2.513 m |  |  |  | 3 | 0 | Pass | null
44893801 | TNB | DISTRIBUTION | CHERAS | Existing | RYB | 11 kV |  |  |  |  | 70_1C_AL_XLPE |  |  |  | 1.580 m |  |  |  | 3 | 0 | Pass | null
44893823 | TNB | DISTRIBUTION | CHERAS | Existing | RYB | 11 kV |  |  |  |  | 240_3C_AL_XLPE | FACES MARKETING: B10027 | COUNTRY WIDE BOOK: B11060 |  | 214.320 m |  |  |  | 3 | 0 | Pass | null
44893827 | TNB | DISTRIBUTION | CHERAS | Existing | RYB | 11 kV |  |  |  |  | 70_1C_AL_XLPE |  |  |  | 1.372 m |  |  |  | 3 | 0 | Pass | null
44893831 | TNB | DISTRIBUTION | CHERAS | Existing | RYB | 11 kV |  |  |  |  | 150_3C_AL_XLPE | GOLDEN STAR CRYSTAL: B10803 | KENT LEE (M) S/B: B09384 |  | 579.302 m |  |  |  | 3 | 0 | Pass | null
44893904 | TNB | DISTRIBUTION | CHERAS | Existing | RYB | 11 kV |  |  |  |  | 240_3C_AL_XLPE | SG BESI INDAH NO 8: B05735 | MINES LODGE: B02919 |  | 939.809 m |  |  |  | 3 | 0 | Pass | null
44893906 | TNB | DISTRIBUTION | CHERAS | Existing | RYB | 11 kV |  |  |  |  | 70_1C_AL_XLPE |  |  |  | 0.950 m |  |  |  | 3 | 0 | Pass | null
44910948 | TNB | DISTRIBUTION | CHERAS | Existing | RYB | 11 kV |  |  |  |  | 240_3C_AL_XLPE | TANMING RAYA NO 1: B01879 | YEW LUM NO 2: B10838 |  | 1255.696 m |  |  |  | 3 | 0 | Pass | null
44959851 | TNB | DISTRIBUTION | CHERAS | Existing | RYB | 11 kV |  |  |  |  | 70_1C_AL_XLPE |  |  |  | 1.851 m |  |  |  | 3 | 0 | Pass | null
44959875 | TNB | DISTRIBUTION | CHERAS | Existing | RYB | 11 kV |  |  |  |  | 240_3C_AL_XLPE | YEW LUM NO 2: B10836 | ASAHI KOSEI: B01962 [OFF] |  | 849.173 m |  |  |  | 3 | 0 | Pass | null
44959882 | TNB | DISTRIBUTION | CHERAS | Existing | RYB | 11 kV | NO | Class C |  |  | 240_3C_AL_XLPE | CLUB HOUSE JADE HILL: B10398 | STP JADE HILL: B10734 |  | 1317.547 m |  |  |  | 3 | 0 | Pass | null
44959893 | TNB | DISTRIBUTION | CHERAS | Existing | RYB | 11 kV | NO | Class C |  |  | 240_3C_AL_XLPE | TMN SETIA IMPIAN BKT ANGKAT: B11647 | LOT 5757 FORMAPAC: B04213 |  | 1236.811 m |  |  |  | 3 | 0 | Pass | null
44959903 | TNB | DISTRIBUTION | CHERAS | Existing | RYB | 11 kV |  |  |  |  | 240_3C_AL_XLPE | KAJANG HEIGHT NO 2: B04617 | KAJANG HEIGHT NO 4: B10113 |  | 1341.917 m |  |  |  | 3 | 0 | Pass | null
44959914 | TNB | DISTRIBUTION | CHERAS | Existing | RYB | 11 kV |  |  |  |  | 240_3C_AL_XLPE | LFIP NO 8: B11551 | LFIP NO 4: B01997 |  | 310.714 m |  |  |  | 3 | 0 | Pass | null
44959927 | TNB | DISTRIBUTION | CHERAS | Existing | RYB | 11 kV | NO | Class C |  |  | 240_3C_AL_XLPE | NO 3 TAMAN SETIA BALAKONG: B02961 | NO 2 TAMAN SETIA BALAKONG: B02960 |  | 21.272 m |  |  |  | 3 | 0 | Pass | null
44959953 | TNB | DISTRIBUTION | CHERAS | Existing | RYB | 11 kV |  |  |  |  | 70_1C_AL_XLPE |  |  |  | 2.229 m |  |  |  | 3 | 0 | Pass | null
44959956 | TNB | DISTRIBUTION | CHERAS | Existing | RYB | 11 kV |  |  |  |  | 70_1C_AL_XLPE |  |  |  | 2.764 m |  |  |  | 3 | 0 | Pass | null
44959971 | TNB | DISTRIBUTION | CHERAS | Existing | RYB | 11 kV |  |  |  |  | 240_3C_AL_XLPE | LFIP NO 6: B01998 | LFIP NO 8: B11553 |  | 77.119 m |  |  |  | 3 | 0 | Pass | null
44960052 | TNB | DISTRIBUTION | CHERAS | Existing | RYB | 11 kV |  |  |  |  | 70_1C_AL_XLPE |  |  |  | 1.311 m |  |  |  | 3 | 0 | Pass | null
44960055 | TNB | DISTRIBUTION | CHERAS | Existing | RYB | 11 kV |  |  |  |  | 70_1C_AL_XLPE |  |  |  | 0.972 m |  |  |  | 3 | 0 | Pass | null
44986105 | TNB | DISTRIBUTION | CHERAS | Existing | RYB | 11 kV | NO | Class C |  |  | 240_3C_AL_XLPE | COMPACT JLN BENDAHARA: B11414 | PE THE I-RESIDENCE NO 1: B13468 |  | 248.716 m |  |  |  | 3 | 0 | Pass | null
44986114 | TNB | DISTRIBUTION | CHERAS | Existing | RYB | 11 kV | NO | Class C |  |  | 240_3C_AL_XLPE | JALAN BENDAHARA BMC: B10082 | COMPACT JLN BENDAHARA: B11416 |  | 249.735 m |  |  |  | 3 | 0 | Pass | null
45034992 | TNB | DISTRIBUTION | CHERAS | Existing | RYB | 11 kV | NO | Class C |  |  | 70_1C_AL_XLPE |  |  |  | 1.085 m |  |  |  | 3 | 0 | Pass | null
45037966 | TNB | DISTRIBUTION | CHERAS | Existing | RYB | 11 kV | NO | Class C |  |  | 70_1C_AL_XLPE |  |  |  | 1.041 m |  |  |  | 3 | 0 | Pass | null
45037987 | TNB | DISTRIBUTION | CHERAS | Existing | RYB | 11 kV | NO | Class C |  |  | 240_3C_AL_XLPE | TANMING MUTIARA 2: B12433 | TANMING MUTIARA 2 NO 1: B12432 |  | 665.331 m |  |  |  | 3 | 0 | Pass | null
45037993 | TNB | DISTRIBUTION | CHERAS | Existing | RYB | 11 kV | NO | Class C |  |  | 240_3C_AL_XLPE | JLN IKHLAS SG LONG: B07145 | TANMING MUTIARA 2: B12436 |  | 336.295 m |  |  |  | 3 | 0 | Pass | null
45038279 | TNB | DISTRIBUTION | CHERAS | Existing | RYB | 11 kV | NO | Class C |  |  | 70_1C_AL_XLPE |  |  |  | 1.509 m |  |  |  | 3 | 0 | Pass | null
45038752 | TNB | DISTRIBUTION | CHERAS | Existing | RYB | 11 kV |  |  |  |  | 70_1C_AL_XLPE |  |  |  | 1.096 m |  |  |  | 3 | 0 | Pass | null
45047280 | TNB | DISTRIBUTION | CHERAS | Existing | RYB | 11 kV |  |  |  |  | 240_3C_AL_XLPE | TMN CHERAS PERMAI: B02072 | TMN CUEPACS NO 1: B02144 |  | 3555.599 m |  |  |  | 3 | 0 | Pass | null
45051333 | TNB | DISTRIBUTION | CHERAS | Existing | RYB | 11 kV |  |  |  |  | 70_1C_AL_XLPE |  |  |  | 0.804 m |  |  |  | 3 | 0 | Pass | null
45051354 | TNB | DISTRIBUTION | CHERAS | Existing | RYB | 11 kV |  |  |  |  | 70_1C_AL_XLPE |  |  |  | 0.905 m |  |  |  | 3 | 0 | Pass | null
45051400 | TNB | DISTRIBUTION | CHERAS | Existing | RYB | 11 kV |  |  |  |  | 240_3C_AL_XLPE | SUNWAY CHERAS 1: B09405 | SUNWAY CHERAS LOW COST FLAT: B10683 |  | 541.428 m |  |  |  | 3 | 0 | Pass | null
45320589 | TNB | DISTRIBUTION | CHERAS | Existing | RYB | 11 kV |  |  |  |  | 70_1C_AL_XLPE |  |  |  | 2.023 m |  |  |  | 3 | 0 | Pass | null
45320604 | TNB | DISTRIBUTION | CHERAS | Existing | RYB | 11 kV |  |  |  |  | 240_3C_AL_XLPE | SUNWAY CHERAS LOW COST FLAT: B10681 | SUNWAY CHERAS 2: B09404 |  | 117.638 m |  |  |  | 3 | 0 | Pass | null
45499803 | TNB | DISTRIBUTION | CHERAS | Existing | RYB | 11 kV | NO | Class C |  |  | 240_3C_AL_XLPE | PADAT R/KEDAI SETIA BALAKONG: B12387 | INDUSTRI BALAKONG JAYA NO 4: B08119 |  | 238.052 m |  |  |  | 3 | 1 | Pass | null
45499818 | TNB | DISTRIBUTION | CHERAS | Existing | RYB | 11 kV |  |  |  |  | 70_1C_AL_XLPE |  |  |  | 1.082 m |  |  |  | 3 | 0 | Pass | null
45499852 | TNB | DISTRIBUTION | CHERAS | Existing | RYB | 11 kV | NO | Class C |  |  | 70_1C_AL_XLPE |  |  |  | 2.463 m |  |  |  | 3 | 0 | Pass | null
45521429 | TNB | DISTRIBUTION | CHERAS | Existing | RYB | 11 kV |  |  |  |  | 240_3C_AL_XLPE | TOWN PARK 1 NO 3: B11399 | AVENUE 6 NO 2: B11995 |  | 438.965 m |  |  |  | 3 | 0 | Pass | null
45521433 | TNB | DISTRIBUTION | CHERAS | Existing | RYB | 11 kV |  |  |  |  | 240_3C_AL_XLPE | AVENUE ONE BTHO NO 2: B10033 | TOWN PARK 1 NO 3: B11397 |  | 716.474 m |  |  |  | 3 | 0 | Pass | null
45544431 | TNB | DISTRIBUTION | CHERAS | Existing | RYB | 11 kV |  |  |  |  | 240_3C_AL_XLPE | BTHO NO 18: B05339 | BTHO NO 19: B05342 |  | 721.718 m |  |  |  | 3 | 0 | Pass | null
45573913 | TNB | DISTRIBUTION | CHERAS | Existing | RYB | 11 kV |  |  |  |  | 70_1C_AL_XLPE |  |  |  | 0.815 m |  |  |  | 3 | 0 | Pass | null
45574160 | TNB | DISTRIBUTION | CHERAS | Existing | RYB | 11 kV | NO | Class C |  |  | 70_1C_AL_XLPE |  |  |  | 1.718 m |  |  |  | 3 | 0 | Pass | null
45574259 | TNB | DISTRIBUTION | CHERAS | Existing | RYB | 11 kV | NO | Class C |  |  | 240_3C_AL_XLPE | LOT 5205 BLOK B: B11545 | LOT 5205 BLOK C: B11544 |  | 95.764 m |  |  |  | 3 | 0 | Pass | null
45670990 | TNB | DISTRIBUTION | CHERAS | Existing | RYB | 11 kV |  |  |  |  | 240_3C_AL_XLPE |  |  |  | 8.189 m |  |  |  | 3 | 0 | Pass | null
45670991 | TNB | DISTRIBUTION | CHERAS | Existing | RYB | 11 kV |  |  |  |  | 240_3C_AL_XLPE |  |  |  | 4.624 m |  |  |  | 3 | 0 | Pass | null
45732596 | TNB | DISTRIBUTION | CHERAS | Existing | RYB | 11 kV |  |  |  |  | 70_1C_AL_XLPE |  |  |  | 1.485 m |  |  |  | 3 | 0 | Pass | null
45849111 | TNB | DISTRIBUTION | CHERAS | Existing | RYB | 11 kV |  |  |  |  | 240_3C_AL_XLPE | KONDOMINIUM VENICE HILL: B07827 | KONDOMINIUM VENICE HILL: B07828 |  | 4.576 m |  |  |  | 3 | 0 | Pass | null
45945803 | TNB | DISTRIBUTION | CHERAS | Existing | RYB | 11 kV |  |  |  |  | 240_3C_AL_XLPE |  |  |  | 0.835 m |  |  |  | 3 | 0 | Pass | null
46078927 | TNB | DISTRIBUTION | CHERAS | Existing | RYB | 11 kV | NO | Class C |  |  | 70_1C_AL_XLPE |  |  |  | 0.691 m |  |  |  | 3 | 0 | Pass | null
46078942 | TNB | DISTRIBUTION | CHERAS | Existing | RYB | 11 kV |  |  |  |  | 70_1C_AL_XLPE |  |  |  | 1.102 m |  |  |  | 3 | 0 | Pass | null
46521210 | TNB | DISTRIBUTION | CHERAS | Existing | RYB | 11 kV |  |  |  |  | 240_3C_AL_XLPE |  |  |  | 40.644 m |  |  |  | 3 | 0 | Pass | null
46521214 | TNB | DISTRIBUTION | CHERAS | Existing | RYB | 11 kV |  |  |  |  | 240_3C_AL_XLPE |  |  |  | 54.485 m |  |  |  | 3 | 0 | Pass | null
47741614 | TNB | DISTRIBUTION | CHERAS | Existing | RYB | 11 kV |  |  |  |  | 240_3C_AL_XLPE | RASA SAYANG PRIMA: B02059 | PRIMA VILLA CONDO: B12381 |  | 263.123 m |  |  |  | 3 | 1 | Pass | null
47741646 | TNB | DISTRIBUTION | CHERAS | Existing | RYB | 11 kV |  |  |  |  | 70_1C_AL_XLPE |  |  |  | 1.524 m |  |  |  | 3 | 0 | Pass | null
47741683 | TNB | DISTRIBUTION | CHERAS | Existing | RYB | 11 kV |  |  |  |  | 300_3C_AL_PILC | TMN CHERAS PERDANA NO 2: B01656 | CHERAS PERDANA NO 6: B01655 [OFF] |  | 526.570 m |  |  |  | 3 | 0 | Pass | null
47823112 | TNB | DISTRIBUTION | CHERAS | Existing | RYB | 11 kV |  |  |  |  | 70_1C_AL_XLPE |  |  |  | 1.838 m |  |  |  | 3 | 0 | Pass | null
47823119 | TNB | DISTRIBUTION | CHERAS | Existing | RYB | 11 kV |  |  |  |  | 70_1C_AL_XLPE |  |  |  | 2.072 m |  |  |  | 3 | 0 | Pass | null
47823199 | TNB | DISTRIBUTION | CHERAS | Existing | RYB | 11 kV |  |  |  |  | 240_3C_AL_XLPE |  |  |  | 54.418 m |  |  |  | 3 | 0 | Pass | null
47860547 | TNB | DISTRIBUTION | CHERAS | Existing | RYB | 11 kV | NO | Class C |  |  | 240_3C_AL_XLPE | TMN PERKASA NO 4: B10678 | RMH PANGSA TMN PERKASA NO 2: TNB0000 |  | 185.259 m |  |  |  | 3 | 0 | Pass | null
47860552 | TNB | DISTRIBUTION | CHERAS | Existing | RYB | 11 kV | NO | Class C |  |  | 240_3C_AL_XLPE | RMH PANGSA TMN PERKASA NO 3: B05088 | TMN PERKASA NO 4: B10680 |  | 80.091 m |  |  |  | 3 | 0 | Pass | null
47878101 | TNB | DISTRIBUTION | CHERAS | Existing | RYB | 11 kV |  |  |  |  | 240_3C_AL_XLPE | RTM SEBERANG LAUT: B03197 | SHUKOR SAKAM AIS RINTIK2: B08404 |  | 2444.074 m |  |  |  | 3 | 0 | Pass | null
47878102 | TNB | DISTRIBUTION | CHERAS | Existing | RYB | 11 kV |  |  |  |  | 240_3C_AL_XLPE | PADAT SAAS: B05313 | RTM SEBERANG LAUT: B03200 |  | 331.563 m |  |  |  | 3 | 0 | Pass | null
47878103 | TNB | DISTRIBUTION | CHERAS | Existing | RYB | 33 kV |  |  |  |  | 630_1C_AL_XLPE | PBEL: [OFF] | CJYA: 6L5 |  | 5038.079 m |  |  |  | 3 | 0 | Pass | null
47878104 | TNB | DISTRIBUTION | CHERAS | Existing | RYB | 11 kV |  |  |  |  | 70_1C_AL_XLPE |  |  |  | 0.953 m |  |  |  | 3 | 0 | Pass | null
47879320 | TNB | DISTRIBUTION | CHERAS | Existing | RYB | 11 kV |  |  |  |  | 240_3C_AL_XLPE | TMN CHERAS AWANA NO 4: B02138 | RUMAH KEDAI TMN AWANA: B10375 |  | 208.686 m |  |  |  | 3 | 0 | Pass | null
47936110 | TNB | DISTRIBUTION | CHERAS | Existing | RYB | 11 kV |  |  |  |  | 70_1C_AL_XLPE |  |  |  | 0.825 m |  |  |  | 3 | 0 | Pass | null
47936114 | TNB | DISTRIBUTION | CHERAS | Existing | RYB | 11 kV |  |  |  |  | 70_1C_AL_XLPE |  |  |  | 0.902 m |  |  |  | 3 | 0 | Pass | null
47936124 | TNB | DISTRIBUTION | CHERAS | Existing | RYB | 11 kV |  |  |  |  | 70_1C_AL_XLPE |  |  |  | 1.877 m |  |  |  | 3 | 0 | Pass | null
47977022 | TNB | DISTRIBUTION | CHERAS | Existing | RYB | 11 kV |  |  |  |  | 240_3C_AL_XLPE | ESSO LANGAT JAYA: B12310 | ESSO LANGAT JAYA: B12311 [OFF] |  | 2.842 m |  |  |  | 3 | 0 | Pass | null
47977030 | TNB | DISTRIBUTION | CHERAS | Existing | RYB | 11 kV |  |  |  |  | 240_3C_AL_XLPE | EXPRESS AUDIO LANGAT: B06641 | ESSO LANGAT JAYA: B11709 |  | 262.612 m |  |  |  | 3 | 0 | Pass | null
47977087 | TNB | DISTRIBUTION | CHERAS | Existing | RYB | 11 kV |  |  |  |  | 185_3C_AL_PILC |  |  |  | 4.858 m |  |  |  | 3 | 0 | Pass | null
47977091 | TNB | DISTRIBUTION | CHERAS | Existing | RYB | 11 kV |  |  |  |  | 185_3C_AL_PILC |  |  |  | 26.518 m |  |  |  | 3 | 0 | Pass | null
47977111 | TNB | DISTRIBUTION | CHERAS | Existing | RYB | 11 kV |  |  |  |  | 70_1C_AL_XLPE |  |  |  | 1.065 m |  |  |  | 3 | 0 | Pass | null
47977179 | TNB | DISTRIBUTION | CHERAS | Existing | RYB | 11 kV |  |  |  |  | 185_3C_AL_PILC |  |  |  | 22.021 m |  |  |  | 3 | 0 | Pass | null
47977263 | TNB | DISTRIBUTION | CHERAS | Existing | RYB | 11 kV |  |  |  |  | 70_1C_AL_XLPE |  |  |  | 1.185 m |  |  |  | 3 | 0 | Pass | null
47977267 | TNB | DISTRIBUTION | CHERAS | Existing | RYB | 11 kV |  |  |  |  | 70_1C_AL_XLPE |  |  |  | 1.178 m |  |  |  | 3 | 0 | Pass | null
47977341 | TNB | DISTRIBUTION | CHERAS | Existing | RYB | 11 kV |  |  |  |  | 70_1C_AL_XLPE |  |  |  | 0.990 m |  |  |  | 3 | 0 | Pass | null
47977342 | TNB | DISTRIBUTION | CHERAS | Existing | RYB | 11 kV |  |  |  |  | 70_1C_AL_XLPE |  |  |  | 0.992 m |  |  |  | 3 | 0 | Pass | null
48088506 | TNB | DISTRIBUTION | CHERAS | Existing | RYB | 11 kV |  |  |  |  | 240_3C_AL_XLPE | SETIA KASTURI NO 2: B06545 | P/PURI SETIA KASTURI: B06972 |  | 254.948 m |  |  |  | 3 | 0 | Pass | null
48088512 | TNB | DISTRIBUTION | CHERAS | Existing | RYB | 11 kV |  |  |  |  | 240_3C_AL_XLPE | KOH LABEL IND (M) SB: B06098 | RAKAN BERSATU NO 3: B01374 |  | 1878.465 m |  |  |  | 3 | 0 | Pass | null
48099238 | TNB | DISTRIBUTION | CHERAS | Existing | RYB | 11 kV | NO | Class C |  |  | 70_1C_AL_XLPE |  |  |  | 1.050 m |  |  |  | 3 | 0 | Pass | null
48099256 | TNB | DISTRIBUTION | CHERAS | Existing | RYB | 11 kV | NO | Class C |  |  | 240_3C_AL_XLPE | SEMI-D TMN DESA BARU: B10563 | RUMAH BIDAN: B03991 |  | 1325.139 m |  |  |  | 3 | 0 | Pass | null
48099266 | TNB | DISTRIBUTION | CHERAS | Existing | RYB | 11 kV | NO | Class C |  |  | 240_3C_AL_XLPE | P/PURI FOREST GREEN COMPACT: B04852 | OAKHILL COMPACT: B02398 |  | 851.965 m |  |  |  | 3 | 0 | Pass | null
48117183 | TNB | DISTRIBUTION | CHERAS | Existing | RYB | 11 kV | NO | Class C |  |  | 70_1C_AL_XLPE |  |  |  | 2.149 m |  |  |  | 3 | 0 | Pass | null
48183281 | TNB | DISTRIBUTION | CHERAS | Existing | RYB | 11 kV |  |  |  |  | 70_1C_AL_XLPE |  |  |  | 1.191 m |  |  |  | 3 | 0 | Pass | null
48183295 | TNB | DISTRIBUTION | CHERAS | Existing | RYB | 11 kV |  |  |  |  | 70_1C_AL_XLPE |  |  |  | 0.700 m |  |  |  | 3 | 0 | Pass | null
48183412 | TNB | DISTRIBUTION | CHERAS | Existing | RYB | 11 kV |  |  |  |  | 70_1C_AL_XLPE |  |  |  | 1.296 m |  |  |  | 3 | 0 | Pass | null
48196302 | TNB | DISTRIBUTION | CHERAS | Existing | RYB | 11 kV |  |  |  |  | 70_1C_AL_XLPE |  |  |  | 2.359 m |  |  |  | 3 | 0 | Pass | null
48196308 | TNB | DISTRIBUTION | CHERAS | Existing | RYB | 11 kV | NO | Class C |  |  | 240_3C_AL_XLPE | BDR MAHKOTA CHERAS NO. 4: B06323 | BDR MAHKOTA CHERAS NO. 5: |  | 186.697 m |  |  |  | 3 | 0 | Pass | null
48196317 | TNB | DISTRIBUTION | CHERAS | Existing | RYB | 11 kV | NO | Class C |  |  | 240_3C_AL_XLPE | JLN PAHLAWAN 9/3 NO 2: B10666 | JLN PAHLAWAN 6/3: B08606 |  | 584.225 m |  |  |  | 3 | 0 | Pass | null
48196361 | TNB | DISTRIBUTION | CHERAS | Existing | RYB | 11 kV |  |  |  |  | 240_3C_AL_XLPE | RUMAH SRI KENANGAN: B10866 | TAMAN SINAR HARAPAN: B12834 |  | 312.970 m |  |  |  | 3 | 0 | Pass | null
48196364 | TNB | DISTRIBUTION | CHERAS | Existing | RYB | 11 kV |  |  |  |  | 240_3C_AL_XLPE | IPV: B01781 | RMH ORANG-ORANG TUA: B01782 |  | 600.544 m |  |  |  | 3 | 0 | Pass | null
48693960 | TNB | DISTRIBUTION | CHERAS | Existing | RYB | 11 kV |  |  |  |  | 240_3C_AL_XLPE | LMAS: | GIANT HIGHWAY BT 9: B11530 |  | 939.217 m |  |  | LMAS-5 | 3 | 0 | Pass | null
48693962 | TNB | DISTRIBUTION | CHERAS | Existing | RYB | 11 kV |  |  |  |  | 240_3C_AL_XLPE | TMN PUTRI NO 6: B02088 | TMN PUTRI NO 2: B02087 |  | 321.444 m |  |  |  | 3 | 0 | Pass | null
48698254 | TNB | DISTRIBUTION | CHERAS | Existing | RYB | 11 kV |  |  |  |  | 240_3C_AL_XLPE | PADAT TMN SUNTEX: B05799 | TMN CHERAS INTAN: B11226 |  | 1656.391 m |  |  |  | 3 | 0 | Pass | null
48702548 | TNB | DISTRIBUTION | CHERAS | Existing | RYB | 11 kV |  |  |  |  | 240_3C_AL_XLPE | PERCETAKAN SAKTI: B04200 | LSF TECHNOLOGY S/B: B11232 |  | 632.633 m |  |  |  | 3 | 0 | Pass | null
48702550 | TNB | DISTRIBUTION | CHERAS | Existing | RYB | 11 kV |  |  |  |  | 240_3C_AL_XLPE | TMN IND ANGKAT PERDANA NO 1: B12126 | TMN IND ANGKAT PERDANA NO 2: B12212 |  | 31.768 m |  |  |  | 3 | 0 | Pass | null
48715434 | TNB | DISTRIBUTION | CHERAS | Existing | RYB | 11 kV |  |  |  |  | 240_3C_AL_XLPE | MINE: 5 | PUJIAN DEVELOPM: B11860 |  | 1597.765 m |  |  |  | 3 | 0 | Pass | null
48715438 | TNB | DISTRIBUTION | CHERAS | Existing | RYB | 11 kV |  |  |  |  | 240_3C_AL_XLPE | SG BESI INDAH NO 2: B02916 | MINES LODGE: B02917 [OFF] |  | 48.254 m |  |  |  | 3 | 0 | Pass | null
48715441 | TNB | DISTRIBUTION | CHERAS | Existing | RYB | 11 kV |  |  |  |  | 240_3C_AL_XLPE | TOL BESRAYA: B02647 |  |  | 418.652 m |  |  |  | 3 | 0 | Pass | null
48715443 | TNB | DISTRIBUTION | CHERAS | Existing | RYB | 11 kV |  |  |  |  | 240_3C_AL_XLPE | MINES HERITAGE: | MINES EXIBITION CENTRE: B05648 |  | 829.673 m |  |  |  | 3 | 0 | Pass | null
48715445 | TNB | DISTRIBUTION | CHERAS | Existing | RYB | 11 kV |  |  |  |  | 240_3C_AL_XLPE | NI SHIN NO 2: B02867 | ASHIBA: B02866 |  | 3112.869 m |  |  |  | 3 | 0 | Pass | null
48715448 | TNB | DISTRIBUTION | CHERAS | Existing | RYB | 11 kV |  |  |  |  | 240_3C_AL_XLPE | ASHIBA: B02864 | TEH SEN HUIA: B02863 |  | 347.461 m |  |  |  | 3 | 0 | Pass | null
48732606 | TNB | DISTRIBUTION | CHERAS | Existing | RYB | 11 kV |  |  |  |  | 240_3C_AL_XLPE | PBEL: | KG BARU BALAKONG COMPACT: B01231 |  | 2403.550 m |  |  |  | 3 | 0 | Pass | null
48745490 | TNB | DISTRIBUTION | CHERAS | Existing | RYB | 11 kV |  |  |  |  | 240_3C_AL_XLPE | CHERAS PRIMA NO 4: B08566 | CHERAS PRIMA NO 1: B07230 [OFF] |  | 86.213 m |  |  |  | 3 | 0 | Pass | null
48745496 | TNB | DISTRIBUTION | CHERAS | Existing | RYB | 11 kV | NO | Class C |  |  | 240_3C_AL_XLPE | IND RINGAN BKT ANGKAT NO 1: B08995 | PE 3V ASIA FURNITURE: B13785 |  | 350.249 m |  |  |  | 3 | 0 | Pass | null
48745500 | TNB | DISTRIBUTION | CHERAS | Existing | RYB | 11 kV | YES | Class D |  |  | 240_3C_AL_XLPE | PPU TSRA: | TMN PERINDUSTRIAN ALFA IMPIAN NO 2: B11327 |  | 628.331 m |  |  |  | 3 | 0 | Pass | null
48779842 | TNB | DISTRIBUTION | CHERAS | Existing | RYB | 11 kV | NO | Class C |  |  | 240_3C_AL_XLPE | 99 SPEEDMART: B11430 | FINE QUALITY: B02825 |  | 398.842 m |  |  |  | 3 | 0 | Pass | null
48779847 | TNB | DISTRIBUTION | CHERAS | Existing | RYB | 11 kV |  |  |  |  | 70_1C_AL_XLPE |  |  |  | 1.593 m |  |  |  | 3 | 0 | Pass | null
48779853 | TNB | DISTRIBUTION | CHERAS | Existing | RYB | 11 kV | NO | Class C |  |  | 240_3C_AL_XLPE | SERDANG LAMA COMPACT: B00860 | USAHA MENANG NO 1: B00864 [OFF] |  | 825.816 m |  |  |  | 3 | 0 | Pass | null
48801325 | TNB | DISTRIBUTION | CHERAS | Existing | RYB | 11 kV | NO | Class C |  |  | 240_3C_AL_XLPE | RUMAH PAM BDR MAHKOTA CHERAS: B06689 | JALAN DAYANG 4/8 BMC: B07202 |  | 325.407 m |  |  |  | 3 | 0 | Pass | null
48809898 | TNB | DISTRIBUTION | CHERAS | Existing | RYB | 11 kV |  |  |  |  | 240_3C_AL_XLPE | SWS MOULD BASE: B01379 | RAKAN BERSATU NO 2: B01382 [OFF] |  | 219.092 m |  |  |  | 3 | 0 | Pass | null
50038039 | TNB | DISTRIBUTION | CHERAS | Existing | RYB | 11 kV |  |  |  |  | 240_3C_AL_XLPE |  |  |  | 13.199 m |  |  |  | 3 | 0 | Pass | null
50734198 | TNB | DISTRIBUTION | CHERAS | Existing | RYB | 11 kV |  |  |  |  | 70_1C_AL_XLPE |  |  |  | 1.781 m |  |  |  | 3 | 0 | Pass | null
50735109 | TNB | DISTRIBUTION | CHERAS | Existing | RYB | 11 kV |  |  |  |  | 70_1C_AL_XLPE |  |  |  | 1.879 m |  |  |  | 3 | 0 | Pass | null
50736327 | TNB | DISTRIBUTION | CHERAS | Existing | RYB | 11 kV | NO | Class C |  |  | 240_3C_AL_XLPE | EXITWAY NO 1: B12658 | EXITWAY NO 2: B12657 |  | 56.297 m |  |  |  | 3 | 0 | Pass | null
50737507 | TNB | DISTRIBUTION | CHERAS | Existing | RYB | 11 kV | NO | Class C |  |  | 240_3C_AL_XLPE | EXITWAY NO 2: B12654 | EXITWAY NO 3: B12653 |  | 38.725 m |  |  |  | 3 | 0 | Pass | null
50737509 | TNB | DISTRIBUTION | CHERAS | Existing | RYB | 11 kV | NO | Class C |  |  | 240_3C_AL_XLPE | EXITWAY NO 3: B12650 | MAHKOTA CHERAS RESIDENCE: B12146 |  | 209.074 m |  |  |  | 3 | 0 | Pass | null
50737514 | TNB | DISTRIBUTION | CHERAS | Existing | RYB | 11 kV |  |  |  |  | 70_1C_AL_XLPE |  |  |  | 1.675 m |  |  |  | 3 | 0 | Pass | null
50737518 | TNB | DISTRIBUTION | CHERAS | Existing | RYB | 11 kV |  |  |  |  | 70_1C_AL_XLPE |  |  |  | 1.851 m |  |  |  | 3 | 0 | Pass | null
50737522 | TNB | DISTRIBUTION | CHERAS | Existing | RYB | 11 kV |  |  |  |  | 70_1C_AL_XLPE |  |  |  | 2.255 m |  |  |  | 3 | 0 | Pass | null
50737526 | TNB | DISTRIBUTION | CHERAS | Existing | RYB | 11 kV |  |  |  |  | 70_1C_AL_XLPE |  |  |  | 2.261 m |  |  |  | 3 | 0 | Pass | null
50747279 | TNB | DISTRIBUTION | CHERAS | Existing | RYB | 11 kV | NO | Class C |  |  | 70_1C_AL_XLPE |  |  |  | 0.973 m |  |  |  | 3 | 0 | Pass | null
50747287 | TNB | DISTRIBUTION | CHERAS | Existing | RYB | 11 kV | NO | Class C |  |  | 240_3C_AL_XLPE | JLN INANG BDR MAHKOTA CHERAS: B07105 | PE PADAT JALAN INANG: B12584 |  | 18.564 m |  |  |  | 3 | 0 | Pass | null
50790688 | TNB | DISTRIBUTION | CHERAS | Existing | RYB | 11 kV |  |  |  |  | 70_1C_AL_XLPE |  |  |  | 1.699 m |  |  |  | 3 | 0 | Pass | null
51266116 | TNB | DISTRIBUTION | CHERAS | Existing | RYB | 11 kV |  |  |  |  | 70_1C_AL_XLPE |  |  |  | 0.849 m |  |  |  | 3 | 0 | Pass | null
51266120 | TNB | DISTRIBUTION | CHERAS | Existing | RYB | 11 kV |  |  |  |  | 70_1C_AL_XLPE |  |  |  | 1.259 m |  |  |  | 3 | 0 | Pass | null
51357964 | TNB | DISTRIBUTION | CHERAS | Existing | RYB | 11 kV |  |  |  |  | 240_3C_AL_XLPE | PBEL: | MEGA POWER: |  | 1202.656 m |  |  |  | 3 | 0 | Pass | null
51390619 | TNB | DISTRIBUTION | CHERAS | Existing | RYB | 11 kV |  |  |  |  | 70_1C_AL_XLPE |  |  |  | 0.500 m |  |  |  | 3 | 0 | Pass | null
51717252 | TNB | DISTRIBUTION | CHERAS | Existing | RYB | 11 kV |  |  |  |  | 240_3C_AL_XLPE |  |  |  | 10.908 m |  |  |  | 3 | 0 | Pass | null
51717256 | TNB | DISTRIBUTION | CHERAS | Existing | RYB | 11 kV |  |  |  |  | 240_3C_AL_XLPE |  |  |  | 20.366 m |  |  |  | 3 | 0 | Pass | null
51747079 | TNB | DISTRIBUTION | CHERAS | Existing | RYB | 11 kV |  |  |  |  | 240_3C_AL_XLPE |  |  |  | 4.238 m |  |  |  | 3 | 0 | Pass | null
51747129 | TNB | DISTRIBUTION | CHERAS | Existing | RYB | 11 kV |  |  |  |  | 70_1C_AL_XLPE |  |  |  | 1.098 m |  |  |  | 3 | 0 | Pass | null
52017637 | TNB | DISTRIBUTION | CHERAS | Existing | RYB | 11 kV |  |  |  |  | 70_1C_AL_XLPE |  |  |  | 1.710 m |  |  |  | 3 | 0 | Pass | null
52095998 | TNB | DISTRIBUTION | CHERAS | Existing | RYB | 11 kV |  |  |  |  | 70_1C_AL_XLPE |  |  |  | 1.141 m |  |  |  | 3 | 0 | Pass | null
52096000 | TNB | DISTRIBUTION | CHERAS | Existing | RYB | 11 kV |  |  |  |  | 70_1C_AL_XLPE |  |  |  | 1.174 m |  |  |  | 3 | 0 | Pass | null
52096211 | TNB | DISTRIBUTION | CHERAS | Existing | RYB | 11 kV | NO | Class C |  |  | 240_3C_AL_XLPE | RMH PAM PARAS RENDAH: B08739 | TMN SRI SG LONG NO 2: B10105 |  | 164.520 m |  |  |  | 3 | 0 | Pass | null
52118304 | TNB | DISTRIBUTION | CHERAS | Existing | RYB | 11 kV |  |  |  |  | 240_3C_AL_XLPE |  |  |  | 21.648 m |  |  |  | 3 | 0 | Pass | null
52172253 | TNB | DISTRIBUTION | CHERAS | Existing | RYB | 11 kV |  |  |  |  | 240_3C_AL_XLPE |  |  |  | 9.258 m |  |  |  | 3 | 0 | Pass | null
52172256 | TNB | DISTRIBUTION | CHERAS | Existing | RYB | 11 kV |  |  |  |  | 240_3C_AL_XLPE |  |  |  | 16.760 m |  |  |  | 3 | 0 | Pass | null
52182323 | TNB | DISTRIBUTION | CHERAS | Existing | RYB | 11 kV |  |  |  |  | 240_3C_AL_XLPE | MINES RESORT NO 1: B12191 | MINES RESORT NO 1: B12192 |  | 2.885 m |  |  |  | 3 | 0 | Pass | null
52182352 | TNB | DISTRIBUTION | CHERAS | Existing | RYB | 11 kV |  |  |  |  | 240_3C_AL_XLPE | MINES RESORT NO 1: B02613 | MINES RESORT NO 2: B02617 |  | 672.252 m |  |  |  | 3 | 0 | Pass | null
52185021 | TNB | DISTRIBUTION | CHERAS | Existing | RYB | 11 kV |  |  |  |  | 70_1C_AL_XLPE |  |  |  | 1.096 m |  |  |  | 3 | 0 | Pass | null
52185148 | TNB | DISTRIBUTION | CHERAS | Existing | RYB | 11 kV |  |  |  |  | 240_3C_AL_XLPE |  |  |  | 61.226 m |  |  |  | 3 | 0 | Pass | null
52283762 | TNB | DISTRIBUTION | CHERAS | Existing | RYB | 11 kV |  |  |  |  | 240_3C_AL_XLPE |  |  |  | 23.756 m |  |  |  | 3 | 0 | Pass | null
54031422 | TNB | DISTRIBUTION | CHERAS | Existing | RYB | 11 kV |  |  |  |  | 240_3C_AL_XLPE |  |  |  | 23.709 m |  |  |  | 3 | 0 | Pass | null
54078677 | TNB | DISTRIBUTION | CHERAS | Existing | RYB | 11 kV | NO | Class C |  |  | 240_3C_AL_XLPE |  |  |  | 26.941 m |  |  |  | 3 | 0 | Pass | null
54104444 | TNB | DISTRIBUTION | CHERAS | Existing | RYB | 11 kV |  |  |  |  | 70_1C_AL_XLPE |  |  |  | 1.788 m |  |  |  | 3 | 0 | Pass | null
54104454 | TNB | DISTRIBUTION | CHERAS | Existing | RYB | 11 kV |  |  |  |  | 70_1C_AL_XLPE |  |  |  | 1.381 m |  |  |  | 3 | 0 | Pass | null
54104458 | TNB | DISTRIBUTION | CHERAS | Existing | RYB | 11 kV |  |  |  |  | 70_1C_AL_XLPE |  |  |  | 1.554 m |  |  |  | 3 | 0 | Pass | null
54151635 | TNB | DISTRIBUTION | CHERAS | Existing | RYB | 11 kV |  |  |  |  | 240_3C_AL_XLPE |  |  |  | 14.697 m |  |  |  | 3 | 0 | Pass | null
54276185 | TNB | DISTRIBUTION | CHERAS | Existing | RYB | 11 kV |  |  |  |  | 70_1C_AL_XLPE |  |  |  | 1.493 m |  |  |  | 3 | 0 | Pass | null
54284749 | TNB | DISTRIBUTION | CHERAS | Existing | RYB | 11 kV |  |  |  |  | 240_3C_AL_XLPE |  |  |  | 21.978 m |  |  |  | 3 | 0 | Pass | null
54284755 | TNB | DISTRIBUTION | CHERAS | Existing | RYB | 11 kV |  |  |  |  | 70_1C_AL_XLPE |  |  |  | 1.995 m |  |  |  | 3 | 0 | Pass | null
54284758 | TNB | DISTRIBUTION | CHERAS | Existing | RYB | 11 kV |  |  |  |  | 70_1C_AL_XLPE |  |  |  | 2.026 m |  |  |  | 3 | 0 | Pass | null
54319107 | TNB | DISTRIBUTION | CHERAS | Existing | RYB | 11 kV |  |  |  |  | 240_3C_AL_XLPE |  |  |  | 32.952 m |  |  |  | 3 | 0 | Pass | null
54331989 | TNB | DISTRIBUTION | CHERAS | Existing | RYB | 11 kV |  |  |  |  | 70_1C_AL_XLPE |  |  |  | 1.325 m |  |  |  | 3 | 0 | Pass | null
54332065 | TNB | DISTRIBUTION | CHERAS | Existing | RYB | 11 kV |  |  |  |  | 70_1C_AL_XLPE |  |  |  | 1.297 m |  |  |  | 3 | 0 | Pass | null
54649742 | TNB | DISTRIBUTION | CHERAS | Existing | RYB | 11 kV |  |  |  |  | 500_1C_AL_XLPE | SPRN: VCB2 | SSU TMN WAWASAN 1A: |  | 5975.843 m |  |  |  | 3 | 0 | Pass | null
54649746 | TNB | DISTRIBUTION | CHERAS | Existing | RYB | 11 kV |  |  |  |  | 500_1C_AL_XLPE | SPRN: VCB1 | SSU TMN WAWASAN 1A: |  | 5976.378 m |  |  |  | 3 | 0 | Pass | null
54649757 | TNB | DISTRIBUTION | CHERAS | Existing | RYB | 11 kV |  |  |  |  | 240_3C_AL_XLPE | PADAT JLN WAWASAN 1A: B08947 | SSU TMN WAWASAN 1A: [OFF] |  | 20.299 m |  |  |  | 3 | 0 | Pass | null
54778634 | TNB | DISTRIBUTION | CHERAS | Existing | RYB | 11 kV | NO | Class C |  |  | 70_1C_AL_XLPE |  |  |  | 1.173 m |  |  |  | 3 | 0 | Pass | null
54795776 | TNB | DISTRIBUTION | CHERAS | Existing | RYB | 11 kV |  |  |  |  | 70_1C_AL_XLPE |  |  |  | 1.065 m |  |  |  | 3 | 0 | Pass | null
55087750 | TNB | DISTRIBUTION | CHERAS | Existing | RYB | 11 kV |  |  |  |  | 70_1C_AL_XLPE |  |  |  | 0.748 m |  |  |  | 3 | 0 | Pass | null
55229559 | TNB | DISTRIBUTION | CHERAS | Existing | RYB | 11 kV |  |  |  |  | 240_3C_AL_XLPE | KEMACAHAYA NO 1: B02170 | TMN LAVENDER: B02171 |  | 223.069 m |  |  |  | 3 | 0 | Pass | null
55233725 | TNB | DISTRIBUTION | CHERAS | Existing | RYB | 11 kV |  |  |  |  | 70_1C_AL_XLPE |  |  |  | 1.020 m |  |  |  | 3 | 0 | Pass | null
55233791 | TNB | DISTRIBUTION | CHERAS | Existing | RYB | 11 kV |  |  |  |  | 70_1C_AL_XLPE |  |  |  | 1.014 m |  |  |  | 3 | 0 | Pass | null
55233798 | TNB | DISTRIBUTION | CHERAS | Existing | RYB | 11 kV |  |  |  |  | 70_1C_AL_XLPE |  |  |  | 1.093 m |  |  |  | 3 | 0 | Pass | null
55233811 | TNB | DISTRIBUTION | CHERAS | Existing | RYB | 11 kV |  |  |  |  | 70_1C_AL_XLPE |  |  |  | 1.006 m |  |  |  | 3 | 0 | Pass | null
55233815 | TNB | DISTRIBUTION | CHERAS | Existing | RYB | 11 kV |  |  |  |  | 70_1C_AL_XLPE |  |  |  | 1.630 m |  |  |  | 3 | 0 | Pass | null
55277324 | TNB | DISTRIBUTION | CHERAS | Existing | RYB | 11 kV |  |  |  |  | 240_3C_AL_XLPE |  |  |  | 17.122 m |  |  |  | 3 | 0 | Pass | null
55298133 | TNB | DISTRIBUTION | CHERAS | Existing | RYB | 11 kV |  |  |  |  | 70_1C_AL_XLPE |  |  |  | 2.133 m |  |  |  | 3 | 0 | Pass | null
55298135 | TNB | DISTRIBUTION | CHERAS | Existing | RYB | 11 kV |  |  |  |  | 70_1C_AL_XLPE |  |  |  | 2.552 m |  |  |  | 3 | 0 | Pass | null
55298263 | TNB | DISTRIBUTION | CHERAS | Existing | RYB | 11 kV |  |  |  |  | 70_1C_AL_XLPE |  |  |  | 0.687 m |  |  |  | 3 | 0 | Pass | null
55341075 | TNB | DISTRIBUTION | CHERAS | Existing | RYB | 11 kV | NO | Class C |  |  | 240_3C_AL_XLPE |  |  |  | 17.715 m |  |  |  | 3 | 0 | Pass | null
55422659 | TNB | DISTRIBUTION | CHERAS | Existing | RYB | 11 kV |  |  |  |  | 240_3C_AL_XLPE |  |  |  | 74.336 m |  |  |  | 3 | 0 | Pass | null
55439835 | TNB | DISTRIBUTION | CHERAS | Existing | RYB | 11 kV |  |  |  |  | 95_3C_AL_XLPE |  |  |  | 20.711 m |  |  |  | 3 | 0 | Pass | null
55452724 | TNB | DISTRIBUTION | CHERAS | Existing | RYB | 11 kV |  |  |  |  | 240_3C_AL_XLPE |  |  |  | 20.467 m |  |  |  | 3 | 0 | Pass | null
55452726 | TNB | DISTRIBUTION | CHERAS | Existing | RYB | 11 kV |  |  |  |  | 70_1C_AL_XLPE |  |  |  | 1.728 m |  |  |  | 3 | 0 | Pass | null
55487116 | TNB | DISTRIBUTION | CHERAS | Existing | RYB | 11 kV |  |  |  |  | 240_3C_AL_XLPE |  |  |  | 12.918 m |  |  |  | 3 | 0 | Pass | null
55624479 | TNB | DISTRIBUTION | CHERAS | Existing | RYB | 11 kV |  |  |  |  | 120_3C_AL_PILC |  |  |  | 15.197 m |  |  |  | 3 | 0 | Pass | null
55654535 | TNB | DISTRIBUTION | CHERAS | Existing | RYB | 11 kV |  |  |  |  | 240_3C_AL_XLPE | RTM SEBERANG LAUT: B08775 | RTM SEBERANG LAUT: B08774 |  | 4.896 m |  |  |  | 3 | 0 | Pass | null
55671738 | TNB | DISTRIBUTION | CHERAS | Existing | RYB | 11 kV | NO | Class C |  |  | 70_1C_AL_XLPE |  |  |  | 1.510 m |  |  |  | 3 | 0 | Pass | null
55671801 | TNB | DISTRIBUTION | CHERAS | Existing | RYB | 11 kV | NO | Class C |  |  | 240_3C_AL_XLPE |  |  |  | 12.938 m |  |  |  | 3 | 0 | Pass | null
55809160 | TNB | DISTRIBUTION | CHERAS | Existing | RYB | 11 kV | NO | Class C |  |  | 70_1C_AL_XLPE |  |  |  | 1.127 m |  |  |  | 3 | 0 | Pass | null
55809162 | TNB | DISTRIBUTION | CHERAS | Existing | RYB | 11 kV | NO | Class C |  |  | 70_1C_AL_XLPE |  |  |  | 1.127 m |  |  |  | 3 | 0 | Pass | null
55809325 | TNB | DISTRIBUTION | CHERAS | Existing | RYB | 11 kV | NO | Class C |  |  | 240_3C_AL_XLPE | JLN DB 5/1: B12135 | JLN DB 6/4: B12586 |  | 474.607 m |  |  |  | 3 | 0 | Pass | null
55877823 | TNB | DISTRIBUTION | CHERAS | Existing | RYB | 11 kV |  |  |  |  | 70_1C_AL_XLPE |  |  |  | 1.599 m |  |  |  | 3 | 0 | Pass | null
55877834 | TNB | DISTRIBUTION | CHERAS | Existing | RYB | 11 kV |  |  |  |  | 70_1C_AL_XLPE |  |  |  | 1.823 m |  |  |  | 3 | 0 | Pass | null
55877899 | TNB | DISTRIBUTION | CHERAS | Existing | RYB | 11 kV |  |  |  |  | 70_1C_AL_XLPE |  |  |  | 1.601 m |  |  |  | 3 | 0 | Pass | null
55882118 | TNB | DISTRIBUTION | CHERAS | Existing | RYB | 11 kV |  |  |  |  | 120_3C_AL_PILC |  |  |  | 10.956 m |  |  |  | 3 | 0 | Pass | null
55903588 | TNB | DISTRIBUTION | CHERAS | Existing | RYB | 11 kV |  |  |  |  | 70_1C_AL_XLPE |  |  |  | 1.688 m |  |  |  | 3 | 0 | Pass | null
55903592 | TNB | DISTRIBUTION | CHERAS | Existing | RYB | 11 kV |  |  |  |  | 70_1C_AL_XLPE |  |  |  | 2.197 m |  |  |  | 3 | 0 | Pass | null
55946597 | TNB | DISTRIBUTION | CHERAS | Existing | RYB | 11 kV |  |  |  |  | 70_1C_AL_XLPE |  |  |  | 0.803 m |  |  |  | 3 | 0 | Pass | null
55946603 | TNB | DISTRIBUTION | CHERAS | Existing | RYB | 11 kV |  |  |  |  | 70_1C_AL_XLPE |  |  |  | 1.232 m |  |  |  | 3 | 0 | Pass | null
55972313 | TNB | DISTRIBUTION | CHERAS | Existing | RYB | 11 kV |  |  |  |  | 240_3C_AL_XLPE | GREEN WATER ROCK NO 2: B12193 | GREEN WATER ROCK NO 2: B12194 |  | 2.664 m |  |  |  | 3 | 0 | Pass | null
56303025 | TNB | DISTRIBUTION | CHERAS | Existing | RYB | 11 kV | NO | Class C |  |  | 70_1C_AL_XLPE |  |  |  | 1.143 m |  |  |  | 3 | 0 | Pass | null
56303089 | TNB | DISTRIBUTION | CHERAS | Existing | RYB | 11 kV | NO | Class C |  |  | 240_3C_AL_XLPE | PE PDT LUTHERN CHURCH: B13914 | TMN INDAH NO 2: B01504 |  | 196.429 m |  |  |  | 3 | 0 | Pass | null
56315890 | TNB | DISTRIBUTION | CHERAS | Existing | RYB | 11 kV |  |  |  |  | 240_3C_AL_XLPE | SG WAY QUARRY IND SB: B01778 | RICHWAY: B11651 |  | 30.403 m |  |  |  | 3 | 0 | Pass | null
56315896 | TNB | DISTRIBUTION | CHERAS | Existing | RYB | 11 kV |  |  |  |  | 240_3C_AL_XLPE | BT 10 3/4 JLN CHERAS: B11165 | IPV: B01779 |  | 121.965 m |  |  |  | 3 | 0 | Pass | null
56315911 | TNB | DISTRIBUTION | CHERAS | Existing | RYB | 11 kV |  |  |  |  | 240_3C_AL_XLPE | SG WAY QUARRY IND SB: B01778 | RICHWAY: B11651 |  | 33.661 m |  |  |  | 3 | 0 | Pass | null
56354553 | TNB | DISTRIBUTION | CHERAS | Existing | RYB | 11 kV |  |  |  |  | 240_3C_AL_XLPE |  |  |  | 15.343 m |  |  |  | 3 | 0 | Pass | null
56440343 | TNB | DISTRIBUTION | CHERAS | Existing | RYB | 11 kV | NO | Class C |  |  | 70_1C_AL_XLPE |  |  |  | 3.485 m |  |  |  | 3 | 0 | Pass | null
56440344 | TNB | DISTRIBUTION | CHERAS | Existing | RYB | 11 kV | NO | Class C |  |  | 70_1C_AL_XLPE |  |  |  | 3.189 m |  |  |  | 3 | 0 | Pass | null
56479077 | TNB | DISTRIBUTION | CHERAS | Existing | RYB | 11 kV |  |  |  |  | 240_3C_AL_XLPE | PERNIAGAAN MASRIA: B10382 | TMN MASRIA: B12278 [OFF] |  | 21.242 m |  |  |  | 3 | 0 | Pass | null
56479086 | TNB | DISTRIBUTION | CHERAS | Existing | RYB | 11 kV |  |  |  |  | 240_3C_AL_XLPE | PERNIAGAAN MASRIA: B10382 | TMN MASRIA: B12278 [OFF] |  | 25.037 m |  |  |  | 3 | 0 | Pass | null
56504804 | TNB | DISTRIBUTION | CHERAS | Existing | RYB | 11 kV |  |  |  |  | 240_3C_AL_XLPE | PPU TSGR: VCB6 | PEJABAT HUTAN CHERAS: B02153 |  | 652.996 m |  |  |  | 3 | 0 | Pass | null
56556879 | TNB | DISTRIBUTION | CHERAS | Existing | RYB | 11 kV | NO | Class C |  |  | 70_1C_AL_XLPE |  |  |  | 0.801 m |  |  |  | 3 | 0 | Pass | null
56556889 | TNB | DISTRIBUTION | CHERAS | Existing | RYB | 11 kV | NO | Class C |  |  | 240_3C_AL_XLPE | LOT 72887 TS WONG: B13117 | TS MERG: B02839 |  | 94.695 m |  |  |  | 3 | 0 | Pass | null
56561197 | TNB | DISTRIBUTION | CHERAS | Existing | RYB | 11 kV |  |  |  |  | 70_1C_AL_XLPE |  |  |  | 1.600 m |  |  |  | 3 | 0 | Pass | null
56594986 | TNB | DISTRIBUTION | CHERAS | Existing | RYB | 11 kV | NO | Class C |  |  | 240_3C_AL_XLPE | PPU MHCR: 7 | TMN UDA MURNI: B10546 |  | 1304.626 m |  |  | UDA MURNI | 3 | 0 | Pass | null
56594988 | TNB | DISTRIBUTION | CHERAS | Existing | RYB | 11 kV |  |  |  |  | 240_3C_AL_XLPE | PPU MHCR: 9 | TMN ULU LANGAT JAYA NO 1: B09445 |  | 1303.927 m |  |  | HULU LANGAT JAYA NO 1 | 3 | 0 | Pass | null
56629283 | TNB | DISTRIBUTION | CHERAS | Existing | RYB | 11 kV |  |  |  |  | 240_3C_AL_XLPE | FAIR VIEW: B08217 | FELCRA SEMUNGKIS: B08282 |  | 346.629 m |  |  |  | 3 | 0 | Pass | null
56629485 | TNB | DISTRIBUTION | CHERAS | Existing | RYB | 11 kV |  |  |  |  | 240_3C_AL_XLPE | FAIR VIEW: B08217 | FELCRA SEMUNGKIS: B08282 |  | 494.079 m |  |  |  | 3 | 0 | Pass | null
56659401 | TNB | DISTRIBUTION | CHERAS | Existing | RYB | 11 kV |  |  |  |  | 240_3C_AL_XLPE | SWS TMN MAS SEMENTARA B: B10138 | RUMAH PANGSA BKT KUNDANG: B10193 [OFF] |  | 1002.609 m |  |  |  | 3 | 0 | Pass | null
56659406 | TNB | DISTRIBUTION | CHERAS | Existing | RYB | 11 kV |  |  |  |  | 240_3C_AL_XLPE | TMN ULU LANGAT JAYA NO 2: B05925 | TMN MAS JAYA IND NO 1: B02323 |  | 10.534 m |  |  |  | 3 | 0 | Pass | null
56659411 | TNB | DISTRIBUTION | CHERAS | Existing | RYB | 11 kV |  |  |  |  | 240_3C_AL_XLPE | PPU MHCR: 9 | TMN ULU LANGAT JAYA NO 1: B09445 |  | 476.793 m |  |  | 240XLPE OUNTGOING KE MAS JAYA 1 | 3 | 0 | Pass | null
56659418 | TNB | DISTRIBUTION | CHERAS | Existing | RYB | 11 kV | NO | Class C |  |  | 240_3C_AL_XLPE | PPU MHCR: 7 | TMN UDA MURNI: B10546 |  | 109.966 m |  |  | 1OUTGOING 240XLPE KE UDA MURNI | 3 | 0 | Pass | null
56659489 | TNB | DISTRIBUTION | CHERAS | Existing | RYB | 11 kV |  |  |  |  | 240_3C_AL_XLPE | TMASS: | SWS TMN MAS SEMENTARA B: B10137 |  | 65.739 m |  |  |  | 3 | 0 | Pass | null
56664050 | TNB | DISTRIBUTION | CHERAS | Existing | RYB | 11 kV |  |  |  |  | 240_3C_AL_XLPE | SWS TMN MAS SEMENTARA B: B10138 | RUMAH PANGSA BKT KUNDANG: B10193 [OFF] |  | 347.050 m |  |  |  | 3 | 0 | Pass | null
56672286 | TNB | DISTRIBUTION | CHERAS | Existing | RYB | 11 kV | NO | Class C |  |  | 240_3C_AL_XLPE | PE JLN HULUBALANG BMC: B13928 | JLN CHERAS VISTA NO 2: B11054 |  | 168.157 m |  |  |  | 3 | 0 | Pass | null
56672289 | TNB | DISTRIBUTION | CHERAS | Existing | RYB | 11 kV | NO | Class C |  |  | 240_3C_AL_XLPE | CHERAS VISTA BMC: B08667 | JLN CHERAS VISTA 2/1 BMC: B10646 |  | 483.083 m |  |  |  | 3 | 0 | Pass | null
56672291 | TNB | DISTRIBUTION | CHERAS | Existing | RYB | 11 kV | NO | Class C |  |  | 240_3C_AL_XLPE | PE JLN HULUBALANG BMC: B13928 | JLN CHERAS VISTA NO 2: B11054 |  | 342.332 m |  |  |  | 3 | 0 | Pass | null
56672298 | TNB | DISTRIBUTION | CHERAS | Existing | RYB | 11 kV | NO | Class C |  |  | 240_3C_AL_XLPE | JLN SERI BUDIMAN 2/2: B10254 | JALAN BENTARA 1/5 BDR MAHKOTA CHERAS: B08072 |  | 25.759 m |  |  |  | 3 | 0 | Pass | null
56672300 | TNB | DISTRIBUTION | CHERAS | Existing | RYB | 11 kV | NO | Class C |  |  | 240_3C_AL_XLPE | JALAN BENTARA 1/5 BDR MAHKOTA CHERAS: B08069 | JLN HULUBALANG 2/4: B10928 |  | 27.180 m |  |  |  | 3 | 0 | Pass | null
56685149 | TNB | DISTRIBUTION | CHERAS | Existing | RYB | 11 kV |  |  |  |  | 240_3C_AL_XLPE | APARTMENT MAWAR: B08300 | CHERAS PRIMA NO 4: B08568 |  | 231.576 m |  |  |  | 3 | 0 | Pass | null
56685157 | TNB | DISTRIBUTION | CHERAS | Existing | RYB | 11 kV |  |  |  |  | 240_3C_AL_XLPE | PE SIN CHEE HENG: B14381 | RMH PAM TMN SUTERA: B08812 |  | 91.046 m |  |  |  | 3 | 0 | Pass | null
56685159 | TNB | DISTRIBUTION | CHERAS | Existing | RYB | 11 kV |  |  |  |  | 240_3C_AL_XLPE | RMH PAM TMN SUTERA: B08810 | TMN SUTERA 2/3A (TMN SUTERA): B08063 |  | 76.989 m |  |  |  | 3 | 0 | Pass | null
56685195 | TNB | DISTRIBUTION | CHERAS | Existing | RYB | 11 kV |  |  |  |  | 240_3C_AL_XLPE | RMH PAM TMN SUTERA: B08810 | TMN SUTERA 2/3A (TMN SUTERA): B08063 |  | 38.467 m |  |  |  | 3 | 0 | Pass | null
56685203 | TNB | DISTRIBUTION | CHERAS | Existing | RYB | 11 kV |  |  |  |  | 240_3C_AL_XLPE | TMN SUTERA 2/3A (TMN SUTERA): B08065 | JLN SUTERA 2/1A: B08813 |  | 552.984 m |  |  |  | 3 | 0 | Pass | null
56685207 | TNB | DISTRIBUTION | CHERAS | Existing | RYB | 11 kV |  |  |  |  | 240_3C_AL_XLPE | TMN SUTERA 2/3A (TMN SUTERA): B08065 | JLN SUTERA 2/1A: B08813 |  | 20.953 m |  |  |  | 3 | 0 | Pass | null
56685226 | TNB | DISTRIBUTION | CHERAS | Existing | RYB | 11 kV |  |  |  |  | 240_3C_AL_XLPE | JLN SUTERA 2/5: B08318 |  |  | 195.380 m |  |  |  | 3 | 0 | Pass | null
56685257 | TNB | DISTRIBUTION | CHERAS | Existing | RYB | 11 kV |  |  |  |  | 240_3C_AL_XLPE | APARTMENT MAWAR: B08300 | CHERAS PRIMA NO 4: B08568 |  | 262.833 m |  |  |  | 3 | 0 | Pass | null
56720654 | TNB | DISTRIBUTION | CHERAS | Existing | RYB | 11 kV |  |  |  |  | 70_1C_AL_XLPE |  |  |  | 1.737 m |  |  |  | 3 | 0 | Pass | null
56720656 | TNB | DISTRIBUTION | CHERAS | Existing | RYB | 11 kV |  |  |  |  | 70_1C_AL_XLPE |  |  |  | 1.893 m |  |  |  | 3 | 0 | Pass | null
56720820 | TNB | DISTRIBUTION | CHERAS | Existing | RYB | 11 kV |  |  |  |  | 240_3C_AL_XLPE | PE LOT 1030 BUKIT ANGKAT: B13812 | DENSHI MARUWA: B04210 |  | 787.629 m |  |  |  | 3 | 0 | Pass | null
56723742 | TNB | DISTRIBUTION | CHERAS | Existing | RYB | 11 kV |  |  |  |  | 240_3C_AL_XLPE |  |  |  | 4.356 m |  |  |  | 3 | 0 | Pass | null
56729263 | TNB | DISTRIBUTION | CHERAS | Existing | RYB | 11 kV |  |  |  |  | 70_1C_AL_XLPE |  |  |  | 1.445 m |  |  |  | 3 | 0 | Pass | null
56729265 | TNB | DISTRIBUTION | CHERAS | Existing | RYB | 11 kV |  |  |  |  | 70_1C_AL_XLPE |  |  |  | 1.978 m |  |  |  | 3 | 0 | Pass | null
56733536 | TNB | DISTRIBUTION | CHERAS | Existing | RYB | 11 kV |  |  |  |  | 70_1C_AL_XLPE |  |  |  | 1.689 m |  |  |  | 3 | 0 | Pass | null
56733538 | TNB | DISTRIBUTION | CHERAS | Existing | RYB | 11 kV |  |  |  |  | 70_1C_AL_XLPE |  |  |  | 1.845 m |  |  |  | 3 | 0 | Pass | null
56733695 | TNB | DISTRIBUTION | CHERAS | Existing | RYB | 11 kV |  |  |  |  | 240_3C_AL_XLPE | WAISUN CONFECTIONARY S/B: B09079 | PE AMAZON KPB 3 NO 1: B13289 |  | 935.782 m |  |  |  | 3 | 2 | Pass | null
56745240 | TNB | DISTRIBUTION | CHERAS | Existing | RYB | 11 kV |  |  |  |  | 70_1C_AL_XLPE |  |  |  | 2.528 m |  |  |  | 3 | 0 | Pass | null
56775331 | TNB | DISTRIBUTION | CHERAS | Existing | RYB | 11 kV |  |  |  |  | 240_3C_AL_XLPE | SWS TMN MAS SEMENTARA B: B10138 | RUMAH PANGSA BKT KUNDANG: B10193 [OFF] |  | 344.572 m |  |  |  | 3 | 0 | Pass | null
56819408 | TNB | DISTRIBUTION | CHERAS | Existing | RYB | 11 kV |  |  |  |  | 70_1C_AL_XLPE |  |  |  | 1.648 m |  |  |  | 3 | 0 | Pass | null
56819415 | TNB | DISTRIBUTION | CHERAS | Existing | RYB | 11 kV |  |  |  |  | 240_3C_AL_XLPE | CG MEDICAL INDUSTRY: B02220 | PE GRAND INCOME SDN BHD: B13133 |  | 859.512 m |  |  |  | 3 | 0 | Pass | null
56827433 | TNB | DISTRIBUTION | CHERAS | Existing | RYB | 11 kV |  |  |  |  | 70_1C_AL_XLPE |  |  |  | 1.555 m |  |  |  | 3 | 0 | Pass | null
56828229 | TNB | DISTRIBUTION | CHERAS | Existing | RYB | 11 kV |  |  |  |  | 240_3C_AL_XLPE | ONE INDUSTRIAL PARK NO 2: B13155 | ONE INDUSTRIAL PARK NO 1: B13154 |  | 117.717 m |  |  |  | 3 | 0 | Pass | null
56828350 | TNB | DISTRIBUTION | CHERAS | Existing | RYB | 11 kV |  |  |  |  | 70_1C_AL_XLPE |  |  |  | 1.596 m |  |  |  | 3 | 0 | Pass | null
56840315 | TNB | DISTRIBUTION | CHERAS | Existing | RYB | 11 kV |  |  |  |  | 70_1C_AL_XLPE |  |  |  | 1.281 m |  |  |  | 3 | 0 | Pass | null
56841009 | TNB | DISTRIBUTION | CHERAS | Existing | RYB | 11 kV |  |  |  |  | 70_1C_AL_XLPE |  |  |  | 1.327 m |  |  |  | 3 | 0 | Pass | null
56841066 | TNB | DISTRIBUTION | CHERAS | Existing | RYB | 11 kV |  |  |  |  | 240_3C_AL_XLPE | PDT BRILIANT MERIT 2: B13161 | PDT BRILIANT MERIT 1: B13160 |  | 128.061 m |  |  |  | 3 | 0 | Pass | null
56841070 | TNB | DISTRIBUTION | CHERAS | Existing | RYB | 11 kV |  |  |  |  | 240_3C_AL_XLPE | PDT BRILIANT MERIT 1: B13158 | LOT 3396 JLN BJ 2: B11618 |  | 209.423 m |  |  |  | 3 | 0 | Pass | null
56844581 | TNB | DISTRIBUTION | CHERAS | Existing | RYB | 11 kV |  |  |  |  | 70_1C_AL_XLPE |  |  |  | 1.392 m |  |  |  | 3 | 0 | Pass | null
56844622 | TNB | DISTRIBUTION | CHERAS | Existing | RYB | 11 kV |  |  |  |  | 240_3C_AL_XLPE | FAIR VIEW: B02251 | PADAT MENARA CELCOM H/LANGAT: B13140 |  | 3604.833 m |  |  |  | 3 | 0 | Pass | null
56862356 | TNB | DISTRIBUTION | CHERAS | Existing | RYB | 11 kV |  |  |  |  | 70_1C_AL_XLPE |  |  |  | 2.405 m |  |  |  | 3 | 0 | Pass | null
56862358 | TNB | DISTRIBUTION | CHERAS | Existing | RYB | 11 kV |  |  |  |  | 70_1C_AL_XLPE |  |  |  | 2.216 m |  |  |  | 3 | 0 | Pass | null
56862552 | TNB | DISTRIBUTION | CHERAS | Existing | RYB | 11 kV |  |  |  |  | 240_3C_AL_XLPE | PE TAMAN INDAH 2 ,SG LONG: B13137 | PE PADAT TAMAN INDAH 2: B13545 |  | 332.908 m |  |  |  | 3 | 0 | Pass | null
56862558 | TNB | DISTRIBUTION | CHERAS | Existing | RYB | 11 kV | NO | Class C |  |  | 240_3C_AL_XLPE | SSU JUSCO BMC: | FLORA GREEN CONDO: B12857 |  | 2805.673 m |  |  |  | 3 | 1 | Pass | null
56874674 | TNB | DISTRIBUTION | CHERAS | Existing | RYB | 11 kV | NO | Class C |  |  | 240_3C_AL_XLPE | PE PADAT SUNSTONE NO 2: B13461 | PE PADAT SUNSTONE NO 1: B13462 |  | 147.675 m |  |  |  | 3 | 0 | Pass | null
56874677 | TNB | DISTRIBUTION | CHERAS | Existing | RYB | 11 kV | NO | Class C |  |  | 240_3C_AL_XLPE | PE PADAT SUNSTONE NO 1: B13464 | TMN SINAR MAHKOTA: B11687 |  | 121.127 m |  |  |  | 3 | 0 | Pass | null
56874683 | TNB | DISTRIBUTION | CHERAS | Existing | RYB | 11 kV |  |  |  |  | 70_1C_AL_XLPE |  |  |  | 1.212 m |  |  |  | 3 | 0 | Pass | null
56938526 | TNB | DISTRIBUTION | CHERAS | Existing | RYB | 11 kV | NO | Class C |  |  | 70_1C_AL_XLPE |  |  |  | 1.970 m |  |  |  | 3 | 0 | Pass | null
56938530 | TNB | DISTRIBUTION | CHERAS | Existing | RYB | 11 kV | NO | Class C |  |  | 70_1C_AL_XLPE |  |  |  | 1.434 m |  |  |  | 3 | 0 | Pass | null
57256819 | TNB | DISTRIBUTION | CHERAS | Existing | RYB | 11 kV |  |  |  |  | 70_1C_AL_XLPE |  |  |  | 2.247 m |  |  |  | 3 | 0 | Pass | null
57256917 | TNB | DISTRIBUTION | CHERAS | Existing | RYB | 11 kV | NO | Class C |  |  | 240_3C_AL_XLPE | PE PDT BAYU HEIGHT: B13151 | DESA SERDANG NO 7: B06653 |  | 537.196 m |  |  |  | 3 | 0 | Pass | null
57290554 | TNB | DISTRIBUTION | CHERAS | Existing | RYB | 11 kV |  |  |  |  | 70_1C_AL_XLPE |  |  |  | 1.155 m |  |  |  | 3 | 0 | Pass | null
57297358 | TNB | DISTRIBUTION | CHERAS | Existing | RYB | 11 kV |  |  |  |  | 70_1C_AL_XLPE |  |  |  | 1.068 m |  |  |  | 3 | 0 | Pass | null
57297361 | TNB | DISTRIBUTION | CHERAS | Existing | RYB | 11 kV |  |  |  |  | 240_3C_AL_XLPE | PE PLATINUM STARHILL: B06404 | CHERAS ZEN: B10545 |  | 105.099 m |  |  |  | 3 | 0 | Pass | null
57297375 | TNB | DISTRIBUTION | CHERAS | Existing | RYB | 11 kV |  |  |  |  | 120_3C_AL_PILC |  |  |  | 9.571 m |  |  |  | 3 | 0 | Pass | null
57304623 | TNB | DISTRIBUTION | CHERAS | Existing | RYB | 11 kV | NO | Class C |  |  | 70_1C_AL_XLPE |  |  |  | 2.425 m |  |  |  | 3 | 0 | Pass | null
57304626 | TNB | DISTRIBUTION | CHERAS | Existing | RYB | 11 kV | NO | Class C |  |  | 70_1C_AL_XLPE |  |  |  | 3.028 m |  |  |  | 3 | 0 | Pass | null
57304639 | TNB | DISTRIBUTION | CHERAS | Existing | RYB | 11 kV | NO | Class C |  |  | 240_3C_AL_XLPE | PE SWEET WEALTH: B13167 | COLOUR IMAGE: B11823 |  | 617.444 m |  |  |  | 3 | 0 | Pass | null
57308925 | TNB | DISTRIBUTION | CHERAS | Existing | RYB | 11 kV | NO | Class C |  |  | 70_1C_AL_XLPE |  |  |  | 1.113 m |  |  |  | 3 | 0 | Pass | null
57309001 | TNB | DISTRIBUTION | CHERAS | Existing | RYB | 11 kV | NO | Class C |  |  | 240_3C_AL_XLPE | JLN MUTIARA 3/4: B13122 | SG LONG NO 2: B02395 |  | 273.125 m |  |  |  | 3 | 0 | Pass | null
57324930 | TNB | DISTRIBUTION | CHERAS | Existing | RYB | 11 kV | NO | Class C |  |  | 240_3C_AL_XLPE | DESA SERDANG NO 1: B13138 | DESA SERDANG NO 1: B13139 |  | 11.625 m |  |  |  | 3 | 0 | Pass | null
57329196 | TNB | DISTRIBUTION | CHERAS | Existing | RYB | 11 kV |  |  |  |  | 120_3C_AL_PILC |  |  |  | 2.968 m |  |  |  | 3 | 0 | Pass | null
57329198 | TNB | DISTRIBUTION | CHERAS | Existing | RYB | 11 kV |  |  |  |  | 120_3C_AL_PILC |  |  |  | 3.929 m |  |  |  | 3 | 0 | Pass | null
57334094 | TNB | DISTRIBUTION | CHERAS | Existing | RYB | 11 kV |  |  |  |  | 70_1C_AL_XLPE |  |  |  | 1.342 m |  |  |  | 3 | 0 | Pass | null
57334306 | TNB | DISTRIBUTION | CHERAS | Existing | RYB | 11 kV |  |  |  |  | 240_3C_AL_XLPE | PE HEE LEE: B13467 | LOT 2374 FURNIWEB: B10434 |  | 380.069 m |  |  |  | 3 | 0 | Pass | null
57367892 | TNB | DISTRIBUTION | CHERAS | Existing | RYB | 11 kV |  |  |  |  | 240_3C_AL_XLPE | TAMI: | NO 1 JLN BALAKONG JAYA: |  | 2300.638 m |  |  |  | 3 | 0 | Pass | null
57378214 | TNB | DISTRIBUTION | CHERAS | Existing | RYB | 11 kV |  |  |  |  | 240_3C_AL_XLPE | PE BELIA IKBN NO 6: B13300 | BELIA IKBN NO 3 DUSUN TUA: B08716 |  | 111.785 m |  |  |  | 3 | 0 | Pass | null
57378228 | TNB | DISTRIBUTION | CHERAS | Existing | RYB | 11 kV |  |  |  |  | 70_1C_AL_XLPE |  |  |  | 1.760 m |  |  |  | 3 | 0 | Pass | null
57646995 | TNB | DISTRIBUTION | CHERAS | Existing | RYB | 11 kV |  |  |  |  | 70_1C_AL_XLPE |  |  |  | 0.878 m |  |  |  | 3 | 0 | Pass | null
57646996 | TNB | DISTRIBUTION | CHERAS | Existing | RYB | 11 kV |  |  |  |  | 70_1C_AL_XLPE |  |  |  | 0.828 m |  |  |  | 3 | 0 | Pass | null
57659833 | TNB | DISTRIBUTION | CHERAS | Existing | RYB | 11 kV |  |  |  |  | 240_3C_AL_XLPE | ONE INDUSTRIAL PARK NO 1: B13152 | GUPPY PLASTIK KARUNMAS: B12361 |  | 227.717 m |  |  |  | 3 | 0 | Pass | null
57698479 | TNB | DISTRIBUTION | CHERAS | Existing | RYB | 11 kV |  |  |  |  | 240_3C_AL_XLPE |  |  |  | 14.657 m |  |  |  | 3 | 0 | Pass | null
57703973 | TNB | DISTRIBUTION | CHERAS | Existing | RYB | 11 kV |  |  |  |  | 70_1C_AL_XLPE |  |  |  | 1.085 m |  |  |  | 3 | 0 | Pass | null
57703976 | TNB | DISTRIBUTION | CHERAS | Existing | RYB | 11 kV |  |  |  |  | 70_1C_AL_XLPE |  |  |  | 1.391 m |  |  |  | 3 | 0 | Pass | null
57704038 | TNB | DISTRIBUTION | CHERAS | Existing | RYB | 11 kV |  |  |  |  | 240_3C_AL_XLPE | IMPERIAL RESIDENCE: B13305 | MAKTAB PDRM NO 2: B11868 |  | 2424.157 m |  |  |  | 3 | 0 | Pass | null
57715731 | TNB | DISTRIBUTION | CHERAS | Existing | RYB | 11 kV |  |  |  |  | 240_3C_AL_XLPE | SSU ATLAS AIS CHERAS JAYA: | JELITA HEIGHT CHERAS JAYA: B06625 |  | 257.419 m |  |  |  | 3 | 0 | Pass | null
57835448 | TNB | DISTRIBUTION | CHERAS | Existing | RYB | 11 kV |  |  |  |  | 70_1C_AL_XLPE |  |  |  | 1.795 m |  |  |  | 3 | 0 | Pass | null
57841995 | TNB | DISTRIBUTION | CHERAS | Existing | RYB | 11 kV |  |  |  |  | 70_1C_AL_XLPE |  |  |  | 1.710 m |  |  |  | 3 | 0 | Pass | null
57842800 | TNB | DISTRIBUTION | CHERAS | Existing | RYB | 11 kV |  |  |  |  | 70_1C_AL_XLPE |  |  |  | 2.462 m |  |  |  | 3 | 0 | Pass | null
57842924 | TNB | DISTRIBUTION | CHERAS | Existing | RYB | 11 kV |  |  |  |  | 240_3C_AL_XLPE | PE PDT CENDANA LAND NO 1: B13455 | PE PDT CENDANA LAND NO 2: B13456 |  | 177.681 m |  |  |  | 3 | 0 | Pass | null
57842934 | TNB | DISTRIBUTION | CHERAS | Existing | RYB | 11 kV |  |  |  |  | 240_3C_AL_XLPE | PE PDT CENDANA LAND NO 2: B13458 | D-CRS-C15-0581: B15244 |  | 1001.747 m |  |  |  | 3 | 0 | Pass | null
57969001 | TNB | DISTRIBUTION | CHERAS | Existing | RYB | 11 kV |  |  |  |  | 240_3C_AL_XLPE | DATARAN C180 NO 2: B12750 | TMN CHERAS PERDANA NO 3: B01647 |  | 1738.947 m |  |  |  | 3 | 0 | Pass | null
57977588 | TNB | DISTRIBUTION | CHERAS | Existing | RYB | 11 kV |  |  |  |  | 240_3C_AL_XLPE | PBEL: | SUN HUP SENG: B01947 |  | 362.421 m |  |  |  | 3 | 0 | Pass | null
58165137 | TNB | DISTRIBUTION | CHERAS | Existing | RYB | 11 kV |  |  |  |  | 70_1C_AL_XLPE |  |  |  | 1.227 m |  |  |  | 3 | 0 | Pass | null
58165141 | TNB | DISTRIBUTION | CHERAS | Existing | RYB | 11 kV |  |  |  |  | 70_1C_AL_XLPE |  |  |  | 1.515 m |  |  |  | 3 | 0 | Pass | null
58245015 | TNB | DISTRIBUTION | CHERAS | Existing | RYB | 11 kV |  |  |  |  | 70_1C_AL_XLPE |  |  |  | 1.086 m |  |  |  | 3 | 0 | Pass | null
58245017 | TNB | DISTRIBUTION | CHERAS | Existing | RYB | 11 kV |  |  |  |  | 70_1C_AL_XLPE |  |  |  | 1.628 m |  |  |  | 3 | 0 | Pass | null
58245127 | TNB | DISTRIBUTION | CHERAS | Existing | RYB | 11 kV |  |  |  |  | 240_3C_AL_XLPE | PE INDUSTRIES COMM NO 1: B13478 | BRONLEY HILL NO 2: B01472 |  | 1305.032 m |  |  |  | 3 | 0 | Pass | null
58316814 | TNB | DISTRIBUTION | CHERAS | Existing | RYB | 11 kV |  |  |  |  | 240_3C_AL_XLPE | BERKAT HASIL NO 11: B02735 | BERKAT HASIL NO 10: B02734 |  | 216.606 m |  |  |  | 3 | 1 | Pass | null
58399010 | TNB | DISTRIBUTION | CHERAS | Existing | RYB | 11 kV |  |  |  |  | 70_1C_AL_XLPE |  |  |  | 1.326 m |  |  |  | 3 | 0 | Pass | null
58399012 | TNB | DISTRIBUTION | CHERAS | Existing | RYB | 11 kV |  |  |  |  | 240_3C_AL_XLPE | PE AMAZON KBP 3: B13522 | DAIREN DEVELOPMENT NO 2: B10186 [OFF] |  | 36.027 m |  |  |  | 3 | 0 | Pass | null
58476301 | TNB | DISTRIBUTION | CHERAS | Existing | RYB | 11 kV |  |  |  |  | 70_1C_AL_XLPE |  |  |  | 2.839 m |  |  |  | 3 | 0 | Pass | null
58527827 | TNB | DISTRIBUTION | CHERAS | Existing | RYB | 11 kV |  |  |  |  | 70_1C_AL_XLPE |  |  |  | 1.021 m |  |  |  | 3 | 0 | Pass | null
58527872 | TNB | DISTRIBUTION | CHERAS | Existing | RYB | 11 kV |  |  |  |  | 240_3C_AL_XLPE | PE BIG APPLE: B13530 | PE MPSB LOT 62034: B12529 |  | 129.203 m |  |  |  | 3 | 0 | Pass | null
58532138 | TNB | DISTRIBUTION | CHERAS | Existing | RYB | 11 kV |  |  |  |  | 70_1C_AL_XLPE |  |  |  | 0.927 m |  |  |  | 3 | 0 | Pass | null
58532196 | TNB | DISTRIBUTION | CHERAS | Existing | RYB | 11 kV |  |  |  |  | 240_3C_AL_XLPE | PE KEB VENTURES: B13483 | KAW PERUSAHAAN CHERAS JAYA NO 3: B01856 [OFF] |  | 117.644 m |  |  |  | 3 | 0 | Pass | null
58567063 | TNB | DISTRIBUTION | CHERAS | Existing | RYB | 11 kV |  |  |  |  | 70_1C_AL_XLPE |  |  |  | 0.677 m |  |  |  | 3 | 0 | Pass | null
58567065 | TNB | DISTRIBUTION | CHERAS | Existing | RYB | 11 kV |  |  |  |  | 70_1C_AL_XLPE |  |  |  | 0.685 m |  |  |  | 3 | 0 | Pass | null
58575653 | TNB | DISTRIBUTION | CHERAS | Existing | RYB | 11 kV |  |  |  |  | 70_1C_AL_XLPE |  |  |  | 1.691 m |  |  |  | 3 | 0 | Pass | null
58575655 | TNB | DISTRIBUTION | CHERAS | Existing | RYB | 11 kV |  |  |  |  | 70_1C_AL_XLPE |  |  |  | 2.189 m |  |  |  | 3 | 0 | Pass | null
58575805 | TNB | DISTRIBUTION | CHERAS | Existing | RYB | 11 kV |  |  |  |  | 240_3C_AL_XLPE | PE KIDAMAI INDUSTRIAL PARK: B13512 | PE JADE HILL I-PARK: B14369 |  | 381.160 m |  |  |  | 3 | 0 | Pass | null
58579375 | TNB | DISTRIBUTION | CHERAS | Existing | RYB | 11 kV |  |  |  |  | 70_1C_AL_XLPE |  |  |  | 1.675 m |  |  |  | 3 | 0 | Pass | null
58579444 | TNB | DISTRIBUTION | CHERAS | Existing | RYB | 11 kV | NO | Class C |  |  | 240_3C_AL_XLPE | PE PDT CHUNDI BUSINESS: B13481 | TAMAN SUNNYSIDE NO 4: B09147 |  | 674.697 m |  |  |  | 3 | 0 | Pass | null
58584246 | TNB | DISTRIBUTION | CHERAS | Existing | RYB | 11 kV |  |  |  |  | 70_1C_AL_XLPE |  |  |  | 2.550 m |  |  |  | 3 | 0 | Pass | null
58584248 | TNB | DISTRIBUTION | CHERAS | Existing | RYB | 11 kV |  |  |  |  | 70_1C_AL_XLPE |  |  |  | 2.094 m |  |  |  | 3 | 0 | Pass | null
58584389 | TNB | DISTRIBUTION | CHERAS | Existing | RYB | 11 kV | NO | Class C |  |  | 240_3C_AL_XLPE | TMN GOOD VIEW: B12344 | PE GOOD VIEW NO 2: B13498 |  | 805.038 m |  |  |  | 3 | 0 | Pass | null
58587376 | TNB | DISTRIBUTION | CHERAS | Existing | RYB | 11 kV |  |  |  |  | 240_3C_AL_XLPE | TIP CORPORATION NO 2: B04564 | CL CHAN LANGAT: |  | 72.267 m |  |  |  | 3 | 0 | Pass | null
58587382 | TNB | DISTRIBUTION | CHERAS | Existing | RYB | 11 kV |  |  |  |  | 95_3C_AL_XLPE |  |  |  | 16.611 m |  |  |  | 3 | 0 | Pass | null
58592885 | TNB | DISTRIBUTION | CHERAS | Existing | RYB | 11 kV |  |  |  |  | 240_3C_AL_XLPE | SWS SG LONG QUARRY: B00000 | SWS SG LONG QUARRY: B00000 [OFF] |  | 3.256 m |  |  |  | 3 | 0 | Pass | null
58592886 | TNB | DISTRIBUTION | CHERAS | Existing | RYB | 11 kV |  |  |  |  | 240_3C_AL_XLPE | SWS SG LONG QUARRY: B00000 | SWS SG LONG QUARRY: B00000 |  | 3.271 m |  |  |  | 3 | 0 | Pass | null
58592894 | TNB | DISTRIBUTION | CHERAS | Existing | RYB | 11 kV |  |  |  |  | 240_3C_AL_XLPE |  |  |  | 253.196 m |  |  |  | 3 | 0 | Pass | null
58592895 | TNB | DISTRIBUTION | CHERAS | Existing | RYB | 11 kV |  |  |  |  | 240_3C_AL_XLPE |  |  |  | 272.808 m |  |  |  | 3 | 0 | Pass | null
58626593 | TNB | DISTRIBUTION | CHERAS | Existing | RYB | 11 kV | NO | Class C |  |  | 70_1C_AL_XLPE |  |  |  | 0.949 m |  |  |  | 3 | 0 | Pass | null
58630885 | TNB | DISTRIBUTION | CHERAS | Existing | RYB | 11 kV |  |  |  |  | 70_1C_AL_XLPE |  |  |  | 1.445 m |  |  |  | 3 | 0 | Pass | null
58630926 | TNB | DISTRIBUTION | CHERAS | Existing | RYB | 11 kV |  |  |  |  | 240_3C_AL_XLPE | PE PDT TAMAN BERINGIN: B13527 | SUTERA RESIDENCE NO 2: B11837 |  | 354.221 m |  |  |  | 3 | 0 | Pass | null
58635771 | TNB | DISTRIBUTION | CHERAS | Existing | RYB | 11 kV |  |  |  |  | 70_1C_AL_XLPE |  |  |  | 2.595 m |  |  |  | 3 | 0 | Pass | null
58635773 | TNB | DISTRIBUTION | CHERAS | Existing | RYB | 11 kV |  |  |  |  | 70_1C_AL_XLPE |  |  |  | 3.147 m |  |  |  | 3 | 0 | Pass | null
58635820 | TNB | DISTRIBUTION | CHERAS | Existing | RYB | 11 kV |  |  |  |  | 70_1C_AL_XLPE |  |  |  | 0.775 m |  |  |  | 3 | 0 | Pass | null
58635832 | TNB | DISTRIBUTION | CHERAS | Existing | RYB | 11 kV | NO | Class C |  |  | 240_3C_AL_XLPE | PE THE I-RESIDENCE NO 1: B13471 | PE THE I-RESIDENCE NO 2: |  | 18.236 m |  |  |  | 3 | 0 | Pass | null
58635833 | TNB | DISTRIBUTION | CHERAS | Existing | RYB | 11 kV | NO | Class C |  |  | 240_3C_AL_XLPE | PE THE I-RESIDENCE NO 2: | JLN BENDAHARA 12: B10206 |  | 289.916 m |  |  |  | 3 | 0 | Pass | null
58651749 | TNB | DISTRIBUTION | CHERAS | Existing | RYB | 11 kV | NO | Class C |  |  | 240_3C_AL_XLPE | NO 5 TMN BALAKONG JAYA: B04456 | SIERRA CHARM: B02798 [OFF] |  | 570.473 m |  |  |  | 3 | 0 | Pass | null
58651752 | TNB | DISTRIBUTION | CHERAS | Existing | RYB | 11 kV |  |  |  |  | 70_1C_AL_XLPE |  |  |  | 1.026 m |  |  |  | 3 | 0 | Pass | null
58651757 | TNB | DISTRIBUTION | CHERAS | Existing | RYB | 11 kV |  |  |  |  | 70_1C_AL_XLPE |  |  |  | 1.274 m |  |  |  | 3 | 0 | Pass | null
58656041 | TNB | DISTRIBUTION | CHERAS | Existing | RYB | 11 kV | NO | Class C |  |  | 70_1C_AL_XLPE |  |  |  | 1.234 m |  |  |  | 3 | 0 | Pass | null
58656043 | TNB | DISTRIBUTION | CHERAS | Existing | RYB | 11 kV | NO | Class C |  |  | 70_1C_AL_XLPE |  |  |  | 1.264 m |  |  |  | 3 | 0 | Pass | null
58904232 | TNB | DISTRIBUTION | CHERAS | Existing | RYB | 11 kV |  |  |  |  | 70_1C_AL_XLPE |  |  |  | 0.945 m |  |  |  | 3 | 0 | Pass | null
58986681 | TNB | DISTRIBUTION | CHERAS | Existing | RYB | 33 kV | YES | Class D |  |  | 630_1C_AL_XLPE | PMU BLKG 132/33 kV: 8L5 | PBEL: |  | 2704.216 m |  |  | BLKG: 8L5 | 3 | 0 | Pass | null
59334671 | TNB | DISTRIBUTION | CHERAS | Existing | RYB | 11 kV | NO | Class C |  |  | 70_1C_AL_XLPE |  |  |  | 7.995 m |  |  |  | 3 | 0 | Pass | null
59334675 | TNB | DISTRIBUTION | CHERAS | Existing | RYB | 11 kV | NO | Class C |  |  | 70_1C_AL_XLPE |  |  |  | 7.251 m |  |  |  | 3 | 0 | Pass | null
59336240 | TNB | DISTRIBUTION | CHERAS | Existing | RYB | 11 kV | NO | Class C |  |  | 240_3C_AL_XLPE | PE WIRA MUTIARA: B13795 | JLN IKHLAS SG LONG: B07140 |  | 580.931 m |  |  |  | 3 | 0 | Pass | null
59336244 | TNB | DISTRIBUTION | CHERAS | Existing | RYB | 11 kV | NO | Class C |  |  | 240_3C_AL_XLPE | TANMING MUTIARA SG LONG: B10480 | PE WIRA MUTIARA: B13792 |  | 439.989 m |  |  |  | 3 | 0 | Pass | null
59849780 | TNB | DISTRIBUTION | CHERAS | Existing | RYB | 11 kV |  |  |  |  | 70_1C_AL_XLPE |  |  |  | 2.622 m |  |  |  | 3 | 0 | Pass | null
59875537 | TNB | DISTRIBUTION | CHERAS | Existing | RYB | 11 kV |  |  |  |  | 70_1C_AL_XLPE |  |  |  | 1.379 m |  |  |  | 3 | 0 | Pass | null
60000065 | TNB | DISTRIBUTION | CHERAS | Existing | RYB | 11 kV |  |  |  |  | 70_1C_AL_XLPE |  |  |  | 8.925 m |  |  |  | 3 | 0 | Pass | null
60000069 | TNB | DISTRIBUTION | CHERAS | Existing | RYB | 11 kV | NO | Class C |  |  | 240_3C_AL_XLPE | PPU MHCR2: | BDR MAHKOTA CHERAS NO. 7: B13535 |  | 564.103 m |  |  |  | 3 | 0 | Pass | null
60000083 | TNB | DISTRIBUTION | CHERAS | Existing | RYB | 11 kV | NO | Class C |  |  | 240_3C_AL_XLPE | PPU MHCR2: | BDR MAHKOTA CHERAS NO 15: B06750 |  | 1626.593 m |  |  |  | 3 | 0 | Pass | null
60000087 | TNB | DISTRIBUTION | CHERAS | Existing | RYB | 11 kV | NO | Class C |  |  | 240_3C_AL_XLPE | PDT SHELL BMC: | JALAN PUTRA BMC: B07908 |  | 552.077 m |  |  |  | 3 | 0 | Pass | null
60000179 | TNB | DISTRIBUTION | CHERAS | Existing | RYB | 33 kV |  |  |  |  | 630_1C_AL_XLPE | PPU MHCR2: | PPU MHCR: 1P5 |  | 688.289 m |  |  |  | 3 | 1 | Pass | null
60017984 | TNB | DISTRIBUTION | CHERAS | Existing | RYB | 11 kV | NO | Class C |  |  | 70_1C_AL_XLPE |  |  |  | 3.014 m |  |  |  | 3 | 0 | Pass | null
60034414 | TNB | DISTRIBUTION | CHERAS | Existing | RYB | 33 kV |  |  |  |  | 630_1C_AL_XLPE | PPU SGLN: [OFF] | CJYA: 3L5 |  | 5765.378 m |  |  |  | 3 | 0 | Pass | null
60077354 | TNB | DISTRIBUTION | CHERAS | Existing | RYB | 33 kV |  |  |  |  | 630_1C_AL_XLPE | CJYA: | JUBA: |  | 2524.690 m |  |  |  | 3 | 0 | Pass | null
60094530 | TNB | DISTRIBUTION | CHERAS | Existing | RYB | 33 kV | YES | Class C |  |  | 630_1C_AL_XLPE | PMU BLKG 132/33 kV: 10L5 | LMAS: |  | 9588.534 m |  |  | BLKG: 10L5 | 3 | 0 | Pass | null
60219091 | TNB | DISTRIBUTION | CHERAS | Existing | RYB | 11 kV | YES | Class D |  |  | 240_3C_AL_XLPE | PPU TSRA: | IND RINGAN BKT ANGKAT NO 1: B08265 |  | 878.161 m |  |  |  | 3 | 0 | Pass | null
60219154 | TNB | DISTRIBUTION | CHERAS | Existing | RYB | 33 kV | YES | Class D |  |  | 630_1C_AL_XLPE | PPU TSRA: | CJYA: 7L5 [OFF] |  | 3404.918 m |  |  |  | 3 | 0 | Pass | null
60455290 | TNB | DISTRIBUTION | CHERAS | Existing | RYB | 11 kV |  |  |  |  | 70_1C_AL_XLPE |  |  |  | 1.768 m |  |  |  | 3 | 0 | Pass | null
60455294 | TNB | DISTRIBUTION | CHERAS | Existing | RYB | 11 kV |  |  |  |  | 70_1C_AL_XLPE |  |  |  | 1.152 m |  |  |  | 3 | 0 | Pass | null
61232502 | TNB | DISTRIBUTION | CHERAS | Existing | RYB | 11 kV |  |  |  |  | 240_3C_AL_XLPE |  |  |  | 67.881 m |  |  | KABEL INI DIUBAH KE DALAM SATU DEMAND ATAS ARAHAN MR LIM UNTUK SATUKAN ACC NO. CUSTOMER (3/12/2014) | 3 | 0 | Pass | null
61637902 | TNB | DISTRIBUTION | CHERAS | Existing | RYB | 11 kV |  |  |  |  | 70_1C_AL_XLPE |  |  |  | 2.070 m |  |  |  | 3 | 0 | Pass | null
61637906 | TNB | DISTRIBUTION | CHERAS | Existing | RYB | 11 kV |  |  |  |  | 70_1C_AL_XLPE |  |  |  | 1.785 m |  |  |  | 3 | 0 | Pass | null
61638241 | TNB | DISTRIBUTION | CHERAS | Existing | RYB | 11 kV |  |  |  |  | 70_1C_AL_XLPE |  |  |  | 1.212 m |  |  |  | 3 | 0 | Pass | null
61638245 | TNB | DISTRIBUTION | CHERAS | Existing | RYB | 11 kV |  |  |  |  | 70_1C_AL_XLPE |  |  |  | 1.380 m |  |  |  | 3 | 0 | Pass | null
61639987 | TNB | DISTRIBUTION | CHERAS | Existing | RYB | 11 kV |  |  |  |  | 240_3C_AL_XLPE | PE AVENUE 4 NO 2: B13805 | PE AVENUE 4 NO 1: B13796 |  | 318.793 m |  |  |  | 3 | 0 | Pass | null
61679016 | TNB | DISTRIBUTION | CHERAS | Existing | RYB | 11 kV |  |  |  |  | 240_3C_AL_XLPE | KRIS COMPONENT: B01806 | MIEL NO 2 CHERAS JAYA: MBB01807 |  | 104.598 m |  |  |  | 3 | 0 | Pass | null
61691908 | TNB | DISTRIBUTION | CHERAS | Existing | RYB | 11 kV | NO | Class C |  |  | 240_3C_AL_XLPE | SUN HUP HING LEONG ENG: B01547 | KRIS COMPONENT A.E. TECHNO NO 1: B01547 |  | 350.654 m |  |  |  | 3 | 0 | Pass | null
61893796 | TNB | DISTRIBUTION | CHERAS | Existing | RYB | 11 kV | NO | Class C |  |  | 70_1C_AL_XLPE |  |  |  | 2.324 m |  |  |  | 3 | 0 | Pass | null
61893800 | TNB | DISTRIBUTION | CHERAS | Existing | RYB | 11 kV | NO | Class C |  |  | 70_1C_AL_XLPE |  |  |  | 1.765 m |  |  |  | 3 | 0 | Pass | null
61893816 | TNB | DISTRIBUTION | CHERAS | Existing | RYB | 11 kV | NO | Class C |  |  | 70_1C_AL_XLPE |  |  |  | 2.430 m |  |  |  | 3 | 0 | Pass | null
61893820 | TNB | DISTRIBUTION | CHERAS | Existing | RYB | 11 kV | NO | Class C |  |  | 70_1C_AL_XLPE |  |  |  | 1.884 m |  |  |  | 3 | 0 | Pass | null
61894059 | TNB | DISTRIBUTION | CHERAS | Existing | RYB | 11 kV | NO | Class C |  |  | 240_3C_AL_XLPE | PMU BLKG 132/11 kV: 7 | PE NOUVELLE BALAKONG NO 2: B13768 |  | 2209.177 m |  |  | BLKG: 7 | 3 | 0 | Pass | null
61894066 | TNB | DISTRIBUTION | CHERAS | Existing | RYB | 11 kV | NO | Class C |  |  | 240_3C_AL_XLPE | PE NOUVELLE BALAKONG NO 2: B13771 | PE NOUVELLE BALAKONG NO 1: B13563 |  | 18.991 m |  |  |  | 3 | 0 | Pass | null
61898025 | TNB | DISTRIBUTION | CHERAS | Existing | RYB | 11 kV |  |  |  |  | 70_1C_AL_XLPE |  |  |  | 1.970 m |  |  |  | 3 | 0 | Pass | null
61898086 | TNB | DISTRIBUTION | CHERAS | Existing | RYB | 11 kV |  |  |  |  | 240_3C_AL_XLPE | MIFTAHALUL ULUM: B13544 | BATU 3 QUARRY: B12025 |  | 3128.682 m |  |  |  | 3 | 0 | Pass | null
61902350 | TNB | DISTRIBUTION | CHERAS | Existing | RYB | 11 kV | NO | Class C |  |  | 70_1C_AL_XLPE |  |  |  | 1.999 m |  |  |  | 3 | 0 | Pass | null
61902428 | TNB | DISTRIBUTION | CHERAS | Existing | RYB | 11 kV | NO | Class C |  |  | 240_3C_AL_XLPE | PMU BLKG 132/11 kV: 1 | PDT TK TENT: B13509 |  | 97.343 m |  |  | BLKG: 1 | 3 | 1 | Pass | null
61911073 | TNB | DISTRIBUTION | CHERAS | Existing | RYB | 11 kV |  |  |  |  | 70_1C_AL_XLPE |  |  |  | 1.371 m |  |  |  | 3 | 0 | Pass | null
61911143 | TNB | DISTRIBUTION | CHERAS | Existing | RYB | 11 kV |  |  |  |  | 70_1C_AL_XLPE |  |  |  | 0.683 m |  |  |  | 3 | 0 | Pass | null
61911191 | TNB | DISTRIBUTION | CHERAS | Existing | RYB | 11 kV | NO | Class C |  |  | 240_3C_AL_XLPE | PE PDT VISTA HILL NO 2: B13560 | PE PDT VISTA HILL NO 1: B13559 |  | 209.276 m |  |  |  | 3 | 0 | Pass | null
61911194 | TNB | DISTRIBUTION | CHERAS | Existing | RYB | 11 kV | NO | Class C |  |  | 240_3C_AL_XLPE | PE PDT VISTA HILL NO 1: B11594 | JALAN MAHKOTA 5: B11594 |  | 353.310 m |  |  |  | 3 | 0 | Pass | null
61928083 | TNB | DISTRIBUTION | CHERAS | Existing | RYB | 11 kV |  |  |  |  | 70_1C_AL_XLPE |  |  |  | 2.151 m |  |  |  | 3 | 0 | Pass | null
61928227 | TNB | DISTRIBUTION | CHERAS | Existing | RYB | 11 kV |  |  |  |  | 70_1C_AL_XLPE |  |  |  | 2.089 m |  |  |  | 3 | 0 | Pass | null
61928237 | TNB | DISTRIBUTION | CHERAS | Existing | RYB | 11 kV |  |  |  |  | 240_3C_AL_XLPE |  | PE KUOK MENG NAI: B13556 |  | 290.854 m |  |  |  | 3 | 0 | Pass | null
61928241 | TNB | DISTRIBUTION | CHERAS | Existing | RYB | 11 kV |  |  |  |  | 240_3C_AL_XLPE | PE KUOK MENG NAI: B13554 | AREENA DEVP: B13497 |  | 283.999 m |  |  |  | 3 | 0 | Pass | null
61932380 | TNB | DISTRIBUTION | CHERAS | Existing | RYB | 11 kV |  |  |  |  | 70_1C_AL_XLPE |  |  |  | 1.201 m |  |  |  | 3 | 0 | Pass | null
61932477 | TNB | DISTRIBUTION | CHERAS | Existing | RYB | 11 kV |  |  |  |  | 240_3C_AL_XLPE | PE PDT SUTERA RESIDENCE: B13550 | SUTERA RESIDENCE NO 3: B11840 |  | 123.276 m |  |  |  | 3 | 0 | Pass | null
61936671 | TNB | DISTRIBUTION | CHERAS | Existing | RYB | 11 kV |  |  |  |  | 70_1C_AL_XLPE |  |  |  | 2.509 m |  |  |  | 3 | 0 | Pass | null
61936717 | TNB | DISTRIBUTION | CHERAS | Existing | RYB | 11 kV |  |  |  |  | 240_3C_AL_XLPE | PE PADAT TAMAN INDAH 2: B13547 | SG LONG NO 9: B12868 [OFF] |  | 593.072 m |  |  |  | 3 | 0 | Pass | null
61940995 | TNB | DISTRIBUTION | CHERAS | Existing | RYB | 11 kV | NO |  |  |  | 70_1C_AL_XLPE |  |  |  | 2.816 m |  |  |  | 3 | 0 | Pass | null
61941080 | TNB | DISTRIBUTION | CHERAS | Existing | RYB | 11 kV |  |  |  |  | 240_3C_AL_XLPE | GOLDFOX IND: B06444 | PE JEMCO VENTURE: B13551 |  | 188.338 m |  |  |  | 3 | 1 | Pass | null
61949569 | TNB | DISTRIBUTION | CHERAS | Existing | RYB | 11 kV |  |  |  |  | 70_1C_AL_XLPE |  |  |  | 1.046 m |  |  |  | 3 | 0 | Pass | null
61949644 | TNB | DISTRIBUTION | CHERAS | Existing | RYB | 11 kV |  |  |  |  | 240_3C_AL_XLPE | KAW PERUSAHAAN CHERAS JAYA NO 2: B01855 | PE PADAT LEW KOK HOONG: B13492 |  | 100.217 m |  |  |  | 3 | 1 | Pass | null
61958170 | TNB | DISTRIBUTION | CHERAS | Existing | RYB | 11 kV |  |  |  |  | 70_1C_AL_XLPE |  |  |  | 1.289 m |  |  |  | 3 | 0 | Pass | null
61958174 | TNB | DISTRIBUTION | CHERAS | Existing | RYB | 11 kV |  |  |  |  | 70_1C_AL_XLPE |  |  |  | 0.920 m |  |  |  | 3 | 0 | Pass | null
61958192 | TNB | DISTRIBUTION | CHERAS | Existing | RYB | 11 kV |  |  |  |  | 70_1C_AL_XLPE |  |  |  | 0.822 m |  |  |  | 3 | 0 | Pass | null
61958196 | TNB | DISTRIBUTION | CHERAS | Existing | RYB | 11 kV |  |  |  |  | 70_1C_AL_XLPE |  |  |  | 1.215 m |  |  |  | 3 | 0 | Pass | null
61958214 | TNB | DISTRIBUTION | CHERAS | Existing | RYB | 11 kV |  |  |  |  | 240_3C_AL_XLPE | PE YOU RESIDENCE NO 1: B13779 | GIANT HIGHWAY BT 9: B11532 [OFF] |  | 1962.485 m |  |  |  | 3 | 0 | Pass | null
61958216 | TNB | DISTRIBUTION | CHERAS | Existing | RYB | 11 kV |  |  |  |  | 240_3C_AL_XLPE | PE YOU RESIDENCE NO 2: B13775 | PE YOU RESIDENCE NO 1: B13776 |  | 54.367 m |  |  |  | 3 | 0 | Pass | null
61962668 | TNB | DISTRIBUTION | CHERAS | Existing | RYB | 11 kV |  |  |  |  | 240_3C_AL_XLPE | RUMAH PANGSA KOS RENDAH TMN WAWASAN: B10153 | DESA SAUJANA LANGAT: B13143 |  | 557.710 m |  |  |  | 3 | 0 | Pass | null
61963057 | TNB | DISTRIBUTION | CHERAS | Existing | RYB | 11 kV |  |  |  |  | 70_1C_AL_XLPE |  |  |  | 1.412 m |  |  |  | 3 | 0 | Pass | null
61963061 | TNB | DISTRIBUTION | CHERAS | Existing | RYB | 11 kV |  |  |  |  | 70_1C_AL_XLPE |  |  |  | 1.423 m |  |  |  | 3 | 0 | Pass | null
62027245 | TNB | DISTRIBUTION | CHERAS | Existing | RYB | 11 kV |  |  |  |  | 70_1C_AL_XLPE |  |  |  | 2.313 m |  |  |  | 3 | 0 | Pass | null
62027249 | TNB | DISTRIBUTION | CHERAS | Existing | RYB | 11 kV |  |  |  |  | 70_1C_AL_XLPE |  |  |  | 1.712 m |  |  |  | 3 | 0 | Pass | null
62035922 | TNB | DISTRIBUTION | CHERAS | Existing | RYB | 11 kV |  |  |  |  | 95_3C_AL_XLPE |  |  |  | 7.773 m |  |  |  | 3 | 0 | Pass | null
62095586 | TNB | DISTRIBUTION | CHERAS | Existing | RYB | 11 kV |  |  |  |  | 70_1C_AL_XLPE |  |  |  | 1.670 m |  |  |  | 3 | 0 | Pass | null
62095590 | TNB | DISTRIBUTION | CHERAS | Existing | RYB | 11 kV |  |  |  |  | 70_1C_AL_XLPE |  |  |  | 1.093 m |  |  |  | 3 | 0 | Pass | null
62095752 | TNB | DISTRIBUTION | CHERAS | Existing | RYB | 11 kV |  |  |  |  | 70_1C_AL_XLPE |  |  |  | 1.072 m |  |  |  | 3 | 0 | Pass | null
62095756 | TNB | DISTRIBUTION | CHERAS | Existing | RYB | 11 kV |  |  |  |  | 70_1C_AL_XLPE |  |  |  | 1.636 m |  |  |  | 3 | 0 | Pass | null
62095864 | TNB | DISTRIBUTION | CHERAS | Existing | RYB | 11 kV |  |  |  |  | 240_3C_AL_XLPE | PE GREEN SURIA NO 1: B13933 | PE GREEN SURIA NO 2: B13934 |  | 99.854 m |  |  |  | 3 | 0 | Pass | null
62095867 | TNB | DISTRIBUTION | CHERAS | Existing | RYB | 11 kV |  |  |  |  | 240_3C_AL_XLPE | PE GREEN SURIA NO 2: B13937 | PE PDT SUTERA RESIDENCE: B13548 |  | 527.692 m |  |  |  | 3 | 0 | Pass | null
62099849 | TNB | DISTRIBUTION | CHERAS | Existing | RYB | 11 kV |  |  |  |  | 70_1C_AL_XLPE |  |  |  | 1.096 m |  |  |  | 3 | 0 | Pass | null
62099853 | TNB | DISTRIBUTION | CHERAS | Existing | RYB | 11 kV |  |  |  |  | 70_1C_AL_XLPE |  |  |  | 1.672 m |  |  |  | 3 | 0 | Pass | null
62100094 | TNB | DISTRIBUTION | CHERAS | Existing | RYB | 11 kV | NO | Class C |  |  | 240_3C_AL_XLPE | PE SURIALAND INDUSTRI: B13783 | KENG SENG CORPORATION: B05885 |  | 680.430 m |  |  |  | 3 | 0 | Pass | null
62126113 | TNB | DISTRIBUTION | CHERAS | Existing | RYB | 11 kV |  |  |  |  | 240_3C_AL_XLPE |  |  |  | 90.350 m |  |  |  | 3 | 0 | Pass | null
62151403 | TNB | DISTRIBUTION | CHERAS | Existing | RYB | 11 kV | NO | Class C |  |  | 240_3C_AL_XLPE | JLN HULUBALANG 2/4: B10930 | PE JLN HULUBALANG BMC: B13926 |  | 773.133 m |  |  |  | 3 | 0 | Pass | null
62170509 | TNB | DISTRIBUTION | CHERAS | Existing | RYB | 11 kV |  |  |  |  | 70_1C_AL_XLPE |  |  |  | 2.558 m |  |  |  | 3 | 0 | Pass | null
62170513 | TNB | DISTRIBUTION | CHERAS | Existing | RYB | 11 kV |  |  |  |  | 70_1C_AL_XLPE |  |  |  | 2.206 m |  |  |  | 3 | 0 | Pass | null
62170640 | TNB | DISTRIBUTION | CHERAS | Existing | RYB | 11 kV | NO | Class C |  |  | 240_3C_AL_XLPE | TMN TROPICANA NO 2: B13788 | TMN SURIA NO 2: B10197 |  | 661.165 m |  |  |  | 3 | 0 | Pass | null
62172842 | TNB | DISTRIBUTION | CHERAS | Existing | RYB | 11 kV | NO | Class C |  |  | 70_1C_AL_XLPE |  |  |  | 0.657 m |  |  |  | 3 | 0 | Pass | null
62173125 | TNB | DISTRIBUTION | CHERAS | Existing | RYB | 11 kV | NO | Class C |  |  | 240_3C_AL_XLPE | SG LONG NO 2: B02392 | PE SJK (C) BDR SG LONG: B13943 |  | 627.880 m |  |  |  | 3 | 0 | Pass | null
62211528 | TNB | DISTRIBUTION | CHERAS | Existing | RYB | 11 kV |  |  |  |  | 70_1C_AL_XLPE |  |  |  | 1.743 m |  |  |  | 3 | 0 | Pass | null
62220109 | TNB | DISTRIBUTION | CHERAS | Existing | RYB | 11 kV |  |  |  |  | 70_1C_AL_XLPE |  |  |  | 0.941 m |  |  |  | 3 | 0 | Pass | null
62220123 | TNB | DISTRIBUTION | CHERAS | Existing | RYB | 11 kV | NO | Class C |  |  | 240_3C_AL_XLPE | PE 3V ASIA FURNITURE: B13787 | 3V HOLDING: B08998 [OFF] |  | 440.103 m |  |  |  | 3 | 0 | Pass | null
62224482 | TNB | DISTRIBUTION | CHERAS | Existing | RYB | 11 kV | NO | Class C |  |  | 240_3C_AL_XLPE | PETRONAS GREEN STATION: B11915 | SSU HUA ZHONG: |  | 624.234 m |  |  |  | 3 | 0 | Pass | null
62224484 | TNB | DISTRIBUTION | CHERAS | Existing | RYB | 11 kV |  |  |  |  | 240_3C_AL_XLPE | KOMP PENT KEJ UPM: | SSU HUA ZHONG: |  | 1596.582 m |  |  |  | 3 | 0 | Pass | null
62224487 | TNB | DISTRIBUTION | CHERAS | Existing | RYB | 11 kV | NO | Class C |  |  | 240_3C_AL_XLPE | SSU HUA ZHONG: | SSU HUA ZHONG: [OFF] |  | 2.324 m |  |  |  | 3 | 0 | Pass | null
62224491 | TNB | DISTRIBUTION | CHERAS | Existing | RYB | 11 kV |  |  |  |  | 240_3C_AL_XLPE |  |  |  | 32.422 m |  |  |  | 3 | 0 | Pass | null
62224493 | TNB | DISTRIBUTION | CHERAS | Existing | RYB | 11 kV | NO | Class C |  |  | 240_3C_AL_XLPE |  |  |  | 29.810 m |  |  |  | 3 | 0 | Pass | null
62245842 | TNB | DISTRIBUTION | CHERAS | Existing | RYB | 11 kV |  |  |  |  | 95_3C_AL_XLPE |  |  |  | 19.806 m |  |  |  | 3 | 0 | Pass | null
62250174 | TNB | DISTRIBUTION | CHERAS | Existing | RYB | 11 kV | NO | Class C |  |  | 240_3C_AL_XLPE |  |  |  | 27.129 m |  |  |  | 3 | 0 | Pass | null
62263001 | TNB | DISTRIBUTION | CHERAS | Existing | RYB | 11 kV |  |  |  |  | 150_3C_AL_XLPE |  |  |  | 6.141 m |  |  |  | 3 | 0 | Pass | null
62288795 | TNB | DISTRIBUTION | CHERAS | Existing | RYB | 11 kV |  |  |  |  | 70_1C_AL_XLPE |  |  |  | 1.916 m |  |  |  | 3 | 0 | Pass | null
62289086 | TNB | DISTRIBUTION | CHERAS | Existing | RYB | 11 kV |  |  |  |  | 240_3C_AL_XLPE | PE AVENUE 4 NO 1: B13799 | PE TOWN PARK 5 NO 1: B13921 |  | 1153.259 m |  |  |  | 3 | 0 | Pass | null
62289091 | TNB | DISTRIBUTION | CHERAS | Existing | RYB | 11 kV |  |  |  |  | 240_3C_AL_XLPE | JLN DUTAMAS 9: B11808 | PE AVENUE 4 NO 2: B13808 |  | 1354.735 m |  |  |  | 3 | 0 | Pass | null
63001733 | TNB | DISTRIBUTION | CHERAS | Existing | RYB | 11 kV |  |  |  |  | 70_1C_AL_XLPE |  |  |  | 2.694 m |  |  |  | 3 | 0 | Pass | null
63580119 | TNB | DISTRIBUTION | CHERAS | Existing | RYB | 33 kV |  |  |  |  | 500_1C_AL_XLPE | CJYA: |  |  | 6826.627 m |  |  |  | 3 | 0 | Pass | null
252067045 | TNB | DISTRIBUTION | CHERAS | Existing | RYB | 11 kV |  |  |  |  | 240_3C_AL_XLPE | JEMCO MARKETING: B07134 | JEMCO MARKETING: B07133 |  | 3.500 m |  |  |  | 3 | 0 | Pass | null
252067059 | TNB | DISTRIBUTION | CHERAS | Existing | RYB | 11 kV |  |  |  |  | 240_3C_AL_XLPE | TMN JUARA JAYA: B02875 | TMN JUARA JAYA: B02874 |  | 1.444 m |  |  |  | 3 | 0 | Pass | null
252067063 | TNB | DISTRIBUTION | CHERAS | Existing | RYB | 11 kV |  |  |  |  | 240_3C_AL_XLPE | BELIA IKBN NO 3 DUSUN TUA: B08714 | BELIA IKBN NO 3 DUSUN TUA: B08183 |  | 4.179 m |  |  |  | 3 | 0 | Pass | null
252067067 | TNB | DISTRIBUTION | CHERAS | Existing | RYB | 11 kV |  |  |  |  | 240_3C_AL_XLPE | PKNS BKT KUNDANG: B02254 | BELIA DUSUN TUA (IKBN): B08361 |  | 2266.726 m |  |  |  | 3 | 3 | Pass | null
252067077 | TNB | DISTRIBUTION | CHERAS | Existing | RYB | 11 kV |  |  |  |  | 240_3C_AL_XLPE | LIEW YIEK HARDWARE: B01437 | PANG HONG: B01438 |  | 251.886 m |  |  |  | 3 | 2 | Pass | null
252067082 | TNB | DISTRIBUTION | CHERAS | Existing | RYB | 11 kV | NO | Class C |  |  | 240_3C_AL_XLPE | MIEL NO 4 CHERAS JAYA: B01539 | MIEL NO 3 CHERAS JAYA: B01532 |  | 178.800 m |  |  |  | 3 | 2 | Pass | null
252067104 | TNB | DISTRIBUTION | CHERAS | Existing | RYB | 11 kV |  |  |  |  | 185_3C_AL_PILC | WANGSA CHERAS: B02102 | SUNWAY CHERAS 1: B09408 |  | 568.422 m |  |  |  | 3 | 3 | Pass | null
252067116 | TNB | DISTRIBUTION | CHERAS | Existing | RYB | 11 kV |  |  |  |  | 70_1C_AL_XLPE |  |  |  | 9.230 m |  |  |  | 3 | 1 | Pass | null
252067120 | TNB | DISTRIBUTION | CHERAS | Existing | RYB | 11 kV |  |  |  |  | 70_1C_AL_XLPE |  |  |  | 13.467 m |  |  |  | 3 | 1 | Pass | null
252067130 | TNB | DISTRIBUTION | CHERAS | Existing | RYB | 11 kV |  |  |  |  | 240_3C_AL_XLPE | BTHO: 2 | TMN CHERAS PERDANA NO 1: B01665 |  | 1606.265 m |  |  |  | 3 | 2 | Pass | null
252067134 | TNB | DISTRIBUTION | CHERAS | Existing | RYB | 11 kV |  |  |  |  | 240_3C_AL_XLPE | TEXT FIBRE (THAM KOK ENG): B01363 | PE TAMAN INDAH 2 ,SG LONG: B13134 |  | 5263.861 m |  |  |  | 3 | 10 | Pass | null
252067154 | TNB | DISTRIBUTION | CHERAS | Existing | RYB | 11 kV |  |  |  |  | 70_1C_AL_XLPE |  |  |  | 2.181 m |  |  |  | 3 | 0 | Pass | null
252067158 | TNB | DISTRIBUTION | CHERAS | Existing | RYB | 11 kV | YES | Class D |  |  | 240_3C_AL_XLPE | PMU BLKG 132/11 kV: 9 | UNITED COACH BUILDER: B02821 |  | 2987.940 m |  |  | BLKG: 9 | 3 | 0 | Pass | null
252067165 | TNB | DISTRIBUTION | CHERAS | Existing | RYB | 11 kV | NO | Class C |  |  | 240_3C_AL_XLPE | PANGSAPURI INDAH TMN TANMING INDAH: B08956 | TMN TANMING INDAH NO 2: B08426 |  | 172.446 m |  |  |  | 3 | 2 | Pass | null
252067188 | TNB | DISTRIBUTION | CHERAS | Existing | RYB | 11 kV |  |  |  |  | 185_3C_AL_PILC | CJYA: 6 | PKNS CHERAS JAYA NO 4: B01373 |  | 516.695 m |  |  |  | 3 | 2 | Pass | null
252067194 | TNB | DISTRIBUTION | CHERAS | Existing | RYB | 11 kV |  |  |  |  | 70_1C_AL_XLPE |  |  |  | 22.959 m |  |  |  | 3 | 1 | Pass | null
252067202 | TNB | DISTRIBUTION | CHERAS | Existing | RYB | 11 kV |  |  |  |  | 240_3C_AL_XLPE | Y&L METAL INDUSTRIES - B2330: B08450 | ALLIED FOAM: B09267 |  | 160.752 m |  |  |  | 3 | 2 | Pass | null
252067212 | TNB | DISTRIBUTION | CHERAS | Existing | RYB | 11 kV | NO | Class C |  |  | 240_3C_AL_XLPE | GREEN ACRE PARK NO 1: B06617 | PALM WALK NO 4: B10557 [OFF] |  | 1219.019 m |  |  |  | 3 | 1 | Pass | null
252067218 | TNB | DISTRIBUTION | CHERAS | Existing | RYB | 11 kV |  |  |  |  | 240_3C_AL_XLPE | PADAT LOT 1898 JLN KPB 9: B11529 | DIAMOND PROPERTIES: B01268 |  | 529.761 m |  |  |  | 3 | 10 | Pass | null
252067230 | TNB | DISTRIBUTION | CHERAS | Existing | RYB | 11 kV |  |  |  |  | 240_3C_AL_XLPE | BKT BELIMBING NO 2: B02884 | UNITED SENSATION SB: B02885 |  | 193.776 m |  |  |  | 3 | 2 | Pass | null
252067235 | TNB | DISTRIBUTION | CHERAS | Existing | RYB | 11 kV |  |  |  |  | 240_3C_AL_XLPE | MULIA BERSAMA KPB 1: B12366 | SWEET TAPE (BUONTIRO): B01929 |  | 214.510 m |  |  |  | 3 | 1 | Pass | null
252067241 | TNB | DISTRIBUTION | CHERAS | Existing | RYB | 11 kV |  |  |  |  | 240_3C_AL_XLPE | CITIZEN SCREEN: B08446 | GIACOMO: B11686 |  | 78.314 m |  |  |  | 3 | 1 | Pass | null
252067247 | TNB | DISTRIBUTION | CHERAS | Existing | RYB | 11 kV |  |  |  |  | 240_3C_AL_XLPE | BELIMBING HEIGHTS NO 2: B07619 | BELIMBING HEIGHTS NO 1: B07618 [OFF] |  | 68.088 m |  |  |  | 3 | 2 | Pass | null
252067257 | TNB | DISTRIBUTION | CHERAS | Existing | RYB | 11 kV | NO | Class C |  |  | 240_3C_AL_XLPE | LFIP NO 7: B01980 | TAN KOK KWAH: B01981 |  | 516.320 m |  |  |  | 3 | 2 | Pass | null
252067263 | TNB | DISTRIBUTION | CHERAS | Existing | RYB | 11 kV |  |  |  |  | 240_3C_AL_XLPE | SRI PULAI: B07874 | NO 1 JLN BALAKONG JAYA 25: MBB07875 |  | 242.555 m |  |  |  | 3 | 2 | Pass | null
252067269 | TNB | DISTRIBUTION | CHERAS | Existing | RYB | 11 kV |  |  |  |  | 240_3C_AL_XLPE | JALAN KASTURI TMN KASTURI: B07552 | SETIA KASTURI NO 3: B06550 |  | 274.690 m |  |  |  | 3 | 2 | Pass | null
252067276 | TNB | DISTRIBUTION | CHERAS | Existing | RYB | 11 kV |  |  |  |  | 240_3C_AL_XLPE | CHERAS MAJU BT 11 CHERAS: B08845 | SELANGOR PAPERMILL: B01493 |  | 93.901 m |  |  |  | 3 | 2 | Pass | null
252067287 | TNB | DISTRIBUTION | CHERAS | Existing | RYB | 11 kV |  |  |  |  | 240_3C_AL_XLPE | TMN CHERAS PERDANA RIA: B01669 | GRAMEX (LEE AH PIR): B01670 |  | 122.732 m |  |  |  | 3 | 2 | Pass | null
252067292 | TNB | DISTRIBUTION | CHERAS | Existing | RYB | 11 kV |  |  |  |  | 240_3C_AL_XLPE | TEH SEN HUIA: B02861 | OOI BIN KEONG: B02860 |  | 127.251 m |  |  |  | 3 | 2 | Pass | null
252067318 | TNB | DISTRIBUTION | CHERAS | Existing | RYB | 11 kV |  |  |  |  | 240_3C_AL_XLPE | WENG HIN NO 2: B07058 | WENG HIN NO 1: B01420 |  | 208.038 m |  |  |  | 3 | 2 | Pass | null
252067324 | TNB | DISTRIBUTION | CHERAS | Existing | RYB | 11 kV | NO | Class C |  |  | 240_3C_AL_XLPE | TMN PUTRA BUDIMAN NO 1: B05080 | TMN PUTRA BUDIMAN NO 2: B06308 |  | 320.466 m |  |  |  | 3 | 2 | Pass | null
252067330 | TNB | DISTRIBUTION | CHERAS | Existing | RYB | 11 kV | NO | Class C |  |  | 240_3C_AL_XLPE | TAMAN SETIA IMPIAN EHSAN COMPACT: B09234 | TMN IMPIAN EHSAN NO 3: B01444 |  | 99.078 m |  |  |  | 3 | 2 | Pass | null
252067336 | TNB | DISTRIBUTION | CHERAS | Existing | RYB | 11 kV |  |  |  |  | 240_3C_AL_XLPE | TMN CHERAS PERDANA NO 3: B01649 | SEK MEN CHERAS PERDANA: B01650 |  | 153.680 m |  |  |  | 3 | 2 | Pass | null
252067345 | TNB | DISTRIBUTION | CHERAS | Existing | RYB | 11 kV |  |  |  |  | 240_3C_AL_XLPE | P/PURI SETIA KASTURI: B06969 | SETIA KASTURI NO 4: B07432 |  | 206.678 m |  |  |  | 3 | 1 | Pass | null
252067351 | TNB | DISTRIBUTION | CHERAS | Existing | RYB | 11 kV |  |  |  |  | 240_3C_AL_XLPE | SG LONG NO 7: B12185 | SG LONG NO 7: B12186 |  | 2.272 m |  |  |  | 3 | 0 | Pass | null
252067355 | TNB | DISTRIBUTION | CHERAS | Existing | RYB | 11 kV |  |  |  |  | 185_3C_AL_PILC | TERAS OAK NO 1: B05495 | TERAS OAK NO 1: B02002 |  | 2.275 m |  |  |  | 3 | 0 | Pass | null
252067367 | TNB | DISTRIBUTION | CHERAS | Existing | RYB | 11 kV |  |  |  |  | 240_3C_AL_XLPE | TMN LANGAT CERIA: B00000 | SEKOLAH SERI SURIA HULU LANGAT: B09106 |  | 3466.293 m |  |  |  | 3 | 9 | Pass | null
252067383 | TNB | DISTRIBUTION | CHERAS | Existing | RYB | 11 kV |  |  |  |  | 120_3C_AL_PILC | MAURI FERMENTATION: B01309 | FURNIWEB: B01301 |  | 444.134 m |  |  |  | 3 | 3 | Pass | null
252067401 | TNB | DISTRIBUTION | CHERAS | Existing | RYB | 11 kV |  |  |  |  | 300_3C_AL_PILC | SEK KEB SG BESI INDAH: B08206 | UNITED U-LI: B02785 |  | 708.418 m |  |  |  | 3 | 2 | Pass | null
252067406 | TNB | DISTRIBUTION | CHERAS | Existing | RYB | 11 kV |  |  |  |  | 240_3C_AL_XLPE | JUBA: | SSU AEON JUSCO CHERAS SELATAN: |  | 61.799 m |  |  |  | 3 | 2 | Pass | null
252067415 | TNB | DISTRIBUTION | CHERAS | Existing | RYB | 11 kV | NO | Class C |  |  | 240_3C_AL_XLPE | INDUSTRI BALAKONG JAYA NO 4: B09172 | INDUSTRI BALAKONG JAYA NO 4: B09171 |  | 2.114 m |  |  |  | 3 | 0 | Pass | null
252067434 | TNB | DISTRIBUTION | CHERAS | Existing | RYB | 11 kV | NO | Class C |  |  | 240_3C_AL_XLPE | INDUSTRI BALAKONG JAYA NO 2: B08111 | INDUSTRI BALAKONG JAYA NO 3: B08112 |  | 12.050 m |  |  |  | 3 | 0 | Pass | null
252067456 | TNB | DISTRIBUTION | CHERAS | Existing | RYB | 11 kV |  |  |  |  | 240_3C_AL_XLPE | CL CHAN LANGAT: | FOOK MEI: B11683 |  | 1160.356 m |  |  |  | 3 | 3 | Pass | null
252067476 | TNB | DISTRIBUTION | CHERAS | Existing | RYB | 11 kV |  |  |  |  | 240_3C_AL_XLPE | TOL PLAZA BALAKONG: B01572 | CHERAS JAYA NO 1: B01571 |  | 5219.968 m |  |  |  | 3 | 11 | Pass | null
252067493 | TNB | DISTRIBUTION | CHERAS | Existing | RYB | 11 kV |  |  |  |  | 240_3C_AL_XLPE | 3V HOLDING: B08997 | 3V HOLDING: B04214 |  | 3.507 m |  |  |  | 3 | 0 | Pass | null
252067501 | TNB | DISTRIBUTION | CHERAS | Existing | RYB | 11 kV |  |  |  |  | 240_3C_AL_XLPE | BT 14 HULU LANGAT: B02211 | TMN INDAH JAYA NO 2: B05881 |  | 1810.168 m |  |  |  | 3 | 2 | Pass | null
252067552 | TNB | DISTRIBUTION | CHERAS | Existing | RYB | 11 kV | NO | Class C |  |  | 240_3C_AL_XLPE | LAI CHEE KONG: B02833 | TROPICAL EXPANSION: B07966 |  | 194.432 m |  |  |  | 3 | 2 | Pass | null
252069756 | TNB | DISTRIBUTION | CHERAS | Existing | RYB | 11 kV |  |  |  |  | 300_3C_AL_PILC | SWS MINES WATERFRONT: B02644 | TOL BESRAYA: B02646 |  | 484.756 m |  |  |  | 3 | 0 | Pass | null
252073542 | TNB | DISTRIBUTION | CHERAS | Existing | RYB | 11 kV | NO | Class C |  |  | 240_3C_AL_XLPE | BDR SG LONG NO 11: B06027 | SG LONG NO 8: B02391 |  | 913.127 m |  |  |  | 3 | 0 | Pass | null
252073617 | TNB | DISTRIBUTION | CHERAS | Existing | RYB | 11 kV | NO | Class C |  |  | 240_3C_AL_XLPE | LOJI AIR CHERAS: B04001 | PADAT BUKIT DUKONG: B11378 |  | 1447.965 m |  |  |  | 3 | 0 | Pass | null
252073799 | TNB | DISTRIBUTION | CHERAS | Existing | RYB | 11 kV | NO | Class C |  |  | 300_3C_AL_PILC | PST DAGANGAN BALAKONG NO 3: B01429 | PST DAGANGAN BALAKONG NO 4: B01428 |  | 225.774 m |  |  |  | 3 | 0 | Pass | null
252073898 | TNB | DISTRIBUTION | CHERAS | Existing | RYB | 11 kV |  |  |  |  | 240_3C_AL_XLPE | RAKAN BERSATU NO 4: B063900 | SWS MOULD BASE: B01377 |  | 256.436 m |  |  |  | 3 | 4 | Pass | null
252074174 | TNB | DISTRIBUTION | CHERAS | Existing | RYB | 11 kV |  |  |  |  | 240_3C_AL_XLPE | BTHO NO 13: B01696 | JLN SUADAMAI 11/4 BTHO: B10021 |  | 272.970 m |  |  |  | 3 | 2 | Pass | null
252074673 | TNB | DISTRIBUTION | CHERAS | Existing | RYB | 11 kV | NO | Class C |  |  | 240_3C_AL_XLPE | TMN KOPERASI CUEPACS NO 3: B02417 | TMN LINGKARAN NUR: B05388 |  | 657.393 m |  |  |  | 3 | 0 | Pass | null
252074775 | TNB | DISTRIBUTION | CHERAS | Existing | RYB | 11 kV |  |  |  |  | 240_3C_AL_XLPE | CHASELAND NO 1: B06033 | CHASELAND NO 3: B06040 |  | 297.469 m |  |  |  | 3 | 3 | Pass | null
252074956 | TNB | DISTRIBUTION | CHERAS | Existing | RYB | 11 kV | NO | Class C |  |  | 240_3C_AL_XLPE | BF ASET MANAGEMENT: B06868 | LIM KOK YEONG SIMPANG BALAK: B03966 |  | 116.017 m |  |  |  | 3 | 2 | Pass | null
252075130 | TNB | DISTRIBUTION | CHERAS | Existing | RYB | 11 kV |  |  |  |  | 240_3C_AL_XLPE | EVERLAST ALUMINIUM (M) SB: B01932 | GOLDFOX IND: B06446 |  | 451.560 m |  |  |  | 3 | 5 | Pass | null
252075453 | TNB | DISTRIBUTION | CHERAS | Existing | RYB | 11 kV |  |  |  |  | 240_3C_AL_XLPE | DIY KPB 6: B12065 | GOLDEN STAR CRYSTAL: B10800 |  | 162.680 m |  |  |  | 3 | 2 | Pass | null
252075608 | TNB | DISTRIBUTION | CHERAS | Existing | RYB | 11 kV |  |  |  |  | 240_3C_AL_XLPE | GREAT ASIA TIN CAN SB: B01320 | THAM PONG AGRICULTURE SB: B01321 |  | 376.011 m |  |  |  | 3 | 2 | Pass | null
252075638 | TNB | DISTRIBUTION | CHERAS | Existing | RYB | 11 kV |  |  |  |  | 240_3C_AL_XLPE | RAKAN BERSATU NO 3: B01376 | RAKAN BERSATU NO 4: B06392 |  | 24.645 m |  |  |  | 3 | 2 | Pass | null
252075659 | TNB | DISTRIBUTION | CHERAS | Existing | RYB | 11 kV |  |  |  |  | 240_3C_AL_XLPE | DR ENGINEERING SB: B01559 | TAI TAT: B01557 |  | 85.967 m |  |  |  | 3 | 2 | Pass | null
252075680 | TNB | DISTRIBUTION | CHERAS | Existing | RYB | 11 kV |  |  |  |  | 240_3C_AL_XLPE | RAKAN BERSATU NO 1: B01386 | IDAM RC CENTRO: MBB01383 |  | 367.273 m |  |  |  | 3 | 4 | Pass | null
252075714 | TNB | DISTRIBUTION | CHERAS | Existing | RYB | 11 kV |  |  |  |  | 240_3C_AL_XLPE | TMN HARMONI: B02893 | FLAT TAMAN HARMONI: B08358 |  | 24.432 m |  |  |  | 3 | 1 | Pass | null
252076327 | TNB | DISTRIBUTION | CHERAS | Existing | RYB | 11 kV |  |  |  |  | 240_3C_AL_XLPE | PPU MHCR: 6 | LOT 4161 LKC VANTURES: B11087 |  | 4708.744 m |  |  |  | 3 | 18 | Pass | null
252076347 | TNB | DISTRIBUTION | CHERAS | Existing | RYB | 11 kV | NO | Class C |  |  | 240_3C_AL_XLPE | YWE: B02830 | TIMELESS MILLION: B07219 |  | 99.077 m |  |  |  | 3 | 2 | Pass | null
252076364 | TNB | DISTRIBUTION | CHERAS | Existing | RYB | 11 kV |  |  |  |  | 240_3C_AL_XLPE | PE WOO SHAO CON: B14701 | ARMADA CERGAS: B10337 |  | 133.551 m |  |  |  | 3 | 1 | Pass | null
252076488 | TNB | DISTRIBUTION | CHERAS | Existing | RYB | 11 kV |  |  |  |  | 240_3C_AL_XLPE | CJYA: 5 | PE CHERAS SELATAN 118: B14257 |  | 2996.692 m |  |  |  | 3 | 13 | Pass | null
252076509 | TNB | DISTRIBUTION | CHERAS | Existing | RYB | 11 kV |  |  |  |  | 240_3C_AL_XLPE | SOON HUAT: B02846 | WOO CHEE WAH: B02845 |  | 619.253 m |  |  |  | 3 | 3 | Pass | null
252076809 | TNB | DISTRIBUTION | CHERAS | Existing | RYB | 11 kV |  |  |  |  | 70_1C_AL_XLPE |  |  |  | 26.124 m |  |  |  | 3 | 1 | Pass | null
252076988 | TNB | DISTRIBUTION | CHERAS | Existing | RYB | 11 kV |  |  |  |  | 240_3C_AL_XLPE | BERKAT HASIL NO 16: B02750 | BERKAT HASIL NO 12: B02749 |  | 143.214 m |  |  |  | 3 | 2 | Pass | null
252077061 | TNB | DISTRIBUTION | CHERAS | Existing | RYB | 11 kV |  |  |  |  | 240_3C_AL_XLPE | SOUTHERN LAKE NO 4: B06988 | SEK ANTARABANGSA AUSTRALIA: B07096 |  | 198.565 m |  |  |  | 3 | 2 | Pass | null
252077087 | TNB | DISTRIBUTION | CHERAS | Existing | RYB | 11 kV |  |  |  |  | 240_3C_AL_XLPE | BERKAT HASIL NO 6: B02716 | BERKAT HASIL NO 7: B02717 |  | 186.916 m |  |  |  | 3 | 2 | Pass | null
252077121 | TNB | DISTRIBUTION | CHERAS | Existing | RYB | 11 kV |  |  |  |  | 70_1C_AL_XLPE |  |  |  | 22.039 m |  |  | LOCAL TX | 3 | 1 | Pass | null
252077165 | TNB | DISTRIBUTION | CHERAS | Existing | RYB | 11 kV |  |  |  |  | 240_3C_AL_XLPE | KARPOH KNITTING: B01601 | LIN YAU BROTHER SB: B01602 |  | 125.688 m |  |  |  | 3 | 2 | Pass | null
252077719 | TNB | DISTRIBUTION | CHERAS | Existing | RYB | 11 kV |  |  |  |  | 185_3C_AL_PILC | TMN MEGAH NO 3: B01759 | TMN MEGAH NO 3A COMPACT: B04835 |  | 8.919 m |  |  |  | 3 | 1 | Pass | null
252079130 | TNB | DISTRIBUTION | CHERAS | Existing | RYB | 11 kV | NO | Class C |  |  | 240_3C_AL_XLPE | KENG SENG CORPORATION: B05887 | PTM STEEL: B08590 |  | 103.335 m |  |  |  | 3 | 1 | Pass | null
252079410 | TNB | DISTRIBUTION | CHERAS | Existing | RYB | 11 kV |  |  |  |  | 240_3C_AL_XLPE | SUPERIOR PRODUCT INC SB: B01592 | UNITED CASTING SB: B01593 |  | 153.301 m |  |  |  | 3 | 2 | Pass | null
252079421 | TNB | DISTRIBUTION | CHERAS | Existing | RYB | 11 kV |  |  |  |  | 240_3C_AL_XLPE | WHITEX GARMENT NO 2: B07842 | STRUKTUR TEGUH: B02782 |  | 43.160 m |  |  |  | 3 | 2 | Pass | null
252079586 | TNB | DISTRIBUTION | CHERAS | Existing | RYB | 11 kV | NO | Class C |  |  | 240_3C_AL_XLPE | JLN IKHLAS SG LONG: B07143 | JLN IKHLAS SG LONG: B07142 |  | 2.314 m |  |  |  | 3 | 0 | Pass | null
252079611 | TNB | DISTRIBUTION | CHERAS | Existing | RYB | 11 kV |  |  |  |  | 240_3C_AL_XLPE | LOT 1906 JLN KPB 9: B10608 | REYLON PRODUCTS: B01333 |  | 118.228 m |  |  |  | 3 | 2 | Pass | null
252079647 | TNB | DISTRIBUTION | CHERAS | Existing | RYB | 11 kV | NO | Class C |  |  | 240_3C_AL_XLPE | INDUSTRI BALAKONG JAYA NO 4: B08116 | INDUSTRI BALAKONG JAYA NO 3: B08115 [OFF] |  | 522.058 m |  |  |  | 3 | 3 | Pass | null
252079661 | TNB | DISTRIBUTION | CHERAS | Existing | RYB | 11 kV | NO | Class C |  |  | 240_3C_AL_XLPE | JLN TEMENGGUNG 27/9 NO 1: B12177 | RUMAH PAM BDR MAHKOTA CHERAS: B06692 |  | 179.321 m |  |  |  | 3 | 3 | Pass | null
252079817 | TNB | DISTRIBUTION | CHERAS | Existing | RYB | 11 kV |  |  |  |  | 240_3C_AL_XLPE | TMN ORKID NO 2: B07670 | JLN SG SERING 1: B09308 |  | 593.497 m |  |  |  | 3 | 2 | Pass | null
252079837 | TNB | DISTRIBUTION | CHERAS | Existing | RYB | 11 kV |  |  |  |  | 240_3C_AL_XLPE | BTHO: 3 | TOL PLAZA BALAKONG: B01574 |  | 1947.910 m |  |  |  | 3 | 5 | Pass | null
252079961 | TNB | DISTRIBUTION | CHERAS | Existing | RYB | 11 kV |  |  |  |  | 240_3C_AL_XLPE | LOT PT 52214 JLN KPB 10: B12270 | WENG ZHENG: B01278 |  | 419.884 m |  |  |  | 3 | 1 | Pass | null
252079967 | TNB | DISTRIBUTION | CHERAS | Existing | RYB | 11 kV |  |  |  |  | 240_3C_AL_XLPE | SANYIN: B08154 | MAURI FERMENTATION: B01311 |  | 633.463 m |  |  |  | 3 | 2 | Pass | null
252080076 | TNB | DISTRIBUTION | CHERAS | Existing | RYB | 11 kV |  |  |  |  | 240_3C_AL_XLPE | TERAS OAK NO 1: B02004 | ELEGANT CAPITAL NO 1: B02005 [OFF] |  | 208.399 m |  |  |  | 3 | 2 | Pass | null
252080237 | TNB | DISTRIBUTION | CHERAS | Existing | RYB | 11 kV |  |  |  |  | 240_3C_AL_XLPE | SG LONG NO 7: B02364 | SCOT PINE NO 1 COMPACT: B04406 |  | 796.064 m |  |  |  | 3 | 2 | Pass | null
252080330 | TNB | DISTRIBUTION | CHERAS | Existing | RYB | 11 kV | NO | Class C |  |  | 240_3C_AL_XLPE | PPU MHCR: 13 | MAN FAT SEC 2: B01317 |  | 3736.517 m |  |  |  | 3 | 0 | Pass | null
252080409 | TNB | DISTRIBUTION | CHERAS | Existing | RYB | 11 kV | NO | Class C |  |  | 240_3C_AL_XLPE | SIA CHIN AIK: B01505 | PE PDT LUTHERN CHURCH: B13913 |  | 799.466 m |  |  |  | 3 | 2 | Pass | null
252080415 | TNB | DISTRIBUTION | CHERAS | Existing | RYB | 11 kV |  |  |  |  | 240_3C_AL_XLPE | CJYA: 11 | MAGNAVILLA NO 2: B01868 |  | 917.723 m |  |  |  | 3 | 2 | Pass | null
252080540 | TNB | DISTRIBUTION | CHERAS | Existing | RYB | 11 kV |  |  |  |  | 240_3C_AL_XLPE | MINE: 6 | SOUTHERN LAKE NO 4: B06985 |  | 735.270 m |  |  |  | 3 | 2 | Pass | null
252080545 | TNB | DISTRIBUTION | CHERAS | Existing | RYB | 11 kV | NO | Class C |  |  | 240_3C_AL_XLPE | RMH PANGSA KOS RENDAH NO 2 IMPIAN EHSAN: B07269 | RMH PANGSA KOS RENDAH NO 1 IMPIAN EHSAN: B06841 |  | 97.225 m |  |  |  | 3 | 2 | Pass | null
252080551 | TNB | DISTRIBUTION | CHERAS | Existing | RYB | 11 kV |  |  |  |  | 185_3C_AL_PILC | GOOD EARTH: B02115 | TMN ALAM JAYA NO 2: B02113 |  | 490.123 m |  |  |  | 3 | 2 | Pass | null
252080562 | TNB | DISTRIBUTION | CHERAS | Existing | RYB | 11 kV |  |  |  |  | 240_3C_AL_XLPE | BTHO NO 8: B01682 | BTHO NO 3: B01681 |  | 289.465 m |  |  |  | 3 | 2 | Pass | null
252080689 | TNB | DISTRIBUTION | CHERAS | Existing | RYB | 11 kV |  |  |  |  | 240_3C_AL_XLPE | TMN INDAH JAYA NO 2: B05879 | TMN LESTARI INDAH: B10200 |  | 168.766 m |  |  |  | 3 | 2 | Pass | null
252080700 | TNB | DISTRIBUTION | CHERAS | Existing | RYB | 11 kV |  |  |  |  | 240_3C_AL_XLPE | BATU 3 QUARRY: B12023 | SWS SG LONG QUARRY: B00000 |  | 1680.135 m |  |  |  | 3 | 1 | Pass | null
252080706 | TNB | DISTRIBUTION | CHERAS | Existing | RYB | 11 kV | NO | Class C |  |  | 240_3C_AL_XLPE | COMMERCIAL AREA NO 11 JLN TEMENGGONG 19/: B09332 | JLN TEMENGGUNG 13/9: B11673 [OFF] |  | 190.093 m |  |  |  | 3 | 1 | Pass | null
252080808 | TNB | DISTRIBUTION | CHERAS | Existing | RYB | 11 kV |  |  |  |  | 240_3C_AL_XLPE | TMN LAGENDA MAS UTAMA: B09277 | TMN LAGENDA MAS NO 2: B06913 |  | 596.578 m |  |  |  | 3 | 2 | Pass | null
252080818 | TNB | DISTRIBUTION | CHERAS | Existing | RYB | 11 kV |  |  |  |  | 240_3C_AL_XLPE | SETIA KASTURI NO 3: B06549 | SETIA KASTURI NO 2: B06546 |  | 27.161 m |  |  |  | 3 | 2 | Pass | null
252080874 | TNB | DISTRIBUTION | CHERAS | Existing | RYB | 11 kV |  |  |  |  | 240_3C_AL_XLPE | DONGLAI: B02319 | SG LUI NO 3 BT 23 A/T: B02318 |  | 3790.944 m |  |  |  | 3 | 2 | Pass | null
252080939 | TNB | DISTRIBUTION | CHERAS | Existing | RYB | 11 kV |  |  |  |  | 240_3C_AL_XLPE | TMN DESA BARU COMPACT: B07534 | TMN DESA BARU NO 2 COMPACT: B09455 |  | 361.730 m |  |  |  | 3 | 2 | Pass | null
252080951 | TNB | DISTRIBUTION | CHERAS | Existing | RYB | 33 kV |  |  |  |  | 630_1C_AL_XLPE | MINE: | SSU NSK: 5S5 |  | 1949.595 m |  |  |  | 3 | 5 | Pass | null
252080956 | TNB | DISTRIBUTION | CHERAS | Existing | RYB | 11 kV | NO | Class C |  |  | 240_3C_AL_XLPE | JLN PERMAISURI NO 2 BDR MAHKOTA CHERAS: B07118 | JLN PERMAISURI NO 1 BDR MAHKOTA CHERAS: B07117 |  | 375.397 m |  |  |  | 3 | 2 | Pass | null
252081069 | TNB | DISTRIBUTION | CHERAS | Existing | RYB | 11 kV |  |  |  |  | 240_3C_AL_XLPE | BDR MAHKOTA CHERAS NO. 13: B06361 | PANGSAPURI MAHKOTA NO 1: B08279 |  | 262.175 m |  |  |  | 3 | 2 | Pass | null
252081079 | TNB | DISTRIBUTION | CHERAS | Existing | RYB | 11 kV |  |  |  |  | 240_3C_AL_XLPE | BT 21 PANGSOON PADAT: B04594 | KG ORG ASLI PANGSOON PADAT: B04595 |  | 1770.841 m |  |  |  | 3 | 2 | Pass | null
252081183 | TNB | DISTRIBUTION | CHERAS | Existing | RYB | 11 kV | NO | Class C |  |  | 240_3C_AL_XLPE | MASTER JAYA: B01901 | KINMA RUBBER IND SB: B01902 |  | 385.295 m |  |  |  | 3 | 3 | Pass | null
252081189 | TNB | DISTRIBUTION | CHERAS | Existing | RYB | 11 kV | NO | Class C |  |  | 240_3C_AL_XLPE | COMMERCIAL AREA NO 5: B08631 | COMMERCIAL AREA NO 6: B08632 |  | 73.752 m |  |  |  | 3 | 2 | Pass | null
252081195 | TNB | DISTRIBUTION | CHERAS | Existing | RYB | 11 kV |  |  |  |  | 240_3C_AL_XLPE | KG NURUL IMAN: B02336 | SWS SG LONG QUARRY: B00000 |  | 848.921 m |  |  |  | 3 | 2 | Pass | null
252081336 | TNB | DISTRIBUTION | CHERAS | Existing | RYB | 11 kV | NO | Class C |  |  | 240_3C_AL_XLPE | KRIS COMPONENT A.E. TECHNO NO 1: B01545 | MIEL NO 4 CHERAS JAYA: B01538 |  | 93.183 m |  |  |  | 3 | 2 | Pass | null
252081342 | TNB | DISTRIBUTION | CHERAS | Existing | RYB | 11 kV |  |  |  |  | 240_3C_AL_XLPE | TMN SRI CHERAS NO 2: B01716 | TMN MEGAH NO 4: B01752 |  | 1018.695 m |  |  |  | 3 | 2 | Pass | null
252081348 | TNB | DISTRIBUTION | CHERAS | Existing | RYB | 11 kV |  |  |  |  | 240_3C_AL_XLPE | CONTROL INSTRUMENT: B01241 | SWS BINA PLASTIC: B01242 |  | 512.333 m |  |  |  | 3 | 2 | Pass | null
252081366 | TNB | DISTRIBUTION | CHERAS | Existing | RYB | 11 kV |  |  |  |  | 240_3C_AL_XLPE | BTHO NO 1: B01636 | CHERAS PERDANA NO 7: B01635 [OFF] |  | 555.398 m |  |  |  | 3 | 4 | Pass | null
252081470 | TNB | DISTRIBUTION | CHERAS | Existing | RYB | 11 kV |  |  |  |  | 240_3C_AL_XLPE | TMN ORKID JLN ORKID NO 5: B09932 | TMN ORKID JLN ORKID 5/2: B10180 |  | 121.010 m |  |  |  | 3 | 2 | Pass | null
252081525 | TNB | DISTRIBUTION | CHERAS | Existing | RYB | 11 kV | NO | Class C |  |  | 240_3C_AL_XLPE | AUDIO EXPRESS (TANMING): MB01910 | FLOORGO: B01911 |  | 145.984 m |  |  |  | 3 | 2 | Pass | null
252081531 | TNB | DISTRIBUTION | CHERAS | Existing | RYB | 11 kV | NO | Class C |  |  | 240_3C_AL_XLPE | REALCO SB: B01831 | UNION CARPET MAKER: B01832 |  | 292.483 m |  |  |  | 3 | 0 | Pass | null
252081537 | TNB | DISTRIBUTION | CHERAS | Existing | RYB | 11 kV |  |  |  |  | 240_3C_AL_XLPE | HONG KONG TOYS: B01483 | PLAZA PERABOT BALAKONG: B10495 |  | 143.603 m |  |  |  | 3 | 2 | Pass | null
252081543 | TNB | DISTRIBUTION | CHERAS | Existing | RYB | 11 kV | NO | Class C |  |  | 240_3C_AL_XLPE | P/PURI FOREST GREEN: B04849 | P/PURI FOREST GREEN COMPACT: B04850 |  | 276.305 m |  |  |  | 3 | 1 | Pass | null
252081548 | TNB | DISTRIBUTION | CHERAS | Existing | RYB | 11 kV | NO | Class C |  |  | 240_3C_AL_XLPE | PANGSAPURI MAHKOTA NO 1: B08281 | PANGSAPURI VISTA MAHKOTA: B11354 |  | 229.884 m |  |  |  | 3 | 2 | Pass | null
252081557 | TNB | DISTRIBUTION | CHERAS | Existing | RYB | 11 kV | NO | Class C |  |  | 240_3C_AL_XLPE | COMMERCIAL AREA NO 8 BMC: B08612 | COMMERCIAL AREA NO 11 JLN TEMENGGONG 19/: B09335 |  | 294.184 m |  |  |  | 3 | 0 | Pass | null
252081579 | TNB | DISTRIBUTION | CHERAS | Existing | RYB | 11 kV |  |  |  |  | 240_3C_AL_XLPE | GIRIMAS NO 1: B04224 | LCL FURNITURE: B04223 |  | 316.970 m |  |  |  | 3 | 4 | Pass | null
252081585 | TNB | DISTRIBUTION | CHERAS | Existing | RYB | 11 kV | NO | Class C |  |  | 240_3C_AL_XLPE | LFIP NO 5: B10120 | LFIP NO 5: B10119 |  | 7.675 m |  |  |  | 3 | 0 | Pass | null
252081723 | TNB | DISTRIBUTION | CHERAS | Existing | RYB | 11 kV |  |  |  |  | 240_3C_AL_XLPE | SOUTH EAST ASIA NO 2: B01583 | NEW ENGINEERING (M) SB: B01584 |  | 376.182 m |  |  |  | 3 | 4 | Pass | null
252081729 | TNB | DISTRIBUTION | CHERAS | Existing | RYB | 11 kV |  |  |  |  | 240_3C_AL_XLPE | COMPACT PETRONAS: B07011 | TMN MURNI: B01730 |  | 955.444 m |  |  |  | 3 | 5 | Pass | null
252081735 | TNB | DISTRIBUTION | CHERAS | Existing | RYB | 11 kV |  |  |  |  | 240_3C_AL_XLPE | IDAMAN VILLA: B08088 | TMN KEMACAHAYA BLOK 3: |  | 1394.945 m |  |  |  | 3 | 7 | Pass | null
252081874 | TNB | DISTRIBUTION | CHERAS | Existing | RYB | 11 kV |  |  |  |  | 240_3C_AL_XLPE | LEW MEW CHOI: B05017 | MERCEDES: B12474 |  | 210.698 m |  |  |  | 3 | 8 | Pass | null
252081883 | TNB | DISTRIBUTION | CHERAS | Existing | RYB | 11 kV |  |  |  |  | 240_3C_AL_XLPE | PUTRI JAYA NO 3: B01745 | TMN KOTA CHERAS NO 2: B01746 |  | 844.151 m |  |  |  | 3 | 2 | Pass | null
252081889 | TNB | DISTRIBUTION | CHERAS | Existing | RYB | 11 kV |  |  |  |  | 240_3C_AL_XLPE | UNITED U-LI: B02783 | EVERLAST ALUMINIUM (M) SB: B01930 |  | 1995.872 m |  |  |  | 3 | 9 | Pass | null
252081900 | TNB | DISTRIBUTION | CHERAS | Existing | RYB | 11 kV |  |  |  |  | 240_3C_AL_XLPE | DUSUN TUA MASJID A/T: B02278 | DUSUN TUA SEBERANG A/T: B02279 |  | 808.457 m |  |  |  | 3 | 2 | Pass | null
252081906 | TNB | DISTRIBUTION | CHERAS | Existing | RYB | 11 kV |  |  |  |  | 240_3C_AL_XLPE | ELEGANT CAPITAL NO 2: B02016 | BONANZA INDUSTRIAL PARK: B08558 |  | 69.844 m |  |  |  | 3 | 3 | Pass | null
252082052 | TNB | DISTRIBUTION | CHERAS | Existing | RYB | 11 kV |  |  |  |  | 240_3C_AL_XLPE | PE AMAZON KPB 3 NO 1: B13292 | PE AMAZON KBP 3: B13524 |  | 78.042 m |  |  |  | 3 | 1 | Pass | null
252082058 | TNB | DISTRIBUTION | CHERAS | Existing | RYB | 11 kV |  |  |  |  | 185_3C_AL_PILC | FUJILITHO: B01613 | NEW ELECTRONIC GATE: B01614 |  | 145.322 m |  |  |  | 3 | 5 | Pass | null
252082064 | TNB | DISTRIBUTION | CHERAS | Existing | RYB | 11 kV |  |  |  |  | 240_3C_AL_XLPE | TMN RASA SAYANG NO 1: B05466 | TMN CHERAS MAS NO 2: B02048 |  | 1030.889 m |  |  |  | 3 | 5 | Pass | null
252082168 | TNB | DISTRIBUTION | CHERAS | Existing | RYB | 11 kV |  |  |  |  | 240_3C_AL_XLPE | PANGSAPURI(KONDO) LANGAT JAYA: B08460 | PANGSAPURI(KONDO) LANGAT JAYA: B08461 |  | 1.884 m |  |  |  | 3 | 0 | Pass | null
252082219 | TNB | DISTRIBUTION | CHERAS | Existing | RYB | 11 kV |  |  |  |  | 300_3C_AL_PILC | BKT BELIMBING NO 4: B02878 | BKT BELIMBING NO 3: B02879 |  | 462.624 m |  |  |  | 3 | 3 | Pass | null
252082230 | TNB | DISTRIBUTION | CHERAS | Existing | RYB | 11 kV |  |  |  |  | 240_3C_AL_XLPE | ELEGANT CAPITAL NO 1: B02008 | FAIR POINT: B07730 |  | 195.979 m |  |  |  | 3 | 2 | Pass | null
252082236 | TNB | DISTRIBUTION | CHERAS | Existing | RYB | 11 kV |  |  |  |  | 240_3C_AL_XLPE | JORDONE CORPORATION: B07458 | JORDONE CORPORATION NO 2: B08873 [OFF] |  | 144.969 m |  |  |  | 3 | 2 | Pass | null
252082356 | TNB | DISTRIBUTION | CHERAS | Existing | RYB | 11 kV |  |  |  |  | 185_3C_AL_PILC | LE GUAN IND SB: B01610 | FUJILITHO: B01611 |  | 176.705 m |  |  |  | 3 | 3 | Pass | null
252082362 | TNB | DISTRIBUTION | CHERAS | Existing | RYB | 11 kV |  |  |  |  | 240_3C_AL_XLPE | TAMAN SERI BELIMBING: B08934 | BKT BELIMBING NO 4: B02876 |  | 526.543 m |  |  |  | 3 | 2 | Pass | null
252082369 | TNB | DISTRIBUTION | CHERAS | Existing | RYB | 11 kV |  |  |  |  | 240_3C_AL_XLPE | TMN MAS JAYA IND NO 1: B02326 | JALAN MAS JAYA NO 1: B10207 |  | 225.587 m |  |  |  | 3 | 2 | Pass | null
252082375 | TNB | DISTRIBUTION | CHERAS | Existing | RYB | 11 kV |  |  |  |  | 240_3C_AL_XLPE | LAMAN KESUMA: B10486 | TMN PINGGIRAN DELIMA NO 1: B02237 |  | 1014.403 m |  |  |  | 3 | 4 | Pass | null
252082381 | TNB | DISTRIBUTION | CHERAS | Existing | RYB | 11 kV |  |  |  |  | 240_3C_AL_XLPE | S/S FRU: B08667 | SWS POLIS HUTAN: B02150 |  | 469.287 m |  |  |  | 3 | 2 | Pass | null
252082387 | TNB | DISTRIBUTION | CHERAS | Existing | RYB | 11 kV |  |  |  |  | 240_3C_AL_XLPE | NO 1 JLN BALAKONG JAYA: | NO 4 JLN 11 TMN BALAKONG JAYA: B04453 |  | 497.745 m |  |  |  | 3 | 2 | Pass | null
252082392 | TNB | DISTRIBUTION | CHERAS | Existing | RYB | 11 kV | NO | Class C |  |  | 240_3C_AL_XLPE | BDR MAHKOTA CHERAS NO 14: | PE PDT CHUNDI BUSINESS: B13479 |  | 800.286 m |  |  |  | 3 | 6 | Pass | null
252082413 | TNB | DISTRIBUTION | CHERAS | Existing | RYB | 11 kV | NO | Class C |  |  | 240_3C_AL_XLPE | TMN MESRA UTAMA IMPIAN EHSAN: B11780 | PST DAGANGAN BALAKONG NO 3: B01431 |  | 742.667 m |  |  |  | 3 | 0 | Pass | null
252082525 | TNB | DISTRIBUTION | CHERAS | Existing | RYB | 11 kV |  |  |  |  | 240_3C_AL_XLPE | KAJANG HEIGHT NO 1: B06276 | PRIMA MASTONE: B02806 |  | 616.402 m |  |  |  | 3 | 5 | Pass | null
252082533 | TNB | DISTRIBUTION | CHERAS | Existing | RYB | 11 kV |  |  |  |  | 240_3C_AL_XLPE | BHS HARDWERE: B02801 | SIERRA CHARM: B02800 |  | 170.133 m |  |  |  | 3 | 3 | Pass | null
252082651 | TNB | DISTRIBUTION | CHERAS | Existing | RYB | 11 kV |  |  |  |  | 240_3C_AL_XLPE | SG BESI INDAH NO 9A COMPACT: B04876 | SEK KEB SG BESI INDAH: B08208 |  | 744.795 m |  |  |  | 3 | 4 | Pass | null
252082677 | TNB | DISTRIBUTION | CHERAS | Existing | RYB | 11 kV | NO | Class C |  |  | 240_3C_AL_XLPE | BUKIT BAYU NO 1: B04387 | BUKIT BAYU NO 2: B04391 |  | 775.012 m |  |  |  | 3 | 2 | Pass | null
252082687 | TNB | DISTRIBUTION | CHERAS | Existing | RYB | 11 kV |  |  |  |  | 240_3C_AL_XLPE | TAMAN ORKID NO 3: B07667 | TMN ORKID NO 1: B07666 |  | 442.060 m |  |  |  | 3 | 2 | Pass | null
252082694 | TNB | DISTRIBUTION | CHERAS | Existing | RYB | 11 kV |  |  |  |  | 240_3C_AL_XLPE | TMN PUTRA BUDIMAN 1/2 PHASE 3: B08087 | SRI PULAI: B07871 |  | 730.028 m |  |  |  | 3 | 4 | Pass | null
252082805 | TNB | DISTRIBUTION | CHERAS | Existing | RYB | 11 kV |  |  |  |  | 240_3C_AL_XLPE | TAMI: 2 | BERKAT HASIL NO 5: B02701 |  | 656.012 m |  |  |  | 3 | 3 | Pass | null
252082811 | TNB | DISTRIBUTION | CHERAS | Existing | RYB | 11 kV |  |  |  |  | 240_3C_AL_XLPE | BERKAT HASIL NO 7: B02719 | BERKAT HASIL NO 13: B02720 |  | 364.909 m |  |  |  | 3 | 2 | Pass | null
252082817 | TNB | DISTRIBUTION | CHERAS | Existing | RYB | 11 kV |  |  |  |  | 240_3C_AL_XLPE | VESSELTECH: B01939 | ASAS EKUITI S/B: B04717 |  | 160.838 m |  |  |  | 3 | 3 | Pass | null
252084168 | TNB | DISTRIBUTION | CHERAS | Existing | RYB | 11 kV |  |  |  |  | 240_3C_AL_XLPE | CJYA: 7 | PKNS CHERAS JAYA NO 5 COMPACT: B01575 |  | 904.088 m |  |  |  | 3 | 3 | Pass | null
252084174 | TNB | DISTRIBUTION | CHERAS | Existing | RYB | 11 kV |  |  |  |  | 240_3C_AL_XLPE | TMN PUTRI NO 5: B02094 | TMN PUTRI NO 3: B02093 |  | 334.171 m |  |  |  | 3 | 4 | Pass | null
252085148 | TNB | DISTRIBUTION | CHERAS | Existing | RYB | 11 kV |  |  |  |  | 240_3C_AL_XLPE | PERDANA AVENUE: B10039 | GOOD EARTH: B02118 |  | 2052.514 m |  |  |  | 3 | 6 | Pass | null
252085546 | TNB | DISTRIBUTION | CHERAS | Existing | RYB | 11 kV | NO | Class C |  |  | 240_3C_AL_XLPE | D-CRS-C16-0620: | VISTA GREEN CONDO BDR MAHKOTA CHERAS: B07124 |  | 85.572 m |  |  |  | 3 | 1 | Pass | null
252085552 | TNB | DISTRIBUTION | CHERAS | Existing | RYB | 11 kV | NO | Class C |  |  | 240_3C_AL_XLPE | EAST PARK: B12264 | BDR MAHKOTA CHERAS NO.10: B06347 |  | 240.250 m |  |  |  | 3 | 1 | Pass | null
252085961 | TNB | DISTRIBUTION | CHERAS | Existing | RYB | 11 kV | NO | Class C |  |  | 240_3C_AL_XLPE | COMMERCIAL AREA NO 7 BMC: B08616 | COMMERCIAL AREA NO 8 BMC: B08615 |  | 87.911 m |  |  |  | 3 | 2 | Pass | null
252085967 | TNB | DISTRIBUTION | CHERAS | Existing | RYB | 11 kV | NO | Class C |  |  | 240_3C_AL_XLPE | SSU TALENT TEAM: | LFIP NO 7: B01977 |  | 846.871 m |  |  | BLKG: 11 | 3 | 0 | Pass | null
252085980 | TNB | DISTRIBUTION | CHERAS | Existing | RYB | 11 kV | NO | Class C |  |  | 240_3C_AL_XLPE | BDR MAHKOTA CHERAS NO. 6: B06334 | BDR MAHKOTA CHERAS NO. 7: B06335 [OFF] |  | 430.741 m |  |  |  | 3 | 2 | Pass | null
252086280 | TNB | DISTRIBUTION | CHERAS | Existing | RYB | 11 kV |  |  |  |  | 240_3C_AL_XLPE | SWS TMN MAS SEMENTARA A: B10136 | CHERAS BT 9: B01800 |  | 563.627 m |  |  |  | 3 | 1 | Pass | null
252086293 | TNB | DISTRIBUTION | CHERAS | Existing | RYB | 11 kV |  |  |  |  | 240_3C_AL_XLPE | PANG HONG: B01440 | SETIA NO 2 BALAKONG: B07821 |  | 944.174 m |  |  |  | 3 | 6 | Pass | null
252086451 | TNB | DISTRIBUTION | CHERAS | Existing | RYB | 11 kV | NO | Class C |  |  | 240_3C_AL_XLPE | TMN TANMING IMPIAN BMC: B10654 | JALAN BENDAHARA BMC: B10084 |  | 221.675 m |  |  |  | 3 | 6 | Pass | null
252086468 | TNB | DISTRIBUTION | CHERAS | Existing | RYB | 11 kV | NO | Class C |  |  | 240_3C_AL_XLPE | PPU SGLN: | HAO RESIDENCE: B11816 |  | 1297.378 m |  |  |  | 3 | 8 | Pass | null
252086608 | TNB | DISTRIBUTION | CHERAS | Existing | RYB | 11 kV | NO | Class C |  |  | 240_3C_AL_XLPE | COSMO ENGINEERING: B01898 | MASTER JAYA: B01899 |  | 107.407 m |  |  |  | 3 | 2 | Pass | null
252086614 | TNB | DISTRIBUTION | CHERAS | Existing | RYB | 11 kV |  |  |  |  | 240_3C_AL_XLPE | FLAT TAMAN HARMONI: B08360 | BOULEVARD BELIMBING HILLS: B10616 |  | 29.105 m |  |  |  | 3 | 1 | Pass | null
252086625 | TNB | DISTRIBUTION | CHERAS | Existing | RYB | 11 kV |  |  |  |  | 240_3C_AL_XLPE | RUMAH PANGSA BKT KUNDANG: B18162 | PKNS BKT KUNDANG: B02252 |  | 455.769 m |  |  |  | 3 | 2 | Pass | null
252086631 | TNB | DISTRIBUTION | CHERAS | Existing | RYB | 11 kV |  |  |  |  | 240_3C_AL_XLPE | TMN PINGGIRAN DELIMA NO 1: B02239 | TMN PINGGIRAN DELIMA NO 2: B02240 |  | 757.967 m |  |  |  | 3 | 5 | Pass | null
252086743 | TNB | DISTRIBUTION | CHERAS | Existing | RYB | 11 kV |  |  |  |  | 240_3C_AL_XLPE | APARTMENT VISTA HARTAMAS: B10405 | TMN BKT HARTAMAS: B08386 |  | 436.904 m |  |  |  | 3 | 2 | Pass | null
252086759 | TNB | DISTRIBUTION | CHERAS | Existing | RYB | 11 kV |  |  |  |  | 240_3C_AL_XLPE | SENG YIP CHERAS JAYA: B06274 | POLYGRAFIK: B01837 |  | 83.618 m |  |  |  | 3 | 2 | Pass | null
252086771 | TNB | DISTRIBUTION | CHERAS | Existing | RYB | 11 kV |  |  |  |  | 240_3C_AL_XLPE | JLN MAS 3 TMN LAGENDA MAS: B09095 | TMN CHERAS MAS NO 1: B12275 [OFF] |  | 140.892 m |  |  |  | 3 | 6 | Pass | null
252086901 | TNB | DISTRIBUTION | CHERAS | Existing | RYB | 11 kV |  |  |  |  | 185_3C_AL_PILC | TMN SHAH JAYA: B01775 | SG WAY QUARRY IND SB: B01776 |  | 1534.458 m |  |  |  | 3 | 6 | Pass | null
252087037 | TNB | DISTRIBUTION | CHERAS | Existing | RYB | 11 kV |  |  |  |  | 240_3C_AL_XLPE | TMN CERIANA CHERAS: B08139 | TMN SRI CHERAS NO 1: B01727 |  | 537.182 m |  |  |  | 3 | 4 | Pass | null
252087043 | TNB | DISTRIBUTION | CHERAS | Existing | RYB | 11 kV |  |  |  |  | 240_3C_AL_XLPE |  | NAM MEOW: B01407 |  | 328.509 m |  |  |  | 3 | 4 | Pass | null
252087049 | TNB | DISTRIBUTION | CHERAS | Existing | RYB | 11 kV |  |  |  |  | 185_3C_AL_PILC | LEE CHEE KEONG: B09008 | KG SG TEKALI NO 2 A/T: B02234 |  | 823.535 m |  |  |  | 3 | 3 | Pass | null
252087055 | TNB | DISTRIBUTION | CHERAS | Existing | RYB | 11 kV | NO | Class C |  |  | 240_3C_AL_XLPE | THAM PONG AGRICULTURE SB: B01323 | KG BARU BALAKONG: B01324 |  | 2574.616 m |  |  |  | 3 | 10 | Pass | null
252087076 | TNB | DISTRIBUTION | CHERAS | Existing | RYB | 11 kV |  |  |  |  | 240_3C_AL_XLPE | KINKU INDUSTRIES SB: B01395 | KHONG PENG: B01394 [OFF] |  | 42.844 m |  |  |  | 3 | 1 | Pass | null
252087088 | TNB | DISTRIBUTION | CHERAS | Existing | RYB | 11 kV |  |  |  |  | 240_3C_AL_XLPE | LEW MEW CHOI NO 2: B09116 | TOYOTA 3S: B10454 |  | 609.450 m |  |  |  | 3 | 2 | Pass | null
252087094 | TNB | DISTRIBUTION | CHERAS | Existing | RYB | 11 kV | NO | Class C |  |  | 240_3C_AL_XLPE | JLN PAHLAWAN 6/3: B08608 | JLN PAHLAWAN 1/3: B08609 |  | 450.887 m |  |  |  | 3 | 0 | Pass | null
252087099 | TNB | DISTRIBUTION | CHERAS | Existing | RYB | 11 kV | NO | Class C |  |  | 240_3C_AL_XLPE | BKT PERMAI SG LONG: B04480 | BKT PERMAI SG LONG: B04483 |  | 3.687 m |  |  |  | 3 | 0 | Pass | null
252087109 | TNB | DISTRIBUTION | CHERAS | Existing | RYB | 33 kV |  |  |  |  | 630_1C_AL_XLPE | SLGT: 4S5 | TMASS: |  | 2445.657 m |  |  |  | 3 | 6 | Pass | null
252087193 | TNB | DISTRIBUTION | CHERAS | Existing | RYB | 11 kV |  |  |  |  | 240_3C_AL_XLPE | PIONER ALUMINIUM LOT 1870: B10323 | WHITEX GARMENT NO 2: B07844 |  | 2454.435 m |  |  |  | 3 | 11 | Pass | null
252087203 | TNB | DISTRIBUTION | CHERAS | Existing | RYB | 11 kV | NO | Class C |  |  | 240_3C_AL_XLPE | EMERALD POINT A: B08697 | EMERALD POINT B: B08698 [OFF] |  | 221.084 m |  |  |  | 3 | 2 | Pass | null
252087209 | TNB | DISTRIBUTION | CHERAS | Existing | RYB | 11 kV |  |  |  |  | 240_3C_AL_XLPE | KAW PERUSAHAAN CHERAS JAYA NO 1: B01852 | SSU ATLAS AIS CHERAS JAYA: |  | 147.221 m |  |  |  | 3 | 2 | Pass | null
252087215 | TNB | DISTRIBUTION | CHERAS | Existing | RYB | 11 kV |  |  |  |  | 240_3C_AL_XLPE | NAM MEOW: B01405 | UNION CAR CARPET: B01404 |  | 244.864 m |  |  |  | 3 | 6 | Pass | null
252087226 | TNB | DISTRIBUTION | CHERAS | Existing | RYB | 11 kV |  |  |  |  | 240_3C_AL_XLPE | TMN PUTRI NO 2: B02085 | TMN PUTRI NO 1: B02084 |  | 354.600 m |  |  |  | 3 | 2 | Pass | null
252087232 | TNB | DISTRIBUTION | CHERAS | Existing | RYB | 11 kV | NO | Class C |  |  | 240_3C_AL_XLPE | COPPERTECH KG BARU BALAKONG: B09186 | STRATEGIK PRODUCT: B06464 |  | 343.816 m |  |  |  | 3 | 8 | Pass | null
252087238 | TNB | DISTRIBUTION | CHERAS | Existing | RYB | 11 kV | NO | Class C |  |  | 240_3C_AL_XLPE | PANGSAPURI BLOK L6, JLN PENGGAWA, BMC: B07805 | PANGSAPURI BLOK L7, JLN PENGGAWA, BMC: B07806 |  | 334.879 m |  |  |  | 3 | 2 | Pass | null
252087244 | TNB | DISTRIBUTION | CHERAS | Existing | RYB | 11 kV |  |  |  |  | 240_3C_AL_XLPE | HON SHING COMPACT: B01935 | VESSELTECH: B01941 |  | 376.284 m |  |  |  | 3 | 5 | Pass | null
252087264 | TNB | DISTRIBUTION | CHERAS | Existing | RYB | 11 kV |  |  |  |  | 240_3C_AL_XLPE | PKNS CHERAS JAYA NO 5 COMPACT: B01577 | JLN CJ 3/13-1 TMN CHERAS JAYA: B07083 |  | 156.574 m |  |  |  | 3 | 2 | Pass | null
252087270 | TNB | DISTRIBUTION | CHERAS | Existing | RYB | 11 kV |  |  |  |  | 240_3C_AL_XLPE | TMN ALAM JAYA NO 1: B02106 | SEKOLAH SRI CEMPAKA: B05238 |  | 1368.057 m |  |  |  | 3 | 6 | Pass | null
252087361 | TNB | DISTRIBUTION | CHERAS | Existing | RYB | 11 kV |  |  |  |  | 240_3C_AL_XLPE | YEW CHAI SENG: B02764 | NI SHIN CORP: B02765 |  | 490.774 m |  |  |  | 3 | 2 | Pass | null
252087379 | TNB | DISTRIBUTION | CHERAS | Existing | RYB | 11 kV |  |  |  |  | 240_3C_AL_XLPE | NI SHIN CORP: B02767 | WHITEX GARMENT: B02768 |  | 271.471 m |  |  |  | 3 | 2 | Pass | null
252088857 | TNB | DISTRIBUTION | CHERAS | Existing | RYB | 11 kV | NO | Class C |  |  | 240_3C_AL_XLPE | JALAN SERI BUDIMAN 1/3 TMN SRI BUDIMAN: B09488 | JLN SERI BUDIMAN 2/2: B10256 |  | 273.001 m |  |  |  | 3 | 2 | Pass | null
252090013 | TNB | DISTRIBUTION | CHERAS | Existing | RYB | 11 kV | NO | Class C |  |  | 240_3C_AL_XLPE | KG SG SERAI: B05137 | TMN DESA PELANGI SG SERAI: B02179 |  | 1297.797 m |  |  |  | 3 | 2 | Pass | null
252090189 | TNB | DISTRIBUTION | CHERAS | Existing | RYB | 11 kV |  |  |  |  | 240_3C_AL_XLPE | MINE: 2 | MINES SHOPPING FAIR (HANDOVER TO CUST.): |  | 380.673 m |  |  |  | 3 | 4 | Pass | null
252090231 | TNB | DISTRIBUTION | CHERAS | Existing | RYB | 11 kV |  |  |  |  | 300_3C_AL_PILC | CJYA: 13 | TANMING RAYA NO 2: B01878 |  | 4524.245 m |  |  |  | 3 | 10 | Pass | null
252090243 | TNB | DISTRIBUTION | CHERAS | Existing | RYB | 11 kV |  |  |  |  | 240_3C_AL_XLPE | TMN DELIMA NO 1: B03983 | JKR SIMPANG BALAK: B03977 [OFF] |  | 319.842 m |  |  |  | 3 | 2 | Pass | null
252090249 | TNB | DISTRIBUTION | CHERAS | Existing | RYB | 11 kV | NO | Class C |  |  | 240_3C_AL_XLPE | COMPACT LAMPU JLN GRAND SAGA: B03957 | LEBUHRAYA CHERAS NO 1: B03956 |  | 838.153 m |  |  |  | 3 | 2 | Pass | null
252090398 | TNB | DISTRIBUTION | CHERAS | Existing | RYB | 11 kV | NO | Class C |  |  | 240_3C_AL_XLPE | COMPACT KG SETIA: B00857 | RAKR TMN SURIA DESA SERDANG: B08325 |  | 588.935 m |  |  |  | 3 | 2 | Pass | null
252090894 | TNB | DISTRIBUTION | CHERAS | Existing | RYB | 11 kV | NO | Class C |  |  | 240_3C_AL_XLPE | WETEX: B04010 | WEI FONG: B04009 |  | 253.295 m |  |  |  | 3 | 2 | Pass | null
252090900 | TNB | DISTRIBUTION | CHERAS | Existing | RYB | 11 kV |  |  |  |  | 240_3C_AL_XLPE | SWS KIMA: B04227 | GIRIMAS NO 1: B04226 |  | 1017.286 m |  |  |  | 3 | 2 | Pass | null
252090912 | TNB | DISTRIBUTION | CHERAS | Existing | RYB | 11 kV |  |  |  |  | 240_3C_AL_XLPE | SWS MAKTAB PDRM: B02044 | TMN RASA SAYANG NO 1: B02045 |  | 1212.589 m |  |  |  | 3 | 2 | Pass | null
252091106 | TNB | DISTRIBUTION | CHERAS | Existing | RYB | 11 kV |  |  |  |  | 240_3C_AL_XLPE | CJYA: 10 | TMN TANMING MAJU CHERAS JAYA: B09088 |  | 586.314 m |  |  |  | 3 | 2 | Pass | null
252091112 | TNB | DISTRIBUTION | CHERAS | Existing | RYB | 11 kV |  |  |  |  | 240_3C_AL_XLPE | TMN SRI CHERAS NO 3: B01720 | TMN SRI CHERAS JAYA: B01721 |  | 462.371 m |  |  |  | 3 | 2 | Pass | null
252091335 | TNB | DISTRIBUTION | CHERAS | Existing | RYB | 11 kV | NO | Class C |  |  | 240_3C_AL_XLPE | SG LONG NO 13: B02365 | SCOT PINE NO 2: B04410 |  | 398.212 m |  |  |  | 3 | 2 | Pass | null
252091621 | TNB | DISTRIBUTION | CHERAS | Existing | RYB | 11 kV |  |  |  |  | 240_3C_AL_XLPE | INTRA DESIGN: B10071 | TS MERG: B02837 [OFF] |  | 202.055 m |  |  |  | 3 | 2 | Pass | null
252091633 | TNB | DISTRIBUTION | CHERAS | Existing | RYB | 11 kV | NO | Class C |  |  | 240_3C_AL_XLPE | WING LONG: B02836 | LOT 72887 TS WONG: B13116 |  | 73.936 m |  |  |  | 3 | 0 | Pass | null
252091908 | TNB | DISTRIBUTION | CHERAS | Existing | RYB | 11 kV | NO | Class C |  |  | 240_3C_AL_XLPE | BUKIT BAYU NO 2: B04392 | BUKIT BAYU NO 3: B04396 |  | 639.853 m |  |  |  | 3 | 2 | Pass | null
252091923 | TNB | DISTRIBUTION | CHERAS | Existing | RYB | 11 kV |  |  |  |  | 240_3C_AL_XLPE | IDEAPOLY S/B: B06139 | HONG AI KOK: B02851 |  | 478.598 m |  |  |  | 3 | 2 | Pass | null
252093535 | TNB | DISTRIBUTION | CHERAS | Existing | RYB | 11 kV |  |  |  |  | 240_3C_AL_XLPE | TOYOTA 3S: B10451 | WENG HIN NO 2: B07056 |  | 260.735 m |  |  |  | 3 | 2 | Pass | null
252093731 | TNB | DISTRIBUTION | CHERAS | Existing | RYB | 11 kV |  |  |  |  | 240_3C_AL_XLPE | MINES LOTUS 2/1: B08235 | CITY BEACH RESORT: B02626 |  | 1793.096 m |  |  |  | 3 | 4 | Pass | null
252095191 | TNB | DISTRIBUTION | CHERAS | Existing | RYB | 11 kV | NO | Class C |  |  | 240_3C_AL_XLPE | SG LONG NO 5 PADAT: B08226 | SG LONG NO 5: B02377 |  | 19.819 m |  |  |  | 3 | 2 | Pass | null
252095196 | TNB | DISTRIBUTION | CHERAS | Existing | RYB | 11 kV |  |  |  |  | 240_3C_AL_XLPE | SUN HUP SENG: B01945 | YAT ENGINEERING: B01944 |  | 569.964 m |  |  |  | 3 | 6 | Pass | null
252095503 | TNB | DISTRIBUTION | CHERAS | Existing | RYB | 11 kV |  |  |  |  | 240_3C_AL_XLPE | KHOO MOK CHIN: B02816 | MALAYSIAN MEGA GALVANIES: B02815 |  | 112.599 m |  |  |  | 3 | 4 | Pass | null
252095509 | TNB | DISTRIBUTION | CHERAS | Existing | RYB | 11 kV |  |  |  |  | 240_3C_AL_XLPE | TMN SRI AMAN: B02062 | TOL PLAZA HULU LANGAT: B02032 |  | 618.239 m |  |  |  | 3 | 1 | Pass | null
252095515 | TNB | DISTRIBUTION | CHERAS | Existing | RYB | 11 kV |  |  |  |  | 240_3C_AL_XLPE | ARMADA CERGAS: B10339 | BHS HARDWERE: B02803 |  | 339.596 m |  |  |  | 3 | 3 | Pass | null
252095521 | TNB | DISTRIBUTION | CHERAS | Existing | RYB | 11 kV | NO | Class C |  |  | 240_3C_AL_XLPE | DESA SERDANG NO 7: B00918 | BUKIT BAYU NO 1: B04388 |  | 400.266 m |  |  |  | 3 | 2 | Pass | null
252097033 | TNB | DISTRIBUTION | CHERAS | Existing | RYB | 11 kV | NO | Class C |  |  | 240_3C_AL_XLPE | DESA SERDANG NO 4: B00906 | DESA SERDANG NO 3: B00905 |  | 327.505 m |  |  |  | 3 | 2 | Pass | null
252098997 | TNB | DISTRIBUTION | CHERAS | Existing | RYB | 11 kV |  |  |  |  | 240_3C_AL_XLPE | D-CRS-C16-0665: B14659 | IVORY ASCENT S/B: B06381 |  | 104.276 m |  |  |  | 3 | 8 | Pass | null
252099648 | TNB | DISTRIBUTION | CHERAS | Existing | RYB | 11 kV |  |  |  |  | 240_3C_AL_XLPE | PE WISMA MINLON: B009221 | BUKIT BAYU NO 6: B04404 [OFF] |  | 845.082 m |  |  |  | 3 | 2 | Pass | null
252100270 | TNB | DISTRIBUTION | CHERAS | Existing | RYB | 11 kV | NO | Class C |  |  | 240_3C_AL_XLPE | DESA SERDANG NO 3: B00902 | DESA SERDANG NO 2: B00901 |  | 93.637 m |  |  |  | 3 | 2 | Pass | null
252100426 | TNB | DISTRIBUTION | CHERAS | Existing | RYB | 11 kV | NO | Class C |  |  | 240_3C_AL_XLPE | RAKR TMN SURIA DESA SERDANG: B08323 | SERDANG LAMA COMPACT: B00858 |  | 1021.184 m |  |  |  | 3 | 4 | Pass | null
252100711 | TNB | DISTRIBUTION | CHERAS | Existing | RYB | 11 kV |  |  |  |  | 240_3C_AL_XLPE | MINLON LIGHT INDUSTRIES B: B10191 | MINLON LIGHT INDUSTRIES A: B10190 |  | 316.837 m |  |  |  | 3 | 2 | Pass | null
252102905 | TNB | DISTRIBUTION | CHERAS | Existing | RYB | 11 kV | NO | Class C |  |  | 240_3C_AL_XLPE | DESA SERDANG NO 1: B00854 | COMPACT KG SETIA: B00855 |  | 292.861 m |  |  |  | 3 | 2 | Pass | null
252102911 | TNB | DISTRIBUTION | CHERAS | Existing | RYB | 11 kV |  |  |  |  | 240_3C_AL_XLPE | COUNTRY HEIGHT PARADE NO 2: B02620 | MINES LOTUS 2/1: B08233 |  | 398.141 m |  |  |  | 3 | 2 | Pass | null
252103584 | TNB | DISTRIBUTION | CHERAS | Existing | RYB | 11 kV |  |  |  |  | 240_3C_AL_XLPE | MINE: 10 | MINES RESORT NO 1: B02612 |  | 834.245 m |  |  |  | 3 | 4 | Pass | null
252103862 | TNB | DISTRIBUTION | CHERAS | Existing | RYB | 11 kV |  |  |  |  | 240_3C_AL_XLPE | TMN SRI RAYA (KAUSAR): B01797 | CHERAS BT 9: B01798 |  | 1099.258 m |  |  |  | 3 | 2 | Pass | null
252103881 | TNB | DISTRIBUTION | CHERAS | Existing | RYB | 11 kV |  |  |  |  | 240_3C_AL_XLPE | TMN SRI CHERAS NO 2: B01717 | TMN SRI CHERAS NO 3: B01718 |  | 289.681 m |  |  |  | 3 | 3 | Pass | null
252103887 | TNB | DISTRIBUTION | CHERAS | Existing | RYB | 11 kV | NO | Class C |  |  | 300_3C_AL_PILC | PST DAGANGAN BALAKONG NO 4: B01426 | PERUMAHAN SUMBANGAN DAYA: B05250 |  | 91.107 m |  |  |  | 3 | 0 | Pass | null
252103893 | TNB | DISTRIBUTION | CHERAS | Existing | RYB | 11 kV |  |  |  |  | 240_3C_AL_XLPE | PEJABAT TAPAK CHERAS PERDANA: B01632 | CHERAS PERDANA NO 7: B01633 |  | 416.387 m |  |  |  | 3 | 3 | Pass | null
252103899 | TNB | DISTRIBUTION | CHERAS | Existing | RYB | 11 kV |  |  |  |  | 240_3C_AL_XLPE | SEK MEN CHERAS PERDANA: B01652 | CHERAS PERDANA NO 6: B01653 |  | 514.056 m |  |  |  | 3 | 6 | Pass | null
252103911 | TNB | DISTRIBUTION | CHERAS | Existing | RYB | 11 kV | NO | Class C |  |  | 300_3C_AL_PILC | PERUMAHAN SUMBANGAN DAYA: B05247 | PST DAGANGAN BALAKONG NO 1 COMPACT: B01425 [OFF] |  | 297.974 m |  |  |  | 3 | 0 | Pass | null
252103940 | TNB | DISTRIBUTION | CHERAS | Existing | RYB | 11 kV |  |  |  |  | 240_3C_AL_XLPE | SG BESI INDAH NO 6A: B06393 | SG BESI INDAH NO 6: B02761 |  | 27.604 m |  |  |  | 3 | 2 | Pass | null
252103951 | TNB | DISTRIBUTION | CHERAS | Existing | RYB | 11 kV | NO | Class C |  |  | 240_3C_AL_XLPE | JLN PAHLAWAN 22/3, BDR MAHKOTA CHERAS: B07820 | CHERAS VISTA BMC: B08665 |  | 466.335 m |  |  |  | 3 | 0 | Pass | null
252103987 | TNB | DISTRIBUTION | CHERAS | Existing | RYB | 11 kV | NO | Class C |  |  | 240_3C_AL_XLPE | COMMERCIAL AREA NO 6: B08635 | JLN TEMENGGUNG 3/9: B11929 [OFF] |  | 185.188 m |  |  |  | 3 | 1 | Pass | null
252104178 | TNB | DISTRIBUTION | CHERAS | Existing | RYB | 11 kV |  |  |  |  | 240_3C_AL_XLPE | LMAS: | TMN SERI MINANG BTHO: B07785 |  | 1633.198 m |  |  | LMAS-9 | 3 | 5 | Pass | null
252104188 | TNB | DISTRIBUTION | CHERAS | Existing | RYB | 11 kV |  |  |  |  | 240_3C_AL_XLPE | LUBS TECHNOLOGY SB: B01847 | LIEW KON THAM: B01846 |  | 97.086 m |  |  |  | 3 | 2 | Pass | null
252104194 | TNB | DISTRIBUTION | CHERAS | Existing | RYB | 11 kV | NO | Class C |  |  | 240_3C_AL_XLPE | TMN TANMING INDAH NO 3: B10040 | TMN TANMING INDAH NO 1: B08422 |  | 30.417 m |  |  |  | 3 | 2 | Pass | null
252104200 | TNB | DISTRIBUTION | CHERAS | Existing | RYB | 11 kV |  |  |  |  | 120_3C_AL_PILC | CCP: B01295 | RSD SB: B01296 |  | 139.447 m |  |  |  | 3 | 4 | Pass | null
252104222 | TNB | DISTRIBUTION | CHERAS | Existing | RYB | 11 kV |  |  |  |  | 150_3C_AL_XLPE | TMN ULU LANGAT JAYA NO 2: B05928 | TMN ULU LANGAT JAYA NO 2: B05927 |  | 2.467 m |  |  |  | 3 | 0 | Pass | null
252104441 | TNB | DISTRIBUTION | CHERAS | Existing | RYB | 11 kV |  |  |  |  | 185_3C_AL_PILC | HENG KEE CORPORATION: B01359 | TEXT FIBRE (THAM KOK ENG): B01360 |  | 200.793 m |  |  |  | 3 | 2 | Pass | null
252104463 | TNB | DISTRIBUTION | CHERAS | Existing | RYB | 11 kV |  |  |  |  | 240_3C_AL_XLPE | LUBS TECHNOLOGY SB: B01849 | KAW PERUSAHAAN CHERAS JAYA NO 1: B01580 |  | 126.425 m |  |  |  | 3 | 4 | Pass | null
252104469 | TNB | DISTRIBUTION | CHERAS | Existing | RYB | 11 kV |  |  |  |  | 300_3C_AL_PILC | SG BESI INDAH NO 6: B02758 | SG BESI INDAH NO 7: B02757 |  | 994.654 m |  |  |  | 3 | 5 | Pass | null
252104479 | TNB | DISTRIBUTION | CHERAS | Existing | RYB | 11 kV | NO | Class C |  |  | 240_3C_AL_XLPE | JLN BENDAHARA 12/7 BMC: B07902 | JLN BENDAHARA 7A/7: B09206 |  | 747.882 m |  |  |  | 3 | 5 | Pass | null
252104485 | TNB | DISTRIBUTION | CHERAS | Existing | RYB | 11 kV | NO | Class C |  |  | 240_3C_AL_XLPE | COMMERCIAL AREA NO 1: B08627 | COMMERCIAL AREA NO 5: B08628 |  | 340.979 m |  |  |  | 3 | 3 | Pass | null
252104491 | TNB | DISTRIBUTION | CHERAS | Existing | RYB | 11 kV |  |  |  |  | 240_3C_AL_XLPE | TUCK SIN ENGINEERING: B02355 | TIP CORPORATION NO 2: B04563 |  | 702.906 m |  |  |  | 3 | 2 | Pass | null
252104497 | TNB | DISTRIBUTION | CHERAS | Existing | RYB | 11 kV | NO | Class C |  |  | 240_3C_AL_XLPE | BDR SG LONG NO 1: B02399 | P/PURI FOREST GREEN: B04846 |  | 445.294 m |  |  |  | 3 | 2 | Pass | null
252107058 | TNB | DISTRIBUTION | CHERAS | Existing | RYB | 11 kV |  |  |  |  | 240_3C_AL_XLPE | JLN SG SERING 1: B09310 | SG SERING FASA 4: B10498 |  | 233.303 m |  |  |  | 3 | 2 | Pass | null
252107179 | TNB | DISTRIBUTION | CHERAS | Existing | RYB | 11 kV | NO | Class C |  |  | 240_3C_AL_XLPE | ABD KARIM MANAN: B03971 | AISTANA INDUSTRI: B09479 |  | 167.897 m |  |  |  | 3 | 3 | Pass | null
252107266 | TNB | DISTRIBUTION | CHERAS | Existing | RYB | 11 kV | NO | Class C |  |  | 240_3C_AL_XLPE | FLOORGO: B01913 | BERKAT HASIL NO 1: B01914 [OFF] |  | 171.289 m |  |  |  | 3 | 4 | Pass | null
252107278 | TNB | DISTRIBUTION | CHERAS | Existing | RYB | 11 kV | NO | Class C |  |  | 240_3C_AL_XLPE | PANGSAPURI BLOK L8, JLN PENGGAWA, BMC: B07811 | PANGSAPURI BLOK L9, JLN PENGAWA, BDR MK: B07812 |  | 126.855 m |  |  |  | 3 | 2 | Pass | null
252107426 | TNB | DISTRIBUTION | CHERAS | Existing | RYB | 11 kV |  |  |  |  | 240_3C_AL_XLPE | DUA SAMA: B01598 | KARPOH KNITTING: B01599 |  | 212.641 m |  |  |  | 3 | 2 | Pass | null
252107433 | TNB | DISTRIBUTION | CHERAS | Existing | RYB | 11 kV |  |  |  |  | 240_3C_AL_XLPE | BTHO NO 6: B01711 | BTHO NO 7: B01710 |  | 167.169 m |  |  |  | 3 | 2 | Pass | null
252107439 | TNB | DISTRIBUTION | CHERAS | Existing | RYB | 11 kV |  |  |  |  | 240_3C_AL_XLPE | NEW ELECTRONIC GATE: B01616 | CHERAS JAYA NO 2: B01617 [OFF] |  | 602.878 m |  |  |  | 3 | 8 | Pass | null
252107490 | TNB | DISTRIBUTION | CHERAS | Existing | RYB | 11 kV |  |  |  |  | 240_3C_AL_XLPE | APARTMENT SUAKASIH BTHO: B07258 | BTHO NO 15: B05327 |  | 144.819 m |  |  |  | 3 | 2 | Pass | null
252107502 | TNB | DISTRIBUTION | CHERAS | Existing | RYB | 11 kV |  |  |  |  | 240_3C_AL_XLPE | PE PADAT LEW KOK HOONG: B13494 | BOGO OPTICAL: B09109 |  | 135.064 m |  |  |  | 3 | 1 | Pass | null
252107508 | TNB | DISTRIBUTION | CHERAS | Existing | RYB | 11 kV |  |  |  |  | 240_3C_AL_XLPE | MIRACON: B05083 | MIEKA FOOD 2: B08364 |  | 775.977 m |  |  |  | 3 | 3 | Pass | null
252107530 | TNB | DISTRIBUTION | CHERAS | Existing | RYB | 11 kV |  |  |  |  | 240_3C_AL_XLPE | JUBA: | FU YUEN: B01479 |  | 479.797 m |  |  |  | 3 | 4 | Pass | null
252107547 | TNB | DISTRIBUTION | CHERAS | Existing | RYB | 11 kV |  |  |  |  | 240_3C_AL_XLPE | PE PADAT AZ-ZAHRAH: B13918 | JLN MEGAH 2/2: B08171 |  | 1880.257 m |  |  |  | 3 | 3 | Pass | null
252107588 | TNB | DISTRIBUTION | CHERAS | Existing | RYB | 11 kV |  |  |  |  | 240_3C_AL_XLPE | BRISTOL 1: B02840 | BRISTOL 2: B07924 |  | 72.991 m |  |  |  | 3 | 2 | Pass | null
252107775 | TNB | DISTRIBUTION | CHERAS | Existing | RYB | 11 kV | NO | Class C |  |  | 240_3C_AL_XLPE | KINMA RUBBER IND SB: B01904 | SRI TIMAH: B01907 |  | 1116.423 m |  |  |  | 3 | 4 | Pass | null
252108022 | TNB | DISTRIBUTION | CHERAS | Existing | RYB | 33 kV |  |  |  |  | 630_1C_AL_XLPE | BTHO: | JUBA: [OFF] |  | 2768.966 m |  |  |  | 3 | 6 | Pass | null
252108029 | TNB | DISTRIBUTION | CHERAS | Existing | RYB | 11 kV |  |  |  |  | 240_3C_AL_XLPE | TMN ALAM JAYA NO 2: B02111 | TMN ALAM JAYA NO 1: B02109 |  | 533.776 m |  |  |  | 3 | 2 | Pass | null
252108240 | TNB | DISTRIBUTION | CHERAS | Existing | RYB | 11 kV | NO | Class C |  |  | 240_3C_AL_XLPE | PPU SGLN: 5 | BDR SG LONG NO 1: B02401 |  | 354.483 m |  |  |  | 3 | 0 | Pass | null
252108245 | TNB | DISTRIBUTION | CHERAS | Existing | RYB | 11 kV | NO | Class C |  |  | 240_3C_AL_XLPE | PPU MHCR: 10 | JLN PAHLAWAN 20/3: B08602 |  | 107.189 m |  |  |  | 3 | 4 | Pass | null
252108293 | TNB | DISTRIBUTION | CHERAS | Existing | RYB | 11 kV | YES | Class D |  |  | 240_3C_AL_XLPE | PERSIARAN BKT SG LONG NO 1: B09953 | PERSIARAN BKT SG LONG NO 2: B09954 |  | 213.431 m |  |  |  | 3 | 2 | Pass | null
252108306 | TNB | DISTRIBUTION | CHERAS | Existing | RYB | 11 kV | NO | Class D |  |  | 240_3C_AL_XLPE | JLN BKT SL 3/1: B10133 | PERSIARAN SG LONG 1/5: B09958 |  | 824.904 m |  |  |  | 3 | 3 | Pass | null
252108470 | TNB | DISTRIBUTION | CHERAS | Existing | RYB | 11 kV |  |  |  |  | 240_3C_AL_XLPE | CHASELAND NO 2: B06034 | MADAH PERKAYUAN: B02224 [OFF] |  | 585.829 m |  |  |  | 3 | 2 | Pass | null
252108486 | TNB | DISTRIBUTION | CHERAS | Existing | RYB | 11 kV | NO | Class C |  |  | 240_3C_AL_XLPE | BDR MAHKOTA CHERAS NO 17: B06761 | BDR MAHKOTA CHERAS NO 18: B06762 |  | 414.285 m |  |  |  | 3 | 2 | Pass | null
252108529 | TNB | DISTRIBUTION | CHERAS | Existing | RYB | 11 kV |  |  |  |  | 240_3C_AL_XLPE | CJYA: 9 | GRANITE TILES (M) SB: B01416 |  | 1520.937 m |  |  |  | 3 | 6 | Pass | null
252108536 | TNB | DISTRIBUTION | CHERAS | Existing | RYB | 11 kV |  |  |  |  | 240_3C_AL_XLPE | TMN KOPERASI CUEPAC NO 1 BT 12 FASA 1A: B02422 | TMN KOPERASI CUEPAC NO 2: B02421 [OFF] |  | 253.218 m |  |  |  | 3 | 2 | Pass | null
252108547 | TNB | DISTRIBUTION | CHERAS | Existing | RYB | 11 kV |  |  |  |  | 240_3C_AL_XLPE | SEK MEN CHERAS JAYA: B06235 | MAGNAVILLA NO 1: B01872 |  | 770.302 m |  |  |  | 3 | 8 | Pass | null
252108557 | TNB | DISTRIBUTION | CHERAS | Existing | RYB | 11 kV |  |  |  |  | 240_3C_AL_XLPE | TMN LAGENDA MAS NO 2: B06916 | JLN MAS UTAMA: B09102 |  | 263.713 m |  |  |  | 3 | 4 | Pass | null
252108684 | TNB | DISTRIBUTION | CHERAS | Existing | RYB | 11 kV | NO | Class C |  |  | 240_3C_AL_XLPE | BDR MAHKOTA CHERAS NO. 7: B06338 | BDR MAHKOTA CHERAS NO. 8: B06339 |  | 590.117 m |  |  |  | 3 | 2 | Pass | null
252108690 | TNB | DISTRIBUTION | CHERAS | Existing | RYB | 11 kV | NO | Class C |  |  | 240_3C_AL_XLPE | DESA KARUNMAS NO 1: B04587 | DESA KARUNMAS NO 2: B04588 |  | 100.997 m |  |  |  | 3 | 2 | Pass | null
252108704 | TNB | DISTRIBUTION | CHERAS | Existing | RYB | 11 kV |  |  |  |  | 240_3C_AL_XLPE | NO 1 JLN BALAKONG JAYA: | NO 5 TMN BALAKONG JAYA: B04455 |  | 228.944 m |  |  |  | 3 | 2 | Pass | null
252108754 | TNB | DISTRIBUTION | CHERAS | Existing | RYB | 11 kV | NO | Class C |  |  | 240_3C_AL_XLPE | SG LONG NO 9: B02378 | SG LONG NO 5 PADAT: B08224 |  | 792.465 m |  |  |  | 3 | 4 | Pass | null
252108760 | TNB | DISTRIBUTION | CHERAS | Existing | RYB | 11 kV |  |  |  |  | 300_3C_AL_PILC | TANMING RAYA NO 4: B01347 | TANMING RAYA NO 3: B01350 |  | 317.291 m |  |  |  | 3 | 2 | Pass | null
252108784 | TNB | DISTRIBUTION | CHERAS | Existing | RYB | 11 kV |  |  |  |  | 240_3C_AL_XLPE | TMN MEGAH NO 2: B01766 | TMN MEGAH NO 1: B01764 |  | 177.675 m |  |  |  | 3 | 2 | Pass | null
252108933 | TNB | DISTRIBUTION | CHERAS | Existing | RYB | 11 kV |  |  |  |  | 240_3C_AL_XLPE | PEH AH SOON: B02852 | IDEAPOLY S/B: B06137 |  | 241.007 m |  |  |  | 3 | 2 | Pass | null
252108939 | TNB | DISTRIBUTION | CHERAS | Existing | RYB | 11 kV |  |  |  |  | 240_3C_AL_XLPE | TMN EMAS CHERAS: B02079 | TMN ORKID JLN ORKID 5/2: B10183 [OFF] |  | 677.272 m |  |  |  | 3 | 4 | Pass | null
252109005 | TNB | DISTRIBUTION | CHERAS | Existing | RYB | 11 kV |  |  |  |  | 240_3C_AL_XLPE | SEGAR PERDANA COURT PHASE 7B: B09166 | TMN SEGAR PERDANA NO 4: B07008 |  | 516.583 m |  |  |  | 3 | 2 | Pass | null
252109393 | TNB | DISTRIBUTION | CHERAS | Existing | RYB | 11 kV | NO | Class C |  |  | 240_3C_AL_XLPE | TERAZZO: B01822 | WATTA BATTERY NO 2: B01823 |  | 46.508 m |  |  |  | 3 | 3 | Pass | null
252109630 | TNB | DISTRIBUTION | CHERAS | Existing | RYB | 11 kV | NO | Class C |  |  | 240_3C_AL_XLPE | K.K METAL: B08720 | SUPERSAVE C.P: B09409 |  | 268.857 m |  |  |  | 3 | 2 | Pass | null
252109636 | TNB | DISTRIBUTION | CHERAS | Existing | RYB | 11 kV |  |  |  |  | 240_3C_AL_XLPE | AIM RIGHT: B01286 | JORDONE CORPORATION: B07460 |  | 872.713 m |  |  |  | 3 | 4 | Pass | null
252109655 | TNB | DISTRIBUTION | CHERAS | Existing | RYB | 11 kV | NO | Class C |  |  | 240_3C_AL_XLPE | TAMAN SINARAN NO 2: B07849 | TAMAN SINARAN NO 1: B07848 |  | 448.268 m |  |  |  | 3 | 0 | Pass | null
252109857 | TNB | DISTRIBUTION | CHERAS | Existing | RYB | 11 kV | NO | Class C |  |  | 240_3C_AL_XLPE | SWS ORIENT BATTERY: B01816 | WATTA BATTERY NO 1: B01817 |  | 69.548 m |  |  |  | 3 | 3 | Pass | null
252109863 | TNB | DISTRIBUTION | CHERAS | Existing | RYB | 11 kV |  |  |  |  | 240_3C_AL_XLPE | BTHO NO 12: B04696 | JLN SUADAMAI 10/1 BTHO: B00000 |  | 474.411 m |  |  |  | 3 | 2 | Pass | null
252109883 | TNB | DISTRIBUTION | CHERAS | Existing | RYB | 11 kV |  |  |  |  | 240_3C_AL_XLPE | TMN SUNTEX: B02073 | TMN SEGAR PERDANA NO 1: B06695 |  | 3047.251 m |  |  |  | 3 | 2 | Pass | null
252109902 | TNB | DISTRIBUTION | CHERAS | Existing | RYB | 11 kV | NO | Class C |  |  | 240_3C_AL_XLPE | BUKIT BAYU NO 5: B04401 | BUKIT BAYU NO 6: B04403 |  | 817.736 m |  |  |  | 3 | 2 | Pass | null
252110166 | TNB | DISTRIBUTION | CHERAS | Existing | RYB | 11 kV |  |  |  |  | 240_3C_AL_XLPE | SWS SG LONG QUARRY: B00000 | KENEISON BROTHERS NO 2: B05457 |  | 1791.705 m |  |  |  | 3 | 4 | Pass | null
252110339 | TNB | DISTRIBUTION | CHERAS | Existing | RYB | 11 kV | NO | Class C |  |  | 240_3C_AL_XLPE | ASAHI KOSEI NO 3: B12204 | LFIP NO 4: B01994 [OFF] |  | 895.626 m |  |  |  | 3 | 0 | Pass | null
252110379 | TNB | DISTRIBUTION | CHERAS | Existing | RYB | 11 kV | NO | Class C |  |  | 240_3C_AL_XLPE | PPU MHCR: 5 | TMN SG LONG MAKMUR: B07059 |  | 2053.714 m |  |  |  | 3 | 5 | Pass | null
252110812 | TNB | DISTRIBUTION | CHERAS | Existing | RYB | 11 kV |  |  |  |  | 240_3C_AL_XLPE | BELIA IKBN DUSUN TUA NO 4: B08182 | PE BELIA IKBN NO 6: B13301 |  | 419.025 m |  |  |  | 3 | 2 | Pass | null
252111050 | TNB | DISTRIBUTION | CHERAS | Existing | RYB | 11 kV | NO | Class C |  |  | 240_3C_AL_XLPE | BERKAT HASIL NO 3: B01886 | BERKAT HASIL NO 4: B01885 |  | 178.691 m |  |  |  | 3 | 2 | Pass | null
252111056 | TNB | DISTRIBUTION | CHERAS | Existing | RYB | 11 kV |  |  |  |  | 240_3C_AL_XLPE | CHERAS JAYA NO 1: B01570 | TMN SRI INDAH: B01620 |  | 948.711 m |  |  |  | 3 | 7 | Pass | null
252111517 | TNB | DISTRIBUTION | CHERAS | Existing | RYB | 11 kV |  |  |  |  | 240_3C_AL_XLPE | TMN IMPIAN INDAH NO 3: B08151 | RAKAN BERSATU NO 1: B01388 |  | 3251.170 m |  |  |  | 3 | 8 | Pass | null
252111564 | TNB | DISTRIBUTION | CHERAS | Existing | RYB | 11 kV |  |  |  |  | 240_3C_AL_XLPE | PBEL: | PADAT LOT 1898 JLN KPB 9: B11527 |  | 2733.305 m |  |  |  | 3 | 14 | Pass | null
252111569 | TNB | DISTRIBUTION | CHERAS | Existing | RYB | 11 kV |  |  |  |  | 240_3C_AL_XLPE | TMN PINGGIRAN DELIMA NO 2: B02242 | TMN PINGGIRAN DELIMA NO 3: B02243 |  | 469.739 m |  |  |  | 3 | 3 | Pass | null
252111575 | TNB | DISTRIBUTION | CHERAS | Existing | RYB | 11 kV |  |  |  |  | 240_3C_AL_XLPE | UNITED CASTING SB: B01595 | DUA SAMA: B01596 |  | 49.811 m |  |  |  | 3 | 2 | Pass | null
252111580 | TNB | DISTRIBUTION | CHERAS | Existing | RYB | 11 kV | NO | Class C |  |  | 240_3C_AL_XLPE | ESSO GRAND SAGA: B08315 | COMPACT LAMPU JLN GRAND SAGA: B03959 |  | 591.159 m |  |  |  | 3 | 2 | Pass | null
252111770 | TNB | DISTRIBUTION | CHERAS | Existing | RYB | 11 kV |  |  |  |  | 240_3C_AL_XLPE | P/PURI PERMATA CHERAS: B006310 | RUMAH PAM SEGAR PERDANA: B07241 |  | 724.472 m |  |  |  | 3 | 4 | Pass | null
252111812 | TNB | DISTRIBUTION | CHERAS | Existing | RYB | 11 kV |  |  |  |  | 240_3C_AL_XLPE | PANGSAPURI SRI JASA: B02903 | CHIP NGAI: B02904 |  | 345.353 m |  |  |  | 3 | 4 | Pass | null
252111817 | TNB | DISTRIBUTION | CHERAS | Existing | RYB | 11 kV |  |  |  |  | 240_3C_AL_XLPE | BTHO NO 17: B05335 | BTHO NO 18: B05336 |  | 343.531 m |  |  |  | 3 | 2 | Pass | null
252111828 | TNB | DISTRIBUTION | CHERAS | Existing | RYB | 11 kV | NO | Class C |  |  | 240_3C_AL_XLPE | AE TECHNOLOGY S/B NO 2: B01526 | SOLID GOLD: B01525 [OFF] |  | 76.965 m |  |  |  | 3 | 2 | Pass | null
252111852 | TNB | DISTRIBUTION | CHERAS | Existing | RYB | 11 kV |  |  |  |  | 240_3C_AL_XLPE | BERKAT HASIL NO 13: B02723 | BERKAT HASIL NO 14: B02724 [OFF] |  | 145.662 m |  |  |  | 3 | 2 | Pass | null
252111897 | TNB | DISTRIBUTION | CHERAS | Existing | RYB | 11 kV | NO | Class C |  |  | 240_3C_AL_XLPE | WATTA BATTERY NO 1: B01819 | TERAZZO: B01820 |  | 133.486 m |  |  |  | 3 | 3 | Pass | null
252112070 | TNB | DISTRIBUTION | CHERAS | Existing | RYB | 11 kV | NO | Class C |  |  | 240_3C_AL_XLPE | PPU MHCR: 1 | PE PADAT SUNSTONE NO 2: B13459 |  | 1387.869 m |  |  |  | 3 | 3 | Pass | null
252112076 | TNB | DISTRIBUTION | CHERAS | Existing | RYB | 11 kV |  |  |  |  | 240_3C_AL_XLPE | BTHO NO 9: B01687 | BTHO NO 10: B01688 |  | 226.524 m |  |  |  | 3 | 2 | Pass | null
252112086 | TNB | DISTRIBUTION | CHERAS | Existing | RYB | 11 kV |  |  |  |  | 240_3C_AL_XLPE | CHIP NGAI: B02906 | SG BESI INDAH NO 8: B05737 |  | 530.799 m |  |  |  | 3 | 4 | Pass | null
252112092 | TNB | DISTRIBUTION | CHERAS | Existing | RYB | 11 kV | NO | Class C |  |  | 240_3C_AL_XLPE | GUPPY PLASTIC NO 2: B05713 | SUN HUP HING LEONG ENG: B01550 [OFF] |  | 374.368 m |  |  |  | 3 | 5 | Pass | null
252112098 | TNB | DISTRIBUTION | CHERAS | Existing | RYB | 11 kV |  |  |  |  | 240_3C_AL_XLPE | ASAS EKUITI S/B: B04715 | MIRACON: B05081 |  | 313.671 m |  |  |  | 3 | 2 | Pass | null
252112104 | TNB | DISTRIBUTION | CHERAS | Existing | RYB | 11 kV |  |  |  |  | 240_3C_AL_XLPE | OOI BIN KEONG: B02858 | FORMATIVE VIEW: B02857 |  | 703.404 m |  |  |  | 3 | 4 | Pass | null
252112110 | TNB | DISTRIBUTION | CHERAS | Existing | RYB | 11 kV |  |  |  |  | 240_3C_AL_XLPE | PKNS KG MELAKA: B02158 | TMN MAS NO 3 COMPACT: B02159 |  | 559.393 m |  |  |  | 3 | 2 | Pass | null
252112115 | TNB | DISTRIBUTION | CHERAS | Existing | RYB | 11 kV | NO | Class C |  |  | 300_3C_AL_PILC | TMN INDAH NO 2: B01502 | TMN INDAH NO 1: B01501 |  | 494.351 m |  |  |  | 3 | 2 | Pass | null
252112327 | TNB | DISTRIBUTION | CHERAS | Existing | RYB | 11 kV |  |  |  |  | 240_3C_AL_XLPE | KONDO JUTA MINES BLOK A: B08921 | KONDO JUTA MINES BLOK B: B09257 |  | 156.912 m |  |  |  | 3 | 2 | Pass | null
252112333 | TNB | DISTRIBUTION | CHERAS | Existing | RYB | 11 kV |  |  |  |  | 240_3C_AL_XLPE | TMASS: | LOT BANGLO KG BARU TMN MAS: B07336 |  | 469.187 m |  |  |  | 3 | 2 | Pass | null
252112344 | TNB | DISTRIBUTION | CHERAS | Existing | RYB | 11 kV | NO | Class C |  |  | 240_3C_AL_XLPE | GENERAL LABEL: B01895 | COSMO ENGINEERING: B01896 |  | 145.615 m |  |  |  | 3 | 2 | Pass | null
252112350 | TNB | DISTRIBUTION | CHERAS | Existing | RYB | 11 kV |  |  |  |  | 240_3C_AL_XLPE | BERKAT HASIL NO 4A: B02707 | BERKAT HASIL NO 4B: B02708 |  | 178.593 m |  |  |  | 3 | 2 | Pass | null
252112356 | TNB | DISTRIBUTION | CHERAS | Existing | RYB | 11 kV |  |  |  |  | 240_3C_AL_XLPE | BELIA DUSUN TUA (IKBN): B02266 | IKBN DUSUN TUA NO 5: B08706 |  | 612.287 m |  |  |  | 3 | 2 | Pass | null
252112362 | TNB | DISTRIBUTION | CHERAS | Existing | RYB | 11 kV |  |  |  |  | 240_3C_AL_XLPE | PERSIARAN SG LONG 1 BDR SG LONG 1: B08994 | PERSIARAN SG LONG 1 BDR SG LONG NO 3: B09068 |  | 360.096 m |  |  |  | 3 | 2 | Pass | null
252112368 | TNB | DISTRIBUTION | CHERAS | Existing | RYB | 11 kV |  |  |  |  | 300_3C_AL_PILC | SWEET TAPE (BUONTIRO): B01927 | DAIREN DEVELOPMENT: B10926 |  | 51.957 m |  |  |  | 3 | 2 | Pass | null
252112602 | TNB | DISTRIBUTION | CHERAS | Existing | RYB | 11 kV |  |  |  |  | 240_3C_AL_XLPE | BOOM FUEN & SON (GALANT): B01332 | LOT 1906 JLN KPB 9: B10610 |  | 171.351 m |  |  |  | 3 | 2 | Pass | null
252112608 | TNB | DISTRIBUTION | CHERAS | Existing | RYB | 11 kV | NO | Class C |  |  | 240_3C_AL_XLPE | PANGSAPURI BLOK L7, JLN PENGGAWA, BMC: B07808 | PANGSAPURI BLOK L8, JLN PENGGAWA, BMC: B07809 |  | 386.351 m |  |  |  | 3 | 2 | Pass | null
252112619 | TNB | DISTRIBUTION | CHERAS | Existing | RYB | 11 kV |  |  |  |  | 240_3C_AL_XLPE | STP BTHO: B10587 | BTHO NO 1: B01638 |  | 817.512 m |  |  |  | 3 | 1 | Pass | null
252112625 | TNB | DISTRIBUTION | CHERAS | Existing | RYB | 11 kV |  |  |  |  | 240_3C_AL_XLPE | EXZULA LANDSCAPE: B01272 | TAN CHENG KAY: B01271 |  | 466.504 m |  |  |  | 3 | 3 | Pass | null
252112642 | TNB | DISTRIBUTION | CHERAS | Existing | RYB | 11 kV |  |  |  |  | 240_3C_AL_XLPE | PANTAI UTAMA: B01306 | VALIAND RUBBER PRODUCT: B01305 |  | 518.617 m |  |  |  | 3 | 2 | Pass | null
252112648 | TNB | DISTRIBUTION | CHERAS | Existing | RYB | 11 kV |  |  |  |  | 240_3C_AL_XLPE | LUBS TECHNOLOGY SB: B07690 | LUBS TECHNOLOGY SB: B07689 |  | 2.856 m |  |  |  | 3 | 0 | Pass | null
252112652 | TNB | DISTRIBUTION | CHERAS | Existing | RYB | 11 kV |  |  |  |  | 120_3C_AL_PILC | DIAMOND PROPERTIES: B01266 | BINA PLASTIC: B01265 |  | 194.047 m |  |  |  | 3 | 2 | Pass | null
252112668 | TNB | DISTRIBUTION | CHERAS | Existing | RYB | 11 kV |  |  |  |  | 240_3C_AL_XLPE | LOT BANGLO KG BARU TMN MAS: B07338 | RUMAH BANDAR TMN PUTRI: B10376 |  | 3610.615 m |  |  |  | 3 | 10 | Pass | null
252112847 | TNB | DISTRIBUTION | CHERAS | Existing | RYB | 11 kV |  |  |  |  | 240_3C_AL_XLPE | JLN.MAS JAYA, MAS JAYA NO 2: B09449 | TMN MAS JAYA IND NO 2: B02327 |  | 274.623 m |  |  |  | 3 | 2 | Pass | null
252112895 | TNB | DISTRIBUTION | CHERAS | Existing | RYB | 11 kV |  |  |  |  | 240_3C_AL_XLPE | JLN CJ 3/13-1 TMN CHERAS JAYA: B07085 | PKNS CHERAS JAYA NO 6: B01578 |  | 995.345 m |  |  |  | 3 | 3 | Pass | null
252112901 | TNB | DISTRIBUTION | CHERAS | Existing | RYB | 11 kV | NO | Class C |  |  | 240_3C_AL_XLPE | MIEL NO 4 CHERAS JAYA: B01539 | TMN CHERAS JAYA NO 4: B01540 |  | 1266.769 m |  |  |  | 3 | 4 | Pass | null
252113129 | TNB | DISTRIBUTION | CHERAS | Existing | RYB | 11 kV |  |  |  |  | 70_1C_AL_XLPE |  |  |  | 0.894 m |  |  |  | 3 | 1 | Pass | null
252113133 | TNB | DISTRIBUTION | CHERAS | Existing | RYB | 11 kV |  |  |  |  | 240_3C_AL_XLPE | RUMAH BANDAR TMN PUTRI: B10378 | KONDOMINIUM VENICE HILL: B07824 |  | 222.845 m |  |  |  | 3 | 2 | Pass | null
252113397 | TNB | DISTRIBUTION | CHERAS | Existing | RYB | 33 kV |  |  |  |  | 630_1C_AL_XLPE | LMAS: | BTHO: |  | 2802.879 m |  |  |  | 3 | 5 | Pass | null
252113450 | TNB | DISTRIBUTION | CHERAS | Existing | RYB | 11 kV |  |  |  |  | 240_3C_AL_XLPE | TOL PLAZA HULU LANGAT: B02034 | PERNIAGAAN MASRIA: B10384 |  | 561.047 m |  |  |  | 3 | 2 | Pass | null
252113643 | TNB | DISTRIBUTION | CHERAS | Existing | RYB | 11 kV | NO | Class C |  |  | 240_3C_AL_XLPE | PPU MHCR: 12 | BDR MAHKOTA CHERAS NO. 2: |  | 348.937 m |  |  |  | 3 | 0 | Pass | null
252113673 | TNB | DISTRIBUTION | CHERAS | Existing | RYB | 11 kV | NO | Class C |  |  | 240_3C_AL_XLPE | PPU SGLN: 4 | JLN SL 13/4 SG LONG: B08174 |  | 1118.918 m |  |  |  | 3 | 5 | Pass | null
252113888 | TNB | DISTRIBUTION | CHERAS | Existing | RYB | 11 kV | NO | Class C |  |  | 240_3C_AL_XLPE | PPU SGLN: | BDR MAHKOTA CHERAS NO 14: |  | 367.761 m |  |  |  | 3 | 3 | Pass | null
252113906 | TNB | DISTRIBUTION | CHERAS | Existing | RYB | 11 kV | NO | Class C |  |  | 240_3C_AL_XLPE | RMH PANGSA KOS RENDAH NO 1 IMPIAN EHSAN: B06844 | TMN IMPIAN EHSAN NO 2: B01441 |  | 874.707 m |  |  |  | 3 | 6 | Pass | null
252114804 | TNB | DISTRIBUTION | CHERAS | Existing | RYB | 11 kV |  |  |  |  | 240_3C_AL_XLPE | BT 18 HULU LANGAT: B02284 | DUSUN TUA BT 17 A/T: B02283 |  | 1165.451 m |  |  |  | 3 | 4 | Pass | null
252114810 | TNB | DISTRIBUTION | CHERAS | Existing | RYB | 11 kV |  |  |  |  | 240_3C_AL_XLPE | KK3 BTHO: B15253 | BTHO NO 9: B01685 |  | 78.972 m |  |  |  | 3 | 1 | Pass | null
252114822 | TNB | DISTRIBUTION | CHERAS | Existing | RYB | 11 kV |  |  |  |  | 240_3C_AL_XLPE | RUMAH PAM SEGAR PERDANA: B07239 | TMN CHERAS AWANA NO 1: B02133 |  | 360.457 m |  |  |  | 3 | 2 | Pass | null
252114840 | TNB | DISTRIBUTION | CHERAS | Existing | RYB | 11 kV |  |  |  |  | 240_3C_AL_XLPE | TMN HARMONI INDAH NO 1: B05159 | BESI UNION: B02894 |  | 359.022 m |  |  |  | 3 | 4 | Pass | null
252115077 | TNB | DISTRIBUTION | CHERAS | Existing | RYB | 11 kV |  |  |  |  | 240_3C_AL_XLPE | TAN CHENG KAY: B01269 | CITIZEN SCREEN: B08444 |  | 1108.179 m |  |  |  | 3 | 2 | Pass | null
252115142 | TNB | DISTRIBUTION | CHERAS | Existing | RYB | 11 kV |  |  |  |  | 240_3C_AL_XLPE | JLN MAS UTAMA: B09099 | JLN MAS 3 TMN LAGENDA MAS: B09098 |  | 536.930 m |  |  |  | 3 | 6 | Pass | null
252115312 | TNB | DISTRIBUTION | CHERAS | Existing | RYB | 11 kV |  |  |  |  | 240_3C_AL_XLPE | MEGA POWER: B05361 | JORDONE CORPORATION NO 2: B08875 |  | 174.926 m |  |  |  | 3 | 2 | Pass | null
252115345 | TNB | DISTRIBUTION | CHERAS | Existing | RYB | 11 kV |  |  |  |  | 240_3C_AL_XLPE | TMN SEGAR PERDANA NO 1: B06994 | TMN SEGAR PERDANA NO 3: B07737 |  | 323.437 m |  |  |  | 3 | 2 | Pass | null
252115508 | TNB | DISTRIBUTION | CHERAS | Existing | RYB | 11 kV |  |  |  |  | 240_3C_AL_XLPE | TMN BKT BELIMBING NO 1: B02890 | BELIMBING HEIGHTS NO 1: B07615 |  | 561.618 m |  |  |  | 3 | 2 | Pass | null
252115826 | TNB | DISTRIBUTION | CHERAS | Existing | RYB | 11 kV |  |  |  |  | 240_3C_AL_XLPE | DAIDO AMISTAR (M) SDN BHD: B11248 | ASAHI KOSEI NO 2: B07592 |  | 244.573 m |  |  |  | 3 | 1 | Pass | null
252115831 | TNB | DISTRIBUTION | CHERAS | Existing | RYB | 11 kV | NO | Class C |  |  | 240_3C_AL_XLPE | KK METAL NO 2: B10457 | K.K METAL: B08717 |  | 94.011 m |  |  |  | 3 | 2 | Pass | null
252115837 | TNB | DISTRIBUTION | CHERAS | Existing | RYB | 11 kV |  |  |  |  | 150_3C_AL_XLPE | SETIA KASTURI BUSSINESS PARK: B01367 | GOODTIME REVIEW S/B: B06834 |  | 221.822 m |  |  |  | 3 | 2 | Pass | null
252115843 | TNB | DISTRIBUTION | CHERAS | Existing | RYB | 11 kV |  |  |  |  | 240_3C_AL_XLPE | KG BARU BALAKONG COMPACT: B01233 | MECOMB: B01234 |  | 1033.886 m |  |  |  | 3 | 4 | Pass | null
252115908 | TNB | DISTRIBUTION | CHERAS | Existing | RYB | 11 kV |  |  |  |  | 240_3C_AL_XLPE | TMN SRI CHERAS NO 1: B01724 | TMN SRI CHERAS JAYA: B01723 [OFF] |  | 723.904 m |  |  |  | 3 | 4 | Pass | null
252116462 | TNB | DISTRIBUTION | CHERAS | Existing | RYB | 11 kV |  |  |  |  | 300_3C_AL_PILC | UNITED SENSATION SB: B02887 | RUMAH PAM BKT BELIMBING: B06142 |  | 746.491 m |  |  |  | 3 | 6 | Pass | null
252116468 | TNB | DISTRIBUTION | CHERAS | Existing | RYB | 11 kV | NO | Class C |  |  | 240_3C_AL_XLPE | PMU BLKG 132/11 kV: 2 | DESA SERDANG NO 5: B00910 |  | 1923.133 m |  |  | BLKG: 2 | 3 | 3 | Pass | null
252116704 | TNB | DISTRIBUTION | CHERAS | Existing | RYB | 11 kV |  |  |  |  | 240_3C_AL_XLPE | KENT LEE (M) S/B: B09382 | PIONER ALUMINIUM LOT 1870: B10321 |  | 511.702 m |  |  |  | 3 | 3 | Pass | null
252116715 | TNB | DISTRIBUTION | CHERAS | Existing | RYB | 11 kV |  |  |  |  | 240_3C_AL_XLPE | WRITEBEST: B10143 | CHASELAND NO 2: B06037 |  | 330.163 m |  |  |  | 3 | 2 | Pass | null
252116720 | TNB | DISTRIBUTION | CHERAS | Existing | RYB | 11 kV | NO | Class C |  |  | 240_3C_AL_XLPE | BKT PERMAI SG LONG: B04484 | BKT. RASA SAYANG: B08866 |  | 1217.793 m |  |  |  | 3 | 0 | Pass | null
252116963 | TNB | DISTRIBUTION | CHERAS | Existing | RYB | 11 kV |  |  |  |  | 240_3C_AL_XLPE | BOGO OPTICAL: B09111 | PE KEB VENTURES: B13482 |  | 165.233 m |  |  |  | 3 | 2 | Pass | null
252117224 | TNB | DISTRIBUTION | CHERAS | Existing | RYB | 33 kV |  |  |  |  | 630_1C_AL_XLPE | CJYA: 5L5 | TAMI: 4P5 |  | 5581.397 m |  |  |  | 3 | 14 | Pass | null
252117230 | TNB | DISTRIBUTION | CHERAS | Existing | RYB | 11 kV | NO | Class C |  |  | 240_3C_AL_XLPE | GARDEN PARK SG LONG NO 2: B05392 | GARDEN PARK SG LONG NO 3: B05393 |  | 18.007 m |  |  |  | 3 | 2 | Pass | null
252117240 | TNB | DISTRIBUTION | CHERAS | Existing | RYB | 11 kV |  |  |  |  | 240_3C_AL_XLPE | TAMAN MUTIARA JAYA NO 1: B12301 | TMN TANMING MUTIARA NO 2: B10982 [OFF] |  | 434.197 m |  |  |  | 3 | 1 | Pass | null
252117305 | TNB | DISTRIBUTION | CHERAS | Existing | RYB | 11 kV |  |  |  |  | 240_3C_AL_XLPE | TAMI: | APARTMENT SUMMERFIELD: B07501 |  | 2904.261 m |  |  |  | 3 | 10 | Pass | null
252117499 | TNB | DISTRIBUTION | CHERAS | Existing | RYB | 11 kV |  |  |  |  | 185_3C_AL_PILC | MEIKA FOOD: B01261 | BINA PLASTIK NO 2: B12022 |  | 99.396 m |  |  |  | 3 | 1 | Pass | null
252117503 | TNB | DISTRIBUTION | CHERAS | Existing | RYB | 11 kV |  |  |  |  | 240_3C_AL_XLPE | INDUSTRI BALAKONG JAYA NO 1: B09169 | INDUSTRI BALAKONG JAYA NO 1: B09170 |  | 8.557 m |  |  |  | 3 | 0 | Pass | null
252117594 | TNB | DISTRIBUTION | CHERAS | Existing | RYB | 11 kV |  |  |  |  | 240_3C_AL_XLPE | SG LUI NO 2 BT 21 1/2 A/T: B02309 | PKNS SG LUI: B02308 |  | 1796.892 m |  |  |  | 3 | 2 | Pass | null
252117600 | TNB | DISTRIBUTION | CHERAS | Existing | RYB | 11 kV |  |  |  |  | 240_3C_AL_XLPE | KG PAYA LEBAR A/T: B02321 | SG LUI NO 2 BT 21 1/2 A/T: B02311 |  | 2260.204 m |  |  |  | 3 | 2 | Pass | null
252117703 | TNB | DISTRIBUTION | CHERAS | Existing | RYB | 11 kV |  |  |  |  | 240_3C_AL_XLPE | DENSHI MARUWA: B04208 | LOT 5757 KIDAMAI: B04207 |  | 358.123 m |  |  |  | 3 | 2 | Pass | null
252117708 | TNB | DISTRIBUTION | CHERAS | Existing | RYB | 11 kV |  |  |  |  | 300_3C_AL_PILC | SG BESI INDAH NO 4: B02913 | KONDOMINIUM DESA SAUJANA: B07778 |  | 333.156 m |  |  |  | 3 | 2 | Pass | null
252117768 | TNB | DISTRIBUTION | CHERAS | Existing | RYB | 11 kV |  |  |  |  | 240_3C_AL_XLPE | D-CRS-C16-0625: B14963 | TMN DESA BARU COMPACT: B07532 |  | 816.714 m |  |  |  | 3 | 4 | Pass | null
252117852 | TNB | DISTRIBUTION | CHERAS | Existing | RYB | 11 kV |  |  |  |  | 150_3C_AL_XLPE | TMN ULU LANGAT JAYA NO 1: B09442 | TMN ULU LANGAT JAYA NO 2: B05930 |  | 379.572 m |  |  |  | 3 | 2 | Pass | null
252117870 | TNB | DISTRIBUTION | CHERAS | Existing | RYB | 11 kV |  |  |  |  | 240_3C_AL_XLPE | LMAS: | TMN LAGENDA MAS NO 1: B06909 |  | 94.365 m |  |  | LMAS2 | 3 | 2 | Pass | null
252118005 | TNB | DISTRIBUTION | CHERAS | Existing | RYB | 11 kV |  |  |  |  | 240_3C_AL_XLPE | CJYA: 4 | GELORA RAO RAO: B01508 |  | 1195.177 m |  |  |  | 3 | 4 | Pass | null
252118012 | TNB | DISTRIBUTION | CHERAS | Existing | RYB | 11 kV | NO | Class C |  |  | 240_3C_AL_XLPE | 1ST PAPER MILL: B04004 | LOJI AIR CHERAS: B04003 |  | 222.461 m |  |  |  | 3 | 2 | Pass | null
252118018 | TNB | DISTRIBUTION | CHERAS | Existing | RYB | 11 kV |  |  |  |  | 240_3C_AL_XLPE | CHERAS ZEN: B10543 | S/S FRU: B08655 |  | 1543.796 m |  |  |  | 3 | 2 | Pass | null
252118085 | TNB | DISTRIBUTION | CHERAS | Existing | RYB | 11 kV |  |  |  |  | 240_3C_AL_XLPE | MAGNAVILLA NO 1: B01875 | SURUNG (EUROMAS): B01867 |  | 421.538 m |  |  |  | 3 | 4 | Pass | null
252118091 | TNB | DISTRIBUTION | CHERAS | Existing | RYB | 11 kV |  |  |  |  | 240_3C_AL_XLPE | MECOMB: B01237 | CONTROL INSTRUMENT: B01238 |  | 112.221 m |  |  |  | 3 | 2 | Pass | null
252118097 | TNB | DISTRIBUTION | CHERAS | Existing | RYB | 11 kV | NO | Class C |  |  | 240_3C_AL_XLPE | TMN RAKAN CHERAS NO 1: B02405 | TMN KOPERASI CUEPAC NO 4: B02411 |  | 553.158 m |  |  |  | 3 | 0 | Pass | null
252118103 | TNB | DISTRIBUTION | CHERAS | Existing | RYB | 11 kV |  |  |  |  | 240_3C_AL_XLPE | TMN RASA SAYANG NO 2: B02056 | RASA SAYANG PRIMA: B02057 |  | 275.142 m |  |  |  | 3 | 2 | Pass | null
252118277 | TNB | DISTRIBUTION | CHERAS | Existing | RYB | 11 kV |  |  |  |  | 300_3C_AL_PILC | WENG HIN NO 1: B01422 | PST DAGANGAN BALAKONG NO 1 COMPACT: B01423 |  | 700.357 m |  |  |  | 3 | 5 | Pass | null
252118288 | TNB | DISTRIBUTION | CHERAS | Existing | RYB | 11 kV |  |  |  |  | 240_3C_AL_XLPE | TMN SEGAR PERDANA NO 4: B07005 | JLN SP 3 TMN SEGAR PERDANA: B07004 |  | 533.157 m |  |  |  | 3 | 2 | Pass | null
252118294 | TNB | DISTRIBUTION | CHERAS | Existing | RYB | 11 kV |  |  |  |  | 240_3C_AL_XLPE | KG DARUL HIDAYAH A/T: B02260 | DUSUN TUA: B02262 |  | 749.979 m |  |  |  | 3 | 2 | Pass | null
252118389 | TNB | DISTRIBUTION | CHERAS | Existing | RYB | 11 kV | NO | Class C |  |  | 240_3C_AL_XLPE | BDR MAHKOTA CHERAS NO. 8: B06342 | BDR MAHKOTA CHERAS NO. 9: B06343 |  | 194.638 m |  |  |  | 3 | 2 | Pass | null
252118543 | TNB | DISTRIBUTION | CHERAS | Existing | RYB | 11 kV |  |  |  |  | 240_3C_AL_XLPE | SHUKOR SAKAM AIS RINTIK2: B08402 | COMPACT PAM MINYAK PROJET GRAND SAGA: B08262 |  | 281.007 m |  |  |  | 3 | 3 | Pass | null
252118549 | TNB | DISTRIBUTION | CHERAS | Existing | RYB | 11 kV |  |  |  |  | 240_3C_AL_XLPE | JLN SP 6/3 TMN SEGAR PERDANA: B07744 | TMN SEGAR PERDANA NO 2: B06997 |  | 365.350 m |  |  |  | 3 | 2 | Pass | null
252118561 | TNB | DISTRIBUTION | CHERAS | Existing | RYB | 11 kV | NO | Class C |  |  | 240_3C_AL_XLPE | SEJATI HILL NO 2: B08389 | TMN SEJATI HILL VILLA: B08032 |  | 373.275 m |  |  |  | 3 | 2 | Pass | null
252118567 | TNB | DISTRIBUTION | CHERAS | Existing | RYB | 11 kV |  |  |  |  | 240_3C_AL_XLPE | TMN MEGAH NO 5: B01755 | TMN MEGAH NO 4: B01754 [OFF] |  | 416.418 m |  |  |  | 3 | 2 | Pass | null
252118663 | TNB | DISTRIBUTION | CHERAS | Existing | RYB | 11 kV |  |  |  |  | 240_3C_AL_XLPE | HOOVER TILING SB: B01838 | SENG YIP CHERAS JAYA: B06273 |  | 133.389 m |  |  |  | 3 | 4 | Pass | null
252118669 | TNB | DISTRIBUTION | CHERAS | Existing | RYB | 11 kV | NO | Class C |  |  | 240_3C_AL_XLPE | JLN PERMAISURI NO 1 BDR MAHKOTA CHERAS: B07114 | COMMERCIAL AREA NO 3: B08639 |  | 561.867 m |  |  |  | 3 | 2 | Pass | null
252118675 | TNB | DISTRIBUTION | CHERAS | Existing | RYB | 11 kV |  |  |  |  | 300_3C_AL_PILC | FIRST WELCOME SUPERMARKET: B01660 | PERDANA HEIGHT (CHERAS PERDANA): |  | 713.330 m |  |  |  | 3 | 3 | Pass | null
252118682 | TNB | DISTRIBUTION | CHERAS | Existing | RYB | 11 kV |  |  |  |  | 240_3C_AL_XLPE | TMN MAS JAYA IND NO 2: B02330 | PANGSAPURI(KONDO) LANGAT JAYA: B08458 |  | 712.637 m |  |  |  | 3 | 2 | Pass | null
252118698 | TNB | DISTRIBUTION | CHERAS | Existing | RYB | 11 kV |  |  |  |  | 240_3C_AL_XLPE | LOT 5757 KIDAMAI: B04204 | LOT 5757 FORMAPAC: B04211 [OFF] |  | 65.836 m |  |  |  | 3 | 2 | Pass | null
252118703 | TNB | DISTRIBUTION | CHERAS | Existing | RYB | 11 kV | NO | Class C |  |  | 240_3C_AL_XLPE | JLN PAHLAWAN 9/3: B08605 | JLN PAHLAWAN 9/3 NO 2: B10663 |  | 37.517 m |  |  |  | 3 | 1 | Pass | null
252118859 | TNB | DISTRIBUTION | CHERAS | Existing | RYB | 11 kV |  |  |  |  | 240_3C_AL_XLPE | TMN DESA BARU NO 2 COMPACT: B09457 | TMN KOPERASI CUEPAC NO 1 BT 12 FASA 1A: B02424 |  | 596.765 m |  |  |  | 3 | 2 | Pass | null
252118869 | TNB | DISTRIBUTION | CHERAS | Existing | RYB | 11 kV |  |  |  |  | 240_3C_AL_XLPE | TMN LESTARI INDAH: B10198 | PKNS SG MAKAU: B02212 |  | 391.415 m |  |  |  | 3 | 2 | Pass | null
252118875 | TNB | DISTRIBUTION | CHERAS | Existing | RYB | 11 kV |  |  |  |  | 240_3C_AL_XLPE | PUSAT KEBUDAYAAN SOKO GOKAI: B10731 | SMK PERIMBUN: B07035 |  | 206.556 m |  |  |  | 3 | 2 | Pass | null
252118881 | TNB | DISTRIBUTION | CHERAS | Existing | RYB | 11 kV |  |  |  |  | 240_3C_AL_XLPE | DATARAN C180 NO 3: B12751 | TMN CHERAS PERDANA NO 4: B01646 |  | 1799.997 m |  |  |  | 3 | 2 | Pass | null
252119108 | TNB | DISTRIBUTION | CHERAS | Existing | RYB | 11 kV |  |  |  |  | 240_3C_AL_XLPE | TMN PUTRA BUDIMAN NO 2: B06305 | TMN PUTRA BUDIMAN 1/2 PHASE 3: B08085 |  | 773.997 m |  |  |  | 3 | 4 | Pass | null
252119417 | TNB | DISTRIBUTION | CHERAS | Existing | RYB | 11 kV |  |  |  |  | 240_3C_AL_XLPE | TMN MINANG RIA: B06556 | BTHO NO 8: B01684 |  | 1177.486 m |  |  |  | 3 | 3 | Pass | null
252119583 | TNB | DISTRIBUTION | CHERAS | Existing | RYB | 11 kV |  |  |  |  | 120_3C_AL_PILC | BINA PLASTIK NO 2: B12020 | U-LIK PLASTIK: TNB0000 |  | 62.538 m |  |  |  | 3 | 1 | Pass | null
252120494 | TNB | DISTRIBUTION | CHERAS | Existing | RYB | 11 kV |  |  |  |  | 240_3C_AL_XLPE | TMN CHERAS AWANA NO 3: B07473 | TMN SEGAR PERDANA NO 5: B07076 [OFF] |  | 629.284 m |  |  |  | 3 | 2 | Pass | null
252120747 | TNB | DISTRIBUTION | CHERAS | Existing | RYB | 11 kV |  |  |  |  | 300_3C_AL_PILC | SG BESI INDAH NO 1: B02910 | SG BESI INDAH NO 4: B02911 |  | 1045.634 m |  |  |  | 3 | 2 | Pass | null
252120993 | TNB | DISTRIBUTION | CHERAS | Existing | RYB | 11 kV |  |  |  |  | 185_3C_AL_PILC | NEW ENGINEERING (M) SB: B01586 | SOUTH EAST ASIA NO 1 SB: B01587 |  | 185.540 m |  |  |  | 3 | 2 | Pass | null
252120999 | TNB | DISTRIBUTION | CHERAS | Existing | RYB | 11 kV |  |  |  |  | 240_3C_AL_XLPE | BINTANG PELANTAR: B01411 | SENORITA: B01410 |  | 387.860 m |  |  |  | 3 | 2 | Pass | null
252121007 | TNB | DISTRIBUTION | CHERAS | Existing | RYB | 11 kV |  |  |  |  | 240_3C_AL_XLPE | LIEW KON THAM: B01844 | NGEE MING SHOE MANUFACTURE: B01843 |  | 340.033 m |  |  |  | 3 | 4 | Pass | null
252121013 | TNB | DISTRIBUTION | CHERAS | Existing | RYB | 11 kV |  |  |  |  | 240_3C_AL_XLPE | TMN HARMONI: B02893 | FLAT TAMAN HARMONI: B08358 |  | 123.167 m |  |  |  | 3 | 3 | Pass | null
252121018 | TNB | DISTRIBUTION | CHERAS | Existing | RYB | 11 kV |  |  |  |  | 240_3C_AL_XLPE | KG HULU PERDIK COMPACT: B02293 | SWS BT 19 3/4 KG PADANG: B02294 |  | 785.515 m |  |  |  | 3 | 2 | Pass | null
252121270 | TNB | DISTRIBUTION | CHERAS | Existing | RYB | 11 kV |  |  |  |  | 240_3C_AL_XLPE | DESA WANGSA BTHO: B06821 | BTHO NO 6: B01713 |  | 818.109 m |  |  |  | 3 | 2 | Pass | null
252121282 | TNB | DISTRIBUTION | CHERAS | Existing | RYB | 11 kV |  |  |  |  | 240_3C_AL_XLPE | JORDONE CORPORATION NO 3: B11351 | DAIREN DEVELOPMENT NO 2: B10184 |  | 90.474 m |  |  |  | 3 | 3 | Pass | null
252121288 | TNB | DISTRIBUTION | CHERAS | Existing | RYB | 11 kV | NO | Class C |  |  | 240_3C_AL_XLPE | BDR MAHKOTA CHERAS NO 15: B06753 | JLN TEMENGGUNG 10/7 BDR MAHKOTA CHERAS: B07110 |  | 924.598 m |  |  |  | 3 | 4 | Pass | null
252121294 | TNB | DISTRIBUTION | CHERAS | Existing | RYB | 11 kV | NO | Class C |  |  | 240_3C_AL_XLPE | COMMERCIAL AREA NO 2: B08623 | COMMERCIAL AREA NO 1: B08624 |  | 33.718 m |  |  |  | 3 | 2 | Pass | null
252121568 | TNB | DISTRIBUTION | CHERAS | Existing | RYB | 11 kV |  |  |  |  | 240_3C_AL_XLPE | BTHO NO 16: B05331 | BTHO NO 17: B05332 |  | 444.818 m |  |  |  | 3 | 2 | Pass | null
252121810 | TNB | DISTRIBUTION | CHERAS | Existing | RYB | 11 kV | NO | Class C |  |  | 240_3C_AL_XLPE | WATTA BATTERY NO 2: B01825 | POLAR ICE CREAM: B10467 |  | 166.690 m |  |  |  | 3 | 2 | Pass | null
252121836 | TNB | DISTRIBUTION | CHERAS | Existing | RYB | 11 kV | NO | Class C |  |  | 240_3C_AL_XLPE | NO 2 TAMAN SETIA BALAKONG: B02958 | NO 1, TMN SETIA BALAKONG: B02957 |  | 248.787 m |  |  |  | 3 | 4 | Pass | null
252121842 | TNB | DISTRIBUTION | CHERAS | Existing | RYB | 11 kV | NO | Class C |  |  | 240_3C_AL_XLPE | MIEL NO 3 CHERAS JAYA: B01529 | AE TECHNOLOGY S/B NO 2: B01528 |  | 229.410 m |  |  |  | 3 | 2 | Pass | null
252122038 | TNB | DISTRIBUTION | CHERAS | Existing | RYB | 11 kV |  |  |  |  | 240_3C_AL_XLPE | MINE: 9 | SG BESI INDAH NO 9A COMPACT: B04878 |  | 480.220 m |  |  |  | 3 | 4 | Pass | null
252122043 | TNB | DISTRIBUTION | CHERAS | Existing | RYB | 11 kV |  |  |  |  | 70_1C_AL_XLPE |  |  |  | 24.085 m |  |  |  | 3 | 1 | Pass | null
252122047 | TNB | DISTRIBUTION | CHERAS | Existing | RYB | 11 kV | NO | Class C |  |  | 300_3C_AL_PILC | TMN INDAH NO 1: B01499 | KG BARU CHERAS BT 11: B01498 |  | 213.048 m |  |  |  | 3 | 2 | Pass | null
252122053 | TNB | DISTRIBUTION | CHERAS | Existing | RYB | 11 kV |  |  |  |  | 300_3C_AL_PILC | PERDANA HEIGHT (CHERAS PERDANA): | TMN CHERAS PERDANA NO 2: B01659 |  | 522.629 m |  |  |  | 3 | 3 | Pass | null
252122301 | TNB | DISTRIBUTION | CHERAS | Existing | RYB | 11 kV | NO | Class C |  |  | 240_3C_AL_XLPE | JALAN DAYANG 4/8 BMC: B07199 | BDR MAHKOTA CHERAS NO. 6: B06331 |  | 326.214 m |  |  |  | 3 | 2 | Pass | null
252122723 | TNB | DISTRIBUTION | CHERAS | Existing | RYB | 11 kV | NO | Class C |  |  | 240_3C_AL_XLPE | COMMERCIAL AREA NO 13 JLN TEMENGGONG 17/: B09323 | COMMERCIAL AREA NO 12 JLN TEMENGGONG 19/: B09324 |  | 28.677 m |  |  |  | 3 | 2 | Pass | null
252125870 | TNB | DISTRIBUTION | CHERAS | Existing | RYB | 11 kV |  |  |  |  | 240_3C_AL_XLPE | BANGUNAN SAPURA: B02660 | SG BESI INDAH NO 5: B02656 |  | 1684.592 m |  |  |  | 3 | 6 | Pass | null
252126075 | TNB | DISTRIBUTION | CHERAS | Existing | RYB | 11 kV |  |  |  |  | 240_3C_AL_XLPE | COUNTRY HEIGHT PARADE NO 3: B02623 | COUNTRY HEIGHT PARADE NO 2: B02621 |  | 863.470 m |  |  |  | 3 | 2 | Pass | null
252126081 | TNB | DISTRIBUTION | CHERAS | Existing | RYB | 11 kV |  |  |  |  | 240_3C_AL_XLPE | CITY BEACH RESORT: B02627 | MINES GOLF RESORT: B02883 |  | 1338.945 m |  |  |  | 3 | 4 | Pass | null
252128732 | TNB | DISTRIBUTION | CHERAS | Existing | RYB | 11 kV | NO | Class C |  |  | 240_3C_AL_XLPE | DESA SERDANG NO 2: B00898 | DESA SERDANG NO 1: B00853 |  | 247.156 m |  |  |  | 3 | 2 | Pass | null
252129002 | TNB | DISTRIBUTION | CHERAS | Existing | RYB | 11 kV |  |  |  |  | 240_3C_AL_XLPE | JLN SUADAMAI 11/4 BTHO: B10024 | JLN SUADAMAI 11/1 BTHO: B10043 |  | 383.424 m |  |  |  | 3 | 2 | Pass | null
252129018 | TNB | DISTRIBUTION | CHERAS | Existing | RYB | 11 kV |  |  |  |  | 240_3C_AL_XLPE | COMPACT DR SRI TIONG KING: B10463 | COUNTRY HEIGHT PARADE NO 1: B02638 |  | 1373.492 m |  |  |  | 3 | 2 | Pass | null
252129363 | TNB | DISTRIBUTION | CHERAS | Existing | RYB | 11 kV |  |  |  |  | 240_3C_AL_XLPE | PUTRI JAYA NO 2: B01742 | PUTRI JAYA NO 3: B01743 |  | 421.031 m |  |  |  | 3 | 2 | Pass | null
252129605 | TNB | DISTRIBUTION | CHERAS | Existing | RYB | 11 kV | NO | Class C |  |  | 240_3C_AL_XLPE | SUKMA PESONA: B09353 | BDR SG LONG NO 11: B06030 |  | 424.166 m |  |  |  | 3 | 0 | Pass | null
252130938 | TNB | DISTRIBUTION | CHERAS | Existing | RYB | 11 kV |  |  |  |  | 240_3C_AL_XLPE | TOWN PARK 1 NO 1: B10284 | TOWN PARK 1 NO 2: B10285 |  | 349.711 m |  |  |  | 3 | 2 | Pass | null
252131200 | TNB | DISTRIBUTION | CHERAS | Existing | RYB | 11 kV |  |  |  |  | 240_3C_AL_XLPE | MINES RESORT NO 1: B02614 | COUNTRY HEIGHT PARADE NO 3: B02624 |  | 2808.452 m |  |  |  | 3 | 8 | Pass | null
252131441 | TNB | DISTRIBUTION | CHERAS | Existing | RYB | 11 kV |  |  |  |  | 240_3C_AL_XLPE | CHASELAND NO 3: B06038 | WRITEBEST: B10145 |  | 149.236 m |  |  |  | 3 | 2 | Pass | null
252132948 | TNB | DISTRIBUTION | CHERAS | Existing | RYB | 11 kV |  |  |  |  | 300_3C_AL_PILC | BTHO NO 4: B01699 | BTHO NO 2: B01675 |  | 995.314 m |  |  |  | 3 | 2 | Pass | null
252132954 | TNB | DISTRIBUTION | CHERAS | Existing | RYB | 11 kV |  |  |  |  | 240_3C_AL_XLPE | BTHO NO 7: B01708 | BTHO NO 5: B01707 |  | 329.329 m |  |  |  | 3 | 2 | Pass | null
252132966 | TNB | DISTRIBUTION | CHERAS | Existing | RYB | 11 kV |  |  |  |  | 240_3C_AL_XLPE | MIEL NO 1 CHERAS JAYA: B01565 | CHERAS JAYA NO 1: B01566 [OFF] |  | 266.072 m |  |  |  | 3 | 4 | Pass | null
252133201 | TNB | DISTRIBUTION | CHERAS | Existing | RYB | 11 kV |  |  |  |  | 185_3C_AL_PILC | PKNS CHERAS JAYA NO 4: B01371 | PUSAT SERVIS PERODUA CHERAS JAYA: B05104 |  | 1759.801 m |  |  |  | 3 | 12 | Pass | null
252133212 | TNB | DISTRIBUTION | CHERAS | Existing | RYB | 11 kV |  |  |  |  | 240_3C_AL_XLPE | CHERAS JAYA NO 1: B01569 | CHERAS JAYA NO 2: B01619 |  | 903.015 m |  |  |  | 3 | 6 | Pass | null
252133445 | TNB | DISTRIBUTION | CHERAS | Existing | RYB | 11 kV |  |  |  |  | 240_3C_AL_XLPE | BTHO: 4 | KOMPLEKS PENGHULU CHERAS: B06917 |  | 2390.746 m |  |  |  | 3 | 6 | Pass | null
252135600 | TNB | DISTRIBUTION | CHERAS | Existing | RYB | 11 kV | NO | Class C |  |  | 240_3C_AL_XLPE | KILANG PAPAN (HEN KEE SAWMILL): B00847 | PLAZA TOL UPM: B00846 [OFF] |  | 1224.480 m |  |  |  | 3 | 4 | Pass | null
252137419 | TNB | DISTRIBUTION | CHERAS | Existing | RYB | 11 kV | NO | Class C |  |  | 240_3C_AL_XLPE | DESA SERDANG NO 5: B00912 | DESA SERDANG NO 6: B00913 |  | 353.143 m |  |  |  | 3 | 2 | Pass | null
252137425 | TNB | DISTRIBUTION | CHERAS | Existing | RYB | 11 kV | NO | Class C |  |  | 240_3C_AL_XLPE | DESA KL ENTERPRISE: B02788 | JLN BUDIMAN 2/4 TMN PUTRA BUDIMAN: B07314 |  | 180.808 m |  |  |  | 3 | 2 | Pass | null
252137431 | TNB | DISTRIBUTION | CHERAS | Existing | RYB | 11 kV |  |  |  |  | 240_3C_AL_XLPE | JLN BUDIMAN 2/4 TMN PUTRA BUDIMAN: B07312 | TMN PUTRA BUDIMAN NO 1: B05077 |  | 33.106 m |  |  |  | 3 | 1 | Pass | null
252137436 | TNB | DISTRIBUTION | CHERAS | Existing | RYB | 11 kV |  |  |  |  | 185_3C_AL_PILC | TMN CHERAS PERDANA NO 5: B01642 | TMN CHERAS PERDANA NO 4: B01643 [OFF] |  | 985.323 m |  |  |  | 3 | 4 | Pass | null
252137454 | TNB | DISTRIBUTION | CHERAS | Existing | RYB | 11 kV |  |  |  |  | 240_3C_AL_XLPE | TMN CHERAS PERDANA NO 1: B01666 | TMN CHERAS PERDANA RIA: B01667 |  | 481.594 m |  |  |  | 3 | 2 | Pass | null
252137527 | TNB | DISTRIBUTION | CHERAS | Existing | RYB | 11 kV | NO | Class C |  |  | 240_3C_AL_XLPE | BDR MAHKOTA CHERAS NO 16: B06757 | PANGSAPURI BLOK L6, JLN PENGGAWA, BMC: B07803 |  | 227.473 m |  |  |  | 3 | 2 | Pass | null
252137538 | TNB | DISTRIBUTION | CHERAS | Existing | RYB | 11 kV |  |  |  |  | 240_3C_AL_XLPE | JALAN MAS JAYA NO 1: B10210 | JLN.MAS JAYA, MAS JAYA NO 2: B09446 |  | 717.119 m |  |  |  | 3 | 4 | Pass | null
252137673 | TNB | DISTRIBUTION | CHERAS | Existing | RYB | 11 kV |  |  |  |  | 240_3C_AL_XLPE | LMAS: | TMN SRI MUJUR: B05990 |  | 1513.509 m |  |  | LMAS7 | 3 | 1 | Pass | null
252137679 | TNB | DISTRIBUTION | CHERAS | Existing | RYB | 11 kV |  |  |  |  | 240_3C_AL_XLPE | PANGSAPURI RAKYAT: B06149 | EKSPIDISI EMAS: B06538 |  | 1758.217 m |  |  |  | 3 | 4 | Pass | null
252137685 | TNB | DISTRIBUTION | CHERAS | Existing | RYB | 11 kV |  |  |  |  | 300_3C_AL_PILC | TMN CHERAS PERDANA NO 1: B01663 | FIRST WELCOME SUPERMARKET: B01662 |  | 505.437 m |  |  |  | 3 | 6 | Pass | null
252137705 | TNB | DISTRIBUTION | CHERAS | Existing | RYB | 11 kV |  |  |  |  | 120_3C_AL_PILC | KG BARU BALAKONG: B01326 | DAPAT: B01327 |  | 778.325 m |  |  |  | 3 | 6 | Pass | null
252137771 | TNB | DISTRIBUTION | CHERAS | Existing | RYB | 11 kV |  |  |  |  | 240_3C_AL_XLPE | MASTER SHANGHAI: B01938 | SEIK LAM COMPONENTS: B10992 |  | 982.489 m |  |  |  | 3 | 5 | Pass | null
252137778 | TNB | DISTRIBUTION | CHERAS | Existing | RYB | 11 kV |  |  |  |  | 240_3C_AL_XLPE | MITAH MANUFACTURE SB: B01862 | LOJI KUMBAHAN CHERAS JAYA: B08821 |  | 387.834 m |  |  |  | 3 | 4 | Pass | null
252137784 | TNB | DISTRIBUTION | CHERAS | Existing | RYB | 11 kV |  |  |  |  | 240_3C_AL_XLPE | ISC: B02713 | BERKAT HASIL NO 6: B02714 |  | 10.345 m |  |  |  | 3 | 1 | Pass | null
252137789 | TNB | DISTRIBUTION | CHERAS | Existing | RYB | 11 kV |  |  |  |  | 240_3C_AL_XLPE | SUNWAY CHERAS 2: B09401 | TMN ALAM JAYA NO 3: B02103 |  | 852.945 m |  |  |  | 3 | 2 | Pass | null
252137822 | TNB | DISTRIBUTION | CHERAS | Existing | RYB | 11 kV | NO | Class C |  |  | 240_3C_AL_XLPE | TMN CHERAS JAYA NO 3: B05488 | SEK MEN CHERAS JAYA: B06234 [OFF] |  | 77.453 m |  |  |  | 3 | 2 | Pass | null
252137944 | TNB | DISTRIBUTION | CHERAS | Existing | RYB | 11 kV |  |  |  |  | 240_3C_AL_XLPE | SAMWON RUBBER: B01344 | TANMING RAYA NO 4: B01345 |  | 1157.105 m |  |  |  | 3 | 4 | Pass | null
252138008 | TNB | DISTRIBUTION | CHERAS | Existing | RYB | 11 kV |  |  |  |  | 240_3C_AL_XLPE | BTHO NO 5: B01706 | TMN SRI CHERAS NO 2: B01714 |  | 87.307 m |  |  |  | 3 | 2 | Pass | null
252138024 | TNB | DISTRIBUTION | CHERAS | Existing | RYB | 11 kV |  |  |  |  | 240_3C_AL_XLPE | BTHO: 11 | CAREFOUR BTHO: B10705 |  | 370.609 m |  |  |  | 3 | 1 | Pass | null
252138055 | TNB | DISTRIBUTION | CHERAS | Existing | RYB | 11 kV |  |  |  |  | 240_3C_AL_XLPE | TMN CHERAS AWANA NO 1: B02135 | TAMAN SEGAR PERDANA NO 9: B08749 |  | 428.468 m |  |  |  | 3 | 2 | Pass | null
252138406 | TNB | DISTRIBUTION | CHERAS | Existing | RYB | 11 kV |  |  |  |  | 240_3C_AL_XLPE | STARLIGHT: B01283 | AIM RIGHT: B01284 |  | 285.463 m |  |  |  | 3 | 2 | Pass | null
252138420 | TNB | DISTRIBUTION | CHERAS | Existing | RYB | 11 kV |  |  |  |  | 240_3C_AL_XLPE | IKBN DUSUN TUA NO 5: B08704 | BELIA IKBN DUSUN TUA NO 4: B08180 |  | 572.716 m |  |  |  | 3 | 2 | Pass | null
252138672 | TNB | DISTRIBUTION | CHERAS | Existing | RYB | 11 kV |  |  |  |  | 240_3C_AL_XLPE | SOUTH EAST ASIA NO 1 SB: B01589 | SUPERIOR PRODUCT INC SB: B01590 |  | 194.374 m |  |  |  | 3 | 2 | Pass | null
252140618 | TNB | DISTRIBUTION | CHERAS | Existing | RYB | 11 kV |  |  |  |  | 240_3C_AL_XLPE | DAIREN DEVELOPMENT: B01923 | YAP KON FAH TRADING: B01922 |  | 313.281 m |  |  |  | 3 | 2 | Pass | null
252140725 | TNB | DISTRIBUTION | CHERAS | Existing | RYB | 11 kV |  |  |  |  | 240_3C_AL_XLPE | MINES RESORT NO 1: B02615 | SWS MINES WATERFRONT: B02643 |  | 1881.807 m |  |  |  | 3 | 4 | Pass | null
252140838 | TNB | DISTRIBUTION | CHERAS | Existing | RYB | 11 kV | NO | Class C |  |  | 240_3C_AL_XLPE | FLORA GREEN CONDO: B02663 | BDR SG LONG NO 14: B02663 |  | 248.393 m |  |  |  | 3 | 6 | Pass | null
252140850 | TNB | DISTRIBUTION | CHERAS | Existing | RYB | 11 kV |  |  |  |  | 240_3C_AL_XLPE | LMAS: | PUTRI JAYA NO 2: B01740 |  | 259.438 m |  |  | LMAS-1 | 3 | 2 | Pass | null
252140896 | TNB | DISTRIBUTION | CHERAS | Existing | RYB | 11 kV |  |  |  |  | 240_3C_AL_XLPE | TMN IMPIAN LANGAT: | DUSUN NANDING NO 1: B02204 |  | 2043.652 m |  |  |  | 3 | 5 | Pass | null
252141096 | TNB | DISTRIBUTION | CHERAS | Existing | RYB | 11 kV | NO | Class C |  |  | 240_3C_AL_XLPE | JALAN PUTRA 13/1: B08640 | JLN BENDAHARA 12/7 BMC: B07904 |  | 311.758 m |  |  |  | 3 | 4 | Pass | null
252141102 | TNB | DISTRIBUTION | CHERAS | Existing | RYB | 11 kV |  |  |  |  | 185_3C_AL_PILC | BERKAT HASIL NO 9: B02743 | BERKAT HASIL NO 8: B02742 |  | 209.606 m |  |  |  | 3 | 2 | Pass | null
252141114 | TNB | DISTRIBUTION | CHERAS | Existing | RYB | 11 kV |  |  |  |  | 185_3C_AL_PILC | BERKAT HASIL NO 10: B02731 | BERKAT HASIL NO 15: B02730 |  | 198.957 m |  |  |  | 3 | 2 | Pass | null
252141171 | TNB | DISTRIBUTION | CHERAS | Existing | RYB | 11 kV |  |  |  |  | 240_3C_AL_XLPE | PADAT MENARA CELCOM H/LANGAT: B13141 | RUMAH PANGSA BKT KUNDANG: B08164 |  | 3989.809 m |  |  |  | 3 | 2 | Pass | null
252141334 | TNB | DISTRIBUTION | CHERAS | Existing | RYB | 11 kV |  |  |  |  | 240_3C_AL_XLPE | UNITED COACH BUILDER: B02819 | KHOO MOK CHIN: B02818 |  | 51.270 m |  |  |  | 3 | 2 | Pass | null
252141422 | TNB | DISTRIBUTION | CHERAS | Existing | RYB | 11 kV | NO | Class C |  |  | 240_3C_AL_XLPE | TELEKOM BALAKONG: B01314 | SWS GUPPY PLASTIC NO 1 (YU YEE): B01554 |  | 2386.023 m |  |  |  | 3 | 8 | Pass | null
252141428 | TNB | DISTRIBUTION | CHERAS | Existing | RYB | 11 kV |  |  |  |  | 240_3C_AL_XLPE | BASE CRAFT: B02164 | KEMACAHAYA NO 2: B02165 |  | 1381.744 m |  |  |  | 3 | 6 | Pass | null
252141708 | TNB | DISTRIBUTION | CHERAS | Existing | RYB | 11 kV |  |  |  |  | 240_3C_AL_XLPE | MINE: 8 | SG BESI INDAH NO 6A: B06396 |  | 711.860 m |  |  |  | 3 | 4 | Pass | null
252141713 | TNB | DISTRIBUTION | CHERAS | Existing | RYB | 11 kV |  |  |  |  | 240_3C_AL_XLPE | TMN MAS NO 3 COMPACT: B02161 | BASE CRAFT: B02162 |  | 1579.368 m |  |  |  | 3 | 2 | Pass | null
252141948 | TNB | DISTRIBUTION | CHERAS | Existing | RYB | 11 kV | NO | Class C |  |  | 240_3C_AL_XLPE | TMN IMPIAN EHSAN NO 3: B01447 | PADAT R/KEDAI SETIA BALAKONG: B12385 |  | 994.586 m |  |  |  | 3 | 5 | Pass | null
252142153 | TNB | DISTRIBUTION | CHERAS | Existing | RYB | 11 kV | NO | Class C |  |  | 240_3C_AL_XLPE | COMMERCIAL AREA NO 12 JLN TEMENGGONG 19/: B09327 | COMMERCIAL AREA NO 10 JLN TEMENGGONG 21/: B09328 |  | 179.259 m |  |  |  | 3 | 2 | Pass | null
252142159 | TNB | DISTRIBUTION | CHERAS | Existing | RYB | 11 kV |  |  |  |  | 240_3C_AL_XLPE | TMN SG SERAI TAMBAHAN: B07077 | KG NURUL IMAN: B02334 |  | 1507.278 m |  |  |  | 3 | 5 | Pass | null
252142165 | TNB | DISTRIBUTION | CHERAS | Existing | RYB | 11 kV |  |  |  |  | 120_3C_AL_PILC | DAPAT: B01329 | BOOM FUEN & SON (GALANT): B01330 |  | 299.388 m |  |  |  | 3 | 2 | Pass | null
252142434 | TNB | DISTRIBUTION | CHERAS | Existing | RYB | 11 kV |  |  |  |  | 240_3C_AL_XLPE | LOT 5757 KIDAMAI: B04203 | PERCETAKAN SAKTI: B04202 |  | 228.617 m |  |  |  | 3 | 2 | Pass | null
252142440 | TNB | DISTRIBUTION | CHERAS | Existing | RYB | 11 kV | NO | Class C |  |  | 240_3C_AL_XLPE | JLN PAHLAWAN 1/3: B08611 | LOJI RAT. SISA NO 1 BDR MAHKOTA CHERAS: B06591 |  | 670.311 m |  |  |  | 3 | 2 | Pass | null
252142653 | TNB | DISTRIBUTION | CHERAS | Existing | RYB | 11 kV | NO | Class C |  |  | 240_3C_AL_XLPE | GARDEN PARK SG LONG NO 15: | GARDEN PARK SG LONG NO 2: B05389 |  | 338.478 m |  |  |  | 3 | 0 | Pass | null
252142669 | TNB | DISTRIBUTION | CHERAS | Existing | RYB | 11 kV | NO | Class C |  |  | 240_3C_AL_XLPE | IND RINGAN BKT ANGKAT NO 4: B09420 | IND RINGAN BKT ANGKAT NO 2: B08270 |  | 248.649 m |  |  |  | 3 | 0 | Pass | null
252143630 | TNB | DISTRIBUTION | CHERAS | Existing | RYB | 11 kV |  |  |  |  | 240_3C_AL_XLPE | SWS NGAI MING PLASTICS IND: B01803 | KRIS COMPONENT: B01804 |  | 1407.811 m |  |  |  | 3 | 6 | Pass | null
252143637 | TNB | DISTRIBUTION | CHERAS | Existing | RYB | 11 kV |  |  |  |  | 240_3C_AL_XLPE | CJYA: 3 | GREAT ASIA TIN CAN SB: B01318 |  | 1972.455 m |  |  |  | 3 | 6 | Pass | null
252143952 | TNB | DISTRIBUTION | CHERAS | Existing | RYB | 11 kV |  |  |  |  | 240_3C_AL_XLPE | WOON HWA TRADING: B05888 | CHAN & CHUA: B06005 |  | 229.021 m |  |  |  | 3 | 2 | Pass | null
252144230 | TNB | DISTRIBUTION | CHERAS | Existing | RYB | 11 kV |  |  |  |  | 240_3C_AL_XLPE | WOO CHEE WAH: B02843 | BRISTOL 1: B02842 |  | 149.997 m |  |  |  | 3 | 2 | Pass | null
252144249 | TNB | DISTRIBUTION | CHERAS | Existing | RYB | 11 kV |  |  |  |  | 240_3C_AL_XLPE | LAM KONG SUM: B02807 | KAJANG HEIGHT NO 2: B04619 |  | 371.435 m |  |  |  | 3 | 6 | Pass | null
252144398 | TNB | DISTRIBUTION | CHERAS | Existing | RYB | 11 kV | NO | Class C |  |  | 240_3C_AL_XLPE | PERSIARAN BKT SG LONG NO 2: B09957 | JLN BKT SL 3/9: B11621 |  | 649.999 m |  |  |  | 3 | 2 | Pass | null
252144466 | TNB | DISTRIBUTION | CHERAS | Existing | RYB | 11 kV |  |  |  |  | 240_3C_AL_XLPE | LMAS: | TMN MINANG RIA: B06553 |  | 1818.460 m |  |  | LMAS-11 | 3 | 4 | Pass | null
252144531 | TNB | DISTRIBUTION | CHERAS | Existing | RYB | 11 kV | NO | Class C |  |  | 240_3C_AL_XLPE | PPU SGLN: 1 | SIA CHIN AIK: B01507 |  | 2795.391 m |  |  |  | 3 | 7 | Pass | null
252144570 | TNB | DISTRIBUTION | CHERAS | Existing | RYB | 11 kV |  |  |  |  | 240_3C_AL_XLPE | SURIA INDUSTRIAL PARK: B11488 | TUCK HUA NO 3: B09421 |  | 317.357 m |  |  |  | 3 | 2 | Pass | null
252144745 | TNB | DISTRIBUTION | CHERAS | Existing | RYB | 11 kV | NO | Class C |  |  | 240_3C_AL_XLPE | TAMAN SINARAN NO 1: B07845 | INDUSTRI BALAKONG JAYA NO 1: B08104 |  | 754.478 m |  |  |  | 3 | 1 | Pass | null
252144750 | TNB | DISTRIBUTION | CHERAS | Existing | RYB | 11 kV |  |  |  |  | 240_3C_AL_XLPE | MINE: 3 | SWS THE MINES: B02268 |  | 35.700 m |  |  |  | 3 | 1 | Pass | null
252144754 | TNB | DISTRIBUTION | CHERAS | Existing | RYB | 11 kV |  |  |  |  | 240_3C_AL_XLPE | TMN IMPIAN INDAH NO 1: B08143 | TMN IMPIAN INDAH NO 2: B08144 |  | 1096.681 m |  |  |  | 3 | 2 | Pass | null
252144766 | TNB | DISTRIBUTION | CHERAS | Existing | RYB | 11 kV |  |  |  |  | 240_3C_AL_XLPE | RUMAH PAM SEMENYIH: | DONGLAI: B00409 |  | 1426.812 m |  |  |  | 1 | 2 | Pass | null
252144843 | TNB | DISTRIBUTION | CHERAS | Existing | RYB | 11 kV |  |  |  |  | 240_3C_AL_XLPE | LIN LIN CREAMERIES S/B: B04774 | LIAN YEW ENGINEERING BALAKONG (LYE): B01287 |  | 570.834 m |  |  |  | 3 | 2 | Pass | null
252145037 | TNB | DISTRIBUTION | CHERAS | Existing | RYB | 11 kV | NO | Class C |  |  | 240_3C_AL_XLPE | RUM.REHAT GRAND SAGA BKT.DUKONG: B03994 | JUTAMATE: B03995 |  | 370.679 m |  |  |  | 3 | 4 | Pass | null
252145051 | TNB | DISTRIBUTION | CHERAS | Existing | RYB | 11 kV |  |  |  |  | 240_3C_AL_XLPE | SEKOLAH SRI CEMPAKA: B05241 | TMN ALAM JAYA NO 3: B02105 [OFF] |  | 1566.232 m |  |  |  | 3 | 9 | Pass | null
252145057 | TNB | DISTRIBUTION | CHERAS | Existing | RYB | 11 kV |  |  |  |  | 240_3C_AL_XLPE | RUMAH TERES JUARA JAYA: B08016 | TMN JUARA JAYA: B02873 |  | 254.843 m |  |  |  | 3 | 2 | Pass | null
252145063 | TNB | DISTRIBUTION | CHERAS | Existing | RYB | 11 kV |  |  |  |  | 240_3C_AL_XLPE | HIJAUAN RESIDENCE NO 2: B10635 | TMN WANGSA CHERAS NO 1: B10365 |  | 1157.075 m |  |  |  | 3 | 1 | Pass | null
252145069 | TNB | DISTRIBUTION | CHERAS | Existing | RYB | 11 kV |  |  |  |  | 240_3C_AL_XLPE | KONDOMINIUM VENICE HILL: B07831 | TMN SURIA RESIDENCE: B10558 |  | 417.158 m |  |  |  | 3 | 2 | Pass | null
252145081 | TNB | DISTRIBUTION | CHERAS | Existing | RYB | 11 kV |  |  |  |  | 240_3C_AL_XLPE | APARTMENT SUMMERFIELD: B07503 | LIEW YIEK HARDWARE: B01435 |  | 1544.540 m |  |  |  | 3 | 6 | Pass | null
252145154 | TNB | DISTRIBUTION | CHERAS | Existing | RYB | 11 kV |  |  |  |  | 240_3C_AL_XLPE | IDAM RC CENTRO: MBB01383 | RAKAN BERSATU NO 2: B01380 |  | 210.319 m |  |  |  | 3 | 4 | Pass | null
252145160 | TNB | DISTRIBUTION | CHERAS | Existing | RYB | 11 kV | NO | Class C |  |  | 240_3C_AL_XLPE | LIAN NGOI: B01813 | SWS ORIENT BATTERY: B01814 |  | 156.386 m |  |  |  | 3 | 3 | Pass | null
252145280 | TNB | DISTRIBUTION | CHERAS | Existing | RYB | 11 kV |  |  |  |  | 240_3C_AL_XLPE | TMN JUARA JAYA: B05545 | TAMAN SERI BELIMBING: B08937 |  | 339.758 m |  |  |  | 3 | 2 | Pass | null
252145286 | TNB | DISTRIBUTION | CHERAS | Existing | RYB | 11 kV |  |  |  |  | 240_3C_AL_XLPE | TAMI: 6 | TANMING JAYA INDUSTRIAL PARK: B09336 |  | 1153.976 m |  |  |  | 3 | 4 | Pass | null
252145292 | TNB | DISTRIBUTION | CHERAS | Existing | RYB | 11 kV | NO | Class C |  |  | 240_3C_AL_XLPE | RMH PANGSA TMN PERKASA NO 2: TNB0000 | TMN PERKASA (TMN ANGKASA): B02189 |  | 639.391 m |  |  |  | 3 | 3 | Pass | null
252145298 | TNB | DISTRIBUTION | CHERAS | Existing | RYB | 11 kV |  |  |  |  | 300_3C_AL_PILC | TMN SERI JASA FASA 1: B02924 | SG BESI INDAH NO 1: B02909 |  | 646.906 m |  |  |  | 3 | 2 | Pass | null
252145304 | TNB | DISTRIBUTION | CHERAS | Existing | RYB | 11 kV |  |  |  |  | 240_3C_AL_XLPE | PANGSAPURI(KONDO) LANGAT JAYA: B08464 | EXPRESS AUDIO LANGAT: B06639 - |  | 441.828 m |  |  |  | 3 | 2 | Pass | null
252145365 | TNB | DISTRIBUTION | CHERAS | Existing | RYB | 11 kV | NO | Class C |  |  | 240_3C_AL_XLPE | SWS GUPPY PLASTIC NO 1 (YU YEE): B01552 | GUPPY PLASTIC NO 2: B05711 |  | 224.154 m |  |  |  | 3 | 2 | Pass | null
252145520 | TNB | DISTRIBUTION | CHERAS | Existing | RYB | 11 kV |  |  |  |  | 240_3C_AL_XLPE | TMN LAGENDA MAS NO 1: B06912 | TMN LAGENDA MAS UTAMA: B09274 |  | 517.766 m |  |  |  | 3 | 2 | Pass | null
252145533 | TNB | DISTRIBUTION | CHERAS | Existing | RYB | 11 kV | NO | Class C |  |  | 240_3C_AL_XLPE | WEI FONG: B04007 | 1ST PAPER MILL: B04006 |  | 69.817 m |  |  |  | 3 | 2 | Pass | null
252145743 | TNB | DISTRIBUTION | CHERAS | Existing | RYB | 11 kV |  |  |  |  | 240_3C_AL_XLPE | PE PDT ENNAI PLASTIK: B14439 | SWS NGAI MING PLASTICS IND: B01891 |  | 401.273 m |  |  |  | 3 | 1 | Pass | null
252145756 | TNB | DISTRIBUTION | CHERAS | Existing | RYB | 11 kV |  |  |  |  | 240_3C_AL_XLPE | SMK PERIMBUN: B07037 | COMPACT PETRONAS: B07009 |  | 367.115 m |  |  |  | 3 | 2 | Pass | null
252145768 | TNB | DISTRIBUTION | CHERAS | Existing | RYB | 11 kV | NO | Class C |  |  | 240_3C_AL_XLPE | JLN PAHLAWAN 2A/3 BDR MAHKOTA CHERAS: B09400 | BDR MAHKOTA CHERAS NO. 13: B06359 |  | 654.603 m |  |  |  | 3 | 2 | Pass | null
252145774 | TNB | DISTRIBUTION | CHERAS | Existing | RYB | 11 kV |  |  |  |  | 300_3C_AL_PILC | SELANGOR PAPERMILL: B01495 | KG BARU CHERAS BT 11: B01496 [OFF] |  | 509.455 m |  |  |  | 3 | 2 | Pass | null
252145838 | TNB | DISTRIBUTION | CHERAS | Existing | RYB | 11 kV | NO | Class C |  |  | 240_3C_AL_XLPE | INDUSTRI BALAKONG JAYA NO 1: B08107 | INDUSTRI BALAKONG JAYA NO 2: B08108 |  | 292.114 m |  |  |  | 3 | 3 | Pass | null
252146056 | TNB | DISTRIBUTION | CHERAS | Existing | RYB | 11 kV | NO | Class C |  |  | 240_3C_AL_XLPE | JLN TEMENGGUNG 10/7 BDR MAHKOTA CHERAS: B07113 | COMMERCIAL AREA NO 2: B08620 |  | 261.541 m |  |  |  | 3 | 2 | Pass | null
252146062 | TNB | DISTRIBUTION | CHERAS | Existing | RYB | 11 kV |  |  |  |  | 240_3C_AL_XLPE | TMN CHERAS MAS NO 2: B02050 | TMN CHERAS MAS NO 1: B02051 |  | 662.396 m |  |  |  | 3 | 2 | Pass | null
252146068 | TNB | DISTRIBUTION | CHERAS | Existing | RYB | 11 kV |  |  |  |  | 240_3C_AL_XLPE | KENEISON BROTHERS NO 2: B02345 | KENEISON BROTHERS NO 1: B02344 |  | 329.484 m |  |  |  | 3 | 2 | Pass | null
252146074 | TNB | DISTRIBUTION | CHERAS | Existing | RYB | 11 kV |  |  |  |  | 150_3C_AL_XLPE | SUNWAY QUARRY INDUSTRIES: B10804 | META ALLIANCE IND: B11017 |  | 2280.554 m |  |  |  | 3 | 1 | Pass | null
252146079 | TNB | DISTRIBUTION | CHERAS | Existing | RYB | 11 kV |  |  |  |  | 240_3C_AL_XLPE | GOODTIME REVIEW S/B: B06837 | CHAN KWAN YING: B01366 |  | 64.022 m |  |  |  | 3 | 2 | Pass | null
252146347 | TNB | DISTRIBUTION | CHERAS | Existing | RYB | 11 kV |  |  |  |  | 240_3C_AL_XLPE | TMN BKT HARTAMAS: B08388 | SEGAR PERDANA COURT PHASE 7B: B09168 |  | 1045.922 m |  |  |  | 3 | 4 | Pass | null
252146353 | TNB | DISTRIBUTION | CHERAS | Existing | RYB | 11 kV | NO | Class C |  |  | 240_3C_AL_XLPE | TMN TANMING INDAH NO 1: B08425 | PANGSAPURI INDAH TMN TANMING INDAH: B08954 |  | 845.056 m |  |  |  | 3 | 2 | Pass | null
252146359 | TNB | DISTRIBUTION | CHERAS | Existing | RYB | 11 kV | NO | Class C |  |  | 240_3C_AL_XLPE | DESA KARUNMAS NO 2: B04591 | DESA KARUMAS CONDO: B05096 |  | 157.095 m |  |  |  | 3 | 2 | Pass | null
252146377 | TNB | DISTRIBUTION | CHERAS | Existing | RYB | 11 kV |  |  |  |  | 240_3C_AL_XLPE | TMN SEGAR PERDANA NO 5: B07074 | RMH PANGSA BUKIT HARTAMAS: B10399 |  | 1003.446 m |  |  |  | 3 | 4 | Pass | null
252146604 | TNB | DISTRIBUTION | CHERAS | Existing | RYB | 11 kV | NO | Class C |  |  | 240_3C_AL_XLPE | IBUSAWAT TELEKOM SG LONG: B02368 | SG LONG NO 13: B02367 |  | 1031.685 m |  |  |  | 3 | 4 | Pass | null
252146618 | TNB | DISTRIBUTION | CHERAS | Existing | RYB | 11 kV | NO | Class C |  |  | 240_3C_AL_XLPE | SCOT PINE NO 2: B04409 | SCOT PINE NO 1 COMPACT: B04407 [OFF] |  | 211.827 m |  |  |  | 3 | 2 | Pass | null
252146632 | TNB | DISTRIBUTION | CHERAS | Existing | RYB | 11 kV |  |  |  |  | 240_3C_AL_XLPE | SSU TMN WAWASAN 1A: | RUMAH PANGSA KOS RENDAH TMN WAWASAN: B10151 |  | 635.109 m |  |  |  | 3 | 2 | Pass | null
252146784 | TNB | DISTRIBUTION | CHERAS | Existing | RYB | 11 kV | NO | Class C |  |  | 240_3C_AL_XLPE | SG LONG NO 6: B02374 | SG LONG MEDICAL CENTRE: B08763 [OFF] |  | 454.099 m |  |  |  | 3 | 4 | Pass | null
252146798 | TNB | DISTRIBUTION | CHERAS | Existing | RYB | 11 kV | NO | Class C |  |  | 240_3C_AL_XLPE | PANGSAPURI ADALIA: B10390 | SG LONG NO 6: B02371 |  | 534.404 m |  |  |  | 3 | 2 | Pass | null
252147007 | TNB | DISTRIBUTION | CHERAS | Existing | RYB | 11 kV |  |  |  |  | 240_3C_AL_XLPE | LFIP NO 1: B01951 | TMN TANMING RIA: B07441 |  | 289.391 m |  |  |  | 3 | 2 | Pass | null
252147030 | TNB | DISTRIBUTION | CHERAS | Existing | RYB | 11 kV |  |  |  |  | 240_3C_AL_XLPE | CHAN & CHUA: B06008 | PE JALAN PERUSAHAAN 3: B11854 |  | 238.097 m |  |  |  | 3 | 2 | Pass | null
252147284 | TNB | DISTRIBUTION | CHERAS | Existing | RYB | 11 kV |  |  |  |  | 240_3C_AL_XLPE | ASRAMA GURU DUSUN TUA: B10824 | DUSUN TUA MASJID A/T: B02277 |  | 737.098 m |  |  |  | 3 | 2 | Pass | null
252147301 | TNB | DISTRIBUTION | CHERAS | Existing | RYB | 11 kV |  |  |  |  | 300_3C_AL_PILC | TANMING RAYA NO 2: B01876 | ASAHI KOSEI: B01964 |  | 1142.387 m |  |  |  | 3 | 6 | Pass | null
252147564 | TNB | DISTRIBUTION | CHERAS | Existing | RYB | 11 kV |  |  |  |  | 150_3C_AL_XLPE | KG SG KANTAN A/T: B02235 | LEE CHEE KEONG: B09010 |  | 966.894 m |  |  |  | 3 | 3 | Pass | null
252147806 | TNB | DISTRIBUTION | CHERAS | Existing | RYB | 11 kV |  |  |  |  | 240_3C_AL_XLPE | KHONG PENG: B01392 | TAKAHATA: B013891 |  | 196.670 m |  |  |  | 3 | 2 | Pass | null
252147812 | TNB | DISTRIBUTION | CHERAS | Existing | RYB | 11 kV | NO | Class C |  |  | 240_3C_AL_XLPE | POLAR ICE CREAM: B10469 | REALCO SB: B01829 |  | 131.179 m |  |  |  | 3 | 2 | Pass | null
252147818 | TNB | DISTRIBUTION | CHERAS | Existing | RYB | 11 kV |  |  |  |  | 240_3C_AL_XLPE | BTHO NO 11: B01693 | BTHO NO 13: B01694 |  | 652.092 m |  |  |  | 3 | 2 | Pass | null
252147824 | TNB | DISTRIBUTION | CHERAS | Existing | RYB | 11 kV |  |  |  |  | 240_3C_AL_XLPE | MINE: 12 | MARVELLOUS: B02872 |  | 1050.356 m |  |  |  | 3 | 2 | Pass | null
252147830 | TNB | DISTRIBUTION | CHERAS | Existing | RYB | 11 kV |  |  |  |  | 240_3C_AL_XLPE | SURUNG (EUROMAS): B01865 | MITAH MANUFACTURE SB: B01864 |  | 342.443 m |  |  |  | 3 | 2 | Pass | null
252147985 | TNB | DISTRIBUTION | CHERAS | Existing | RYB | 11 kV |  |  |  |  | 240_3C_AL_XLPE | HONG GUAN AGRICULTURE: B09071 | JALAN KASTURI TMN KASTURI: B07554 |  | 376.992 m |  |  |  | 3 | 2 | Pass | null
252148077 | TNB | DISTRIBUTION | CHERAS | Existing | RYB | 11 kV |  |  |  |  | 240_3C_AL_XLPE | HARTA SISTEM NO 1: B01398 | KINKU INDUSTRIES SB: B01397 |  | 369.112 m |  |  |  | 3 | 5 | Pass | null
252148083 | TNB | DISTRIBUTION | CHERAS | Existing | RYB | 11 kV |  |  |  |  | 240_3C_AL_XLPE | BERKAT HASIL NO 4B: B02710 | ISC: B02711 |  | 62.074 m |  |  |  | 3 | 2 | Pass | null
252148109 | TNB | DISTRIBUTION | CHERAS | Existing | RYB | 11 kV |  |  |  |  | 240_3C_AL_XLPE | JELITA HEIGHT CHERAS JAYA: B06627 | SENORITA NO 2: B04467 |  | 206.407 m |  |  |  | 3 | 2 | Pass | null
252148206 | TNB | DISTRIBUTION | CHERAS | Existing | RYB | 11 kV |  |  |  |  | 240_3C_AL_XLPE | LMAS: | TMN PUTERI JAYA NO 1: B01739 |  | 546.603 m |  |  | LMAS-4 | 3 | 5 | Pass | null
252148216 | TNB | DISTRIBUTION | CHERAS | Existing | RYB | 11 kV |  |  |  |  | 240_3C_AL_XLPE | NGEE MING SHOE MANUFACTURE: B01841 | HOOVER TILING SB: B01840 |  | 828.536 m |  |  |  | 3 | 6 | Pass | null
252148223 | TNB | DISTRIBUTION | CHERAS | Existing | RYB | 11 kV | NO | Class C |  |  | 240_3C_AL_XLPE | BDR SG LONG NO 14: B02661 | SG LONG MEDICAL CENTRE: B08761 |  | 162.345 m |  |  |  | 3 | 4 | Pass | null
252148229 | TNB | DISTRIBUTION | CHERAS | Existing | RYB | 11 kV |  |  |  |  | 240_3C_AL_XLPE | VALIAND RUBBER PRODUCT: B01303 | FURNIWEB: B01302 [OFF] |  | 458.266 m |  |  |  | 3 | 5 | Pass | null
252148544 | TNB | DISTRIBUTION | CHERAS | Existing | RYB | 33 kV |  |  |  |  | 630_1C_AL_XLPE | PPU SGLN: | PPU MHCR: 2P5 |  | 2754.256 m |  |  |  | 3 | 10 | Pass | null
252148593 | TNB | DISTRIBUTION | CHERAS | Existing | RYB | 11 kV | NO | Class C |  |  | 240_3C_AL_XLPE | PPU MHCR: 14 | BDR MAHKOTA CHERAS NO. 3: B06319 |  | 800.611 m |  |  |  | 3 | 7 | Pass | null
252148622 | TNB | DISTRIBUTION | CHERAS | Existing | RYB | 11 kV |  |  |  |  | 240_3C_AL_XLPE | STRUKTUR TEGUH: B02780 [OFF] | TECH AIR IND: B02779 |  | 65.741 m |  |  |  | 3 | 2 | Pass | null
252148628 | TNB | DISTRIBUTION | CHERAS | Existing | RYB | 11 kV |  |  |  |  | 240_3C_AL_XLPE | LIN YAU BROTHERS NO 2: B01607 | LE GUAN IND SB: B01608 |  | 47.362 m |  |  |  | 3 | 2 | Pass | null
252148632 | TNB | DISTRIBUTION | CHERAS | Existing | RYB | 11 kV |  |  |  |  | 240_3C_AL_XLPE | KONDO JUTA MINES BLOK B: B09260 | TMN TANMING PERMAI: B02897 |  | 189.621 m |  |  |  | 3 | 2 | Pass | null
252148815 | TNB | DISTRIBUTION | CHERAS | Existing | RYB | 11 kV | NO | Class C |  |  | 240_3C_AL_XLPE | GIANT VOICE: B10600 | IND RINGAN BKT ANGKAT NO 5: B09190 |  | 100.017 m |  |  |  | 3 | 1 | Pass | null
252148821 | TNB | DISTRIBUTION | CHERAS | Existing | RYB | 11 kV |  |  |  |  | 240_3C_AL_XLPE | AVENUE TWO: B12045 | AVENUE ONE BTHO NO 2: B10031 |  | 240.730 m |  |  |  | 3 | 1 | Pass | null
252148849 | TNB | DISTRIBUTION | CHERAS | Existing | RYB | 11 kV |  |  |  |  | 240_3C_AL_XLPE | DUSUN NANDING NO 1: B02202 | DUSUN NANDING NO 3: B02201 |  | 413.069 m |  |  |  | 3 | 2 | Pass | null
252148881 | TNB | DISTRIBUTION | CHERAS | Existing | RYB | 11 kV |  |  |  |  | 240_3C_AL_XLPE | KG SG LUI NO 1: B02303 | PADAT LAMAN KENCANA BT 19 H/L: B06748 |  | 2480.661 m |  |  |  | 3 | 2 | Pass | null
252148978 | TNB | DISTRIBUTION | CHERAS | Existing | RYB | 11 kV |  |  |  |  | 240_3C_AL_XLPE | PKNS SG LUI: BO2306 | KG SG LUI NO 1: B02305 |  | 1412.313 m |  |  |  | 3 | 2 | Pass | null
252149018 | TNB | DISTRIBUTION | CHERAS | Existing | RYB | 11 kV |  |  |  |  | 240_3C_AL_XLPE | SENORITA NO 2: B04468B04468 | KAW PERUSAHAAN CHERAS JAYA NO 2: B01853 |  | 526.562 m |  |  |  | 3 | 6 | Pass | null
252149024 | TNB | DISTRIBUTION | CHERAS | Existing | RYB | 11 kV |  |  |  |  | 240_3C_AL_XLPE | UNION CAR CARPET: B01402 | HARTA SISTEM NO 1: B01401 |  | 371.909 m |  |  |  | 3 | 6 | Pass | null
252149092 | TNB | DISTRIBUTION | CHERAS | Existing | RYB | 11 kV |  |  |  |  | 240_3C_AL_XLPE | LOT 1849 JLN KPB 10: B10281 | STARLIGHT: B01281 |  | 401.264 m |  |  |  | 3 | 3 | Pass | null
252149097 | TNB | DISTRIBUTION | CHERAS | Existing | RYB | 11 kV | NO | Class C |  |  | 240_3C_AL_XLPE | YEW LUM PROPERTIES: B01974 | QUILL CONSTRUCTION: B01973 |  | 113.764 m |  |  |  | 3 | 2 | Pass | null
252149112 | TNB | DISTRIBUTION | CHERAS | Existing | RYB | 11 kV | NO | Class C |  |  | 240_3C_AL_XLPE | LFIP NO 5: B01993 | YEW LUM NO 3: B10967 |  | 227.242 m |  |  |  | 3 | 2 | Pass | null
252149133 | TNB | DISTRIBUTION | CHERAS | Existing | RYB | 11 kV |  |  |  |  | 240_3C_AL_XLPE | FLAT DAMAI JAYA: B01734 | PUSAT KEBUDAYAAN SOKO GOKAI: B10733 |  | 245.697 m |  |  |  | 3 | 2 | Pass | null
252149138 | TNB | DISTRIBUTION | CHERAS | Existing | RYB | 11 kV |  |  |  |  | 240_3C_AL_XLPE | TAI TAT: B01558 | MIEL NO 1 CHERAS JAYA: B01562 |  | 367.070 m |  |  |  | 3 | 2 | Pass | null
252149255 | TNB | DISTRIBUTION | CHERAS | Existing | RYB | 11 kV |  |  |  |  | 240_3C_AL_XLPE | LOJI KUMBAHAN CHERAS JAYA: B08823 | LOONG WENG PLASTIC: B01861 |  | 638.861 m |  |  |  | 3 | 8 | Pass | null
252149300 | TNB | DISTRIBUTION | CHERAS | Existing | RYB | 11 kV | NO | Class C |  |  | 240_3C_AL_XLPE | PPU MHCR: 2 | COMMERCIAL AREA NO 13 JLN TEMENGGONG 17/: B09320 |  | 1361.180 m |  |  |  | 3 | 7 | Pass | null
252149306 | TNB | DISTRIBUTION | CHERAS | Existing | RYB | 11 kV |  |  |  |  | 240_3C_AL_XLPE | D-CRS-C15-0624: | MINES HERITAGE: |  | 850.034 m |  |  |  | 3 | 1 | Pass | null
252149349 | TNB | DISTRIBUTION | CHERAS | Existing | RYB | 11 kV |  |  |  |  | 240_3C_AL_XLPE | MENANG NUSANTARA: B12078 | SOLID GOLD: B01523 |  | 182.685 m |  |  |  | 3 | 1 | Pass | null
252149364 | TNB | DISTRIBUTION | CHERAS | Existing | RYB | 11 kV |  |  |  |  | 240_3C_AL_XLPE | BKT BELIMBING NO 3: B02881 | BKT BELIMBING NO 2: B02882 |  | 353.413 m |  |  |  | 3 | 3 | Pass | null
252149375 | TNB | DISTRIBUTION | CHERAS | Existing | RYB | 11 kV |  |  |  |  | 240_3C_AL_XLPE | TMN HARMONI INDAH NO 1: B05158 | TMN HARMONI INDAH NO 2: B05154 |  | 205.889 m |  |  |  | 3 | 2 | Pass | null
252149393 | TNB | DISTRIBUTION | CHERAS | Existing | RYB | 11 kV |  |  |  |  | 150_3C_AL_XLPE | TMN CHERAS PERMATA NO 2: B02132 | P/PURI PERMATA CHERAS: B00630 |  | 277.034 m |  |  |  | 3 | 3 | Pass | null
252149491 | TNB | DISTRIBUTION | CHERAS | Existing | RYB | 11 kV |  |  |  |  | 240_3C_AL_XLPE | BT 18 HULU LANGAT: B02287 | TMN IMPIAN WARISAN LANGAT: B09075 |  | 261.996 m |  |  |  | 3 | 2 | Pass | null
252149555 | TNB | DISTRIBUTION | CHERAS | Existing | RYB | 11 kV | NO | Class C |  |  | 240_3C_AL_XLPE | TMN IMPIAN EHSAN NO 2: B01443 | TAMAN SETIA IMPIAN EHSAN COMPACT: B09236 |  | 358.757 m |  |  |  | 3 | 4 | Pass | null
252149592 | TNB | DISTRIBUTION | CHERAS | Existing | RYB | 11 kV | NO | Class C |  |  | 240_3C_AL_XLPE | LOT 5205 BLOK C: B11542 | LAI CHEE KONG: B02831 |  | 654.941 m |  |  |  | 3 | 1 | Pass | null
252149596 | TNB | DISTRIBUTION | CHERAS | Existing | RYB | 11 kV | NO | Class C |  |  | 240_3C_AL_XLPE | PTM STEEL: B08592 | YEW LUM IND.: B12039 |  | 390.301 m |  |  |  | 3 | 1 | Pass | null
252149600 | TNB | DISTRIBUTION | CHERAS | Existing | RYB | 11 kV | NO | Class C |  |  | 240_3C_AL_XLPE | IMPIAN EHSAN NO 1: B01454 | COMMOND WOOD PRODUCT: B06070 |  | 1043.171 m |  |  |  | 3 | 1 | Pass | null
252149802 | TNB | DISTRIBUTION | CHERAS | Existing | RYB | 11 kV |  |  |  |  | 185_3C_AL_PILC | BERKAT HASIL NO 8: B02739 | BERKAT HASIL NO 11: B02738 |  | 227.022 m |  |  |  | 3 | 2 | Pass | null
252149942 | TNB | DISTRIBUTION | CHERAS | Existing | RYB | 11 kV |  |  |  |  | 240_3C_AL_XLPE | KONDOMINIUM DESA SAUJANA: B07775 | SG BESI INDAH NO 2: B02914 |  | 787.962 m |  |  |  | 3 | 2 | Pass | null
252149948 | TNB | DISTRIBUTION | CHERAS | Existing | RYB | 11 kV |  |  |  |  | 185_3C_AL_PILC | TELEKOM BT 10 1128: B01772 | TMN SHAH JAYA: B01773 |  | 403.432 m |  |  |  | 3 | 2 | Pass | null
252150017 | TNB | DISTRIBUTION | CHERAS | Existing | RYB | 11 kV | NO | Class C |  |  | 240_3C_AL_XLPE | KYK HEIGHT: B11282 | AUDIO EXPRESS (TANMING): MB01908 |  | 1410.093 m |  |  |  | 3 | 3 | Pass | null
252150035 | TNB | DISTRIBUTION | CHERAS | Existing | RYB | 11 kV |  |  |  |  | 240_3C_AL_XLPE | GRANITE TILES (M) SB: B01414 | BINTANG PELANTAR: B01413 |  | 158.865 m |  |  |  | 3 | 2 | Pass | null
252150041 | TNB | DISTRIBUTION | CHERAS | Existing | RYB | 11 kV | NO | Class C |  |  | 240_3C_AL_XLPE | ZINCALU: B01890 | BERKAT HASIL NO 3: B01889 |  | 174.245 m |  |  |  | 3 | 2 | Pass | null
252150047 | TNB | DISTRIBUTION | CHERAS | Existing | RYB | 11 kV |  |  |  |  | 240_3C_AL_XLPE | MALAYSIAN MEGA GALVANIES: B02813 | TANMING VEHICLE: B02812 |  | 457.043 m |  |  |  | 3 | 2 | Pass | null
252150057 | TNB | DISTRIBUTION | CHERAS | Existing | RYB | 11 kV | NO | Class C |  |  | 240_3C_AL_XLPE | FINE QUALITY: B02827 | KK METAL NO 2: B10455 |  | 108.143 m |  |  |  | 3 | 2 | Pass | null
252150063 | TNB | DISTRIBUTION | CHERAS | Existing | RYB | 11 kV | NO | Class C |  |  | 240_3C_AL_XLPE | BUKIT BAYU NO 4: B04397 | BUKIT BAYU NO 5: B04400 |  | 650.503 m |  |  |  | 3 | 2 | Pass | null
252150289 | TNB | DISTRIBUTION | CHERAS | Existing | RYB | 11 kV |  |  |  |  | 240_3C_AL_XLPE | PKNS CHERAS JAYA NO 6: B01580 | SOUTH EAST ASIA NO 2: B01581 |  | 1306.667 m |  |  |  | 3 | 8 | Pass | null
252150295 | TNB | DISTRIBUTION | CHERAS | Existing | RYB | 11 kV |  |  |  |  | 240_3C_AL_XLPE | JLN SUADAMAI 10/1 BTHO: B00000 | BTHO NO 19: B05340 [OFF] |  | 1624.450 m |  |  |  | 3 | 4 | Pass | null
252150643 | TNB | DISTRIBUTION | CHERAS | Existing | RYB | 11 kV |  |  |  |  | 240_3C_AL_XLPE | MINE: 7 | TMN SERI JASA FASA 1: B02925 |  | 618.370 m |  |  |  | 3 | 5 | Pass | null
252150648 | TNB | DISTRIBUTION | CHERAS | Existing | RYB | 11 kV |  |  |  |  | 240_3C_AL_XLPE | BRONLEY HILL NO 2: B01469 | BRONLEY HILL NO 1: B01468 [OFF] |  | 127.501 m |  |  |  | 3 | 2 | Pass | null
252150801 | TNB | DISTRIBUTION | CHERAS | Existing | RYB | 11 kV |  |  |  |  | 240_3C_AL_XLPE | BTHO NO 10: B01690 | SEK MEN KEB BTHO 2: B07070 |  | 144.056 m |  |  |  | 3 | 2 | Pass | null
252150822 | TNB | DISTRIBUTION | CHERAS | Existing | RYB | 11 kV |  |  |  |  | 185_3C_AL_PILC | PKNS SG MAKAU: B02214 | KG BARU CINA SG MACAU: B02216 |  | 571.394 m |  |  |  | 3 | 2 | Pass | null
252150946 | TNB | DISTRIBUTION | CHERAS | Existing | RYB | 11 kV |  |  |  |  | 240_3C_AL_XLPE | BTHO NO 3: B01680 | BTHO NO 4: B01702 |  | 1684.977 m |  |  |  | 3 | 4 | Pass | null
252151079 | TNB | DISTRIBUTION | CHERAS | Existing | RYB | 11 kV | NO | Class C |  |  | 240_3C_AL_XLPE | EMERALD POINT C: B08701 | EMERALD POINT B: B08700 |  | 257.143 m |  |  |  | 3 | 2 | Pass | null
252151085 | TNB | DISTRIBUTION | CHERAS | Existing | RYB | 11 kV |  |  |  |  | 240_3C_AL_XLPE | KG SG MICHU A/T: B02205 | TMN IMPIAN LANGAT: |  | 957.693 m |  |  |  | 3 | 3 | Pass | null
252151145 | TNB | DISTRIBUTION | CHERAS | Existing | RYB | 11 kV | NO | Class C |  |  | 240_3C_AL_XLPE | SSU HUA ZHONG: | KILANG PAPAN (HEN KEE SAWMILL): B00849 |  | 929.425 m |  |  |  | 3 | 1 | Pass | null
252151151 | TNB | DISTRIBUTION | CHERAS | Existing | RYB | 11 kV |  |  |  |  | 240_3C_AL_XLPE | MINLON LIGHT INDUSTRIES A: B10187 | TECH AIR IND: B02777 |  | 404.817 m |  |  |  | 3 | 4 | Pass | null
252151334 | TNB | DISTRIBUTION | CHERAS | Existing | RYB | 11 kV |  |  |  |  | 240_3C_AL_XLPE | RUMAH PAM BKT BELIMBING: B06140 | TMN BKT BELIMBING NO 1: B02888 |  | 195.507 m |  |  |  | 3 | 3 | Pass | null
252151340 | TNB | DISTRIBUTION | CHERAS | Existing | RYB | 11 kV |  |  |  |  | 240_3C_AL_XLPE | PADAT LOT 1875: B11419 | JEMCO MARKETING: B07131 |  | 303.434 m |  |  |  | 3 | 3 | Pass | null
252151625 | TNB | DISTRIBUTION | CHERAS | Existing | RYB | 11 kV |  |  |  |  | 240_3C_AL_XLPE | BERKAT HASIL NO 12: B05449 | TERAS OAK NO 1: B05496 |  | 541.374 m |  |  |  | 3 | 3 | Pass | null
252151632 | TNB | DISTRIBUTION | CHERAS | Existing | RYB | 11 kV | NO | Class C |  |  | 240_3C_AL_XLPE | SUPERSAVE C.P: B09412 | YWE: B02828 |  | 80.711 m |  |  |  | 3 | 2 | Pass | null
252151638 | TNB | DISTRIBUTION | CHERAS | Existing | RYB | 11 kV |  |  |  |  | 240_3C_AL_XLPE | TMN MASRIA: B02149 | SWS POLIS HUTAN: B02150 [OFF] |  | 433.072 m |  |  |  | 3 | 2 | Pass | null
252151910 | TNB | DISTRIBUTION | CHERAS | Existing | RYB | 11 kV |  |  |  |  | 240_3C_AL_XLPE | TMN CUEPACS NO 1: B02146 | TMN MASRIA: B02147 |  | 446.364 m |  |  |  | 3 | 4 | Pass | null
252151922 | TNB | DISTRIBUTION | CHERAS | Existing | RYB | 11 kV |  |  |  |  | 240_3C_AL_XLPE | PADAT IBUSAWAT PDRM: B10823 | MAKMAL FORENSIK PDRM: B06403 |  | 820.788 m |  |  |  | 3 | 2 | Pass | null
252152505 | TNB | DISTRIBUTION | CHERAS | Existing | RYB | 11 kV |  |  |  |  | 240_3C_AL_XLPE | TMN MEGAH NO 1: B01763 | TMN MEGAH NO 3: B01762 |  | 537.063 m |  |  |  | 3 | 2 | Pass | null
252152511 | TNB | DISTRIBUTION | CHERAS | Existing | RYB | 11 kV |  |  |  |  | 240_3C_AL_XLPE | TMN PUTERI JAYA NO 1: B01737 | FLAT DAMAI JAYA: B01736 |  | 760.168 m |  |  |  | 3 | 2 | Pass | null
252152529 | TNB | DISTRIBUTION | CHERAS | Existing | RYB | 11 kV |  |  |  |  | 240_3C_AL_XLPE | TAMAN SEGAR PERDANA NO 9: B08746 | THE ROYALE: B12115 |  | 328.120 m |  |  |  | 3 | 2 | Pass | null
252152535 | TNB | DISTRIBUTION | CHERAS | Existing | RYB | 11 kV |  |  |  |  | 240_3C_AL_XLPE | TAMAN SEGAR PERDANA NO 10: B08743 | TMN CHERAS AWANA NO 4: B02136 |  | 727.165 m |  |  |  | 3 | 2 | Pass | null
252152797 | TNB | DISTRIBUTION | CHERAS | Existing | RYB | 11 kV |  |  |  |  | 240_3C_AL_XLPE | TAN SENG HUAT: B01785 | LIM KOK YONG: B06282 |  | 260.093 m |  |  |  | 3 | 2 | Pass | null
252152814 | TNB | DISTRIBUTION | CHERAS | Existing | RYB | 11 kV |  |  |  |  | 240_3C_AL_XLPE | PERSIARAN SG LONG 1 BDR SG LONG NO 3: B09066 | P/PURI BIDARA LUMAYAN SG LONG: B07972 |  | 569.412 m |  |  |  | 3 | 2 | Pass | null
252152820 | TNB | DISTRIBUTION | CHERAS | Existing | RYB | 11 kV |  |  |  |  | 240_3C_AL_XLPE | GELOMBANG CEKAL (GAY KIM): B01516 | ES METAL: B01520 |  | 219.668 m |  |  |  | 3 | 2 | Pass | null
252152838 | TNB | DISTRIBUTION | CHERAS | Existing | RYB | 11 kV |  |  |  |  | 240_3C_AL_XLPE | SWS TMN MAS SEMENTARA B: B10139 | SUNTEX SUPERMARKET: B02067 |  | 1322.995 m |  |  |  | 3 | 4 | Pass | null
252154925 | TNB | DISTRIBUTION | CHERAS | Existing | RYB | 11 kV |  |  |  |  | 240_3C_AL_XLPE | COUNTRY HEIGHT PARADE NO 1: B02637 | PADAT JURUNATURE, JLN TIMAH 3: B11811 |  | 194.009 m |  |  |  | 3 | 1 | Pass | null
252155738 | TNB | DISTRIBUTION | CHERAS | Existing | RYB | 11 kV |  |  |  |  | 240_3C_AL_XLPE | MIEL NO 2 CHERAS JAYA: MBB01807 | DR ENGINEERING SB: B01561 |  | 321.010 m |  |  |  | 3 | 2 | Pass | null
252155744 | TNB | DISTRIBUTION | CHERAS | Existing | RYB | 11 kV |  |  |  |  | 240_3C_AL_XLPE | HONG AI KOK: B02849 | SOON HUAT: B02848 |  | 235.289 m |  |  |  | 3 | 2 | Pass | null
252155975 | TNB | DISTRIBUTION | CHERAS | Existing | RYB | 11 kV |  |  |  |  | 185_3C_AL_PILC | TAMI: | BERKAT HASIL NO 9: B02746 |  | 563.144 m |  |  |  | 3 | 2 | Pass | null
252155981 | TNB | DISTRIBUTION | CHERAS | Existing | RYB | 11 kV |  |  |  |  | 70_1C_AL_XLPE |  |  |  | 16.873 m |  |  |  | 3 | 1 | Pass | null
252155985 | TNB | DISTRIBUTION | CHERAS | Existing | RYB | 11 kV | NO | Class C |  |  | 240_3C_AL_XLPE | JALAN PUTRA BMC: B07905 | JALAN PUTRA 13/1: B08642 |  | 565.199 m |  |  |  | 3 | 2 | Pass | null
252155991 | TNB | DISTRIBUTION | CHERAS | Existing | RYB | 11 kV | NO | Class C |  |  | 240_3C_AL_XLPE | BDR SG LONG NO 10: B02385 | GREEN ACRE PARK NO 1: B06620 |  | 303.339 m |  |  |  | 3 | 2 | Pass | null
252156004 | TNB | DISTRIBUTION | CHERAS | Existing | RYB | 11 kV |  |  |  |  | 240_3C_AL_XLPE | TMN CHERAS AWANA NO 3: B07471 | TMN CHERAS AWANA NO 3: B05465 |  | 3.132 m |  |  |  | 3 | 0 | Pass | null
252156333 | TNB | DISTRIBUTION | CHERAS | Existing | RYB | 11 kV |  |  |  |  | 240_3C_AL_XLPE | TMN RASA SELAMAT ( HVD ): B02123 | TMN CUEPACS NO 2: B02122 |  | 752.355 m |  |  |  | 3 | 6 | Pass | null
252156451 | TNB | DISTRIBUTION | CHERAS | Existing | RYB | 11 kV |  |  |  |  | 240_3C_AL_XLPE | MARVELLOUS: B02870 | NI SHIN NO 2: B02869 |  | 1235.331 m |  |  |  | 3 | 5 | Pass | null
252156461 | TNB | DISTRIBUTION | CHERAS | Existing | RYB | 11 kV |  |  |  |  | 240_3C_AL_XLPE | BESI UNION: B02896 | KONDO JUTA MINES BLOK A: B08924 |  | 1046.903 m |  |  |  | 3 | 8 | Pass | null
252156544 | TNB | DISTRIBUTION | CHERAS | Existing | RYB | 11 kV |  |  |  |  | 240_3C_AL_XLPE | TMN CHERAS PERMATA NO 1: B02126 | TMN RASA SELAMAT ( HVD ): B02124 |  | 944.555 m |  |  |  | 3 | 6 | Pass | null
252156548 | TNB | DISTRIBUTION | CHERAS | Existing | RYB | 11 kV |  |  |  |  | 240_3C_AL_XLPE | TMN MUDUN: B02097 | TMN PUTRI NO 5: B02096 |  | 677.938 m |  |  |  | 3 | 2 | Pass | null
252157994 | TNB | DISTRIBUTION | CHERAS | Existing | RYB | 11 kV |  |  |  |  | 240_3C_AL_XLPE | GREEN WATER ROCK NO 1: B02640 | COMPACT DR SRI TIONG KING: B10461 |  | 664.937 m |  |  |  | 3 | 2 | Pass | null
252160759 | TNB | DISTRIBUTION | CHERAS | Existing | RYB | 11 kV | NO | Class C |  |  | 240_3C_AL_XLPE | RUMAH PANGSA TMN DESA KARUMAS: B08482 | DESA KARUNMAS NO 4: B06449 |  | 230.930 m |  |  |  | 3 | 0 | Pass | null
252160996 | TNB | DISTRIBUTION | CHERAS | Existing | RYB | 11 kV | NO | Class C |  |  | 240_3C_AL_XLPE | SIMPANG BALAK A/T (OUDOOR): B03960 | ESSO GRAND SAGA: B08317 |  | 1156.034 m |  |  |  | 3 | 6 | Pass | null
252161002 | TNB | DISTRIBUTION | CHERAS | Existing | RYB | 11 kV | NO | Class C |  |  | 240_3C_AL_XLPE | GARDEN PARK SG. LONG NO 1: B05397 | GARDEN PARK SG LONG NO 15: |  | 33.217 m |  |  |  | 3 | 2 | Pass | null
252161295 | TNB | DISTRIBUTION | CHERAS | Existing | RYB | 11 kV |  |  |  |  | 240_3C_AL_XLPE | SG BESI INDAH NO 3: B06182 | GREEN WATER ROCK NO 1: B02642 |  | 1951.826 m |  |  |  | 3 | 5 | Pass | null
252161300 | TNB | DISTRIBUTION | CHERAS | Existing | RYB | 11 kV |  |  |  |  | 240_3C_AL_XLPE | MINE: 1 | MINES SHOPPING FAIR (HANDOVER TO CUST.): |  | 381.761 m |  |  |  | 3 | 4 | Pass | null
252161818 | TNB | DISTRIBUTION | CHERAS | Existing | RYB | 11 kV |  |  |  |  | 240_3C_AL_XLPE | SEK MEN KEB BTHO 2: B07068 | BTHO NO 11: B01691 |  | 391.732 m |  |  |  | 3 | 2 | Pass | null
252165293 | TNB | DISTRIBUTION | CHERAS | Existing | RYB | 11 kV |  |  |  |  | 185_3C_AL_PILC | TMN CUEPACS NO 2: B02121 | TMN CHERAS PERMATA NO 2: B02129 |  | 468.616 m |  |  |  | 3 | 3 | Pass | null
252165303 | TNB | DISTRIBUTION | CHERAS | Existing | RYB | 11 kV |  |  |  |  | 240_3C_AL_XLPE | SWS BT 19 3/4 KG PADANG: B02296 | PKNS KG PADANG: B02298 |  | 1028.389 m |  |  |  | 3 | 2 | Pass | null
252165309 | TNB | DISTRIBUTION | CHERAS | Existing | RYB | 11 kV | NO | Class C |  |  | 240_3C_AL_XLPE | IND RINGAN BKT ANGKAT NO 5: B09192 | IND RINGAN BKT ANGKAT NO 3: B08271 |  | 37.289 m |  |  |  | 3 | 2 | Pass | null
252165314 | TNB | DISTRIBUTION | CHERAS | Existing | RYB | 11 kV | NO | Class C |  |  | 240_3C_AL_XLPE | TMN BKT EMAS NO 2: B08192 | TMN BKT EMAS NO 1: B08191 [OFF] |  | 460.246 m |  |  |  | 3 | 2 | Pass | null
252165513 | TNB | DISTRIBUTION | CHERAS | Existing | RYB | 11 kV |  |  |  |  | 240_3C_AL_XLPE | LCL FURNITURE: B04221 | BKT ANGKAT NO 2: B06951 |  | 495.204 m |  |  |  | 3 | 4 | Pass | null
252166082 | TNB | DISTRIBUTION | CHERAS | Existing | RYB | 11 kV |  |  |  |  | 240_3C_AL_XLPE | TMN PUTRI NO 1: B02082 | TMN EMAS CHERAS: B02081 |  | 2329.725 m |  |  |  | 3 | 8 | Pass | null
252166088 | TNB | DISTRIBUTION | CHERAS | Existing | RYB | 11 kV |  |  |  |  | 240_3C_AL_XLPE | ALEQUIP S/B: B09390 | WONG SUE KAU: B09082 |  | 1164.293 m |  |  |  | 3 | 4 | Pass | null
252166094 | TNB | DISTRIBUTION | CHERAS | Existing | RYB | 11 kV |  |  |  |  | 240_3C_AL_XLPE | CHOY AH BEE & SONS SB: B01917 | BERKAT HASIL NO 1: B01916 |  | 277.974 m |  |  |  | 3 | 2 | Pass | null
252166814 | TNB | DISTRIBUTION | CHERAS | Existing | RYB | 11 kV | NO | Class C |  |  | 240_3C_AL_XLPE | JALAN DAYANG 17/8: B07909 | JLN PERMAISURI NO 2 BDR MAHKOTA CHERAS: B07120 |  | 457.069 m |  |  |  | 3 | 4 | Pass | null
252166977 | TNB | DISTRIBUTION | CHERAS | Existing | RYB | 11 kV |  |  |  |  | 240_3C_AL_XLPE | YAP KON FAH TRADING: B01920 | CHOY AH BEE & SONS SB: B01919 |  | 365.755 m |  |  |  | 3 | 2 | Pass | null
252166981 | TNB | DISTRIBUTION | CHERAS | Existing | RYB | 11 kV | NO | Class C |  |  | 240_3C_AL_XLPE | JLN SL 13/4 SG LONG: B08176 | SILK KTTDR SG LONG NO 1: B07486 |  | 605.629 m |  |  |  | 3 | 4 | Pass | null
252166993 | TNB | DISTRIBUTION | CHERAS | Existing | RYB | 11 kV |  |  |  |  | 240_3C_AL_XLPE | YP PRESICIAN: B05054 | SHIN LEE COMPACT: B01959 |  | 725.987 m |  |  |  | 3 | 6 | Pass | null
252166999 | TNB | DISTRIBUTION | CHERAS | Existing | RYB | 11 kV |  |  |  |  | 240_3C_AL_XLPE | MASTERSKILL: TNB0000 | KEMACAHAYA NO 1: B02168 |  | 132.169 m |  |  |  | 3 | 2 | Pass | null
252167180 | TNB | DISTRIBUTION | CHERAS | Existing | RYB | 11 kV | NO | Class C |  |  | 240_3C_AL_XLPE | APARTMENT DESA RIA: B09115 | IMPIAN EHSAN NO 1: B01456 |  | 348.613 m |  |  |  | 3 | 5 | Pass | null
252167191 | TNB | DISTRIBUTION | CHERAS | Existing | RYB | 11 kV | NO | Class C |  |  | 240_3C_AL_XLPE | BDR MAHKOTA CHERAS NO 18: B06765 | JLN INANG BDR MAHKOTA CHERAS: B07102 |  | 1168.066 m |  |  |  | 3 | 4 | Pass | null
252167531 | TNB | DISTRIBUTION | CHERAS | Existing | RYB | 11 kV | NO | Class C |  |  | 240_3C_AL_XLPE | SUMBER MAJU: B03951 | TMN MESRA: B03950 |  | 210.726 m |  |  |  | 3 | 2 | Pass | null
252169139 | TNB | DISTRIBUTION | CHERAS | Existing | RYB | 11 kV | NO | Class C |  |  | 240_3C_AL_XLPE | STRATEGIK PRODUCT: B06466 | BRONLEY HILL NO 1: B01466 |  | 104.948 m |  |  |  | 3 | 4 | Pass | null
252169145 | TNB | DISTRIBUTION | CHERAS | Existing | RYB | 11 kV |  |  |  |  | 240_3C_AL_XLPE | LOT 33&42, JLN BALAKONG: B11601 | LEW MEW CHOI: B0501 |  | 864.817 m |  |  |  | 3 | 2 | Pass | null
252169177 | TNB | DISTRIBUTION | CHERAS | Existing | RYB | 11 kV |  |  |  |  | 240_3C_AL_XLPE | 3V PERABOT: B04883 | 3V HOLDING: B08999 |  | 415.978 m |  |  |  | 3 | 2 | Pass | null
252169191 | TNB | DISTRIBUTION | CHERAS | Existing | RYB | 11 kV |  |  |  |  | 240_3C_AL_XLPE | TMN CHERAS AWANA NO 2: B02141 | TMN ONE LAGENDA: B12046 |  | 300.770 m |  |  |  | 3 | 1 | Pass | null
252169375 | TNB | DISTRIBUTION | CHERAS | Existing | RYB | 11 kV |  |  |  |  | 240_3C_AL_XLPE | PANGSAPURI CASAURINA: B10263 | TAMAN ORKID NO 3: B07669 |  | 310.177 m |  |  |  | 3 | 2 | Pass | null
252169422 | TNB | DISTRIBUTION | CHERAS | Existing | RYB | 11 kV | NO | Class C |  |  | 240_3C_AL_XLPE | LAG LOVE: B07071 | TREND PAPER: B03965 |  | 70.199 m |  |  |  | 3 | 2 | Pass | null
252169428 | TNB | DISTRIBUTION | CHERAS | Existing | RYB | 11 kV | NO | Class C |  |  | 240_3C_AL_XLPE | TREND PAPER: B03963 | SIMPANG BALAK A/T (OUDOOR): B03962 |  | 351.921 m |  |  |  | 3 | 3 | Pass | null
252169462 | TNB | DISTRIBUTION | CHERAS | Existing | RYB | 11 kV | NO | Class C |  |  | 240_3C_AL_XLPE | JLN MESRA NIAGA: B08075 | SUMBER MAJU: B03953 |  | 245.207 m |  |  |  | 3 | 2 | Pass | null
252169639 | TNB | DISTRIBUTION | CHERAS | Existing | RYB | 11 kV |  |  |  |  | 240_3C_AL_XLPE | PKNS KG PADANG: B05445 | BT 21 PANGSOON PADAT: B04592 |  | 1157.874 m |  |  |  | 3 | 2 | Pass | null
252169781 | TNB | DISTRIBUTION | CHERAS | Existing | RYB | 11 kV |  |  |  |  | 240_3C_AL_XLPE | LFIP NO 3: B01955 | WOON HWA TRADING: B05890 |  | 151.695 m |  |  |  | 3 | 2 | Pass | null
252170559 | TNB | DISTRIBUTION | CHERAS | Existing | RYB | 11 kV |  |  |  |  | 240_3C_AL_XLPE | BUDIMAN BUSINESS NO 2: B12722 | RUMAH SRI KENANGAN: B10868 |  | 1425.021 m |  |  |  | 3 | 5 | Pass | null
252170662 | TNB | DISTRIBUTION | CHERAS | Existing | RYB | 11 kV | NO | Class C |  |  | 240_3C_AL_XLPE | TMN UDA MURNI: B02190 | TMN PERKASA NO 5: B11383 |  | 392.592 m |  |  |  | 3 | 2 | Pass | null
252170831 | TNB | DISTRIBUTION | CHERAS | Existing | RYB | 11 kV |  |  |  |  | 240_3C_AL_XLPE | FAIR POINT: B07728 | TERAS OAK NO 2: B02012 |  | 409.265 m |  |  |  | 3 | 3 | Pass | null
252170840 | TNB | DISTRIBUTION | CHERAS | Existing | RYB | 11 kV | NO | Class C |  |  | 240_3C_AL_XLPE | JONG SENG COMPACT: B01457 | APARTMENT DESA RIA: B09112 |  | 718.596 m |  |  |  | 3 | 2 | Pass | null
252170848 | TNB | DISTRIBUTION | CHERAS | Existing | RYB | 11 kV |  |  |  |  | 240_3C_AL_XLPE | GUPPY PLASTIK KARUNMAS: B12363 | TMN BKT EMAS NO 1: B08189 |  | 1221.419 m |  |  |  | 3 | 2 | Pass | null
252171285 | TNB | DISTRIBUTION | CHERAS | Existing | RYB | 11 kV | NO | Class C |  |  | 240_3C_AL_XLPE | TMN SG LONG MAKMUR: B07061 | TMN GOOD VIEW: B12341 |  | 879.677 m |  |  |  | 3 | 5 | Pass | null
252171481 | TNB | DISTRIBUTION | CHERAS | Existing | RYB | 11 kV | NO | Class C |  |  | 240_3C_AL_XLPE | JLN BENDAHARA 12: B10204 | JLN BENDAHARA 4/7 BDR MAHKOTA CHERAS: B07901 [OFF] |  | 531.736 m |  |  |  | 3 | 4 | Pass | null
252171547 | TNB | DISTRIBUTION | CHERAS | Existing | RYB | 11 kV |  |  |  |  | 240_3C_AL_XLPE | JLN MEGAH 2/2: B08173 | TMN CHERAS PERDANA NO 5: B01640 |  | 2017.221 m |  |  |  | 3 | 9 | Pass | null
252171600 | TNB | DISTRIBUTION | CHERAS | Existing | RYB | 11 kV | NO | Class C |  |  | 240_3C_AL_XLPE | BDR MAHKOTA CHERAS NO.10: B06350 | BDR MAHKOTA CHERAS NO 11: |  | 652.603 m |  |  |  | 3 | 2 | Pass | null
252171795 | TNB | DISTRIBUTION | CHERAS | Existing | RYB | 11 kV | NO | Class C |  |  | 240_3C_AL_XLPE | IND RINGAN BKT ANGKAT NO 1: B08267 | IND RINGAN BKT ANGKAT NO 4: B09417 |  | 284.977 m |  |  |  | 3 | 2 | Pass | null
252171934 | TNB | DISTRIBUTION | CHERAS | Existing | RYB | 11 kV |  |  |  |  | 240_3C_AL_XLPE | TMN MEGAH NO 3A COMPACT: B04836 | TMN MEGAH NO 5: B01758 |  | 254.130 m |  |  |  | 3 | 2 | Pass | null
252172208 | TNB | DISTRIBUTION | CHERAS | Existing | RYB | 11 kV |  |  |  |  | 240_3C_AL_XLPE | SONG TEIK SUN: B02352 | TUCK SIN ENGINEERING: B02353 |  | 705.347 m |  |  |  | 3 | 2 | Pass | null
252172214 | TNB | DISTRIBUTION | CHERAS | Existing | RYB | 11 kV | NO | Class C |  |  | 240_3C_AL_XLPE | DESA KARUMAS CONDO: B05099 | TMN BKT EMAS NO 2: B08195 |  | 730.261 m |  |  |  | 3 | 2 | Pass | null
252172275 | TNB | DISTRIBUTION | CHERAS | Existing | RYB | 11 kV | NO | Class C |  |  | 240_3C_AL_XLPE | TROPICAL EXPANSION: B07968 | WING LONG: B02834 |  | 193.183 m |  |  |  | 3 | 2 | Pass | null
252172279 | TNB | DISTRIBUTION | CHERAS | Existing | RYB | 11 kV |  |  |  |  | 240_3C_AL_XLPE | TMN SEGAR PERDANA NO 3: B07740 | APARTMENT PERDANA HEIGHT SEGAR PERDANA: B08122 |  | 204.216 m |  |  |  | 3 | 2 | Pass | null
252172398 | TNB | DISTRIBUTION | CHERAS | Existing | RYB | 11 kV |  |  |  |  | 240_3C_AL_XLPE | TERAS OAK NO 2: B02015 | MEHKO TANMING: B10966 |  | 570.113 m |  |  |  | 3 | 2 | Pass | null
252172696 | TNB | DISTRIBUTION | CHERAS | Existing | RYB | 11 kV | NO | Class C |  |  | 240_3C_AL_XLPE | LIM KOK YEONG SIMPANG BALAK: B03968 | ABD KARIM MANAN: B03969 |  | 350.206 m |  |  |  | 3 | 3 | Pass | null
252172708 | TNB | DISTRIBUTION | CHERAS | Existing | RYB | 11 kV | NO | Class C |  |  | 240_3C_AL_XLPE | BDR MAHKOTA CHERAS NO 17: B06758 | JLN. PENGGAWA 2/2 ANGSANA: B09970 |  | 187.708 m |  |  |  | 3 | 2 | Pass | null
252172714 | TNB | DISTRIBUTION | CHERAS | Existing | RYB | 11 kV |  |  |  |  | 240_3C_AL_XLPE | TAKAHATA: B01389 | SYNLIGWAN: B01434 |  | 3160.686 m |  |  |  | 3 | 11 | Pass | null
252173350 | TNB | DISTRIBUTION | CHERAS | Existing | RYB | 11 kV | NO | Class C |  |  | 240_3C_AL_XLPE | LEBUHRAYA CHERAS NO 1: B03954 | JLN MESRA NIAGA: B08073 |  | 1124.472 m |  |  |  | 3 | 0 | Pass | null
252173617 | TNB | DISTRIBUTION | CHERAS | Existing | RYB | 33 kV | YES | Class D |  |  | 630_1C_AL_XLPE | CJYA: 2L5 | PPU TSRA: |  | 3402.327 m |  |  |  | 3 | 1 | Pass | null
252173759 | TNB | DISTRIBUTION | CHERAS | Existing | RYB | 11 kV |  |  |  |  | 240_3C_AL_XLPE | BTHO NO 15: B05324 | BTHO NO 16: B05328 |  | 441.635 m |  |  |  | 3 | 2 | Pass | null
252173822 | TNB | DISTRIBUTION | CHERAS | Existing | RYB | 11 kV |  |  |  |  | 240_3C_AL_XLPE | TUCK HUA NO 1 METAL: B01251 | TUCK HUA NO 2: B01247 [OFF] |  | 689.204 m |  |  |  | 3 | 2 | Pass | null
252173833 | TNB | DISTRIBUTION | CHERAS | Existing | RYB | 11 kV |  |  |  |  | 240_3C_AL_XLPE | KEMACAHAYA NO 2: B02167 | MASTERSKILL: TNB0000 |  | 222.050 m |  |  |  | 3 | 2 | Pass | null
252173899 | TNB | DISTRIBUTION | CHERAS | Existing | RYB | 11 kV |  |  |  |  | 240_3C_AL_XLPE | BTHO: 9 | DESA WANGSA BTHO: B06818 |  | 1019.405 m |  |  |  | 3 | 3 | Pass | null
252173918 | TNB | DISTRIBUTION | CHERAS | Existing | RYB | 11 kV | NO | Class C |  |  | 240_3C_AL_XLPE | BDR MAHKOTA CHERAS NO. 3: B06322 | BDR MAHKOTA CHERAS NO. 4: B06326 |  | 462.150 m |  |  |  | 3 | 2 | Pass | null
252173938 | TNB | DISTRIBUTION | CHERAS | Existing | RYB | 11 kV |  |  |  |  | 240_3C_AL_XLPE | D-CRS-C16-0684: B14641 | TMN DESA RAYA: B02195 |  | 851.640 m |  |  |  | 3 | 3 | Pass | null
252174057 | TNB | DISTRIBUTION | CHERAS | Existing | RYB | 11 kV | NO | Class C |  |  | 240_3C_AL_XLPE | IND RINGAN BKT ANGKAT NO 6 (GIANT VOICE): B09947 | RUMAH PANGSA TMN DESA KARUMAS: B08480 |  | 662.970 m |  |  |  | 3 | 0 | Pass | null
252176072 | TNB | DISTRIBUTION | CHERAS | Existing | RYB | 11 kV |  |  |  |  | 240_3C_AL_XLPE | CONTROL INSTRUMENT: B01240 | PANTAI UTAMA: B01308 |  | 254.527 m |  |  |  | 3 | 2 | Pass | null
252177040 | TNB | DISTRIBUTION | CHERAS | Existing | RYB | 11 kV |  |  |  |  | 240_3C_AL_XLPE | SUTERA RESIDENCE NO 3: B11842 | BTHO NO 12: B04699 |  | 1257.441 m |  |  |  | 3 | 1 | Pass | null
252177114 | TNB | DISTRIBUTION | CHERAS | Existing | RYB | 11 kV |  |  |  |  | 240_3C_AL_XLPE | DUSUN NANDING NO 3: B02199 | DUSUN NANDING NO 2: B02198 |  | 366.776 m |  |  |  | 3 | 2 | Pass | null
252177192 | TNB | DISTRIBUTION | CHERAS | Existing | RYB | 11 kV |  |  |  |  | 240_3C_AL_XLPE | TMN SRI MUJUR: B02076 | TMN SUNTEX: B02075 |  | 290.607 m |  |  |  | 3 | 5 | Pass | null
252177359 | TNB | DISTRIBUTION | CHERAS | Existing | RYB | 11 kV | NO | Class C |  |  | 240_3C_AL_XLPE | QUILL CONSTRUCTION: B01971 | INDUSTRONIC ENTERPRISE: B01970 |  | 265.235 m |  |  |  | 3 | 3 | Pass | null
252177446 | TNB | DISTRIBUTION | CHERAS | Existing | RYB | 11 kV | NO | Class C |  |  | 240_3C_AL_XLPE | YOONG SING TYRES: B01465 | COPPERTECH KG BARU BALAKONG: B09184 |  | 115.103 m |  |  |  | 3 | 5 | Pass | null
252177462 | TNB | DISTRIBUTION | CHERAS | Existing | RYB | 11 kV |  |  |  |  | 240_3C_AL_XLPE | PE IWK SG LONG: B15073 | SG LONG NO 7: B02359 |  | 145.504 m |  |  |  | 3 | 0 | Pass | null
252177691 | TNB | DISTRIBUTION | CHERAS | Existing | RYB | 11 kV | NO | Class C |  |  | 240_3C_AL_XLPE | SIN YEE SENG: B01986 | SIN YEE SENG NO 2: B01987 |  | 13.290 m |  |  |  | 3 | 2 | Pass | null
252177709 | TNB | DISTRIBUTION | CHERAS | Existing | RYB | 11 kV |  |  |  |  | 240_3C_AL_XLPE | LIN YAU BROTHER SB: B01604 | LIN YAU BROTHERS NO 2: B01605 |  | 111.030 m |  |  |  | 3 | 2 | Pass | null
252177991 | TNB | DISTRIBUTION | CHERAS | Existing | RYB | 11 kV |  |  |  |  | 240_3C_AL_XLPE | BTHO: 1 | TMN KOTA CHERAS NO 1: B01751 |  | 2800.959 m |  |  |  | 3 | 3 | Pass | null
252178006 | TNB | DISTRIBUTION | CHERAS | Existing | RYB | 11 kV |  |  |  |  | 240_3C_AL_XLPE | GELORA RAO RAO: B01510 | BERKAT KLASIK: B01511 |  | 150.222 m |  |  |  | 3 | 2 | Pass | null
252178097 | TNB | DISTRIBUTION | CHERAS | Existing | RYB | 11 kV |  |  |  |  | 120_3C_AL_PILC | RSD SB: B01298 | SANYIN: B08152 |  | 704.276 m |  |  |  | 3 | 5 | Pass | null
252178204 | TNB | DISTRIBUTION | CHERAS | Existing | RYB | 11 kV |  |  |  |  | 240_3C_AL_XLPE | BRISTOL 2: B07922 | INTRA DESIGN: B10069 |  | 384.907 m |  |  |  | 3 | 2 | Pass | null
252179009 | TNB | DISTRIBUTION | CHERAS | Existing | RYB | 11 kV |  |  |  |  | 240_3C_AL_XLPE | BERKAT KLASIK: B01513 | GELOMBANG CEKAL (GAY KIM): B01514 |  | 240.782 m |  |  |  | 3 | 2 | Pass | null
252179196 | TNB | DISTRIBUTION | CHERAS | Existing | RYB | 11 kV |  |  |  |  | 240_3C_AL_XLPE | TMN CHERAS MAS NO 1: B02053 | TMN RASA SAYANG NO 2: B02054 |  | 367.916 m |  |  |  | 3 | 4 | Pass | null
252179302 | TNB | DISTRIBUTION | CHERAS | Existing | RYB | 11 kV |  |  |  |  | 240_3C_AL_XLPE | CJYA: 2 | KOH LABEL IND (M) SB: B06095 |  | 350.821 m |  |  |  | 3 | 2 | Pass | null
252179483 | TNB | DISTRIBUTION | CHERAS | Existing | RYB | 11 kV | NO | Class C |  |  | 240_3C_AL_XLPE | TAN KOK KWAH: B01983 | SIN YEE SENG: B01984 |  | 328.864 m |  |  |  | 3 | 4 | Pass | null
252179620 | TNB | DISTRIBUTION | CHERAS | Existing | RYB | 11 kV | NO | Class C |  |  | 240_3C_AL_XLPE | BUKIT BAYU NO 3: B04394 | BUKIT BAYU NO 4: B04399 |  | 458.946 m |  |  |  | 3 | 2 | Pass | null
252179846 | TNB | DISTRIBUTION | CHERAS | Existing | RYB | 11 kV |  |  |  |  | 240_3C_AL_XLPE | SETIA KASTURI NO 4: B07434 | SETIA KASTURI BUSSINESS PARK: B01370 |  | 125.708 m |  |  |  | 3 | 2 | Pass | null
252179911 | TNB | DISTRIBUTION | CHERAS | Existing | RYB | 11 kV |  |  |  |  | 240_3C_AL_XLPE | SG BESI INDAH NO 5: B02655 | SG BESI INDAH NO 5A: B02653 [OFF] |  | 42.280 m |  |  |  | 3 | 2 | Pass | null
252180005 | TNB | DISTRIBUTION | CHERAS | Existing | RYB | 11 kV |  |  |  |  | 240_3C_AL_XLPE | TMN TANMING RIA: B07439 | LFIP NO 3: B01952 |  | 358.049 m |  |  |  | 3 | 4 | Pass | null
252180276 | TNB | DISTRIBUTION | CHERAS | Existing | RYB | 11 kV |  |  |  |  | 240_3C_AL_XLPE | LOONG WENG PLASTIC: B01859 | KAW PERUSAHAAN CHERAS JAYA NO 3: B01858 |  | 304.539 m |  |  |  | 3 | 4 | Pass | null
252180507 | TNB | DISTRIBUTION | CHERAS | Existing | RYB | 11 kV | NO | Class C |  |  | 240_3C_AL_XLPE | TMN KOPERASI CUEPAC NO 4: B02413 | TMN KOPERASI CUEPACS NO 3: B02414 |  | 438.678 m |  |  |  | 3 | 0 | Pass | null
252180701 | TNB | DISTRIBUTION | CHERAS | Existing | RYB | 11 kV |  |  |  |  | 240_3C_AL_XLPE | KOMPLEKS PENGHULU CHERAS: B06919 | TMN ORKID NO 2: B07672 |  | 2933.154 m |  |  |  | 3 | 6 | Pass | null
252180810 | TNB | DISTRIBUTION | CHERAS | Existing | RYB | 11 kV |  |  |  |  | 240_3C_AL_XLPE | TMN LAVENDER: B02173 | KUATERS LOJI AIR LANGAT: B02174 |  | 758.913 m |  |  |  | 3 | 2 | Pass | null
252180869 | TNB | DISTRIBUTION | CHERAS | Existing | RYB | 11 kV |  |  |  |  | 240_3C_AL_XLPE | FORMATIVE VIEW: B02855 | PEH AH SOON: B02854 |  | 204.675 m |  |  |  | 3 | 2 | Pass | null
252180982 | TNB | DISTRIBUTION | CHERAS | Existing | RYB | 11 kV | NO | Class C |  |  | 240_3C_AL_XLPE | SG LONG NO 8: B02388 | BDR SG LONG NO 10: B02387 |  | 296.618 m |  |  |  | 3 | 2 | Pass | null
252181019 | TNB | DISTRIBUTION | CHERAS | Existing | RYB | 11 kV |  |  |  |  | 240_3C_AL_XLPE | TMN TANMING PERMAI: B02900 | PANGSAPURI SRI JASA: B02901 |  | 433.418 m |  |  |  | 3 | 4 | Pass | null
252181115 | TNB | DISTRIBUTION | CHERAS | Existing | RYB | 11 kV |  |  |  |  | 240_3C_AL_XLPE | KG ORG ASLI PANGSOON PADAT: B04597 | LOWER STATION PANGSOON: B04656 |  | 822.091 m |  |  |  | 3 | 2 | Pass | null
252181148 | TNB | DISTRIBUTION | CHERAS | Existing | RYB | 11 kV |  |  |  |  | 240_3C_AL_XLPE | MINES GOLF RESORT: B02878 | GREEN WATER ROCK NO 2: B02633 [OFF] |  | 740.103 m |  |  |  | 3 | 2 | Pass | null
252181269 | TNB | DISTRIBUTION | CHERAS | Existing | RYB | 11 kV | NO | Class C |  |  | 240_3C_AL_XLPE | SAMA PLASTIK: B04190 | BKT ANGKAT COMPACT SG CHUA: B04191 |  | 678.943 m |  |  |  | 3 | 2 | Pass | null
252181374 | TNB | DISTRIBUTION | CHERAS | Existing | RYB | 11 kV |  |  |  |  | 185_3C_AL_PILC | SEK AGAMA BT 9: B01793 | TMN SRI RAYA (KAUSAR): B01794 |  | 792.090 m |  |  |  | 3 | 2 | Pass | null
252181390 | TNB | DISTRIBUTION | CHERAS | Existing | RYB | 11 kV |  |  |  |  | 240_3C_AL_XLPE | POLYGRAFIK: B01835 | UNION CARPET MAKER: B01834 [OFF] |  | 222.770 m |  |  |  | 3 | 0 | Pass | null
253921450 | TNB | DISTRIBUTION | CHERAS | Existing | RYB | 11 kV |  |  |  |  | 240_3C_AL_XLPE | BELIA IKBN NO 2 DUSUN TUA: | KG DARUL HIDAYAH A/T: B08405 |  | 1035.459 m |  |  |  | 3 | 2 | Pass | null
253921462 | TNB | DISTRIBUTION | CHERAS | Existing | RYB | 11 kV | NO | Class C |  |  | 240_3C_AL_XLPE | TMN TANMING INDAH NO 2: B08429 | PANGSAPURI ADALIA: B10388 |  | 408.195 m |  |  |  | 3 | 4 | Pass | null
253921921 | TNB | DISTRIBUTION | CHERAS | Existing | RYB | 11 kV |  |  |  |  | 240_3C_AL_XLPE | TMN ORKID NO 1: B07663 | TMN ORKID JLN ORKID NO 5: B09935 |  | 200.733 m |  |  |  | 3 | 2 | Pass | null
253937126 | TNB | DISTRIBUTION | CHERAS | Existing | RYB | 11 kV |  |  |  |  | 240_3C_AL_XLPE | BELIA IKBN NO 3 DUSUN TUA: B08185 | BELIA IKBN NO 2 DUSUN TUA: |  | 201.589 m |  |  |  | 3 | 2 | Pass | null
253938309 | TNB | DISTRIBUTION | CHERAS | Existing | RYB | 11 kV | NO | Class C |  |  | 240_3C_AL_XLPE | PALM WALK NO 1: B10476 | PALM WALK NO 3: B10550 |  | 507.350 m |  |  |  | 3 | 0 | Pass | null
253939861 | TNB | DISTRIBUTION | CHERAS | Existing | RYB | 11 kV |  |  |  |  | 240_3C_AL_XLPE | PERSIARAN SG LONG 1 BDR SG LONG 2: B08991 | PERSIARAN SG LONG 1 BDR SG LONG 1: B08992 |  | 106.774 m |  |  |  | 3 | 2 | Pass | null
253942476 | TNB | DISTRIBUTION | CHERAS | Existing | RYB | 11 kV | NO | Class C |  |  | 240_3C_AL_XLPE | PALM WALK NO 2: B10472 | PALM WALK NO 1: B10473 |  | 482.819 m |  |  |  | 3 | 0 | Pass | null
254431570 | TNB | DISTRIBUTION | CHERAS | Existing | RYB | 11 kV | NO | Class C |  |  | 70_1C_AL_XLPE |  |  |  | 1.937 m |  |  |  | 3 | 0 | Pass | null
254431574 | TNB | DISTRIBUTION | CHERAS | Existing | RYB | 11 kV |  |  |  |  | 70_1C_AL_XLPE |  |  |  | 1.218 m |  |  |  | 3 | 0 | Pass | null
254431578 | TNB | DISTRIBUTION | CHERAS | Existing | RYB | 11 kV |  |  |  |  | 70_1C_AL_XLPE |  |  |  | 1.101 m |  |  |  | 3 | 0 | Pass | null
254431582 | TNB | DISTRIBUTION | CHERAS | Existing | RYB | 11 kV |  |  |  |  | 70_1C_AL_XLPE |  |  |  | 1.350 m |  |  |  | 3 | 0 | Pass | null
254431586 | TNB | DISTRIBUTION | CHERAS | Existing | RYB | 11 kV |  |  |  |  | 70_1C_AL_XLPE |  |  |  | 0.769 m |  |  |  | 3 | 0 | Pass | null
254431590 | TNB | DISTRIBUTION | CHERAS | Existing | RYB | 11 kV |  |  |  |  | 70_1C_AL_XLPE |  |  |  | 1.524 m |  |  |  | 3 | 0 | Pass | null
254431594 | TNB | DISTRIBUTION | CHERAS | Existing | RYB | 11 kV |  |  |  |  | 70_1C_AL_XLPE |  |  |  | 4.917 m |  |  |  | 3 | 0 | Pass | null
254431598 | TNB | DISTRIBUTION | CHERAS | Existing | RYB | 11 kV |  |  |  |  | 70_1C_AL_XLPE |  |  |  | 5.787 m |  |  |  | 3 | 0 | Pass | null
254431602 | TNB | DISTRIBUTION | CHERAS | Existing | RYB | 11 kV |  |  |  |  | 70_1C_AL_XLPE |  |  |  | 1.917 m |  |  |  | 3 | 0 | Pass | null
254431606 | TNB | DISTRIBUTION | CHERAS | Existing | RYB | 11 kV |  |  |  |  | 70_1C_AL_XLPE |  |  |  | 0.877 m |  |  |  | 3 | 0 | Pass | null
254431610 | TNB | DISTRIBUTION | CHERAS | Existing | RYB | 11 kV |  |  |  |  | 70_1C_AL_XLPE |  |  |  | 1.118 m |  |  |  | 3 | 0 | Pass | null
254431614 | TNB | DISTRIBUTION | CHERAS | Existing | RYB | 11 kV |  |  |  |  | 70_1C_AL_XLPE |  |  |  | 3.272 m |  |  |  | 3 | 0 | Pass | null
254431618 | TNB | DISTRIBUTION | CHERAS | Existing | RYB | 11 kV |  |  |  |  | 70_1C_AL_XLPE |  |  |  | 0.994 m |  |  |  | 3 | 0 | Pass | null
254431622 | TNB | DISTRIBUTION | CHERAS | Existing | RYB | 11 kV |  |  |  |  | 70_1C_AL_XLPE |  |  |  | 1.451 m |  |  |  | 3 | 0 | Pass | null
254431626 | TNB | DISTRIBUTION | CHERAS | Existing | RYB | 11 kV |  |  |  |  | 70_1C_AL_XLPE |  |  |  | 0.970 m |  |  |  | 3 | 0 | Pass | null
254431630 | TNB | DISTRIBUTION | CHERAS | Existing | RYB | 11 kV |  |  |  |  | 70_1C_AL_XLPE |  |  |  | 1.150 m |  |  |  | 3 | 0 | Pass | null
254431634 | TNB | DISTRIBUTION | CHERAS | Existing | RYB | 11 kV |  |  |  |  | 70_1C_AL_XLPE |  |  |  | 1.395 m |  |  |  | 3 | 0 | Pass | null
254431642 | TNB | DISTRIBUTION | CHERAS | Existing | RYB | 11 kV |  |  |  |  | 70_1C_AL_XLPE |  |  |  | 1.709 m |  |  |  | 3 | 0 | Pass | null
254431646 | TNB | DISTRIBUTION | CHERAS | Existing | RYB | 11 kV |  |  |  |  | 70_1C_AL_XLPE |  |  |  | 2.533 m |  |  |  | 3 | 0 | Pass | null
254431650 | TNB | DISTRIBUTION | CHERAS | Existing | RYB | 11 kV |  |  |  |  | 70_1C_AL_XLPE |  |  |  | 2.395 m |  |  |  | 3 | 0 | Pass | null
254431654 | TNB | DISTRIBUTION | CHERAS | Existing | RYB | 11 kV |  |  |  |  | 70_1C_AL_XLPE |  |  |  | 1.938 m |  |  |  | 3 | 0 | Pass | null
254431658 | TNB | DISTRIBUTION | CHERAS | Existing | RYB | 11 kV |  |  |  |  | 70_1C_AL_XLPE |  |  |  | 1.313 m |  |  |  | 3 | 0 | Pass | null
254431662 | TNB | DISTRIBUTION | CHERAS | Existing | RYB | 11 kV | NO | Class C |  |  | 70_1C_AL_XLPE |  |  |  | 2.164 m |  |  |  | 3 | 0 | Pass | null
254431666 | TNB | DISTRIBUTION | CHERAS | Existing | RYB | 11 kV |  |  |  |  | 70_1C_AL_XLPE |  |  |  | 1.162 m |  |  |  | 3 | 0 | Pass | null
254431670 | TNB | DISTRIBUTION | CHERAS | Existing | RYB | 11 kV |  |  |  |  | 70_1C_AL_XLPE |  |  |  | 0.865 m |  |  |  | 3 | 0 | Pass | null
254431674 | TNB | DISTRIBUTION | CHERAS | Existing | RYB | 11 kV |  |  |  |  | 70_1C_AL_XLPE |  |  |  | 0.891 m |  |  |  | 3 | 0 | Pass | null
254431678 | TNB | DISTRIBUTION | CHERAS | Existing | RYB | 11 kV |  |  |  |  | 70_1C_AL_XLPE |  |  |  | 1.108 m |  |  |  | 3 | 0 | Pass | null
254432014 | TNB | DISTRIBUTION | CHERAS | Existing | RYB | 11 kV |  |  |  |  | 70_1C_AL_XLPE |  |  |  | 1.310 m |  |  |  | 3 | 0 | Pass | null
254432018 | TNB | DISTRIBUTION | CHERAS | Existing | RYB | 11 kV |  |  |  |  | 70_1C_AL_XLPE |  |  |  | 1.103 m |  |  |  | 3 | 0 | Pass | null
254432022 | TNB | DISTRIBUTION | CHERAS | Existing | RYB | 11 kV |  |  |  |  | 70_1C_AL_XLPE |  |  |  | 0.970 m |  |  |  | 3 | 0 | Pass | null
254432026 | TNB | DISTRIBUTION | CHERAS | Existing | RYB | 11 kV |  |  |  |  | 70_1C_AL_XLPE |  |  |  | 1.905 m |  |  |  | 3 | 0 | Pass | null
254432030 | TNB | DISTRIBUTION | CHERAS | Existing | RYB | 11 kV |  |  |  |  | 70_1C_AL_XLPE |  |  |  | 1.265 m |  |  |  | 3 | 0 | Pass | null
254432034 | TNB | DISTRIBUTION | CHERAS | Existing | RYB | 11 kV |  |  |  |  | 70_1C_AL_XLPE |  |  |  | 0.922 m |  |  |  | 3 | 0 | Pass | null
254432038 | TNB | DISTRIBUTION | CHERAS | Existing | RYB | 11 kV |  |  |  |  | 70_1C_AL_XLPE |  |  |  | 0.980 m |  |  |  | 3 | 0 | Pass | null
254432042 | TNB | DISTRIBUTION | CHERAS | Existing | RYB | 11 kV |  |  |  |  | 70_1C_AL_XLPE |  |  |  | 1.131 m |  |  |  | 3 | 0 | Pass | null
254432046 | TNB | DISTRIBUTION | CHERAS | Existing | RYB | 11 kV |  |  |  |  | 70_1C_AL_XLPE |  |  |  | 2.639 m |  |  |  | 3 | 0 | Pass | null
254432050 | TNB | DISTRIBUTION | CHERAS | Existing | RYB | 11 kV |  |  |  |  | 70_1C_AL_XLPE |  |  |  | 0.952 m |  |  |  | 3 | 0 | Pass | null
254432054 | TNB | DISTRIBUTION | CHERAS | Existing | RYB | 11 kV |  |  |  |  | 70_1C_AL_XLPE |  |  |  | 1.428 m |  |  |  | 3 | 0 | Pass | null
254432058 | TNB | DISTRIBUTION | CHERAS | Existing | RYB | 11 kV |  |  |  |  | 70_1C_AL_XLPE |  |  |  | 1.865 m |  |  |  | 3 | 0 | Pass | null
254432062 | TNB | DISTRIBUTION | CHERAS | Existing | RYB | 11 kV |  |  |  |  | 70_1C_AL_XLPE |  |  |  | 1.852 m |  |  |  | 3 | 0 | Pass | null
254432066 | TNB | DISTRIBUTION | CHERAS | Existing | RYB | 11 kV |  |  |  |  | 70_1C_AL_XLPE |  |  |  | 1.110 m |  |  |  | 3 | 0 | Pass | null
254432070 | TNB | DISTRIBUTION | CHERAS | Existing | RYB | 11 kV |  |  |  |  | 70_1C_AL_XLPE |  |  |  | 1.091 m |  |  |  | 3 | 0 | Pass | null
254432074 | TNB | DISTRIBUTION | CHERAS | Existing | RYB | 11 kV |  |  |  |  | 70_1C_AL_XLPE |  |  |  | 1.206 m |  |  |  | 3 | 0 | Pass | null
254432078 | TNB | DISTRIBUTION | CHERAS | Existing | RYB | 11 kV |  |  |  |  | 70_1C_AL_XLPE |  |  |  | 1.394 m |  |  |  | 3 | 0 | Pass | null
254432082 | TNB | DISTRIBUTION | CHERAS | Existing | RYB | 11 kV |  |  |  |  | 70_1C_AL_XLPE |  |  |  | 0.809 m |  |  |  | 3 | 0 | Pass | null
254432086 | TNB | DISTRIBUTION | CHERAS | Existing | RYB | 11 kV |  |  |  |  | 70_1C_AL_XLPE |  |  |  | 1.139 m |  |  |  | 3 | 0 | Pass | null
254432090 | TNB | DISTRIBUTION | CHERAS | Existing | RYB | 11 kV |  |  |  |  | 70_1C_AL_XLPE |  |  |  | 1.356 m |  |  |  | 3 | 0 | Pass | null
254432094 | TNB | DISTRIBUTION | CHERAS | Existing | RYB | 11 kV |  |  |  |  | 70_1C_AL_XLPE |  |  |  | 0.939 m |  |  |  | 3 | 0 | Pass | null
254432098 | TNB | DISTRIBUTION | CHERAS | Existing | RYB | 11 kV |  |  |  |  | 70_1C_AL_XLPE |  |  |  | 2.123 m |  |  |  | 3 | 0 | Pass | null
254432102 | TNB | DISTRIBUTION | CHERAS | Existing | RYB | 11 kV |  |  |  |  | 70_1C_AL_XLPE |  |  |  | 0.859 m |  |  |  | 3 | 0 | Pass | null
254432106 | TNB | DISTRIBUTION | CHERAS | Existing | RYB | 11 kV |  |  |  |  | 70_1C_AL_XLPE |  |  |  | 1.114 m |  |  |  | 3 | 0 | Pass | null
254432110 | TNB | DISTRIBUTION | CHERAS | Existing | RYB | 11 kV | NO | Class C |  |  | 70_1C_AL_XLPE |  |  |  | 2.239 m |  |  |  | 3 | 0 | Pass | null
254432114 | TNB | DISTRIBUTION | CHERAS | Existing | RYB | 11 kV | NO | Class C |  |  | 70_1C_AL_XLPE |  |  |  | 1.983 m |  |  |  | 3 | 0 | Pass | null
254432118 | TNB | DISTRIBUTION | CHERAS | Existing | RYB | 11 kV | NO | Class C |  |  | 70_1C_AL_XLPE |  |  |  | 3.076 m |  |  |  | 3 | 0 | Pass | null
254432122 | TNB | DISTRIBUTION | CHERAS | Existing | RYB | 11 kV | NO | Class C |  |  | 70_1C_AL_XLPE |  |  |  | 2.015 m |  |  |  | 3 | 0 | Pass | null
254432458 | TNB | DISTRIBUTION | CHERAS | Existing | RYB | 11 kV |  |  |  |  | 70_1C_AL_XLPE |  |  |  | 1.599 m |  |  |  | 3 | 0 | Pass | null
254432462 | TNB | DISTRIBUTION | CHERAS | Existing | RYB | 11 kV |  |  |  |  | 70_1C_AL_XLPE |  |  |  | 1.686 m |  |  |  | 3 | 0 | Pass | null
254432466 | TNB | DISTRIBUTION | CHERAS | Existing | RYB | 11 kV |  |  |  |  | 70_1C_AL_XLPE |  |  |  | 1.692 m |  |  |  | 3 | 0 | Pass | null
254432470 | TNB | DISTRIBUTION | CHERAS | Existing | RYB | 11 kV |  |  |  |  | 70_1C_AL_XLPE |  |  |  | 1.855 m |  |  |  | 3 | 0 | Pass | null
254432474 | TNB | DISTRIBUTION | CHERAS | Existing | RYB | 11 kV |  |  |  |  | 70_1C_AL_XLPE |  |  |  | 1.708 m |  |  |  | 3 | 0 | Pass | null
254432478 | TNB | DISTRIBUTION | CHERAS | Existing | RYB | 11 kV |  |  |  |  | 70_1C_AL_XLPE |  |  |  | 1.298 m |  |  |  | 3 | 0 | Pass | null
254432482 | TNB | DISTRIBUTION | CHERAS | Existing | RYB | 11 kV |  |  |  |  | 70_1C_AL_XLPE |  |  |  | 0.900 m |  |  |  | 3 | 0 | Pass | null
254432486 | TNB | DISTRIBUTION | CHERAS | Existing | RYB | 11 kV |  |  |  |  | 70_1C_AL_XLPE |  |  |  | 1.633 m |  |  |  | 3 | 0 | Pass | null
254432490 | TNB | DISTRIBUTION | CHERAS | Existing | RYB | 11 kV |  |  |  |  | 70_1C_AL_XLPE |  |  |  | 1.301 m |  |  |  | 3 | 0 | Pass | null
254432494 | TNB | DISTRIBUTION | CHERAS | Existing | RYB | 11 kV |  |  |  |  | 70_1C_AL_XLPE |  |  |  | 1.082 m |  |  |  | 3 | 0 | Pass | null
254432498 | TNB | DISTRIBUTION | CHERAS | Existing | RYB | 11 kV | NO | Class C |  |  | 70_1C_AL_XLPE |  |  |  | 1.969 m |  |  |  | 3 | 0 | Pass | null
254432502 | TNB | DISTRIBUTION | CHERAS | Existing | RYB | 11 kV |  |  |  |  | 70_1C_AL_XLPE |  |  |  | 0.935 m |  |  |  | 3 | 0 | Pass | null
254432506 | TNB | DISTRIBUTION | CHERAS | Existing | RYB | 11 kV |  |  |  |  | 70_1C_AL_XLPE |  |  |  | 1.741 m |  |  |  | 3 | 0 | Pass | null
254432510 | TNB | DISTRIBUTION | CHERAS | Existing | RYB | 11 kV |  |  |  |  | 70_1C_AL_XLPE |  |  |  | 1.353 m |  |  |  | 3 | 0 | Pass | null
254432514 | TNB | DISTRIBUTION | CHERAS | Existing | RYB | 11 kV |  |  |  |  | 70_1C_AL_XLPE |  |  |  | 1.394 m |  |  |  | 3 | 0 | Pass | null
254432518 | TNB | DISTRIBUTION | CHERAS | Existing | RYB | 11 kV |  |  |  |  | 70_1C_AL_XLPE |  |  |  | 1.723 m |  |  |  | 3 | 0 | Pass | null
254432522 | TNB | DISTRIBUTION | CHERAS | Existing | RYB | 11 kV |  |  |  |  | 70_1C_AL_XLPE |  |  |  | 1.474 m |  |  |  | 3 | 0 | Pass | null
254432526 | TNB | DISTRIBUTION | CHERAS | Existing | RYB | 11 kV | NO | Class C |  |  | 70_1C_AL_XLPE |  |  |  | 1.338 m |  |  |  | 3 | 0 | Pass | null
254432530 | TNB | DISTRIBUTION | CHERAS | Existing | RYB | 11 kV |  |  |  |  | 70_1C_AL_XLPE |  |  |  | 2.753 m |  |  |  | 3 | 0 | Pass | null
254432534 | TNB | DISTRIBUTION | CHERAS | Existing | RYB | 11 kV |  |  |  |  | 70_1C_AL_XLPE |  |  |  | 0.980 m |  |  |  | 3 | 0 | Pass | null
254432538 | TNB | DISTRIBUTION | CHERAS | Existing | RYB | 11 kV |  |  |  |  | 70_1C_AL_XLPE |  |  |  | 0.883 m |  |  |  | 3 | 0 | Pass | null
254432542 | TNB | DISTRIBUTION | CHERAS | Existing | RYB | 11 kV |  |  |  |  | 70_1C_AL_XLPE |  |  |  | 1.297 m |  |  |  | 3 | 0 | Pass | null
254432546 | TNB | DISTRIBUTION | CHERAS | Existing | RYB | 11 kV |  |  |  |  | 70_1C_AL_XLPE |  |  |  | 1.059 m |  |  |  | 3 | 0 | Pass | null
254432550 | TNB | DISTRIBUTION | CHERAS | Existing | RYB | 11 kV |  |  |  |  | 70_1C_AL_XLPE |  |  |  | 1.180 m |  |  |  | 3 | 0 | Pass | null
254432554 | TNB | DISTRIBUTION | CHERAS | Existing | RYB | 11 kV |  |  |  |  | 70_1C_AL_XLPE |  |  |  | 1.118 m |  |  |  | 3 | 0 | Pass | null
254432558 | TNB | DISTRIBUTION | CHERAS | Existing | RYB | 11 kV |  |  |  |  | 70_1C_AL_XLPE |  |  |  | 0.817 m |  |  |  | 3 | 0 | Pass | null
254432562 | TNB | DISTRIBUTION | CHERAS | Existing | RYB | 11 kV |  |  |  |  | 70_1C_AL_XLPE |  |  |  | 0.844 m |  |  |  | 3 | 0 | Pass | null
254432566 | TNB | DISTRIBUTION | CHERAS | Existing | RYB | 11 kV |  |  |  |  | 70_1C_AL_XLPE |  |  |  | 1.013 m |  |  |  | 3 | 0 | Pass | null
254433790 | TNB | DISTRIBUTION | CHERAS | Existing | RYB | 11 kV |  |  |  |  | 70_1C_AL_XLPE |  |  |  | 1.251 m |  |  |  | 3 | 0 | Pass | null
254433794 | TNB | DISTRIBUTION | CHERAS | Existing | RYB | 11 kV |  |  |  |  | 70_1C_AL_XLPE |  |  |  | 0.898 m |  |  |  | 3 | 0 | Pass | null
254433798 | TNB | DISTRIBUTION | CHERAS | Existing | RYB | 11 kV |  |  |  |  | 70_1C_AL_XLPE |  |  |  | 1.253 m |  |  |  | 3 | 0 | Pass | null
254433802 | TNB | DISTRIBUTION | CHERAS | Existing | RYB | 11 kV |  |  |  |  | 70_1C_AL_XLPE |  |  |  | 1.578 m |  |  |  | 3 | 0 | Pass | null
254433806 | TNB | DISTRIBUTION | CHERAS | Existing | RYB | 11 kV |  |  |  |  | 70_1C_AL_XLPE |  |  |  | 1.282 m |  |  |  | 3 | 0 | Pass | null
254433810 | TNB | DISTRIBUTION | CHERAS | Existing | RYB | 11 kV |  |  |  |  | 70_1C_AL_XLPE |  |  |  | 1.056 m |  |  |  | 3 | 0 | Pass | null
254433814 | TNB | DISTRIBUTION | CHERAS | Existing | RYB | 11 kV |  |  |  |  | 70_1C_AL_XLPE |  |  |  | 1.934 m |  |  |  | 3 | 0 | Pass | null
254433818 | TNB | DISTRIBUTION | CHERAS | Existing | RYB | 11 kV |  |  |  |  | 70_1C_AL_XLPE |  |  |  | 1.168 m |  |  |  | 3 | 0 | Pass | null
254433822 | TNB | DISTRIBUTION | CHERAS | Existing | RYB | 11 kV |  |  |  |  | 70_1C_AL_XLPE |  |  |  | 1.626 m |  |  |  | 3 | 0 | Pass | null
254433826 | TNB | DISTRIBUTION | CHERAS | Existing | RYB | 11 kV |  |  |  |  | 70_1C_AL_XLPE |  |  |  | 1.181 m |  |  |  | 3 | 0 | Pass | null
254433830 | TNB | DISTRIBUTION | CHERAS | Existing | RYB | 11 kV |  |  |  |  | 70_1C_AL_XLPE |  |  |  | 1.234 m |  |  |  | 3 | 0 | Pass | null
254433834 | TNB | DISTRIBUTION | CHERAS | Existing | RYB | 11 kV |  |  |  |  | 70_1C_AL_XLPE |  |  |  | 1.236 m |  |  |  | 3 | 0 | Pass | null
254433842 | TNB | DISTRIBUTION | CHERAS | Existing | RYB | 11 kV |  |  |  |  | 70_1C_AL_XLPE |  |  |  | 1.071 m |  |  |  | 3 | 0 | Pass | null
254433846 | TNB | DISTRIBUTION | CHERAS | Existing | RYB | 11 kV |  |  |  |  | 70_1C_AL_XLPE |  |  |  | 1.126 m |  |  |  | 3 | 0 | Pass | null
254433850 | TNB | DISTRIBUTION | CHERAS | Existing | RYB | 11 kV |  |  |  |  | 70_1C_AL_XLPE |  |  |  | 1.912 m |  |  |  | 3 | 0 | Pass | null
254433854 | TNB | DISTRIBUTION | CHERAS | Existing | RYB | 11 kV |  |  |  |  | 70_1C_AL_XLPE |  |  |  | 0.954 m |  |  |  | 3 | 0 | Pass | null
254433858 | TNB | DISTRIBUTION | CHERAS | Existing | RYB | 11 kV |  |  |  |  | 70_1C_AL_XLPE |  |  |  | 0.886 m |  |  |  | 3 | 0 | Pass | null
254433862 | TNB | DISTRIBUTION | CHERAS | Existing | RYB | 11 kV |  |  |  |  | 70_1C_AL_XLPE |  |  |  | 1.087 m |  |  |  | 3 | 0 | Pass | null
254433866 | TNB | DISTRIBUTION | CHERAS | Existing | RYB | 11 kV |  |  |  |  | 70_1C_AL_XLPE |  |  |  | 0.973 m |  |  |  | 3 | 0 | Pass | null
254433870 | TNB | DISTRIBUTION | CHERAS | Existing | RYB | 11 kV |  |  |  |  | 70_1C_AL_XLPE |  |  |  | 1.227 m |  |  |  | 3 | 0 | Pass | null
254433874 | TNB | DISTRIBUTION | CHERAS | Existing | RYB | 11 kV |  |  |  |  | 70_1C_AL_XLPE |  |  |  | 1.164 m |  |  |  | 3 | 0 | Pass | null
254433878 | TNB | DISTRIBUTION | CHERAS | Existing | RYB | 11 kV |  |  |  |  | 70_1C_AL_XLPE |  |  |  | 1.177 m |  |  |  | 3 | 0 | Pass | null
254433882 | TNB | DISTRIBUTION | CHERAS | Existing | RYB | 11 kV |  |  |  |  | 70_1C_AL_XLPE |  |  |  | 1.129 m |  |  |  | 3 | 0 | Pass | null
254433886 | TNB | DISTRIBUTION | CHERAS | Existing | RYB | 11 kV |  |  |  |  | 70_1C_AL_XLPE |  |  |  | 1.544 m |  |  |  | 3 | 0 | Pass | null
254433890 | TNB | DISTRIBUTION | CHERAS | Existing | RYB | 11 kV |  |  |  |  | 70_1C_AL_XLPE |  |  |  | 2.065 m |  |  |  | 3 | 0 | Pass | null
254433894 | TNB | DISTRIBUTION | CHERAS | Existing | RYB | 11 kV |  |  |  |  | 70_1C_AL_XLPE |  |  |  | 1.580 m |  |  |  | 3 | 0 | Pass | null
254433898 | TNB | DISTRIBUTION | CHERAS | Existing | RYB | 11 kV |  |  |  |  | 70_1C_AL_XLPE |  |  |  | 1.227 m |  |  |  | 3 | 0 | Pass | null
254434234 | TNB | DISTRIBUTION | CHERAS | Existing | RYB | 11 kV |  |  |  |  | 70_1C_AL_XLPE |  |  |  | 1.703 m |  |  |  | 3 | 0 | Pass | null
254434238 | TNB | DISTRIBUTION | CHERAS | Existing | RYB | 11 kV |  |  |  |  | 70_1C_AL_XLPE |  |  |  | 1.903 m |  |  |  | 3 | 0 | Pass | null
254434242 | TNB | DISTRIBUTION | CHERAS | Existing | RYB | 11 kV |  |  |  |  | 70_1C_AL_XLPE |  |  |  | 1.586 m |  |  |  | 3 | 0 | Pass | null
254434246 | TNB | DISTRIBUTION | CHERAS | Existing | RYB | 11 kV |  |  |  |  | 70_1C_AL_XLPE |  |  |  | 2.963 m |  |  |  | 3 | 0 | Pass | null
254434250 | TNB | DISTRIBUTION | CHERAS | Existing | RYB | 11 kV |  |  |  |  | 70_1C_AL_XLPE |  |  |  | 2.247 m |  |  |  | 3 | 0 | Pass | null
254437318 | TNB | DISTRIBUTION | CHERAS | Existing | RYB | 11 kV |  |  |  |  | 70_1C_AL_XLPE |  |  |  | 1.122 m |  |  |  | 3 | 0 | Pass | null
254437322 | TNB | DISTRIBUTION | CHERAS | Existing | RYB | 11 kV |  |  |  |  | 70_1C_AL_XLPE |  |  |  | 1.866 m |  |  |  | 3 | 0 | Pass | null
254437326 | TNB | DISTRIBUTION | CHERAS | Existing | RYB | 11 kV |  |  |  |  | 70_1C_AL_XLPE |  |  |  | 1.279 m |  |  |  | 3 | 0 | Pass | null
254437330 | TNB | DISTRIBUTION | CHERAS | Existing | RYB | 11 kV |  |  |  |  | 70_1C_AL_XLPE |  |  |  | 1.508 m |  |  |  | 3 | 0 | Pass | null
254437334 | TNB | DISTRIBUTION | CHERAS | Existing | RYB | 11 kV |  |  |  |  | 70_1C_AL_XLPE |  |  |  | 2.051 m |  |  |  | 3 | 0 | Pass | null
254437338 | TNB | DISTRIBUTION | CHERAS | Existing | RYB | 11 kV |  |  |  |  | 70_1C_AL_XLPE |  |  |  | 1.991 m |  |  |  | 3 | 0 | Pass | null
254437342 | TNB | DISTRIBUTION | CHERAS | Existing | RYB | 11 kV |  |  |  |  | 70_1C_AL_XLPE |  |  |  | 1.642 m |  |  |  | 3 | 0 | Pass | null
254437346 | TNB | DISTRIBUTION | CHERAS | Existing | RYB | 11 kV |  |  |  |  | 70_1C_AL_XLPE |  |  |  | 1.403 m |  |  |  | 3 | 0 | Pass | null
254438130 | TNB | DISTRIBUTION | CHERAS | Existing | RYB | 11 kV |  |  |  |  | 70_1C_AL_XLPE |  |  |  | 1.055 m |  |  |  | 3 | 0 | Pass | null
254438134 | TNB | DISTRIBUTION | CHERAS | Existing | RYB | 11 kV |  |  |  |  | 70_1C_AL_XLPE |  |  |  | 1.409 m |  |  |  | 3 | 0 | Pass | null
254438138 | TNB | DISTRIBUTION | CHERAS | Existing | RYB | 11 kV |  |  |  |  | 70_1C_AL_XLPE |  |  |  | 1.867 m |  |  |  | 3 | 0 | Pass | null
254438142 | TNB | DISTRIBUTION | CHERAS | Existing | RYB | 11 kV |  |  |  |  | 70_1C_AL_XLPE |  |  |  | 1.987 m |  |  |  | 3 | 0 | Pass | null
254438146 | TNB | DISTRIBUTION | CHERAS | Existing | RYB | 11 kV |  |  |  |  | 70_1C_AL_XLPE |  |  |  | 1.100 m |  |  |  | 3 | 0 | Pass | null
254438150 | TNB | DISTRIBUTION | CHERAS | Existing | RYB | 11 kV |  |  |  |  | 70_1C_AL_XLPE |  |  |  | 1.263 m |  |  |  | 3 | 0 | Pass | null
254438154 | TNB | DISTRIBUTION | CHERAS | Existing | RYB | 11 kV |  |  |  |  | 70_1C_AL_XLPE |  |  |  | 0.934 m |  |  |  | 3 | 0 | Pass | null
254438158 | TNB | DISTRIBUTION | CHERAS | Existing | RYB | 11 kV |  |  |  |  | 70_1C_AL_XLPE |  |  |  | 0.951 m |  |  |  | 3 | 0 | Pass | null
254438166 | TNB | DISTRIBUTION | CHERAS | Existing | RYB | 11 kV | NO | Class C |  |  | 70_1C_AL_XLPE |  |  |  | 2.512 m |  |  |  | 3 | 0 | Pass | null
254438170 | TNB | DISTRIBUTION | CHERAS | Existing | RYB | 11 kV |  |  |  |  | 70_1C_AL_XLPE |  |  |  | 0.949 m |  |  |  | 3 | 0 | Pass | null
254438174 | TNB | DISTRIBUTION | CHERAS | Existing | RYB | 11 kV |  |  |  |  | 70_1C_AL_XLPE |  |  |  | 1.260 m |  |  |  | 3 | 0 | Pass | null
254438178 | TNB | DISTRIBUTION | CHERAS | Existing | RYB | 11 kV |  |  |  |  | 70_1C_AL_XLPE |  |  |  | 1.135 m |  |  |  | 3 | 0 | Pass | null
254438182 | TNB | DISTRIBUTION | CHERAS | Existing | RYB | 11 kV |  |  |  |  | 70_1C_AL_XLPE |  |  |  | 1.306 m |  |  |  | 3 | 0 | Pass | null
254438186 | TNB | DISTRIBUTION | CHERAS | Existing | RYB | 11 kV | NO | Class C |  |  | 70_1C_AL_XLPE |  |  |  | 1.679 m |  |  |  | 3 | 0 | Pass | null
254438190 | TNB | DISTRIBUTION | CHERAS | Existing | RYB | 11 kV |  |  |  |  | 70_1C_AL_XLPE |  |  |  | 1.369 m |  |  |  | 3 | 0 | Pass | null
254438194 | TNB | DISTRIBUTION | CHERAS | Existing | RYB | 11 kV |  |  |  |  | 70_1C_AL_XLPE |  |  |  | 0.999 m |  |  |  | 3 | 0 | Pass | null
254438198 | TNB | DISTRIBUTION | CHERAS | Existing | RYB | 11 kV |  |  |  |  | 70_1C_AL_XLPE |  |  |  | 1.216 m |  |  |  | 3 | 0 | Pass | null
254438202 | TNB | DISTRIBUTION | CHERAS | Existing | RYB | 11 kV |  |  |  |  | 70_1C_AL_XLPE |  |  |  | 1.273 m |  |  |  | 3 | 0 | Pass | null
254438206 | TNB | DISTRIBUTION | CHERAS | Existing | RYB | 11 kV |  |  |  |  | 70_1C_AL_XLPE |  |  |  | 1.111 m |  |  |  | 3 | 0 | Pass | null
254438210 | TNB | DISTRIBUTION | CHERAS | Existing | RYB | 11 kV |  |  |  |  | 70_1C_AL_XLPE |  |  |  | 1.304 m |  |  |  | 3 | 0 | Pass | null
254438214 | TNB | DISTRIBUTION | CHERAS | Existing | RYB | 11 kV |  |  |  |  | 70_1C_AL_XLPE |  |  |  | 1.864 m |  |  |  | 3 | 0 | Pass | null
254438218 | TNB | DISTRIBUTION | CHERAS | Existing | RYB | 11 kV |  |  |  |  | 70_1C_AL_XLPE |  |  |  | 1.730 m |  |  |  | 3 | 0 | Pass | null
254438222 | TNB | DISTRIBUTION | CHERAS | Existing | RYB | 11 kV |  |  |  |  | 70_1C_AL_XLPE |  |  |  | 1.872 m |  |  |  | 3 | 0 | Pass | null
254438226 | TNB | DISTRIBUTION | CHERAS | Existing | RYB | 11 kV |  |  |  |  | 70_1C_AL_XLPE |  |  |  | 1.566 m |  |  |  | 3 | 0 | Pass | null
254438230 | TNB | DISTRIBUTION | CHERAS | Existing | RYB | 11 kV |  |  |  |  | 70_1C_AL_XLPE |  |  |  | 1.113 m |  |  |  | 3 | 0 | Pass | null
254438234 | TNB | DISTRIBUTION | CHERAS | Existing | RYB | 11 kV | NO | Class C |  |  | 70_1C_AL_XLPE |  |  |  | 1.284 m |  |  |  | 3 | 0 | Pass | null
254438238 | TNB | DISTRIBUTION | CHERAS | Existing | RYB | 11 kV |  |  |  |  | 70_1C_AL_XLPE |  |  |  | 1.246 m |  |  |  | 3 | 0 | Pass | null
254438574 | TNB | DISTRIBUTION | CHERAS | Existing | RYB | 11 kV |  |  |  |  | 70_1C_AL_XLPE |  |  |  | 1.499 m |  |  |  | 3 | 0 | Pass | null
254438578 | TNB | DISTRIBUTION | CHERAS | Existing | RYB | 11 kV |  |  |  |  | 70_1C_AL_XLPE |  |  |  | 1.141 m |  |  |  | 3 | 0 | Pass | null
254438582 | TNB | DISTRIBUTION | CHERAS | Existing | RYB | 11 kV |  |  |  |  | 70_1C_AL_XLPE |  |  |  | 1.282 m |  |  |  | 3 | 0 | Pass | null
254438586 | TNB | DISTRIBUTION | CHERAS | Existing | RYB | 11 kV |  |  |  |  | 70_1C_AL_XLPE |  |  |  | 1.648 m |  |  |  | 3 | 0 | Pass | null
254438590 | TNB | DISTRIBUTION | CHERAS | Existing | RYB | 11 kV |  |  |  |  | 70_1C_AL_XLPE |  |  |  | 1.494 m |  |  |  | 3 | 0 | Pass | null
254438594 | TNB | DISTRIBUTION | CHERAS | Existing | RYB | 11 kV |  |  |  |  | 70_1C_AL_XLPE |  |  |  | 0.912 m |  |  |  | 3 | 0 | Pass | null
254438598 | TNB | DISTRIBUTION | CHERAS | Existing | RYB | 11 kV | NO | Class C |  |  | 70_1C_AL_XLPE |  |  |  | 1.226 m |  |  |  | 3 | 0 | Pass | null
254438602 | TNB | DISTRIBUTION | CHERAS | Existing | RYB | 11 kV |  |  |  |  | 70_1C_AL_XLPE |  |  |  | 1.344 m |  |  |  | 3 | 0 | Pass | null
254438606 | TNB | DISTRIBUTION | CHERAS | Existing | RYB | 11 kV |  |  |  |  | 70_1C_AL_XLPE |  |  |  | 1.792 m |  |  |  | 3 | 0 | Pass | null
254438610 | TNB | DISTRIBUTION | CHERAS | Existing | RYB | 11 kV |  |  |  |  | 70_1C_AL_XLPE |  |  |  | 1.620 m |  |  |  | 3 | 0 | Pass | null
254438614 | TNB | DISTRIBUTION | CHERAS | Existing | RYB | 11 kV |  |  |  |  | 70_1C_AL_XLPE |  |  |  | 2.025 m |  |  |  | 3 | 0 | Pass | null
254438618 | TNB | DISTRIBUTION | CHERAS | Existing | RYB | 11 kV |  |  |  |  | 70_1C_AL_XLPE |  |  |  | 2.565 m |  |  |  | 3 | 0 | Pass | null
254438622 | TNB | DISTRIBUTION | CHERAS | Existing | RYB | 11 kV |  |  |  |  | 70_1C_AL_XLPE |  |  |  | 1.521 m |  |  |  | 3 | 0 | Pass | null
254438626 | TNB | DISTRIBUTION | CHERAS | Existing | RYB | 11 kV |  |  |  |  | 70_1C_AL_XLPE |  |  |  | 0.920 m |  |  |  | 3 | 0 | Pass | null
254438630 | TNB | DISTRIBUTION | CHERAS | Existing | RYB | 11 kV |  |  |  |  | 70_1C_AL_XLPE |  |  |  | 0.886 m |  |  |  | 3 | 0 | Pass | null
254438634 | TNB | DISTRIBUTION | CHERAS | Existing | RYB | 11 kV |  |  |  |  | 70_1C_AL_XLPE |  |  |  | 1.069 m |  |  |  | 3 | 0 | Pass | null
254438638 | TNB | DISTRIBUTION | CHERAS | Existing | RYB | 11 kV |  |  |  |  | 70_1C_AL_XLPE |  |  |  | 1.485 m |  |  |  | 3 | 0 | Pass | null
254438642 | TNB | DISTRIBUTION | CHERAS | Existing | RYB | 11 kV |  |  |  |  | 70_1C_AL_XLPE |  |  |  | 1.366 m |  |  |  | 3 | 0 | Pass | null
254438646 | TNB | DISTRIBUTION | CHERAS | Existing | RYB | 11 kV |  |  |  |  | 70_1C_AL_XLPE |  |  |  | 1.648 m |  |  |  | 3 | 0 | Pass | null
254438650 | TNB | DISTRIBUTION | CHERAS | Existing | RYB | 11 kV |  |  |  |  | 70_1C_AL_XLPE |  |  |  | 1.459 m |  |  |  | 3 | 0 | Pass | null
254438654 | TNB | DISTRIBUTION | CHERAS | Existing | RYB | 11 kV |  |  |  |  | 70_1C_AL_XLPE |  |  |  | 1.488 m |  |  |  | 3 | 0 | Pass | null
254438658 | TNB | DISTRIBUTION | CHERAS | Existing | RYB | 11 kV |  |  |  |  | 70_1C_AL_XLPE |  |  |  | 2.218 m |  |  |  | 3 | 0 | Pass | null
254438662 | TNB | DISTRIBUTION | CHERAS | Existing | RYB | 11 kV |  |  |  |  | 70_1C_AL_XLPE |  |  |  | 3.146 m |  |  |  | 3 | 0 | Pass | null
254438666 | TNB | DISTRIBUTION | CHERAS | Existing | RYB | 11 kV |  |  |  |  | 70_1C_AL_XLPE |  |  |  | 1.103 m |  |  |  | 3 | 0 | Pass | null
254438670 | TNB | DISTRIBUTION | CHERAS | Existing | RYB | 11 kV |  |  |  |  | 70_1C_AL_XLPE |  |  |  | 1.157 m |  |  |  | 3 | 0 | Pass | null
254438674 | TNB | DISTRIBUTION | CHERAS | Existing | RYB | 11 kV |  |  |  |  | 70_1C_AL_XLPE |  |  |  | 0.729 m |  |  |  | 3 | 0 | Pass | null
254438678 | TNB | DISTRIBUTION | CHERAS | Existing | RYB | 11 kV |  |  |  |  | 70_1C_AL_XLPE |  |  |  | 2.187 m |  |  |  | 3 | 0 | Pass | null
254438682 | TNB | DISTRIBUTION | CHERAS | Existing | RYB | 11 kV |  |  |  |  | 70_1C_AL_XLPE |  |  |  | 2.635 m |  |  |  | 3 | 0 | Pass | null
254440250 | TNB | DISTRIBUTION | CHERAS | Existing | RYB | 11 kV |  |  |  |  | 70_1C_AL_XLPE |  |  |  | 1.854 m |  |  |  | 3 | 0 | Pass | null
254440254 | TNB | DISTRIBUTION | CHERAS | Existing | RYB | 11 kV |  |  |  |  | 70_1C_AL_XLPE |  |  |  | 1.002 m |  |  |  | 3 | 0 | Pass | null
254440258 | TNB | DISTRIBUTION | CHERAS | Existing | RYB | 11 kV |  |  |  |  | 70_1C_AL_XLPE |  |  |  | 0.971 m |  |  |  | 3 | 0 | Pass | null
254440262 | TNB | DISTRIBUTION | CHERAS | Existing | RYB | 11 kV |  |  |  |  | 70_1C_AL_XLPE |  |  |  | 1.450 m |  |  |  | 3 | 0 | Pass | null
254440266 | TNB | DISTRIBUTION | CHERAS | Existing | RYB | 11 kV |  |  |  |  | 70_1C_AL_XLPE |  |  |  | 2.009 m |  |  |  | 3 | 0 | Pass | null
254440270 | TNB | DISTRIBUTION | CHERAS | Existing | RYB | 11 kV |  |  |  |  | 70_1C_AL_XLPE |  |  |  | 1.422 m |  |  |  | 3 | 0 | Pass | null
254440274 | TNB | DISTRIBUTION | CHERAS | Existing | RYB | 11 kV |  |  |  |  | 70_1C_AL_XLPE |  |  |  | 0.675 m |  |  |  | 3 | 0 | Pass | null
254440278 | TNB | DISTRIBUTION | CHERAS | Existing | RYB | 11 kV |  |  |  |  | 70_1C_AL_XLPE |  |  |  | 1.097 m |  |  |  | 3 | 0 | Pass | null
254440282 | TNB | DISTRIBUTION | CHERAS | Existing | RYB | 11 kV |  |  |  |  | 70_1C_AL_XLPE |  |  |  | 1.031 m |  |  |  | 3 | 0 | Pass | null
254440286 | TNB | DISTRIBUTION | CHERAS | Existing | RYB | 11 kV |  |  |  |  | 70_1C_AL_XLPE |  |  |  | 1.827 m |  |  |  | 3 | 0 | Pass | null
254440290 | TNB | DISTRIBUTION | CHERAS | Existing | RYB | 11 kV |  |  |  |  | 70_1C_AL_XLPE |  |  |  | 2.212 m |  |  |  | 3 | 0 | Pass | null
254440294 | TNB | DISTRIBUTION | CHERAS | Existing | RYB | 11 kV |  |  |  |  | 70_1C_AL_XLPE |  |  |  | 2.694 m |  |  |  | 3 | 0 | Pass | null
254440298 | TNB | DISTRIBUTION | CHERAS | Existing | RYB | 11 kV |  |  |  |  | 70_1C_AL_XLPE |  |  |  | 2.850 m |  |  |  | 3 | 0 | Pass | null
254440302 | TNB | DISTRIBUTION | CHERAS | Existing | RYB | 11 kV |  |  |  |  | 70_1C_AL_XLPE |  |  |  | 1.147 m |  |  |  | 3 | 0 | Pass | null
254440306 | TNB | DISTRIBUTION | CHERAS | Existing | RYB | 11 kV |  |  |  |  | 70_1C_AL_XLPE |  |  |  | 1.040 m |  |  |  | 3 | 0 | Pass | null
254440310 | TNB | DISTRIBUTION | CHERAS | Existing | RYB | 11 kV |  |  |  |  | 70_1C_AL_XLPE |  |  |  | 0.934 m |  |  |  | 3 | 0 | Pass | null
254440314 | TNB | DISTRIBUTION | CHERAS | Existing | RYB | 11 kV |  |  |  |  | 70_1C_AL_XLPE |  |  |  | 0.770 m |  |  |  | 3 | 0 | Pass | null
254440318 | TNB | DISTRIBUTION | CHERAS | Existing | RYB | 11 kV |  |  |  |  | 70_1C_AL_XLPE |  |  |  | 1.155 m |  |  |  | 3 | 0 | Pass | null
254440322 | TNB | DISTRIBUTION | CHERAS | Existing | RYB | 11 kV |  |  |  |  | 70_1C_AL_XLPE |  |  |  | 1.361 m |  |  |  | 3 | 0 | Pass | null
254440326 | TNB | DISTRIBUTION | CHERAS | Existing | RYB | 11 kV |  |  |  |  | 70_1C_AL_XLPE |  |  |  | 0.845 m |  |  |  | 3 | 0 | Pass | null
254440330 | TNB | DISTRIBUTION | CHERAS | Existing | RYB | 11 kV |  |  |  |  | 70_1C_AL_XLPE |  |  |  | 1.908 m |  |  |  | 3 | 0 | Pass | null
254440334 | TNB | DISTRIBUTION | CHERAS | Existing | RYB | 11 kV |  |  |  |  | 70_1C_AL_XLPE |  |  |  | 1.184 m |  |  |  | 3 | 0 | Pass | null
254440338 | TNB | DISTRIBUTION | CHERAS | Existing | RYB | 11 kV |  |  |  |  | 70_1C_AL_XLPE |  |  |  | 1.529 m |  |  |  | 3 | 0 | Pass | null
254440342 | TNB | DISTRIBUTION | CHERAS | Existing | RYB | 11 kV |  |  |  |  | 70_1C_AL_XLPE |  |  |  | 0.994 m |  |  |  | 3 | 0 | Pass | null
254440346 | TNB | DISTRIBUTION | CHERAS | Existing | RYB | 11 kV |  |  |  |  | 70_1C_AL_XLPE |  |  |  | 1.862 m |  |  |  | 3 | 0 | Pass | null
254440350 | TNB | DISTRIBUTION | CHERAS | Existing | RYB | 11 kV |  |  |  |  | 70_1C_AL_XLPE |  |  |  | 1.220 m |  |  |  | 3 | 0 | Pass | null
254440354 | TNB | DISTRIBUTION | CHERAS | Existing | RYB | 11 kV |  |  |  |  | 70_1C_AL_XLPE |  |  |  | 0.955 m |  |  |  | 3 | 0 | Pass | null
254440358 | TNB | DISTRIBUTION | CHERAS | Existing | RYB | 11 kV | NO | Class C |  |  | 70_1C_AL_XLPE |  |  |  | 1.595 m |  |  |  | 3 | 0 | Pass | null
254440362 | TNB | DISTRIBUTION | CHERAS | Existing | RYB | 11 kV | NO | Class C |  |  | 70_1C_AL_XLPE |  |  |  | 1.006 m |  |  |  | 3 | 0 | Pass | null
254440366 | TNB | DISTRIBUTION | CHERAS | Existing | RYB | 11 kV |  |  |  |  | 70_1C_AL_XLPE |  |  |  | 3.134 m |  |  |  | 3 | 0 | Pass | null
254440370 | TNB | DISTRIBUTION | CHERAS | Existing | RYB | 11 kV |  |  |  |  | 70_1C_AL_XLPE |  |  |  | 1.169 m |  |  |  | 3 | 0 | Pass | null
254440374 | TNB | DISTRIBUTION | CHERAS | Existing | RYB | 11 kV |  |  |  |  | 70_1C_AL_XLPE |  |  |  | 1.717 m |  |  |  | 3 | 0 | Pass | null
254440382 | TNB | DISTRIBUTION | CHERAS | Existing | RYB | 11 kV |  |  |  |  | 70_1C_AL_XLPE |  |  |  | 1.120 m |  |  |  | 3 | 0 | Pass | null
254440386 | TNB | DISTRIBUTION | CHERAS | Existing | RYB | 11 kV |  |  |  |  | 70_1C_AL_XLPE |  |  |  | 1.263 m |  |  |  | 3 | 0 | Pass | null
254440390 | TNB | DISTRIBUTION | CHERAS | Existing | RYB | 11 kV |  |  |  |  | 70_1C_AL_XLPE |  |  |  | 2.485 m |  |  |  | 3 | 0 | Pass | null
254440394 | TNB | DISTRIBUTION | CHERAS | Existing | RYB | 11 kV |  |  |  |  | 70_1C_AL_XLPE |  |  |  | 1.963 m |  |  |  | 3 | 0 | Pass | null
254440398 | TNB | DISTRIBUTION | CHERAS | Existing | RYB | 11 kV |  |  |  |  | 70_1C_AL_XLPE |  |  |  | 1.988 m |  |  |  | 3 | 0 | Pass | null
254440402 | TNB | DISTRIBUTION | CHERAS | Existing | RYB | 11 kV |  |  |  |  | 70_1C_AL_XLPE |  |  |  | 1.339 m |  |  |  | 3 | 0 | Pass | null
254440406 | TNB | DISTRIBUTION | CHERAS | Existing | RYB | 11 kV |  |  |  |  | 70_1C_AL_XLPE |  |  |  | 1.443 m |  |  |  | 3 | 0 | Pass | null
254440410 | TNB | DISTRIBUTION | CHERAS | Existing | RYB | 11 kV |  |  |  |  | 70_1C_AL_XLPE |  |  |  | 2.067 m |  |  |  | 3 | 0 | Pass | null
254440414 | TNB | DISTRIBUTION | CHERAS | Existing | RYB | 11 kV |  |  |  |  | 70_1C_AL_XLPE |  |  |  | 3.111 m |  |  |  | 3 | 0 | Pass | null
254440418 | TNB | DISTRIBUTION | CHERAS | Existing | RYB | 11 kV |  |  |  |  | 70_1C_AL_XLPE |  |  |  | 1.287 m |  |  |  | 3 | 0 | Pass | null
254440422 | TNB | DISTRIBUTION | CHERAS | Existing | RYB | 11 kV |  |  |  |  | 70_1C_AL_XLPE |  |  |  | 1.901 m |  |  |  | 3 | 0 | Pass | null
254440426 | TNB | DISTRIBUTION | CHERAS | Existing | RYB | 11 kV |  |  |  |  | 70_1C_AL_XLPE |  |  |  | 2.385 m |  |  |  | 3 | 0 | Pass | null
254440430 | TNB | DISTRIBUTION | CHERAS | Existing | RYB | 11 kV |  |  |  |  | 70_1C_AL_XLPE |  |  |  | 1.730 m |  |  |  | 3 | 0 | Pass | null
254440434 | TNB | DISTRIBUTION | CHERAS | Existing | RYB | 11 kV |  |  |  |  | 70_1C_AL_XLPE |  |  |  | 1.774 m |  |  |  | 3 | 0 | Pass | null
254440506 | TNB | DISTRIBUTION | CHERAS | Existing | RYB | 11 kV | NO | Class C |  |  | 70_1C_AL_XLPE |  |  |  | 1.890 m |  |  |  | 3 | 0 | Pass | null
254440510 | TNB | DISTRIBUTION | CHERAS | Existing | RYB | 11 kV |  |  |  |  | 70_1C_AL_XLPE |  |  |  | 2.825 m |  |  |  | 3 | 0 | Pass | null
254440514 | TNB | DISTRIBUTION | CHERAS | Existing | RYB | 11 kV |  |  |  |  | 70_1C_AL_XLPE |  |  |  | 1.378 m |  |  |  | 3 | 0 | Pass | null
254440518 | TNB | DISTRIBUTION | CHERAS | Existing | RYB | 11 kV |  |  |  |  | 70_1C_AL_XLPE |  |  |  | 2.001 m |  |  |  | 3 | 0 | Pass | null
254440522 | TNB | DISTRIBUTION | CHERAS | Existing | RYB | 11 kV |  |  |  |  | 70_1C_AL_XLPE |  |  |  | 1.015 m |  |  |  | 3 | 0 | Pass | null
254440526 | TNB | DISTRIBUTION | CHERAS | Existing | RYB | 11 kV |  |  |  |  | 70_1C_AL_XLPE |  |  |  | 0.958 m |  |  |  | 3 | 0 | Pass | null
254440530 | TNB | DISTRIBUTION | CHERAS | Existing | RYB | 11 kV |  |  |  |  | 70_1C_AL_XLPE |  |  |  | 1.554 m |  |  |  | 3 | 0 | Pass | null
254440534 | TNB | DISTRIBUTION | CHERAS | Existing | RYB | 11 kV |  |  |  |  | 70_1C_AL_XLPE |  |  |  | 0.866 m |  |  |  | 3 | 0 | Pass | null
254440538 | TNB | DISTRIBUTION | CHERAS | Existing | RYB | 11 kV |  |  |  |  | 70_1C_AL_XLPE |  |  |  | 1.809 m |  |  |  | 3 | 0 | Pass | null
254440542 | TNB | DISTRIBUTION | CHERAS | Existing | RYB | 11 kV |  |  |  |  | 70_1C_AL_XLPE |  |  |  | 0.860 m |  |  |  | 3 | 0 | Pass | null
254440546 | TNB | DISTRIBUTION | CHERAS | Existing | RYB | 11 kV |  |  |  |  | 70_1C_AL_XLPE |  |  |  | 1.429 m |  |  |  | 3 | 0 | Pass | null
254440550 | TNB | DISTRIBUTION | CHERAS | Existing | RYB | 11 kV |  |  |  |  | 70_1C_AL_XLPE |  |  |  | 1.273 m |  |  |  | 3 | 0 | Pass | null
254440554 | TNB | DISTRIBUTION | CHERAS | Existing | RYB | 11 kV |  |  |  |  | 70_1C_AL_XLPE |  |  |  | 1.268 m |  |  |  | 3 | 0 | Pass | null
254440558 | TNB | DISTRIBUTION | CHERAS | Existing | RYB | 11 kV |  |  |  |  | 70_1C_AL_XLPE |  |  |  | 0.981 m |  |  |  | 3 | 0 | Pass | null
254440562 | TNB | DISTRIBUTION | CHERAS | Existing | RYB | 11 kV |  |  |  |  | 70_1C_AL_XLPE |  |  |  | 1.259 m |  |  |  | 3 | 0 | Pass | null
254440566 | TNB | DISTRIBUTION | CHERAS | Existing | RYB | 11 kV |  |  |  |  | 70_1C_AL_XLPE |  |  |  | 1.561 m |  |  |  | 3 | 0 | Pass | null
254440570 | TNB | DISTRIBUTION | CHERAS | Existing | RYB | 11 kV |  |  |  |  | 70_1C_AL_XLPE |  |  |  | 3.167 m |  |  |  | 3 | 0 | Pass | null
254440574 | TNB | DISTRIBUTION | CHERAS | Existing | RYB | 11 kV |  |  |  |  | 70_1C_AL_XLPE |  |  |  | 2.874 m |  |  |  | 3 | 0 | Pass | null
254440578 | TNB | DISTRIBUTION | CHERAS | Existing | RYB | 11 kV |  |  |  |  | 70_1C_AL_XLPE |  |  |  | 2.463 m |  |  |  | 3 | 0 | Pass | null
254440586 | TNB | DISTRIBUTION | CHERAS | Existing | RYB | 11 kV |  |  |  |  | 70_1C_AL_XLPE |  |  |  | 1.271 m |  |  |  | 3 | 0 | Pass | null
254440590 | TNB | DISTRIBUTION | CHERAS | Existing | RYB | 11 kV |  |  |  |  | 70_1C_AL_XLPE |  |  |  | 1.181 m |  |  |  | 3 | 0 | Pass | null
254440610 | TNB | DISTRIBUTION | CHERAS | Existing | RYB | 11 kV |  |  |  |  | 70_1C_AL_XLPE |  |  |  | 1.131 m |  |  |  | 3 | 0 | Pass | null
254440614 | TNB | DISTRIBUTION | CHERAS | Existing | RYB | 11 kV |  |  |  |  | 70_1C_AL_XLPE |  |  |  | 0.923 m |  |  |  | 3 | 0 | Pass | null
254440618 | TNB | DISTRIBUTION | CHERAS | Existing | RYB | 11 kV |  |  |  |  | 70_1C_AL_XLPE |  |  |  | 1.013 m |  |  |  | 3 | 0 | Pass | null
254440622 | TNB | DISTRIBUTION | CHERAS | Existing | RYB | 11 kV |  |  |  |  | 70_1C_AL_XLPE |  |  |  | 1.230 m |  |  |  | 3 | 0 | Pass | null
254440626 | TNB | DISTRIBUTION | CHERAS | Existing | RYB | 11 kV |  |  |  |  | 70_1C_AL_XLPE |  |  |  | 1.309 m |  |  |  | 3 | 0 | Pass | null
254440630 | TNB | DISTRIBUTION | CHERAS | Existing | RYB | 11 kV |  |  |  |  | 70_1C_AL_XLPE |  |  |  | 1.452 m |  |  |  | 3 | 0 | Pass | null
254440638 | TNB | DISTRIBUTION | CHERAS | Existing | RYB | 11 kV |  |  |  |  | 70_1C_AL_XLPE |  |  |  | 1.097 m |  |  |  | 3 | 0 | Pass | null
254440642 | TNB | DISTRIBUTION | CHERAS | Existing | RYB | 11 kV |  |  |  |  | 70_1C_AL_XLPE |  |  |  | 2.226 m |  |  |  | 3 | 0 | Pass | null
254440646 | TNB | DISTRIBUTION | CHERAS | Existing | RYB | 11 kV |  |  |  |  | 70_1C_AL_XLPE |  |  |  | 2.616 m |  |  |  | 3 | 0 | Pass | null
254440650 | TNB | DISTRIBUTION | CHERAS | Existing | RYB | 11 kV | NO | Class C |  |  | 70_1C_AL_XLPE |  |  |  | 1.594 m |  |  |  | 3 | 0 | Pass | null
254440654 | TNB | DISTRIBUTION | CHERAS | Existing | RYB | 11 kV |  |  |  |  | 70_1C_AL_XLPE |  |  |  | 1.132 m |  |  |  | 3 | 0 | Pass | null
254440658 | TNB | DISTRIBUTION | CHERAS | Existing | RYB | 11 kV |  |  |  |  | 70_1C_AL_XLPE |  |  |  | 1.105 m |  |  |  | 3 | 0 | Pass | null
254440662 | TNB | DISTRIBUTION | CHERAS | Existing | RYB | 11 kV |  |  |  |  | 70_1C_AL_XLPE |  |  |  | 1.857 m |  |  |  | 3 | 0 | Pass | null
254440666 | TNB | DISTRIBUTION | CHERAS | Existing | RYB | 11 kV |  |  |  |  | 70_1C_AL_XLPE |  |  |  | 1.177 m |  |  |  | 3 | 0 | Pass | null
254440670 | TNB | DISTRIBUTION | CHERAS | Existing | RYB | 11 kV |  |  |  |  | 70_1C_AL_XLPE |  |  |  | 0.977 m |  |  |  | 3 | 0 | Pass | null
254440674 | TNB | DISTRIBUTION | CHERAS | Existing | RYB | 11 kV |  |  |  |  | 70_1C_AL_XLPE |  |  |  | 1.989 m |  |  |  | 3 | 0 | Pass | null
254440678 | TNB | DISTRIBUTION | CHERAS | Existing | RYB | 11 kV |  |  |  |  | 70_1C_AL_XLPE |  |  |  | 3.712 m |  |  |  | 3 | 0 | Pass | null
254440754 | TNB | DISTRIBUTION | CHERAS | Existing | RYB | 11 kV |  |  |  |  | 70_1C_AL_XLPE |  |  |  | 1.157 m |  |  |  | 3 | 0 | Pass | null
254440758 | TNB | DISTRIBUTION | CHERAS | Existing | RYB | 11 kV |  |  |  |  | 70_1C_AL_XLPE |  |  |  | 1.667 m |  |  |  | 3 | 0 | Pass | null
254440762 | TNB | DISTRIBUTION | CHERAS | Existing | RYB | 11 kV |  |  |  |  | 70_1C_AL_XLPE |  |  |  | 1.602 m |  |  |  | 3 | 0 | Pass | null
254440766 | TNB | DISTRIBUTION | CHERAS | Existing | RYB | 11 kV |  |  |  |  | 70_1C_AL_XLPE |  |  |  | 0.995 m |  |  |  | 3 | 0 | Pass | null
254440770 | TNB | DISTRIBUTION | CHERAS | Existing | RYB | 11 kV | NO | Class C |  |  | 70_1C_AL_XLPE |  |  |  | 1.041 m |  |  |  | 3 | 0 | Pass | null
254440774 | TNB | DISTRIBUTION | CHERAS | Existing | RYB | 11 kV | NO | Class C |  |  | 70_1C_AL_XLPE |  |  |  | 1.020 m |  |  |  | 3 | 0 | Pass | null
254440782 | TNB | DISTRIBUTION | CHERAS | Existing | RYB | 11 kV |  |  |  |  | 70_1C_AL_XLPE |  |  |  | 1.569 m |  |  |  | 3 | 0 | Pass | null
254440786 | TNB | DISTRIBUTION | CHERAS | Existing | RYB | 11 kV |  |  |  |  | 70_1C_AL_XLPE |  |  |  | 1.170 m |  |  |  | 3 | 0 | Pass | null
254440790 | TNB | DISTRIBUTION | CHERAS | Existing | RYB | 11 kV |  |  |  |  | 70_1C_AL_XLPE |  |  |  | 1.394 m |  |  |  | 3 | 0 | Pass | null
254440794 | TNB | DISTRIBUTION | CHERAS | Existing | RYB | 11 kV |  |  |  |  | 70_1C_AL_XLPE |  |  |  | 1.051 m |  |  |  | 3 | 0 | Pass | null
254440798 | TNB | DISTRIBUTION | CHERAS | Existing | RYB | 11 kV |  |  |  |  | 70_1C_AL_XLPE |  |  |  | 0.846 m |  |  |  | 3 | 0 | Pass | null
254440802 | TNB | DISTRIBUTION | CHERAS | Existing | RYB | 11 kV |  |  |  |  | 70_1C_AL_XLPE |  |  |  | 1.730 m |  |  |  | 3 | 0 | Pass | null
254441654 | TNB | DISTRIBUTION | CHERAS | Existing | RYB | 11 kV |  |  |  |  | 70_1C_AL_XLPE |  |  |  | 2.292 m |  |  |  | 3 | 0 | Pass | null
254441658 | TNB | DISTRIBUTION | CHERAS | Existing | RYB | 11 kV |  |  |  |  | 70_1C_AL_XLPE |  |  |  | 1.264 m |  |  |  | 3 | 0 | Pass | null
254441670 | TNB | DISTRIBUTION | CHERAS | Existing | RYB | 11 kV | NO | Class C |  |  | 70_1C_AL_XLPE |  |  |  | 1.881 m |  |  |  | 3 | 0 | Pass | null
254441674 | TNB | DISTRIBUTION | CHERAS | Existing | RYB | 11 kV | NO | Class C |  |  | 70_1C_AL_XLPE |  |  |  | 1.449 m |  |  |  | 3 | 0 | Pass | null
254441678 | TNB | DISTRIBUTION | CHERAS | Existing | RYB | 11 kV | NO | Class C |  |  | 70_1C_AL_XLPE |  |  |  | 2.147 m |  |  |  | 3 | 0 | Pass | null
254441682 | TNB | DISTRIBUTION | CHERAS | Existing | RYB | 11 kV |  |  |  |  | 70_1C_AL_XLPE |  |  |  | 1.956 m |  |  |  | 3 | 0 | Pass | null
254441686 | TNB | DISTRIBUTION | CHERAS | Existing | RYB | 11 kV | NO | Class C |  |  | 70_1C_AL_XLPE |  |  |  | 1.694 m |  |  |  | 3 | 0 | Pass | null
254441694 | TNB | DISTRIBUTION | CHERAS | Existing | RYB | 11 kV |  |  |  |  | 70_1C_AL_XLPE |  |  |  | 3.978 m |  |  |  | 3 | 0 | Pass | null
254442030 | TNB | DISTRIBUTION | CHERAS | Existing | RYB | 11 kV |  |  |  |  | 70_1C_AL_XLPE |  |  |  | 1.241 m |  |  |  | 3 | 0 | Pass | null
254442034 | TNB | DISTRIBUTION | CHERAS | Existing | RYB | 11 kV |  |  |  |  | 70_1C_AL_XLPE |  |  |  | 2.785 m |  |  |  | 3 | 0 | Pass | null
254442038 | TNB | DISTRIBUTION | CHERAS | Existing | RYB | 11 kV |  |  |  |  | 70_1C_AL_XLPE |  |  |  | 1.310 m |  |  |  | 3 | 0 | Pass | null
254442042 | TNB | DISTRIBUTION | CHERAS | Existing | RYB | 11 kV | NO | Class C |  |  | 70_1C_AL_XLPE |  |  |  | 1.092 m |  |  |  | 3 | 0 | Pass | null
254442046 | TNB | DISTRIBUTION | CHERAS | Existing | RYB | 11 kV |  |  |  |  | 70_1C_AL_XLPE |  |  |  | 1.483 m |  |  |  | 3 | 0 | Pass | null
254442050 | TNB | DISTRIBUTION | CHERAS | Existing | RYB | 11 kV |  |  |  |  | 70_1C_AL_XLPE |  |  |  | 1.928 m |  |  |  | 3 | 0 | Pass | null
254442054 | TNB | DISTRIBUTION | CHERAS | Existing | RYB | 11 kV |  |  |  |  | 70_1C_AL_XLPE |  |  |  | 1.887 m |  |  |  | 3 | 0 | Pass | null
254442062 | TNB | DISTRIBUTION | CHERAS | Existing | RYB | 11 kV |  |  |  |  | 70_1C_AL_XLPE |  |  |  | 0.860 m |  |  |  | 3 | 0 | Pass | null
254442066 | TNB | DISTRIBUTION | CHERAS | Existing | RYB | 11 kV |  |  |  |  | 70_1C_AL_XLPE |  |  |  | 2.185 m |  |  |  | 3 | 0 | Pass | null
254442074 | TNB | DISTRIBUTION | CHERAS | Existing | RYB | 11 kV |  |  |  |  | 70_1C_AL_XLPE |  |  |  | 1.373 m |  |  |  | 3 | 0 | Pass | null
254442078 | TNB | DISTRIBUTION | CHERAS | Existing | RYB | 11 kV |  |  |  |  | 70_1C_AL_XLPE |  |  |  | 1.167 m |  |  |  | 3 | 0 | Pass | null
254442086 | TNB | DISTRIBUTION | CHERAS | Existing | RYB | 11 kV |  |  |  |  | 70_1C_AL_XLPE |  |  |  | 2.226 m |  |  |  | 3 | 0 | Pass | null
254442090 | TNB | DISTRIBUTION | CHERAS | Existing | RYB | 11 kV | NO | Class C |  |  | 70_1C_AL_XLPE |  |  |  | 1.006 m |  |  |  | 3 | 0 | Pass | null
254442094 | TNB | DISTRIBUTION | CHERAS | Existing | RYB | 11 kV | NO | Class C |  |  | 70_1C_AL_XLPE |  |  |  | 0.851 m |  |  |  | 3 | 0 | Pass | null
254442098 | TNB | DISTRIBUTION | CHERAS | Existing | RYB | 11 kV |  |  |  |  | 70_1C_AL_XLPE |  |  |  | 1.679 m |  |  |  | 3 | 0 | Pass | null
254442102 | TNB | DISTRIBUTION | CHERAS | Existing | RYB | 11 kV |  |  |  |  | 70_1C_AL_XLPE |  |  |  | 1.160 m |  |  |  | 3 | 0 | Pass | null
254442106 | TNB | DISTRIBUTION | CHERAS | Existing | RYB | 11 kV |  |  |  |  | 70_1C_AL_XLPE |  |  |  | 1.021 m |  |  |  | 3 | 0 | Pass | null
254442566 | TNB | DISTRIBUTION | CHERAS | Existing | RYB | 11 kV |  |  |  |  | 70_1C_AL_XLPE |  |  |  | 1.098 m |  |  |  | 3 | 0 | Pass | null
254442570 | TNB | DISTRIBUTION | CHERAS | Existing | RYB | 11 kV |  |  |  |  | 70_1C_AL_XLPE |  |  |  | 1.449 m |  |  |  | 3 | 0 | Pass | null
254442574 | TNB | DISTRIBUTION | CHERAS | Existing | RYB | 11 kV |  |  |  |  | 70_1C_AL_XLPE |  |  |  | 2.148 m |  |  |  | 3 | 0 | Pass | null
254442578 | TNB | DISTRIBUTION | CHERAS | Existing | RYB | 11 kV |  |  |  |  | 70_1C_AL_XLPE |  |  |  | 2.704 m |  |  |  | 3 | 0 | Pass | null
254442582 | TNB | DISTRIBUTION | CHERAS | Existing | RYB | 11 kV |  |  |  |  | 70_1C_AL_XLPE |  |  |  | 1.870 m |  |  |  | 3 | 0 | Pass | null
254442918 | TNB | DISTRIBUTION | CHERAS | Existing | RYB | 11 kV | NO | Class C |  |  | 70_1C_AL_XLPE |  |  |  | 1.285 m |  |  |  | 3 | 0 | Pass | null
254442922 | TNB | DISTRIBUTION | CHERAS | Existing | RYB | 11 kV | NO | Class C |  |  | 70_1C_AL_XLPE |  |  |  | 3.919 m |  |  |  | 3 | 0 | Pass | null
254442926 | TNB | DISTRIBUTION | CHERAS | Existing | RYB | 11 kV | NO | Class C |  |  | 70_1C_AL_XLPE |  |  |  | 1.334 m |  |  |  | 3 | 0 | Pass | null
254442930 | TNB | DISTRIBUTION | CHERAS | Existing | RYB | 11 kV |  |  |  |  | 70_1C_AL_XLPE |  |  |  | 2.113 m |  |  |  | 3 | 0 | Pass | null
254442934 | TNB | DISTRIBUTION | CHERAS | Existing | RYB | 11 kV |  |  |  |  | 70_1C_AL_XLPE |  |  |  | 0.947 m |  |  |  | 3 | 0 | Pass | null
254442938 | TNB | DISTRIBUTION | CHERAS | Existing | RYB | 11 kV | NO | Class C |  |  | 70_1C_AL_XLPE |  |  |  | 1.804 m |  |  |  | 3 | 0 | Pass | null
254442942 | TNB | DISTRIBUTION | CHERAS | Existing | RYB | 11 kV |  |  |  |  | 70_1C_AL_XLPE |  |  |  | 1.040 m |  |  |  | 3 | 0 | Pass | null
254442946 | TNB | DISTRIBUTION | CHERAS | Existing | RYB | 11 kV |  |  |  |  | 70_1C_AL_XLPE |  |  |  | 1.192 m |  |  |  | 3 | 0 | Pass | null
254442950 | TNB | DISTRIBUTION | CHERAS | Existing | RYB | 11 kV |  |  |  |  | 70_1C_AL_XLPE |  |  |  | 1.446 m |  |  |  | 3 | 0 | Pass | null
254442954 | TNB | DISTRIBUTION | CHERAS | Existing | RYB | 11 kV |  |  |  |  | 70_1C_AL_XLPE |  |  |  | 2.588 m |  |  |  | 3 | 0 | Pass | null
254442958 | TNB | DISTRIBUTION | CHERAS | Existing | RYB | 11 kV |  |  |  |  | 70_1C_AL_XLPE |  |  |  | 2.115 m |  |  |  | 3 | 0 | Pass | null
254442962 | TNB | DISTRIBUTION | CHERAS | Existing | RYB | 11 kV |  |  |  |  | 70_1C_AL_XLPE |  |  |  | 1.503 m |  |  |  | 3 | 0 | Pass | null
254442966 | TNB | DISTRIBUTION | CHERAS | Existing | RYB | 11 kV |  |  |  |  | 70_1C_AL_XLPE |  |  |  | 1.362 m |  |  |  | 3 | 0 | Pass | null
254442970 | TNB | DISTRIBUTION | CHERAS | Existing | RYB | 11 kV |  |  |  |  | 70_1C_AL_XLPE |  |  |  | 1.044 m |  |  |  | 3 | 0 | Pass | null
254442974 | TNB | DISTRIBUTION | CHERAS | Existing | RYB | 11 kV |  |  |  |  | 70_1C_AL_XLPE |  |  |  | 1.494 m |  |  |  | 3 | 0 | Pass | null
254442978 | TNB | DISTRIBUTION | CHERAS | Existing | RYB | 11 kV |  |  |  |  | 70_1C_AL_XLPE |  |  |  | 1.453 m |  |  |  | 3 | 0 | Pass | null
254442982 | TNB | DISTRIBUTION | CHERAS | Existing | RYB | 11 kV | NO | Class C |  |  | 70_1C_AL_XLPE |  |  |  | 2.120 m |  |  |  | 3 | 0 | Pass | null
254442986 | TNB | DISTRIBUTION | CHERAS | Existing | RYB | 11 kV | NO | Class C |  |  | 70_1C_AL_XLPE |  |  |  | 1.413 m |  |  |  | 3 | 0 | Pass | null
254442990 | TNB | DISTRIBUTION | CHERAS | Existing | RYB | 11 kV | NO | Class C |  |  | 70_1C_AL_XLPE |  |  |  | 0.886 m |  |  |  | 3 | 0 | Pass | null
254442994 | TNB | DISTRIBUTION | CHERAS | Existing | RYB | 11 kV |  |  |  |  | 70_1C_AL_XLPE |  |  |  | 2.085 m |  |  |  | 3 | 0 | Pass | null
254442998 | TNB | DISTRIBUTION | CHERAS | Existing | RYB | 11 kV |  |  |  |  | 70_1C_AL_XLPE |  |  |  | 1.835 m |  |  |  | 3 | 0 | Pass | null
254443002 | TNB | DISTRIBUTION | CHERAS | Existing | RYB | 11 kV |  |  |  |  | 70_1C_AL_XLPE |  |  |  | 1.485 m |  |  |  | 3 | 0 | Pass | null
254443006 | TNB | DISTRIBUTION | CHERAS | Existing | RYB | 11 kV |  |  |  |  | 70_1C_AL_XLPE |  |  |  | 1.484 m |  |  |  | 3 | 0 | Pass | null
254443010 | TNB | DISTRIBUTION | CHERAS | Existing | RYB | 11 kV |  |  |  |  | 70_1C_AL_XLPE |  |  |  | 1.512 m |  |  |  | 3 | 0 | Pass | null
254443014 | TNB | DISTRIBUTION | CHERAS | Existing | RYB | 11 kV |  |  |  |  | 70_1C_AL_XLPE |  |  |  | 1.376 m |  |  |  | 3 | 0 | Pass | null
254443018 | TNB | DISTRIBUTION | CHERAS | Existing | RYB | 11 kV |  |  |  |  | 70_1C_AL_XLPE |  |  |  | 2.008 m |  |  |  | 3 | 0 | Pass | null
254443022 | TNB | DISTRIBUTION | CHERAS | Existing | RYB | 11 kV |  |  |  |  | 70_1C_AL_XLPE |  |  |  | 2.144 m |  |  |  | 3 | 0 | Pass | null
254443026 | TNB | DISTRIBUTION | CHERAS | Existing | RYB | 11 kV |  |  |  |  | 70_1C_AL_XLPE |  |  |  | 2.030 m |  |  |  | 3 | 0 | Pass | null
254443810 | TNB | DISTRIBUTION | CHERAS | Existing | RYB | 11 kV |  |  |  |  | 70_1C_AL_XLPE |  |  |  | 1.854 m |  |  |  | 3 | 0 | Pass | null
254443814 | TNB | DISTRIBUTION | CHERAS | Existing | RYB | 11 kV |  |  |  |  | 70_1C_AL_XLPE |  |  |  | 1.094 m |  |  |  | 3 | 0 | Pass | null
254443818 | TNB | DISTRIBUTION | CHERAS | Existing | RYB | 11 kV |  |  |  |  | 70_1C_AL_XLPE |  |  |  | 2.448 m |  |  |  | 3 | 0 | Pass | null
254443822 | TNB | DISTRIBUTION | CHERAS | Existing | RYB | 11 kV |  |  |  |  | 70_1C_AL_XLPE |  |  |  | 2.720 m |  |  |  | 3 | 0 | Pass | null
254443826 | TNB | DISTRIBUTION | CHERAS | Existing | RYB | 11 kV |  |  |  |  | 70_1C_AL_XLPE |  |  |  | 1.931 m |  |  |  | 3 | 0 | Pass | null
254443830 | TNB | DISTRIBUTION | CHERAS | Existing | RYB | 11 kV |  |  |  |  | 70_1C_AL_XLPE |  |  |  | 2.109 m |  |  |  | 3 | 0 | Pass | null
254443834 | TNB | DISTRIBUTION | CHERAS | Existing | RYB | 11 kV |  |  |  |  | 70_1C_AL_XLPE |  |  |  | 1.871 m |  |  |  | 3 | 0 | Pass | null
254443838 | TNB | DISTRIBUTION | CHERAS | Existing | RYB | 11 kV |  |  |  |  | 70_1C_AL_XLPE |  |  |  | 0.905 m |  |  |  | 3 | 0 | Pass | null
254443842 | TNB | DISTRIBUTION | CHERAS | Existing | RYB | 11 kV |  |  |  |  | 70_1C_AL_XLPE |  |  |  | 0.815 m |  |  |  | 3 | 0 | Pass | null
254443854 | TNB | DISTRIBUTION | CHERAS | Existing | RYB | 11 kV |  |  |  |  | 70_1C_AL_XLPE |  |  |  | 1.935 m |  |  |  | 3 | 0 | Pass | null
254443858 | TNB | DISTRIBUTION | CHERAS | Existing | RYB | 11 kV |  |  |  |  | 70_1C_AL_XLPE |  |  |  | 1.864 m |  |  |  | 3 | 0 | Pass | null
254443862 | TNB | DISTRIBUTION | CHERAS | Existing | RYB | 11 kV |  |  |  |  | 70_1C_AL_XLPE |  |  |  | 2.875 m |  |  |  | 3 | 0 | Pass | null
254443870 | TNB | DISTRIBUTION | CHERAS | Existing | RYB | 11 kV |  |  |  |  | 70_1C_AL_XLPE |  |  |  | 2.858 m |  |  |  | 3 | 0 | Pass | null
254443874 | TNB | DISTRIBUTION | CHERAS | Existing | RYB | 11 kV |  |  |  |  | 70_1C_AL_XLPE |  |  |  | 1.035 m |  |  |  | 3 | 0 | Pass | null
254443878 | TNB | DISTRIBUTION | CHERAS | Existing | RYB | 11 kV |  |  |  |  | 70_1C_AL_XLPE |  |  |  | 0.933 m |  |  |  | 3 | 0 | Pass | null
254443882 | TNB | DISTRIBUTION | CHERAS | Existing | RYB | 11 kV |  |  |  |  | 70_1C_AL_XLPE |  |  |  | 1.433 m |  |  |  | 3 | 0 | Pass | null
254445598 | TNB | DISTRIBUTION | CHERAS | Existing | RYB | 11 kV |  |  |  |  | 70_1C_AL_XLPE |  |  |  | 1.102 m |  |  |  | 3 | 0 | Pass | null
254445602 | TNB | DISTRIBUTION | CHERAS | Existing | RYB | 11 kV |  |  |  |  | 70_1C_AL_XLPE |  |  |  | 1.074 m |  |  |  | 3 | 0 | Pass | null
254445606 | TNB | DISTRIBUTION | CHERAS | Existing | RYB | 11 kV |  |  |  |  | 70_1C_AL_XLPE |  |  |  | 1.804 m |  |  |  | 3 | 0 | Pass | null
254445610 | TNB | DISTRIBUTION | CHERAS | Existing | RYB | 11 kV |  |  |  |  | 70_1C_AL_XLPE |  |  |  | 1.241 m |  |  |  | 3 | 0 | Pass | null
254445614 | TNB | DISTRIBUTION | CHERAS | Existing | RYB | 11 kV |  |  |  |  | 70_1C_AL_XLPE |  |  |  | 1.156 m |  |  |  | 3 | 0 | Pass | null
254445618 | TNB | DISTRIBUTION | CHERAS | Existing | RYB | 11 kV |  |  |  |  | 70_1C_AL_XLPE |  |  |  | 1.591 m |  |  |  | 3 | 0 | Pass | null
254445622 | TNB | DISTRIBUTION | CHERAS | Existing | RYB | 11 kV |  |  |  |  | 70_1C_AL_XLPE |  |  |  | 1.238 m |  |  |  | 3 | 0 | Pass | null
254445626 | TNB | DISTRIBUTION | CHERAS | Existing | RYB | 11 kV | NO | Class C |  |  | 70_1C_AL_XLPE |  |  |  | 0.813 m |  |  |  | 3 | 0 | Pass | null
254445630 | TNB | DISTRIBUTION | CHERAS | Existing | RYB | 11 kV | NO | Class C |  |  | 70_1C_AL_XLPE |  |  |  | 0.849 m |  |  |  | 3 | 0 | Pass | null
254445634 | TNB | DISTRIBUTION | CHERAS | Existing | RYB | 11 kV |  |  |  |  | 70_1C_AL_XLPE |  |  |  | 0.827 m |  |  |  | 3 | 0 | Pass | null
254445638 | TNB | DISTRIBUTION | CHERAS | Existing | RYB | 11 kV |  |  |  |  | 70_1C_AL_XLPE |  |  |  | 0.819 m |  |  |  | 3 | 0 | Pass | null
254445650 | TNB | DISTRIBUTION | CHERAS | Existing | RYB | 11 kV |  |  |  |  | 70_1C_AL_XLPE |  |  |  | 1.379 m |  |  |  | 3 | 0 | Pass | null
254445654 | TNB | DISTRIBUTION | CHERAS | Existing | RYB | 11 kV |  |  |  |  | 70_1C_AL_XLPE |  |  |  | 1.940 m |  |  |  | 3 | 0 | Pass | null
254445658 | TNB | DISTRIBUTION | CHERAS | Existing | RYB | 11 kV | NO | Class C |  |  | 70_1C_AL_XLPE |  |  |  | 2.340 m |  |  |  | 3 | 0 | Pass | null
254445662 | TNB | DISTRIBUTION | CHERAS | Existing | RYB | 11 kV | NO | Class C |  |  | 70_1C_AL_XLPE |  |  |  | 1.228 m |  |  |  | 3 | 0 | Pass | null
254445666 | TNB | DISTRIBUTION | CHERAS | Existing | RYB | 11 kV | NO | Class C |  |  | 70_1C_AL_XLPE |  |  |  | 1.672 m |  |  |  | 3 | 0 | Pass | null
254445670 | TNB | DISTRIBUTION | CHERAS | Existing | RYB | 11 kV |  |  |  |  | 70_1C_AL_XLPE |  |  |  | 0.971 m |  |  |  | 3 | 0 | Pass | null
254445674 | TNB | DISTRIBUTION | CHERAS | Existing | RYB | 11 kV |  |  |  |  | 70_1C_AL_XLPE |  |  |  | 0.918 m |  |  |  | 3 | 0 | Pass | null
254445682 | TNB | DISTRIBUTION | CHERAS | Existing | RYB | 11 kV |  |  |  |  | 70_1C_AL_XLPE |  |  |  | 6.043 m |  |  |  | 3 | 0 | Pass | null
254445686 | TNB | DISTRIBUTION | CHERAS | Existing | RYB | 11 kV |  |  |  |  | 70_1C_AL_XLPE |  |  |  | 0.993 m |  |  |  | 3 | 0 | Pass | null
254445690 | TNB | DISTRIBUTION | CHERAS | Existing | RYB | 11 kV |  |  |  |  | 70_1C_AL_XLPE |  |  |  | 0.932 m |  |  |  | 3 | 0 | Pass | null
254445694 | TNB | DISTRIBUTION | CHERAS | Existing | RYB | 11 kV |  |  |  |  | 70_1C_AL_XLPE |  |  |  | 0.937 m |  |  |  | 3 | 0 | Pass | null
254445698 | TNB | DISTRIBUTION | CHERAS | Existing | RYB | 11 kV |  |  |  |  | 70_1C_AL_XLPE |  |  |  | 1.077 m |  |  |  | 3 | 0 | Pass | null
254445702 | TNB | DISTRIBUTION | CHERAS | Existing | RYB | 11 kV | NO | Class C |  |  | 70_1C_AL_XLPE |  |  |  | 1.469 m |  |  |  | 3 | 0 | Pass | null
254446138 | TNB | DISTRIBUTION | CHERAS | Existing | RYB | 11 kV |  |  |  |  | 70_1C_AL_XLPE |  |  |  | 1.965 m |  |  |  | 3 | 0 | Pass | null
254446142 | TNB | DISTRIBUTION | CHERAS | Existing | RYB | 11 kV |  |  |  |  | 70_1C_AL_XLPE |  |  |  | 1.600 m |  |  |  | 3 | 0 | Pass | null
254446146 | TNB | DISTRIBUTION | CHERAS | Existing | RYB | 11 kV |  |  |  |  | 70_1C_AL_XLPE |  |  |  | 1.732 m |  |  |  | 3 | 0 | Pass | null
254446150 | TNB | DISTRIBUTION | CHERAS | Existing | RYB | 11 kV |  |  |  |  | 70_1C_AL_XLPE |  |  |  | 2.846 m |  |  |  | 3 | 0 | Pass | null
254446154 | TNB | DISTRIBUTION | CHERAS | Existing | RYB | 11 kV |  |  |  |  | 70_1C_AL_XLPE |  |  |  | 1.807 m |  |  |  | 3 | 0 | Pass | null
254446294 | TNB | DISTRIBUTION | CHERAS | Existing | RYB | 11 kV |  |  |  |  | 70_1C_AL_XLPE |  |  |  | 1.255 m |  |  |  | 3 | 0 | Pass | null
254446298 | TNB | DISTRIBUTION | CHERAS | Existing | RYB | 11 kV |  |  |  |  | 70_1C_AL_XLPE |  |  |  | 1.740 m |  |  |  | 3 | 0 | Pass | null
254446302 | TNB | DISTRIBUTION | CHERAS | Existing | RYB | 11 kV |  |  |  |  | 70_1C_AL_XLPE |  |  |  | 1.038 m |  |  |  | 3 | 0 | Pass | null
254447130 | TNB | DISTRIBUTION | CHERAS | Existing | RYB | 11 kV |  |  |  |  | 70_1C_AL_XLPE |  |  |  | 1.682 m |  |  |  | 3 | 0 | Pass | null
254447134 | TNB | DISTRIBUTION | CHERAS | Existing | RYB | 11 kV |  |  |  |  | 70_1C_AL_XLPE |  |  |  | 1.057 m |  |  |  | 3 | 0 | Pass | null
254447466 | TNB | DISTRIBUTION | CHERAS | Existing | RYB | 11 kV |  |  |  |  | 70_1C_AL_XLPE |  |  |  | 1.453 m |  |  |  | 3 | 0 | Pass | null
254447470 | TNB | DISTRIBUTION | CHERAS | Existing | RYB | 11 kV |  |  |  |  | 70_1C_AL_XLPE |  |  |  | 0.986 m |  |  |  | 3 | 0 | Pass | null
254447602 | TNB | DISTRIBUTION | CHERAS | Existing | RYB | 11 kV |  |  |  |  | 70_1C_AL_XLPE |  |  |  | 1.179 m |  |  |  | 3 | 0 | Pass | null
254447670 | TNB | DISTRIBUTION | CHERAS | Existing | RYB | 11 kV |  |  |  |  | 70_1C_AL_XLPE |  |  |  | 0.944 m |  |  |  | 3 | 0 | Pass | null
254447714 | TNB | DISTRIBUTION | CHERAS | Existing | RYB | 11 kV |  |  |  |  | 70_1C_AL_XLPE |  |  |  | 1.512 m |  |  |  | 3 | 0 | Pass | null
254447718 | TNB | DISTRIBUTION | CHERAS | Existing | RYB | 11 kV |  |  |  |  | 70_1C_AL_XLPE |  |  |  | 1.424 m |  |  |  | 3 | 0 | Pass | null
254447722 | TNB | DISTRIBUTION | CHERAS | Existing | RYB | 11 kV |  |  |  |  | 70_1C_AL_XLPE |  |  |  | 1.787 m |  |  |  | 3 | 0 | Pass | null
254447726 | TNB | DISTRIBUTION | CHERAS | Existing | RYB | 11 kV |  |  |  |  | 70_1C_AL_XLPE |  |  |  | 1.089 m |  |  |  | 3 | 0 | Pass | null
254447730 | TNB | DISTRIBUTION | CHERAS | Existing | RYB | 11 kV |  |  |  |  | 70_1C_AL_XLPE |  |  |  | 2.171 m |  |  |  | 3 | 0 | Pass | null
254447734 | TNB | DISTRIBUTION | CHERAS | Existing | RYB | 11 kV |  |  |  |  | 70_1C_AL_XLPE |  |  |  | 2.204 m |  |  |  | 3 | 0 | Pass | null
254447738 | TNB | DISTRIBUTION | CHERAS | Existing | RYB | 11 kV |  |  |  |  | 70_1C_AL_XLPE |  |  |  | 2.029 m |  |  |  | 3 | 0 | Pass | null
254447742 | TNB | DISTRIBUTION | CHERAS | Existing | RYB | 11 kV |  |  |  |  | 70_1C_AL_XLPE |  |  |  | 1.007 m |  |  |  | 3 | 0 | Pass | null
254447746 | TNB | DISTRIBUTION | CHERAS | Existing | RYB | 11 kV |  |  |  |  | 70_1C_AL_XLPE |  |  |  | 1.011 m |  |  |  | 3 | 0 | Pass | null
254447750 | TNB | DISTRIBUTION | CHERAS | Existing | RYB | 11 kV |  |  |  |  | 70_1C_AL_XLPE |  |  |  | 1.462 m |  |  |  | 3 | 0 | Pass | null
254447754 | TNB | DISTRIBUTION | CHERAS | Existing | RYB | 11 kV |  |  |  |  | 70_1C_AL_XLPE |  |  |  | 1.467 m |  |  |  | 3 | 0 | Pass | null
254447758 | TNB | DISTRIBUTION | CHERAS | Existing | RYB | 11 kV |  |  |  |  | 70_1C_AL_XLPE |  |  |  | 1.513 m |  |  |  | 3 | 0 | Pass | null
254447762 | TNB | DISTRIBUTION | CHERAS | Existing | RYB | 11 kV |  |  |  |  | 70_1C_AL_XLPE |  |  |  | 1.270 m |  |  |  | 3 | 0 | Pass | null
254447770 | TNB | DISTRIBUTION | CHERAS | Existing | RYB | 11 kV |  |  |  |  | 70_1C_AL_XLPE |  |  |  | 1.289 m |  |  |  | 3 | 0 | Pass | null
254447774 | TNB | DISTRIBUTION | CHERAS | Existing | RYB | 11 kV |  |  |  |  | 70_1C_AL_XLPE |  |  |  | 1.180 m |  |  |  | 3 | 0 | Pass | null
254447778 | TNB | DISTRIBUTION | CHERAS | Existing | RYB | 11 kV |  |  |  |  | 70_1C_AL_XLPE |  |  |  | 0.988 m |  |  |  | 3 | 0 | Pass | null
254447782 | TNB | DISTRIBUTION | CHERAS | Existing | RYB | 11 kV | NO | Class C |  |  | 70_1C_AL_XLPE |  |  |  | 1.302 m |  |  |  | 3 | 0 | Pass | null
254447786 | TNB | DISTRIBUTION | CHERAS | Existing | RYB | 11 kV |  |  |  |  | 70_1C_AL_XLPE |  |  |  | 1.004 m |  |  |  | 3 | 0 | Pass | null
254447790 | TNB | DISTRIBUTION | CHERAS | Existing | RYB | 11 kV |  |  |  |  | 70_1C_AL_XLPE |  |  |  | 2.310 m |  |  |  | 3 | 0 | Pass | null
254447794 | TNB | DISTRIBUTION | CHERAS | Existing | RYB | 11 kV |  |  |  |  | 70_1C_AL_XLPE |  |  |  | 1.756 m |  |  |  | 3 | 0 | Pass | null
254447798 | TNB | DISTRIBUTION | CHERAS | Existing | RYB | 11 kV |  |  |  |  | 70_1C_AL_XLPE |  |  |  | 1.368 m |  |  |  | 3 | 0 | Pass | null
254447802 | TNB | DISTRIBUTION | CHERAS | Existing | RYB | 11 kV |  |  |  |  | 70_1C_AL_XLPE |  |  |  | 2.051 m |  |  |  | 3 | 0 | Pass | null
254447810 | TNB | DISTRIBUTION | CHERAS | Existing | RYB | 11 kV | NO | Class C |  |  | 70_1C_AL_XLPE |  |  |  | 3.039 m |  |  |  | 3 | 0 | Pass | null
254447814 | TNB | DISTRIBUTION | CHERAS | Existing | RYB | 11 kV | NO | Class C |  |  | 70_1C_AL_XLPE |  |  |  | 2.604 m |  |  |  | 3 | 0 | Pass | null
254447830 | TNB | DISTRIBUTION | CHERAS | Existing | RYB | 11 kV |  |  |  |  | 70_1C_AL_XLPE |  |  |  | 0.905 m |  |  |  | 3 | 0 | Pass | null
254447838 | TNB | DISTRIBUTION | CHERAS | Existing | RYB | 11 kV |  |  |  |  | 70_1C_AL_XLPE |  |  |  | 1.429 m |  |  |  | 3 | 0 | Pass | null
254447842 | TNB | DISTRIBUTION | CHERAS | Existing | RYB | 11 kV |  |  |  |  | 70_1C_AL_XLPE |  |  |  | 0.803 m |  |  |  | 3 | 0 | Pass | null
254447846 | TNB | DISTRIBUTION | CHERAS | Existing | RYB | 11 kV | NO | Class C |  |  | 70_1C_AL_XLPE |  |  |  | 1.043 m |  |  |  | 3 | 0 | Pass | null
254447850 | TNB | DISTRIBUTION | CHERAS | Existing | RYB | 11 kV |  |  |  |  | 70_1C_AL_XLPE |  |  |  | 2.341 m |  |  |  | 3 | 0 | Pass | null
254447854 | TNB | DISTRIBUTION | CHERAS | Existing | RYB | 11 kV |  |  |  |  | 70_1C_AL_XLPE |  |  |  | 1.187 m |  |  |  | 3 | 0 | Pass | null
254447858 | TNB | DISTRIBUTION | CHERAS | Existing | RYB | 11 kV |  |  |  |  | 70_1C_AL_XLPE |  |  |  | 1.463 m |  |  |  | 3 | 0 | Pass | null
254447862 | TNB | DISTRIBUTION | CHERAS | Existing | RYB | 11 kV |  |  |  |  | 70_1C_AL_XLPE |  |  |  | 1.859 m |  |  |  | 3 | 0 | Pass | null
254447866 | TNB | DISTRIBUTION | CHERAS | Existing | RYB | 11 kV |  |  |  |  | 70_1C_AL_XLPE |  |  |  | 1.274 m |  |  |  | 3 | 0 | Pass | null
254447870 | TNB | DISTRIBUTION | CHERAS | Existing | RYB | 11 kV |  |  |  |  | 70_1C_AL_XLPE |  |  |  | 1.395 m |  |  |  | 3 | 0 | Pass | null
254447874 | TNB | DISTRIBUTION | CHERAS | Existing | RYB | 11 kV |  |  |  |  | 70_1C_AL_XLPE |  |  |  | 1.212 m |  |  |  | 3 | 0 | Pass | null
254447878 | TNB | DISTRIBUTION | CHERAS | Existing | RYB | 11 kV |  |  |  |  | 70_1C_AL_XLPE |  |  |  | 1.227 m |  |  |  | 3 | 0 | Pass | null
254447882 | TNB | DISTRIBUTION | CHERAS | Existing | RYB | 11 kV |  |  |  |  | 70_1C_AL_XLPE |  |  |  | 1.818 m |  |  |  | 3 | 0 | Pass | null
254447886 | TNB | DISTRIBUTION | CHERAS | Existing | RYB | 11 kV |  |  |  |  | 70_1C_AL_XLPE |  |  |  | 0.784 m |  |  |  | 3 | 0 | Pass | null
254447890 | TNB | DISTRIBUTION | CHERAS | Existing | RYB | 11 kV |  |  |  |  | 70_1C_AL_XLPE |  |  |  | 0.779 m |  |  |  | 3 | 0 | Pass | null
254447894 | TNB | DISTRIBUTION | CHERAS | Existing | RYB | 11 kV |  |  |  |  | 70_1C_AL_XLPE |  |  |  | 2.035 m |  |  |  | 3 | 0 | Pass | null
254448238 | TNB | DISTRIBUTION | CHERAS | Existing | RYB | 11 kV |  |  |  |  | 70_1C_AL_XLPE |  |  |  | 1.094 m |  |  |  | 3 | 0 | Pass | null
254448242 | TNB | DISTRIBUTION | CHERAS | Existing | RYB | 11 kV |  |  |  |  | 70_1C_AL_XLPE |  |  |  | 1.293 m |  |  |  | 3 | 0 | Pass | null
254448246 | TNB | DISTRIBUTION | CHERAS | Existing | RYB | 11 kV |  |  |  |  | 70_1C_AL_XLPE |  |  |  | 1.099 m |  |  |  | 3 | 0 | Pass | null
254448250 | TNB | DISTRIBUTION | CHERAS | Existing | RYB | 11 kV |  |  |  |  | 70_1C_AL_XLPE |  |  |  | 1.365 m |  |  |  | 3 | 0 | Pass | null
254448254 | TNB | DISTRIBUTION | CHERAS | Existing | RYB | 11 kV | NO | Class C |  |  | 70_1C_AL_XLPE |  |  |  | 1.609 m |  |  |  | 3 | 0 | Pass | null
254448258 | TNB | DISTRIBUTION | CHERAS | Existing | RYB | 11 kV | NO | Class C |  |  | 70_1C_AL_XLPE |  |  |  | 1.580 m |  |  |  | 3 | 0 | Pass | null
254448262 | TNB | DISTRIBUTION | CHERAS | Existing | RYB | 11 kV | NO | Class C |  |  | 70_1C_AL_XLPE |  |  |  | 1.325 m |  |  |  | 3 | 0 | Pass | null
254448266 | TNB | DISTRIBUTION | CHERAS | Existing | RYB | 11 kV |  |  |  |  | 70_1C_AL_XLPE |  |  |  | 1.747 m |  |  |  | 3 | 0 | Pass | null
254448270 | TNB | DISTRIBUTION | CHERAS | Existing | RYB | 11 kV |  |  |  |  | 70_1C_AL_XLPE |  |  |  | 1.119 m |  |  |  | 3 | 0 | Pass | null
254448526 | TNB | DISTRIBUTION | CHERAS | Existing | RYB | 11 kV |  |  |  |  | 70_1C_AL_XLPE |  |  |  | 2.782 m |  |  |  | 3 | 0 | Pass | null
254448530 | TNB | DISTRIBUTION | CHERAS | Existing | RYB | 11 kV |  |  |  |  | 70_1C_AL_XLPE |  |  |  | 1.682 m |  |  |  | 3 | 0 | Pass | null
254448534 | TNB | DISTRIBUTION | CHERAS | Existing | RYB | 11 kV |  |  |  |  | 70_1C_AL_XLPE |  |  |  | 1.673 m |  |  |  | 3 | 0 | Pass | null
254448610 | TNB | DISTRIBUTION | CHERAS | Existing | RYB | 11 kV |  |  |  |  | 70_1C_AL_XLPE |  |  |  | 1.131 m |  |  |  | 3 | 0 | Pass | null
254448618 | TNB | DISTRIBUTION | CHERAS | Existing | RYB | 11 kV |  |  |  |  | 70_1C_AL_XLPE |  |  |  | 2.556 m |  |  |  | 3 | 0 | Pass | null
254448622 | TNB | DISTRIBUTION | CHERAS | Existing | RYB | 11 kV |  |  |  |  | 70_1C_AL_XLPE |  |  |  | 1.064 m |  |  |  | 3 | 0 | Pass | null
254448626 | TNB | DISTRIBUTION | CHERAS | Existing | RYB | 11 kV |  |  |  |  | 70_1C_AL_XLPE |  |  |  | 1.134 m |  |  |  | 3 | 0 | Pass | null
254448630 | TNB | DISTRIBUTION | CHERAS | Existing | RYB | 11 kV |  |  |  |  | 70_1C_AL_XLPE |  |  |  | 1.226 m |  |  |  | 3 | 0 | Pass | null
254448638 | TNB | DISTRIBUTION | CHERAS | Existing | RYB | 11 kV |  |  |  |  | 70_1C_AL_XLPE |  |  |  | 1.161 m |  |  |  | 3 | 0 | Pass | null
254448642 | TNB | DISTRIBUTION | CHERAS | Existing | RYB | 11 kV |  |  |  |  | 70_1C_AL_XLPE |  |  |  | 1.762 m |  |  |  | 3 | 0 | Pass | null
254448654 | TNB | DISTRIBUTION | CHERAS | Existing | RYB | 11 kV | NO | Class C |  |  | 70_1C_AL_XLPE |  |  |  | 1.094 m |  |  |  | 3 | 0 | Pass | null
254448658 | TNB | DISTRIBUTION | CHERAS | Existing | RYB | 11 kV |  |  |  |  | 70_1C_AL_XLPE |  |  |  | 0.962 m |  |  |  | 3 | 0 | Pass | null
254448662 | TNB | DISTRIBUTION | CHERAS | Existing | RYB | 11 kV | NO | Class C |  |  | 70_1C_AL_XLPE |  |  |  | 0.921 m |  |  |  | 3 | 0 | Pass | null
254448666 | TNB | DISTRIBUTION | CHERAS | Existing | RYB | 11 kV |  |  |  |  | 70_1C_AL_XLPE |  |  |  | 1.538 m |  |  |  | 3 | 0 | Pass | null
254448670 | TNB | DISTRIBUTION | CHERAS | Existing | RYB | 11 kV |  |  |  |  | 70_1C_AL_XLPE |  |  |  | 1.160 m |  |  |  | 3 | 0 | Pass | null
254448674 | TNB | DISTRIBUTION | CHERAS | Existing | RYB | 11 kV |  |  |  |  | 70_1C_AL_XLPE |  |  |  | 1.414 m |  |  |  | 3 | 0 | Pass | null
254448678 | TNB | DISTRIBUTION | CHERAS | Existing | RYB | 11 kV |  |  |  |  | 70_1C_AL_XLPE |  |  |  | 1.105 m |  |  |  | 3 | 0 | Pass | null
254448682 | TNB | DISTRIBUTION | CHERAS | Existing | RYB | 11 kV |  |  |  |  | 70_1C_AL_XLPE |  |  |  | 1.265 m |  |  |  | 3 | 0 | Pass | null
254448686 | TNB | DISTRIBUTION | CHERAS | Existing | RYB | 11 kV |  |  |  |  | 70_1C_AL_XLPE |  |  |  | 1.161 m |  |  |  | 3 | 0 | Pass | null
254448690 | TNB | DISTRIBUTION | CHERAS | Existing | RYB | 11 kV |  |  |  |  | 70_1C_AL_XLPE |  |  |  | 1.611 m |  |  |  | 3 | 0 | Pass | null
254448694 | TNB | DISTRIBUTION | CHERAS | Existing | RYB | 11 kV |  |  |  |  | 70_1C_AL_XLPE |  |  |  | 2.012 m |  |  |  | 3 | 0 | Pass | null
254448698 | TNB | DISTRIBUTION | CHERAS | Existing | RYB | 11 kV |  |  |  |  | 70_1C_AL_XLPE |  |  |  | 1.328 m |  |  |  | 3 | 0 | Pass | null
254449458 | TNB | DISTRIBUTION | CHERAS | Existing | RYB | 11 kV |  |  |  |  | 70_1C_AL_XLPE |  |  |  | 1.041 m |  |  |  | 3 | 0 | Pass | null
254449574 | TNB | DISTRIBUTION | CHERAS | Existing | RYB | 11 kV |  |  |  |  | 70_1C_AL_XLPE |  |  |  | 1.312 m |  |  |  | 3 | 0 | Pass | null
254449782 | TNB | DISTRIBUTION | CHERAS | Existing | RYB | 11 kV |  |  |  |  | 70_1C_AL_XLPE |  |  |  | 3.238 m |  |  |  | 3 | 0 | Pass | null
254449786 | TNB | DISTRIBUTION | CHERAS | Existing | RYB | 11 kV |  |  |  |  | 70_1C_AL_XLPE |  |  |  | 3.885 m |  |  |  | 3 | 0 | Pass | null
254449790 | TNB | DISTRIBUTION | CHERAS | Existing | RYB | 11 kV |  |  |  |  | 70_1C_AL_XLPE |  |  |  | 2.450 m |  |  |  | 3 | 0 | Pass | null
254449794 | TNB | DISTRIBUTION | CHERAS | Existing | RYB | 11 kV |  |  |  |  | 70_1C_AL_XLPE |  |  |  | 2.206 m |  |  |  | 3 | 0 | Pass | null
254449798 | TNB | DISTRIBUTION | CHERAS | Existing | RYB | 11 kV |  |  |  |  | 70_1C_AL_XLPE |  |  |  | 2.140 m |  |  |  | 3 | 0 | Pass | null
254449802 | TNB | DISTRIBUTION | CHERAS | Existing | RYB | 11 kV |  |  |  |  | 70_1C_AL_XLPE |  |  |  | 2.358 m |  |  |  | 3 | 0 | Pass | null
254449806 | TNB | DISTRIBUTION | CHERAS | Existing | RYB | 11 kV |  |  |  |  | 70_1C_AL_XLPE |  |  |  | 0.844 m |  |  |  | 3 | 0 | Pass | null
254449810 | TNB | DISTRIBUTION | CHERAS | Existing | RYB | 11 kV |  |  |  |  | 70_1C_AL_XLPE |  |  |  | 1.580 m |  |  |  | 3 | 0 | Pass | null
254449814 | TNB | DISTRIBUTION | CHERAS | Existing | RYB | 11 kV |  |  |  |  | 70_1C_AL_XLPE |  |  |  | 1.942 m |  |  |  | 3 | 0 | Pass | null
254449818 | TNB | DISTRIBUTION | CHERAS | Existing | RYB | 11 kV | NO | Class C |  |  | 70_1C_AL_XLPE |  |  |  | 0.713 m |  |  |  | 3 | 0 | Pass | null
254449822 | TNB | DISTRIBUTION | CHERAS | Existing | RYB | 11 kV |  |  |  |  | 70_1C_AL_XLPE |  |  |  | 1.555 m |  |  |  | 3 | 0 | Pass | null
254449826 | TNB | DISTRIBUTION | CHERAS | Existing | RYB | 11 kV |  |  |  |  | 70_1C_AL_XLPE |  |  |  | 1.145 m |  |  |  | 3 | 0 | Pass | null
254449830 | TNB | DISTRIBUTION | CHERAS | Existing | RYB | 11 kV |  |  |  |  | 70_1C_AL_XLPE |  |  |  | 1.094 m |  |  |  | 3 | 0 | Pass | null
254449834 | TNB | DISTRIBUTION | CHERAS | Existing | RYB | 11 kV |  |  |  |  | 70_1C_AL_XLPE |  |  |  | 0.964 m |  |  |  | 3 | 0 | Pass | null
254449838 | TNB | DISTRIBUTION | CHERAS | Existing | RYB | 11 kV |  |  |  |  | 70_1C_AL_XLPE |  |  |  | 1.043 m |  |  |  | 3 | 0 | Pass | null
254449842 | TNB | DISTRIBUTION | CHERAS | Existing | RYB | 11 kV |  |  |  |  | 70_1C_AL_XLPE |  |  |  | 1.830 m |  |  |  | 3 | 0 | Pass | null
254449846 | TNB | DISTRIBUTION | CHERAS | Existing | RYB | 11 kV |  |  |  |  | 70_1C_AL_XLPE |  |  |  | 1.152 m |  |  |  | 3 | 0 | Pass | null
254449850 | TNB | DISTRIBUTION | CHERAS | Existing | RYB | 11 kV |  |  |  |  | 70_1C_AL_XLPE |  |  |  | 0.891 m |  |  |  | 3 | 0 | Pass | null
254449854 | TNB | DISTRIBUTION | CHERAS | Existing | RYB | 11 kV | NO | Class C |  |  | 70_1C_AL_XLPE |  |  |  | 0.800 m |  |  |  | 3 | 0 | Pass | null
254449858 | TNB | DISTRIBUTION | CHERAS | Existing | RYB | 11 kV |  |  |  |  | 70_1C_AL_XLPE |  |  |  | 0.955 m |  |  |  | 3 | 0 | Pass | null
254450538 | TNB | DISTRIBUTION | CHERAS | Existing | RYB | 11 kV |  |  |  |  | 70_1C_AL_XLPE |  |  |  | 1.482 m |  |  |  | 3 | 0 | Pass | null
254450542 | TNB | DISTRIBUTION | CHERAS | Existing | RYB | 11 kV |  |  |  |  | 70_1C_AL_XLPE |  |  |  | 1.656 m |  |  |  | 3 | 0 | Pass | null
254450546 | TNB | DISTRIBUTION | CHERAS | Existing | RYB | 11 kV |  |  |  |  | 70_1C_AL_XLPE |  |  |  | 1.388 m |  |  |  | 3 | 0 | Pass | null
254450550 | TNB | DISTRIBUTION | CHERAS | Existing | RYB | 11 kV |  |  |  |  | 70_1C_AL_XLPE |  |  |  | 0.631 m |  |  |  | 3 | 0 | Pass | null
254450554 | TNB | DISTRIBUTION | CHERAS | Existing | RYB | 11 kV |  |  |  |  | 70_1C_AL_XLPE |  |  |  | 1.200 m |  |  |  | 3 | 0 | Pass | null
254450558 | TNB | DISTRIBUTION | CHERAS | Existing | RYB | 11 kV |  |  |  |  | 70_1C_AL_XLPE |  |  |  | 0.858 m |  |  |  | 3 | 0 | Pass | null
254450562 | TNB | DISTRIBUTION | CHERAS | Existing | RYB | 11 kV |  |  |  |  | 70_1C_AL_XLPE |  |  |  | 1.978 m |  |  |  | 3 | 0 | Pass | null
254450570 | TNB | DISTRIBUTION | CHERAS | Existing | RYB | 11 kV |  |  |  |  | 70_1C_AL_XLPE |  |  |  | 1.295 m |  |  |  | 3 | 0 | Pass | null
254450574 | TNB | DISTRIBUTION | CHERAS | Existing | RYB | 11 kV |  |  |  |  | 70_1C_AL_XLPE |  |  |  | 0.799 m |  |  |  | 3 | 0 | Pass | null
254450578 | TNB | DISTRIBUTION | CHERAS | Existing | RYB | 11 kV |  |  |  |  | 70_1C_AL_XLPE |  |  |  | 4.962 m |  |  |  | 3 | 0 | Pass | null
254450582 | TNB | DISTRIBUTION | CHERAS | Existing | RYB | 11 kV |  |  |  |  | 70_1C_AL_XLPE |  |  |  | 0.718 m |  |  |  | 3 | 0 | Pass | null
254450586 | TNB | DISTRIBUTION | CHERAS | Existing | RYB | 11 kV |  |  |  |  | 70_1C_AL_XLPE |  |  |  | 1.048 m |  |  |  | 3 | 0 | Pass | null
254450590 | TNB | DISTRIBUTION | CHERAS | Existing | RYB | 11 kV |  |  |  |  | 70_1C_AL_XLPE |  |  |  | 2.364 m |  |  |  | 3 | 0 | Pass | null
254450594 | TNB | DISTRIBUTION | CHERAS | Existing | RYB | 11 kV |  |  |  |  | 70_1C_AL_XLPE |  |  |  | 1.478 m |  |  |  | 3 | 0 | Pass | null
254450598 | TNB | DISTRIBUTION | CHERAS | Existing | RYB | 11 kV | NO | Class C |  |  | 70_1C_AL_XLPE |  |  |  | 0.746 m |  |  |  | 3 | 0 | Pass | null
254450602 | TNB | DISTRIBUTION | CHERAS | Existing | RYB | 11 kV | NO | Class C |  |  | 70_1C_AL_XLPE |  |  |  | 1.612 m |  |  |  | 3 | 0 | Pass | null
254450606 | TNB | DISTRIBUTION | CHERAS | Existing | RYB | 11 kV | NO | Class C |  |  | 70_1C_AL_XLPE |  |  |  | 2.216 m |  |  |  | 3 | 0 | Pass | null
254450610 | TNB | DISTRIBUTION | CHERAS | Existing | RYB | 11 kV |  |  |  |  | 70_1C_AL_XLPE |  |  |  | 1.089 m |  |  |  | 3 | 0 | Pass | null
254450614 | TNB | DISTRIBUTION | CHERAS | Existing | RYB | 11 kV |  |  |  |  | 70_1C_AL_XLPE |  |  |  | 1.274 m |  |  |  | 3 | 0 | Pass | null
254450618 | TNB | DISTRIBUTION | CHERAS | Existing | RYB | 11 kV |  |  |  |  | 70_1C_AL_XLPE |  |  |  | 1.802 m |  |  |  | 3 | 0 | Pass | null
254450622 | TNB | DISTRIBUTION | CHERAS | Existing | RYB | 11 kV |  |  |  |  | 70_1C_AL_XLPE |  |  |  | 1.160 m |  |  |  | 3 | 0 | Pass | null
254450626 | TNB | DISTRIBUTION | CHERAS | Existing | RYB | 11 kV |  |  |  |  | 70_1C_AL_XLPE |  |  |  | 1.939 m |  |  |  | 3 | 0 | Pass | null
254450630 | TNB | DISTRIBUTION | CHERAS | Existing | RYB | 11 kV |  |  |  |  | 70_1C_AL_XLPE |  |  |  | 1.039 m |  |  |  | 3 | 0 | Pass | null
254450638 | TNB | DISTRIBUTION | CHERAS | Existing | RYB | 11 kV |  |  |  |  | 70_1C_AL_XLPE |  |  |  | 1.555 m |  |  |  | 3 | 0 | Pass | null
254450642 | TNB | DISTRIBUTION | CHERAS | Existing | RYB | 11 kV |  |  |  |  | 70_1C_AL_XLPE |  |  |  | 1.924 m |  |  |  | 3 | 0 | Pass | null
254451298 | TNB | DISTRIBUTION | CHERAS | Existing | RYB | 11 kV |  |  |  |  | 70_1C_AL_XLPE |  |  |  | 1.035 m |  |  |  | 3 | 0 | Pass | null
254451302 | TNB | DISTRIBUTION | CHERAS | Existing | RYB | 11 kV |  |  |  |  | 70_1C_AL_XLPE |  |  |  | 0.770 m |  |  |  | 3 | 0 | Pass | null
254451306 | TNB | DISTRIBUTION | CHERAS | Existing | RYB | 11 kV |  |  |  |  | 70_1C_AL_XLPE |  |  |  | 1.065 m |  |  |  | 3 | 0 | Pass | null
254451310 | TNB | DISTRIBUTION | CHERAS | Existing | RYB | 11 kV | NO | Class C |  |  | 70_1C_AL_XLPE |  |  |  | 1.820 m |  |  |  | 3 | 0 | Pass | null
254451314 | TNB | DISTRIBUTION | CHERAS | Existing | RYB | 11 kV |  |  |  |  | 70_1C_AL_XLPE |  |  |  | 1.110 m |  |  |  | 3 | 0 | Pass | null
254451318 | TNB | DISTRIBUTION | CHERAS | Existing | RYB | 11 kV |  |  |  |  | 70_1C_AL_XLPE |  |  |  | 1.327 m |  |  |  | 3 | 0 | Pass | null
254451322 | TNB | DISTRIBUTION | CHERAS | Existing | RYB | 11 kV |  |  |  |  | 70_1C_AL_XLPE |  |  |  | 1.145 m |  |  |  | 3 | 0 | Pass | null
254451326 | TNB | DISTRIBUTION | CHERAS | Existing | RYB | 11 kV |  |  |  |  | 70_1C_AL_XLPE |  |  |  | 1.018 m |  |  |  | 3 | 0 | Pass | null
254451330 | TNB | DISTRIBUTION | CHERAS | Existing | RYB | 11 kV |  |  |  |  | 70_1C_AL_XLPE |  |  |  | 1.394 m |  |  |  | 3 | 0 | Pass | null
254451334 | TNB | DISTRIBUTION | CHERAS | Existing | RYB | 11 kV |  |  |  |  | 70_1C_AL_XLPE |  |  |  | 1.047 m |  |  |  | 3 | 0 | Pass | null
254451342 | TNB | DISTRIBUTION | CHERAS | Existing | RYB | 11 kV |  |  |  |  | 70_1C_AL_XLPE |  |  |  | 1.036 m |  |  |  | 3 | 0 | Pass | null
254451346 | TNB | DISTRIBUTION | CHERAS | Existing | RYB | 11 kV |  |  |  |  | 70_1C_AL_XLPE |  |  |  | 2.736 m |  |  |  | 3 | 0 | Pass | null
254451350 | TNB | DISTRIBUTION | CHERAS | Existing | RYB | 11 kV |  |  |  |  | 70_1C_AL_XLPE |  |  |  | 0.837 m |  |  |  | 3 | 0 | Pass | null
254451354 | TNB | DISTRIBUTION | CHERAS | Existing | RYB | 11 kV |  |  |  |  | 70_1C_AL_XLPE |  |  |  | 0.910 m |  |  |  | 3 | 0 | Pass | null
254451358 | TNB | DISTRIBUTION | CHERAS | Existing | RYB | 11 kV |  |  |  |  | 70_1C_AL_XLPE |  |  |  | 1.499 m |  |  |  | 3 | 0 | Pass | null
254451362 | TNB | DISTRIBUTION | CHERAS | Existing | RYB | 11 kV | NO | Class C |  |  | 70_1C_AL_XLPE |  |  |  | 0.700 m |  |  |  | 3 | 0 | Pass | null
254451366 | TNB | DISTRIBUTION | CHERAS | Existing | RYB | 11 kV | NO | Class C |  |  | 70_1C_AL_XLPE |  |  |  | 1.049 m |  |  |  | 3 | 0 | Pass | null
254451370 | TNB | DISTRIBUTION | CHERAS | Existing | RYB | 11 kV | NO | Class C |  |  | 70_1C_AL_XLPE |  |  |  | 1.249 m |  |  |  | 3 | 0 | Pass | null
254451374 | TNB | DISTRIBUTION | CHERAS | Existing | RYB | 11 kV | NO | Class C |  |  | 70_1C_AL_XLPE |  |  |  | 1.090 m |  |  |  | 3 | 0 | Pass | null
254451378 | TNB | DISTRIBUTION | CHERAS | Existing | RYB | 11 kV |  |  |  |  | 70_1C_AL_XLPE |  |  |  | 0.886 m |  |  |  | 3 | 0 | Pass | null
254451382 | TNB | DISTRIBUTION | CHERAS | Existing | RYB | 11 kV |  |  |  |  | 70_1C_AL_XLPE |  |  |  | 0.944 m |  |  |  | 3 | 0 | Pass | null
254451386 | TNB | DISTRIBUTION | CHERAS | Existing | RYB | 11 kV |  |  |  |  | 70_1C_AL_XLPE |  |  |  | 1.076 m |  |  |  | 3 | 0 | Pass | null
254452026 | TNB | DISTRIBUTION | CHERAS | Existing | RYB | 11 kV | NO | Class C |  |  | 70_1C_AL_XLPE |  |  |  | 1.665 m |  |  |  | 3 | 0 | Pass | null
254452030 | TNB | DISTRIBUTION | CHERAS | Existing | RYB | 11 kV |  |  |  |  | 70_1C_AL_XLPE |  |  |  | 1.517 m |  |  |  | 3 | 0 | Pass | null
254452042 | TNB | DISTRIBUTION | CHERAS | Existing | RYB | 11 kV |  |  |  |  | 70_1C_AL_XLPE |  |  |  | 1.453 m |  |  |  | 3 | 0 | Pass | null
254452046 | TNB | DISTRIBUTION | CHERAS | Existing | RYB | 11 kV |  |  |  |  | 70_1C_AL_XLPE |  |  |  | 1.242 m |  |  |  | 3 | 0 | Pass | null
254452050 | TNB | DISTRIBUTION | CHERAS | Existing | RYB | 11 kV |  |  |  |  | 70_1C_AL_XLPE |  |  |  | 1.956 m |  |  |  | 3 | 0 | Pass | null
254452054 | TNB | DISTRIBUTION | CHERAS | Existing | RYB | 11 kV |  |  |  |  | 70_1C_AL_XLPE |  |  |  | 1.298 m |  |  |  | 3 | 0 | Pass | null
254452058 | TNB | DISTRIBUTION | CHERAS | Existing | RYB | 11 kV |  |  |  |  | 70_1C_AL_XLPE |  |  |  | 1.875 m |  |  |  | 3 | 0 | Pass | null
254452770 | TNB | DISTRIBUTION | CHERAS | Existing | RYB | 11 kV |  |  |  |  | 70_1C_AL_XLPE |  |  |  | 2.340 m |  |  |  | 3 | 0 | Pass | null
254452774 | TNB | DISTRIBUTION | CHERAS | Existing | RYB | 11 kV |  |  |  |  | 70_1C_AL_XLPE |  |  |  | 2.029 m |  |  |  | 3 | 0 | Pass | null
254452778 | TNB | DISTRIBUTION | CHERAS | Existing | RYB | 11 kV |  |  |  |  | 70_1C_AL_XLPE |  |  |  | 0.955 m |  |  |  | 3 | 0 | Pass | null
254452786 | TNB | DISTRIBUTION | CHERAS | Existing | RYB | 11 kV |  |  |  |  | 70_1C_AL_XLPE |  |  |  | 1.184 m |  |  |  | 3 | 0 | Pass | null
254452790 | TNB | DISTRIBUTION | CHERAS | Existing | RYB | 11 kV | NO | Class C |  |  | 70_1C_AL_XLPE |  |  |  | 1.917 m |  |  |  | 3 | 0 | Pass | null
254452794 | TNB | DISTRIBUTION | CHERAS | Existing | RYB | 11 kV |  |  |  |  | 70_1C_AL_XLPE |  |  |  | 1.814 m |  |  |  | 3 | 0 | Pass | null
254452806 | TNB | DISTRIBUTION | CHERAS | Existing | RYB | 11 kV |  |  |  |  | 70_1C_AL_XLPE |  |  |  | 0.687 m |  |  |  | 3 | 0 | Pass | null
254452810 | TNB | DISTRIBUTION | CHERAS | Existing | RYB | 11 kV |  |  |  |  | 70_1C_AL_XLPE |  |  |  | 0.820 m |  |  |  | 3 | 0 | Pass | null
254452814 | TNB | DISTRIBUTION | CHERAS | Existing | RYB | 11 kV |  |  |  |  | 70_1C_AL_XLPE |  |  |  | 1.012 m |  |  |  | 3 | 0 | Pass | null
254452818 | TNB | DISTRIBUTION | CHERAS | Existing | RYB | 11 kV |  |  |  |  | 70_1C_AL_XLPE |  |  |  | 1.100 m |  |  |  | 3 | 0 | Pass | null
254453138 | TNB | DISTRIBUTION | CHERAS | Existing | RYB | 11 kV |  |  |  |  | 70_1C_AL_XLPE |  |  |  | 3.859 m |  |  |  | 3 | 0 | Pass | null
254453558 | TNB | DISTRIBUTION | CHERAS | Existing | RYB | 11 kV |  |  |  |  | 70_1C_AL_XLPE |  |  |  | 1.073 m |  |  |  | 3 | 0 | Pass | null
254453562 | TNB | DISTRIBUTION | CHERAS | Existing | RYB | 11 kV |  |  |  |  | 70_1C_AL_XLPE |  |  |  | 1.329 m |  |  |  | 3 | 0 | Pass | null
254453566 | TNB | DISTRIBUTION | CHERAS | Existing | RYB | 11 kV |  |  |  |  | 70_1C_AL_XLPE |  |  |  | 2.200 m |  |  |  | 3 | 0 | Pass | null
254453570 | TNB | DISTRIBUTION | CHERAS | Existing | RYB | 11 kV |  |  |  |  | 70_1C_AL_XLPE |  |  |  | 1.196 m |  |  |  | 3 | 0 | Pass | null
254453574 | TNB | DISTRIBUTION | CHERAS | Existing | RYB | 11 kV |  |  |  |  | 70_1C_AL_XLPE |  |  |  | 1.013 m |  |  |  | 3 | 0 | Pass | null
254453578 | TNB | DISTRIBUTION | CHERAS | Existing | RYB | 11 kV |  |  |  |  | 70_1C_AL_XLPE |  |  |  | 1.840 m |  |  |  | 3 | 0 | Pass | null
254453582 | TNB | DISTRIBUTION | CHERAS | Existing | RYB | 11 kV | NO | Class C |  |  | 70_1C_AL_XLPE |  |  |  | 0.606 m |  |  |  | 3 | 0 | Pass | null
254453586 | TNB | DISTRIBUTION | CHERAS | Existing | RYB | 11 kV |  |  |  |  | 70_1C_AL_XLPE |  |  |  | 1.959 m |  |  |  | 3 | 0 | Pass | null
254453590 | TNB | DISTRIBUTION | CHERAS | Existing | RYB | 11 kV |  |  |  |  | 70_1C_AL_XLPE |  |  |  | 3.226 m |  |  |  | 3 | 0 | Pass | null
254453594 | TNB | DISTRIBUTION | CHERAS | Existing | RYB | 11 kV |  |  |  |  | 70_1C_AL_XLPE |  |  |  | 1.910 m |  |  |  | 3 | 0 | Pass | null
254453598 | TNB | DISTRIBUTION | CHERAS | Existing | RYB | 11 kV |  |  |  |  | 70_1C_AL_XLPE |  |  |  | 2.153 m |  |  |  | 3 | 0 | Pass | null
254453602 | TNB | DISTRIBUTION | CHERAS | Existing | RYB | 11 kV | NO | Class C |  |  | 70_1C_AL_XLPE |  |  |  | 2.160 m |  |  |  | 3 | 0 | Pass | null
254453606 | TNB | DISTRIBUTION | CHERAS | Existing | RYB | 11 kV |  |  |  |  | 70_1C_AL_XLPE |  |  |  | 1.636 m |  |  |  | 3 | 0 | Pass | null
254453610 | TNB | DISTRIBUTION | CHERAS | Existing | RYB | 11 kV |  |  |  |  | 70_1C_AL_XLPE |  |  |  | 1.378 m |  |  |  | 3 | 0 | Pass | null
254453614 | TNB | DISTRIBUTION | CHERAS | Existing | RYB | 11 kV |  |  |  |  | 70_1C_AL_XLPE |  |  |  | 1.974 m |  |  |  | 3 | 0 | Pass | null
254453618 | TNB | DISTRIBUTION | CHERAS | Existing | RYB | 11 kV |  |  |  |  | 70_1C_AL_XLPE |  |  |  | 2.872 m |  |  |  | 3 | 0 | Pass | null
254454138 | TNB | DISTRIBUTION | CHERAS | Existing | RYB | 11 kV |  |  |  |  | 70_1C_AL_XLPE |  |  |  | 0.970 m |  |  |  | 3 | 0 | Pass | null
254454142 | TNB | DISTRIBUTION | CHERAS | Existing | RYB | 11 kV |  |  |  |  | 70_1C_AL_XLPE |  |  |  | 0.830 m |  |  |  | 3 | 0 | Pass | null
254454330 | TNB | DISTRIBUTION | CHERAS | Existing | RYB | 11 kV |  |  |  |  | 70_1C_AL_XLPE |  |  |  | 2.132 m |  |  |  | 3 | 0 | Pass | null
254454334 | TNB | DISTRIBUTION | CHERAS | Existing | RYB | 11 kV |  |  |  |  | 70_1C_AL_XLPE |  |  |  | 1.500 m |  |  |  | 3 | 0 | Pass | null
254454338 | TNB | DISTRIBUTION | CHERAS | Existing | RYB | 11 kV |  |  |  |  | 70_1C_AL_XLPE |  |  |  | 1.560 m |  |  |  | 3 | 0 | Pass | null
254454346 | TNB | DISTRIBUTION | CHERAS | Existing | RYB | 11 kV |  |  |  |  | 70_1C_AL_XLPE |  |  |  | 1.247 m |  |  |  | 3 | 0 | Pass | null
254454350 | TNB | DISTRIBUTION | CHERAS | Existing | RYB | 11 kV |  |  |  |  | 70_1C_AL_XLPE |  |  |  | 1.452 m |  |  |  | 3 | 0 | Pass | null
254454354 | TNB | DISTRIBUTION | CHERAS | Existing | RYB | 11 kV |  |  |  |  | 70_1C_AL_XLPE |  |  |  | 1.198 m |  |  |  | 3 | 0 | Pass | null
254454358 | TNB | DISTRIBUTION | CHERAS | Existing | RYB | 11 kV |  |  |  |  | 70_1C_AL_XLPE |  |  |  | 1.668 m |  |  |  | 3 | 0 | Pass | null
254454362 | TNB | DISTRIBUTION | CHERAS | Existing | RYB | 11 kV |  |  |  |  | 70_1C_AL_XLPE |  |  |  | 1.535 m |  |  |  | 3 | 0 | Pass | null
254454366 | TNB | DISTRIBUTION | CHERAS | Existing | RYB | 11 kV |  |  |  |  | 70_1C_AL_XLPE |  |  |  | 1.620 m |  |  |  | 3 | 0 | Pass | null
254454482 | TNB | DISTRIBUTION | CHERAS | Existing | RYB | 11 kV |  |  |  |  | 70_1C_AL_XLPE |  |  |  | 0.931 m |  |  |  | 3 | 0 | Pass | null
254454486 | TNB | DISTRIBUTION | CHERAS | Existing | RYB | 11 kV |  |  |  |  | 70_1C_AL_XLPE |  |  |  | 1.061 m |  |  |  | 3 | 0 | Pass | null
254454490 | TNB | DISTRIBUTION | CHERAS | Existing | RYB | 11 kV |  |  |  |  | 70_1C_AL_XLPE |  |  |  | 1.983 m |  |  |  | 3 | 0 | Pass | null
254454606 | TNB | DISTRIBUTION | CHERAS | Existing | RYB | 11 kV |  |  |  |  | 70_1C_AL_XLPE |  |  |  | 1.135 m |  |  |  | 3 | 0 | Pass | null
254454610 | TNB | DISTRIBUTION | CHERAS | Existing | RYB | 11 kV |  |  |  |  | 70_1C_AL_XLPE |  |  |  | 1.090 m |  |  |  | 3 | 0 | Pass | null
254454614 | TNB | DISTRIBUTION | CHERAS | Existing | RYB | 11 kV |  |  |  |  | 70_1C_AL_XLPE |  |  |  | 1.081 m |  |  |  | 3 | 0 | Pass | null
254454618 | TNB | DISTRIBUTION | CHERAS | Existing | RYB | 11 kV |  |  |  |  | 70_1C_AL_XLPE |  |  |  | 0.812 m |  |  |  | 3 | 0 | Pass | null
254454622 | TNB | DISTRIBUTION | CHERAS | Existing | RYB | 11 kV |  |  |  |  | 70_1C_AL_XLPE |  |  |  | 0.955 m |  |  |  | 3 | 0 | Pass | null
254454922 | TNB | DISTRIBUTION | CHERAS | Existing | RYB | 11 kV |  |  |  |  | 70_1C_AL_XLPE |  |  |  | 1.328 m |  |  |  | 3 | 0 | Pass | null
254455002 | TNB | DISTRIBUTION | CHERAS | Existing | RYB | 11 kV |  |  |  |  | 70_1C_AL_XLPE |  |  |  | 0.993 m |  |  |  | 3 | 0 | Pass | null
254455006 | TNB | DISTRIBUTION | CHERAS | Existing | RYB | 11 kV |  |  |  |  | 70_1C_AL_XLPE |  |  |  | 1.638 m |  |  |  | 3 | 0 | Pass | null
254455010 | TNB | DISTRIBUTION | CHERAS | Existing | RYB | 11 kV |  |  |  |  | 70_1C_AL_XLPE |  |  |  | 0.896 m |  |  |  | 3 | 0 | Pass | null
254455014 | TNB | DISTRIBUTION | CHERAS | Existing | RYB | 11 kV |  |  |  |  | 70_1C_AL_XLPE |  |  |  | 0.925 m |  |  |  | 3 | 0 | Pass | null
254455018 | TNB | DISTRIBUTION | CHERAS | Existing | RYB | 11 kV |  |  |  |  | 70_1C_AL_XLPE |  |  |  | 1.077 m |  |  |  | 3 | 0 | Pass | null
254455022 | TNB | DISTRIBUTION | CHERAS | Existing | RYB | 11 kV |  |  |  |  | 70_1C_AL_XLPE |  |  |  | 1.223 m |  |  |  | 3 | 0 | Pass | null
254455026 | TNB | DISTRIBUTION | CHERAS | Existing | RYB | 11 kV |  |  |  |  | 70_1C_AL_XLPE |  |  |  | 1.627 m |  |  |  | 3 | 0 | Pass | null
254455034 | TNB | DISTRIBUTION | CHERAS | Existing | RYB | 11 kV |  |  |  |  | 70_1C_AL_XLPE |  |  |  | 0.728 m |  |  |  | 3 | 0 | Pass | null
254455038 | TNB | DISTRIBUTION | CHERAS | Existing | RYB | 11 kV |  |  |  |  | 70_1C_AL_XLPE |  |  |  | 2.078 m |  |  |  | 3 | 0 | Pass | null
254455042 | TNB | DISTRIBUTION | CHERAS | Existing | RYB | 11 kV |  |  |  |  | 70_1C_AL_XLPE |  |  |  | 2.198 m |  |  |  | 3 | 0 | Pass | null
254455046 | TNB | DISTRIBUTION | CHERAS | Existing | RYB | 11 kV |  |  |  |  | 70_1C_AL_XLPE |  |  |  | 1.551 m |  |  |  | 3 | 0 | Pass | null
254455050 | TNB | DISTRIBUTION | CHERAS | Existing | RYB | 11 kV |  |  |  |  | 70_1C_AL_XLPE |  |  |  | 1.045 m |  |  |  | 3 | 0 | Pass | null
254455054 | TNB | DISTRIBUTION | CHERAS | Existing | RYB | 11 kV | NO | Class C |  |  | 70_1C_AL_XLPE |  |  |  | 0.977 m |  |  |  | 3 | 0 | Pass | null
254455058 | TNB | DISTRIBUTION | CHERAS | Existing | RYB | 11 kV | NO | Class C |  |  | 70_1C_AL_XLPE |  |  |  | 0.962 m |  |  |  | 3 | 0 | Pass | null
254455062 | TNB | DISTRIBUTION | CHERAS | Existing | RYB | 11 kV | NO | Class C |  |  | 70_1C_AL_XLPE |  |  |  | 1.163 m |  |  |  | 3 | 0 | Pass | null
254455066 | TNB | DISTRIBUTION | CHERAS | Existing | RYB | 11 kV |  |  |  |  | 70_1C_AL_XLPE |  |  |  | 1.679 m |  |  |  | 3 | 0 | Pass | null
254455070 | TNB | DISTRIBUTION | CHERAS | Existing | RYB | 11 kV |  |  |  |  | 70_1C_AL_XLPE |  |  |  | 0.936 m |  |  |  | 3 | 0 | Pass | null
254455074 | TNB | DISTRIBUTION | CHERAS | Existing | RYB | 11 kV |  |  |  |  | 70_1C_AL_XLPE |  |  |  | 1.731 m |  |  |  | 3 | 0 | Pass | null
254455078 | TNB | DISTRIBUTION | CHERAS | Existing | RYB | 11 kV |  |  |  |  | 70_1C_AL_XLPE |  |  |  | 1.257 m |  |  |  | 3 | 0 | Pass | null
254456586 | TNB | DISTRIBUTION | CHERAS | Existing | RYB | 11 kV |  |  |  |  | 70_1C_AL_XLPE |  |  |  | 2.229 m |  |  | I/C TX : 70_1C_AL_XLPE | 3 | 0 | Pass | null
254458410 | TNB | DISTRIBUTION | CHERAS | Existing | RYB | 11 kV |  |  |  |  | 70_1C_AL_XLPE |  |  |  | 0.978 m |  |  |  | 3 | 0 | Pass | null
254461290 | TNB | DISTRIBUTION | CHERAS | Existing | RYB | 11 kV |  |  |  |  | 70_1C_AL_XLPE |  |  |  | 2.333 m |  |  |  | 3 | 0 | Pass | null
254461294 | TNB | DISTRIBUTION | CHERAS | Existing | RYB | 11 kV | NO | Class C |  |  | 70_1C_AL_XLPE |  |  |  | 1.264 m |  |  | I/C TX : 70_1C_AL_XLPE | 3 | 0 | Pass | null
254461394 | TNB | DISTRIBUTION | CHERAS | Existing | RYB | 11 kV |  |  |  |  | 70_1C_AL_XLPE |  |  |  | 1.035 m |  |  | INCOMING TX - 70 _1C_AL_XLPE | 3 | 0 | Pass | null
254462422 | TNB | DISTRIBUTION | CHERAS | Existing | RYB | 11 kV |  |  |  |  | 70_1C_AL_XLPE |  |  |  | 2.036 m |  |  |  | 3 | 0 | Pass | null
254462442 | TNB | DISTRIBUTION | CHERAS | Existing | RYB | 11 kV |  |  |  |  | 70_1C_AL_XLPE |  |  |  | 1.996 m |  |  |  | 3 | 0 | Pass | null
254462446 | TNB | DISTRIBUTION | CHERAS | Existing | RYB | 11 kV |  |  |  |  | 70_1C_AL_XLPE |  |  |  | 1.746 m |  |  |  | 3 | 0 | Pass | null
254462450 | TNB | DISTRIBUTION | CHERAS | Existing | RYB | 11 kV |  |  |  |  | 70_1C_AL_XLPE |  |  |  | 1.683 m |  |  |  | 3 | 0 | Pass | null
254462454 | TNB | DISTRIBUTION | CHERAS | Existing | RYB | 11 kV |  |  |  |  | 70_1C_AL_XLPE |  |  |  | 1.091 m |  |  |  | 3 | 0 | Pass | null
254462750 | TNB | DISTRIBUTION | CHERAS | Existing | RYB | 11 kV |  |  |  |  | 70_1C_AL_XLPE |  |  |  | 1.219 m |  |  | I/C TX : 70_1C_AL_XLPE | 3 | 0 | Pass | null
254462754 | TNB | DISTRIBUTION | CHERAS | Existing | RYB | 11 kV |  |  |  |  | 70_1C_AL_XLPE |  |  |  | 0.944 m |  |  |  | 3 | 0 | Pass | null
254462762 | TNB | DISTRIBUTION | CHERAS | Existing | RYB | 11 kV | NO | Class C |  |  | 70_1C_AL_XLPE |  |  |  | 1.224 m |  |  | I/C TX : 70_1C_AL_XLPE | 3 | 0 | Pass | null
254462766 | TNB | DISTRIBUTION | CHERAS | Existing | RYB | 11 kV |  |  |  |  | 70_1C_AL_XLPE |  |  |  | 0.943 m |  |  | I/C TX : 70_1C_AL_XLPE | 3 | 0 | Pass | null
254462770 | TNB | DISTRIBUTION | CHERAS | Existing | RYB | 11 kV |  |  |  |  | 70_1C_AL_XLPE |  |  |  | 1.091 m |  |  | I/C TX : 70_1C_AL_XLPE | 3 | 0 | Pass | null
254466426 | TNB | DISTRIBUTION | CHERAS | Existing | RYB | 11 kV |  |  |  |  | 70_1C_AL_XLPE |  |  |  | 1.413 m |  |  | I/C : 70_1C_AL_XLPE | 3 | 0 | Pass | null
254466430 | TNB | DISTRIBUTION | CHERAS | Existing | RYB | 11 kV |  |  |  |  | 70_1C_AL_XLPE |  |  |  | 1.197 m |  |  | I/C : 70_1C_AL_XLPE | 3 | 0 | Pass | null
254467242 | TNB | DISTRIBUTION | CHERAS | Existing | RYB | 11 kV |  |  |  |  | 70_1C_AL_XLPE |  |  |  | 1.991 m |  |  | I/C : 70_1C_AL_XLPE | 3 | 0 | Pass | null
254467246 | TNB | DISTRIBUTION | CHERAS | Existing | RYB | 11 kV |  |  |  |  | 70_1C_AL_XLPE |  |  |  | 1.108 m |  |  |  | 3 | 0 | Pass | null
254467250 | TNB | DISTRIBUTION | CHERAS | Existing | RYB | 11 kV | NO | Class C |  |  | 70_1C_AL_XLPE |  |  |  | 1.477 m |  |  |  | 3 | 0 | Pass | null
254467254 | TNB | DISTRIBUTION | CHERAS | Existing | RYB | 11 kV | NO | Class C |  |  | 70_1C_AL_XLPE |  |  |  | 1.095 m |  |  |  | 3 | 0 | Pass | null
254467258 | TNB | DISTRIBUTION | CHERAS | Existing | RYB | 11 kV |  |  |  |  | 70_1C_AL_XLPE |  |  |  | 6.808 m |  |  |  | 3 | 0 | Pass | null
254467262 | TNB | DISTRIBUTION | CHERAS | Existing | RYB | 11 kV |  |  |  |  | 70_1C_AL_XLPE |  |  |  | 0.998 m |  |  | I/C : 70_1C_AL_XLPE | 3 | 0 | Pass | null
254471234 | TNB | DISTRIBUTION | CHERAS | Existing | RYB | 11 kV |  |  |  |  | 70_1C_AL_XLPE |  |  |  | 1.273 m |  |  |  | 3 | 0 | Pass | null
254471238 | TNB | DISTRIBUTION | CHERAS | Existing | RYB | 11 kV |  |  |  |  | 70_1C_AL_XLPE |  |  |  | 1.179 m |  |  |  | 3 | 0 | Pass | null
254472034 | TNB | DISTRIBUTION | CHERAS | Existing | RYB | 11 kV |  |  |  |  | 70_1C_AL_XLPE |  |  |  | 1.851 m |  |  |  | 3 | 0 | Pass | null
254474182 | TNB | DISTRIBUTION | CHERAS | Existing | RYB | 11 kV |  |  |  |  | 70_1C_AL_XLPE |  |  |  | 1.201 m |  |  |  | 3 | 0 | Pass | null
254474190 | TNB | DISTRIBUTION | CHERAS | Existing | RYB | 11 kV |  |  |  |  | 70_1C_AL_XLPE |  |  |  | 1.720 m |  |  |  | 3 | 0 | Pass | null
254474838 | TNB | DISTRIBUTION | CHERAS | Existing | RYB | 11 kV | NO | Class C |  |  | 70_1C_AL_XLPE |  |  |  | 1.092 m |  |  | INCOMING TX - XLPE 3 X 70 1C AL NOT IN SYSTEM | 3 | 0 | Pass | null
254476458 | TNB | DISTRIBUTION | CHERAS | Existing | RYB | 11 kV |  |  |  |  | 70_1C_AL_XLPE |  |  |  | 0.027 m |  |  |  | 3 | 0 | Pass | null
254476854 | TNB | DISTRIBUTION | CHERAS | Existing | RYB | 11 kV |  |  |  |  | 70_1C_AL_XLPE |  |  |  | 0.027 m |  |  |  | 3 | 0 | Pass | null
254482634 | TNB | DISTRIBUTION | CHERAS | Existing | RYB | 11 kV |  |  |  |  | 70_1C_AL_XLPE |  |  |  | 0.027 m |  |  |  | 3 | 0 | Pass | null
254501700 | TNB | DISTRIBUTION | CHERAS | Existing | RYB | 11 kV |  |  |  |  | 70_1C_AL_XLPE |  |  |  | 1.245 m |  |  |  | 3 | 0 | Pass | null
254501704 | TNB | DISTRIBUTION | CHERAS | Existing | RYB | 11 kV | NO | Class C |  |  | 70_1C_AL_XLPE |  |  |  | 1.383 m |  |  |  | 3 | 0 | Pass | null
254501708 | TNB | DISTRIBUTION | CHERAS | Existing | RYB | 11 kV |  |  |  |  | 70_1C_AL_XLPE |  |  |  | 1.959 m |  |  |  | 3 | 0 | Pass | null
254501712 | TNB | DISTRIBUTION | CHERAS | Existing | RYB | 11 kV |  |  |  |  | 70_1C_AL_XLPE |  |  |  | 1.208 m |  |  |  | 3 | 0 | Pass | null
254501716 | TNB | DISTRIBUTION | CHERAS | Existing | RYB | 11 kV |  |  |  |  | 70_1C_AL_XLPE |  |  |  | 1.782 m |  |  |  | 3 | 0 | Pass | null
254501720 | TNB | DISTRIBUTION | CHERAS | Existing | RYB | 11 kV |  |  |  |  | 70_1C_AL_XLPE |  |  |  | 1.062 m |  |  |  | 3 | 0 | Pass | null
254501724 | TNB | DISTRIBUTION | CHERAS | Existing | RYB | 11 kV |  |  |  |  | 70_1C_AL_XLPE |  |  |  | 1.073 m |  |  |  | 3 | 0 | Pass | null
254501728 | TNB | DISTRIBUTION | CHERAS | Existing | RYB | 11 kV |  |  |  |  | 70_1C_AL_XLPE |  |  |  | 0.904 m |  |  |  | 3 | 0 | Pass | null
254501732 | TNB | DISTRIBUTION | CHERAS | Existing | RYB | 11 kV |  |  |  |  | 70_1C_AL_XLPE |  |  |  | 2.633 m |  |  |  | 3 | 0 | Pass | null
254501736 | TNB | DISTRIBUTION | CHERAS | Existing | RYB | 11 kV |  |  |  |  | 70_1C_AL_XLPE |  |  |  | 0.990 m |  |  |  | 3 | 0 | Pass | null
254501740 | TNB | DISTRIBUTION | CHERAS | Existing | RYB | 11 kV |  |  |  |  | 70_1C_AL_XLPE |  |  |  | 1.141 m |  |  |  | 3 | 0 | Pass | null
254501744 | TNB | DISTRIBUTION | CHERAS | Existing | RYB | 11 kV |  |  |  |  | 70_1C_AL_XLPE |  |  |  | 1.133 m |  |  |  | 3 | 0 | Pass | null
254501748 | TNB | DISTRIBUTION | CHERAS | Existing | RYB | 11 kV |  |  |  |  | 70_1C_AL_XLPE |  |  |  | 2.094 m |  |  |  | 3 | 0 | Pass | null
254501752 | TNB | DISTRIBUTION | CHERAS | Existing | RYB | 11 kV |  |  |  |  | 70_1C_AL_XLPE |  |  |  | 1.777 m |  |  |  | 3 | 0 | Pass | null
254501756 | TNB | DISTRIBUTION | CHERAS | Existing | RYB | 11 kV |  |  |  |  | 70_1C_AL_XLPE |  |  |  | 1.335 m |  |  |  | 3 | 0 | Pass | null
254501888 | TNB | DISTRIBUTION | CHERAS | Existing | RYB | 11 kV |  |  |  |  | 70_1C_AL_XLPE |  |  |  | 1.251 m |  |  |  | 3 | 0 | Pass | null
254501892 | TNB | DISTRIBUTION | CHERAS | Existing | RYB | 11 kV |  |  |  |  | 70_1C_AL_XLPE |  |  |  | 0.810 m |  |  |  | 3 | 0 | Pass | null
254501896 | TNB | DISTRIBUTION | CHERAS | Existing | RYB | 11 kV |  |  |  |  | 70_1C_AL_XLPE |  |  |  | 1.493 m |  |  |  | 3 | 0 | Pass | null
254501900 | TNB | DISTRIBUTION | CHERAS | Existing | RYB | 11 kV |  |  |  |  | 70_1C_AL_XLPE |  |  |  | 0.871 m |  |  |  | 3 | 0 | Pass | null
254501904 | TNB | DISTRIBUTION | CHERAS | Existing | RYB | 11 kV |  |  |  |  | 70_1C_AL_XLPE |  |  |  | 1.066 m |  |  |  | 3 | 0 | Pass | null
254501908 | TNB | DISTRIBUTION | CHERAS | Existing | RYB | 11 kV |  |  |  |  | 70_1C_AL_XLPE |  |  |  | 1.954 m |  |  |  | 3 | 0 | Pass | null
254501912 | TNB | DISTRIBUTION | CHERAS | Existing | RYB | 11 kV | NO | Class C |  |  | 70_1C_AL_XLPE |  |  |  | 0.816 m |  |  |  | 3 | 0 | Pass | null
254501940 | TNB | DISTRIBUTION | CHERAS | Existing | RYB | 11 kV |  |  |  |  | 70_1C_AL_XLPE |  |  |  | 1.441 m |  |  |  | 3 | 0 | Pass | null
254501948 | TNB | DISTRIBUTION | CHERAS | Existing | RYB | 11 kV | NO | Class C |  |  | 70_1C_AL_XLPE |  |  |  | 2.356 m |  |  |  | 3 | 0 | Pass | null
254501952 | TNB | DISTRIBUTION | CHERAS | Existing | RYB | 11 kV | NO | Class C |  |  | 70_1C_AL_XLPE |  |  |  | 1.139 m |  |  |  | 3 | 0 | Pass | null
254501956 | TNB | DISTRIBUTION | CHERAS | Existing | RYB | 11 kV | NO | Class C |  |  | 70_1C_AL_XLPE |  |  |  | 0.944 m |  |  |  | 3 | 0 | Pass | null
254502280 | TNB | DISTRIBUTION | CHERAS | Existing | RYB | 11 kV |  |  |  |  | 70_1C_AL_XLPE |  |  |  | 2.100 m |  |  |  | 3 | 0 | Pass | null
254502284 | TNB | DISTRIBUTION | CHERAS | Existing | RYB | 11 kV | NO | Class C |  |  | 70_1C_AL_XLPE |  |  |  | 0.831 m |  |  |  | 3 | 0 | Pass | null
254502292 | TNB | DISTRIBUTION | CHERAS | Existing | RYB | 11 kV |  |  |  |  | 70_1C_AL_XLPE |  |  |  | 1.334 m |  |  |  | 3 | 0 | Pass | null
254502296 | TNB | DISTRIBUTION | CHERAS | Existing | RYB | 11 kV |  |  |  |  | 70_1C_AL_XLPE |  |  |  | 1.670 m |  |  |  | 3 | 0 | Pass | null
254502300 | TNB | DISTRIBUTION | CHERAS | Existing | RYB | 11 kV |  |  |  |  | 70_1C_AL_XLPE |  |  |  | 1.257 m |  |  |  | 3 | 0 | Pass | null
254502304 | TNB | DISTRIBUTION | CHERAS | Existing | RYB | 11 kV |  |  |  |  | 70_1C_AL_XLPE |  |  |  | 1.190 m |  |  |  | 3 | 0 | Pass | null
254502308 | TNB | DISTRIBUTION | CHERAS | Existing | RYB | 11 kV |  |  |  |  | 70_1C_AL_XLPE |  |  |  | 1.029 m |  |  |  | 3 | 0 | Pass | null
254502316 | TNB | DISTRIBUTION | CHERAS | Existing | RYB | 11 kV |  |  |  |  | 70_1C_AL_XLPE |  |  |  | 1.416 m |  |  |  | 3 | 0 | Pass | null
254502320 | TNB | DISTRIBUTION | CHERAS | Existing | RYB | 11 kV |  |  |  |  | 70_1C_AL_XLPE |  |  |  | 0.954 m |  |  |  | 3 | 0 | Pass | null
254502328 | TNB | DISTRIBUTION | CHERAS | Existing | RYB | 11 kV | NO | Class C |  |  | 70_1C_AL_XLPE |  |  |  | 1.743 m |  |  |  | 3 | 0 | Pass | null
254502332 | TNB | DISTRIBUTION | CHERAS | Existing | RYB | 11 kV |  |  |  |  | 70_1C_AL_XLPE |  |  |  | 1.900 m |  |  |  | 3 | 0 | Pass | null
254502336 | TNB | DISTRIBUTION | CHERAS | Existing | RYB | 11 kV |  |  |  |  | 70_1C_AL_XLPE |  |  |  | 1.255 m |  |  |  | 3 | 0 | Pass | null
254502420 | TNB | DISTRIBUTION | CHERAS | Existing | RYB | 11 kV |  |  |  |  | 70_1C_AL_XLPE |  |  |  | 1.752 m |  |  |  | 3 | 0 | Pass | null
254502424 | TNB | DISTRIBUTION | CHERAS | Existing | RYB | 11 kV |  |  |  |  | 70_1C_AL_XLPE |  |  |  | 1.830 m |  |  |  | 3 | 0 | Pass | null
254502428 | TNB | DISTRIBUTION | CHERAS | Existing | RYB | 11 kV |  |  |  |  | 70_1C_AL_XLPE |  |  |  | 1.661 m |  |  |  | 3 | 0 | Pass | null
254502432 | TNB | DISTRIBUTION | CHERAS | Existing | RYB | 11 kV |  |  |  |  | 70_1C_AL_XLPE |  |  |  | 1.789 m |  |  |  | 3 | 0 | Pass | null
254502436 | TNB | DISTRIBUTION | CHERAS | Existing | RYB | 11 kV |  |  |  |  | 70_1C_AL_XLPE |  |  |  | 1.120 m |  |  |  | 3 | 0 | Pass | null
254502440 | TNB | DISTRIBUTION | CHERAS | Existing | RYB | 11 kV |  |  |  |  | 70_1C_AL_XLPE |  |  |  | 1.158 m |  |  |  | 3 | 0 | Pass | null
254502936 | TNB | DISTRIBUTION | CHERAS | Existing | RYB | 11 kV |  |  |  |  | 70_1C_AL_XLPE |  |  |  | 1.018 m |  |  |  | 3 | 0 | Pass | null
254502996 | TNB | DISTRIBUTION | CHERAS | Existing | RYB | 11 kV |  |  |  |  | 70_1C_AL_XLPE |  |  |  | 1.187 m |  |  | INCOMING TX - 70 _1C_AL_XLPE | 3 | 0 | Pass | null
254503040 | TNB | DISTRIBUTION | CHERAS | Existing | RYB | 11 kV | NO | Class C |  |  | 70_1C_AL_XLPE |  |  |  | 2.092 m |  |  |  | 3 | 0 | Pass | null
254503124 | TNB | DISTRIBUTION | CHERAS | Existing | RYB | 11 kV |  |  |  |  | 70_1C_AL_XLPE |  |  |  | 2.619 m |  |  |  | 3 | 0 | Pass | null
254503128 | TNB | DISTRIBUTION | CHERAS | Existing | RYB | 11 kV |  |  |  |  | 70_1C_AL_XLPE |  |  |  | 1.770 m |  |  |  | 3 | 0 | Pass | null
254503132 | TNB | DISTRIBUTION | CHERAS | Existing | RYB | 11 kV |  |  |  |  | 70_1C_AL_XLPE |  |  |  | 1.910 m |  |  |  | 3 | 0 | Pass | null
254503136 | TNB | DISTRIBUTION | CHERAS | Existing | RYB | 11 kV |  |  |  |  | 70_1C_AL_XLPE |  |  |  | 1.537 m |  |  |  | 3 | 0 | Pass | null
254503140 | TNB | DISTRIBUTION | CHERAS | Existing | RYB | 11 kV |  |  |  |  | 70_1C_AL_XLPE |  |  |  | 1.498 m |  |  |  | 3 | 0 | Pass | null
254503144 | TNB | DISTRIBUTION | CHERAS | Existing | RYB | 11 kV |  |  |  |  | 70_1C_AL_XLPE |  |  |  | 1.367 m |  |  |  | 3 | 0 | Pass | null
254503148 | TNB | DISTRIBUTION | CHERAS | Existing | RYB | 11 kV |  |  |  |  | 70_1C_AL_XLPE |  |  |  | 1.393 m |  |  |  | 3 | 0 | Pass | null
254503152 | TNB | DISTRIBUTION | CHERAS | Existing | RYB | 11 kV |  |  |  |  | 70_1C_AL_XLPE |  |  |  | 1.504 m |  |  |  | 3 | 0 | Pass | null
254503156 | TNB | DISTRIBUTION | CHERAS | Existing | RYB | 11 kV |  |  |  |  | 70_1C_AL_XLPE |  |  |  | 1.852 m |  |  |  | 3 | 0 | Pass | null
254503160 | TNB | DISTRIBUTION | CHERAS | Existing | RYB | 11 kV |  |  |  |  | 70_1C_AL_XLPE |  |  |  | 0.936 m |  |  |  | 3 | 0 | Pass | null
254503164 | TNB | DISTRIBUTION | CHERAS | Existing | RYB | 11 kV |  |  |  |  | 70_1C_AL_XLPE |  |  |  | 0.804 m |  |  |  | 3 | 0 | Pass | null
254503392 | TNB | DISTRIBUTION | CHERAS | Existing | RYB | 11 kV |  |  |  |  | 70_1C_AL_XLPE |  |  |  | 1.743 m |  |  |  | 3 | 0 | Pass | null
254503396 | TNB | DISTRIBUTION | CHERAS | Existing | RYB | 11 kV |  |  |  |  | 70_1C_AL_XLPE |  |  |  | 1.171 m |  |  |  | 3 | 0 | Pass | null
254503400 | TNB | DISTRIBUTION | CHERAS | Existing | RYB | 11 kV |  |  |  |  | 70_1C_AL_XLPE |  |  |  | 1.128 m |  |  |  | 3 | 0 | Pass | null
254503404 | TNB | DISTRIBUTION | CHERAS | Existing | RYB | 11 kV |  |  |  |  | 70_1C_AL_XLPE |  |  |  | 1.288 m |  |  |  | 3 | 0 | Pass | null
254503408 | TNB | DISTRIBUTION | CHERAS | Existing | RYB | 11 kV |  |  |  |  | 70_1C_AL_XLPE |  |  |  | 1.211 m |  |  |  | 3 | 0 | Pass | null
254503412 | TNB | DISTRIBUTION | CHERAS | Existing | RYB | 11 kV |  |  |  |  | 70_1C_AL_XLPE |  |  |  | 0.944 m |  |  |  | 3 | 0 | Pass | null
254503416 | TNB | DISTRIBUTION | CHERAS | Existing | RYB | 11 kV |  |  |  |  | 70_1C_AL_XLPE |  |  |  | 1.201 m |  |  |  | 3 | 0 | Pass | null
254503420 | TNB | DISTRIBUTION | CHERAS | Existing | RYB | 11 kV |  |  |  |  | 70_1C_AL_XLPE |  |  |  | 2.029 m |  |  |  | 3 | 0 | Pass | null
254503424 | TNB | DISTRIBUTION | CHERAS | Existing | RYB | 11 kV |  |  |  |  | 70_1C_AL_XLPE |  |  |  | 2.687 m |  |  |  | 3 | 0 | Pass | null
254503432 | TNB | DISTRIBUTION | CHERAS | Existing | RYB | 11 kV |  |  |  |  | 70_1C_AL_XLPE |  |  |  | 1.064 m |  |  |  | 3 | 0 | Pass | null
254503436 | TNB | DISTRIBUTION | CHERAS | Existing | RYB | 11 kV | NO | Class C |  |  | 70_1C_AL_XLPE |  |  |  | 0.941 m |  |  |  | 3 | 0 | Pass | null
254503440 | TNB | DISTRIBUTION | CHERAS | Existing | RYB | 11 kV |  |  |  |  | 70_1C_AL_XLPE |  |  |  | 1.611 m |  |  |  | 3 | 0 | Pass | null
254503444 | TNB | DISTRIBUTION | CHERAS | Existing | RYB | 11 kV |  |  |  |  | 70_1C_AL_XLPE |  |  |  | 0.852 m |  |  |  | 3 | 0 | Pass | null
254503448 | TNB | DISTRIBUTION | CHERAS | Existing | RYB | 11 kV |  |  |  |  | 70_1C_AL_XLPE |  |  |  | 1.726 m |  |  |  | 3 | 0 | Pass | null
254503452 | TNB | DISTRIBUTION | CHERAS | Existing | RYB | 11 kV |  |  |  |  | 70_1C_AL_XLPE |  |  |  | 1.811 m |  |  |  | 3 | 0 | Pass | null
254503456 | TNB | DISTRIBUTION | CHERAS | Existing | RYB | 11 kV |  |  |  |  | 70_1C_AL_XLPE |  |  |  | 1.813 m |  |  |  | 3 | 0 | Pass | null
254503460 | TNB | DISTRIBUTION | CHERAS | Existing | RYB | 11 kV |  |  |  |  | 70_1C_AL_XLPE |  |  |  | 1.503 m |  |  |  | 3 | 0 | Pass | null
254503780 | TNB | DISTRIBUTION | CHERAS | Existing | RYB | 11 kV |  |  |  |  | 70_1C_AL_XLPE |  |  |  | 1.075 m |  |  |  | 3 | 0 | Pass | null
254503784 | TNB | DISTRIBUTION | CHERAS | Existing | RYB | 11 kV |  |  |  |  | 70_1C_AL_XLPE |  |  |  | 1.076 m |  |  |  | 3 | 0 | Pass | null
254503788 | TNB | DISTRIBUTION | CHERAS | Existing | RYB | 11 kV |  |  |  |  | 70_1C_AL_XLPE |  |  |  | 1.167 m |  |  |  | 3 | 0 | Pass | null
254503792 | TNB | DISTRIBUTION | CHERAS | Existing | RYB | 11 kV |  |  |  |  | 70_1C_AL_XLPE |  |  |  | 2.047 m |  |  |  | 3 | 0 | Pass | null
254504552 | TNB | DISTRIBUTION | CHERAS | Existing | RYB | 11 kV |  |  |  |  | 70_1C_AL_XLPE |  |  |  | 1.175 m |  |  |  | 3 | 0 | Pass | null
254504564 | TNB | DISTRIBUTION | CHERAS | Existing | RYB | 11 kV |  |  |  |  | 70_1C_AL_XLPE |  |  |  | 1.746 m |  |  |  | 3 | 0 | Pass | null
254504588 | TNB | DISTRIBUTION | CHERAS | Existing | RYB | 11 kV |  |  |  |  | 70_1C_AL_XLPE |  |  |  | 0.992 m |  |  |  | 3 | 0 | Pass | null
254504600 | TNB | DISTRIBUTION | CHERAS | Existing | RYB | 11 kV |  |  |  |  | 70_1C_AL_XLPE |  |  |  | 3.040 m |  |  |  | 3 | 0 | Pass | null
254505140 | TNB | DISTRIBUTION | CHERAS | Existing | RYB | 11 kV |  |  |  |  | 70_1C_AL_XLPE |  |  |  | 1.980 m |  |  |  | 3 | 0 | Pass | null
254505144 | TNB | DISTRIBUTION | CHERAS | Existing | RYB | 11 kV |  |  |  |  | 70_1C_AL_XLPE |  |  |  | 1.541 m |  |  |  | 3 | 0 | Pass | null
254505148 | TNB | DISTRIBUTION | CHERAS | Existing | RYB | 11 kV | NO | Class C |  |  | 70_1C_AL_XLPE |  |  |  | 1.586 m |  |  |  | 3 | 0 | Pass | null
254505152 | TNB | DISTRIBUTION | CHERAS | Existing | RYB | 11 kV |  |  |  |  | 70_1C_AL_XLPE |  |  |  | 1.118 m |  |  |  | 3 | 0 | Pass | null
254505160 | TNB | DISTRIBUTION | CHERAS | Existing | RYB | 11 kV |  |  |  |  | 70_1C_AL_XLPE |  |  |  | 1.739 m |  |  |  | 3 | 0 | Pass | null
254505164 | TNB | DISTRIBUTION | CHERAS | Existing | RYB | 11 kV |  |  |  |  | 70_1C_AL_XLPE |  |  |  | 1.916 m |  |  |  | 3 | 0 | Pass | null
254505168 | TNB | DISTRIBUTION | CHERAS | Existing | RYB | 11 kV |  |  |  |  | 70_1C_AL_XLPE |  |  |  | 1.500 m |  |  |  | 3 | 0 | Pass | null
254505196 | TNB | DISTRIBUTION | CHERAS | Existing | RYB | 11 kV |  |  |  |  | 70_1C_AL_XLPE |  |  |  | 1.104 m |  |  |  | 3 | 0 | Pass | null
254505204 | TNB | DISTRIBUTION | CHERAS | Existing | RYB | 11 kV |  |  |  |  | 70_1C_AL_XLPE |  |  |  | 1.089 m |  |  |  | 3 | 0 | Pass | null
254505208 | TNB | DISTRIBUTION | CHERAS | Existing | RYB | 11 kV |  |  |  |  | 70_1C_AL_XLPE |  |  |  | 2.051 m |  |  |  | 3 | 0 | Pass | null
254505212 | TNB | DISTRIBUTION | CHERAS | Existing | RYB | 11 kV |  |  |  |  | 70_1C_AL_XLPE |  |  |  | 0.705 m |  |  |  | 3 | 0 | Pass | null
254506688 | TNB | DISTRIBUTION | CHERAS | Existing | RYB | 11 kV |  |  |  |  | 70_1C_AL_XLPE |  |  |  | 1.499 m |  |  |  | 3 | 0 | Pass | null
254506692 | TNB | DISTRIBUTION | CHERAS | Existing | RYB | 11 kV |  |  |  |  | 70_1C_AL_XLPE |  |  |  | 3.229 m |  |  |  | 3 | 0 | Pass | null
254506696 | TNB | DISTRIBUTION | CHERAS | Existing | RYB | 11 kV |  |  |  |  | 70_1C_AL_XLPE |  |  |  | 1.141 m |  |  |  | 3 | 0 | Pass | null
254507312 | TNB | DISTRIBUTION | CHERAS | Existing | RYB | 11 kV |  |  |  |  | 70_1C_AL_XLPE |  |  |  | 0.028 m |  |  |  | 3 | 0 | Pass | null
254508084 | TNB | DISTRIBUTION | CHERAS | Existing | RYB | 11 kV |  |  |  |  | 70_1C_AL_XLPE |  |  |  | 1.772 m |  |  |  | 3 | 0 | Pass | null
254508840 | TNB | DISTRIBUTION | CHERAS | Existing | RYB | 11 kV |  |  |  |  | 70_1C_AL_XLPE |  |  |  | 1.165 m |  |  |  | 3 | 0 | Pass | null
254511012 | TNB | DISTRIBUTION | CHERAS | Existing | RYB | 11 kV |  |  |  |  | 70_1C_AL_XLPE |  |  |  | 1.328 m |  |  |  | 3 | 0 | Pass | null
254511720 | TNB | DISTRIBUTION | CHERAS | Existing | RYB | 11 kV |  |  |  |  | 70_1C_AL_XLPE |  |  |  | 0.769 m |  |  |  | 3 | 0 | Pass | null
254511732 | TNB | DISTRIBUTION | CHERAS | Existing | RYB | 11 kV |  |  |  |  | 70_1C_AL_XLPE |  |  |  | 1.270 m |  |  |  | 3 | 0 | Pass | null
254512864 | TNB | DISTRIBUTION | CHERAS | Existing | RYB | 11 kV |  |  |  |  | 70_1C_AL_XLPE |  |  |  | 1.571 m |  |  |  | 3 | 0 | Pass | null
254512868 | TNB | DISTRIBUTION | CHERAS | Existing | RYB | 11 kV |  |  |  |  | 70_1C_AL_XLPE |  |  |  | 1.321 m |  |  |  | 3 | 0 | Pass | null
254512876 | TNB | DISTRIBUTION | CHERAS | Existing | RYB | 11 kV |  |  |  |  | 70_1C_AL_XLPE |  |  |  | 1.409 m |  |  |  | 3 | 0 | Pass | null
254512880 | TNB | DISTRIBUTION | CHERAS | Existing | RYB | 11 kV |  |  |  |  | 70_1C_AL_XLPE |  |  |  | 2.451 m |  |  |  | 3 | 0 | Pass | null
254512884 | TNB | DISTRIBUTION | CHERAS | Existing | RYB | 11 kV |  |  |  |  | 70_1C_AL_XLPE |  |  |  | 2.328 m |  |  |  | 3 | 0 | Pass | null
254512888 | TNB | DISTRIBUTION | CHERAS | Existing | RYB | 11 kV |  |  |  |  | 70_1C_AL_XLPE |  |  |  | 1.094 m |  |  |  | 3 | 0 | Pass | null
254513732 | TNB | DISTRIBUTION | CHERAS | Existing | RYB | 11 kV |  |  |  |  | 70_1C_AL_XLPE |  |  |  | 1.777 m |  |  |  | 3 | 0 | Pass | null
254513736 | TNB | DISTRIBUTION | CHERAS | Existing | RYB | 11 kV |  |  |  |  | 70_1C_AL_XLPE |  |  |  | 1.188 m |  |  |  | 3 | 0 | Pass | null
254513776 | TNB | DISTRIBUTION | CHERAS | Existing | RYB | 11 kV |  |  |  |  | 70_1C_AL_XLPE |  |  |  | 1.251 m |  |  |  | 3 | 0 | Pass | null
254514152 | TNB | DISTRIBUTION | CHERAS | Existing | RYB | 11 kV |  |  |  |  | 70_1C_AL_XLPE |  |  |  | 0.984 m |  |  |  | 3 | 0 | Pass | null
254514156 | TNB | DISTRIBUTION | CHERAS | Existing | RYB | 11 kV |  |  |  |  | 70_1C_AL_XLPE |  |  |  | 2.069 m |  |  |  | 3 | 0 | Pass | null
254514160 | TNB | DISTRIBUTION | CHERAS | Existing | RYB | 11 kV |  |  |  |  | 70_1C_AL_XLPE |  |  |  | 1.430 m |  |  |  | 3 | 0 | Pass | null
254514164 | TNB | DISTRIBUTION | CHERAS | Existing | RYB | 11 kV | NO | Class C |  |  | 70_1C_AL_XLPE |  |  |  | 1.168 m |  |  |  | 3 | 0 | Pass | null
254514168 | TNB | DISTRIBUTION | CHERAS | Existing | RYB | 11 kV |  |  |  |  | 70_1C_AL_XLPE |  |  |  | 0.744 m |  |  |  | 3 | 0 | Pass | null
254514316 | TNB | DISTRIBUTION | CHERAS | Existing | RYB | 11 kV |  |  |  |  | 70_1C_AL_XLPE |  |  |  | 1.697 m |  |  | I/C TX : 70_1C_AL_XLPE | 3 | 0 | Pass | null
254514376 | TNB | DISTRIBUTION | CHERAS | Existing | RYB | 11 kV |  |  |  |  | 70_1C_AL_XLPE |  |  |  | 0.787 m |  |  |  | 3 | 0 | Pass | null
254515688 | TNB | DISTRIBUTION | CHERAS | Existing | RYB | 11 kV |  |  |  |  | 70_1C_AL_XLPE |  |  |  | 1.530 m |  |  |  | 3 | 0 | Pass | null
254515692 | TNB | DISTRIBUTION | CHERAS | Existing | RYB | 11 kV |  |  |  |  | 70_1C_AL_XLPE |  |  |  | 1.139 m |  |  |  | 3 | 0 | Pass | null
254515696 | TNB | DISTRIBUTION | CHERAS | Existing | RYB | 11 kV |  |  |  |  | 70_1C_AL_XLPE |  |  |  | 2.068 m |  |  |  | 3 | 0 | Pass | null
254515704 | TNB | DISTRIBUTION | CHERAS | Existing | RYB | 11 kV |  |  |  |  | 70_1C_AL_XLPE |  |  |  | 1.746 m |  |  |  | 3 | 0 | Pass | null
254517072 | TNB | DISTRIBUTION | CHERAS | Existing | RYB | 11 kV | NO | Class C |  |  | 70_1C_AL_XLPE |  |  |  | 1.371 m |  |  |  | 3 | 0 | Pass | null
254519788 | TNB | DISTRIBUTION | CHERAS | Existing | RYB | 11 kV |  |  |  |  | 70_1C_AL_XLPE |  |  |  | 2.882 m |  |  |  | 3 | 0 | Pass | null
254519792 | TNB | DISTRIBUTION | CHERAS | Existing | RYB | 11 kV |  |  |  |  | 70_1C_AL_XLPE |  |  |  | 0.948 m |  |  |  | 3 | 0 | Pass | null
254519796 | TNB | DISTRIBUTION | CHERAS | Existing | RYB | 11 kV |  |  |  |  | 70_1C_AL_XLPE |  |  |  | 1.063 m |  |  |  | 3 | 0 | Pass | null
254519804 | TNB | DISTRIBUTION | CHERAS | Existing | RYB | 11 kV |  |  |  |  | 70_1C_AL_XLPE |  |  |  | 0.818 m |  |  |  | 3 | 0 | Pass | null
254519808 | TNB | DISTRIBUTION | CHERAS | Existing | RYB | 11 kV |  |  |  |  | 70_1C_AL_XLPE |  |  |  | 1.246 m |  |  |  | 3 | 0 | Pass | null
254519812 | TNB | DISTRIBUTION | CHERAS | Existing | RYB | 11 kV |  |  |  |  | 70_1C_AL_XLPE |  |  |  | 0.881 m |  |  |  | 3 | 0 | Pass | null
254523000 | TNB | DISTRIBUTION | CHERAS | Existing | RYB | 11 kV |  |  |  |  | 70_1C_AL_XLPE |  |  |  | 0.832 m |  |  |  | 3 | 0 | Pass | null
254523024 | TNB | DISTRIBUTION | CHERAS | Existing | RYB | 11 kV | NO | Class C |  |  | 70_1C_AL_XLPE |  |  |  | 1.596 m |  |  |  | 3 | 0 | Pass | null
254523028 | TNB | DISTRIBUTION | CHERAS | Existing | RYB | 11 kV |  |  |  |  | 70_1C_AL_XLPE |  |  |  | 0.832 m |  |  |  | 3 | 0 | Pass | null
254523032 | TNB | DISTRIBUTION | CHERAS | Existing | RYB | 11 kV |  |  |  |  | 70_1C_AL_XLPE |  |  |  | 1.934 m |  |  |  | 3 | 0 | Pass | null
254523036 | TNB | DISTRIBUTION | CHERAS | Existing | RYB | 11 kV |  |  |  |  | 70_1C_AL_XLPE |  |  |  | 2.645 m |  |  |  | 3 | 0 | Pass | null
254523040 | TNB | DISTRIBUTION | CHERAS | Existing | RYB | 11 kV |  |  |  |  | 70_1C_AL_XLPE |  |  |  | 1.595 m |  |  |  | 3 | 0 | Pass | null
254523052 | TNB | DISTRIBUTION | CHERAS | Existing | RYB | 11 kV |  |  |  |  | 70_1C_AL_XLPE |  |  |  | 1.876 m |  |  |  | 3 | 0 | Pass | null
254523056 | TNB | DISTRIBUTION | CHERAS | Existing | RYB | 11 kV |  |  |  |  | 70_1C_AL_XLPE |  |  |  | 2.585 m |  |  |  | 3 | 0 | Pass | null
254523732 | TNB | DISTRIBUTION | CHERAS | Existing | RYB | 11 kV |  |  |  |  | 70_1C_AL_XLPE |  |  |  | 1.946 m |  |  |  | 3 | 0 | Pass | null
254523740 | TNB | DISTRIBUTION | CHERAS | Existing | RYB | 11 kV |  |  |  |  | 70_1C_AL_XLPE |  |  |  | 1.220 m |  |  |  | 3 | 0 | Pass | null
254523752 | TNB | DISTRIBUTION | CHERAS | Existing | RYB | 11 kV |  |  |  |  | 70_1C_AL_XLPE |  |  |  | 1.884 m |  |  |  | 3 | 0 | Pass | null
254523764 | TNB | DISTRIBUTION | CHERAS | Existing | RYB | 11 kV |  |  |  |  | 70_1C_AL_XLPE |  |  |  | 1.116 m |  |  |  | 3 | 0 | Pass | null
254523776 | TNB | DISTRIBUTION | CHERAS | Existing | RYB | 11 kV |  |  |  |  | 70_1C_AL_XLPE |  |  |  | 1.162 m |  |  |  | 3 | 0 | Pass | null
254523788 | TNB | DISTRIBUTION | CHERAS | Existing | RYB | 11 kV |  |  |  |  | 70_1C_AL_XLPE |  |  |  | 1.506 m |  |  |  | 3 | 0 | Pass | null
254523792 | TNB | DISTRIBUTION | CHERAS | Existing | RYB | 11 kV | NO | Class C |  |  | 70_1C_AL_XLPE |  |  |  | 0.904 m |  |  |  | 3 | 0 | Pass | null
254523796 | TNB | DISTRIBUTION | CHERAS | Existing | RYB | 11 kV | NO | Class C |  |  | 70_1C_AL_XLPE |  |  |  | 1.240 m |  |  |  | 3 | 0 | Pass | null
254525348 | TNB | DISTRIBUTION | CHERAS | Existing | RYB | 11 kV |  |  |  |  | 70_1C_AL_XLPE |  |  |  | 1.404 m |  |  |  | 3 | 0 | Pass | null
254525356 | TNB | DISTRIBUTION | CHERAS | Existing | RYB | 11 kV |  |  |  |  | 70_1C_AL_XLPE |  |  |  | 2.078 m |  |  |  | 3 | 0 | Pass | null
254525364 | TNB | DISTRIBUTION | CHERAS | Existing | RYB | 11 kV |  |  |  |  | 70_1C_AL_XLPE |  |  |  | 0.930 m |  |  |  | 3 | 0 | Pass | null
254525664 | TNB | DISTRIBUTION | CHERAS | Existing | RYB | 11 kV |  |  |  |  | 70_1C_AL_XLPE |  |  |  | 1.038 m |  |  |  | 3 | 0 | Pass | null
254525668 | TNB | DISTRIBUTION | CHERAS | Existing | RYB | 11 kV |  |  |  |  | 70_1C_AL_XLPE |  |  |  | 2.374 m |  |  |  | 3 | 0 | Pass | null
254525672 | TNB | DISTRIBUTION | CHERAS | Existing | RYB | 11 kV |  |  |  |  | 70_1C_AL_XLPE |  |  |  | 0.948 m |  |  |  | 3 | 0 | Pass | null
254525688 | TNB | DISTRIBUTION | CHERAS | Existing | RYB | 11 kV |  |  |  |  | 70_1C_AL_XLPE |  |  |  | 1.067 m |  |  |  | 3 | 0 | Pass | null
254525696 | TNB | DISTRIBUTION | CHERAS | Existing | RYB | 11 kV |  |  |  |  | 70_1C_AL_XLPE |  |  |  | 0.833 m |  |  |  | 3 | 0 | Pass | null
254525812 | TNB | DISTRIBUTION | CHERAS | Existing | RYB | 11 kV |  |  |  |  | 70_1C_AL_XLPE |  |  |  | 1.358 m |  |  |  | 3 | 0 | Pass | null
254525888 | TNB | DISTRIBUTION | CHERAS | Existing | RYB | 11 kV |  |  |  |  | 70_1C_AL_XLPE |  |  |  | 1.966 m |  |  |  | 3 | 0 | Pass | null
254526260 | TNB | DISTRIBUTION | CHERAS | Existing | RYB | 11 kV |  |  |  |  | 70_1C_AL_XLPE |  |  |  | 0.914 m |  |  |  | 3 | 0 | Pass | null
254526440 | TNB | DISTRIBUTION | CHERAS | Existing | RYB | 11 kV |  |  |  |  | 70_1C_AL_XLPE |  |  |  | 0.806 m |  |  |  | 3 | 0 | Pass | null
254526452 | TNB | DISTRIBUTION | CHERAS | Existing | RYB | 11 kV |  |  |  |  | 70_1C_AL_XLPE |  |  |  | 1.277 m |  |  |  | 3 | 0 | Pass | null
254526468 | TNB | DISTRIBUTION | CHERAS | Existing | RYB | 11 kV |  |  |  |  | 70_1C_AL_XLPE |  |  |  | 1.775 m |  |  |  | 3 | 0 | Pass | null
254526648 | TNB | DISTRIBUTION | CHERAS | Existing | RYB | 11 kV |  |  |  |  | 70_1C_AL_XLPE |  |  |  | 1.440 m |  |  |  | 3 | 0 | Pass | null
254526652 | TNB | DISTRIBUTION | CHERAS | Existing | RYB | 11 kV |  |  |  |  | 70_1C_AL_XLPE |  |  |  | 0.990 m |  |  |  | 3 | 0 | Pass | null
254527821 | TNB | DISTRIBUTION | CHERAS | Existing | RYB | 11 kV |  |  |  |  | 70_1C_AL_XLPE |  |  |  | 0.841 m |  |  |  | 3 | 0 | Pass | null
254527845 | TNB | DISTRIBUTION | CHERAS | Existing | RYB | 11 kV | NO | Class C |  |  | 70_1C_AL_XLPE |  |  |  | 0.877 m |  |  | I/C TX : 70_1C_AL_XLPE | 3 | 0 | Pass | null
254528525 | TNB | DISTRIBUTION | CHERAS | Existing | RYB | 11 kV |  |  |  |  | 70_1C_AL_XLPE |  |  |  | 1.156 m |  |  |  | 3 | 0 | Pass | null
254528577 | TNB | DISTRIBUTION | CHERAS | Existing | RYB | 11 kV | NO | Class C |  |  | 70_1C_AL_XLPE |  |  |  | 0.861 m |  |  |  | 3 | 0 | Pass | null
254528929 | TNB | DISTRIBUTION | CHERAS | Existing | RYB | 11 kV |  |  |  |  | 70_1C_AL_XLPE |  |  |  | 1.062 m |  |  |  | 3 | 0 | Pass | null
254529169 | TNB | DISTRIBUTION | CHERAS | Existing | RYB | 11 kV | NO | Class C |  |  | 70_1C_AL_XLPE |  |  |  | 2.020 m |  |  |  | 3 | 0 | Pass | null
254529769 | TNB | DISTRIBUTION | CHERAS | Existing | RYB | 11 kV |  |  |  |  | 70_1C_AL_XLPE |  |  |  | 1.123 m |  |  |  | 3 | 0 | Pass | null
254529777 | TNB | DISTRIBUTION | CHERAS | Existing | RYB | 11 kV | NO | Class C |  |  | 70_1C_AL_XLPE |  |  |  | 1.290 m |  |  |  | 3 | 0 | Pass | null
254529985 | TNB | DISTRIBUTION | CHERAS | Existing | RYB | 11 kV | NO | Class C |  |  | 70_1C_AL_XLPE |  |  |  | 0.969 m |  |  | I/C TX : 70_1C_AL_XLPE | 3 | 0 | Pass | null
254529997 | TNB | DISTRIBUTION | CHERAS | Existing | RYB | 11 kV |  |  |  |  | 70_1C_AL_XLPE |  |  |  | 1.006 m |  |  |  | 3 | 0 | Pass | null
254530001 | TNB | DISTRIBUTION | CHERAS | Existing | RYB | 11 kV |  |  |  |  | 70_1C_AL_XLPE |  |  |  | 1.902 m |  |  |  | 3 | 0 | Pass | null
254530021 | TNB | DISTRIBUTION | CHERAS | Existing | RYB | 11 kV |  |  |  |  | 70_1C_AL_XLPE |  |  |  | 2.078 m |  |  |  | 3 | 0 | Pass | null
254530025 | TNB | DISTRIBUTION | CHERAS | Existing | RYB | 11 kV |  |  |  |  | 70_1C_AL_XLPE |  |  |  | 1.608 m |  |  |  | 3 | 0 | Pass | null
254530033 | TNB | DISTRIBUTION | CHERAS | Existing | RYB | 11 kV |  |  |  |  | 70_1C_AL_XLPE |  |  |  | 2.401 m |  |  |  | 3 | 0 | Pass | null
254530405 | TNB | DISTRIBUTION | CHERAS | Existing | RYB | 11 kV |  |  |  |  | 70_1C_AL_XLPE |  |  |  | 1.698 m |  |  |  | 3 | 0 | Pass | null
254530409 | TNB | DISTRIBUTION | CHERAS | Existing | RYB | 11 kV |  |  |  |  | 70_1C_AL_XLPE |  |  |  | 2.371 m |  |  |  | 3 | 0 | Pass | null
254530413 | TNB | DISTRIBUTION | CHERAS | Existing | RYB | 11 kV |  |  |  |  | 70_1C_AL_XLPE |  |  |  | 2.102 m |  |  |  | 3 | 0 | Pass | null
254530605 | TNB | DISTRIBUTION | CHERAS | Existing | RYB | 11 kV |  |  |  |  | 70_1C_AL_XLPE |  |  |  | 1.482 m |  |  |  | 3 | 0 | Pass | null
254530609 | TNB | DISTRIBUTION | CHERAS | Existing | RYB | 11 kV |  |  |  |  | 70_1C_AL_XLPE |  |  |  | 1.284 m |  |  |  | 3 | 0 | Pass | null
254530621 | TNB | DISTRIBUTION | CHERAS | Existing | RYB | 11 kV |  |  |  |  | 70_1C_AL_XLPE |  |  |  | 0.957 m |  |  |  | 3 | 0 | Pass | null
254531253 | TNB | DISTRIBUTION | CHERAS | Existing | RYB | 11 kV |  |  |  |  | 70_1C_AL_XLPE |  |  |  | 2.115 m |  |  |  | 3 | 0 | Pass | null
254532593 | TNB | DISTRIBUTION | CHERAS | Existing | RYB | 11 kV |  |  |  |  | 70_1C_AL_XLPE |  |  |  | 1.928 m |  |  |  | 3 | 0 | Pass | null
254533161 | TNB | DISTRIBUTION | CHERAS | Existing | RYB | 11 kV |  |  |  |  | 70_1C_AL_XLPE |  |  |  | 1.139 m |  |  |  | 3 | 0 | Pass | null
254533209 | TNB | DISTRIBUTION | CHERAS | Existing | RYB | 11 kV | NO | Class C |  |  | 70_1C_AL_XLPE |  |  |  | 1.472 m |  |  |  | 3 | 0 | Pass | null
254533721 | TNB | DISTRIBUTION | CHERAS | Existing | RYB | 11 kV |  |  |  |  | 70_1C_AL_XLPE |  |  |  | 2.737 m |  |  |  | 3 | 0 | Pass | null
254533725 | TNB | DISTRIBUTION | CHERAS | Existing | RYB | 11 kV |  |  |  |  | 70_1C_AL_XLPE |  |  |  | 1.401 m |  |  |  | 3 | 0 | Pass | null
254533729 | TNB | DISTRIBUTION | CHERAS | Existing | RYB | 11 kV |  |  |  |  | 70_1C_AL_XLPE |  |  |  | 1.049 m |  |  |  | 3 | 0 | Pass | null
254533733 | TNB | DISTRIBUTION | CHERAS | Existing | RYB | 11 kV |  |  |  |  | 70_1C_AL_XLPE |  |  |  | 1.230 m |  |  |  | 3 | 0 | Pass | null
254533737 | TNB | DISTRIBUTION | CHERAS | Existing | RYB | 11 kV |  |  |  |  | 70_1C_AL_XLPE |  |  |  | 1.314 m |  |  |  | 3 | 0 | Pass | null
254533741 | TNB | DISTRIBUTION | CHERAS | Existing | RYB | 11 kV |  |  |  |  | 70_1C_AL_XLPE |  |  |  | 1.076 m |  |  |  | 3 | 0 | Pass | null
254533745 | TNB | DISTRIBUTION | CHERAS | Existing | RYB | 11 kV |  |  |  |  | 70_1C_AL_XLPE |  |  |  | 1.611 m |  |  |  | 3 | 0 | Pass | null
254534445 | TNB | DISTRIBUTION | CHERAS | Existing | RYB | 11 kV |  |  |  |  | 70_1C_AL_XLPE |  |  |  | 1.732 m |  |  |  | 3 | 0 | Pass | null
254534909 | TNB | DISTRIBUTION | CHERAS | Existing | RYB | 11 kV |  |  |  |  | 70_1C_AL_XLPE |  |  |  | 1.809 m |  |  |  | 3 | 0 | Pass | null
254534913 | TNB | DISTRIBUTION | CHERAS | Existing | RYB | 11 kV |  |  |  |  | 70_1C_AL_XLPE |  |  |  | 0.984 m |  |  |  | 3 | 0 | Pass | null
254534937 | TNB | DISTRIBUTION | CHERAS | Existing | RYB | 11 kV |  |  |  |  | 70_1C_AL_XLPE |  |  |  | 2.171 m |  |  |  | 3 | 0 | Pass | null
254535053 | TNB | DISTRIBUTION | CHERAS | Existing | RYB | 11 kV |  |  |  |  | 70_1C_AL_XLPE |  |  |  | 1.364 m |  |  |  | 3 | 0 | Pass | null
254537165 | TNB | DISTRIBUTION | CHERAS | Existing | RYB | 11 kV |  |  |  |  | 70_1C_AL_XLPE |  |  |  | 0.965 m |  |  |  | 3 | 0 | Pass | null
254537169 | TNB | DISTRIBUTION | CHERAS | Existing | RYB | 11 kV | NO | Class C |  |  | 70_1C_AL_XLPE |  |  |  | 0.843 m |  |  |  | 3 | 0 | Pass | null
254537173 | TNB | DISTRIBUTION | CHERAS | Existing | RYB | 11 kV |  |  |  |  | 70_1C_AL_XLPE |  |  |  | 1.203 m |  |  |  | 3 | 0 | Pass | null
254537177 | TNB | DISTRIBUTION | CHERAS | Existing | RYB | 11 kV |  |  |  |  | 70_1C_AL_XLPE |  |  |  | 0.773 m |  |  |  | 3 | 0 | Pass | null
254537181 | TNB | DISTRIBUTION | CHERAS | Existing | RYB | 11 kV |  |  |  |  | 70_1C_AL_XLPE |  |  |  | 1.301 m |  |  |  | 3 | 0 | Pass | null
254537193 | TNB | DISTRIBUTION | CHERAS | Existing | RYB | 11 kV |  |  |  |  | 70_1C_AL_XLPE |  |  |  | 1.243 m |  |  |  | 3 | 0 | Pass | null
254537197 | TNB | DISTRIBUTION | CHERAS | Existing | RYB | 11 kV |  |  |  |  | 70_1C_AL_XLPE |  |  |  | 1.149 m |  |  |  | 3 | 0 | Pass | null
254537537 | TNB | DISTRIBUTION | CHERAS | Existing | RYB | 11 kV |  |  |  |  | 70_1C_AL_XLPE |  |  |  | 0.931 m |  |  |  | 3 | 0 | Pass | null
254537809 | TNB | DISTRIBUTION | CHERAS | Existing | RYB | 11 kV |  |  |  |  | 70_1C_AL_XLPE |  |  |  | 1.272 m |  |  |  | 3 | 0 | Pass | null
254537813 | TNB | DISTRIBUTION | CHERAS | Existing | RYB | 11 kV |  |  |  |  | 70_1C_AL_XLPE |  |  |  | 1.100 m |  |  |  | 3 | 0 | Pass | null
254537817 | TNB | DISTRIBUTION | CHERAS | Existing | RYB | 11 kV |  |  |  |  | 70_1C_AL_XLPE |  |  |  | 1.839 m |  |  |  | 3 | 0 | Pass | null
254537821 | TNB | DISTRIBUTION | CHERAS | Existing | RYB | 11 kV |  |  |  |  | 70_1C_AL_XLPE |  |  |  | 2.674 m |  |  |  | 3 | 0 | Pass | null
254537825 | TNB | DISTRIBUTION | CHERAS | Existing | RYB | 11 kV |  |  |  |  | 70_1C_AL_XLPE |  |  |  | 2.080 m |  |  |  | 3 | 0 | Pass | null
254537833 | TNB | DISTRIBUTION | CHERAS | Existing | RYB | 11 kV |  |  |  |  | 70_1C_AL_XLPE |  |  |  | 1.835 m |  |  |  | 3 | 0 | Pass | null
254537841 | TNB | DISTRIBUTION | CHERAS | Existing | RYB | 11 kV |  |  |  |  | 70_1C_AL_XLPE |  |  |  | 1.017 m |  |  |  | 3 | 0 | Pass | null
254537845 | TNB | DISTRIBUTION | CHERAS | Existing | RYB | 11 kV |  |  |  |  | 70_1C_AL_XLPE |  |  |  | 2.000 m |  |  |  | 3 | 0 | Pass | null
254538061 | TNB | DISTRIBUTION | CHERAS | Existing | RYB | 11 kV |  |  |  |  | 70_1C_AL_XLPE |  |  |  | 2.643 m |  |  |  | 3 | 0 | Pass | null
254538065 | TNB | DISTRIBUTION | CHERAS | Existing | RYB | 11 kV |  |  |  |  | 70_1C_AL_XLPE |  |  |  | 1.716 m |  |  |  | 3 | 0 | Pass | null
254538069 | TNB | DISTRIBUTION | CHERAS | Existing | RYB | 11 kV |  |  |  |  | 70_1C_AL_XLPE |  |  |  | 1.114 m |  |  |  | 3 | 0 | Pass | null
254538073 | TNB | DISTRIBUTION | CHERAS | Existing | RYB | 11 kV |  |  |  |  | 70_1C_AL_XLPE |  |  |  | 1.404 m |  |  |  | 3 | 0 | Pass | null
254538077 | TNB | DISTRIBUTION | CHERAS | Existing | RYB | 11 kV |  |  |  |  | 70_1C_AL_XLPE |  |  |  | 1.444 m |  |  |  | 3 | 0 | Pass | null
254538081 | TNB | DISTRIBUTION | CHERAS | Existing | RYB | 11 kV |  |  |  |  | 70_1C_AL_XLPE |  |  |  | 1.312 m |  |  |  | 3 | 0 | Pass | null
254538085 | TNB | DISTRIBUTION | CHERAS | Existing | RYB | 11 kV |  |  |  |  | 70_1C_AL_XLPE |  |  |  | 1.456 m |  |  |  | 3 | 0 | Pass | null
254538089 | TNB | DISTRIBUTION | CHERAS | Existing | RYB | 11 kV |  |  |  |  | 70_1C_AL_XLPE |  |  |  | 1.018 m |  |  |  | 3 | 0 | Pass | null
254538093 | TNB | DISTRIBUTION | CHERAS | Existing | RYB | 11 kV |  |  |  |  | 70_1C_AL_XLPE |  |  |  | 1.315 m |  |  |  | 3 | 0 | Pass | null
254538393 | TNB | DISTRIBUTION | CHERAS | Existing | RYB | 11 kV |  |  |  |  | 70_1C_AL_XLPE |  |  |  | 1.895 m |  |  |  | 3 | 0 | Pass | null
254538397 | TNB | DISTRIBUTION | CHERAS | Existing | RYB | 11 kV |  |  |  |  | 70_1C_AL_XLPE |  |  |  | 1.073 m |  |  |  | 3 | 0 | Pass | null
254538401 | TNB | DISTRIBUTION | CHERAS | Existing | RYB | 11 kV |  |  |  |  | 70_1C_AL_XLPE |  |  |  | 1.827 m |  |  |  | 3 | 0 | Pass | null
254538405 | TNB | DISTRIBUTION | CHERAS | Existing | RYB | 11 kV |  |  |  |  | 70_1C_AL_XLPE |  |  |  | 0.833 m |  |  |  | 3 | 0 | Pass | null
254539053 | TNB | DISTRIBUTION | CHERAS | Existing | RYB | 11 kV |  |  |  |  | 70_1C_AL_XLPE |  |  |  | 1.531 m |  |  |  | 3 | 0 | Pass | null
254540457 | TNB | DISTRIBUTION | CHERAS | Existing | RYB | 11 kV |  |  |  |  | 70_1C_AL_XLPE |  |  |  | 2.135 m |  |  |  | 3 | 0 | Pass | null
254540461 | TNB | DISTRIBUTION | CHERAS | Existing | RYB | 11 kV |  |  |  |  | 70_1C_AL_XLPE |  |  |  | 2.361 m |  |  |  | 3 | 0 | Pass | null
254540481 | TNB | DISTRIBUTION | CHERAS | Existing | RYB | 11 kV |  |  |  |  | 70_1C_AL_XLPE |  |  |  | 1.562 m |  |  |  | 3 | 0 | Pass | null
254540745 | TNB | DISTRIBUTION | CHERAS | Existing | RYB | 11 kV |  |  |  |  | 70_1C_AL_XLPE |  |  |  | 1.280 m |  |  |  | 3 | 0 | Pass | null
254541329 | TNB | DISTRIBUTION | CHERAS | Existing | RYB | 11 kV | NO | Class C |  |  | 70_1C_AL_XLPE |  |  |  | 1.836 m |  |  |  | 3 | 0 | Pass | null
254541333 | TNB | DISTRIBUTION | CHERAS | Existing | RYB | 11 kV |  |  |  |  | 70_1C_AL_XLPE |  |  |  | 0.888 m |  |  |  | 3 | 0 | Pass | null
254543109 | TNB | DISTRIBUTION | CHERAS | Existing | RYB | 11 kV |  |  |  |  | 70_1C_AL_XLPE |  |  |  | 1.644 m |  |  |  | 3 | 0 | Pass | null
254543197 | TNB | DISTRIBUTION | CHERAS | Existing | RYB | 11 kV |  |  |  |  | 70_1C_AL_XLPE |  |  |  | 7.363 m |  |  |  | 3 | 0 | Pass | null
254543405 | TNB | DISTRIBUTION | CHERAS | Existing | RYB | 11 kV |  |  |  |  | 70_1C_AL_XLPE |  |  |  | 1.352 m |  |  |  | 3 | 0 | Pass | null
254543409 | TNB | DISTRIBUTION | CHERAS | Existing | RYB | 11 kV |  |  |  |  | 70_1C_AL_XLPE |  |  |  | 1.117 m |  |  |  | 3 | 0 | Pass | null
254543413 | TNB | DISTRIBUTION | CHERAS | Existing | RYB | 11 kV |  |  |  |  | 70_1C_AL_XLPE |  |  |  | 2.342 m |  |  |  | 3 | 0 | Pass | null
254543417 | TNB | DISTRIBUTION | CHERAS | Existing | RYB | 11 kV |  |  |  |  | 70_1C_AL_XLPE |  |  |  | 2.011 m |  |  |  | 3 | 0 | Pass | null
254543421 | TNB | DISTRIBUTION | CHERAS | Existing | RYB | 11 kV |  |  |  |  | 70_1C_AL_XLPE |  |  |  | 1.298 m |  |  |  | 3 | 0 | Pass | null
254543909 | TNB | DISTRIBUTION | CHERAS | Existing | RYB | 11 kV |  |  |  |  | 70_1C_AL_XLPE |  |  |  | 1.427 m |  |  |  | 3 | 0 | Pass | null
254544477 | TNB | DISTRIBUTION | CHERAS | Existing | RYB | 11 kV |  |  |  |  | 70_1C_AL_XLPE |  |  |  | 2.499 m |  |  |  | 3 | 0 | Pass | null
254544489 | TNB | DISTRIBUTION | CHERAS | Existing | RYB | 11 kV |  |  |  |  | 70_1C_AL_XLPE |  |  |  | 1.312 m |  |  |  | 3 | 0 | Pass | null
254544497 | TNB | DISTRIBUTION | CHERAS | Existing | RYB | 11 kV |  |  |  |  | 70_1C_AL_XLPE |  |  |  | 2.108 m |  |  |  | 3 | 0 | Pass | null
254544505 | TNB | DISTRIBUTION | CHERAS | Existing | RYB | 11 kV |  |  |  |  | 70_1C_AL_XLPE |  |  |  | 1.372 m |  |  |  | 3 | 0 | Pass | null
254544749 | TNB | DISTRIBUTION | CHERAS | Existing | RYB | 11 kV |  |  |  |  | 70_1C_AL_XLPE |  |  |  | 1.005 m |  |  |  | 3 | 0 | Pass | null
254544853 | TNB | DISTRIBUTION | CHERAS | Existing | RYB | 11 kV |  |  |  |  | 70_1C_AL_XLPE |  |  |  | 1.497 m |  |  |  | 3 | 0 | Pass | null
254546029 | TNB | DISTRIBUTION | CHERAS | Existing | RYB | 11 kV | NO | Class C |  |  | 70_1C_AL_XLPE |  |  |  | 2.480 m |  |  |  | 3 | 0 | Pass | null
254546049 | TNB | DISTRIBUTION | CHERAS | Existing | RYB | 11 kV | NO | Class C |  |  | 70_1C_AL_XLPE |  |  |  | 1.393 m |  |  |  | 3 | 0 | Pass | null
254546673 | TNB | DISTRIBUTION | CHERAS | Existing | RYB | 11 kV |  |  |  |  | 70_1C_AL_XLPE |  |  |  | 1.198 m |  |  |  | 3 | 0 | Pass | null
254546677 | TNB | DISTRIBUTION | CHERAS | Existing | RYB | 11 kV |  |  |  |  | 70_1C_AL_XLPE |  |  |  | 1.831 m |  |  |  | 3 | 0 | Pass | null
254546681 | TNB | DISTRIBUTION | CHERAS | Existing | RYB | 11 kV |  |  |  |  | 70_1C_AL_XLPE |  |  |  | 1.678 m |  |  |  | 3 | 0 | Pass | null
254546685 | TNB | DISTRIBUTION | CHERAS | Existing | RYB | 11 kV |  |  |  |  | 70_1C_AL_XLPE |  |  |  | 0.982 m |  |  |  | 3 | 0 | Pass | null
254546693 | TNB | DISTRIBUTION | CHERAS | Existing | RYB | 11 kV |  |  |  |  | 70_1C_AL_XLPE |  |  |  | 1.141 m |  |  |  | 3 | 0 | Pass | null
254546697 | TNB | DISTRIBUTION | CHERAS | Existing | RYB | 11 kV |  |  |  |  | 70_1C_AL_XLPE |  |  |  | 2.243 m |  |  |  | 3 | 0 | Pass | null
254546789 | TNB | DISTRIBUTION | CHERAS | Existing | RYB | 11 kV |  |  |  |  | 70_1C_AL_XLPE |  |  |  | 1.715 m |  |  |  | 3 | 0 | Pass | null
254546793 | TNB | DISTRIBUTION | CHERAS | Existing | RYB | 11 kV |  |  |  |  | 70_1C_AL_XLPE |  |  |  | 1.068 m |  |  |  | 3 | 0 | Pass | null
254546797 | TNB | DISTRIBUTION | CHERAS | Existing | RYB | 11 kV |  |  |  |  | 70_1C_AL_XLPE |  |  |  | 1.295 m |  |  |  | 3 | 0 | Pass | null
254546801 | TNB | DISTRIBUTION | CHERAS | Existing | RYB | 11 kV |  |  |  |  | 70_1C_AL_XLPE |  |  |  | 1.477 m |  |  |  | 3 | 0 | Pass | null
254546805 | TNB | DISTRIBUTION | CHERAS | Existing | RYB | 11 kV | NO | Class C |  |  | 70_1C_AL_XLPE |  |  |  | 1.407 m |  |  |  | 3 | 0 | Pass | null
254546817 | TNB | DISTRIBUTION | CHERAS | Existing | RYB | 11 kV |  |  |  |  | 70_1C_AL_XLPE |  |  |  | 1.112 m |  |  |  | 3 | 0 | Pass | null
254546821 | TNB | DISTRIBUTION | CHERAS | Existing | RYB | 11 kV | NO | Class C |  |  | 70_1C_AL_XLPE |  |  |  | 1.713 m |  |  |  | 3 | 0 | Pass | null
254546833 | TNB | DISTRIBUTION | CHERAS | Existing | RYB | 11 kV |  |  |  |  | 70_1C_AL_XLPE |  |  |  | 1.103 m |  |  |  | 3 | 0 | Pass | null
254546837 | TNB | DISTRIBUTION | CHERAS | Existing | RYB | 11 kV |  |  |  |  | 70_1C_AL_XLPE |  |  |  | 1.624 m |  |  |  | 3 | 0 | Pass | null
254546873 | TNB | DISTRIBUTION | CHERAS | Existing | RYB | 11 kV |  |  |  |  | 70_1C_AL_XLPE |  |  |  | 1.022 m |  |  |  | 3 | 0 | Pass | null
254546929 | TNB | DISTRIBUTION | CHERAS | Existing | RYB | 11 kV |  |  |  |  | 70_1C_AL_XLPE |  |  |  | 1.755 m |  |  |  | 3 | 0 | Pass | null
254547345 | TNB | DISTRIBUTION | CHERAS | Existing | RYB | 11 kV |  |  |  |  | 70_1C_AL_XLPE |  |  |  | 1.147 m |  |  |  | 3 | 0 | Pass | null
254547349 | TNB | DISTRIBUTION | CHERAS | Existing | RYB | 11 kV |  |  |  |  | 70_1C_AL_XLPE |  |  |  | 1.084 m |  |  |  | 3 | 0 | Pass | null
254547353 | TNB | DISTRIBUTION | CHERAS | Existing | RYB | 11 kV |  |  |  |  | 70_1C_AL_XLPE |  |  |  | 1.114 m |  |  |  | 3 | 0 | Pass | null
254547357 | TNB | DISTRIBUTION | CHERAS | Existing | RYB | 11 kV | NO | Class C |  |  | 70_1C_AL_XLPE |  |  |  | 1.260 m |  |  |  | 3 | 0 | Pass | null
254547361 | TNB | DISTRIBUTION | CHERAS | Existing | RYB | 11 kV |  |  |  |  | 70_1C_AL_XLPE |  |  |  | 1.724 m |  |  |  | 3 | 0 | Pass | null
254547365 | TNB | DISTRIBUTION | CHERAS | Existing | RYB | 11 kV |  |  |  |  | 70_1C_AL_XLPE |  |  |  | 1.023 m |  |  |  | 3 | 0 | Pass | null
254547493 | TNB | DISTRIBUTION | CHERAS | Existing | RYB | 11 kV |  |  |  |  | 70_1C_AL_XLPE |  |  |  | 1.208 m |  |  |  | 3 | 0 | Pass | null
254547497 | TNB | DISTRIBUTION | CHERAS | Existing | RYB | 11 kV |  |  |  |  | 70_1C_AL_XLPE |  |  |  | 1.530 m |  |  |  | 3 | 0 | Pass | null
254547501 | TNB | DISTRIBUTION | CHERAS | Existing | RYB | 11 kV |  |  |  |  | 70_1C_AL_XLPE |  |  |  | 0.973 m |  |  |  | 3 | 0 | Pass | null
254547513 | TNB | DISTRIBUTION | CHERAS | Existing | RYB | 11 kV | NO | Class C |  |  | 70_1C_AL_XLPE |  |  |  | 1.855 m |  |  |  | 3 | 0 | Pass | null
254547533 | TNB | DISTRIBUTION | CHERAS | Existing | RYB | 11 kV |  |  |  |  | 70_1C_AL_XLPE |  |  |  | 1.854 m |  |  |  | 3 | 0 | Pass | null
254547537 | TNB | DISTRIBUTION | CHERAS | Existing | RYB | 11 kV |  |  |  |  | 70_1C_AL_XLPE |  |  |  | 1.939 m |  |  |  | 3 | 0 | Pass | null
254547553 | TNB | DISTRIBUTION | CHERAS | Existing | RYB | 11 kV |  |  |  |  | 70_1C_AL_XLPE |  |  |  | 1.294 m |  |  |  | 3 | 0 | Pass | null
254547557 | TNB | DISTRIBUTION | CHERAS | Existing | RYB | 11 kV |  |  |  |  | 70_1C_AL_XLPE |  |  |  | 1.215 m |  |  |  | 3 | 0 | Pass | null
254547869 | TNB | DISTRIBUTION | CHERAS | Existing | RYB | 11 kV |  |  |  |  | 70_1C_AL_XLPE |  |  |  | 1.713 m |  |  |  | 3 | 0 | Pass | null
254547873 | TNB | DISTRIBUTION | CHERAS | Existing | RYB | 11 kV |  |  |  |  | 70_1C_AL_XLPE |  |  |  | 1.721 m |  |  |  | 3 | 0 | Pass | null
254547877 | TNB | DISTRIBUTION | CHERAS | Existing | RYB | 11 kV |  |  |  |  | 70_1C_AL_XLPE |  |  |  | 1.250 m |  |  |  | 3 | 0 | Pass | null
254548221 | TNB | DISTRIBUTION | CHERAS | Existing | RYB | 11 kV |  |  |  |  | 70_1C_AL_XLPE |  |  |  | 2.035 m |  |  |  | 3 | 0 | Pass | null
254548225 | TNB | DISTRIBUTION | CHERAS | Existing | RYB | 11 kV |  |  |  |  | 70_1C_AL_XLPE |  |  |  | 0.837 m |  |  |  | 3 | 0 | Pass | null
254549549 | TNB | DISTRIBUTION | CHERAS | Existing | RYB | 11 kV |  |  |  |  | 70_1C_AL_XLPE |  |  |  | 0.987 m |  |  |  | 3 | 0 | Pass | null
254549553 | TNB | DISTRIBUTION | CHERAS | Existing | RYB | 11 kV | NO | Class C |  |  | 70_1C_AL_XLPE |  |  |  | 1.170 m |  |  |  | 3 | 0 | Pass | null
254549557 | TNB | DISTRIBUTION | CHERAS | Existing | RYB | 11 kV |  |  |  |  | 70_1C_AL_XLPE |  |  |  | 0.953 m |  |  |  | 3 | 0 | Pass | null
254550901 | TNB | DISTRIBUTION | CHERAS | Existing | RYB | 11 kV |  |  |  |  | 70_1C_AL_XLPE |  |  |  | 3.114 m |  |  | I/C TX : 70_1C_AL_XLPE | 3 | 0 | Pass | null
254551045 | TNB | DISTRIBUTION | CHERAS | Existing | RYB | 11 kV | NO | Class C |  |  | 70_1C_AL_XLPE |  |  |  | 1.424 m |  |  |  | 3 | 0 | Pass | null
254551053 | TNB | DISTRIBUTION | CHERAS | Existing | RYB | 11 kV | NO | Class C |  |  | 70_1C_AL_XLPE |  |  |  | 1.411 m |  |  |  | 3 | 0 | Pass | null
254551065 | TNB | DISTRIBUTION | CHERAS | Existing | RYB | 11 kV |  |  |  |  | 70_1C_AL_XLPE |  |  |  | 1.606 m |  |  |  | 3 | 0 | Pass | null
254551441 | TNB | DISTRIBUTION | CHERAS | Existing | RYB | 11 kV |  |  |  |  | 70_1C_AL_XLPE |  |  |  | 1.535 m |  |  |  | 3 | 0 | Pass | null
254551449 | TNB | DISTRIBUTION | CHERAS | Existing | RYB | 11 kV | NO | Class C |  |  | 70_1C_AL_XLPE |  |  |  | 1.083 m |  |  |  | 3 | 0 | Pass | null
254552225 | TNB | DISTRIBUTION | CHERAS | Existing | RYB | 11 kV |  |  |  |  | 70_1C_AL_XLPE |  |  |  | 1.115 m |  |  |  | 3 | 0 | Pass | null
254552285 | TNB | DISTRIBUTION | CHERAS | Existing | RYB | 11 kV |  |  |  |  | 70_1C_AL_XLPE |  |  |  | 0.932 m |  |  |  | 3 | 0 | Pass | null
254552289 | TNB | DISTRIBUTION | CHERAS | Existing | RYB | 11 kV |  |  |  |  | 70_1C_AL_XLPE |  |  |  | 0.980 m |  |  |  | 3 | 0 | Pass | null
254552293 | TNB | DISTRIBUTION | CHERAS | Existing | RYB | 11 kV |  |  |  |  | 70_1C_AL_XLPE |  |  |  | 1.249 m |  |  |  | 3 | 0 | Pass | null
254552297 | TNB | DISTRIBUTION | CHERAS | Existing | RYB | 11 kV | NO | Class C |  |  | 70_1C_AL_XLPE |  |  |  | 0.953 m |  |  |  | 3 | 0 | Pass | null
254552301 | TNB | DISTRIBUTION | CHERAS | Existing | RYB | 11 kV |  |  |  |  | 70_1C_AL_XLPE |  |  |  | 1.585 m |  |  |  | 3 | 0 | Pass | null
254552305 | TNB | DISTRIBUTION | CHERAS | Existing | RYB | 11 kV |  |  |  |  | 70_1C_AL_XLPE |  |  |  | 1.554 m |  |  |  | 3 | 0 | Pass | null
254552309 | TNB | DISTRIBUTION | CHERAS | Existing | RYB | 11 kV |  |  |  |  | 70_1C_AL_XLPE |  |  |  | 1.618 m |  |  |  | 3 | 0 | Pass | null
254552313 | TNB | DISTRIBUTION | CHERAS | Existing | RYB | 11 kV |  |  |  |  | 70_1C_AL_XLPE |  |  |  | 1.073 m |  |  |  | 3 | 0 | Pass | null
254552317 | TNB | DISTRIBUTION | CHERAS | Existing | RYB | 11 kV |  |  |  |  | 70_1C_AL_XLPE |  |  |  | 0.990 m |  |  |  | 3 | 0 | Pass | null
254552321 | TNB | DISTRIBUTION | CHERAS | Existing | RYB | 11 kV | NO | Class C |  |  | 70_1C_AL_XLPE |  |  |  | 1.632 m |  |  |  | 3 | 0 | Pass | null
254552521 | TNB | DISTRIBUTION | CHERAS | Existing | RYB | 11 kV |  |  |  |  | 70_1C_AL_XLPE |  |  |  | 0.962 m |  |  |  | 3 | 0 | Pass | null
254552525 | TNB | DISTRIBUTION | CHERAS | Existing | RYB | 11 kV |  |  |  |  | 70_1C_AL_XLPE |  |  |  | 1.966 m |  |  |  | 3 | 0 | Pass | null
254552533 | TNB | DISTRIBUTION | CHERAS | Existing | RYB | 11 kV |  |  |  |  | 70_1C_AL_XLPE |  |  |  | 1.708 m |  |  |  | 3 | 0 | Pass | null
254552537 | TNB | DISTRIBUTION | CHERAS | Existing | RYB | 11 kV |  |  |  |  | 70_1C_AL_XLPE |  |  |  | 3.573 m |  |  |  | 3 | 0 | Pass | null
254552545 | TNB | DISTRIBUTION | CHERAS | Existing | RYB | 11 kV |  |  |  |  | 70_1C_AL_XLPE |  |  |  | 1.392 m |  |  |  | 3 | 0 | Pass | null
254552549 | TNB | DISTRIBUTION | CHERAS | Existing | RYB | 11 kV |  |  |  |  | 70_1C_AL_XLPE |  |  |  | 1.246 m |  |  |  | 3 | 0 | Pass | null
254552557 | TNB | DISTRIBUTION | CHERAS | Existing | RYB | 11 kV |  |  |  |  | 70_1C_AL_XLPE |  |  |  | 1.238 m |  |  |  | 3 | 0 | Pass | null
254553161 | TNB | DISTRIBUTION | CHERAS | Existing | RYB | 11 kV |  |  |  |  | 70_1C_AL_XLPE |  |  |  | 1.188 m |  |  |  | 3 | 0 | Pass | null
254553165 | TNB | DISTRIBUTION | CHERAS | Existing | RYB | 11 kV |  |  |  |  | 70_1C_AL_XLPE |  |  |  | 1.672 m |  |  |  | 3 | 0 | Pass | null
254553489 | TNB | DISTRIBUTION | CHERAS | Existing | RYB | 11 kV |  |  |  |  | 70_1C_AL_XLPE |  |  |  | 2.316 m |  |  |  | 3 | 0 | Pass | null
254553493 | TNB | DISTRIBUTION | CHERAS | Existing | RYB | 11 kV |  |  |  |  | 70_1C_AL_XLPE |  |  |  | 1.315 m |  |  |  | 3 | 0 | Pass | null
254553597 | TNB | DISTRIBUTION | CHERAS | Existing | RYB | 11 kV |  |  |  |  | 70_1C_AL_XLPE |  |  |  | 1.022 m |  |  |  | 3 | 0 | Pass | null
254553601 | TNB | DISTRIBUTION | CHERAS | Existing | RYB | 11 kV |  |  |  |  | 70_1C_AL_XLPE |  |  |  | 1.857 m |  |  |  | 3 | 0 | Pass | null
254553697 | TNB | DISTRIBUTION | CHERAS | Existing | RYB | 11 kV |  |  |  |  | 70_1C_AL_XLPE |  |  |  | 1.923 m |  |  |  | 3 | 0 | Pass | null
254553769 | TNB | DISTRIBUTION | CHERAS | Existing | RYB | 11 kV |  |  |  |  | 70_1C_AL_XLPE |  |  |  | 1.156 m |  |  |  | 3 | 0 | Pass | null
254553773 | TNB | DISTRIBUTION | CHERAS | Existing | RYB | 11 kV |  |  |  |  | 70_1C_AL_XLPE |  |  |  | 1.788 m |  |  |  | 3 | 0 | Pass | null
254554397 | TNB | DISTRIBUTION | CHERAS | Existing | RYB | 11 kV |  |  |  |  | 70_1C_AL_XLPE |  |  |  | 1.251 m |  |  | INCOMING TX - 70 _1C_AL_XLPE | 3 | 0 | Pass | null
254554409 | TNB | DISTRIBUTION | CHERAS | Existing | RYB | 11 kV |  |  |  |  | 70_1C_AL_XLPE |  |  |  | 1.059 m |  |  | I/C TX ; 70_1C_AL_XLPE | 3 | 0 | Pass | null
254554669 | TNB | DISTRIBUTION | CHERAS | Existing | RYB | 11 kV |  |  |  |  | 70_1C_AL_XLPE |  |  |  | 0.919 m |  |  |  | 3 | 0 | Pass | null
254555761 | TNB | DISTRIBUTION | CHERAS | Existing | RYB | 11 kV | NO | Class C |  |  | 70_1C_AL_XLPE |  |  |  | 1.080 m |  |  |  | 3 | 0 | Pass | null
254556349 | TNB | DISTRIBUTION | CHERAS | Existing | RYB | 11 kV |  |  |  |  | 70_1C_AL_XLPE |  |  |  | 1.161 m |  |  |  | 3 | 0 | Pass | null
254558398 | TNB | DISTRIBUTION | CHERAS | Existing | RYB | 11 kV |  |  |  |  | 70_1C_AL_XLPE |  |  |  | 1.404 m |  |  |  | 3 | 0 | Pass | null
254558402 | TNB | DISTRIBUTION | CHERAS | Existing | RYB | 11 kV |  |  |  |  | 70_1C_AL_XLPE |  |  |  | 1.695 m |  |  |  | 3 | 0 | Pass | null
254558406 | TNB | DISTRIBUTION | CHERAS | Existing | RYB | 11 kV |  |  |  |  | 70_1C_AL_XLPE |  |  |  | 1.580 m |  |  |  | 3 | 0 | Pass | null
254558410 | TNB | DISTRIBUTION | CHERAS | Existing | RYB | 11 kV |  |  |  |  | 70_1C_AL_XLPE |  |  |  | 1.882 m |  |  |  | 3 | 0 | Pass | null
254558418 | TNB | DISTRIBUTION | CHERAS | Existing | RYB | 11 kV |  |  |  |  | 70_1C_AL_XLPE |  |  |  | 0.919 m |  |  |  | 3 | 0 | Pass | null
254558422 | TNB | DISTRIBUTION | CHERAS | Existing | RYB | 11 kV |  |  |  |  | 70_1C_AL_XLPE |  |  |  | 1.574 m |  |  |  | 3 | 0 | Pass | null
254559251 | TNB | DISTRIBUTION | CHERAS | Existing | RYB | 11 kV | NO | Class C |  |  | 70_1C_AL_XLPE |  |  |  | 0.928 m |  |  |  | 3 | 0 | Pass | null
254560383 | TNB | DISTRIBUTION | CHERAS | Existing | RYB | 11 kV |  |  |  |  | 70_1C_AL_XLPE |  |  |  | 1.737 m |  |  |  | 3 | 0 | Pass | null
254560387 | TNB | DISTRIBUTION | CHERAS | Existing | RYB | 11 kV |  |  |  |  | 70_1C_AL_XLPE |  |  |  | 1.791 m |  |  |  | 3 | 0 | Pass | null
254560391 | TNB | DISTRIBUTION | CHERAS | Existing | RYB | 11 kV |  |  |  |  | 70_1C_AL_XLPE |  |  |  | 0.700 m |  |  |  | 3 | 0 | Pass | null
254560687 | TNB | DISTRIBUTION | CHERAS | Existing | RYB | 11 kV |  |  |  |  | 70_1C_AL_XLPE |  |  |  | 1.190 m |  |  |  | 3 | 0 | Pass | null
254560711 | TNB | DISTRIBUTION | CHERAS | Existing | RYB | 11 kV |  |  |  |  | 70_1C_AL_XLPE |  |  |  | 2.757 m |  |  |  | 3 | 0 | Pass | null
254561207 | TNB | DISTRIBUTION | CHERAS | Existing | RYB | 11 kV |  |  |  |  | 70_1C_AL_XLPE |  |  |  | 0.954 m |  |  |  | 3 | 0 | Pass | null
254561215 | TNB | DISTRIBUTION | CHERAS | Existing | RYB | 11 kV |  |  |  |  | 70_1C_AL_XLPE |  |  |  | 1.249 m |  |  |  | 3 | 0 | Pass | null
254561223 | TNB | DISTRIBUTION | CHERAS | Existing | RYB | 11 kV |  |  |  |  | 70_1C_AL_XLPE |  |  |  | 2.781 m |  |  |  | 3 | 0 | Pass | null
254561231 | TNB | DISTRIBUTION | CHERAS | Existing | RYB | 11 kV |  |  |  |  | 70_1C_AL_XLPE |  |  |  | 1.899 m |  |  |  | 3 | 0 | Pass | null
254561343 | TNB | DISTRIBUTION | CHERAS | Existing | RYB | 11 kV |  |  |  |  | 70_1C_AL_XLPE |  |  |  | 0.809 m |  |  |  | 3 | 0 | Pass | null
254561399 | TNB | DISTRIBUTION | CHERAS | Existing | RYB | 11 kV |  |  |  |  | 70_1C_AL_XLPE |  |  |  | 1.093 m |  |  |  | 3 | 0 | Pass | null
254561403 | TNB | DISTRIBUTION | CHERAS | Existing | RYB | 11 kV |  |  |  |  | 70_1C_AL_XLPE |  |  |  | 2.394 m |  |  |  | 3 | 0 | Pass | null
254562495 | TNB | DISTRIBUTION | CHERAS | Existing | RYB | 11 kV |  |  |  |  | 70_1C_AL_XLPE |  |  |  | 2.559 m |  |  |  | 3 | 0 | Pass | null
254562531 | TNB | DISTRIBUTION | CHERAS | Existing | RYB | 11 kV |  |  |  |  | 70_1C_AL_XLPE |  |  |  | 1.816 m |  |  |  | 3 | 0 | Pass | null
254562615 | TNB | DISTRIBUTION | CHERAS | Existing | RYB | 11 kV |  |  |  |  | 70_1C_AL_XLPE |  |  |  | 0.941 m |  |  |  | 3 | 0 | Pass | null
254562619 | TNB | DISTRIBUTION | CHERAS | Existing | RYB | 11 kV |  |  |  |  | 70_1C_AL_XLPE |  |  |  | 1.058 m |  |  |  | 3 | 0 | Pass | null
254562639 | TNB | DISTRIBUTION | CHERAS | Existing | RYB | 11 kV |  |  |  |  | 70_1C_AL_XLPE |  |  |  | 1.158 m |  |  |  | 3 | 0 | Pass | null
254562655 | TNB | DISTRIBUTION | CHERAS | Existing | RYB | 11 kV |  |  |  |  | 70_1C_AL_XLPE |  |  |  | 0.932 m |  |  |  | 3 | 0 | Pass | null
254562659 | TNB | DISTRIBUTION | CHERAS | Existing | RYB | 11 kV |  |  |  |  | 70_1C_AL_XLPE |  |  |  | 0.027 m |  |  |  | 3 | 0 | Pass | null
254563039 | TNB | DISTRIBUTION | CHERAS | Existing | RYB | 11 kV |  |  |  |  | 70_1C_AL_XLPE |  |  |  | 2.422 m |  |  |  | 3 | 0 | Pass | null
254563123 | TNB | DISTRIBUTION | CHERAS | Existing | RYB | 11 kV | NO | Class C |  |  | 70_1C_AL_XLPE |  |  |  | 2.681 m |  |  |  | 3 | 0 | Pass | null
254563179 | TNB | DISTRIBUTION | CHERAS | Existing | RYB | 11 kV |  |  |  |  | 70_1C_AL_XLPE |  |  |  | 1.240 m |  |  |  | 3 | 0 | Pass | null
254563523 | TNB | DISTRIBUTION | CHERAS | Existing | RYB | 11 kV |  |  |  |  | 70_1C_AL_XLPE |  |  |  | 1.435 m |  |  |  | 3 | 0 | Pass | null
254564695 | TNB | DISTRIBUTION | CHERAS | Existing | RYB | 11 kV |  |  |  |  | 70_1C_AL_XLPE |  |  |  | 1.741 m |  |  |  | 3 | 0 | Pass | null
254564699 | TNB | DISTRIBUTION | CHERAS | Existing | RYB | 11 kV |  |  |  |  | 70_1C_AL_XLPE |  |  |  | 2.308 m |  |  |  | 3 | 0 | Pass | null
254565071 | TNB | DISTRIBUTION | CHERAS | Existing | RYB | 11 kV | NO | Class C |  |  | 70_1C_AL_XLPE |  |  |  | 1.201 m |  |  |  | 3 | 0 | Pass | null
254565075 | TNB | DISTRIBUTION | CHERAS | Existing | RYB | 11 kV | NO | Class C |  |  | 70_1C_AL_XLPE |  |  |  | 1.982 m |  |  |  | 3 | 0 | Pass | null
254565091 | TNB | DISTRIBUTION | CHERAS | Existing | RYB | 11 kV |  |  |  |  | 70_1C_AL_XLPE |  |  |  | 1.663 m |  |  |  | 3 | 0 | Pass | null
254565107 | TNB | DISTRIBUTION | CHERAS | Existing | RYB | 11 kV |  |  |  |  | 70_1C_AL_XLPE |  |  |  | 2.341 m |  |  |  | 3 | 0 | Pass | null
254565135 | TNB | DISTRIBUTION | CHERAS | Existing | RYB | 11 kV | NO | Class C |  |  | 70_1C_AL_XLPE |  |  |  | 1.671 m |  |  |  | 3 | 0 | Pass | null
254565247 | TNB | DISTRIBUTION | CHERAS | Existing | RYB | 11 kV |  |  |  |  | 70_1C_AL_XLPE |  |  |  | 0.974 m |  |  |  | 3 | 0 | Pass | null
254565251 | TNB | DISTRIBUTION | CHERAS | Existing | RYB | 11 kV |  |  |  |  | 70_1C_AL_XLPE |  |  |  | 1.732 m |  |  |  | 3 | 0 | Pass | null
254565291 | TNB | DISTRIBUTION | CHERAS | Existing | RYB | 11 kV |  |  |  |  | 70_1C_AL_XLPE |  |  |  | 2.078 m |  |  |  | 3 | 0 | Pass | null
254565299 | TNB | DISTRIBUTION | CHERAS | Existing | RYB | 11 kV | NO | Class C |  |  | 70_1C_AL_XLPE |  |  |  | 1.035 m |  |  |  | 3 | 0 | Pass | null
254565999 | TNB | DISTRIBUTION | CHERAS | Existing | RYB | 11 kV |  |  |  |  | 70_1C_AL_XLPE |  |  |  | 1.748 m |  |  |  | 3 | 0 | Pass | null
254567319 | TNB | DISTRIBUTION | CHERAS | Existing | RYB | 11 kV |  |  |  |  | 70_1C_AL_XLPE |  |  |  | 1.611 m |  |  |  | 3 | 0 | Pass | null
254567647 | TNB | DISTRIBUTION | CHERAS | Existing | RYB | 11 kV |  |  |  |  | 70_1C_AL_XLPE |  |  |  | 1.101 m |  |  |  | 3 | 0 | Pass | null
254567651 | TNB | DISTRIBUTION | CHERAS | Existing | RYB | 11 kV |  |  |  |  | 70_1C_AL_XLPE |  |  |  | 1.080 m |  |  |  | 3 | 0 | Pass | null
254568207 | TNB | DISTRIBUTION | CHERAS | Existing | RYB | 11 kV |  |  |  |  | 70_1C_AL_XLPE |  |  |  | 1.387 m |  |  |  | 3 | 0 | Pass | null
254568631 | TNB | DISTRIBUTION | CHERAS | Existing | RYB | 11 kV |  |  |  |  | 70_1C_AL_XLPE |  |  |  | 1.339 m |  |  |  | 3 | 0 | Pass | null
254568635 | TNB | DISTRIBUTION | CHERAS | Existing | RYB | 11 kV |  |  |  |  | 70_1C_AL_XLPE |  |  |  | 0.986 m |  |  |  | 3 | 0 | Pass | null
254568647 | TNB | DISTRIBUTION | CHERAS | Existing | RYB | 11 kV |  |  |  |  | 70_1C_AL_XLPE |  |  |  | 1.046 m |  |  |  | 3 | 0 | Pass | null
254568655 | TNB | DISTRIBUTION | CHERAS | Existing | RYB | 11 kV |  |  |  |  | 70_1C_AL_XLPE |  |  |  | 1.231 m |  |  |  | 3 | 0 | Pass | null
254568659 | TNB | DISTRIBUTION | CHERAS | Existing | RYB | 11 kV |  |  |  |  | 70_1C_AL_XLPE |  |  |  | 1.587 m |  |  |  | 3 | 0 | Pass | null
254568663 | TNB | DISTRIBUTION | CHERAS | Existing | RYB | 11 kV |  |  |  |  | 70_1C_AL_XLPE |  |  |  | 0.956 m |  |  |  | 3 | 0 | Pass | null
254568667 | TNB | DISTRIBUTION | CHERAS | Existing | RYB | 11 kV |  |  |  |  | 70_1C_AL_XLPE |  |  |  | 1.265 m |  |  |  | 3 | 0 | Pass | null
254569191 | TNB | DISTRIBUTION | CHERAS | Existing | RYB | 11 kV | NO | Class C |  |  | 70_1C_AL_XLPE |  |  |  | 1.117 m |  |  |  | 3 | 0 | Pass | null
254569195 | TNB | DISTRIBUTION | CHERAS | Existing | RYB | 11 kV |  |  |  |  | 70_1C_AL_XLPE |  |  |  | 1.545 m |  |  |  | 3 | 0 | Pass | null
254569231 | TNB | DISTRIBUTION | CHERAS | Existing | RYB | 11 kV |  |  |  |  | 70_1C_AL_XLPE |  |  |  | 1.240 m |  |  |  | 3 | 0 | Pass | null
254569295 | TNB | DISTRIBUTION | CHERAS | Existing | RYB | 11 kV |  |  |  |  | 70_1C_AL_XLPE |  |  |  | 1.156 m |  |  |  | 3 | 0 | Pass | null
254569299 | TNB | DISTRIBUTION | CHERAS | Existing | RYB | 11 kV |  |  |  |  | 70_1C_AL_XLPE |  |  |  | 1.905 m |  |  |  | 3 | 0 | Pass | null
254569387 | TNB | DISTRIBUTION | CHERAS | Existing | RYB | 11 kV |  |  |  |  | 70_1C_AL_XLPE |  |  |  | 1.125 m |  |  | I/C : 70_1C_AL_XLPE | 3 | 0 | Pass | null
254569887 | TNB | DISTRIBUTION | CHERAS | Existing | RYB | 11 kV |  |  |  |  | 70_1C_AL_XLPE |  |  |  | 1.218 m |  |  |  | 3 | 0 | Pass | null
254569927 | TNB | DISTRIBUTION | CHERAS | Existing | RYB | 11 kV |  |  |  |  | 70_1C_AL_XLPE |  |  |  | 1.987 m |  |  |  | 3 | 0 | Pass | null
254569955 | TNB | DISTRIBUTION | CHERAS | Existing | RYB | 11 kV | NO | Class C |  |  | 70_1C_AL_XLPE |  |  |  | 1.395 m |  |  |  | 3 | 0 | Pass | null
254569959 | TNB | DISTRIBUTION | CHERAS | Existing | RYB | 11 kV |  |  |  |  | 70_1C_AL_XLPE |  |  |  | 1.323 m |  |  |  | 3 | 0 | Pass | null
254570295 | TNB | DISTRIBUTION | CHERAS | Existing | RYB | 11 kV |  |  |  |  | 70_1C_AL_XLPE |  |  |  | 1.095 m |  |  |  | 3 | 0 | Pass | null
254571511 | TNB | DISTRIBUTION | CHERAS | Existing | RYB | 11 kV |  |  |  |  | 70_1C_AL_XLPE |  |  |  | 3.230 m |  |  |  | 3 | 0 | Pass | null
254571515 | TNB | DISTRIBUTION | CHERAS | Existing | RYB | 11 kV |  |  |  |  | 70_1C_AL_XLPE |  |  |  | 1.000 m |  |  |  | 3 | 0 | Pass | null
254571543 | TNB | DISTRIBUTION | CHERAS | Existing | RYB | 11 kV |  |  |  |  | 70_1C_AL_XLPE |  |  |  | 1.054 m |  |  |  | 3 | 0 | Pass | null
254571547 | TNB | DISTRIBUTION | CHERAS | Existing | RYB | 11 kV |  |  |  |  | 70_1C_AL_XLPE |  |  |  | 0.817 m |  |  |  | 3 | 0 | Pass | null
254572159 | TNB | DISTRIBUTION | CHERAS | Existing | RYB | 11 kV |  |  |  |  | 70_1C_AL_XLPE |  |  |  | 1.344 m |  |  |  | 3 | 0 | Pass | null
254572163 | TNB | DISTRIBUTION | CHERAS | Existing | RYB | 11 kV |  |  |  |  | 70_1C_AL_XLPE |  |  |  | 1.400 m |  |  |  | 3 | 0 | Pass | null
254572171 | TNB | DISTRIBUTION | CHERAS | Existing | RYB | 11 kV |  |  |  |  | 70_1C_AL_XLPE |  |  |  | 3.573 m |  |  | I/C TX : 70_1C_AL_XLPE | 3 | 0 | Pass | null
254572259 | TNB | DISTRIBUTION | CHERAS | Existing | RYB | 11 kV | NO | Class C |  |  | 70_1C_AL_XLPE |  |  |  | 1.106 m |  |  |  | 3 | 0 | Pass | null
254572779 | TNB | DISTRIBUTION | CHERAS | Existing | RYB | 11 kV |  |  |  |  | 70_1C_AL_XLPE |  |  |  | 1.138 m |  |  |  | 3 | 0 | Pass | null
254572855 | TNB | DISTRIBUTION | CHERAS | Existing | RYB | 11 kV |  |  |  |  | 70_1C_AL_XLPE |  |  |  | 1.235 m |  |  |  | 3 | 0 | Pass | null
254572883 | TNB | DISTRIBUTION | CHERAS | Existing | RYB | 11 kV |  |  |  |  | 70_1C_AL_XLPE |  |  |  | 1.145 m |  |  |  | 3 | 0 | Pass | null
254573419 | TNB | DISTRIBUTION | CHERAS | Existing | RYB | 11 kV |  |  |  |  | 70_1C_AL_XLPE |  |  |  | 1.173 m |  |  |  | 3 | 0 | Pass | null
254573431 | TNB | DISTRIBUTION | CHERAS | Existing | RYB | 11 kV |  |  |  |  | 70_1C_AL_XLPE |  |  |  | 1.299 m |  |  |  | 3 | 0 | Pass | null
254573483 | TNB | DISTRIBUTION | CHERAS | Existing | RYB | 11 kV |  |  |  |  | 70_1C_AL_XLPE |  |  |  | 0.999 m |  |  |  | 3 | 0 | Pass | null
254573547 | TNB | DISTRIBUTION | CHERAS | Existing | RYB | 11 kV |  |  |  |  | 70_1C_AL_XLPE |  |  |  | 1.356 m |  |  |  | 3 | 0 | Pass | null
254573551 | TNB | DISTRIBUTION | CHERAS | Existing | RYB | 11 kV |  |  |  |  | 70_1C_AL_XLPE |  |  |  | 1.054 m |  |  |  | 3 | 0 | Pass | null
254574031 | TNB | DISTRIBUTION | CHERAS | Existing | RYB | 11 kV |  |  |  |  | 70_1C_AL_XLPE |  |  |  | 1.947 m |  |  |  | 3 | 0 | Pass | null
254574035 | TNB | DISTRIBUTION | CHERAS | Existing | RYB | 11 kV |  |  |  |  | 70_1C_AL_XLPE |  |  |  | 1.003 m |  |  |  | 3 | 0 | Pass | null
254574039 | TNB | DISTRIBUTION | CHERAS | Existing | RYB | 11 kV |  |  |  |  | 70_1C_AL_XLPE |  |  |  | 1.748 m |  |  |  | 3 | 0 | Pass | null
254574087 | TNB | DISTRIBUTION | CHERAS | Existing | RYB | 11 kV |  |  |  |  | 70_1C_AL_XLPE |  |  |  | 1.687 m |  |  |  | 3 | 0 | Pass | null
254574091 | TNB | DISTRIBUTION | CHERAS | Existing | RYB | 11 kV | NO | Class C |  |  | 70_1C_AL_XLPE |  |  |  | 1.879 m |  |  |  | 3 | 0 | Pass | null
254574139 | TNB | DISTRIBUTION | CHERAS | Existing | RYB | 11 kV |  |  |  |  | 70_1C_AL_XLPE |  |  |  | 1.866 m |  |  |  | 3 | 0 | Pass | null
254574143 | TNB | DISTRIBUTION | CHERAS | Existing | RYB | 11 kV | NO | Class C |  |  | 70_1C_AL_XLPE |  |  |  | 1.646 m |  |  |  | 3 | 0 | Pass | null
254574319 | TNB | DISTRIBUTION | CHERAS | Existing | RYB | 11 kV |  |  |  |  | 70_1C_AL_XLPE |  |  |  | 1.903 m |  |  |  | 3 | 0 | Pass | null
376446393 | TNB | DISTRIBUTION | CHERAS | Existing | RYB | 11 kV |  |  |  |  | 240_3C_AL_XLPE | SSU TMN WAWASAN 1A: | BT 14 HULU LANGAT: B02208 |  | 1127.884 m |  |  |  | 3 | 0 | Pass | null
376446399 | TNB | DISTRIBUTION | CHERAS | Existing | RYB | 11 kV |  |  |  |  | 240_3C_AL_XLPE | SSU TMN WAWASAN 1A: | MIFTAHALUL ULUM: B13542 |  | 4962.419 m |  |  |  | 3 | 0 | Pass | null
376446405 | TNB | DISTRIBUTION | CHERAS | Existing | RYB | 11 kV |  |  |  |  | 240_3C_AL_XLPE | SSU TMN WAWASAN 1A: | BT 18 HULU LANGAT: B02286 |  | 8187.476 m |  |  |  | 3 | 0 | Pass | null
376446422 | TNB | DISTRIBUTION | CHERAS | Existing | RYB | 11 kV |  |  |  |  | 240_3C_AL_XLPE | SSU TMN WAWASAN 1A: | KG SG MICHU A/T: B02207 |  | 1656.920 m |  |  |  | 3 | 0 | Pass | null
376446436 | TNB | DISTRIBUTION | CHERAS | Existing | RYB | 11 kV |  |  |  |  | 240_3C_AL_XLPE | SSU TMN WAWASAN 1A: | PADAT SEK SG SERAI: B12066 |  | 5082.032 m |  |  |  | 3 | 0 | Pass | null
376446479 | TNB | DISTRIBUTION | CHERAS | Existing | RYB | 11 kV |  |  |  |  | 240_3C_AL_XLPE | MADAH PERKAYUAN: B05448 | MADAH PERKAYUAN: B05447 |  | 1.847 m |  |  |  | 3 | 0 | Pass | null
376446507 | TNB | DISTRIBUTION | CHERAS | Existing | RYB | 11 kV |  |  |  |  | 70_1C_AL_XLPE |  |  |  | 1.135 m |  |  |  | 3 | 0 | Pass | null
376450691 | TNB | DISTRIBUTION | CHERAS | Existing | RYB | 11 kV |  |  |  |  | 240_3C_AL_XLPE | CHAN KWAN YING: B01364 | HENG KEE CORPORATION: B01357 |  | 412.883 m |  |  |  | 3 | 0 | Pass | null
376450696 | TNB | DISTRIBUTION | CHERAS | Existing | RYB | 11 kV |  |  |  |  | 240_3C_AL_XLPE | PRIMA VILLA CONDO: B12384 | TMN SRI AMAN: B02060 |  | 532.982 m |  |  |  | 3 | 0 | Pass | null
376450701 | TNB | DISTRIBUTION | CHERAS | Existing | RYB | 11 kV |  |  |  |  | 240_3C_AL_XLPE | PBEL: | TMN HARMONI INDAH NO 1: B10708 |  | 1313.550 m |  |  |  | 3 | 0 | Pass | null
376450706 | TNB | DISTRIBUTION | CHERAS | Existing | RYB | 11 kV |  |  |  |  | 240_3C_AL_XLPE | JLN SUADAMAI 11/1 BTHO: B10046 | SUTERA RESIDENCE NO 1: B11834 |  | 674.505 m |  |  |  | 3 | 0 | Pass | null
376450760 | TNB | DISTRIBUTION | CHERAS | Existing | RYB | 11 kV | NO | Class C |  |  | 500_1C_AL_XLPE | PPU SGLN: | PE UTAR SG LONG: |  | 1289.657 m |  |  |  | 3 | 0 | Pass | null
376450764 | TNB | DISTRIBUTION | CHERAS | Existing | RYB | 11 kV | YES | Class D |  |  | 240_3C_AL_XLPE | PPU TSRA: | CHERAS PRIMA NO 3: B08565 |  | 1423.738 m |  |  |  | 3 | 0 | Pass | null
376450785 | TNB | DISTRIBUTION | CHERAS | Existing | RYB | 11 kV | NO | Class C |  |  | 240_3C_AL_XLPE | SSU WOTP: B00919 | PE WOTP CHERAS NO 2: B14109 |  | 90.470 m |  |  |  | 3 | 0 | Pass | null
376450789 | TNB | DISTRIBUTION | CHERAS | Existing | RYB | 11 kV |  |  |  |  | 240_3C_AL_XLPE | SSU WOTP: B00919 | PE WOTP CHERAS NO 4: B14121 |  | 155.126 m |  |  |  | 3 | 0 | Pass | null
376450793 | TNB | DISTRIBUTION | CHERAS | Existing | RYB | 11 kV | NO | Class C |  |  | 240_3C_AL_XLPE | PE WOTP CHERAS NO 2: B14112 | PE WOTP CHERAS NO 3: B14113 |  | 67.308 m |  |  |  | 3 | 0 | Pass | null
376450797 | TNB | DISTRIBUTION | CHERAS | Existing | RYB | 11 kV | NO | Class C |  |  | 240_3C_AL_XLPE | PE WOTP CHERAS NO 3: B14114 | RUMAH KEDAI JUSCO: B14115 [OFF] |  | 2475.721 m |  |  |  | 3 | 0 | Pass | null
376450802 | TNB | DISTRIBUTION | CHERAS | Existing | RYB | 11 kV | NO | Class C |  |  | 240_3C_AL_XLPE | PE WOTP CHERAS NO 3: B14117 | PE WOTP CHERAS NO 4: B14118 [OFF] |  | 76.656 m |  |  |  | 3 | 0 | Pass | null
376450854 | TNB | DISTRIBUTION | CHERAS | Existing | RYB | 11 kV |  |  |  |  | 240_3C_AL_XLPE | RUMAH 2 TINGKAT FASA 4: B10769 | JLN SR 3/4: B13296 |  | 505.151 m |  |  |  | 3 | 0 | Pass | null
376450858 | TNB | DISTRIBUTION | CHERAS | Existing | RYB | 11 kV |  |  |  |  | 240_3C_AL_XLPE | JLN SR 3/4: B13297 | JLN SUTERA 2/5: B08321 |  | 937.086 m |  |  |  | 3 | 0 | Pass | null
376450874 | TNB | DISTRIBUTION | CHERAS | Existing | RYB | 11 kV | NO | Class C |  |  | 240_3C_AL_XLPE | IND RINGAN BKT ANGKAT NO 3: B08273 | IND RINGAN BKT ANGKAT NO 6 (GIANT VOICE): B09949 |  | 269.335 m |  |  |  | 3 | 0 | Pass | null
376455159 | TNB | DISTRIBUTION | CHERAS | Existing | RYB | 11 kV |  |  |  |  | 70_1C_AL_XLPE |  |  |  | 1.949 m |  |  |  | 3 | 0 | Pass | null
376455163 | TNB | DISTRIBUTION | CHERAS | Existing | RYB | 11 kV |  |  |  |  | 70_1C_AL_XLPE |  |  |  | 1.957 m |  |  |  | 3 | 0 | Pass | null
376455322 | TNB | DISTRIBUTION | CHERAS | Existing | RYB | 11 kV |  |  |  |  | 70_1C_AL_XLPE |  |  |  | 1.952 m |  |  |  | 3 | 0 | Pass | null
376455416 | TNB | DISTRIBUTION | CHERAS | Existing | RYB | 11 kV |  |  |  |  | 70_1C_AL_XLPE |  |  |  | 1.894 m |  |  |  | 3 | 0 | Pass | null
376455420 | TNB | DISTRIBUTION | CHERAS | Existing | RYB | 11 kV |  |  |  |  | 70_1C_AL_XLPE |  |  |  | 1.878 m |  |  |  | 3 | 0 | Pass | null
376455558 | TNB | DISTRIBUTION | CHERAS | Existing | RYB | 11 kV |  |  |  |  | 70_1C_AL_XLPE |  |  |  | 1.937 m |  |  |  | 3 | 0 | Pass | null
376497962 | TNB | DISTRIBUTION | CHERAS | Existing | RYB | 33 kV | YES | Class D |  |  | 630_1C_AL_XLPE | PMU BLKG 132/33 kV: 6L5 | SSU NSK: 2S5 |  | 1174.752 m |  |  | BLKG: 8L5 | 3 | 0 | Pass | null
376498797 | TNB | DISTRIBUTION | CHERAS | Existing | RYB | 11 kV |  |  |  |  | 240_3C_AL_XLPE | PE SAVILLE CHERAS KONDO(0605): | SEK SRI MURNI: B11855 |  | 1451.856 m |  |  | LMAS 8 | 3 | 0 | Pass | null
376498822 | TNB | DISTRIBUTION | CHERAS | Existing | RYB | 11 kV | NO | Class C |  |  | 70_1C_AL_XLPE |  |  |  | 1.154 m |  |  |  | 3 | 0 | Pass | null
376498918 | TNB | DISTRIBUTION | CHERAS | Existing | RYB | 11 kV | NO | Class C |  |  | 240_3C_AL_XLPE | PE PDT TMN VILLA SAKURA (0691): B14798 | PDT Banglo Latifah: B13156 |  | 854.046 m |  |  |  | 3 | 0 | Pass | null
376498924 | TNB | DISTRIBUTION | CHERAS | Existing | RYB | 11 kV | NO | Class C |  |  | 240_3C_AL_XLPE | GREEN ACRE PARK NO 2: B06616 | PE PDT TMN VILLA SAKURA (0691): B14796 |  | 149.199 m |  |  |  | 3 | 1 | Pass | null
376499602 | TNB | DISTRIBUTION | CHERAS | Existing | RYB | 11 kV |  |  |  |  | 240_3C_AL_XLPE | PBEL: | PE CLOUDTREE NO 1: B14938 |  | 1905.857 m |  |  |  | 3 | 0 | Pass | null
376499611 | TNB | DISTRIBUTION | CHERAS | Existing | RYB | 11 kV |  |  |  |  | 240_3C_AL_XLPE | PE CLOUDTREE NO 1: B14939 | PE CLOUDTREE NO 3: B14946 |  | 511.789 m |  |  |  | 3 | 0 | Pass | null
376499622 | TNB | DISTRIBUTION | CHERAS | Existing | RYB | 11 kV |  |  |  |  | 240_3C_AL_XLPE | PE CLOUDTREE NO 2: B14942 | SSU BKT BELIMBING: B10712 [OFF] |  | 1570.728 m |  |  |  | 3 | 0 | Pass | null
376499636 | TNB | DISTRIBUTION | CHERAS | Existing | RYB | 11 kV |  |  |  |  | 240_3C_AL_XLPE | PE CLOUDTREE NO 3: B14947 | PE CLOUDTREE NO 2: B14943 |  | 325.343 m |  |  |  | 3 | 0 | Pass | null
376523728 | TNB | DISTRIBUTION | CHERAS | Existing | RYB | 11 kV |  |  |  |  | 70_1C_AL_XLPE |  |  |  | 3.488 m |  |  |  | 3 | 0 | Pass | null
376523748 | TNB | DISTRIBUTION | CHERAS | Existing | RYB | 11 kV |  |  |  |  | 70_1C_AL_XLPE |  |  |  | 1.361 m |  |  |  | 3 | 0 | Pass | null
376523947 | TNB | DISTRIBUTION | CHERAS | Existing | RYB | 11 kV |  |  |  |  | 240_3C_AL_XLPE | COMPACT PAM MINYAK PROJET GRAND SAGA: B08264 | D-CRS-C16-0625: B14966 |  | 158.897 m |  |  |  | 3 | 0 | Pass | null
376523968 | TNB | DISTRIBUTION | CHERAS | Existing | RYB | 11 kV |  |  |  |  | 70_1C_AL_XLPE |  |  |  | 1.182 m |  |  |  | 3 | 0 | Pass | null
376524066 | TNB | DISTRIBUTION | CHERAS | Existing | RYB | 11 kV | NO | Class C |  |  | 240_3C_AL_XLPE | CJYA: 14 | D-CRS-C16-0333: B14861 |  | 4667.786 m |  |  |  | 3 | 9 | Pass | null
376553989 | TNB | DISTRIBUTION | CHERAS | Existing | RYB | 11 kV |  |  |  |  | 240_3C_AL_XLPE |  |  |  | 40.030 m |  |  |  | 3 | 0 | Pass | null
376588110 | TNB | DISTRIBUTION | CHERAS | Existing | RYB | 11 kV | NO | Class C |  |  | 240_3C_AL_XLPE | STP JADE HILL: B13941 | PE JADITE SUITE: B13948 |  | 516.392 m |  |  |  | 3 | 0 | Pass | null
376588126 | TNB | DISTRIBUTION | CHERAS | Existing | RYB | 11 kV |  |  |  |  | 240_3C_AL_XLPE | D-CRS-C16-0644: B14677 | PE JADITE SUITE: B13951 [OFF] |  | 547.094 m |  |  |  | 3 | 0 | Pass | null
376704033 | TNB | DISTRIBUTION | CHERAS | Existing | RYB | 11 kV | YES | Class C |  |  | 240_3C_AL_XLPE | PPU TSRA: | BF ASET MANAGEMENT: B06870 |  | 3169.596 m |  |  |  | 3 | 0 | Pass | null
376712629 | TNB | DISTRIBUTION | CHERAS | Existing | RYB | 11 kV |  |  |  |  | 150_3C_AL_XLPE | TMN ULU LANGAT JAYA NO 2: B05925 | TMN MAS JAYA IND NO 1: B02323 |  | 441.815 m |  |  |  | 3 | 0 | Pass | null
376734121 | TNB | DISTRIBUTION | CHERAS | Existing | RYB | 11 kV |  |  |  |  | 240_3C_AL_XLPE | JUBA: | KHONG PENG: B13925 |  | 1784.222 m |  |  |  | 3 | 0 | Pass | null
376901568 | TNB | DISTRIBUTION | CHERAS | Existing | RYB | 11 kV |  |  |  |  | 240_3C_AL_XLPE | PBEL: | SSU BKT BELIMBING: B10713 |  | 526.826 m |  |  |  | 3 | 0 | Pass | null
376901572 | TNB | DISTRIBUTION | CHERAS | Existing | RYB | 11 kV |  |  |  |  | 240_3C_AL_XLPE | SSU BKT BELIMBING: B10717 | HON SHING COMPACT: B01933 |  | 640.998 m |  |  |  | 3 | 0 | Pass | null
376901576 | TNB | DISTRIBUTION | CHERAS | Existing | RYB | 11 kV |  |  |  |  | 240_3C_AL_XLPE | PE PDT TANG YEOW WAH: B13957 | JEMCO MARKETING: B07136 |  | 747.594 m |  |  |  | 3 | 0 | Pass | null
376901581 | TNB | DISTRIBUTION | CHERAS | Existing | RYB | 11 kV |  |  |  |  | 240_3C_AL_XLPE | PBEL: | APARTMENT JUARA JAYA: B05987 |  | 1551.426 m |  |  |  | 3 | 0 | Pass | null
376905930 | TNB | DISTRIBUTION | CHERAS | Existing | RYB | 11 kV |  |  |  |  | 70_1C_AL_XLPE |  |  |  | 2.425 m |  |  |  | 3 | 0 | Pass | null
376906122 | TNB | DISTRIBUTION | CHERAS | Existing | RYB | 11 kV |  |  |  |  | 70_1C_AL_XLPE |  |  |  | 0.994 m |  |  |  | 3 | 0 | Pass | null
376914489 | TNB | DISTRIBUTION | CHERAS | Existing | RYB | 11 kV |  |  |  |  | 240_3C_AL_XLPE |  |  |  | 25.113 m |  |  |  | 3 | 0 | Pass | null
376918849 | TNB | DISTRIBUTION | CHERAS | Existing | RYB | 11 kV | NO | Class C |  |  | 70_1C_AL_XLPE |  |  |  | 1.181 m |  |  |  | 3 | 0 | Pass | null
376948793 | TNB | DISTRIBUTION | CHERAS | Existing | RYB | 11 kV | NO | Class C |  |  | 240_3C_AL_XLPE | TMN MESRA: B03948 | PPU SJIM: 11 [OFF] |  | 2107.329 m |  |  | 11 | 3 | 0 | Pass | null
376957450 | TNB | DISTRIBUTION | CHERAS | Existing | RYB | 11 kV |  |  |  |  | 70_1C_AL_XLPE |  |  |  | 1.443 m |  |  |  | 3 | 0 | Pass | null
376974656 | TNB | DISTRIBUTION | CHERAS | Existing | RYB | 11 kV |  |  |  |  | 70_1C_AL_XLPE |  |  |  | 1.797 m |  |  |  | 3 | 0 | Pass | null
376974660 | TNB | DISTRIBUTION | CHERAS | Existing | RYB | 11 kV |  |  |  |  | 70_1C_AL_XLPE |  |  |  | 1.732 m |  |  |  | 3 | 0 | Pass | null
376978937 | TNB | DISTRIBUTION | CHERAS | Existing | RYB | 11 kV |  |  |  |  | 240_3C_AL_XLPE | APARTMENT PERDANA HEIGHT SEGAR PERDANA: B08120 | JLN SP 6/3 TMN SEGAR PERDANA: B07741 |  | 454.323 m |  |  |  | 3 | 0 | Pass | null
376996219 | TNB | DISTRIBUTION | CHERAS | Existing | RYB | 11 kV |  |  |  |  | 70_1C_AL_XLPE |  |  |  | 1.226 m |  |  |  | 3 | 0 | Pass | null
376996568 | TNB | DISTRIBUTION | CHERAS | Existing | RYB | 33 kV |  |  |  |  | 630_1C_AL_XLPE | CJYA: 1L5 | BTHO: [OFF] |  | 4915.783 m |  |  |  | 3 | 0 | Pass | null
377034764 | TNB | DISTRIBUTION | CHERAS | Existing | RYB | 11 kV | NO |  |  |  | 240_3C_AL_XLPE | TMN HARMONI INDAH NO 2: B05154 | TMN HARMONI: B02897 |  | 248.721 m |  |  |  | 3 | 0 | Pass | null
377039325 | TNB | DISTRIBUTION | CHERAS | Existing | RYB | 11 kV |  |  |  |  | 240_3C_AL_XLPE |  |  |  | 19.999 m |  |  |  | 3 | 0 | Pass | null
377039678 | TNB | DISTRIBUTION | CHERAS | Existing | RYB | 11 kV |  |  |  |  | 240_3C_AL_XLPE |  |  |  | 39.342 m |  |  |  | 3 | 0 | Pass | null
377073537 | TNB | DISTRIBUTION | CHERAS | Existing | RYB | 11 kV |  |  |  |  | 70_1C_AL_XLPE |  |  |  | 1.167 m |  |  |  | 3 | 0 | Pass | null
377073543 | TNB | DISTRIBUTION | CHERAS | Existing | RYB | 11 kV |  |  |  |  | 70_1C_AL_XLPE |  |  |  | 1.147 m |  |  |  | 3 | 0 | Pass | null
377094936 | TNB | DISTRIBUTION | CHERAS | Existing | RYB | 11 kV |  |  |  |  | 70_1C_AL_XLPE |  |  |  | 1.038 m |  |  |  | 3 | 0 | Pass | null
377099255 | TNB | DISTRIBUTION | CHERAS | Existing | RYB | 11 kV |  |  |  |  | 70_1C_AL_XLPE |  |  |  | 1.082 m |  |  |  | 3 | 0 | Pass | null
377099322 | TNB | DISTRIBUTION | CHERAS | Existing | RYB | 11 kV |  |  |  |  | 240_3C_AL_XLPE | DEPOH RAPID: B11888 | PE LOT 33132A BALAKONG: B14564 |  | 308.043 m |  |  |  | 3 | 0 | Pass | null
377111962 | TNB | DISTRIBUTION | CHERAS | Existing | RYB | 11 kV |  |  |  |  | 240_3C_AL_XLPE | PE LOT 2297 BUKIT ANGKAT: B14903 | PE LOT 1030 BUKIT ANGKAT: B13809 |  | 575.531 m |  |  |  | 3 | 0 | Pass | null
377111986 | TNB | DISTRIBUTION | CHERAS | Existing | RYB | 11 kV |  |  |  |  | 70_1C_AL_XLPE |  |  |  | 1.182 m |  |  |  | 3 | 0 | Pass | null
377112063 | TNB | DISTRIBUTION | CHERAS | Existing | RYB | 11 kV | NO | Class C |  |  | 240_3C_AL_XLPE | TMN BAYU SEKAMAT: B12274 | PE PDT FLAT SEKAMAT: B14125 |  | 572.343 m |  |  |  | 3 | 0 | Pass | null
377112309 | TNB | DISTRIBUTION | CHERAS | Existing | RYB | 11 kV |  |  |  |  | 240_3C_AL_XLPE | JUBA: | PE SILK RESIDENCE: |  | 1056.248 m |  |  |  | 3 | 0 | Pass | null
377112313 | TNB | DISTRIBUTION | CHERAS | Existing | RYB | 11 kV |  |  |  |  | 240_3C_AL_XLPE | PE SILK RESIDENCE: | TMN DUTAMAS NO 2: B13940 |  | 498.574 m |  |  |  | 3 | 0 | Pass | null
377124888 | TNB | DISTRIBUTION | CHERAS | Existing | RYB | 11 kV |  |  |  |  | 70_1C_AL_XLPE |  |  |  | 1.159 m |  |  |  | 3 | 0 | Pass | null
377124965 | TNB | DISTRIBUTION | CHERAS | Existing | RYB | 11 kV |  |  |  |  | 240_3C_AL_XLPE | PE TASIK VISTA RESIDEN: | PE PADAT AZ-ZAHRAH: B13916 |  | 558.298 m |  |  |  | 3 | 0 | Pass | null
377124987 | TNB | DISTRIBUTION | CHERAS | Existing | RYB | 11 kV |  |  |  |  | 70_1C_AL_XLPE |  |  |  | 1.096 m |  |  |  | 3 | 0 | Pass | null
377125064 | TNB | DISTRIBUTION | CHERAS | Existing | RYB | 11 kV |  |  |  |  | 240_3C_AL_XLPE | SSU BKT BELIMBING: B10718 | PE PDT TANG YEOW WAH: B14101 |  | 1504.429 m |  |  |  | 3 | 0 | Pass | null
377125088 | TNB | DISTRIBUTION | CHERAS | Existing | RYB | 11 kV |  |  |  |  | 70_1C_AL_XLPE |  |  |  | 1.159 m |  |  |  | 3 | 0 | Pass | null
377125165 | TNB | DISTRIBUTION | CHERAS | Existing | RYB | 11 kV |  |  |  |  | 240_3C_AL_XLPE | LOT 1779 JLN KPB 4 (MASTER SHANGHAI): B11129 | PDT WEI HUNG KPB 4: B14134 |  | 183.617 m |  |  |  | 3 | 0 | Pass | null
377125265 | TNB | DISTRIBUTION | CHERAS | Existing | RYB | 11 kV |  |  |  |  | 240_3C_AL_XLPE |  |  |  | 477.037 m |  |  |  | 3 | 0 | Pass | null
377172461 | TNB | DISTRIBUTION | CHERAS | Existing | RYB | 11 kV | YES |  |  |  | 240_3C_AL_XLPE | PE LOT 33132A BALAKONG: B14565 | PE SPECRIVER SDN BHD: B14745 |  | 128.330 m |  |  |  | 3 | 0 | Pass | null
377197844 | TNB | DISTRIBUTION | CHERAS | Existing | RYB | 11 kV |  |  |  |  | 150_3C_AL_XLPE |  |  |  | 9.109 m |  |  |  | 3 | 0 | Pass | null
377197848 | TNB | DISTRIBUTION | CHERAS | Existing | RYB | 11 kV |  |  |  |  | 150_3C_AL_XLPE |  |  |  | 21.701 m |  |  |  | 3 | 0 | Pass | null
377215037 | TNB | DISTRIBUTION | CHERAS | Existing | RYB | 11 kV | NO | Class C |  |  | 240_3C_AL_XLPE | PPU SGLN: | SUKMA PESONA: B12801 |  | 2381.770 m |  |  |  | 3 | 0 | Pass | null
377326685 | TNB | DISTRIBUTION | CHERAS | Existing | RYB | 11 kV |  |  |  |  | 70_1C_AL_XLPE |  |  |  | 1.000 m |  |  |  | 3 | 0 | Pass | null
377326752 | TNB | DISTRIBUTION | CHERAS | Existing | RYB | 11 kV |  |  |  |  | 240_3C_AL_XLPE | KG BARU CINA SG MACAU: B14375 | PE PDT SG MACAU: B14397 |  | 1204.342 m |  |  |  | 3 | 0 | Pass | null
377330985 | TNB | DISTRIBUTION | CHERAS | Existing | RYB | 11 kV |  |  |  |  | 70_1C_AL_XLPE |  |  |  | 1.216 m |  |  |  | 3 | 0 | Pass | null
377330989 | TNB | DISTRIBUTION | CHERAS | Existing | RYB | 11 kV |  |  |  |  | 70_1C_AL_XLPE |  |  |  | 1.229 m |  |  |  | 3 | 0 | Pass | null
377331142 | TNB | DISTRIBUTION | CHERAS | Existing | RYB | 11 kV |  |  |  |  | 70_1C_AL_XLPE |  |  |  | 1.150 m |  |  |  | 3 | 0 | Pass | null
377331252 | TNB | DISTRIBUTION | CHERAS | Existing | RYB | 11 kV |  |  |  |  | 240_3C_AL_XLPE | PE JEMCO DEVELOPMENT: B14145 | PE PADAT JEMCO DEV: B14146 |  | 210.147 m |  |  |  | 3 | 0 | Pass | null
377331259 | TNB | DISTRIBUTION | CHERAS | Existing | RYB | 11 kV |  |  |  |  | 240_3C_AL_XLPE | PE PADAT JEMCO DEV: B14148 | LEW MEW CHOI NO 2: B09118 |  | 870.193 m |  |  |  | 3 | 0 | Pass | null
377335273 | TNB | DISTRIBUTION | CHERAS | Existing | RYB | 11 kV |  |  |  |  | 70_1C_AL_XLPE |  |  |  | 1.266 m |  |  |  | 3 | 0 | Pass | null
377335350 | TNB | DISTRIBUTION | CHERAS | Existing | RYB | 11 kV |  |  |  |  | 240_3C_AL_XLPE | SSU BKT BELIMBING: B10716 | PE PDT PEH AH SOON KBP 6: B14391 |  | 879.609 m |  |  |  | 3 | 0 | Pass | null
377343861 | TNB | DISTRIBUTION | CHERAS | Existing | RYB | 11 kV |  |  |  |  | 70_1C_AL_XLPE |  |  |  | 1.151 m |  |  |  | 3 | 0 | Pass | null
377343939 | TNB | DISTRIBUTION | CHERAS | Existing | RYB | 11 kV |  |  |  |  | 240_3C_AL_XLPE | PBEL: | PE PDT PSTN KG BARU: B14483 |  | 3802.326 m |  |  |  | 3 | 2 | Pass | null
377343948 | TNB | DISTRIBUTION | CHERAS | Existing | RYB | 11 kV |  |  |  |  | 240_3C_AL_XLPE | PE PDT PSTN KG BARU: B14485 | PE PDT CENDANA LAND NO 1: B13453 |  | 2179.190 m |  |  |  | 3 | 0 | Pass | null
377356743 | TNB | DISTRIBUTION | CHERAS | Existing | RYB | 11 kV |  |  |  |  | 70_1C_AL_XLPE |  |  |  | 1.218 m |  |  |  | 3 | 0 | Pass | null
377356802 | TNB | DISTRIBUTION | CHERAS | Existing | RYB | 11 kV | NO | Class C |  |  | 240_3C_AL_XLPE | PE HQ HASIL KARYA: B14463 | ASAHI KOSEI NO 3: B12202 |  | 187.888 m |  |  |  | 3 | 0 | Pass | null
377361037 | TNB | DISTRIBUTION | CHERAS | Existing | RYB | 11 kV |  |  |  |  | 70_1C_AL_XLPE |  |  |  | 1.166 m |  |  |  | 3 | 0 | Pass | null
377361235 | TNB | DISTRIBUTION | CHERAS | Existing | RYB | 11 kV |  |  |  |  | 70_1C_AL_XLPE |  |  |  | 1.215 m |  |  |  | 3 | 0 | Pass | null
377361239 | TNB | DISTRIBUTION | CHERAS | Existing | RYB | 11 kV |  |  |  |  | 70_1C_AL_XLPE |  |  |  | 1.207 m |  |  |  | 3 | 0 | Pass | null
377361269 | TNB | DISTRIBUTION | CHERAS | Existing | RYB | 11 kV | NO | Class C |  |  | 240_3C_AL_XLPE | TMN RAKAN CHERAS NO 2: B14389 | PE 737 APARTMENT NO 2: B14388 |  | 1456.945 m |  |  |  | 3 | 0 | Pass | null
377365331 | TNB | DISTRIBUTION | CHERAS | Existing | RYB | 11 kV |  |  |  |  | 70_1C_AL_XLPE |  |  |  | 0.844 m |  |  |  | 3 | 0 | Pass | null
377365389 | TNB | DISTRIBUTION | CHERAS | Existing | RYB | 11 kV |  |  |  |  | 240_3C_AL_XLPE | PE GRAND INCOME SDN BHD: B13130 | PE PDT KAMPUNG SG TEKALI: B14395 |  | 2069.733 m |  |  |  | 3 | 0 | Pass | null
377412565 | TNB | DISTRIBUTION | CHERAS | Existing | RYB | 11 kV |  |  |  |  | 4X_300_1C_AL_PVC/PVC |  |  |  | 0.882 m |  |  |  | 4 | 0 | Fail | Please check "Label"
377412777 | TNB | DISTRIBUTION | CHERAS | Existing | RYB | 11 kV |  |  |  |  | 240_3C_AL_XLPE | TMN SERI MINANG BTHO: B07787 | KK3 BTHO: B15252 |  | 533.994 m |  |  |  | 3 | 3 | Pass | null
377425470 | TNB | DISTRIBUTION | CHERAS | Existing | RYB | 11 kV |  |  |  |  | 70_1C_AL_XLPE |  |  |  | 1.314 m |  |  |  | 3 | 0 | Pass | null
377425476 | TNB | DISTRIBUTION | CHERAS | Existing | RYB | 11 kV |  |  |  |  | 70_1C_AL_XLPE |  |  |  | 1.323 m |  |  |  | 3 | 0 | Pass | null
377425678 | TNB | DISTRIBUTION | CHERAS | Existing | RYB | 11 kV |  |  |  |  | 240_3C_AL_XLPE | PE CHERAS SELATAN 118: B14259 | PE CHERAS SELATAN 118: B14261 |  | 2.690 m |  |  |  | 3 | 0 | Pass | null
377425688 | TNB | DISTRIBUTION | CHERAS | Existing | RYB | 11 kV |  |  |  |  | 240_3C_AL_XLPE | TMN SRI INDAH: B01623 | PE CHERAS SELATAN 118: B14258 |  | 1161.819 m |  |  |  | 3 | 2 | Pass | null
377506100 | TNB | DISTRIBUTION | CHERAS | Existing | RYB | 11 kV |  |  |  |  | 70_1C_AL_XLPE |  |  |  | 1.196 m |  |  |  | 3 | 0 | Pass | null
377506228 | TNB | DISTRIBUTION | CHERAS | Existing | RYB | 11 kV |  |  |  |  | 70_1C_AL_XLPE |  |  |  | 1.174 m |  |  |  | 3 | 0 | Pass | null
377506229 | TNB | DISTRIBUTION | CHERAS | Existing | RYB | 11 kV |  |  |  |  | 70_1C_AL_XLPE |  |  |  | 1.187 m |  |  |  | 3 | 0 | Pass | null
377506424 | TNB | DISTRIBUTION | CHERAS | Existing | RYB | 11 kV |  |  |  |  | 240_3C_AL_XLPE | TMN KEMACAHAYA BLOK 3: | D-CRS-C16-0628: B14929 |  | 204.525 m |  |  |  | 3 | 0 | Pass | null
377506428 | TNB | DISTRIBUTION | CHERAS | Existing | RYB | 11 kV |  |  |  |  | 240_3C_AL_XLPE | D-CRS-C16-0628: B14930 | D-CRS-C16-0628: B14926 |  | 29.178 m |  |  |  | 3 | 0 | Pass | null
377506435 | TNB | DISTRIBUTION | CHERAS | Existing | RYB | 11 kV |  |  |  |  | 240_3C_AL_XLPE | D-CRS-C16-0628: B14925 | TMN SURIA RESIDENCE: B10560 [OFF] |  | 324.582 m |  |  |  | 3 | 0 | Pass | null
377506503 | TNB | DISTRIBUTION | CHERAS | Existing | RYB | 11 kV |  |  |  |  | 240_3C_AL_XLPE | PE YEW LUM BALAKONG JAYA: B14572 | D-CRS-C16-0627: |  | 330.320 m |  |  |  | 3 | 0 | Pass | null
377506526 | TNB | DISTRIBUTION | CHERAS | Existing | RYB | 11 kV |  |  |  |  | 70_1C_AL_XLPE |  |  |  | 1.082 m |  |  |  | 3 | 0 | Pass | null
377506624 | TNB | DISTRIBUTION | CHERAS | Existing | RYB | 11 kV | YES | Class D |  |  | 240_3C_AL_XLPE | PPU TSRA: | D-CRS-C16-0654: B14970 |  | 2200.024 m |  |  |  | 3 | 0 | Pass | null
377506678 | TNB | DISTRIBUTION | CHERAS | Existing | RYB | 11 kV |  |  |  |  | 240_3C_AL_XLPE | LMAS: | D-CRS-C16-0631: |  | 1425.636 m |  |  | LMAS-12 | 3 | 0 | Pass | null
377506744 | TNB | DISTRIBUTION | CHERAS | Existing | RYB | 11 kV |  |  |  |  | 70_1C_AL_XLPE |  |  |  | 0.853 m |  |  |  | 3 | 0 | Pass | null
377506745 | TNB | DISTRIBUTION | CHERAS | Existing | RYB | 11 kV |  |  |  |  | 70_1C_AL_XLPE |  |  |  | 0.863 m |  |  |  | 3 | 0 | Pass | null
377506966 | TNB | DISTRIBUTION | CHERAS | Existing | RYB | 11 kV |  |  |  |  | 70_1C_AL_XLPE |  |  |  | 0.840 m |  |  |  | 3 | 0 | Pass | null
377506975 | TNB | DISTRIBUTION | CHERAS | Existing | RYB | 11 kV | NO | Class C |  |  | 500_1C_AL_XLPE | BTHO: 10 | SSU AEON JUSCO CHERAS SELATAN: TNB0000 |  | 2687.512 m |  |  |  | 4 | 1 | Pass | null
377507002 | TNB | DISTRIBUTION | CHERAS | Existing | RYB | 11 kV |  |  |  |  | 70_1C_AL_XLPE |  |  |  | 1.591 m |  |  |  | 3 | 0 | Pass | null
377507003 | TNB | DISTRIBUTION | CHERAS | Existing | RYB | 11 kV |  |  |  |  | 70_1C_AL_XLPE |  |  |  | 1.588 m |  |  |  | 3 | 0 | Pass | null
377515612 | TNB | DISTRIBUTION | CHERAS | Existing | RYB | 11 kV |  |  |  |  | 240_3C_AL_XLPE | D-CRS-C16-0654: B14971 | LUBS TECHNOLOGY SB: B07691 |  | 987.703 m |  |  |  | 3 | 0 | Pass | null
377515673 | TNB | DISTRIBUTION | CHERAS | Existing | RYB | 11 kV | NO | Class C |  |  | 70_1C_AL_XLPE |  |  |  | 1.191 m |  |  |  | 3 | 0 | Pass | null
377515786 | TNB | DISTRIBUTION | CHERAS | Existing | RYB | 11 kV | YES | Class D |  |  | 240_3C_AL_XLPE | PPU TSRA: | GIANT VOICE SEMI-D: B13123 |  | 2076.775 m |  |  |  | 3 | 0 | Pass | null
377515818 | TNB | DISTRIBUTION | CHERAS | Existing | RYB | 11 kV | YES | Class D |  |  | 240_3C_AL_XLPE | PPU TSRA: | CHERAS PRIMA NO 1: B14365 |  | 1915.470 m |  |  |  | 3 | 0 | Pass | null
377515826 | TNB | DISTRIBUTION | CHERAS | Existing | RYB | 11 kV | NO | Class C |  |  | 240_3C_AL_XLPE | JUBA: | S3 LAND: B12069 |  | 4150.055 m |  |  |  | 3 | 0 | Pass | null
377696133 | TNB | DISTRIBUTION | CHERAS | Existing | RYB | 11 kV |  |  |  |  | 240_3C_AL_XLPE | SSU TALENT TEAM: | TMN INDUSTRI TALENT NO 2: B14953 |  | 270.434 m |  |  |  | 3 | 0 | Pass | null
377696142 | TNB | DISTRIBUTION | CHERAS | Existing | RYB | 11 kV | NO | Class C |  |  | 240_3C_AL_XLPE | PMU BLKG 132/11 kV: 11 | SSU TALENT TEAM: |  | 377.166 m |  |  | BLKG: 11 | 3 | 0 | Pass | null
377696151 | TNB | DISTRIBUTION | CHERAS | Existing | RYB | 11 kV |  |  |  |  | 240_3C_AL_XLPE | SSU TALENT TEAM: | ELEGANT CAPITAL NO 1: B11712 |  | 859.380 m |  |  |  | 3 | 0 | Pass | null
377696185 | TNB | DISTRIBUTION | CHERAS | Existing | RYB | 11 kV | NO | Class C |  |  | 70_1C_AL_XLPE |  |  |  | 1.049 m |  |  |  | 3 | 0 | Pass | null
377696186 | TNB | DISTRIBUTION | CHERAS | Existing | RYB | 11 kV | NO | Class C |  |  | 70_1C_AL_XLPE |  |  |  | 1.057 m |  |  |  | 3 | 0 | Pass | null
377696395 | TNB | DISTRIBUTION | CHERAS | Existing | RYB | 11 kV | NO | Class C |  |  | 240_3C_AL_XLPE | JLN CHERAS VISTA 2/1 BMC: B10643 | PE PDT CHERAS VISTA 4: B14890 |  | 320.247 m |  |  |  | 3 | 0 | Pass | null
377696415 | TNB | DISTRIBUTION | CHERAS | Existing | RYB | 11 kV | NO | Class C |  |  | 240_3C_AL_XLPE | PE PDT CHERAS VISTA 4: B14891 | PE CHERAS VISTA 6: B15001 |  | 672.413 m |  |  |  | 3 | 0 | Pass | null
377696445 | TNB | DISTRIBUTION | CHERAS | Existing | RYB | 11 kV |  |  |  |  | 70_1C_AL_XLPE |  |  |  | 1.269 m |  |  |  | 3 | 0 | Pass | null
377696545 | TNB | DISTRIBUTION | CHERAS | Existing | RYB | 11 kV |  |  |  |  | 240_3C_AL_XLPE | P/PURI BIDARA LUMAYAN SG LONG: B07974 | PE IWK SG LONG: B15071 |  | 454.213 m |  |  |  | 3 | 0 | Pass | null
377786143 | TNB | DISTRIBUTION | CHERAS | Existing | RYB | 11 kV |  |  |  |  | 70_1C_AL_XLPE |  |  |  | 1.156 m |  |  |  | 3 | 0 | Pass | null
377786234 | TNB | DISTRIBUTION | CHERAS | Existing | RYB | 11 kV |  |  |  |  | 70_1C_AL_XLPE |  |  |  | 1.059 m |  |  |  | 3 | 0 | Pass | null
377786328 | TNB | DISTRIBUTION | CHERAS | Existing | RYB | 11 kV |  |  |  |  | 70_1C_AL_XLPE |  |  |  | 1.147 m |  |  |  | 3 | 0 | Pass | null
377786412 | TNB | DISTRIBUTION | CHERAS | Existing | RYB | 11 kV |  |  |  |  | 70_1C_AL_XLPE |  |  |  | 1.159 m |  |  |  | 3 | 0 | Pass | null
377786494 | TNB | DISTRIBUTION | CHERAS | Existing | RYB | 11 kV |  |  |  |  | 70_1C_AL_XLPE |  |  |  | 1.159 m |  |  |  | 3 | 0 | Pass | null
377787783 | TNB | DISTRIBUTION | CHERAS | Existing | RYB | 11 kV |  |  |  |  | 240_3C_AL_XLPE | PE PDT SENJA NO 4: B14550 | PE PDT SENJA NO 2: B14551 |  | 654.450 m |  |  |  | 3 | 0 | Pass | null
377787789 | TNB | DISTRIBUTION | CHERAS | Existing | RYB | 11 kV |  |  |  |  | 240_3C_AL_XLPE | PE PDT SENJA NO 3: B14547 | PE PDT SENJA NO 4: B14548 |  | 197.868 m |  |  |  | 3 | 0 | Pass | null
377787800 | TNB | DISTRIBUTION | CHERAS | Existing | RYB | 11 kV |  |  |  |  | 240_3C_AL_XLPE | PE PDT SENJA NO 6: B14544 | PE PDT SENJA NO 3: B14545 |  | 395.613 m |  |  |  | 3 | 0 | Pass | null
377787812 | TNB | DISTRIBUTION | CHERAS | Existing | RYB | 11 kV |  |  |  |  | 240_3C_AL_XLPE | PE SENJA NO 5: B14541 | PE PDT SENJA NO 6: B14542 |  | 43.691 m |  |  |  | 3 | 0 | Pass | null
377787827 | TNB | DISTRIBUTION | CHERAS | Existing | RYB | 11 kV |  |  |  |  | 240_3C_AL_XLPE | PBEL: | MINES EXIBITION CENTRE: B05646 |  | 3613.356 m |  |  |  | 3 | 0 | Pass | null
377787831 | TNB | DISTRIBUTION | CHERAS | Existing | RYB | 11 kV |  |  |  |  | 240_3C_AL_XLPE | MINE: 4 | PE SENJA NO 5: B14538 |  | 1327.742 m |  |  |  | 3 | 0 | Pass | null
377787839 | TNB | DISTRIBUTION | CHERAS | Existing | RYB | 11 kV |  |  |  |  | 240_3C_AL_XLPE | PE PDT SENJA NO 2: B14553 | PE PDT SENJA NO 1: B13924 |  | 31.368 m |  |  |  | 3 | 0 | Pass | null
377915713 | TNB | DISTRIBUTION | CHERAS | Existing | RYB | 11 kV | NO | Class C |  |  | 70_1C_AL_XLPE |  |  |  | 0.873 m |  |  |  | 3 | 0 | Pass | null
378018019 | TNB | DISTRIBUTION | CHERAS | Existing | RYB | 11 kV |  |  |  |  | 70_1C_AL_XLPE |  |  |  | 0.994 m |  |  |  | 3 | 0 | Pass | null
378018092 | TNB | DISTRIBUTION | CHERAS | Existing | RYB | 11 kV |  |  |  |  | 240_3C_AL_XLPE | PADAT LAMAN KENCANA BT 19 H/L: B06746 | PE PADAT SG MAMPIR: B13802 |  | 935.388 m |  |  |  | 3 | 0 | Pass | null
378018125 | TNB | DISTRIBUTION | CHERAS | Existing | RYB | 11 kV |  |  |  |  | 70_1C_AL_XLPE |  |  |  | 0.994 m |  |  |  | 3 | 0 | Pass | null
378018196 | TNB | DISTRIBUTION | CHERAS | Existing | RYB | 11 kV |  |  |  |  | 240_3C_AL_XLPE | JUBA: | PE SIN CHEE HENG: B14379 |  | 2319.770 m |  |  |  | 3 | 0 | Pass | null
378035195 | TNB | DISTRIBUTION | CHERAS | Existing | RYB | 11 kV |  |  |  |  | 70_1C_AL_XLPE |  |  |  | 0.994 m |  |  |  | 3 | 0 | Pass | null
378035268 | TNB | DISTRIBUTION | CHERAS | Existing | RYB | 11 kV |  |  |  |  | 240_3C_AL_XLPE | PADAT SEK SG SERAI: B12068 | PE D' LANGAT: B14368 |  | 1673.868 m |  |  |  | 3 | 10 | Pass | null
378065259 | TNB | DISTRIBUTION | CHERAS | Existing | RYB | 11 kV |  |  |  |  | 70_1C_AL_XLPE |  |  |  | 1.216 m |  |  |  | 3 | 0 | Pass | null
378065260 | TNB | DISTRIBUTION | CHERAS | Existing | RYB | 11 kV |  |  |  |  | 70_1C_AL_XLPE |  |  |  | 1.224 m |  |  |  | 3 | 0 | Pass | null
378065401 | TNB | DISTRIBUTION | CHERAS | Existing | RYB | 11 kV |  |  |  |  | 240_3C_AL_XLPE | PE JADE HILL I-PARK: B14372 | CENTRAL MALAYA: B12010 |  | 236.604 m |  |  |  | 3 | 0 | Pass | null
379516652 | TNB | DISTRIBUTION | CHERAS | Existing | RYB | 11 kV |  |  |  |  | 70_1C_AL_XLPE |  |  |  | 1.996 m |  |  |  | 3 | 0 | Pass | null
379516658 | TNB | DISTRIBUTION | CHERAS | Existing | RYB | 11 kV |  |  |  |  | 70_1C_AL_XLPE |  |  |  | 1.965 m |  |  |  | 3 | 0 | Pass | null
379538351 | TNB | DISTRIBUTION | CHERAS | Existing | RYB | 11 kV |  | Class C |  |  | 70_1C_AL_XLPE |  |  |  | 1.127 m |  |  |  | 3 | 0 | Pass | null
379538462 | TNB | DISTRIBUTION | CHERAS | Existing | RYB | 11 kV |  |  |  |  | 240_3C_AL_XLPE | PPU MHCR2: |  |  | 982.415 m |  |  |  | 3 | 0 | Pass | null
379559613 | TNB | DISTRIBUTION | CHERAS | Existing | RYB | 33 kV | YES |  |  |  | 630_1C_CU_XLPE | PMU SPPK CHERAS 2: | SSU MRTCP: |  | 7459.481 m |  |  |  | 3 | 0 | Pass | null
379838777 | TNB | DISTRIBUTION | CHERAS | Existing | RYB | 11 kV |  |  |  |  | 240_3C_AL_XLPE | KILANG CHEW TSU PEH: B07880 | PE YEW LUM BALAKONG JAYA: B14570 |  | 176.800 m |  |  |  | 3 | 0 | Pass | null
379852087 | TNB | DISTRIBUTION | CHERAS | Existing | RYB | 11 kV | YES | Class D |  |  | 500_1C_AL_XLPE | PPU TSRA: | SSU ONE AMERIN NO 2: |  | 3335.612 m |  |  |  | 4 | 0 | Pass | null
379852091 | TNB | DISTRIBUTION | CHERAS | Existing | RYB | 11 kV | YES | Class D |  |  | 500_1C_AL_XLPE | PPU TSRA: | SSU ONE AMERIN NO 1: |  | 3359.788 m |  |  |  | 4 | 0 | Pass | null
379852095 | TNB | DISTRIBUTION | CHERAS | Existing | RYB | 11 kV |  |  |  |  | 500_1C_AL_XLPE | SSU ONE AMERIN NO 2: | SSU ONE AMERIN NO 1: [OFF] |  | 29.594 m |  |  |  | 4 | 0 | Pass | null
380294396 | TNB | DISTRIBUTION | CHERAS | Existing | RYB | 11 kV |  |  |  |  | 70_1C_AL_XLPE |  |  |  | 1.011 m |  |  |  | 3 | 0 | Pass | null
380294490 | TNB | DISTRIBUTION | CHERAS | Existing | RYB | 11 kV | NO | Class C |  |  | 240_3C_AL_XLPE | WIRA HEIGHT: B11207 | D-CRS-C16-0656: B14141 |  | 771.277 m |  |  |  | 3 | 0 | Pass | null
380294499 | TNB | DISTRIBUTION | CHERAS | Existing | RYB | 11 kV | NO | Class C |  |  | 240_3C_AL_XLPE | D-CRS-C16-0656: B14139 | JLN WIRA HEIGHT 3: B12647 |  | 727.390 m |  |  |  | 3 | 0 | Pass | null
380294515 | TNB | DISTRIBUTION | CHERAS | Existing | RYB | 11 kV | NO | Class C |  |  | 240_3C_AL_XLPE | JLN WIRA HEIGHT 3: B12648 | ADMIRAL PARK: B08976 |  | 882.740 m |  |  |  | 3 | 0 | Pass | null
380298124 | TNB | DISTRIBUTION | CHERAS | Existing | RYB | 11 kV |  |  |  |  | 240_3C_AL_XLPE | SWS TMN MAS SEMENTARA B: B10138 | RUMAH PANGSA BKT KUNDANG: B10193 [OFF] |  | 120.045 m |  |  |  | 3 | 0 | Pass | null
380349667 | TNB | DISTRIBUTION | CHERAS | Existing | RYB | 11 kV |  |  |  |  | 70_1C_AL_XLPE |  |  |  | 0.946 m |  |  |  | 3 | 0 | Pass | null
380349668 | TNB | DISTRIBUTION | CHERAS | Existing | RYB | 11 kV |  |  |  |  | 70_1C_AL_XLPE |  |  |  | 0.949 m |  |  |  | 3 | 0 | Pass | null
380349849 | TNB | DISTRIBUTION | CHERAS | Existing | RYB | 11 kV |  |  |  |  | 240_3C_AL_XLPE | KAJANG HEIGHT NO 4: B13947 | D-CRS-C16-0659: B14486 |  | 901.445 m |  |  |  | 3 | 0 | Pass | null
380487069 | TNB | DISTRIBUTION | CHERAS | Existing | RYB | 11 kV |  |  |  |  | 70_1C_AL_XLPE |  |  |  | 1.188 m |  |  |  | 3 | 0 | Pass | null
380487177 | TNB | DISTRIBUTION | CHERAS | Existing | RYB | 11 kV |  |  |  |  | 240_3C_AL_XLPE | LOT 2374 FURNIWEB: B10432 | D-CRS-C16-0665: B14657 |  | 71.300 m |  |  |  | 3 | 0 | Pass | null
381050007 | TNB | DISTRIBUTION | CHERAS | Existing | RYB | 11 kV | NO | Class C |  |  | 70_1C_AL_XLPE |  |  |  | 1.396 m |  |  |  | 3 | 0 | Pass | null
381051079 | TNB | DISTRIBUTION | CHERAS | Existing | RYB | 11 kV | NO | Class C |  |  | 240_3C_AL_XLPE | PE CHERAS VISTA 6: B15002 | JLN CHERAS VISTA NO 2: B11057 [OFF] |  | 782.913 m |  |  |  | 3 | 0 | Pass | null
381066759 | TNB | DISTRIBUTION | CHERAS | Existing | RYB | 11 kV | NO | Class C |  |  | 70_1C_AL_XLPE |  |  |  | 1.250 m |  |  |  | 3 | 0 | Pass | null
381076644 | TNB | DISTRIBUTION | CHERAS | Existing | RYB | 11 kV |  |  |  |  | 240_3C_AL_XLPE | HUTAN LIPUR SG CONGKAK: B02943 | : |  | 6841.287 m |  |  |  | 3 | 1 | Pass | null
381345869 | TNB | DISTRIBUTION | CHERAS | Existing | RYB | 11 kV |  |  |  |  | 70_1C_AL_XLPE |  |  |  | 1.200 m |  |  |  | 3 | 0 | Pass | null
381346132 | TNB | DISTRIBUTION | CHERAS | Existing | RYB | 11 kV |  |  |  |  | 240_3C_AL_XLPE | KTM SERDANG: B14505 | SG BESI INDAH NO 5A: B02652 |  | 519.790 m |  |  |  | 3 | 0 | Pass | null
381354457 | TNB | DISTRIBUTION | CHERAS | Existing | RYB | 11 kV |  |  |  |  | 70_1C_AL_XLPE |  |  |  | 1.176 m |  |  |  | 3 | 0 | Pass | null
381354579 | TNB | DISTRIBUTION | CHERAS | Existing | RYB | 11 kV |  |  |  |  | 240_3C_AL_XLPE | TMN TANMING MAJU CHERAS JAYA: B09091 | PE PDT ENNAI PLASTIK: B14437 |  | 954.209 m |  |  |  | 3 | 3 | Pass | null
381358730 | TNB | DISTRIBUTION | CHERAS | Existing | RYB | 11 kV |  |  |  |  | 70_1C_AL_XLPE |  |  |  | 1.658 m |  |  |  | 3 | 0 | Pass | null
381453252 | TNB | DISTRIBUTION | CHERAS | Existing | RYB | 33 kV |  |  |  |  | 630_1C_AL_XLPE | SLGT: 6S5 | PPU MHCR: 3P5 [OFF] |  | 2278.075 m |  |  |  | 3 | 0 | Pass | null
381453294 | TNB | DISTRIBUTION | CHERAS | Existing | RYB | 11 kV |  |  |  |  | 70_1C_AL_XLPE |  |  |  | 1.153 m |  |  |  | 3 | 0 | Pass | null
381453295 | TNB | DISTRIBUTION | CHERAS | Existing | RYB | 11 kV |  |  |  |  | 70_1C_AL_XLPE |  |  |  | 1.167 m |  |  |  | 3 | 0 | Pass | null
381453498 | TNB | DISTRIBUTION | CHERAS | Existing | RYB | 11 kV | NO | Class C |  |  | 70_1C_AL_XLPE |  |  |  | 0.746 m |  |  |  | 3 | 0 | Pass | null
381453592 | TNB | DISTRIBUTION | CHERAS | Existing | RYB | 11 kV |  |  |  |  | 70_1C_AL_XLPE |  |  |  | 0.628 m |  |  |  | 3 | 0 | Pass | null
381453686 | TNB | DISTRIBUTION | CHERAS | Existing | RYB | 11 kV |  |  |  |  | 70_1C_AL_XLPE |  |  |  | 0.700 m |  |  |  | 3 | 0 | Pass | null
381453781 | TNB | DISTRIBUTION | CHERAS | Existing | RYB | 11 kV |  |  |  |  | 70_1C_AL_XLPE |  |  |  | 0.700 m |  |  |  | 3 | 0 | Pass | null
381453906 | TNB | DISTRIBUTION | CHERAS | Existing | RYB | 11 kV |  |  |  |  | 70_1C_AL_XLPE |  |  |  | 1.000 m |  |  |  | 3 | 0 | Pass | null
381454074 | TNB | DISTRIBUTION | CHERAS | Existing | RYB | 11 kV |  |  |  |  | 70_1C_AL_XLPE |  |  |  | 1.000 m |  |  |  | 3 | 0 | Pass | null
381454167 | TNB | DISTRIBUTION | CHERAS | Existing | RYB | 11 kV |  |  |  |  | 70_1C_AL_XLPE |  |  |  | 2.000 m |  |  |  | 3 | 0 | Pass | null
381454310 | TNB | DISTRIBUTION | CHERAS | Existing | RYB | 11 kV |  |  |  |  | 70_1C_AL_XLPE |  |  |  | 0.805 m |  |  |  | 3 | 0 | Pass | null
381454425 | TNB | DISTRIBUTION | CHERAS | Existing | RYB | 11 kV |  |  |  |  | 240_3C_AL_XLPE | RTM SEBERANG LAUT: B08773 | RTM SEBERANG LAUT: B08772 |  | 3.304 m |  |  |  | 3 | 0 | Pass | null
381454435 | TNB | DISTRIBUTION | CHERAS | Existing | RYB | 11 kV | NO | Class C |  |  | 70_1C_AL_XLPE |  |  |  | 0.916 m |  |  |  | 3 | 0 | Pass | null
381466078 | TNB | DISTRIBUTION | CHERAS | Existing | RYB | 11 kV |  |  |  |  | 70_1C_AL_XLPE |  |  |  | 1.389 m |  |  |  | 3 | 0 | Pass | null
381942963 | TNB | DISTRIBUTION | CHERAS | Existing | RYB | 11 kV |  |  |  |  | 240_3C_AL_XLPE |  |  |  | 15.039 m |  |  |  | 3 | 0 | Pass | null
381942967 | TNB | DISTRIBUTION | CHERAS | Existing | RYB | 11 kV |  |  |  |  | 240_3C_AL_XLPE |  |  |  | 142.368 m |  |  |  | 3 | 0 | Pass | null
382153144 | TNB | DISTRIBUTION | CHERAS | Existing | RYB | 11 kV |  |  |  |  | 70_1C_AL_XLPE |  |  |  | 0.837 m |  |  |  | 3 | 0 | Pass | null
382153145 | TNB | DISTRIBUTION | CHERAS | Existing | RYB | 11 kV |  |  |  |  | 70_1C_AL_XLPE |  |  |  | 0.826 m |  |  |  | 3 | 0 | Pass | null
382153340 | TNB | DISTRIBUTION | CHERAS | Existing | RYB | 11 kV |  |  |  |  | 240_3C_AL_XLPE | PRIMA MASTONE: B02804 | PE WOO SHAO CON: B14698 |  | 98.558 m |  |  |  | 3 | 1 | Pass | null
382153453 | TNB | DISTRIBUTION | CHERAS | Existing | RYB | 11 kV |  |  |  |  | 240_3C_AL_XLPE | CJYA: 1 | PE LOT 4 BHS BOOK (D-CRS-C16-0700): |  | 1877.530 m |  |  |  | 3 | 0 | Pass | null
382153464 | TNB | DISTRIBUTION | CHERAS | Existing | RYB | 11 kV |  |  |  |  | 240_3C_AL_XLPE | PE LOT 4 BHS BOOK (D-CRS-C16-0700): | SSU ATLAS AIS CHERAS JAYA: [OFF] |  | 630.664 m |  |  |  | 3 | 0 | Pass | null
382153468 | TNB | DISTRIBUTION | CHERAS | Existing | RYB | 11 kV |  |  |  |  | 150_3C_AL_XLPE |  |  |  | 4.782 m |  |  |  | 3 | 0 | Pass | null
382157438 | TNB | DISTRIBUTION | CHERAS | Existing | RYB | 11 kV |  |  |  |  | 70_1C_AL_XLPE |  |  |  | 1.138 m |  |  |  | 3 | 0 | Pass | null
382157439 | TNB | DISTRIBUTION | CHERAS | Existing | RYB | 11 kV |  |  |  |  | 70_1C_AL_XLPE |  |  |  | 1.144 m |  |  |  | 3 | 0 | Pass | null
382157634 | TNB | DISTRIBUTION | CHERAS | Existing | RYB | 11 kV |  |  |  |  | 240_3C_AL_XLPE | D-CRS-C16-0659: B14489 | D-CRS-C16-0644: B14678 |  | 1706.117 m |  |  |  | 3 | 0 | Pass | null
382251896 | TNB | DISTRIBUTION | CHERAS | Existing | RYB | 11 kV |  |  |  |  | 240_3C_AL_XLPE | SWS BINA PLASTIC: B01244 | DATARAN HASIL: B07476 |  | 714.154 m |  |  |  | 3 | 1 | Pass | null
382251900 | TNB | DISTRIBUTION | CHERAS | Existing | RYB | 11 kV |  |  |  |  | 240_3C_AL_XLPE | U-LIK PLASTIK: TNB0000 | SURIA INDUSTRIAL PARK: B11490 |  | 1509.892 m |  |  |  | 3 | 3 | Pass | null
382535284 | TNB | DISTRIBUTION | CHERAS | Existing | RYB | 33 kV | YES | Class D |  |  | 630_1C_AL_XLPE | PMU BLKG 132/33 kV: 5L5 | SSU UPMS: 3S5 |  | 4173.374 m |  |  | BLKG: 5L5 | 3 | 0 | Pass | null
382535292 | TNB | DISTRIBUTION | CHERAS | Existing | RYB | 33 kV | YES | Class D |  |  | 630_1C_AL_XLPE | PMU BLKG 132/33 kV: 9L5 | PPU TCLB: 2P5 |  | 7245.652 m |  |  | BLKG: 9L5 | 3 | 8 | Pass | null
382943449 | TNB | DISTRIBUTION | CHERAS | Existing | RYB | 33 kV |  |  |  |  | 630_1C_AL_XLPE |  |  |  | 52.853 m |  |  |  | 3 | 0 | Pass | null
383067793 | TNB | DISTRIBUTION | CHERAS | Existing | RYB | 11 kV |  |  |  |  | 240_3C_AL_XLPE | SSU YOU VISTA CITY (c16-0543): | PE YOU RESIDENCE NO 2: B13772 |  | 172.823 m |  |  |  | 3 | 0 | Pass | null
383067801 | TNB | DISTRIBUTION | CHERAS | Existing | RYB | 11 kV |  |  |  |  | 240_3C_AL_XLPE | LMAS: | SSU YOU VISTA CITY (c16-0543): |  | 1648.114 m |  |  | LMAS-6 | 3 | 0 | Pass | null
383067814 | TNB | DISTRIBUTION | CHERAS | Existing | RYB | 11 kV |  |  |  |  | 70_1C_AL_XLPE |  |  |  | 11.138 m |  |  |  | 3 | 0 | Pass | null
383067818 | TNB | DISTRIBUTION | CHERAS | Existing | RYB | 11 kV |  |  |  |  | 70_1C_AL_XLPE |  |  |  | 10.799 m |  |  |  | 3 | 0 | Pass | null
383067845 | TNB | DISTRIBUTION | CHERAS | Existing | RYB | 11 kV |  |  |  |  | 70_1C_AL_XLPE |  |  |  | 1.074 m |  |  |  | 3 | 0 | Pass | null
383067846 | TNB | DISTRIBUTION | CHERAS | Existing | RYB | 11 kV |  |  |  |  | 70_1C_AL_XLPE |  |  |  | 1.063 m |  |  |  | 3 | 0 | Pass | null
383068050 | TNB | DISTRIBUTION | CHERAS | Existing | RYB | 11 kV |  |  |  |  | 240_3C_AL_XLPE | GIANT VOICE SEMI-D: B13126 | PE LOT 2297 BUKIT ANGKAT: B14902 |  | 1757.729 m |  |  |  | 3 | 0 | Pass | null
383072051 | TNB | DISTRIBUTION | CHERAS | Existing | RYB | 11 kV |  |  |  |  | 70_1C_AL_XLPE |  |  |  | 0.837 m |  |  |  | 3 | 0 | Pass | null
383072149 | TNB | DISTRIBUTION | CHERAS | Existing | RYB | 11 kV |  |  |  |  | 240_3C_AL_XLPE | DUSUN NANDING NO 2: B02196 | D-CRS-C16-0684: B14640 |  | 196.528 m |  |  |  | 3 | 1 | Pass | null
383072197 | TNB | DISTRIBUTION | CHERAS | Existing | RYB | 11 kV | NO | Class C |  |  | 150_3C_AL_XLPE |  |  |  | 6.718 m |  |  |  | 3 | 0 | Pass | null
383072201 | TNB | DISTRIBUTION | CHERAS | Existing | RYB | 11 kV | NO | Class C |  |  | 150_3C_AL_XLPE |  |  |  | 5.847 m |  |  |  | 3 | 0 | Pass | null
383072213 | TNB | DISTRIBUTION | CHERAS | Existing | RYB | 11 kV | NO | Class C |  |  | 240_3C_AL_XLPE | D-CRS-C16-0620: | JLN PERMAISURI 23/6 BDR MAHKOTA CHERAS: B07125 |  | 460.124 m |  |  |  | 3 | 2 | Pass | null
383102130 | TNB | DISTRIBUTION | CHERAS | Existing | RYB | 11 kV |  |  |  |  | 240_3C_AL_XLPE | TMN INDAH JAYA: B02248 | PDT LESTARI MEWAH: B13506 |  | 696.733 m |  |  |  | 3 | 0 | Pass | null
383359739 | TNB | DISTRIBUTION | CHERAS | Existing | R | 11 kV |  |  |  |  | 70_1C_AL_XLPE |  |  |  | 0.711 m |  |  |  | 3 | 0 | Fail | Please check "Phasing"
383840772 | TNB | DISTRIBUTION | CHERAS | Existing | RYB | 11 kV |  |  |  |  | 240_3C_AL_XLPE | TMASS: | SWS TMN MAS SEMENTARA C: B12327 |  | 68.097 m |  |  |  | 3 | 0 | Pass | null
384141960 | TNB | DISTRIBUTION | CHERAS | Existing | RYB | 11 kV |  |  |  |  | 240_3C_AL_XLPE | D-CRS-C15-0624: | D-CRS-C15-0624: B15281 |  | 79.088 m |  |  |  | 3 | 0 | Pass | null
384141966 | TNB | DISTRIBUTION | CHERAS | Existing | RYB | 11 kV |  |  |  |  | 240_3C_AL_XLPE | D-CRS-C15-0624: B15280 | D-CRS-C15-0624: B15277 |  | 50.998 m |  |  |  | 3 | 0 | Pass | null
384141971 | TNB | DISTRIBUTION | CHERAS | Existing | RYB | 11 kV |  |  |  |  | 240_3C_AL_XLPE | D-CRS-C15-0624: B15276 | D-CRS-C15-0624: B15273 |  | 34.922 m |  |  |  | 3 | 0 | Pass | null
384141977 | TNB | DISTRIBUTION | CHERAS | Existing | RYB | 11 kV |  |  |  |  | 240_3C_AL_XLPE | D-CRS-C15-0624: B15272 | D-CRS-C15-0624: [OFF] |  | 32.745 m |  |  |  | 3 | 0 | Pass | null
384142001 | TNB | DISTRIBUTION | CHERAS | Existing | RYB | 11 kV |  |  |  |  | 240_3C_AL_XLPE | MINE: 11 | D-CRS-C15-0624: |  | 471.411 m |  |  |  | 3 | 1 | Pass | null
384142009 | TNB | DISTRIBUTION | CHERAS | Existing | RYB | 11 kV |  |  |  |  | 240_3C_AL_XLPE | D-CRS-C15-0581: B15247 | LOT 31975 BINA PLASTIC INDUSTRIES: [OFF] |  | 760.444 m |  |  |  | 3 | 0 | Pass | null
384142031 | TNB | DISTRIBUTION | CHERAS | Existing | RYB | 11 kV |  |  |  |  | 240_3C_AL_XLPE | SG BESI INDAH NO 5: B15127 | D-CRS-C15-0624: [OFF] |  | 1050.629 m |  |  |  | 3 | 0 | Pass | null
384871259 | TNB | DISTRIBUTION | CHERAS | Existing | RYB | 33 kV | YES | Class D |  |  | 630_1C_AL_XLPE | PMU BLKG 132/33 kV: 2L5 | SSU UPMS: 5S5 |  | 4172.177 m |  |  | BLKG: 5L5 | 3 | 0 | Pass | null
384871276 | TNB | DISTRIBUTION | CHERAS | Existing | RYB | 33 kV | YES | Class D |  |  | 630_1C_AL_XLPE | PMU BLKG 132/33 kV: 4L5 | PPU EQUIN(N): |  | 12124.215 m |  |  |  | 3 | 0 | Pass | null
385219039 | TNB | DISTRIBUTION | CHERAS | Existing | RYB | 11 kV | NO | Class C |  |  | 240_3C_AL_XLPE | PDT Banglo Latifah: B13158 | PALM WALK NO 2: B10470 |  | 1756.616 m |  |  |  | 3 | 0 | Pass | null
385399418 | TNB | DISTRIBUTION | CHERAS | Existing | RYB | 11 kV |  |  |  |  | 240_3C_AL_XLPE | LMAS: | PE SAVILLE CHERAS KONDO(0605): |  | 2403.699 m |  |  | LMAS 8 | 3 | 0 | Pass | null
385399430 | TNB | DISTRIBUTION | CHERAS | Existing | RYB | 11 kV | NO |  |  |  | 240_3C_AL_XLPE | BTHO: 5 | SWS MAKTAB PDRM: B02043 |  | 6610.040 m |  |  |  | 3 | 0 | Pass | null
385485986 | TNB | DISTRIBUTION | CHERAS | Existing | RYB | 33 kV | YES |  |  |  | 630_1C_AL_XLPE | SLGT: 6S5 | PPU MHCR: 3P5 [OFF] |  | 773.325 m |  |  |  | 3 | 0 | Pass | null
385486074 | TNB | DISTRIBUTION | CHERAS | Existing | RYB | 33 kV | YES |  |  |  | 630_1C_AL_XLPE | SLGT 2 NO 1: [OFF] | PMU SPPK CHERAS 2: |  | 12469.277 m |  |  |  | 3 | 0 | Pass | null
385486079 | TNB | DISTRIBUTION | CHERAS | Existing | RYB | 33 kV | YES |  |  |  | 630_1C_AL_XLPE | SLGT 2 NO 1: | PMU MCRS: |  | 189.721 m |  |  |  | 3 | 0 | Pass | null
385486091 | TNB | DISTRIBUTION | CHERAS | Existing | RYB | 33 kV | YES |  |  |  | 630_1C_AL_XLPE | PMU MCRS: | SLGT 2 NO 1: |  | 190.087 m |  |  |  | 3 | 0 | Pass | null
385486115 | TNB | DISTRIBUTION | CHERAS | Existing | RYB | 33 kV | YES |  |  |  | 630_1C_AL_XLPE | PMU MCRS: | SSU MRTCP: [OFF] |  | 5181.313 m |  |  |  | 3 | 0 | Pass | null
385506753 | TNB | DISTRIBUTION | CHERAS | Existing | RYB | 11 kV | YES | Class D |  |  | 70_1C_AL_XLPE |  |  |  | 2.113 m |  |  |  | 3 | 0 | Pass | null
385644203 | TNB | DISTRIBUTION | CHERAS | Existing | RYB | 11 kV | YES | Class D |  |  | 240_3C_AL_XLPE | PPU TSRA: | TMN MESRA UTAMA IMPIAN EHSAN: B14137 |  | 2877.012 m |  |  |  | 3 | 0 | Pass | null
385803018 | TNB | DISTRIBUTION | CHERAS | Existing | RYB | 11 kV | NO | Class C |  |  | 240_3C_AL_XLPE | PE NOUVELLE BALAKONG NO 1: B13566 | PE SWEET WEALTH: B13164 |  | 1484.046 m |  |  |  | 3 | 0 | Pass | null
385824500 | TNB | DISTRIBUTION | CHERAS | Existing | RYB | 11 kV | NO | Class C |  |  | 240_3C_AL_XLPE | PPU MHCR2: | BDR MAHKOTA CHERAS NO 17: B13541 |  | 1309.356 m |  |  |  | 3 | 0 | Pass | null
385828782 | TNB | DISTRIBUTION | CHERAS | Existing | RYB | 11 kV | NO | Class C |  |  | 500_1C_AL_XLPE | LMAS: | D-CRS-C16-0631: |  | 1356.725 m |  |  | LMAS-13 | 4 | 0 | Pass | null
385876016 | TNB | DISTRIBUTION | CHERAS | Existing | RYB | 11 kV | NO | Class C |  |  | 240_3C_AL_XLPE | PMU BLKG 132/11 kV: 14 | YOONG SING TYRES: B01463 |  | 3931.628 m |  |  | BLKG: 14 | 3 | 0 | Pass | null
385914662 | TNB | DISTRIBUTION | CHERAS | Existing | RYB | 11 kV | NO | Class C |  |  | 240_3C_AL_XLPE | PMU BLKG 132/11 kV: 13 | PE PDT BAYU HEIGHT: B13149 |  | 1176.980 m |  |  | BLKG: 13 | 3 | 0 | Pass | null
385923254 | TNB | DISTRIBUTION | CHERAS | Existing | RYB | 11 kV | NO | Class C |  |  | 240_3C_AL_XLPE | PMU KJNG 132/11kV: 5 | SAMA PLASTIK: B04188 |  | 2002.962 m |  |  |  | 3 | 1 | Pass | null
385923264 | TNB | DISTRIBUTION | CHERAS | Existing | RYB | 11 kV | NO | Class C |  |  | 240_3C_AL_XLPE | BKT ANGKAT COMPACT SG CHUA: B04193 | DUNHAM BUSH: B04197 |  | 1207.870 m |  |  |  | 3 | 0 | Pass | null
385931846 | TNB | DISTRIBUTION | CHERAS | Existing | RYB | 11 kV | NO | Class C |  |  | 240_3C_AL_XLPE | BERKAT HASIL NO 4: B01882 | AUTOLIV HIROTAKO: MB07137 |  | 618.710 m |  |  |  | 3 | 3 | Pass | null
385931850 | TNB | DISTRIBUTION | CHERAS | Existing | RYB | 11 kV | NO | Class C |  |  | 240_3C_AL_XLPE | AUTOLIV HIROTAKO: MB07139 | TANMING RAYA NO 1: B01881 [OFF] |  | 461.235 m |  |  |  | 3 | 0 | Pass | null
385940450 | TNB | DISTRIBUTION | CHERAS | Existing | RYB | 11 kV | NO | Class C |  |  | 240_3C_AL_XLPE | COMMOND WOOD PRODUCT: B06072 | NO 3 TAMAN SETIA BALAKONG: B02964 |  | 771.456 m |  |  |  | 3 | 1 | Pass | null
385940472 | TNB | DISTRIBUTION | CHERAS | Existing | RYB | 11 kV |  |  |  |  | 240_3C_AL_XLPE | NO 2 TAMAN SETIA BALAKONG: B02958 |  |  | 22.444 m |  |  |  | 3 | 0 | Pass | null
385940478 | TNB | DISTRIBUTION | CHERAS | Existing | RYB | 11 kV | NO | Class C |  |  | 240_3C_AL_XLPE | NO 1, TMN SETIA BALAKONG: B02954 | TAMAN SINARAN NO 2: B07851 |  | 879.824 m |  |  |  | 3 | 0 | Pass | null
385940493 | TNB | DISTRIBUTION | CHERAS | Existing | RYB | 11 kV | NO | Class C |  |  | 240_3C_AL_XLPE | PMU BLKG 132/11 kV: 12 | JONG SENG COMPACT: B01459 |  | 4112.419 m |  |  | BLKG: 12 | 3 | 6 | Pass | null
385949014 | TNB | DISTRIBUTION | CHERAS | Existing | RYB | 11 kV | NO | Class C |  |  | 240_3C_AL_XLPE | PMU BLKG 132/11 kV: 5 | 99 SPEEDMART: B11428 |  | 2473.498 m |  |  | BLKG: 5 | 3 | 0 | Pass | null
385957602 | TNB | DISTRIBUTION | CHERAS | Existing | RYB | 11 kV | NO | Class C |  |  | 240_3C_AL_XLPE | PMU BLKG 132/11 kV: 10 | YEW LUM PROPERTIES: B01976 |  | 1133.058 m |  |  | BLKG: 10 | 3 | 0 | Pass | null
385957614 | TNB | DISTRIBUTION | CHERAS | Existing | RYB | 11 kV | NO | Class C |  |  | 240_3C_AL_XLPE | SWS LI FONG COPPER: B01965 | ASAHI KOSEI NO 2: B07590 [OFF] |  | 344.075 m |  |  |  | 3 | 0 | Pass | null
385957618 | TNB | DISTRIBUTION | CHERAS | Existing | RYB | 11 kV | NO | Class C |  |  | 240_3C_AL_XLPE | INDUSTRONIC ENTERPRISE: B01968 | SWS LI FONG COPPER: B01967 |  | 353.942 m |  |  |  | 3 | 0 | Pass | null
385966190 | TNB | DISTRIBUTION | CHERAS | Existing | RYB | 11 kV | NO | Class C |  |  | 240_3C_AL_XLPE | SRI TIMAH: B05480 | KYK HEIGHT: B11279 |  | 609.407 m |  |  |  | 3 | 1 | Pass | null
385970492 | TNB | DISTRIBUTION | CHERAS | Existing | RYB | 11 kV | NO | Class C |  |  | 240_3C_AL_XLPE | VISTA GREEN CONDO BDR MAHKOTA CHERAS: B07121 | JALAN DAYANG 17/8: B07912 |  | 1176.677 m |  |  |  | 3 | 1 | Pass | null
385970496 | TNB | DISTRIBUTION | CHERAS | Existing | RYB | 11 kV | NO | Class C |  |  | 240_3C_AL_XLPE | JLN PERMAISURI 23/6 BDR MAHKOTA CHERAS: B07127 | COMMERCIAL AREA NO 7 BMC: B08619 |  | 2012.962 m |  |  |  | 3 | 0 | Pass | null
385970517 | TNB | DISTRIBUTION | CHERAS | Existing | RYB | 11 kV | NO | Class C |  |  | 500_1C_AL_XLPE | PPU MHCR2: | D-CRS-C16-0620: |  | 938.523 m |  |  |  | 4 | 0 | Pass | null
387636557 | TNB | DISTRIBUTION | CHERAS | Existing | RYB | 11 kV | NO | Class C |  |  | 240_3C_AL_XLPE | TMN PERINDUSTRIAN ALFA IMPIAN NO 1: B11320 | RMH PANGSA KOS RENDAH NO 2 IMPIAN EHSAN: B07267 |  | 582.189 m |  |  |  | 3 | 0 | Pass | null
387640850 | TNB | DISTRIBUTION | CHERAS | Existing | RYB | 11 kV | NO | Class C |  |  | 240_3C_AL_XLPE | DESA KARUNMAS NO 4: B06447 | DESA KARUNMAS NO 1: B04585 |  | 644.538 m |  |  |  | 3 | 0 | Pass | null
387649462 | TNB | DISTRIBUTION | CHERAS | Existing | RYB | 11 kV | NO | Class C |  |  | 240_3C_AL_XLPE | CHERAS PRIMA NO 3: B08563 | CHERAS PRIMA NO 2: B07234 |  | 165.224 m |  |  |  | 3 | 0 | Pass | null
387649485 | TNB | DISTRIBUTION | CHERAS | Existing | RYB | 11 kV | NO | Class C |  |  | 240_3C_AL_XLPE | BALAI BOMBA BTHO: B15406 | SSU WOTP: B00919 |  | 1565.368 m |  |  |  | 3 | 0 | Pass | null
387649512 | TNB | DISTRIBUTION | CHERAS | Existing | RYB | 11 kV | NO | Class C |  |  | 70_1C_AL_XLPE |  |  |  | 1.175 m |  |  |  | 3 | 0 | Pass | null
387649613 | TNB | DISTRIBUTION | CHERAS | Existing | RYB | 11 kV | NO | Class C |  |  | 240_3C_AL_XLPE | CHERAS PRIMA NO 2: B07231 | BALAI BOMBA BTHO: B15404 |  | 4244.607 m |  |  |  | 3 | 0 | Pass | null
387662328 | TNB | DISTRIBUTION | CHERAS | Existing | RYB | 11 kV | NO | Class C |  |  | 500_1C_AL_XLPE | PPU SGLN: | PE UTAR SG LONG: |  | 1296.460 m |  |  |  | 3 | 0 | Pass | null
387666615 | TNB | DISTRIBUTION | CHERAS | Existing | RYB | 11 kV | NO | Class C |  |  | 240_3C_AL_XLPE | OAKHILL COMPACT: B02396 | JLN MUTIARA 3/4: B13119 |  | 1889.386 m |  |  |  | 3 | 0 | Pass | null
387666623 | TNB | DISTRIBUTION | CHERAS | Existing | RYB | 11 kV | NO | Class C |  |  | 240_3C_AL_XLPE | PE SJK (C) BDR SG LONG: B13945 | BKT PERMAI SG LONG: B04479 |  | 600.966 m |  |  |  | 3 | 0 | Pass | null
387670912 | TNB | DISTRIBUTION | CHERAS | Existing | RYB | 11 kV | NO | Class C |  |  | 240_3C_AL_XLPE | HAO RESIDENCE: B11818 | SG LONG GOLF CLUB: B02384 |  | 577.242 m |  |  |  | 3 | 0 | Pass | null
387675204 | TNB | DISTRIBUTION | CHERAS | Existing | RYB | 11 kV | NO | Class C |  |  | 240_3C_AL_XLPE | TAMAN SUNNYSIDE NO 4: B09145 | RMH PAM PARAS RENDAH: B08737 |  | 748.269 m |  |  |  | 3 | 0 | Pass | null
387675210 | TNB | DISTRIBUTION | CHERAS | Existing | RYB | 11 kV | NO | Class C |  |  | 240_3C_AL_XLPE | TMN SRI SG LONG NO 2: B10107 | TMN SERI SG LONG: B09998 |  | 556.658 m |  |  |  | 3 | 0 | Pass | null
387675219 | TNB | DISTRIBUTION | CHERAS | Existing | RYB | 11 kV | NO | Class C |  |  | 240_3C_AL_XLPE | TMN SERI SG LONG: B09996 | TAMAN SUNNYSIDE NO 3: B09139 |  | 571.146 m |  |  |  | 3 | 0 | Pass | null
387688084 | TNB | DISTRIBUTION | CHERAS | Existing | RYB | 11 kV | NO | Class C |  |  | 240_3C_AL_XLPE | PPU SGLN: | TMN RAKAN CHERAS NO 2: B02406 |  | 1414.923 m |  |  |  | 3 | 0 | Pass | null
387688088 | TNB | DISTRIBUTION | CHERAS | Existing | RYB | 11 kV | NO | Class C |  |  | 240_3C_AL_XLPE | PPU SGLN: | TMN RAKAN CHERAS NO 1: B02404 |  | 1347.347 m |  |  |  | 3 | 0 | Pass | null
387688092 | TNB | DISTRIBUTION | CHERAS | Existing | RYB | 11 kV | NO | Class C |  |  | 240_3C_AL_XLPE | PPU SGLN: 3 | SURIA VILLA: B13502 |  | 1670.154 m |  |  |  | 3 | 0 | Pass | null
387688109 | TNB | DISTRIBUTION | CHERAS | Existing | RYB | 11 kV | NO | Class C |  |  | 240_3C_AL_XLPE | TMN BUKIT SURIA NO 2: B09249 | TMN BUKIT SURIA NO 3: B11475 |  | 1221.182 m |  |  |  | 3 | 0 | Pass | null
387688117 | TNB | DISTRIBUTION | CHERAS | Existing | RYB | 11 kV | NO | Class C |  |  | 240_3C_AL_XLPE | SURIA VILLA: B13505 | TMN BUKIT SURIA NO 2: B09247 |  | 635.242 m |  |  |  | 3 | 0 | Pass | null
387688122 | TNB | DISTRIBUTION | CHERAS | Existing | RYB | 11 kV | NO | Class C |  |  | 240_3C_AL_XLPE | TMN BUKIT SURIA NO 3: B11473 | PADAT BUKIT SURIA: B11512 |  | 542.264 m |  |  |  | 3 | 0 | Pass | null
387688130 | TNB | DISTRIBUTION | CHERAS | Existing | RYB | 11 kV | NO | Class C |  |  | 240_3C_AL_XLPE | PADAT BUKIT SURIA: B11510 | TMN BUKIT SURIA NO 1: B11472 |  | 277.505 m |  |  |  | 3 | 0 | Pass | null
387688139 | TNB | DISTRIBUTION | CHERAS | Existing | RYB | 11 kV | NO | Class C |  |  | 240_3C_AL_XLPE | PADAT ADAPT HOUSING: B12340 | TMN RAKAN CHERAS NO 3: B04875 |  | 582.716 m |  |  |  | 3 | 0 | Pass | null
387688156 | TNB | DISTRIBUTION | CHERAS | Existing | RYB | 11 kV | NO | Class C |  |  | 240_3C_AL_XLPE | TMN SURIA: B09280 | TMN RAKAN CHERAS NO 3: B02409 [OFF] |  | 389.310 m |  |  |  | 3 | 0 | Pass | null
387688161 | TNB | DISTRIBUTION | CHERAS | Existing | RYB | 11 kV | NO | Class C |  |  | 240_3C_AL_XLPE | TMN TROPICANA CHERAS: B12425 | TMN SURIA: B09278 |  | 315.691 m |  |  |  | 3 | 0 | Pass | null
387688165 | TNB | DISTRIBUTION | CHERAS | Existing | RYB | 11 kV | NO | Class C |  |  | 240_3C_AL_XLPE | TMN SURIA NO 2: B10195 | TMN TROPICANA CHERAS: B12422 |  | 321.424 m |  |  |  | 3 | 0 | Pass | null
387688186 | TNB | DISTRIBUTION | CHERAS | Existing | RYB | 11 kV | NO | Class C |  |  | 240_3C_AL_XLPE | VIRIDIAN: B12239 | TMN TROPICANA NO 2: B13789 |  | 1134.902 m |  |  |  | 3 | 0 | Pass | null
387688198 | TNB | DISTRIBUTION | CHERAS | Existing | RYB | 11 kV | NO | Class C |  |  | 240_3C_AL_XLPE | TMN RAKAN CHERAS NO 2: B02408 | TAMAN CHERAS IDAMAN: B08436 |  | 732.412 m |  |  |  | 3 | 0 | Pass | null
387688211 | TNB | DISTRIBUTION | CHERAS | Existing | RYB | 11 kV | NO | Class C |  |  | 240_3C_AL_XLPE | TMN LINGKARAN NUR: B05385 | TMN KOPERASI CUEPAC NO 2: B02418 |  | 584.905 m |  |  |  | 3 | 0 | Pass | null
387688221 | TNB | DISTRIBUTION | CHERAS | Existing | RYB | 11 kV | NO | Class C |  |  | 240_3C_AL_XLPE | TAMAN CHERAS IDAMAN: B12687 | TAMAN CHERAS IDAMAN NO 2: B12701 [OFF] |  | 874.497 m |  |  |  | 3 | 0 | Pass | null
387688233 | TNB | DISTRIBUTION | CHERAS | Existing | RYB | 11 kV | NO | Class C |  |  | 240_3C_AL_XLPE | TMN KOPERASI CUEPAC NO 2: B14138 | PE 737 APARTMENT NO 1: B14382 [OFF] |  | 361.579 m |  |  |  | 3 | 0 | Pass | null
387688237 | TNB | DISTRIBUTION | CHERAS | Existing | RYB | 11 kV | NO | Class C |  |  | 240_3C_AL_XLPE | PE 737 APARTMENT NO 2: B14386 | PE 737 APARTMENT NO 1: B14385 |  | 51.260 m |  |  |  | 3 | 0 | Pass | null
387705260 | TNB | DISTRIBUTION | CHERAS | Existing | RYB | 11 kV | NO | Class C |  |  | 240_3C_AL_XLPE | PPU SGLN: 7 | GARDEN PARK SG. LONG NO 1: B05400 |  | 2386.887 m |  |  |  | 3 | 0 | Pass | null
387709564 | TNB | DISTRIBUTION | CHERAS | Existing | RYB | 11 kV | NO | Class C |  |  | 240_3C_AL_XLPE | JLN PAHLAWAN 20/3: B08600 | BDR MAHKOTA CHERAS NO. 12: B06355 |  | 777.341 m |  |  |  | 3 | 2 | Pass | null
387709589 | TNB | DISTRIBUTION | CHERAS | Existing | RYB | 11 kV | NO | Class C |  |  | 240_3C_AL_XLPE | BDR MAHKOTA CHERAS NO. 12: B06358 | JLN PAHLAWAN 2A/3 BDR MAHKOTA CHERAS: B09398 |  | 1145.626 m |  |  |  | 3 | 0 | Pass | null
387718142 | TNB | DISTRIBUTION | CHERAS | Existing | RYB | 11 kV | NO | Class C |  |  | 240_3C_AL_XLPE | MAN FAT SEC 2: B01315 | LIAN NGOI: B01811 |  | 1705.601 m |  |  |  | 3 | 0 | Pass | null
387739614 | TNB | DISTRIBUTION | CHERAS | Existing | RYB | 11 kV | NO | Class C |  |  | 240_3C_AL_XLPE | JLN PAHLAWAN 24/3, BDR MAHKOTA CHERAS: B07817 | JLN PAHLAWAN 22/3, BDR MAHKOTA CHERAS: B07818 |  | 481.317 m |  |  | HULU LANGAT JAYA NO 1 | 3 | 0 | Pass | null
387752498 | TNB | DISTRIBUTION | CHERAS | Existing | RYB | 11 kV | NO | Class C |  |  | 240_3C_AL_XLPE | LAGENDA SURIA NO 1: B10670 | LAGENDA SURIA NO 2: B10671 |  | 285.131 m |  |  |  | 3 | 0 | Pass | null
387756788 | TNB | DISTRIBUTION | CHERAS | Existing | RYB | 11 kV | NO | Class C |  |  | 240_3C_AL_XLPE | BDR MAHKOTA CHERAS NO. 2: | GREEN ACRE PARK NO 2: B06613 |  | 4621.806 m |  |  |  | 3 | 0 | Pass | null
387761096 | TNB | DISTRIBUTION | CHERAS | Existing | RYB | 11 kV | NO | Class C |  |  | 240_3C_AL_XLPE | JLN MAHKOTA RESIDENCE NO 2: B12013 | EXITWAY NO 1: B12661 |  | 338.590 m |  |  |  | 3 | 0 | Pass | null
388276378 | TNB | DISTRIBUTION | CHERAS | Existing | RYB | 11 kV | NO | Class C |  |  | 240_3C_AL_XLPE | PPU MHCR2: | PDT SHELL BMC: |  | 1100.268 m |  |  |  | 3 | 0 | Pass | null
388821700 | TNB | DISTRIBUTION | CHERAS | Existing | RYB | 11 kV | NO | Class C |  |  | 240_3C_AL_XLPE | D-CRS-C16-0333: B14863 | LFIP NO 1: B01948 |  | 687.313 m |  |  |  | 3 | 0 | Pass | null
388933344 | TNB | DISTRIBUTION | CHERAS | Existing | RYB | 33 kV | YES | Class D |  |  | 630_1C_AL_XLPE |  | PPU TSRA: [OFF] |  | 3785.345 m |  |  |  | 3 | 0 | Pass | null
389282745 | TNB | DISTRIBUTION | CHERAS | Existing | RYB | 11 kV |  |  |  |  | 240_3C_AL_XLPE | SWS TMN MAS SEMENTARA B: B10138 | RUMAH PANGSA BKT KUNDANG: B10193 [OFF] |  | 215.211 m |  |  |  | 3 | 0 | Pass | null
390599445 | TNB | DISTRIBUTION | CHERAS | Existing | RYB | 11 kV |  | Class C |  |  | 70_1C_AL_XLPE |  |  |  | 1.222 m |  |  |  | 3 | 0 | Pass | null
390599446 | TNB | DISTRIBUTION | CHERAS | Existing | RYB | 11 kV |  | Class C |  |  | 70_1C_AL_XLPE |  |  |  | 1.218 m |  |  |  | 3 | 0 | Pass | null
390599641 | TNB | DISTRIBUTION | CHERAS | Existing | RYB | 11 kV |  | Class D |  |  | 240_3C_AL_XLPE | MAKTAB TENTERA DIRAJA: B12118 | D-CRS-C17-0680: B15250 |  | 656.844 m |  |  |  | 3 | 0 | Pass | null