## Circuit Breaker
Id | Owner Type | Owner Name | Operational Area | Status | ERMS Functional Location | ERMS Equipment No | Operating Voltage | Normal Status | Insulation Type | Feeder Label | Substation Name | Mnemonics | ERMS System Status | ERMS User Status | Breaker No. | Date Commissioned | Manufacturer | Manufacturer [Old] | Model Number | Rated Current | Feeder Direction | Remarks
6389489 | TNB | DISTRIBUTION | CHERAS | Existing | BCRS/PCE/J01156/MB2 | 300455165 | 11 kV | CLOSED | VACUUM | B12736 | SUNSHINE EST |  |  |  | B12736 | 21/07/2013 |  | TAMCO | TAMCO | 630.000 A | TX1 1000 KVA
6389491 | TNB | DISTRIBUTION | CHERAS | Existing | BCRS/PCE/J01156/MB3 | 300455167 | 11 kV | CLOSED | VACUUM | B12737 | SUNSHINE EST |  |  |  | B12737 | 21/07/2013 |  | TAMCO | TAMCO | 630.000 A | LOT 3396 BALAKONG JAYA 2
6389492 | TNB | DISTRIBUTION | CHERAS | Existing | BCRS/PCE/J01156/MB1 | 300455163 | 11 kV | CLOSED | VACUUM | B12735 | SUNSHINE EST |  |  |  | B12735 | 21/07/2013 |  | TAMCO | TAMCO | 630.000 A | BALAKONG JAYA IND NO 3
12783280 | TNB | DISTRIBUTION | CHERAS | Existing | BCRS/PCE/J00532/MBB01854 | 300268147 | 11 kV | CLOSED | VACUUM | B00920 | PE WISMA MINLON |  |  |  | B00920 | 18/07/1998 |  | EPE | EPE | 630.000 A | PENGGUNA HT
12783282 | TNB | DISTRIBUTION | CHERAS | Existing | BCRS/PCE/J00532/MBB01853 | 300268146 | 11 kV | CLOSED | VACUUM | B00922 | PE WISMA MINLON |  |  |  | B00919 | 18/07/1998 |  | EPE | EPE | 630.000 A | BUKIT BAYU NO 6
12783283 | TNB | DISTRIBUTION | CHERAS | Existing | BCRS/PCE/J00532/MBB01855 | 300268149 | 11 kV | CLOSED | VACUUM | B009221 | PE WISMA MINLON |  |  |  | B009221 | 18/07/1998 |  | EPE | EPE | 630.000 A | HUA ZONG
14900227 | TNB | DISTRIBUTION | CHERAS | Existing | BCRS/PCE/J01106/MB3 | 300447763 | 11 kV | CLOSED | VACUUM | B12363 | GUPPY PLASTIK KARUNMAS |  |  |  | B12363 | 2013-02-08 |  | ITEM | SIEMENS | 630.000 A | TMN BKT EMAS 1
14900229 | TNB | DISTRIBUTION | CHERAS | Existing | BCRS/PCE/J01106/MB1 | 300447760 | 11 kV | CLOSED | VACUUM | B12361 | GUPPY PLASTIK KARUNMAS |  |  |  | B12361 | 2013-02-08 |  | ITEM | SIEMENS | 630.000 A | EKSPIDISI EMAS
14900230 | TNB | DISTRIBUTION | CHERAS | Existing | BCRS/PCE/J01106/MB2 | 300447761 | 11 kV | CLOSED | VACUUM | B12362 | GUPPY PLASTIK KARUNMAS |  |  |  | B12362 | 2013-02-08 |  | ITEM | SIEMENS | 630.000 A | PENGGUNA 11KV
15213829 | TNB | DISTRIBUTION | CHERAS | Existing | BCRS/PCE/J00873/MB3 | 300430828 | 11 kV | CLOSED | VACUUM | B07073 | LAG LOVE |  |  |  | B07073 | 2000-11-01 |  | SIEMENS | SIEMENS | 630.000 A | PLAZA TOL SAUJANA IMPIA
15213832 | TNB | DISTRIBUTION | CHERAS | Existing | BCRS/PCE/J00873/MB2 | 300430827 | 11 kV | CLOSED | VACUUM | B07072 | LAG LOVE |  |  |  | B07072 | 2000-11-01 |  | SIEMENS | SIEMENS | 630.000 A | PRNGGUNA HT
15213833 | TNB | DISTRIBUTION | CHERAS | Existing | BCRS/PCE/J00873/MB1 | 300430825 | 11 kV | CLOSED | VACUUM | B07071 | LAG LOVE |  |  |  | B07071 | 2000-11-01 |  | SIEMENS | SIEMENS | 630.000 A | TREND PAPER
26060340 | TNB | DISTRIBUTION | CHERAS | Existing |  |  | Unknown | OPEN | VACUUM | KJNG-10L5 | [7 empty] | TAMCO | VY-30M25D | 1250.000 A | N/A1(KJNG)
26060570 | TNB | DISTRIBUTION | CHERAS | Existing |  |  | Unknown | CLOSED | VACUUM | KJNG-6L5 | [7 empty] | TAMCO | VY-30M25D | 1250.000 A | PPU MAHKOTA CHERAS NO 1 (1P5)
26060949 | TNB | DISTRIBUTION | CHERAS | Existing |  |  | Unknown | CLOSED | VACUUM | KJNG-8L5 | [7 empty] | TAMCO | VY-30M25D | 1250.000 A | PPU BANGI RESORT (2P5)
27206856 | TNB | DISTRIBUTION | CHERAS | Existing | BCRS/PCE/J00539/MB6 | 300448808 | 11 kV | CLOSED | VACUUM | B05649 | MINES EXIBITION CENTRE |  |  |  | B05649 |  |  | ITEM | SIEMENS | 630.000 A | PENGGUNA 3
28568003 | TNB | DISTRIBUTION | CHERAS | Existing | BCRS/PMU/G00001/NB13 | 300047589 | 11 kV | CLOSED | VACUUM | CJYA-13 | PMU CHERAS JAYA 132/33/11kV |  |  |  | 13 | 1989-01-01 |  | Unknown | ENERGOINVEST | 630.000 A | SPARE
28568020 | TNB | DISTRIBUTION | CHERAS | Existing | BCRS/PMU/G00001/NB1 | 300047585 | 11 kV | CLOSED | VACUUM | CJYA-1 | PMU CHERAS JAYA 132/33/11kV |  |  |  | 1 | 1989-01-01 |  | Unknown | ENERGOINVEST | 630.000 A | SPARE
28568061 | TNB | DISTRIBUTION | CHERAS | Existing | BCRS/PMU/G00001/NB14 | 300047590 | 11 kV | CLOSED | VACUUM | CJYA-14 | PMU CHERAS JAYA 132/33/11kV |  |  |  | 14 | 1989-01-01 |  | Unknown | ENERGOINVEST | 630.000 A | LFID NO.1-200A
28568125 | TNB | DISTRIBUTION | CHERAS | Existing | BCRS/PMU/G00001/MB3L5 | 300047579 | 33 kV | CLOSED | VACUUM | CJYA-3L5 | PMU CHERAS JAYA 132/33/11kV |  |  |  | 3L5 | 1989-01-01 |  | TAMCO | VH3D | 1250.000 A | SG.WONG PPU
28568150 | TNB | DISTRIBUTION | CHERAS | Existing | BCRS/PMU/G00001/NB8 | 300047600 | 11 kV | CLOSED | VACUUM | CJYA-8 | PMU CHERAS JAYA 132/33/11kV |  |  |  | 8 | 1989-01-01 |  | Unknown | ENERGOINVEST | 630.000 A | P/E KOH CABLE IND-180A
28568221 | TNB | DISTRIBUTION | CHERAS | Existing | BCRS/PMU/G00001/NB7 | 300047599 | 11 kV | CLOSED | VACUUM | CJYA-7 | PMU CHERAS JAYA 132/33/11kV |  |  |  | 7 | 1989-01-01 |  | Unknown | ENERGOINVEST | 630.000 A | SPARE
28568282 | TNB | DISTRIBUTION | CHERAS | Existing | BCRS/PMU/G00001/MB1HO | 300047571 | 33 kV | CLOSED | VACUUM | CJYA-1H0 | PMU CHERAS JAYA 132/33/11kV |  |  |  | 1HO | 1989-01-01 |  | TAMCO | VH3D | 2000.000 A | TRANSFORMER 1
28568410 | TNB | DISTRIBUTION | CHERAS | Existing | BCRS/PMU/G00001/MB4L5 | 300047580 | 33 kV | OPEN | VACUUM | CJYA-4L5 | PMU CHERAS JAYA 132/33/11kV |  |  |  | 4L5 | 1989-01-01 |  | TAMCO | VH3D | 1250.000 A | T.H.ONN PPU-G94
28568411 | TNB | DISTRIBUTION | CHERAS | Existing | BCRS/PMU/G00001/NB12 | 300047588 | 11 kV | CLOSED | VACUUM | CJYA-12 | PMU CHERAS JAYA 132/33/11kV |  |  |  | 12 | 1989-01-01 |  | Unknown | ENERGOINVEST | 630.000 A | WAH ENGINEERING-100A
28568439 | TNB | DISTRIBUTION | CHERAS | Existing | BCRS/PMU/G00001/NB32 | 300047595 | 11 kV | CLOSED | VACUUM | CJYA-32 | PMU CHERAS JAYA 132/33/11kV |  |  |  | 32 | 1989-01-01 |  | Unknown | ENERGOINVEST | 2000.000 A | INCOMER NO.2
28568442 | TNB | DISTRIBUTION | CHERAS | Existing | BCRS/PMU/G00001/MB2HO | 300047576 | 33 kV | CLOSED | VACUUM | CJYA-2H0 | PMU CHERAS JAYA 132/33/11kV |  |  |  | 2HO | 1989-01-01 |  | TAMCO | VH3D | 2000.000 A | TRANSFORMER 2
28568459 | TNB | DISTRIBUTION | CHERAS | Existing | BCRS/PMU/G00001/NB31 | 300047594 | 11 kV | CLOSED | VACUUM | CJYA-31 | PMU CHERAS JAYA 132/33/11kV |  |  |  | 31 | 1989-01-01 |  | Unknown | ENERGOINVEST | 2000.000 A | INCOMER NO.1
28568468 | TNB | DISTRIBUTION | CHERAS | Existing | BCRS/PMU/G00001/MB2TO | 300047578 | 33 kV | CLOSED | VACUUM | CJYA-2T0 | PMU CHERAS JAYA 132/33/11kV |  |  |  | 2TO | 1989-01-01 |  | TAMCO | VH3D | 2000.000 A | INCOMER
28568484 | TNB | DISTRIBUTION | CHERAS | Existing | BCRS/PMU/G00001/MB2L5 | 300047577 | 33 kV | CLOSED | VACUUM | CJYA-2L5 | PMU CHERAS JAYA 132/33/11kV |  |  |  | 2L5 | 1989-01-01 |  | TAMCO | VH3D | 1250.000 A | MINES.R PPU-G83
28568485 | TNB | DISTRIBUTION | CHERAS | Existing | BCRS/PMU/G00001/MB5L5 | 300047581 | 33 kV | CLOSED | VACUUM | CJYA-5L5 | PMU CHERAS JAYA 132/33/11kV |  |  |  | 5L5 | 1989-01-01 |  | TAMCO | VH3D | 1250.000 A | TMJY PPU
28568510 | TNB | DISTRIBUTION | CHERAS | Existing | BCRS/PMU/G00001/MB1L5 | 300047572 | 33 kV | CLOSED | VACUUM | CJYA-1L5 | PMU CHERAS JAYA 132/33/11kV |  |  |  | 1L5 | 1989-01-01 |  | TAMCO | VH3D | 1250.000 A | CERAS PDN PPU
28568528 | TNB | DISTRIBUTION | CHERAS | Existing | BCRS/PMU/G00001/MB1TO | 300047574 | 33 kV | CLOSED | VACUUM | CJYA-1T0 | PMU CHERAS JAYA 132/33/11kV |  |  |  | 1TO | 1989-01-01 |  | TAMCO | VH3D | 2000.000 A | TX1-TUR
28568535 | TNB | DISTRIBUTION | CHERAS | Existing | BCRS/PMU/G00001/NB6 | 300047598 | 11 kV | CLOSED | VACUUM | CJYA-6 | PMU CHERAS JAYA 132/33/11kV |  |  |  | 6 | 1989-01-01 |  | Unknown | ENERGOINVEST | 630.000 A | P/E PKNS NO4 CERAS JAYA
28568536 | TNB | DISTRIBUTION | CHERAS | Existing | BCRS/PMU/G00001/NB10 | 300047586 | 11 kV | CLOSED | VACUUM | CJYA-10 | PMU CHERAS JAYA 132/33/11kV |  |  |  | 10 | 1989-01-01 |  | Unknown | ENERGOINVEST | 630.000 A | L COTTON-110A
28568560 | TNB | DISTRIBUTION | CHERAS | Existing | BCRS/PMU/G00001/MB6L5 | 300047582 | 33 kV | CLOSED | VACUUM | CJYA-6L5 | PMU CHERAS JAYA 132/33/11kV |  |  |  | 6L5 | 1989-01-01 |  | TAMCO | VH3D | 1250.000 A | TURF CLUB
28568567 | TNB | DISTRIBUTION | CHERAS | Existing | BCRS/PMU/G00001/NB3 | 300047592 | 11 kV | CLOSED | VACUUM | CJYA-3 | PMU CHERAS JAYA 132/33/11kV |  |  |  | 3 | 1989-01-01 |  | Unknown | ENERGOINVEST | 630.000 A | GREAT ASIA TIN CAN-60A
28568575 | TNB | DISTRIBUTION | CHERAS | Existing | BCRS/PMU/G00001/NB4 | 300047596 | 11 kV | CLOSED | VACUUM | CJYA-4 | PMU CHERAS JAYA 132/33/11kV |  |  |  | 4 | 1989-01-01 |  | Unknown | ENERGOINVEST | 630.000 A | P/E BERKAT NASIR-190A
28568576 | TNB | DISTRIBUTION | CHERAS | Existing | BCRS/PMU/G00001/NB9 | 300047601 | 11 kV | CLOSED | VACUUM | CJYA-9 | PMU CHERAS JAYA 132/33/11kV |  |  |  | 9 | 1989-01-01 |  | Unknown | ENERGOINVEST | 630.000 A | SPARE
28568597 | TNB | DISTRIBUTION | CHERAS | Existing | BCRS/PMU/G00001/MB8L5 | 300047584 | 33 kV | CLOSED | VACUUM | CJYA-8L5 | PMU CHERAS JAYA 132/33/11kV |  |  |  | 8L5 | 1989-01-01 |  | TAMCO | VH3D | 1250.000 A | S/IMP PPU-J30
28568628 | TNB | DISTRIBUTION | CHERAS | Existing | BCRS/PMU/G00001/NB11 | 300047587 | 11 kV | CLOSED | VACUUM | CJYA-11 | PMU CHERAS JAYA 132/33/11kV |  |  |  | 11 | 1989-01-01 |  | Unknown | ENERGOINVEST | 630.000 A | SPARE
28568644 | TNB | DISTRIBUTION | CHERAS | Existing | BCRS/PMU/G00001/NB5 | 300047597 | 11 kV | CLOSED | VACUUM | CJYA-5 | PMU CHERAS JAYA 132/33/11kV |  |  |  | 5 | 1989-01-01 |  | Unknown | ENERGOINVEST | 630.000 A | S/S NGAI MING PLASTIK-170A
28568688 | TNB | DISTRIBUTION | CHERAS | Existing | BCRS/PMU/G00001/MB7L5 | 300047583 | 33 kV | OPEN | VACUUM | CJYA-7L5 | PMU CHERAS JAYA 132/33/11kV |  |  |  | 7L5 | 1989-01-01 |  | TAMCO | VH3D | 1250.000 A | SPARE
28568772 | TNB | DISTRIBUTION | CHERAS | Existing | BCRS/PMU/G00001/NB2 | 300047591 | 11 kV | CLOSED | VACUUM | CJYA-2 | PMU CHERAS JAYA 132/33/11kV |  |  |  | 2 | 1989-01-01 |  | Unknown | ENERGOINVEST | 630.000 A | KG BARU BALAKONG COMPACT150A
28632399 | TNB | DISTRIBUTION | CHERAS | Existing | BCRS/PPU/G00001/NB1 | 300048154 | 11 kV | CLOSED | VACUUM | BTHO-1 | PPU BANDAR TUN HUSSEIN ONN |  |  |  | 1 | 17/08/1996 |  | EPE | VFT-12D | 630.000 A | PE TMN KOTA CHERAS
35019673 | TNB | DISTRIBUTION | CHERAS | Existing | BCRS/SSU/J00003/MB9 | 300430911 | 11 kV | CLOSED | VACUUM | B10717 | SSU BKT BELIMBING |  |  |  | B10717 | 2010-11-11 |  | EPE | EPE | 630.000 A | APARTMENT JUARA JAYA
35019680 | TNB | DISTRIBUTION | CHERAS | Existing | BCRS/SSU/J00003/MB5 | 300430904 | 11 kV | CLOSED | VACUUM | B10713 | SSU BKT BELIMBING |  |  |  | B10713 | 2011-11-11 |  | EPE | EPE | 630.000 A | PPU BKT BLIMBING F3
35019681 | TNB | DISTRIBUTION | CHERAS | Existing | BCRS/SSU/J00003/MB7 | 300430908 | 11 kV | CLOSED | VACUUM | B10715 | SSU BKT BELIMBING |  |  |  | B10715 | 2010-11-11 |  | EPE | EPE | 630.000 A | PPU BKT BLIMBING F5
35019693 | TNB | DISTRIBUTION | CHERAS | Existing | BCRS/SSU/J00003/MB3 | 300430902 | 11 kV | CLOSED | VACUUM | B10711 | SSU BKT BELIMBING |  |  |  | B10711 | 2010-11-11 |  | EPE | EPE | 630.000 A | LOT 1842 KPB 6
35019706 | TNB | DISTRIBUTION | CHERAS | Existing | BCRS/SSU/J00003/MB1 | 300430899 | 11 kV | OPEN | VACUUM | B10709 | SSU BKT BELIMBING |  |  |  | B10709 | 2010-11-11 |  | EPE | EPE | 630.000 A | SPARE
35019719 | TNB | DISTRIBUTION | CHERAS | Existing | BCRS/SSU/J00003/MB4 | 300430903 | 11 kV | OPEN | VACUUM | B10712 | SSU BKT BELIMBING |  |  |  | B10712 | 2010-11-11 |  | EPE | EPE | 630.000 A | HARMONI INDAH 1
35019747 | TNB | DISTRIBUTION | CHERAS | Existing | BCRS/SSU/J00003/MB10 | 300430912 | 11 kV | CLOSED | VACUUM | B10718 | SSU BKT BELIMBING |  |  |  | B10718 | 2010-11-11 |  | EPE | EPE | 630.000 A | SPARE
35019751 | TNB | DISTRIBUTION | CHERAS | Existing | BCRS/SSU/J00003/MB2 | 300430901 | 11 kV | OPEN | VACUUM | B10710 | SSU BKT BELIMBING |  |  |  | B10710 | 2010-11-11 |  | EPE | EPE | 630.000 A | MAKTAB TENTERA DIRAJA
35019772 | TNB | DISTRIBUTION | CHERAS | Existing | BCRS/SSU/J00003/MB8 | 300430909 | 11 kV | CLOSED | VACUUM | B10716 | SSU BKT BELIMBING |  |  |  | B10716 | 2010-11-11 |  | EPE | EPE | 630.000 A | CHEETAH BERHAD
35019790 | TNB | DISTRIBUTION | CHERAS | Existing | BCRS/PCE/J01072/MB5 | 300448367 | 11 kV | CLOSED | VACUUM | B11884 | DEPOH RAPID |  |  |  | B11884 | 2012-11-11 |  | TOPRANK | TOPRANK | 630.000 A | POLLUTION ENG
35019798 | TNB | DISTRIBUTION | CHERAS | Existing | BCRS/PCE/J01072/MB4 | 300448366 | 11 kV | CLOSED | VACUUM | B11887 | DEPOH RAPID |  |  |  | B11887 | 2012-11-11 |  | TOPRANK | TOPRANK | 630.000 A | PENGGUNA HT 2
35019810 | TNB | DISTRIBUTION | CHERAS | Existing | BCRS/PCE/J01072/MB2 | 300448364 | 11 kV | CLOSED | VACUUM | B11885 | DEPOH RAPID |  |  |  | B11885 | 2012-11-11 |  | TOPRANK | TOPRANK | 630.000 A | PENGGUNA HT
35019823 | TNB | DISTRIBUTION | CHERAS | Existing | BCRS/PCE/J01072/MB1 | 300448360 | 11 kV | CLOSED | VACUUM | B11888 | DEPOH RAPID |  |  |  | B11888 | 2012-11-11 |  | TOPRANK | TOPRANK | 630.000 A | LOT 331332A BALAKONG
35020447 | TNB | DISTRIBUTION | CHERAS | Existing | BCRS/PCE/J01037/MB2 | 300430863 | 11 kV | CLOSED | VACUUM | B11824 | COLOUR IMAGE |  |  |  | B11824 | 2012-11-01 |  | SIEMENS | SIEMENS | 630.000 A | PENGGUNA HT
35020449 | TNB | DISTRIBUTION | CHERAS | Existing | BCRS/PCE/J01037/MB1 | 300430862 | 11 kV | CLOSED | VACUUM | B11823 | COLOUR IMAGE |  |  |  | B11823 | 2012-11-01 |  | SIEMENS | SIEMENS | 630.000 A | SWEET WEALTH
35020450 | TNB | DISTRIBUTION | CHERAS | Existing | BCRS/PCE/J01037/MB | 300430865 | 11 kV | CLOSED | VACUUM | B11825 | COLOUR IMAGE |  |  |  | TNB0000 | 2012-11-01 |  | SIEMENS | SIEMENS | 630.000 A | KAWASAN
35020731 | TNB | DISTRIBUTION | CHERAS | Existing | BCRS/PCE/J00565/MBB09183 | 300268946 | 11 kV | CLOSED | VACUUM | B09183 | TMN INDUSTRI SELESA JAYA |  |  |  | B09183 | 2008-11-11 |  | SIEMENS | SIEMENS | 630.000 A | BERKAT HASIL 15
35020733 | TNB | DISTRIBUTION | CHERAS | Existing | BCRS/PCE/J00565/MBB09181 | 300268944 | 11 kV | CLOSED | VACUUM | B09181 | TMN INDUSTRI SELESA JAYA |  |  |  | B09181 | 2008-11-11 |  | SIEMENS | SIEMENS | 630.000 A | BERKAT HASIL 14
35020734 | TNB | DISTRIBUTION | CHERAS | Existing | BCRS/PCE/J00565/MBB09182 | 300268945 | 11 kV | CLOSED | VACUUM | B09182 | TMN INDUSTRI SELESA JAYA |  |  |  | B09182 | 2008-11-11 |  | SIEMENS | SIEMENS | 630.000 A | PENGGUNA 11KV
35185266 | TNB | DISTRIBUTION | CHERAS | Existing | BCRS/PCE/J01104/MB2 | 300447748 | 11 kV | CLOSED | VACUUM | B12365 | MULIA BERSAMA KPB 1 |  |  |  | B12365 | 15/07/2013 |  | EPE | EPE | 630.000 A | TX1
35185271 | TNB | DISTRIBUTION | CHERAS | Existing | BCRS/PCE/J01104/MB1 | 300447747 | 11 kV | CLOSED | VACUUM | B12366 | MULIA BERSAMA KPB 1 |  |  |  | B12366 | 15/07/2013 |  | EPE | EPE | 630.000 A | SWEET TAPE
35185280 | TNB | DISTRIBUTION | CHERAS | Existing | BCRS/PCE/J01104/MB3 | 300447749 | 11 kV | CLOSED | VACUUM | B12364 | MULIA BERSAMA KPB 1 |  |  |  | B12364 | 15/07/2013 |  | EPE | EPE | 630.000 A | WONG SUE KAU
35666936 | TNB | DISTRIBUTION | CHERAS | Existing | BCRS/PCE/J01095/MB2 | 300445092 | 11 kV | CLOSED | VACUUM | B11531 | GIANT HIGHWAY BT 9 |  |  |  | B11531 | 2011-11-11 |  | TAMCO | TAMCO | 630.000 A | PENGGUNA 11KV
35666938 | TNB | DISTRIBUTION | CHERAS | Existing | BCRS/PCE/J01095/MB1 | 300445091 | 11 kV | OPEN | VACUUM | B11532 | GIANT HIGHWAY BT 9 |  |  |  | B11532 | 2011-11-11 |  | TAMCO | TAMCO | 630.000 A | PPU LMAS F6
35666939 | TNB | DISTRIBUTION | CHERAS | Existing | BCRS/PCE/J01095/MB3 | 300445093 | 11 kV | CLOSED | VACUUM | B11530 | GIANT HIGHWAY BT 9 |  |  |  | B11530 | 2011-11-11 |  | TAMCO | TAMCO | 630.000 A | PPU LMAS F5
38706144 | TNB | DISTRIBUTION | CHERAS | Existing | BCRS/PCE/J01094/MB2 | 300444416 | 11 kV | CLOSED | VACUUM | B12203 | ASAHI KOSEI NO 3 |  |  |  | B12203 | 2012-11-11 |  | TOSHIBA | TOSHIBA | 630.000 A | PENGGUNA 11KV
38706146 | TNB | DISTRIBUTION | CHERAS | Existing | BCRS/PCE/J01094/MB1 | 300444415 | 11 kV | CLOSED | VACUUM | B12202 | ASAHI KOSEI NO 3 |  |  |  | B12202 | 2012-11-11 |  | TOSHIBA | TOSHIBA | 630.000 A | TECHNICAL WORLD
38706147 | TNB | DISTRIBUTION | CHERAS | Existing | BCRS/PCE/J01094/MB3 | 300444417 | 11 kV | CLOSED | VACUUM | B12204 | ASAHI KOSEI NO 3 |  |  |  | B12204 | 2012-11-11 |  | TOSHIBA | TOSHIBA | 630.000 A | LFIP NO 4
39406088 | TNB | DISTRIBUTION | CHERAS | Existing | BCRS/PCE/J01096/MB2 | 300445231 | 11 kV | CLOSED | VACUUM | B12116 | MAKTAB TENTERA DIRAJA |  |  |  | B12116 | 2013-11-01 |  | TAMCO | TAMCO | 630.000 A | PPU BKT BELIMBING F9
39406090 | TNB | DISTRIBUTION | CHERAS | Existing | BCRS/PCE/J01096/MB1 | 300445229 | 11 kV | CLOSED | VACUUM | B12117 | MAKTAB TENTERA DIRAJA |  |  |  | B12117 | 2013-11-01 |  | TAMCO | TAMCO | 630.000 A | PENGGUNA
39406091 | TNB | DISTRIBUTION | CHERAS | Existing | BCRS/PCE/J01096/MB3 | 300445232 | 11 kV | CLOSED | VACUUM | B12118 | MAKTAB TENTERA DIRAJA |  |  |  | B12118 | 2013-11-01 |  | TAMCO | TAMCO | 630.000 A | SSU BKT BELIMBING
41691310 | TNB | DISTRIBUTION | CHERAS | Existing |  |  | 11 kV | CLOSED | VACUUM | SGLN-7 | [7 empty] | TAMCO | VK 10J20D | 630.000 A | B05400 GARDEN PARK NO 1
41691317 | TNB | DISTRIBUTION | CHERAS | Existing |  |  | 33 kV | CLOSED | VACUUM | SGLN-1H0 | [7 empty] | TAMCO | VY-30M25D | 1250.000 A | SGLN-TX1-1H0
41691334 | TNB | DISTRIBUTION | CHERAS | Existing |  |  | 11 kV | CLOSED | VACUUM | SGLN-10 | [7 empty] | TAMCO | VK 10J20D | 1250.000 A | LOCAL TRANSFORMER
41691403 | TNB | DISTRIBUTION | CHERAS | Existing |  |  | 11 kV | CLOSED | VACUUM | SGLN-12 | [7 empty] | TAMCO | VK 10J20D | 630.000 A | BDR SG LONG GOLF CLUB
41691412 | TNB | DISTRIBUTION | CHERAS | Existing |  |  | 11 kV | CLOSED | VACUUM | SGLN-6 | [7 empty] | TAMCO | VK 10J20D | 630.000 A | B01363 THAM KOK
41691473 | TNB | DISTRIBUTION | CHERAS | Existing |  |  | 11 kV | CLOSED | VACUUM | SGLN-5 | [7 empty] | TAMCO | VK 10J20D | 630.000 A | SG LONG NO 1
41691515 | TNB | DISTRIBUTION | CHERAS | Existing |  |  | 11 kV | CLOSED | VACUUM | SGLN-8 | [7 empty] | TAMCO | VK 10J20D | 630.000 A | B04012 WETEX
41691572 | TNB | DISTRIBUTION | CHERAS | Existing |  |  | 33 kV | CLOSED | VACUUM | SGLN-2H0 | [7 empty] | TAMCO | VY-30M25D | 1250.000 A | SGLN-TX2-2H0
41691585 | TNB | DISTRIBUTION | CHERAS | Existing |  |  | 11 kV | CLOSED | VACUUM | SGLN-1 | [7 empty] | TAMCO | VK 10J20D | 630.000 A | B01507 SIAN CHIN AIK
41691587 | TNB | DISTRIBUTION | CHERAS | Existing |  |  | Unknown | CLOSED | VACUUM | SGLN-F96 | [7 empty] | TAMCO | VY-30M25D | 1250.000 A | CJYA-3L5
41691621 | TNB | DISTRIBUTION | CHERAS | Existing |  |  | 11 kV | CLOSED | VACUUM | SGLN-9 | [7 empty] | TAMCO | VK 10J20D | 630.000 A | B06693 BDR MAHKOTA CHERAS NO 14
41691626 | TNB | DISTRIBUTION | CHERAS | Existing |  |  | 11 kV | CLOSED | VACUUM | SGLN-31 | [7 empty] | TAMCO | VK 10925DT | 2000.000 A | 11KV BUSBAR
41691653 | TNB | DISTRIBUTION | CHERAS | Existing |  |  | 11 kV | CLOSED | VACUUM | SGLN-4 | [7 empty] | TAMCO | VK 10J20D | 630.000 A | B08174 JLN SL 13/4 SG LONG
41691675 | TNB | DISTRIBUTION | CHERAS | Existing |  |  | 11 kV | CLOSED | VACUUM | SGLN-3 | [7 empty] | TAMCO | VK 10J20D | 630.000 A | B09247 TMN BUKIT SURIA 2 TMN RAKAN
41691701 | TNB | DISTRIBUTION | CHERAS | Existing |  |  | 11 kV | CLOSED | VACUUM | SGLN-32 | [7 empty] | TAMCO | VK 10925DT | 2000.000 A | 11KV BUSBAR
41691717 | TNB | DISTRIBUTION | CHERAS | Existing |  |  | Unknown | CLOSED | VACUUM | SGLN-F97 | [7 empty] | TAMCO | VY-30M25D | 1250.000 A | MHCR-2P5
41691813 | TNB | DISTRIBUTION | CHERAS | Existing |  |  | 11 kV | CLOSED | VACUUM | SGLN-2 | [7 empty] | TAMCO | VK 10J20D | 630.000 A | B09950 BUKIT SUNGAI LONG 1
41691881 | TNB | DISTRIBUTION | CHERAS | Existing |  |  | Unknown | CLOSED | VACUUM | SGLN-4P5 | [7 empty] | TAMCO | VY-30M25D | 1250.000 A | SJIM-J28
41691903 | TNB | DISTRIBUTION | CHERAS | Existing |  |  | 33 kV | OPEN | VACUUM | CJYA-7L5 | [7 empty] | TAMCO | VY-30M250T | 1250.000 A | SPARE1(CJYA)
41692715 | TNB | DISTRIBUTION | CHERAS | Existing |  |  | 33 kV | CLOSED | VACUUM | 11L5 | PMU CHERAS JAYA 132/33/11kV | [6 empty] | TAMCO | VK 10J20D | 630.000 A | B09247 TMN BUKIT SURIA 2 TMN RAKAN
41692758 | TNB | DISTRIBUTION | CHERAS | Existing |  |  | 33 kV | CLOSED | VACUUM | 9L5 | PMU CHERAS JAYA 132/33/11kV | [6 empty] | TAMCO | VK 10J20D | 630.000 A | MINE-IP5
41692794 | TNB | DISTRIBUTION | CHERAS | Existing |  |  | 33 kV | CLOSED | VACUUM | 15L5 | PMU CHERAS JAYA 132/33/11kV | [6 empty] | TAMCO | VK 10J20D | 630.000 A | B05400 GARDEN PARK NO 1
41692872 | TNB | DISTRIBUTION | CHERAS | Existing |  |  | 33 kV | CLOSED | VACUUM | 13L5 | PMU CHERAS JAYA 132/33/11kV | [6 empty] | TAMCO | VK 10J20D | 630.000 A | SG LONG NO 1
41693038 | TNB | DISTRIBUTION | CHERAS | Existing |  |  | 33 kV | OPEN | VACUUM | 17L5 | PMU CHERAS JAYA 132/33/11kV | [6 empty] | TAMCO | VK 10J20D | 630.000 A | B06693 BDR MAHKOTA CHERAS NO 14
41693094 | TNB | DISTRIBUTION | CHERAS | Existing |  |  | 33 kV | CLOSED | VACUUM | 3T0 | PMU CHERAS JAYA 132/33/11kV | [6 empty] | TAMCO | VK 10925DT | 2000.000 A | 11KV BUSBAR
41693115 | TNB | DISTRIBUTION | CHERAS | Existing |  |  | 33 kV | OPEN | VACUUM | 19L5 | PMU CHERAS JAYA 132/33/11kV | [6 empty] | TAMCO | VY-30M250T | 1250.000 A | SPARE1(CJYA)
42398971 | TNB | DISTRIBUTION | CHERAS | Existing |  |  | 11 kV | CLOSED | VACUUM | B10890 | SSU JUSCO BMC | [6 empty] | ITEM | 8BK-88E AI | 630.000 A | PENGGUNA NO 11KV
42398972 | TNB | DISTRIBUTION | CHERAS | Existing |  |  | 11 kV | CLOSED | VACUUM | B10888 | SSU JUSCO BMC | [6 empty] | ITEM | 8BK-88E AI | 630.000 A | PE THAM KOK
42398989 | TNB | DISTRIBUTION | CHERAS | Existing |  |  | 11 kV | CLOSED | VACUUM | B10891 | SSU JUSCO BMC | [6 empty] | ITEM | 8BK-88E AI | 630.000 A | PPU BMC VCB 8
42398990 | TNB | DISTRIBUTION | CHERAS | Existing |  |  | 11 kV | CLOSED | VACUUM | B10886 | SSU JUSCO BMC | [6 empty] | ITEM | 8BK-88E AI | 630.000 A | PPU BDR SG.LONG VCB 6
42398996 | TNB | DISTRIBUTION | CHERAS | Existing |  |  | 11 kV | CLOSED | VACUUM | B10887 | SSU JUSCO BMC | [6 empty] | ITEM | 7326 | 630.000 A | PE THAM KOK
44879832 | TNB | DISTRIBUTION | CHERAS | Existing |  |  | 11 kV | CLOSED | VACUUM | B06554 | PERDANA HEIGHT (CHERAS PERDANA) | [7 empty] | SBV4A1 |  | CHERAS PERDANA NO 2
44879838 | TNB | DISTRIBUTION | CHERAS | Existing |  |  | 11 kV | CLOSED | VACUUM | B06553 | PERDANA HEIGHT (CHERAS PERDANA) | [7 empty] | SBV4A1 |  | TX2-1000KVA
44879842 | TNB | DISTRIBUTION | CHERAS | Existing |  |  | 11 kV | CLOSED | VACUUM | B06551 | PERDANA HEIGHT (CHERAS PERDANA) | [7 empty] | SBV4A1 |  | COMPACT FIRST WELCOME SUPERMARKET
44879853 | TNB | DISTRIBUTION | CHERAS | Existing |  |  | 11 kV | CLOSED | VACUUM | B06552 | PERDANA HEIGHT (CHERAS PERDANA) | [7 empty] | SBV4A1 |  | TX1-1000KVA
45732625 | TNB | DISTRIBUTION | CHERAS | Existing |  |  | 11 kV | CLOSED | VACUUM | B06989 | TMN IMPIAN LANGAT | [7 empty] | VK 10J25H |  | B02204 PE TMN DUSUN NANDING NO1
45732631 | TNB | DISTRIBUTION | CHERAS | Existing |  |  | 11 kV | CLOSED | VACUUM | B06991 | TMN IMPIAN LANGAT | [7 empty] | VK 10J25H |  | TX2-1000KVA
45732635 | TNB | DISTRIBUTION | CHERAS | Existing |  |  | 11 kV | CLOSED | VACUUM | B06992 | TMN IMPIAN LANGAT | [7 empty] | VK 10J25H |  | B02205 PE SG MICHU A/TIANG
45732646 | TNB | DISTRIBUTION | CHERAS | Existing |  |  | 11 kV | CLOSED | VACUUM | B06990 | TMN IMPIAN LANGAT | [7 empty] | VK 10J25H |  | TX1-1000KVA
47823169 | TNB | DISTRIBUTION | CHERAS | Existing | BCRS/PCE/J01031/MB1 | 300430840 | 11 kV | CLOSED | VACUUM | B11871 | MAKTAB PDRM NO 2 |  |  |  | B11871 | 2010-11-01 |  | ITEM | SIEMEN | 630.000 A | PENGGUNA NO 1
47823170 | TNB | DISTRIBUTION | CHERAS | Existing | BCRS/PCE/J01031/MB4 | 300430843 | 11 kV | CLOSED | VACUUM | B11872 | MAKTAB PDRM NO 2 |  |  |  | B11868 | 2012-11-11 |  | ITEM | SIEMEN | 630.000 A | SWS MAKTAB PDRM
47823188 | TNB | DISTRIBUTION | CHERAS | Existing | BCRS/PCE/J01031/MB2 | 300430841 | 11 kV | CLOSED | VACUUM | B11869 | MAKTAB PDRM NO 2 |  |  |  | B11872 | 2012-11-11 |  | ITEM | SIEMEN | 630.000 A | MAKMAL FORENSIK
47823194 | TNB | DISTRIBUTION | CHERAS | Existing | BCRS/PCE/J01031/MB5 | 300430844 | 11 kV | CLOSED | VACUUM | B11868 | MAKTAB PDRM NO 2 |  |  |  | B11869 | 2012-11-11 |  | ITEM | SIEMEN | 630.000 A | PENGGUNA NO 2
51356662 | TNB | DISTRIBUTION | CHERAS | Existing |  |  | 11 kV | CLOSED | VACUUM | 8 | PPU BKT BELIMBING | [7 empty] | 3AH5 445-4 | 630.000 A | P/E MAKTAB TENTERA DIRAJA
51356706 | TNB | DISTRIBUTION | CHERAS | Existing |  |  | 11 kV | CLOSED | VACUUM | 1 | PPU BKT BELIMBING | [7 empty] | 3AH5 104-2 | 630.000 A | SSU BUKIT BELIMBING
51356781 | TNB | DISTRIBUTION | CHERAS | Existing |  |  | 11 kV | CLOSED | VACUUM | 10 | PPU BKT BELIMBING | [7 empty] | 3AH5 104-2 | 630.000 A | SPARE
51356846 | TNB | DISTRIBUTION | CHERAS | Existing |  |  | 33 kV | CLOSED | VACUUM | 1HO | PPU BKT BELIMBING
51356901 | TNB | DISTRIBUTION | CHERAS | Existing |  |  | 11 kV | CLOSED | VACUUM | 2 | PPU BKT BELIMBING | [7 empty] | 3AH5 445-4 | 630.000 A | SSU BUKIT BELIMBING
51356924 | TNB | DISTRIBUTION | CHERAS | Existing |  |  | 11 kV | CLOSED | VACUUM | 6 | PPU BKT BELIMBING | [7 empty] | 3AH5 445-4 | 630.000 A | P/E KG BARU BALAKONG CINA
51357024 | TNB | DISTRIBUTION | CHERAS | Existing |  |  | 11 kV | CLOSED | VACUUM | 12 | PPU BKT BELIMBING | [7 empty] | 3AH5 104-2 | 630.000 A | B05987 PE APRTMNT TMN JUARA JAYA
51357025 | TNB | DISTRIBUTION | CHERAS | Existing |  |  | 33 kV | OPEN | VACUUM | 1P5 | PPU BKT BELIMBING
51357071 | TNB | DISTRIBUTION | CHERAS | Existing |  |  | 11 kV | CLOSED | VACUUM | 4 | PPU BKT BELIMBING | [7 empty] | 3AH5 445-4 | 630.000 A | PE PADAT CENDANALAND NO.1
51357134 | TNB | DISTRIBUTION | CHERAS | Existing |  |  | 11 kV | CLOSED | VACUUM | 5 | PPU BKT BELIMBING | [7 empty] | 3AH5 104-2 | 630.000 A | P/E EXSULA LANDSCAPE
51357209 | TNB | DISTRIBUTION | CHERAS | Existing |  |  | 11 kV | CLOSED | VACUUM | 9 | PPU BKT BELIMBING | [7 empty] | 3AH5 104-2 | 630.000 A | SPARE
51357210 | TNB | DISTRIBUTION | CHERAS | Existing |  |  | 11 kV | CLOSED | VACUUM | 14 | PPU BKT BELIMBING | [7 empty] | 3AH5 104-2 | 630.000 A | P/E MEGAPOWER
51357238 | TNB | DISTRIBUTION | CHERAS | Existing |  |  | 11 kV | CLOSED | VACUUM | 3 | PPU BKT BELIMBING | [7 empty] | 3AH5 104-2 | 630.000 A | P/E ENG SIONG
51357252 | TNB | DISTRIBUTION | CHERAS | Existing |  |  | 33 kV | CLOSED | VACUUM | 2P5 | PPU BKT BELIMBING
51357255 | TNB | DISTRIBUTION | CHERAS | Existing |  |  | 33 kV | OPEN | VACUUM | 3P5 | PPU BKT BELIMBING
51357285 | TNB | DISTRIBUTION | CHERAS | Existing |  |  | 11 kV | OPEN | VACUUM | 32 | PPU BKT BELIMBING | [7 empty] | 3AH5 445-4 | 630.000 A | BUSBAR (INCOMER NO. 2)
51357334 | TNB | DISTRIBUTION | CHERAS | Existing |  |  | 11 kV | CLOSED | VACUUM | 13 | PPU BKT BELIMBING | [7 empty] | 3AH5 104-2 | 630.000 A | SPARE
51357397 | TNB | DISTRIBUTION | CHERAS | Existing |  |  | 11 kV | CLOSED | VACUUM | 11 | PPU BKT BELIMBING | [7 empty] | 3AH5 104-2 | 630.000 A | PDT 1898 JLN KPB 9
51357504 | TNB | DISTRIBUTION | CHERAS | Existing |  |  | 11 kV | CLOSED | VACUUM | 31 | PPU BKT BELIMBING | [7 empty] | 3AH5 104-2 | 630.000 A | BUSBAR (INCOMER NO. 1)
51357525 | TNB | DISTRIBUTION | CHERAS | Existing |  |  | 11 kV | CLOSED | VACUUM | 7 | PPU BKT BELIMBING | [7 empty] | 3AH5 104-2 | 630.000 A | SPARE
51357709 | TNB | DISTRIBUTION | CHERAS | Existing |  |  | 33 kV | OPEN | VACUUM | 4P5 | PPU BKT BELIMBING
51357755 | TNB | DISTRIBUTION | CHERAS | Existing |  |  | 33 kV | OPEN | VACUUM | 2HO | PPU BKT BELIMBING
51357784 | TNB | DISTRIBUTION | CHERAS | Existing |  |  | 11 kV | CLOSED | VACUUM | 16 | PPU BKT BELIMBING | [7 empty] | 3AH5 104-2 | 630.000 A | LOCAL Tx
51357959 | TNB | DISTRIBUTION | CHERAS | Existing |  |  | 11 kV | CLOSED | VACUUM | B12825 | MEGA POWER | [7 empty] | 12A20 | 800.000 A | PPU BUKIT BELIMBING CB14
54104416 | TNB | DISTRIBUTION | CHERAS | Existing | BCRS/PCE/J00864/MB2 | 300448379 | 11 kV | CLOSED | VACUUM | B08063 | TMN SUTERA 2/3A (TMN SUTERA) |  |  |  | B08063 | 2000-11-11 |  | TAMCO | TAMCO | 630.000 A | RMH PAM TMN SUTERA
54104424 | TNB | DISTRIBUTION | CHERAS | Existing | BCRS/PCE/J00864/MB3 | 300448380 | 11 kV | CLOSED | VACUUM | B08064 | TMN SUTERA 2/3A (TMN SUTERA) |  |  |  | B08064 | 2000-11-11 |  | TAMCO | TAMCO | 630.000 A | TX 1000KVA EWT
54104428 | TNB | DISTRIBUTION | CHERAS | Existing | BCRS/PCE/J00864/MB1 | 300448378 | 11 kV | CLOSED | VACUUM | B08065 | TMN SUTERA 2/3A (TMN SUTERA) |  |  |  | B08065 | 2000-11-11 |  | TAMCO | TAMCO | 630.000 A | JLN SUTERA 2./1A TM SUT
55302517 | TNB | DISTRIBUTION | CHERAS | Existing |  |  | 11 kV | CLOSED | VACUUM | B08187 | BELIA IKBN NO 2 DUSUN TUA | [7 empty] | VK10J20H |  | TX1-1000kVA MSB
55302522 | TNB | DISTRIBUTION | CHERAS | Existing |  |  | 11 kV | CLOSED | VACUUM | B08188 | BELIA IKBN NO 2 DUSUN TUA | [7 empty] | VK10J20H |  | B08405 PE DARUL HIDAYAH
55302531 | TNB | DISTRIBUTION | CHERAS | Existing |  |  | 11 kV | CLOSED | VACUUM | B08186 | BELIA IKBN NO 2 DUSUN TUA | [7 empty] | VK10J20H |  | B08185 PE IKBN DUSUN TUA NO3
55916481 | TNB | DISTRIBUTION | CHERAS | Existing | BCRS/PCE/J00961/MB | 300433112 | 11 kV | CLOSED | VACUUM | B10825 | ASRAMA GURU DUSUN TUA |  |  |  | B10825 | 2012-11-01 |  | EPE | EPE | 630.000 A | TX1
55916483 | TNB | DISTRIBUTION | CHERAS | Existing | BCRS/PCE/J00961/MB | 300433111 | 11 kV | CLOSED | VACUUM | B10824 | ASRAMA GURU DUSUN TUA |  |  |  | B10824 | 2012-11-01 |  | EPE | EPE | 630.000 A | DUSUN TUA MASJID A/TIANG
55916484 | TNB | DISTRIBUTION | CHERAS | Existing | BCRS/PCE/J00961/MB | 300433113 | 11 kV | CLOSED | VACUUM | B10826 | ASRAMA GURU DUSUN TUA |  |  |  | B10826 | 2012-11-01 |  | EPE | EPE | 630.000 A | BT 17 DUSUN TUA
57297327 | TNB | DISTRIBUTION | CHERAS | Existing | BCRS/PCE/J01200/MB1 | 310525547 | 11 kV | CLOSED | VACUUM | B13487 | PE PLATINUM STARHILL |  |  |  | B06404 |  |  |  | VFT-12-106 | 630.000 A | PENGGUNA
57297336 | TNB | DISTRIBUTION | CHERAS | Existing | BCRS/PCE/J01200/MB2 | 310525549 | 11 kV | CLOSED | VACUUM | B13488 | PE PLATINUM STARHILL |  |  |  | B06404 |  |  | UNIVAC | UNIVAC | 630.000 A | PENGGUNA
57297344 | TNB | DISTRIBUTION | CHERAS | Existing |  |  | 11 kV | CLOSED | VACUUM | B13485 | PE PLATINUM STARHILL | [7 empty] | VFT-12-106 |  | PENGGUNA HT
57297348 | TNB | DISTRIBUTION | CHERAS | Existing | BCRS/PCE/J01200/MB3 | 310525550 | 11 kV | CLOSED | VACUUM | B13486 | PE PLATINUM STARHILL |  |  |  | B06404 |  |  |  | VFT-12-106 | 630.000 A | PENGGUNA
57367849 | TNB | DISTRIBUTION | CHERAS | Existing |  |  | 11 kV | CLOSED | VACUUM | B00641 | NO 1 JLN BALAKONG JAYA | [7 empty] | VK10J20H |  | B04453 BALAKONG JAYA 4
57367855 | TNB | DISTRIBUTION | CHERAS | Existing |  |  | 11 kV | CLOSED | VACUUM | B00640 | NO 1 JLN BALAKONG JAYA | [7 empty] | VK10J20H |  | TX1-1000kVA
57367858 | TNB | DISTRIBUTION | CHERAS | Existing |  |  | 11 kV | CLOSED | VACUUM | B00642 | NO 1 JLN BALAKONG JAYA | [7 empty] | VK10J20H |  | B04455 BALAKONG JAYA 5
57367872 | TNB | DISTRIBUTION | CHERAS | Existing |  |  | 11 kV | CLOSED | VACUUM | B12900 | NO 1 JLN BALAKONG JAYA | [7 empty] | VK10J20H |  | PPU TAMI Fdr5
57367878 | TNB | DISTRIBUTION | CHERAS | Existing |  |  | 11 kV | CLOSED | VACUUM | B00643 | NO 1 JLN BALAKONG JAYA | [7 empty] | VK10J20H |  | TX2-1000kVA
57646959 | TNB | DISTRIBUTION | CHERAS | Existing |  |  | 11 kV | CLOSED | VACUUM | B10704 | TMN KEMACAHAYA BLOK 3 | [7 empty] | 12A20 |  | B08088 IDAMAN VILLA
57646965 | TNB | DISTRIBUTION | CHERAS | Existing |  |  | 11 kV | CLOSED | VACUUM | B10703 | TMN KEMACAHAYA BLOK 3 | [7 empty] | 12A20 |  | TX2-750kVA
57646968 | TNB | DISTRIBUTION | CHERAS | Existing |  |  | 11 kV | CLOSED | VACUUM | B10701 | TMN KEMACAHAYA BLOK 3 | [7 empty] | 12A20 |  | B10560 TMN SURIA RESIDENCE
57646982 | TNB | DISTRIBUTION | CHERAS | Existing |  |  | 11 kV | OPEN | VACUUM | B12337 | TMN KEMACAHAYA BLOK 3 | [7 empty] | 12A20 |  | SPARE
57646988 | TNB | DISTRIBUTION | CHERAS | Existing |  |  | 11 kV | CLOSED | VACUUM | B10702 | TMN KEMACAHAYA BLOK 3 | [7 empty] | 12A20 |  | TX1-750kVA
57715663 | TNB | DISTRIBUTION | CHERAS | Existing |  |  | 11 kV | OPEN | VACUUM | B13282 | SSU ATLAS AIS CHERAS JAYA | [7 empty] | 8BK-88E A1 |  | SPARE
57715681 | TNB | DISTRIBUTION | CHERAS | Existing |  |  | 11 kV | OPEN | VACUUM | B13286 | SSU ATLAS AIS CHERAS JAYA | [7 empty] | 8BK-88E A1 |  | SPARE
57715684 | TNB | DISTRIBUTION | CHERAS | Existing |  |  | 11 kV | OPEN | VACUUM | B13284 | SSU ATLAS AIS CHERAS JAYA | [7 empty] | 8BK-88E A1 |  | SPARE
57715687 | TNB | DISTRIBUTION | CHERAS | Existing |  |  | 11 kV | CLOSED | VACUUM | B13288 | SSU ATLAS AIS CHERAS JAYA | [7 empty] | 8BK-88E B2B |  | PENGGUNA HT
57715690 | TNB | DISTRIBUTION | CHERAS | Existing |  |  | 11 kV | CLOSED | VACUUM | B13287 | SSU ATLAS AIS CHERAS JAYA | [7 empty] | 8BK-88E A1 |  | B06625 PE JELITA HEIGHT
57715693 | TNB | DISTRIBUTION | CHERAS | Existing |  |  | 11 kV | CLOSED | VACUUM | B13283 | SSU ATLAS AIS CHERAS JAYA | [7 empty] | 8BK-88E A1 |  | PKNS NO.1
57715710 | TNB | DISTRIBUTION | CHERAS | Existing |  |  | 11 kV | OPEN | VACUUM | B13281 | SSU ATLAS AIS CHERAS JAYA | [7 empty] | 8BK-88E A1 |  | SPARE
58587364 | TNB | DISTRIBUTION | CHERAS | Existing |  |  | 11 kV | CLOSED | VACUUM | B13491 | CL CHAN LANGAT | [7 empty] | 8BK-88E A1 |  | B04564 TIP CORPORATION 2
58587366 | TNB | DISTRIBUTION | CHERAS | Existing |  |  | 11 kV | CLOSED | VACUUM | B13489 | CL CHAN LANGAT | [7 empty] | 8BK-88E A1 |  | B11683 FOOK MEI
58587367 | TNB | DISTRIBUTION | CHERAS | Existing |  |  | 11 kV | CLOSED | VACUUM | B13490 | CL CHAN LANGAT | [7 empty] | 8BK-88E B2A |  | PENGGUNA HT
58635801 | TNB | DISTRIBUTION | CHERAS | Existing |  |  | 11 kV | CLOSED | VACUUM | B13472 | PE THE I-RESIDENCE NO 2 | [7 empty] | VFT-12-106 |  | B13471 PE THE I RESIDENCE NO.1
58635803 | TNB | DISTRIBUTION | CHERAS | Existing |  |  | 11 kV | CLOSED | VACUUM | B13474 | PE THE I-RESIDENCE NO 2 | [7 empty] | VFT-12-106 |  | B10206 PE JALAN BENDAHARA 12
58635804 | TNB | DISTRIBUTION | CHERAS | Existing |  |  | 11 kV | CLOSED | VACUUM | B13473 | PE THE I-RESIDENCE NO 2 | [7 empty] | VFT-12-106 |  | TX-1000KVA
59038251 | TNB | DISTRIBUTION | CHERAS | Existing |  |  | 11 kV | OPEN | VACUUM | 1 | PPU MOBILE MAHKOTA CRS NO 2 ( SEMENTARA) | [8 empty] | 630.000 A | SPARE
59038391 | TNB | DISTRIBUTION | CHERAS | Existing |  |  | 33 kV | CLOSED | VACUUM | 1H0 | PPU MOBILE MAHKOTA CRS NO 2 ( SEMENTARA) | [8 empty] | 1250.000 A | 30 MVA Tx.1
59038570 | TNB | DISTRIBUTION | CHERAS | Existing |  |  | 33 kV | CLOSED | VACUUM | 1P5 | PPU MOBILE MAHKOTA CRS NO 2 ( SEMENTARA) | [8 empty] | 1250.000 A | PMU KJNG (6L5)
59038679 | TNB | DISTRIBUTION | CHERAS | Existing |  |  | 11 kV | CLOSED | VACUUM | 5 | PPU MOBILE MAHKOTA CRS NO 2 ( SEMENTARA) | [8 empty] | 630.000 A | B13541 BMC NO.17
59038754 | TNB | DISTRIBUTION | CHERAS | Existing |  |  | 11 kV | CLOSED | VACUUM | 9 | PPU MOBILE MAHKOTA CRS NO 2 ( SEMENTARA) | [8 empty] | 630.000 A | B06750 BMC NO.15
59038783 | TNB | DISTRIBUTION | CHERAS | Existing |  |  | 11 kV | CLOSED | VACUUM | 3 | PPU MOBILE MAHKOTA CRS NO 2 ( SEMENTARA) | [8 empty] | 630.000 A | SPARE
59038797 | TNB | DISTRIBUTION | CHERAS | Existing |  |  | 33 kV | CLOSED | VACUUM | 5P5 | PPU MOBILE MAHKOTA CRS NO 2 ( SEMENTARA) | [8 empty] | 1250.000 A | PPU MHCR1 (1P5)
59038800 | TNB | DISTRIBUTION | CHERAS | Existing |  |  | 33 kV | OPEN | VACUUM | 3P5 | PPU MOBILE MAHKOTA CRS NO 2 ( SEMENTARA) | [9 empty] | SPARE
59038879 | TNB | DISTRIBUTION | CHERAS | Existing |  |  | 11 kV | CLOSED | VACUUM | 13 | PPU MOBILE MAHKOTA CRS NO 2 ( SEMENTARA) | [8 empty] | 630.000 A | LOCAL Tx
59038942 | TNB | DISTRIBUTION | CHERAS | Existing |  |  | 11 kV | CLOSED | VACUUM | 11 | PPU MOBILE MAHKOTA CRS NO 2 ( SEMENTARA) | [8 empty] | 630.000 A | B13535 BMC NO.7
59039049 | TNB | DISTRIBUTION | CHERAS | Existing |  |  | 11 kV | CLOSED | VACUUM | 31 | PPU MOBILE MAHKOTA CRS NO 2 ( SEMENTARA) | [8 empty] | 630.000 A | 30MVA Tx.1
59039070 | TNB | DISTRIBUTION | CHERAS | Existing |  |  | 11 kV | CLOSED | VACUUM | 7 | PPU MOBILE MAHKOTA CRS NO 2 ( SEMENTARA) | [8 empty] | 630.000 A | B07908 JLN PUTRA BMC
62224423 | TNB | DISTRIBUTION | CHERAS | Existing |  |  | 11 kV | CLOSED | VACUUM | B14126 | SSU HUA ZHONG | [7 empty] | A-1
62224426 | TNB | DISTRIBUTION | CHERAS | Existing |  |  | 11 kV | CLOSED | VACUUM | B14131 | SSU HUA ZHONG | [7 empty] | B2A(50/50) |  | PENGGUNA HT NO.2
62224432 | TNB | DISTRIBUTION | CHERAS | Existing |  |  | 11 kV | CLOSED | VACUUM | B14129 | SSU HUA ZHONG | [7 empty] | A-1 |  | BUS-TIE
62224439 | TNB | DISTRIBUTION | CHERAS | Existing |  |  | 11 kV | OPEN | VACUUM | B14130 | SSU HUA ZHONG | [7 empty] | A-1 |  | BUS-TIE
62224450 | TNB | DISTRIBUTION | CHERAS | Existing |  |  | 11 kV | CLOSED | VACUUM | B14128 | SSU HUA ZHONG | [7 empty] | B2A(50/5A) |  | PENGGUNA HT NO.1
62224473 | TNB | DISTRIBUTION | CHERAS | Existing |  |  | 11 kV | CLOSED | VACUUM | B14132 | SSU HUA ZHONG | [7 empty] | A-1 |  | KEJURUTERAAN UPM
62224476 | TNB | DISTRIBUTION | CHERAS | Existing |  |  | 11 kV | CLOSED | VACUUM | B14133 | SSU HUA ZHONG | [7 empty] | A-1 |  | WISMA MIRLON
62224477 | TNB | DISTRIBUTION | CHERAS | Existing |  |  | 11 kV | CLOSED | VACUUM | B14127 | SSU HUA ZHONG | [7 empty] | A-1 |  | HIN KEE SAWMILL
62250133 | TNB | DISTRIBUTION | CHERAS | Existing |  |  | 11 kV | OPEN | VACUUM | B13537 | PE UTAR SG LONG | [7 empty] | 8BK-88EA1 |  | SPARE
62250134 | TNB | DISTRIBUTION | CHERAS | Existing |  |  | 11 kV | CLOSED | VACUUM | B13539 | PE UTAR SG LONG | [7 empty] | 8BK-88EA1 |  | PPU SG. LONG VCB14
62250152 | TNB | DISTRIBUTION | CHERAS | Existing |  |  | 11 kV | CLOSED | VACUUM | B13540 | PE UTAR SG LONG | [7 empty] | 8BK-88EA1 |  | PENGGUNA HT
62250158 | TNB | DISTRIBUTION | CHERAS | Existing |  |  | 11 kV | CLOSED | VACUUM | B13538 | PE UTAR SG LONG | [7 empty] | 8BK-88EA1 |  | PPU SG. LONG VCB13
256928163 | TNB | DISTRIBUTION | CHERAS | Existing | BCRS/PCE/J00099/MBB06639 | 300004480 | 11 kV | CLOSED | VACUUM | B02331 | EXPRESS AUDIO LANGAT |  |  |  | B06639 - | 1990-11-01 |  | TAMCO | TAMCO | 630.000 A | KUARTERS LOGI AIR LANGAT
256928164 | TNB | DISTRIBUTION | CHERAS | Existing | BCRS/PCE/J00099/MBB06641 | 300004482 | 11 kV | CLOSED | VACUUM | B02333 | EXPRESS AUDIO LANGAT |  |  |  | B06641 | 1990-11-01 |  | TAMCO | TAMCO | 630.000 A | TAMAN DESA PELANGI
256928165 | TNB | DISTRIBUTION | CHERAS | Existing | BCRS/PCE/J00099/MBB06640 | 300004481 | 11 kV | CLOSED | VACUUM | B02332 | EXPRESS AUDIO LANGAT |  |  |  | B06640 | 1990-11-01 |  | TAMCO | TAMCO | 630.000 A | TX1
256929369 | TNB | DISTRIBUTION | CHERAS | Existing | BCRS/PCE/J00082/MBB02307 | 300004392 | 11 kV | CLOSED | VACUUM | B02307 | PKNS SG LUI |  |  |  | B02307 | 1990-11-01 |  | TAMCO | TAMCO | 630.000 A | TX1 1000 KVA
256929370 | TNB | DISTRIBUTION | CHERAS | Existing | BCRS/PCE/J00082/MBB02308 | 300004393 | 11 kV | CLOSED | VACUUM | B02308 | PKNS SG LUI |  |  |  | B02308 | 1990-11-01 |  | TAMCO | TAMCO | 630.000 A | SG LUI NO 2
256929371 | TNB | DISTRIBUTION | CHERAS | Existing | BCRS/PCE/J00082/MBB02306 | 300004391 | 11 kV | CLOSED | VACUUM | B02306 | PKNS SG LUI |  |  |  | BO2306 | 1990-11-01 |  | TAMCO | TAMCO | 630.000 A | SG LUI
256931967 | TNB | DISTRIBUTION | CHERAS | Existing | BCRS/PCE/J00166/MB1 | 300430769 | 11 kV | CLOSED | VACUUM | B05469 | SWS MAKTAB PDRM |  |  |  | B05469 | 1998-11-11 |  | ITEM | SIEMENS | 630.000 A | PENGGUNA 2
256931969 | TNB | DISTRIBUTION | CHERAS | Existing | BCRS/PCE/J00166/MB6 | 300445165 | 11 kV | CLOSED | VACUUM | B02042 | SWS MAKTAB PDRM |  |  |  | B02042 | 1998-11-11 |  | ITEM | SIEMENS | 630.000 A | PENGGUNA NO 1
256931989 | TNB | DISTRIBUTION | CHERAS | Existing | BCRS/PCE/J00166/MB2 | 300430771 | 11 kV | CLOSED | VACUUM | B02044 | SWS MAKTAB PDRM |  |  |  | B02044 | 1998-11-11 |  | ITEM | SIEMENS | 630.000 A | TMN RASA SAYANG NO.1
256932002 | TNB | DISTRIBUTION | CHERAS | Existing | BCRS/PCE/J00166/MB3 | 300430773 | 11 kV | CLOSED | VACUUM | B02043 | SWS MAKTAB PDRM |  |  |  | B02043 | 1998-11-11 |  | ITEM | SIEMENS | 630.000 A | PPU BTHO VCB 5
256932015 | TNB | DISTRIBUTION | CHERAS | Existing | BCRS/PCE/J00166/MB5 | 300430777 | 11 kV | CLOSED | VACUUM | B02041 | SWS MAKTAB PDRM |  |  |  | B02041 | 1998-11-11 |  | ITEM | SIEMENS | 20000.000 A | MAKMAL FORENSIK
256932070 | TNB | DISTRIBUTION | CHERAS | Existing | BCRS/PCE/J00030/MBB06403 | 300004169 | 11 kV | CLOSED | VACUUM | B06403 | MAKMAL FORENSIK PDRM |  |  |  | B06404 | 2001-11-11 |  | UNIVAC | UNIVAC | 630.000 A | PENGGUNA
256932081 | TNB | DISTRIBUTION | CHERAS | Existing | BCRS/PCE/J00030/MBB06405 | 300004171 | 11 kV | CLOSED | VACUUM | B06404 | MAKMAL FORENSIK PDRM |  |  |  | B06405 | 2001-11-11 |  | UNIVAC | UNIVAC | 630.000 A | PADAT IBUSAWAT PDRM
256932099 | TNB | DISTRIBUTION | CHERAS | Existing | BCRS/PCE/J00030/MBB06404 | 300004170 | 11 kV | CLOSED | VACUUM | B06405 | MAKMAL FORENSIK PDRM |  |  |  | B06403 | 2001-11-11 |  | UNIVAC | UNIVAC | 630.000 A | MAKTAB PDRM 2
256932655 | TNB | DISTRIBUTION | CHERAS | Existing |  |  | 11 kV | CLOSED | VACUUM | B06318 | BDR MAHKOTA CHERAS NO. 2 | [6 empty] | TAMCO | VK10J20H | 630.000 A | MHCR-12
256932656 | TNB | DISTRIBUTION | CHERAS | Existing |  |  | 11 kV | CLOSED | VACUUM | B06317 | BDR MAHKOTA CHERAS NO. 2 | [6 empty] | TAMCO | VK10J20H | 630.000 A | BANDAR MAHKOTA CHERAS
256932657 | TNB | DISTRIBUTION | CHERAS | Existing |  |  | 11 kV | CLOSED | VACUUM | B06316 | BDR MAHKOTA CHERAS NO. 2 | [6 empty] | TAMCO | VK10J20H | 630.000 A | TX1-B06315
256932658 | TNB | DISTRIBUTION | CHERAS | Existing |  |  | 11 kV | CLOSED | VACUUM | B06315 | BDR MAHKOTA CHERAS NO. 2 | [6 empty] | TAMCO | VK10J20H | 630.000 A | B06613 GREEN ACRE PARK NO 2
256933241 | TNB | DISTRIBUTION | CHERAS | Existing | BCRS/PCE/J00348/MBB01816 | 300010421 | 11 kV | CLOSED | VACUUM | B01816 | SWS ORIENT BATTERY |  |  |  | B01816 | 2007-11-11 |  | TAMCO | VHIH | 630.000 A | WATTA BATTERY 1
256933242 | TNB | DISTRIBUTION | CHERAS | Existing | BCRS/PCE/J00348/MBB01814 | 300010419 | 11 kV | CLOSED | VACUUM | B01814 | SWS ORIENT BATTERY |  |  |  | B01814 | 2007-11-11 |  | TAMCO | VHIH | 630.000 A | LIAN NGOI
256933243 | TNB | DISTRIBUTION | CHERAS | Existing | BCRS/PCE/J00348/MBB01815 | 300010420 | 11 kV | CLOSED | VACUUM | B01815 | SWS ORIENT BATTERY |  |  |  | B01815 | 2007-11-11 |  | TAMCO | VHIH | 630.000 A | PENGGUNA 11KV
256933799 | TNB | DISTRIBUTION | CHERAS | Existing | BCRS/PCE/J00425/MB4 | 300443501 | 11 kV | CLOSED | VACUUM | B06993 | TMN SEGAR PERDANA NO 1 |  |  |  | B06695 | 2003-01-01 |  | TOPRANK | TOPRANK | 630.000 A | TX2
256933800 | TNB | DISTRIBUTION | CHERAS | Existing | BCRS/PCE/J00425/MB3 | 300443498 | 11 kV | CLOSED | VACUUM | B06995 | TMN SEGAR PERDANA NO 1 |  |  |  | B06993 | 2003-01-01 |  | TOPRANK | TOPRANK | 630.000 A | TMN SUNTEX
256933801 | TNB | DISTRIBUTION | CHERAS | Existing | BCRS/PCE/J00425/MB2 | 300443496 | 11 kV | CLOSED | VACUUM | B06994 | TMN SEGAR PERDANA NO 1 |  |  |  | B06996 | 2003-01-01 |  | TOPRANK | TOPRANK | 630.000 A | JLN SEGAR PERDANA NO 3
256933802 | TNB | DISTRIBUTION | CHERAS | Existing | BCRS/PCE/J00425/MB1 | 300443495 | 11 kV | CLOSED | VACUUM | B06996 | TMN SEGAR PERDANA NO 1 |  |  |  | B06994 | 2003-01-01 |  | TOPRANK | TOPRANK | 630.000 A | TX 1
256936293 | TNB | DISTRIBUTION | CHERAS | Existing | BCRS/PCE/J00219/MBB06028 | 300005785 | 11 kV | CLOSED | VACUUM | B06029 | BDR SG LONG NO 11 |  |  |  | B06028 | 2000-11-01 |  | GEC | GEC | 630.000 A | TX21000 KVA
256936294 | TNB | DISTRIBUTION | CHERAS | Existing | BCRS/PCE/J00219/MBB06030 | 300005787 | 11 kV | CLOSED | VACUUM | B06030 | BDR SG LONG NO 11 |  |  |  | B06030 | 2000-11-01 |  | GEC | GEC | 630.000 A | SUKMA PESONA
256936295 | TNB | DISTRIBUTION | CHERAS | Existing | BCRS/PCE/J00219/MBB06027 | 300005784 | 11 kV | CLOSED | VACUUM | B06027 | BDR SG LONG NO 11 |  |  |  | B06027 | 2000-11-01 |  | GEC | GEC | 630.000 A | SG LONG NO 8
256936296 | TNB | DISTRIBUTION | CHERAS | Existing | BCRS/PCE/J00219/MBB06029 | 300005786 | 11 kV | CLOSED | VACUUM | B06028 | BDR SG LONG NO 11 |  |  |  | B06029 | 2000-11-01 |  | GEC | GEC | 630.000 A | TX2 10000 KVA
256936675 | TNB | DISTRIBUTION | CHERAS | Existing | BCRS/PCE/J00802/MB2 | 300430819 | 11 kV | CLOSED | VACUUM | B09117 | LEW MEW CHOI NO 2 |  |  |  | B09117 | 2002-11-11 |  | ALTENA | ALTENA | 630.000 A | PENGGUNA 11 KV
256936676 | TNB | DISTRIBUTION | CHERAS | Existing | BCRS/PCE/J00802/MB3 | 300430820 | 11 kV | CLOSED | VACUUM | B09118 | LEW MEW CHOI NO 2 |  |  |  | B09118 | 2002-11-11 |  | ALTENA | ALTENA | 630.000 A | MERCEDES
256936677 | TNB | DISTRIBUTION | CHERAS | Existing | BCRS/PCE/J00802/MB1 | 300430815 | 11 kV | CLOSED | VACUUM | B09116 | LEW MEW CHOI NO 2 |  |  |  | B09116 | 2002-11-11 |  | ALTENA | ALTENA | 630.000 A | TOYOTA 3S
256936803 | TNB | DISTRIBUTION | CHERAS | Existing | BCRS/PCE/J00295/MBB01332 | 300010097 | 11 kV | CLOSED | VACUUM | B04328 | BOOM FUEN & SON (GALANT) |  |  |  | B04328 | 2000-11-01 |  | TAMCO | UNIVAC | 630.000 A | TX2
256936804 | TNB | DISTRIBUTION | CHERAS | Existing | BCRS/PCE/J00295/MBB01330 | 300010095 | 11 kV | CLOSED | VACUUM | B01330 | BOOM FUEN & SON (GALANT) |  |  |  | B01330 | 2000-11-01 |  | TAMCO | UNIVAC | 630.000 A | DAPAT
256936805 | TNB | DISTRIBUTION | CHERAS | Existing | BCRS/PCE/J00295/MBB04328 | 300010098 | 11 kV | CLOSED | VACUUM | B01332 | BOOM FUEN & SON (GALANT) |  |  |  | B01332 | 2000-11-01 |  | TAMCO | UNIVAC | 630.000 A | KAWASAN
256936806 | TNB | DISTRIBUTION | CHERAS | Existing | BCRS/PCE/J00295/MBB01331 | 300010096 | 11 kV | CLOSED | VACUUM | B01331 | BOOM FUEN & SON (GALANT) |  |  |  | B01331 | 2000-11-01 |  | TAMCO | UNIVAC | 630.000 A | KAWASAN
256937261 | TNB | DISTRIBUTION | CHERAS | Existing | BCRS/PCE/J00661/MBB04387 | 300270666 | 11 kV | CLOSED | VACUUM | B04387 | BUKIT BAYU NO 1 |  |  |  | B04387 | 1999-11-11 |  | MAHKOTA | MAHKOTA | 630.000 A | BUKIT BAYU NO 2
256937262 | TNB | DISTRIBUTION | CHERAS | Existing | BCRS/PCE/J00661/MBB04390 | 300270669 | 11 kV | CLOSED | VACUUM | B04390 | BUKIT BAYU NO 1 |  |  |  | B04390 | 1999-11-11 |  | MAHKOTA | MAHKOTA | 630.000 A | TX2-B04390
256937263 | TNB | DISTRIBUTION | CHERAS | Existing | BCRS/PCE/J00661/MBB04389 | 300270668 | 11 kV | CLOSED | VACUUM | B04389 | BUKIT BAYU NO 1 |  |  |  | B04389 | 1999-11-11 |  | MAHKOTA | MAHKOTA | 630.000 A | TX1-B04389
256937264 | TNB | DISTRIBUTION | CHERAS | Existing | BCRS/PCE/J00661/MBB04388 | 300270667 | 11 kV | CLOSED | VACUUM | B04388 | BUKIT BAYU NO 1 |  |  |  | B04388 | 1999-11-11 |  | MAHKOTA | MAHKOTA | 630.000 A | DESA SERDANG NO 7
256937326 | TNB | DISTRIBUTION | CHERAS | Existing | BCRS/PCE/J00725/MB | 300434880 | 11 kV | CLOSED | VACUUM | B04616 | KAJANG HEIGHT NO 2 |  |  |  | B00000 | 2000-11-11 |  | MAHKOTA | MAHKOTA | 630.000 A | TX2
256937327 | TNB | DISTRIBUTION | CHERAS | Existing | BCRS/PCE/J00725/MB | 300270935 | 11 kV | CLOSED | VACUUM | B04617 | KAJANG HEIGHT NO 2 |  |  |  | B04617 | 2000-11-11 |  | MAHKOTA | MAHKOTA | 630.000 A | KAJANG HEIGHT NO 1
256937328 | TNB | DISTRIBUTION | CHERAS | Existing | BCRS/PCE/J00725/MB | 300270937 | 11 kV | CLOSED | VACUUM | B04619 | KAJANG HEIGHT NO 2 |  |  |  | B04619 | 2000-11-11 |  | MAHKOTA | MAHKOTA | 630.000 A | LAM KOONG SUM
256937329 | TNB | DISTRIBUTION | CHERAS | Existing | BCRS/PCE/J00725/MB | 300270936 | 11 kV | CLOSED | VACUUM | B04618 | KAJANG HEIGHT NO 2 |  |  |  | B04618 | 2000-11-11 |  | MAHKOTA | MAHKOTA | 630.000 A | TX1
256937390 | TNB | DISTRIBUTION | CHERAS | Existing | BCRS/PCE/J00225/MBB05032 | 300005821 | 11 kV | CLOSED | VACUUM | B05032 | MITRALAND |  |  |  | B05032 | 2000-11-01 |  | ABB | ABB | 630.000 A | SEK MEN KEB SG LONG
256937391 | TNB | DISTRIBUTION | CHERAS | Existing | BCRS/PCE/J00225/MBB05034 | 300005822 | 11 kV | CLOSED | VACUUM | B05033 | MITRALAND |  |  |  | B05034 | 2000-11-01 |  | ABB | ABB | 630.000 A | TX1 1000KVA
256937420 | TNB | DISTRIBUTION | CHERAS | Existing | BCRS/PCE/J00225/MBB05035 | 300005823 | 11 kV | CLOSED | VACUUM | B05034 | MITRALAND |  |  |  | B05035 | 2000-11-01 |  | ABB | ABB | 630.000 A | TX2 1000KVA
256937421 | TNB | DISTRIBUTION | CHERAS | Existing | BCRS/PCE/J00225/MBB05031 | 300005820 | 11 kV | CLOSED | VACUUM | B05031 | MITRALAND |  |  |  | B05031 | 2000-11-01 |  | ABB | ABB | 630.000 A | BUKIT PERMAI SG LONG
256938216 | TNB | DISTRIBUTION | CHERAS | Existing | BCRS/PCE/J00672/MB | 300270704 | 11 kV | CLOSED | VACUUM | B06540 | EKSPIDISI EMAS |  |  |  | B06540 | 2001-11-11 |  | LKH | LKH | 630.000 A | TMN BUKIT MAS NO 1
256938217 | TNB | DISTRIBUTION | CHERAS | Existing | BCRS/PCE/J00672/MB | 300270703 | 11 kV | CLOSED | VACUUM | B06539 | EKSPIDISI EMAS |  |  |  | B06539 | 2001-11-11 |  | LKH | LKH | 630.000 A | PENGGUNA 11KV
256938218 | TNB | DISTRIBUTION | CHERAS | Existing | BCRS/PCE/J00672/MB | 300270702 | 11 kV | CLOSED | VACUUM | B06538 | EKSPIDISI EMAS |  |  |  | B06538 | 2001-11-11 |  | LKH | LKH | 630.000 A | APARTMENT RAKYAT
256940024 | TNB | DISTRIBUTION | CHERAS | Existing | BCRS/PCE/J00887/MB1 | 300448373 | 11 kV | CLOSED | VACUUM | B06285 | BDR MAHKOTA CHERAS NO 1 |  |  |  | B06288 | 2000-11-11 |  | MAHKOTA | MAHKOTA | 630.000 A | P/PURI VISTA MAHKOTA
256940025 | TNB | DISTRIBUTION | CHERAS | Existing | BCRS/PCE/J00887/MB4 | 300448377 | 11 kV | CLOSED | VACUUM | B06287 | BDR MAHKOTA CHERAS NO 1 |  |  |  | B06287 | 2000-11-11 |  | MAHKOTA | MAHKOTA | 630.000 A | TX 2 1000KVA
256940026 | TNB | DISTRIBUTION | CHERAS | Existing | BCRS/PCE/J00887/MB3 | 300448375 | 11 kV | CLOSED | VACUUM | B06286 | BDR MAHKOTA CHERAS NO 1 |  |  |  | B06286 | 2000-11-11 |  | MAHKOTA | MAHKOTA | 630.000 A | TX 1 1000KVA
256940027 | TNB | DISTRIBUTION | CHERAS | Existing | BCRS/PCE/J00887/MB2 | 300448374 | 11 kV | CLOSED | VACUUM | B06288 | BDR MAHKOTA CHERAS NO 1 |  |  |  | B06285 BMC NO 19 | 2000-11-11 |  | MAHKOTA | MAHKOTA | 630.000 A | BMC NO 19
256941151 | TNB | DISTRIBUTION | CHERAS | Existing | BCRS/PCE/J00752/MB | 300271135 | 11 kV | CLOSED | VACUUM | B06138 | IDEAPOLY S/B |  |  |  | B06138 | 1999-11-11 |  | MAHKOTA | MAHKOTA | 630.000 A | TX1
256941152 | TNB | DISTRIBUTION | CHERAS | Existing | BCRS/PCE/J00752/MB | 300271136 | 11 kV | CLOSED | VACUUM | B06139 | IDEAPOLY S/B |  |  |  | B06139 | 1999-11-11 |  | MAHKOTA | MAHKOTA | 630.000 A | HONG AI KOK
256941153 | TNB | DISTRIBUTION | CHERAS | Existing | BCRS/PCE/J00752/MB | 300271134 | 11 kV | CLOSED | VACUUM | B06137 | IDEAPOLY S/B |  |  |  | B06137 | 1999-11-11 |  | MAHKOTA | MAHKOTA | 630.000 A | PEH AH SOON
256943409 | TNB | DISTRIBUTION | CHERAS | Existing | BCRS/PCE/J00783/MB | 300272345 | 11 kV | CLOSED | VACUUM | B01370 | SETIA KASTURI BUSSINESS PARK |  |  |  | B01370 | 18/07/1998 |  | MAHKOTA | MAHKOTA | 630.000 A | TMN SETIA KASTURI NO 4
256943410 | TNB | DISTRIBUTION | CHERAS | Existing | BCRS/PCE/J00783/MB | 300272343 | 11 kV | CLOSED | VACUUM | B01368 | SETIA KASTURI BUSSINESS PARK |  |  |  | B01368 | 18/07/1998 |  | MAHKOTA | MAHKOTA | 630.000 A | TX1
256943411 | TNB | DISTRIBUTION | CHERAS | Existing | BCRS/PCE/J00783/MB | 300272344 | 11 kV | CLOSED | VACUUM | B01369 | SETIA KASTURI BUSSINESS PARK |  |  |  | B01369 | 18/07/1998 |  | MAHKOTA | MAHKOTA | 630.000 A | TX2
256943412 | TNB | DISTRIBUTION | CHERAS | Existing | BCRS/PCE/J00783/MB | 300272340 | 11 kV | CLOSED | VACUUM | B01367 | SETIA KASTURI BUSSINESS PARK |  |  |  | B01367 | 18/07/1998 |  | MAHKOTA | MAHKOTA | 630.000 A | GOODTIME REVIEW
256945263 | TNB | DISTRIBUTION | CHERAS | Existing | BCRS/PCE/J00374/MBB06626 | 300010573 | 11 kV | CLOSED | VACUUM | B06626 | JELITA HEIGHT CHERAS JAYA |  |  |  | B06626 | 2000-11-01 |  | TAMCO | TAMCO | 630.000 A | TX1 1000 KVA
256945264 | TNB | DISTRIBUTION | CHERAS | Existing | BCRS/PCE/J00374/MBB06627 | 300010574 | 11 kV | CLOSED | VACUUM | B06627 | JELITA HEIGHT CHERAS JAYA |  |  |  | B06627 | 2000-11-01 |  | TAMCO | TAMCO | 630.000 A | SENORITA NO 2
256945265 | TNB | DISTRIBUTION | CHERAS | Existing | BCRS/PCE/J00374/MBB06625 | 300010572 | 11 kV | CLOSED | VACUUM | B06625 | JELITA HEIGHT CHERAS JAYA |  |  |  | B06625 | 2000-11-01 |  | TAMCO | TAMCO | 630.000 A | PKNS CHERAS JAYA NO 1
256952079 | TNB | DISTRIBUTION | CHERAS | Existing | BCRS/PCE/J00257/MBB06751 | 300006119 | 11 kV | CLOSED | VACUUM | B06751 | BDR MAHKOTA CHERAS NO 15 |  |  |  | B06751 | 2002-11-01 |  | TAMCO | TAMCO | 630.000 A | TX 1 1000KVA
256952080 | TNB | DISTRIBUTION | CHERAS | Existing | BCRS/PCE/J00257/MBB06752 | 300006120 | 11 kV | CLOSED | VACUUM | B06752 | BDR MAHKOTA CHERAS NO 15 |  |  |  | B06752 | 2002-11-01 |  | TAMCO | TAMCO | 630.000 A | TX NO 2 1000 KVA
256952081 | TNB | DISTRIBUTION | CHERAS | Existing | BCRS/PCE/J00257/MBB06750 | 300006118 | 11 kV | CLOSED | VACUUM | B06750 | BDR MAHKOTA CHERAS NO 15 |  |  |  | B06750 | 2002-11-01 |  | TAMCO | TAMCO | 630.000 A | PPU BMC 2 VCB 9
256952082 | TNB | DISTRIBUTION | CHERAS | Existing | BCRS/PCE/J00257/MBB06753 | 300006121 | 11 kV | CLOSED | VACUUM | B06753 | BDR MAHKOTA CHERAS NO 15 |  |  |  | B06753 | 2002-11-01 |  | TAMCO | TAMCO | 630.000 A | TEMENGGONG 10/7
256956679 | TNB | DISTRIBUTION | CHERAS | Existing | BCRS/PCE/J00088/MBB02299 | 300004416 | 11 kV | CLOSED | VACUUM | B02299 | PKNS KG PADANG |  |  |  | B02299 | 1990-11-01 |  | TAMCO | TAMCO | 630.000 A | TX1 1000 KVA
256956680 | TNB | DISTRIBUTION | CHERAS | Existing | BCRS/PCE/J00088/MBB05445 | 300004417 | 11 kV | CLOSED | VACUUM | B05445 | PKNS KG PADANG |  |  |  | B05445 | 1990-11-01 |  | TAMCO | TAMCO | 630.000 A | COMPACT KG BATU 21 PANGSUN
256956681 | TNB | DISTRIBUTION | CHERAS | Existing | BCRS/PCE/J00088/MBB02298 | 300004415 | 11 kV | CLOSED | VACUUM | B02298 | PKNS KG PADANG |  |  |  | B02298 | 1990-11-01 |  | TAMCO | TAMCO | 630.000 A | S/S BATU 19 3/4
256957074 | TNB | DISTRIBUTION | CHERAS | Existing |  |  | 11 kV | CLOSED | VACUUM | B06351 | BDR MAHKOTA CHERAS NO 11 | [6 empty] | TAMCO | VK10J20H | 630.000 A | BDR MAHKOTA CHERAS NO 10
256957075 | TNB | DISTRIBUTION | CHERAS | Existing |  |  | 11 kV | CLOSED | VACUUM | B06353 | BDR MAHKOTA CHERAS NO 11 | [6 empty] | TAMCO | VK10J20H | 630.000 A | TX2-B06353
256957076 | TNB | DISTRIBUTION | CHERAS | Existing |  |  | 11 kV | CLOSED | VACUUM | B06352 | BDR MAHKOTA CHERAS NO 11 | [6 empty] | TAMCO | VK10J20H | 630.000 A | TX1-B06352
256957077 | TNB | DISTRIBUTION | CHERAS | Existing |  |  | 11 kV | CLOSED | VACUUM | B06354 | BDR MAHKOTA CHERAS NO 11 | [6 empty] | TAMCO | VK10J20H | 630.000 A | B09486 JLN SERI BUDIMAN 1/3
256964054 | TNB | DISTRIBUTION | CHERAS | Existing | BCRS/PCE/J00337/MBB06391 | 300010370 | 11 kV | CLOSED | VACUUM | B06391 | RAKAN BERSATU NO 4 |  |  |  | B06391 | 2000-11-11 |  | EPE | EPE | 630.000 A | TX1
256964055 | TNB | DISTRIBUTION | CHERAS | Existing | BCRS/PCE/J00337/MBB06392 | 300010371 | 11 kV | CLOSED | VACUUM | B06392 | RAKAN BERSATU NO 4 |  |  |  | B06392 | 2000-11-11 |  | EPE | EPE | 630.000 A | RAKAN BERSATU NO 3
256964056 | TNB | DISTRIBUTION | CHERAS | Existing | BCRS/PCE/J00337/MBB06390 | 300010369 | 11 kV | CLOSED | VACUUM | B06390 | RAKAN BERSATU NO 4 |  |  |  | B063900 | 2000-11-11 |  | EPE | EPE | 630.000 A | MOULD BASE
256969573 | TNB | DISTRIBUTION | CHERAS | Existing | BCRS/PCE/J00895/MB3 | 300443606 | 11 kV | CLOSED | VACUUM | B08656 | S/S FRU |  |  |  | B08656 | 18/07/2005 |  | TOPRANK | TOPRANK | 630.000 A | PRNGGUNA HT
256969574 | TNB | DISTRIBUTION | CHERAS | Existing | BCRS/PCE/J00895/MB2 | 300443604 | 11 kV | CLOSED | VACUUM | B08667 | S/S FRU |  |  |  | B08667 | 18/07/2005 |  | TOPRANK | TOPRANK | 630.000 A | POLIS HUTAN
256969575 | TNB | DISTRIBUTION | CHERAS | Existing | BCRS/PCE/J00895/MB1 | 300443559 | 11 kV | CLOSED | VACUUM | B08655 | S/S FRU |  |  |  | B08655 | 2005-11-11 |  | TOPRANK | TOPRANK | 630.000 A | CHERAS ZEN
256970129 | TNB | DISTRIBUTION | CHERAS | Existing | BCRS/PCE/J00162/MBB02047 | 300005374 | 11 kV | CLOSED | VACUUM | B02047 | TMN RASA SAYANG NO 1 |  |  |  | B05466 | 1998-11-11 |  | EPE | EPE | 630.000 A | TX2
256970155 | TNB | DISTRIBUTION | CHERAS | Existing | BCRS/PCE/J00162/MBB02046 | 300005373 | 11 kV | CLOSED | VACUUM | B02046 | TMN RASA SAYANG NO 1 |  |  |  | B02046 | 1998-11-11 |  | EPE | EPE | 630.000 A | TX1
256970156 | TNB | DISTRIBUTION | CHERAS | Existing | BCRS/PCE/J00162/MBB02045 | 300005372 | 11 kV | CLOSED | VACUUM | B02045 | TMN RASA SAYANG NO 1 |  |  |  | B02045 | 1998-11-11 |  | EPE | EPE | 630.000 A | SWS MAKTAB PDRM
256970171 | TNB | DISTRIBUTION | CHERAS | Existing | BCRS/PCE/J00162/MBB05466 | 300005375 | 11 kV | CLOSED | VACUUM | B05466 | TMN RASA SAYANG NO 1 |  |  |  | B02047 | 1998-11-11 |  | EPE | EPE | 630.000 A | CHERAS MAS NO 2
256970693 | TNB | DISTRIBUTION | CHERAS | Existing | BCRS/PCE/J00138/MBB01567 | 300005228 | 11 kV | CLOSED | VACUUM | B01567 | CHERAS JAYA NO 1 |  |  |  | B01567 | 1983-11-11 |  | AICHI | AICHI | 630.000 A | TX1 300 KVA
256970694 | TNB | DISTRIBUTION | CHERAS | Existing | BCRS/PCE/J00138/MBB01571 | 300005230 | 11 kV | CLOSED | VACUUM | B01571 | CHERAS JAYA NO 1 |  |  |  | B01571 | 1983-11-11 |  | AICHI | AICHI | 630.000 A | PLAZA TOL BALAKONG
256970695 | TNB | DISTRIBUTION | CHERAS | Existing | BCRS/PCE/J00138/MBB01570 | 300005229 | 11 kV | CLOSED | VACUUM | B01570 | CHERAS JAYA NO 1 |  |  |  | B01570 | 1983-11-11 |  | AICHI | AICHI | 630.000 A | SRI INDAH
256970696 | TNB | DISTRIBUTION | CHERAS | Existing | BCRS/PCE/J00138/MBB01566 | 300005231 | 11 kV | OPEN | VACUUM | B01566 | CHERAS JAYA NO 1 |  |  |  | B01566 | 1983-11-11 |  | AICHI | AICHI | 630.000 A | MIEL 1
256970697 | TNB | DISTRIBUTION | CHERAS | Existing | BCRS/PCE/J00138/MBB01569 | 300005227 | 11 kV | CLOSED | VACUUM | B01569 | CHERAS JAYA NO 1 |  |  |  | B01569 | 1983-11-11 |  | AICHI | AICHI | 630.000 A | CHERAS JAYA 2
256970698 | TNB | DISTRIBUTION | CHERAS | Existing | BCRS/PCE/J00138/MBB05524 | 300005225 | 11 kV | OPEN | VACUUM | B05524 | CHERAS JAYA NO 1 |  |  |  | B05524 | 1983-11-11 |  | AICHI | AICHI | 630.000 A | SPARE
256970699 | TNB | DISTRIBUTION | CHERAS | Existing | BCRS/PCE/J00138/MBB01568 | 300005226 | 11 kV | OPEN | VACUUM | B01568 | CHERAS JAYA NO 1 |  |  |  | B01568 | 1983-11-11 |  | AICHI | AICHI | 630.000 A | SUN HUP HING LONG
256970832 | TNB | DISTRIBUTION | CHERAS | Existing | BCRS/PCE/J00371/MBB06273 | 300010562 | 11 kV | CLOSED | VACUUM | B06273 | SENG YIP CHERAS JAYA |  |  |  | B06273 | 2000-11-01 |  | TAMCO | TAMCO | 630.000 A | HOVER TILING
256970833 | TNB | DISTRIBUTION | CHERAS | Existing | BCRS/PCE/J00371/MBB06274 | 300010563 | 11 kV | CLOSED | VACUUM | B06274 | SENG YIP CHERAS JAYA |  |  |  | B06274 | 2000-11-01 |  | TAMCO | TAMCO | 630.000 A | POLYGAPHIC
256970834 | TNB | DISTRIBUTION | CHERAS | Existing | BCRS/PCE/J00371/MBB06275 | 300010564 | 11 kV | CLOSED | VACUUM | B06275 | SENG YIP CHERAS JAYA |  |  |  | B06275 | 2000-11-01 |  | TAMCO | TAMCO | 630.000 A | HV CUSTOMER
256972965 | TNB | DISTRIBUTION | CHERAS | Existing | BCRS/PCE/J00036/MBB01768 | 300004193 | 11 kV | CLOSED | VACUUM | B01768 | TMN MEGAH NO 2 |  |  |  | B01768 | 1985-11-01 |  | TAMCO | TAMCO | 630.000 A | TMN KOTA CHERAS N O2
256972966 | TNB | DISTRIBUTION | CHERAS | Existing | BCRS/PCE/J00036/MBB01767 | 300004192 | 11 kV | CLOSED | VACUUM | B01767 | TMN MEGAH NO 2 |  |  |  | B01767 | 1985-11-01 |  | TAMCO | TAMCO | 630.000 A | TX 750 KVA MTM
256972985 | TNB | DISTRIBUTION | CHERAS | Existing | BCRS/PCE/J00036/MBB01766 | 300004191 | 11 kV | CLOSED | VACUUM | B01766 | TMN MEGAH NO 2 |  |  |  | B01766 | 1985-11-01 |  | TAMCO | TAMCO | 630.000 A | TMN MEGAH NO 1
256973946 | TNB | DISTRIBUTION | CHERAS | Existing | BCRS/PCE/J00120/MB2 | 300431091 | 11 kV | CLOSED | VACUUM | B04565 | TIP CORPORATION NO 2 |  |  |  | B04565 | 2010-11-01 |  | EPE | EPE | 630.000 A | TX 1000 KVA MTM
256973947 | TNB | DISTRIBUTION | CHERAS | Existing | BCRS/PCE/J00120/MB3 | 300431092 | 11 kV | CLOSED | VACUUM | B04537 | TIP CORPORATION NO 2 |  |  |  | B04537 | 2010-11-01 |  | EPE | EPE | 630.000 A | PENGGUNA HT
256973948 | TNB | DISTRIBUTION | CHERAS | Existing | BCRS/PCE/J00120/MB4 | 310118239 | 11 kV | CLOSED | VACUUM | B04564 | TIP CORPORATION NO 2 |  |  |  | B04564 | 2010-11-01 |  | EPE | EPE | 630.000 A | CL CHAN LANGAT
256973949 | TNB | DISTRIBUTION | CHERAS | Existing | BCRS/PCE/J00120/MB1 | 300431090 | 11 kV | CLOSED | VACUUM | B04563 | TIP CORPORATION NO 2 |  |  |  | B04563 | 2010-11-01 |  | EPE | EPE | 630.000 A | TUCK SIN
256981159 | TNB | DISTRIBUTION | CHERAS | Existing | BCRS/PCE/J00176/MBB05338 | 300005478 | 11 kV | CLOSED | VACUUM | B05338 | BTHO NO 18 |  |  |  | B05338 | 2000-11-01 |  | TAMCO | TAMCO | 630.000 A | TX 2 1000 KVA
256981160 | TNB | DISTRIBUTION | CHERAS | Existing | BCRS/PCE/J00176/MBB05339 | 300005479 | 11 kV | CLOSED | VACUUM | B05339 | BTHO NO 18 |  |  |  | B05339 | 2000-11-01 |  | TAMCO | TAMCO | 630.000 A | BTHO NO 19
256981161 | TNB | DISTRIBUTION | CHERAS | Existing | BCRS/PCE/J00176/MBB05336 | 300005476 | 11 kV | CLOSED | VACUUM | B05336 | BTHO NO 18 |  |  |  | B05336 | 2000-11-01 |  | TAMCO | TAMCO | 630.000 A | BTHO 17
256981162 | TNB | DISTRIBUTION | CHERAS | Existing | BCRS/PCE/J00176/MBB05337 | 300005477 | 11 kV | CLOSED | VACUUM | B05337 | BTHO NO 18 |  |  |  | B05337 | 2000-11-01 |  | TAMCO | TAMCO | 630.000 A | TX1 1000 KVA
257018449 | TNB | DISTRIBUTION | CHERAS | Existing | BCRS/PCE/J00796/MB | 300272380 | 11 kV | CLOSED | VACUUM | B05889 | WOON HWA TRADING |  |  |  | B05889 | 2002-11-11 |  | MAHKOTA | MAHKOTA | 630.000 A | TX1
257018450 | TNB | DISTRIBUTION | CHERAS | Existing | BCRS/PCE/J00796/MB | 300272381 | 11 kV | CLOSED | VACUUM | B05890 | WOON HWA TRADING |  |  |  | B05890 | 2002-11-11 |  | MAHKOTA | MAHKOTA | 630.000 A | LFIP NO.3
257018451 | TNB | DISTRIBUTION | CHERAS | Existing | BCRS/PCE/J00796/MB | 300272379 | 11 kV | CLOSED | VACUUM | B05888 | WOON HWA TRADING |  |  |  | B05888 | 2002-11-11 |  | MAHKOTA | MAHKOTA | 630.000 A | CHAN AND CHUA
257018550 | TNB | DISTRIBUTION | CHERAS | Existing | BCRS/PCE/J00587/MB07138 | 300269165 | 11 kV | CLOSED | VACUUM | B07138 | AUTOLIV HIROTAKO |  |  |  | MB07138 | 18/07/1998 |  | TAMCO | TAMCO | 630.000 A | AUTOLIV HIROTAKO
257018551 | TNB | DISTRIBUTION | CHERAS | Existing | BCRS/PCE/J00587/MB07137 | 300269164 | 11 kV | CLOSED | VACUUM | B07137 | AUTOLIV HIROTAKO |  |  |  | MB07137 | 18/07/1998 |  | TAMCO | TAMCO | 630.000 A | AUTOLIV HIROTAKO
257018552 | TNB | DISTRIBUTION | CHERAS | Existing | BCRS/PCE/J00587/MB07139 | 300269166 | 11 kV | CLOSED | VACUUM | B07139 | AUTOLIV HIROTAKO |  |  |  | MB07139 | 18/07/1998 |  | TAMCO | TAMCO | 630.000 A | AUTOLIV HIROTAKO
257028226 | TNB | DISTRIBUTION | CHERAS | Existing | BCRS/PCE/J00092/MBF4 | 300311936 | 11 kV | CLOSED | VACUUM | B05084 | RMH PANGSA TMN PERKASA NO 2 |  |  |  | TNB0000 | 2001-11-01 |  | TAMCO | TAMCO | 630.000 A | KAWASAN
257028227 | TNB | DISTRIBUTION | CHERAS | Existing | BCRS/PCE/J00092/MBF3 | 300311934 | 11 kV | CLOSED | VACUUM | B05085 | RMH PANGSA TMN PERKASA NO 2 |  |  |  | TNB0000 | 2001-11-01 |  | TAMCO | TAMCO | 630.000 A | KAWASAN
257028228 | TNB | DISTRIBUTION | CHERAS | Existing | BCRS/PCE/J00092/MBF2 | 300311933 | 11 kV | CLOSED | VACUUM | B05086 | RMH PANGSA TMN PERKASA NO 2 |  |  |  | TNB0000 | 2001-11-01 |  | TAMCO | TAMCO | 630.000 A | KAWASAN
257028229 | TNB | DISTRIBUTION | CHERAS | Existing | BCRS/PCE/J00092/MBF1 | 300311932 | 11 kV | CLOSED | VACUUM | B05087 | RMH PANGSA TMN PERKASA NO 2 |  |  |  | TNB0000 | 2001-11-01 |  | TAMCO | TAMCO | 630.000 A | KAWASAN
257028691 | TNB | DISTRIBUTION | CHERAS | Existing | BCRS/PCE/J00903/MB | 300430835 | 11 kV | CLOSED | VACUUM | B09937 | MASTERSKILL |  |  |  | TNB0000 | 2000-11-01 |  | TAMCO | TAMCO | 630.000 A | KAWASAN
257028692 | TNB | DISTRIBUTION | CHERAS | Existing | BCRS/PCE/J00903/MB | 300430834 | 11 kV | CLOSED | VACUUM | B09938 | MASTERSKILL |  |  |  | TNB0000 | 2000-11-01 |  | TAMCO | TAMCO | 630.000 A | KAWASAN
257028693 | TNB | DISTRIBUTION | CHERAS | Existing | BCRS/PCE/J00903/MB | 300430833 | 11 kV | CLOSED | VACUUM | B09936 | MASTERSKILL |  |  |  | TNB0000 | 2000-11-01 |  | TAMCO | TAMCO | 630.000 A | KAWASAN
257049561 | TNB | DISTRIBUTION | CHERAS | Existing | BCRS/PCE/J00247/MB3 | 300005972 | 11 kV | CLOSED | VACUUM | B05363 | MEGA POWER |  |  |  | B05363 | 2002-11-01 |  | MAHKOTA | MAHKOTA | 630.000 A | FACES MARKETING
257049562 | TNB | DISTRIBUTION | CHERAS | Existing | BCRS/PCE/J00247/MB1 | 300005970 | 11 kV | CLOSED | VACUUM | B05361 | MEGA POWER |  |  |  | B05361 | 2002-11-01 |  | MAHKOTA | MAHKOTA | 630.000 A | JORDONE CORPORATION NO 2
257049563 | TNB | DISTRIBUTION | CHERAS | Existing | BCRS/PCE/J00247/MB2 | 300005971 | 11 kV | CLOSED | VACUUM | B05362 | MEGA POWER |  |  |  | B05362 | 2002-11-01 |  | MAHKOTA | MAHKOTA | 630.000 A | PENGGUNA HT
257122675 | TNB | DISTRIBUTION | CHERAS | Existing | BCRS/PCE/J00605/MB4 | 300452294 | 11 kV | CLOSED | VACUUM | TNB0000 | PALACE OF GOLDEN HORSES |  |  |  | TNB0000 | 1998-11-01 |  | SIEMENS | SIEMENS | 630.000 A | KAWASAN
257122676 | TNB | DISTRIBUTION | CHERAS | Existing | BCRS/PCE/J00605/MB2 | 300452292 | 11 kV | CLOSED | VACUUM | TNB0000 | PALACE OF GOLDEN HORSES |  |  |  | TNB0000 | 1998-11-01 |  | SIEMENS | SIEMENS | 630.000 A | KAWASAN
257122677 | TNB | DISTRIBUTION | CHERAS | Existing | BCRS/PCE/J00605/MB3 | 300452293 | 11 kV | OPEN | VACUUM | TNB0000 | PALACE OF GOLDEN HORSES |  |  |  | TNB0000 | 1998-11-01 |  | SIEMENS | SIEMENS | 630.000 A | KAWASAN
257122678 | TNB | DISTRIBUTION | CHERAS | Existing | BCRS/PCE/J00605/MB1 | 300452291 | 11 kV | CLOSED | VACUUM | TNB0000 | PALACE OF GOLDEN HORSES |  |  |  | TNB0000 | 1998-11-01 |  | SIEMENS | SIEMENS | 630.000 A | KAWASAN
257134222 | TNB | DISTRIBUTION | CHERAS | Existing |  |  | 11 kV | OPEN | VACUUM | B05500 | MINES SHOPPING FAIR (HANDOVER TO CUST.) | [6 empty] | TAMCO | VK10J20H | 630.000 A | S/S MINES
257134223 | TNB | DISTRIBUTION | CHERAS | Existing |  |  | 11 kV | CLOSED | VACUUM | B05493 | MINES SHOPPING FAIR (HANDOVER TO CUST.) | [6 empty] | TAMCO | VK10J20H | 630.000 A | MSB1
257134224 | TNB | DISTRIBUTION | CHERAS | Existing |  |  | 11 kV | CLOSED | VACUUM | B05601 | MINES SHOPPING FAIR (HANDOVER TO CUST.) | [6 empty] | TAMCO | VK10J20H | 630.000 A | MSB2
257134225 | TNB | DISTRIBUTION | CHERAS | Existing |  |  | 11 kV | CLOSED | VACUUM | B05502 | MINES SHOPPING FAIR (HANDOVER TO CUST.) | [6 empty] | TAMCO | VK10J20H | 630.000 A | MINE-1
257134226 | TNB | DISTRIBUTION | CHERAS | Existing |  |  | 11 kV | CLOSED | VACUUM | B05603 | MINES SHOPPING FAIR (HANDOVER TO CUST.) | [6 empty] | TAMCO | VK10J20H | 630.000 A | MINE-2
257134227 | TNB | DISTRIBUTION | CHERAS | Existing |  |  | 11 kV | OPEN | VACUUM | B05492 | MINES SHOPPING FAIR (HANDOVER TO CUST.) | [6 empty] | TAMCO | VK10J20H | 630.000 A | SPARE
257134232 | TNB | DISTRIBUTION | CHERAS | Existing |  |  | 11 kV | CLOSED | VACUUM | B05642 | MINES SHOPPING FAIR (HANDOVER TO CUST.) | [6 empty] | TAMCO | VK10J20H | 630.000 A | MSB 3
257134255 | TNB | DISTRIBUTION | CHERAS | Existing |  |  | 11 kV | OPEN | VACUUM | B05643 | MINES SHOPPING FAIR (HANDOVER TO CUST.) | [6 empty] | TAMCO | VK10J20H | 630.000 A | SPARE
257223318 | TNB | DISTRIBUTION | CHERAS | Existing | BCRS/PCE/J00677/MB | 300270721 | 11 kV | CLOSED | VACUUM | B06377 | DESA KARUNMAS NO 4 |  |  |  | B06377 | 2000-11-01 |  | UNIVAC | UNIVAC | 630.000 A | TX2
257223319 | TNB | DISTRIBUTION | CHERAS | Existing | BCRS/PCE/J00677/MB | 300270720 | 11 kV | CLOSED | VACUUM | B06449 | DESA KARUNMAS NO 4 |  |  |  | B06449 | 2000-11-01 |  | UNIVAC | UNIVAC | 630.000 A | RMH PANGSA TMN D.KARUMAS
257223320 | TNB | DISTRIBUTION | CHERAS | Existing | BCRS/PCE/J00677/MB | 300270719 | 11 kV | CLOSED | VACUUM | B06448 | DESA KARUNMAS NO 4 |  |  |  | B06448 | 2000-11-01 |  | UNIVAC | UNIVAC | 630.000 A | TX1
257223321 | TNB | DISTRIBUTION | CHERAS | Existing | BCRS/PCE/J00677/MB | 300270722 | 11 kV | CLOSED | VACUUM | B06447 | DESA KARUNMAS NO 4 |  |  |  | B06447 | 2000-11-01 |  | UNIVAC | UNIVAC | 630.000 A | TMN DESA KARUMAS NO 1
257244669 | TNB | DISTRIBUTION | CHERAS | Existing | BCRS/PCE/J00728/MB | 300270978 | 11 kV | CLOSED | VACUUM | B06278 | KAJANG HEIGHT NO 1 |  |  |  | B06278 | 1999-11-11 |  | MAHKOTA | MAHKOTA | 630.000 A | SPARE
257244670 | TNB | DISTRIBUTION | CHERAS | Existing | BCRS/PCE/J00728/MB | 300270979 | 11 kV | CLOSED | VACUUM | B06279 | KAJANG HEIGHT NO 1 |  |  |  | B06279 | 1999-11-11 |  | MAHKOTA | MAHKOTA | 630.000 A | KAJANG HEIGHT NO 2
257244671 | TNB | DISTRIBUTION | CHERAS | Existing | BCRS/PCE/J00728/MB | 300270975 | 11 kV | CLOSED | VACUUM | B06276 | KAJANG HEIGHT NO 1 |  |  |  | B06276 | 1999-11-11 |  | MAHKOTA | MAHKOTA | 630.000 A | PRIMA MASTONE
257244672 | TNB | DISTRIBUTION | CHERAS | Existing | BCRS/PCE/J00728/MB | 300270976 | 11 kV | CLOSED | VACUUM | B06277 | KAJANG HEIGHT NO 1 |  |  |  | B06277 | 1999-11-11 |  | MAHKOTA | MAHKOTA | 630.000 A | TX1
257257304 | TNB | DISTRIBUTION | CHERAS | Existing | BCRS/PCE/J00668/MBB06464 | 300270688 | 11 kV | CLOSED | VACUUM | B06464 | STRATEGIK PRODUCT |  |  |  | B06464 | 2001-11-11 |  | UNIVAC | UNIVAC | 630.000 A | COPPERTECH KG B.BLAKONG
257257305 | TNB | DISTRIBUTION | CHERAS | Existing | BCRS/PCE/J00668/MBB06466 | 300270690 | 11 kV | CLOSED | VACUUM | B06466 | STRATEGIK PRODUCT |  |  |  | B06466 | 2001-11-11 |  | UNIVAC | UNIVAC | 630.000 A | BRONEY HILL NO 1
257257306 | TNB | DISTRIBUTION | CHERAS | Existing | BCRS/PCE/J00668/MBB06465 | 300270689 | 11 kV | CLOSED | VACUUM | B06465 | STRATEGIK PRODUCT |  |  |  | B06465 | 2001-11-11 |  | UNIVAC | UNIVAC | 630.000 A | TX1
257274495 | TNB | DISTRIBUTION | CHERAS | Existing | BCRS/PCE/J00602/MBB02881 | 300516309 | 11 kV | CLOSED | VACUUM | B02630 | MINES GOLF RESORT |  |  |  | B02883 | 20/11/2015 |  | EPE | 12 A20 | 630.000 A | BKT BELIMBING NO 2
257274496 | TNB | DISTRIBUTION | CHERAS | Existing | BCRS/PCE/J00602/MBB02880 | 300516308 | 11 kV | CLOSED | VACUUM | B02632 | MINES GOLF RESORT |  |  |  | B02280 | 20/11/2015 |  | EPE | 12 A20 | 630.000 A | TX1
257274497 | TNB | DISTRIBUTION | CHERAS | Existing | BCRS/PCE/J00602/MBB02879 | 300516306 | 11 kV | CLOSED | VACUUM | B02631 | MINES GOLF RESORT |  |  |  | B02878 | 20/11/2015 |  | EPE | 12 A20 | 630.000 A | BKT BELIMBING NO 4
257290297 | TNB | DISTRIBUTION | CHERAS | Existing | BCRS/PCE/J00314/MBB06545 | 300010271 | 11 kV | CLOSED | VACUUM | B06545 | SETIA KASTURI NO 2 |  |  |  | B06545 | 2002-11-11 |  | MAHKOTA | MAHKOTA | 630.000 A | PPURI SETIA KASTURI
257290298 | TNB | DISTRIBUTION | CHERAS | Existing | BCRS/PCE/J00314/MBB06548 | 300010274 | 11 kV | CLOSED | VACUUM | B06548 | SETIA KASTURI NO 2 |  |  |  | B06548 | 2002-11-11 |  | MAHKOTA | MAHKOTA | 630.000 A | TX2
257290299 | TNB | DISTRIBUTION | CHERAS | Existing | BCRS/PCE/J00314/MBB06547 | 300010273 | 11 kV | CLOSED | VACUUM | B06547 | SETIA KASTURI NO 2 |  |  |  | B06547 | 2002-11-11 |  | TAMCO | TAMCO | 630.000 A | TX1
257290300 | TNB | DISTRIBUTION | CHERAS | Existing | BCRS/PCE/J00314/MBB06546 | 300010272 | 11 kV | CLOSED | VACUUM | B06546 | SETIA KASTURI NO 2 |  |  |  | B06546 | 2002-11-11 |  | MAHKOTA | MAHKOTA | 630.000 A | SETIA KASTURI NO 3
257293318 | TNB | DISTRIBUTION | CHERAS | Existing | BCRS/PCE/J00280/MB3 | 300430790 | 11 kV | CLOSED | VACUUM | B01258 | U-LIK PLASTIK |  |  |  | TNB0000 | 2000-11-01 |  | TAMCO | TAMCO | 630.000 A | KAWASAN
257293319 | TNB | DISTRIBUTION | CHERAS | Existing | BCRS/PCE/J00280/MB2 | 300430788 | 11 kV | CLOSED | VACUUM | B01257 | U-LIK PLASTIK |  |  |  | TNB0000 | 2000-11-01 |  | TAMCO | TAMCO | 630.000 A | KAWASAN
257293320 | TNB | DISTRIBUTION | CHERAS | Existing | BCRS/PCE/J00280/MB1 | 300430787 | 11 kV | CLOSED | VACUUM | B01259 | U-LIK PLASTIK |  |  |  | TNB0000 | 2000-11-01 |  | TAMCO | TAMCO | 630.000 A | KAWASAN
257293321 | TNB | DISTRIBUTION | CHERAS | Existing |  |  | 11 kV | OPEN | VACUUM | B01260 | U-LIK PLASTIK | [6 empty] | EPE | 12A 20 | 630.000 A | SPARE
257293394 | TNB | DISTRIBUTION | CHERAS | Existing | BCRS/PCE/J00801/MB2 | 300430813 | 11 kV | CLOSED | VACUUM | B05046 | LEW MEW CHOI |  |  |  | B05016 | 2001-11-11 |  | UNIVAC | UNIVAC | 630.000 A | TX 1000 KVA
257293395 | TNB | DISTRIBUTION | CHERAS | Existing | BCRS/PCE/J00801/MB3 | 300430812 | 11 kV | CLOSED | VACUUM | B05047 | LEW MEW CHOI |  |  |  | B05017 | 2001-11-11 |  | UNIVAC | UNIVAC | 630.000 A | MERCEDES
257293396 | TNB | DISTRIBUTION | CHERAS | Existing | BCRS/PCE/J00801/MB1 | 300430810 | 11 kV | CLOSED | VACUUM | B05045 | LEW MEW CHOI |  |  |  | B0501 | 2001-11-11 |  | UNIVAC | UNIVAC | 630.000 A | LOT 33842 JLN BALAKONG
257310912 | TNB | DISTRIBUTION | CHERAS | Existing | BCRS/PCE/J00028/MBB00632 | 300004167 | 11 kV | CLOSED | VACUUM | B00632 | P/PURI PERMATA CHERAS |  |  |  | B00632 | 2001-11-01 |  | TAMCO | TAMCO | 630.000 A | TX 1000 KVA MTM
257310913 | TNB | DISTRIBUTION | CHERAS | Existing | BCRS/PCE/J00028/MBB00631 | 300004166 | 11 kV | CLOSED | VACUUM | B00631 | P/PURI PERMATA CHERAS |  |  |  | B006310 | 2001-11-01 |  | TAMCO | TAMCO | 630.000 A | RMH PAM SEGAR PERDANA
257310914 | TNB | DISTRIBUTION | CHERAS | Existing | BCRS/PCE/J00028/MBB00630 | 300004165 | 11 kV | CLOSED | VACUUM | B00630 | P/PURI PERMATA CHERAS |  |  |  | B00630 | 2001-11-01 |  | TAMCO | TAMCO | 630.000 A | TAMAN CHERAS PERMATA NO 2
257322885 | TNB | DISTRIBUTION | CHERAS | Existing | BCRS/PCE/J00591/MBB07876 | 300269178 | 11 kV | CLOSED | VACUUM | B07876 | NO 1 JLN BALAKONG JAYA 25 |  |  |  | MBB07876 | 18/07/1998 |  | TOPRANK | TOPRANK | 630.000 A | NO 1 JLN BALAKONG JAYA 25
257322886 | TNB | DISTRIBUTION | CHERAS | Existing | BCRS/PCE/J00591/MBB07877 | 300269179 | 11 kV | CLOSED | VACUUM | B07877 | NO 1 JLN BALAKONG JAYA 25 |  |  |  | MBB07877 | 18/07/1998 |  | TOPRANK | TOPRANK | 630.000 A | NO 1 JLN BALAKONG JAYA 25
257322887 | TNB | DISTRIBUTION | CHERAS | Existing | BCRS/PCE/J00591/MBB07875 | 300269177 | 11 kV | CLOSED | VACUUM | B07875 | NO 1 JLN BALAKONG JAYA 25 |  |  |  | MBB07875 | 18/07/1998 |  | TOPRANK | TOPRANK | 630.000 A | NO 1 JLN BALAKONG JAYA 25
257323365 | TNB | DISTRIBUTION | CHERAS | Existing | BCRS/PCE/J00516/MBB07568 | 300267976 | 11 kV | CLOSED | VACUUM | B07568 | JLN SUADAMAI 10/1 BTHO |  |  |  | B00000 | 1999-11-11 |  | TAMCO | TAMCO | 630.000 A | SUADAMAI 10/1
257323366 | TNB | DISTRIBUTION | CHERAS | Existing | BCRS/PCE/J00516/MBB07570 | 300267978 | 11 kV | CLOSED | VACUUM | B07571 | JLN SUADAMAI 10/1 BTHO |  |  |  | B00000 | 1999-11-11 |  | TAMCO | TAMCO | 630.000 A | SUADAMAI 10/1
257323367 | TNB | DISTRIBUTION | CHERAS | Existing | BCRS/PCE/J00516/MBB07571 | 300267979 | 11 kV | CLOSED | VACUUM | B07567 | JLN SUADAMAI 10/1 BTHO |  |  |  | B00000 | 1999-11-11 |  | TAMCO | TAMCO | 630.000 A | SUADAMAI 10/1
257323368 | TNB | DISTRIBUTION | CHERAS | Existing | BCRS/PCE/J00516/MBB07567 | 300267975 | 11 kV | CLOSED | VACUUM | B07569 | JLN SUADAMAI 10/1 BTHO |  |  |  | B00000 | 1999-11-11 |  | TAMCO | TAMCO | 630.000 A | SUADAMAI 10/1
257323369 | TNB | DISTRIBUTION | CHERAS | Existing | BCRS/PCE/J00516/MBB07569 | 300267977 | 11 kV | OPEN | VACUUM | B07570 | JLN SUADAMAI 10/1 BTHO |  |  |  | B00000 | 1999-11-11 |  | TAMCO | TAMCO | 630.000 A | SUADAMAI 10/1
257326640 | TNB | DISTRIBUTION | CHERAS | Existing |  |  | 11 kV | CLOSED | VACUUM | B04686 | GARDEN PARK SG LONG NO 15 | [6 empty] | UNIVAC | UNIVAC 12/20 | 630.000 A | B05397 PE GARDEN PARK SG.LONG NO 1
257326641 | TNB | DISTRIBUTION | CHERAS | Existing |  |  | 11 kV | CLOSED | VACUUM | B04689 | GARDEN PARK SG LONG NO 15 | [6 empty] | UNIVAC | UNIVAC 12/20 | 630.000 A | B05389 GARDEN PARK NO 2
257326642 | TNB | DISTRIBUTION | CHERAS | Existing |  |  | 11 kV | CLOSED | VACUUM | B04687 | GARDEN PARK SG LONG NO 15 | [6 empty] | UNIVAC | UNIVAC 12/20 | 630.000 A | TX1-1000KVA
257326643 | TNB | DISTRIBUTION | CHERAS | Existing |  |  | 11 kV | CLOSED | VACUUM | B04688 | GARDEN PARK SG LONG NO 15 | [6 empty] | UNIVAC | UNIVAC 12/20 | 630.000 A | TX2-1000KVA
257327409 | TNB | DISTRIBUTION | CHERAS | Existing | BCRS/PCE/J00798/MBB05052 | 300272389 | 11 kV | CLOSED | VACUUM | B05052 | YP PRESICIAN |  |  |  | B05052 | 2001-11-11 |  | ITEM | ITEM | 630.000 A | TX1 1000 KVA MTM
257327410 | TNB | DISTRIBUTION | CHERAS | Existing | BCRS/PCE/J00798/MBB05053 | 300272390 | 11 kV | CLOSED | VACUUM | B05053 | YP PRESICIAN |  |  |  | B05053 | 2001-11-11 |  | ITEM | ITEM | 630.000 A | TX2 1000 KVA EWT
257327461 | TNB | DISTRIBUTION | CHERAS | Existing | BCRS/PCE/J00798/MBB05054 | 300272391 | 11 kV | CLOSED | VACUUM | B05054 | YP PRESICIAN |  |  |  | B05054 | 2001-11-11 |  | ITEM | ITEM | 630.000 A | COMPACT SHIN LEE
257327462 | TNB | DISTRIBUTION | CHERAS | Existing | BCRS/PCE/J00798/MBB05051 | 300272388 | 11 kV | CLOSED | VACUUM | B05051 | YP PRESICIAN |  |  |  | B05051 | 2001-11-11 |  | ITEM | ITEM | 630.000 A | JLN PERUSAAN NO 3
257343545 | TNB | DISTRIBUTION | CHERAS | Existing | BCRS/PCE/J00006/MBB05155 | 300003247 | 11 kV | CLOSED | VACUUM | B05155 | TMN HARMONI INDAH NO 2 |  |  |  | B05154 | 2001-11-11 |  | UNIVAC | UNIVAC | 630.000 A | TMN HARMONI
257343546 | TNB | DISTRIBUTION | CHERAS | Existing | BCRS/PCE/J00006/MBB05157 | 300003249 | 11 kV | CLOSED | VACUUM | B05157 | TMN HARMONI INDAH NO 2 |  |  |  | B05157 | 2001-11-11 |  | UNIVAC | UNIVAC | 630.000 A | TX2
257343547 | TNB | DISTRIBUTION | CHERAS | Existing | BCRS/PCE/J00006/MBB05156 | 300003248 | 11 kV | CLOSED | VACUUM | B05156 | TMN HARMONI INDAH NO 2 |  |  |  | B05155 | 2001-11-11 |  | UNIVAC | UNIVAC | 630.000 A | HARMONI INDAH 1
257343548 | TNB | DISTRIBUTION | CHERAS | Existing | BCRS/PCE/J00006/MBB05154 | 300003246 | 11 kV | CLOSED | VACUUM | B05154 | TMN HARMONI INDAH NO 2 |  |  |  | B05154 | 2001-11-01 |  | UNIVAC | UNIVAC | 630.000 A | TX1
257349557 | TNB | DISTRIBUTION | CHERAS | Existing | BCRS/PCE/J00435/MBB05988 | 300013539 | 11 kV | CLOSED | VACUUM | B05987 | APARTMENT JUARA JAYA |  |  |  | B05987 | 2002-11-11 |  | ITEM | SIEMENS | 630.000 A | SSU BKT BELIMBING
257349558 | TNB | DISTRIBUTION | CHERAS | Existing | BCRS/PCE/J00435/MBB05987 | 300013538 | 11 kV | CLOSED | VACUUM | B05988 | APARTMENT JUARA JAYA |  |  |  | B05988 | 2002-11-11 |  | ITEM | SIEMENS | 630.000 A | TX1
257349577 | TNB | DISTRIBUTION | CHERAS | Existing | BCRS/PCE/J00435/MBB05989 | 300013540 | 11 kV | CLOSED | VACUUM | B05989 | APARTMENT JUARA JAYA |  |  |  | B05989 | 2002-11-11 |  | ITEM | SIEMENS | 630.000 A | RMH TERES JUARA JAYA
257355488 | TNB | DISTRIBUTION | CHERAS | Existing | BCRS/PCE/J00595/MBB01963 | 300269184 | 11 kV | CLOSED | VACUUM | B01963 | ASAHI KOSEI |  |  |  | B01963 | 2003-11-01 |  | TAMCO | VHH | 630.000 A | PENGGUNA 11KV
257355489 | TNB | DISTRIBUTION | CHERAS | Existing | BCRS/PCE/J00595/MBB01962 | 300269183 | 11 kV | OPEN | VACUUM | B01962 | ASAHI KOSEI |  |  |  | B01962 | 2003-11-01 |  | TAMCO | VHH | 630.000 A | YEW LUM NO 2
257355490 | TNB | DISTRIBUTION | CHERAS | Existing | BCRS/PCE/J00595/MBB01964 | 300269185 | 11 kV | CLOSED | VACUUM | B01964 | ASAHI KOSEI |  |  |  | B01964 | 2003-11-01 |  | TAMCO | TAMCO | 630.000 A | TANMING RAYA NO 2
257363852 | TNB | DISTRIBUTION | CHERAS | Existing | BCRS/PCE/J00365/MBB01830 | 300010529 | 11 kV | CLOSED | VACUUM | B01829 | REALCO SB |  |  |  | B01830 | 1995-11-11 |  | TAMCO | TAMCO | 630.000 A | TX1
257363853 | TNB | DISTRIBUTION | CHERAS | Existing | BCRS/PCE/J00365/MBB01831 | 300010530 | 11 kV | CLOSED | VACUUM | B01829 | REALCO SB |  |  |  | B01831 | 1995-11-11 |  | TAMCO | TAMCO | 630.000 A | UNION CARPET MAKER
257363854 | TNB | DISTRIBUTION | CHERAS | Existing | BCRS/PCE/J00365/MBB01829 | 300010528 | 11 kV | CLOSED | VACUUM | B01829 | REALCO SB |  |  |  | B01829 | 1995-11-01 |  | TAMCO | TAMCO | 630.000 A | POLAR ICE CREAM
257364371 | TNB | DISTRIBUTION | CHERAS | Existing | BCRS/PCE/J00769/MB | 300271259 | 11 kV | CLOSED | VACUUM | B05875 | LIC INDUSTRI |  |  |  | B05875 | 2002-11-11 |  | MAHKOTA | MAHKOTA | 630.000 A | S3 LAND
257364372 | TNB | DISTRIBUTION | CHERAS | Existing | BCRS/PCE/J00769/MB | 300271261 | 11 kV | CLOSED | VACUUM | B05877 | LIC INDUSTRI |  |  |  | B05877 | 2002-11-11 |  | MAHKOTA | MAHKOTA | 630.000 A | TX2
257364373 | TNB | DISTRIBUTION | CHERAS | Existing | BCRS/PCE/J00769/MB | 300271262 | 11 kV | CLOSED | VACUUM | B05878 | LIC INDUSTRI |  |  |  | B05878 | 2002-11-11 |  | MAHKOTA | MAHKOTA | 630.000 A | TMN IND ANGKAT PERDANA NO 1
257364374 | TNB | DISTRIBUTION | CHERAS | Existing | BCRS/PCE/J00769/MB | 300271260 | 11 kV | CLOSED | VACUUM | B05876 | LIC INDUSTRI |  |  |  | B05876 | 2002-11-11 |  | MAHKOTA | MAHKOTA | 630.000 A | TX1
257404331 | TNB | DISTRIBUTION | CHERAS | Existing | BCRS/PCE/J00897/MB3 | 300430831 | 11 kV | CLOSED | VACUUM | B10145 | WRITEBEST |  |  |  | B10145 | 2010-11-01 |  | SIEMENS | SIEMENS | 630.000 A | CHASELAND NO 3
257404332 | TNB | DISTRIBUTION | CHERAS | Existing | BCRS/PCE/J00897/MB1 | 300430829 | 11 kV | CLOSED | VACUUM | B10143 | WRITEBEST |  |  |  | B10143 | 2010-11-01 |  | SIEMENS | SIEMENS | 630.000 A | CHASELAND NO 2
257404333 | TNB | DISTRIBUTION | CHERAS | Existing | BCRS/PCE/J00897/MB2 | 300430830 | 11 kV | CLOSED | VACUUM | B10144 | WRITEBEST |  |  |  | B10144 | 2010-11-01 |  | SIEMENS | SIEMENS | 630.000 A | PENGGUNA HT
257413891 | TNB | DISTRIBUTION | CHERAS | Existing | BCRS/PCE/J00223/MBB04846 | 300005804 | 11 kV | CLOSED | VACUUM | B04846 | P/PURI FOREST GREEN |  |  |  | B04846 | 2000-11-01 |  | SIEMENS | SIEMENS | 630.000 A | TMN SG LONG NO 1
257413892 | TNB | DISTRIBUTION | CHERAS | Existing | BCRS/PCE/J00223/MBB04848 | 300005806 | 11 kV | CLOSED | VACUUM | B04848 | P/PURI FOREST GREEN |  |  |  | B04848 | 2000-11-01 |  | SIEMENS | SIEMENS | 630.000 A | TX2 1000 KVA
257413893 | TNB | DISTRIBUTION | CHERAS | Existing | BCRS/PCE/J00223/MBB04847 | 300005805 | 11 kV | CLOSED | VACUUM | B04847 | P/PURI FOREST GREEN |  |  |  | B04847 | 2000-11-01 |  | SIEMENS | SIEMENS | 630.000 A | TX1 1000 KVA MTM
257413894 | TNB | DISTRIBUTION | CHERAS | Existing | BCRS/PCE/J00223/MBB04849 | 300005807 | 11 kV | CLOSED | VACUUM | B04849 | P/PURI FOREST GREEN |  |  |  | B04849 | 2000-11-01 |  | SIEMENS | SIEMENS | 630.000 A | P'PURI FOREST GREEN CONDO
257449048 | TNB | DISTRIBUTION | CHERAS | Existing | BCRS/PCE/J00539/MB1 | 300268228 | 11 kV | CLOSED | VACUUM | B05646 | MINES EXIBITION CENTRE |  |  |  | B05646 | 2000-11-01 |  | ITEM | SIEMENS | 630.000 A | PPU MINES VCB 4
257449049 | TNB | DISTRIBUTION | CHERAS | Existing | BCRS/PCE/J00539/MB3 | 300268230 | 11 kV | CLOSED | VACUUM | B05645 | MINES EXIBITION CENTRE |  |  |  | B05645 | 2000-11-01 |  | ITEM | SIEMENS | 630.000 A | PENGGUNA 2
257449050 | TNB | DISTRIBUTION | CHERAS | Existing | BCRS/PCE/J00539/MB5 | 300448807 | 11 kV | CLOSED | VACUUM | B12105 | MINES EXIBITION CENTRE |  |  |  | B12105 | 31/12/2012 |  | ITEM | SIEMENS | 630.000 A | PENGGUNA MINES 2
257449051 | TNB | DISTRIBUTION | CHERAS | Existing | BCRS/PCE/J00539/MB7 | 300448809 | 11 kV | CLOSED | VACUUM | B05648 | MINES EXIBITION CENTRE |  |  |  | B05648 | 1998-11-11 |  | ITEM | SIEMENS | 630.000 A | MINES HERITAGE
257449052 | TNB | DISTRIBUTION | CHERAS | Existing | BCRS/PCE/J00539/MB2 | 300268229 | 11 kV | CLOSED | VACUUM | B05644 | MINES EXIBITION CENTRE |  |  |  | B05644 | 2000-11-01 |  | ITEM | SIEMENS | 630.000 A | PENGGUNA 1
257456539 | TNB | DISTRIBUTION | CHERAS | Existing | BCRS/PCE/J00582/MB01909 | 300269148 | 11 kV | CLOSED | VACUUM | B01909 | AUDIO EXPRESS (TANMING) |  |  |  | MB01909 | 18/07/1998 |  | EPE | EPE | 630.000 A | AUDIO EXPRESS (TANMING)
257456540 | TNB | DISTRIBUTION | CHERAS | Existing | BCRS/PCE/J00582/MB01910 | 300269149 | 11 kV | CLOSED | VACUUM | B01910 | AUDIO EXPRESS (TANMING) |  |  |  | MB01910 | 18/07/1998 |  | EPE | EPE | 630.000 A | AUDIO EXPRESS (TANMING)
257456541 | TNB | DISTRIBUTION | CHERAS | Existing | BCRS/PCE/J00582/MB01908 | 300269147 | 11 kV | CLOSED | VACUUM | B01908 | AUDIO EXPRESS (TANMING) |  |  |  | MB01908 | 18/07/1998 |  | EPE | EPE | 630.000 A | AUDIO EXPRESS (TANMING)
257457534 | TNB | DISTRIBUTION | CHERAS | Existing | BCRS/PCE/J00917/MB3 | 300448369 | 11 kV | CLOSED | VACUUM | B02660 | BANGUNAN SAPURA |  |  |  | B02660 | 2000-11-11 |  | TAMCO | TAMCO | 630.000 A | PENGGUNA HT
257457535 | TNB | DISTRIBUTION | CHERAS | Existing | BCRS/PCE/J00917/MB2 | 300448368 | 11 kV | CLOSED | VACUUM | B02659 | BANGUNAN SAPURA |  |  |  | B02659 | 2000-11-11 |  | TAMCO | TAMCO | 630.000 A | PPU TURF CLUB VCB NO 9
257457536 | TNB | DISTRIBUTION | CHERAS | Existing | BCRS/PCE/J00917/MB1 | 300313033 | 11 kV | CLOSED | VACUUM | B02658 | BANGUNAN SAPURA |  |  |  | B02658 | 2000-11-11 |  | TAMCO | TAMCO | 630.000 A | SG BESI INDAH NO 5
257460475 | TNB | DISTRIBUTION | CHERAS | Existing | BCRS/PCE/J00067/MBB02253 | 300004341 | 11 kV | CLOSED | VACUUM | B02253 | PKNS BKT KUNDANG |  |  |  | B02253 | 1997-11-01 |  | TAMCO | TAMCO | 630.000 A | TX1 1000 KVA
257460476 | TNB | DISTRIBUTION | CHERAS | Existing | BCRS/PCE/J00067/MBB02252 | 300004340 | 11 kV | CLOSED | VACUUM | B02252 | PKNS BKT KUNDANG |  |  |  | B02252 | 1997-11-01 |  | TAMCO | TAMCO | 630.000 A | FAIR VIEW
257460477 | TNB | DISTRIBUTION | CHERAS | Existing | BCRS/PCE/J00067/MBB02254 | 300004342 | 11 kV | CLOSED | VACUUM | B02254 | PKNS BKT KUNDANG |  |  |  | B02254 | 1997-11-01 |  | TAMCO | TAMCO | 630.000 A | STS SUIS NURUL HIDAYAH
257463334 | TNB | DISTRIBUTION | CHERAS | Existing | BCRS/PCE/J00220/MBB02387 | 300005796 | 11 kV | CLOSED | VACUUM | B02387 | BDR SG LONG NO 10 |  |  |  | B02387 | 2000-11-01 |  | SIEMENS | SIEMENS | 630.000 A | BDR SG LONG NO 8
257463335 | TNB | DISTRIBUTION | CHERAS | Existing | BCRS/PCE/J00220/MBB05709 | 300005797 | 11 kV | CLOSED | VACUUM | B05709 | BDR SG LONG NO 10 |  |  |  | B05709 | 2000-11-01 |  | SIEMENS | SIEMENS | 630.000 A | KAWASAN
257463336 | TNB | DISTRIBUTION | CHERAS | Existing | BCRS/PCE/J00220/MBB02386 | 300005795 | 11 kV | CLOSED | VACUUM | B02386 | BDR SG LONG NO 10 |  |  |  | B02386 | 2000-11-01 |  | SIEMENS | SIEMENS | 630.000 A | KAWASAN
257463337 | TNB | DISTRIBUTION | CHERAS | Existing | BCRS/PCE/J00220/MBB02385 | 300005794 | 11 kV | CLOSED | VACUUM | B02385 | BDR SG LONG NO 10 |  |  |  | B02385 | 2000-11-01 |  | SIEMENS | SIEMENS | 630.000 A | GREEN ACRE PARK
257464091 | TNB | DISTRIBUTION | CHERAS | Existing |  |  | 11 kV | CLOSED | VACUUM | B06330 | BDR MAHKOTA CHERAS NO. 5 | [6 empty] | TAMCO | VK10J20H | 630.000 A | B06692 RUMAH PUMP MAHKOTA CHERAS
257464092 | TNB | DISTRIBUTION | CHERAS | Existing |  |  | 11 kV | CLOSED | VACUUM | B06329 | BDR MAHKOTA CHERAS NO. 5 | [6 empty] | TAMCO | VK10J20H | 630.000 A | TX2-B06329
257464093 | TNB | DISTRIBUTION | CHERAS | Existing |  |  | 11 kV | CLOSED | VACUUM | B06328 | BDR MAHKOTA CHERAS NO. 5 | [6 empty] | TAMCO | VK10J20H | 630.000 A | TX1-B06328
257464094 | TNB | DISTRIBUTION | CHERAS | Existing |  |  | 11 kV | CLOSED | VACUUM | B06327 | BDR MAHKOTA CHERAS NO. 5 | [6 empty] | TAMCO | VK10J20H | 630.000 A | B06323 BANDAR MAHKOTA CHERAS NO 4
257466525 | TNB | DISTRIBUTION | CHERAS | Existing |  |  | 11 kV | CLOSED | VACUUM | B09233 | MINES HERITAGE | [6 empty] | TOPRANK | HV-12 | 800.000 A | B05648 S/S MINES E/ CENTRE
257466526 | TNB | DISTRIBUTION | CHERAS | Existing |  |  | 11 kV | CLOSED | VACUUM | B09232 | MINES HERITAGE | [6 empty] | TOPRANK | HV-12 | 800.000 A | MSB 1 11KV MINES
257466527 | TNB | DISTRIBUTION | CHERAS | Existing |  |  | 11 kV | CLOSED | VACUUM | B09230 | MINES HERITAGE | [6 empty] | TOPRANK | HV-12 | 800.000 A | MSB 2 11KV MINES
257466528 | TNB | DISTRIBUTION | CHERAS | Existing |  |  | 11 kV | OPEN | VACUUM | SPARE | MINES HERITAGE | [6 empty] | Unknown | HV-12 |  | SPARE
257466529 | TNB | DISTRIBUTION | CHERAS | Existing |  |  | 11 kV | CLOSED | VACUUM | B09229 | MINES HERITAGE | [6 empty] | TOPRANK | HV-12 | 800.000 A | MINE-11
257477824 | TNB | DISTRIBUTION | CHERAS | Existing | BCRS/PCE/J00181/MBB05327 | 300005514 | 11 kV | CLOSED | VACUUM | B05327 | BTHO NO 15 |  |  |  | B05327 | 2000-11-01 |  | TAMCO | TAMCO | 630.000 A | BTHO NO 11
257477825 | TNB | DISTRIBUTION | CHERAS | Existing | BCRS/PCE/J00181/MBB05326 | 300005513 | 11 kV | CLOSED | VACUUM | B05326 | BTHO NO 15 |  |  |  | B05236 | 2000-11-01 |  | TAMCO | TAMCO | 630.000 A | TX21000 KVA
257477826 | TNB | DISTRIBUTION | CHERAS | Existing | BCRS/PCE/J00181/MBB05325 | 300005512 | 11 kV | CLOSED | VACUUM | B05325 | BTHO NO 15 |  |  |  | B05325 | 2000-11-01 |  | TAMCO | TAMCO | 630.000 A | TX1 1000 KVA
257477828 | TNB | DISTRIBUTION | CHERAS | Existing | BCRS/PCE/J00181/MBB05324 | 300005511 | 11 kV | CLOSED | VACUUM | B05324 | BTHO NO 15 |  |  |  | B05324 | 2000-11-01 |  | TAMCO | TAMCO | 630.000 A | APARTMENT SUAKASIH
257479691 | TNB | DISTRIBUTION | CHERAS | Existing | BCRS/PCE/J00263/MBB06322 | 300006171 | 11 kV | CLOSED | VACUUM | B06322 | BDR MAHKOTA CHERAS NO. 3 |  |  |  | B06322 | 2002-11-01 |  | TAMCO | TAMCO | 630.000 A | BDR MAHKOTA CHERAS NO 4
257479692 | TNB | DISTRIBUTION | CHERAS | Existing | BCRS/PCE/J00263/MBB06321 | 300006170 | 11 kV | CLOSED | VACUUM | B06321 | BDR MAHKOTA CHERAS NO. 3 |  |  |  | B06321 | 2002-11-01 |  | TAMCO | TAMCO | 630.000 A | TX2 1000 KVA
257479693 | TNB | DISTRIBUTION | CHERAS | Existing | BCRS/PCE/J00263/MBB06320 | 300006169 | 11 kV | CLOSED | VACUUM | B06320 | BDR MAHKOTA CHERAS NO. 3 |  |  |  | B06320 | 2002-11-01 |  | TAMCO | TAMCO | 630.000 A | TX1 1000KVA
257479694 | TNB | DISTRIBUTION | CHERAS | Existing | BCRS/PCE/J00263/MBB06319 | 300006168 | 11 kV | CLOSED | VACUUM | B06319 | BDR MAHKOTA CHERAS NO. 3 |  |  |  | B06319 | 2002-11-01 |  | TAMCO | TAMCO | 630.000 A | PPU BMC VCB NO 14
257480712 | TNB | DISTRIBUTION | CHERAS | Existing | BCRS/PCE/J00195/MBB02662 | 300005629 | 11 kV | CLOSED | VACUUM | B02662 | BDR SG LONG NO 14 |  |  |  | B02662 | 2000-11-01 |  | MAHKOTA | MAHKOTA | 630.000 A | HV CUSTOMER
257480713 | TNB | DISTRIBUTION | CHERAS | Existing | BCRS/PCE/J00195/MBB02663 | 300005630 | 11 kV | CLOSED | VACUUM | B02663 | BDR SG LONG NO 14 |  |  |  | B02663 | 2000-11-01 |  | MAHKOTA | MAHKOTA | 630.000 A | GREEN FLORA CONDIMINIUM
257480714 | TNB | DISTRIBUTION | CHERAS | Existing | BCRS/PCE/J00195/MBB02661 | 300005628 | 11 kV | CLOSED | VACUUM | B02661 | BDR SG LONG NO 14 |  |  |  | B02661 | 2000-11-01 |  | MAHKOTA | MAHKOTA | 630.000 A | BDR SG LONG NO6
257481195 | TNB | DISTRIBUTION | CHERAS | Existing | BCRS/PCE/J00266/MBB06334 | 300006201 | 11 kV | CLOSED | VACUUM | B06334 | BDR MAHKOTA CHERAS NO. 6 |  |  |  | B06334 | 2002-11-01 |  | TAMCO | TAMCO | 630.000 A | BDR MAHKOTA CHERAS NO 7
257481196 | TNB | DISTRIBUTION | CHERAS | Existing | BCRS/PCE/J00266/MBB06333 | 300006200 | 11 kV | CLOSED | VACUUM | B06333 | BDR MAHKOTA CHERAS NO. 6 |  |  |  | B06333 | 2002-11-01 |  | TAMCO | TAMCO | 630.000 A | TX1 1000 KVA
257481197 | TNB | DISTRIBUTION | CHERAS | Existing | BCRS/PCE/J00266/MBB06332 | 300006199 | 11 kV | CLOSED | VACUUM | B06332 | BDR MAHKOTA CHERAS NO. 6 |  |  |  | B06332 | 2002-11-01 |  | TAMCO | TAMCO | 630.000 A | TX2 1000 KVA
257481198 | TNB | DISTRIBUTION | CHERAS | Existing | BCRS/PCE/J00266/MBB06331 | 300006198 | 11 kV | CLOSED | VACUUM | B06331 | BDR MAHKOTA CHERAS NO. 6 |  |  |  | B06331 | 2002-11-01 |  | TAMCO | TAMCO | 630.000 A | JLN DAYANG 4/8 BMC
257486727 | TNB | DISTRIBUTION | CHERAS | Existing |  |  | 11 kV | CLOSED | VACUUM | B06693 | BDR MAHKOTA CHERAS NO 14 | [6 empty] | TAMCO | VK10J20H | 630.000 A | SGLN-9
257486728 | TNB | DISTRIBUTION | CHERAS | Existing |  |  | 11 kV | OPEN | VACUUM | B06695 | BDR MAHKOTA CHERAS NO 14 | [6 empty] | TAMCO | VK10J20H | 630.000 A | SPARE
257486729 | TNB | DISTRIBUTION | CHERAS | Existing |  |  | 11 kV | CLOSED | VACUUM | B06694 | BDR MAHKOTA CHERAS NO 14 | [6 empty] | TAMCO | VK10J20H | 630.000 A | TX1-B06694
257486730 | TNB | DISTRIBUTION | CHERAS | Existing |  |  | 11 kV | CLOSED | VACUUM | B06696 | BDR MAHKOTA CHERAS NO 14 | [6 empty] | TAMCO | VK10J20H | 630.000 A | B13479 PE PADAT CHUNDI BUSINESS
257487735 | TNB | DISTRIBUTION | CHERAS | Existing | BCRS/PCE/J00373/MBB04467 | 300010567 | 11 kV | CLOSED | VACUUM | B04467 | SENORITA NO 2 |  |  |  | B04467 | 2000-11-01 |  | TAMCO | TAMCO | 630.000 A | JELITA HEIGHT
257487736 | TNB | DISTRIBUTION | CHERAS | Existing | BCRS/PCE/J00373/MBB04470 | 300010570 | 11 kV | CLOSED | VACUUM | B04470 | SENORITA NO 2 |  |  |  | B04470 | 2000-11-01 |  | TAMCO | TAMCO | 630.000 A | TX2
257487737 | TNB | DISTRIBUTION | CHERAS | Existing | BCRS/PCE/J00373/MBB04469 | 300010569 | 11 kV | CLOSED | VACUUM | B04469 | SENORITA NO 2 |  |  |  | B04469 | 2000-11-01 |  | TAMCO | TAMCO | 630.000 A | TX1
257487738 | TNB | DISTRIBUTION | CHERAS | Existing | BCRS/PCE/J00373/MBB04468 | 300010568 | 11 kV | CLOSED | VACUUM | B04468 | SENORITA NO 2 |  |  |  | B04468B04468 | 2000-11-01 |  | TAMCO | TAMCO | 630.000 A | PKNS NO 3 CHERAS JAYA
257697822 | TNB | DISTRIBUTION | CHERAS | Existing | BCRS/PPU/G00001/NB12 | 300048157 | 11 kV | OPEN | VACUUM | BTHO-12 | PPU BANDAR TUN HUSSEIN ONN |  |  |  | 12 | 17/08/1996 |  | EPE | NO BREAKER | 630.000 A | SPARE
257697839 | TNB | DISTRIBUTION | CHERAS | Existing | BCRS/PPU/G00001/NB10 | 300048155 | 11 kV | CLOSED | VACUUM | BTHO-10 | PPU BANDAR TUN HUSSEIN ONN |  |  |  | 10 | 17/08/1996 |  | EPE | VFT-12D | 630.000 A | SPARE
257697848 | TNB | DISTRIBUTION | CHERAS | Existing | BCRS/PPU/G00001/NB8 | 300048169 | 11 kV | OPEN | VACUUM | BTHO-8 | PPU BANDAR TUN HUSSEIN ONN |  |  |  | 8 | 17/08/1996 |  | EPE | VFT-12D | 630.000 A | SPARE
257697865 | TNB | DISTRIBUTION | CHERAS | Existing | BCRS/PPU/G00001/NB6 | 300048167 | 11 kV | CLOSED | VACUUM | BTHO-6 | PPU BANDAR TUN HUSSEIN ONN |  |  |  | 6 | 17/08/1996 |  | EPE | VFT-12D | 630.000 A | SPARE
257697868 | TNB | DISTRIBUTION | CHERAS | Existing | BCRS/PPU/G00001/NB4 | 300048165 | 11 kV | CLOSED | VACUUM | BTHO-4 | PPU BANDAR TUN HUSSEIN ONN |  |  |  | 4 | 17/08/1996 |  | EPE | VFT-12D | 630.000 A | PE CHENG HIN GIAP HO NO.1
257697891 | TNB | DISTRIBUTION | CHERAS | Existing | BCRS/PPU/G00001/NB2 | 300048159 | 11 kV | CLOSED | VACUUM | BTHO-2 | PPU BANDAR TUN HUSSEIN ONN |  |  |  | 2 | 17/08/1996 |  | EPE | VFT-12D | 630.000 A | PE CHERAS PERDANA NO.1
257697892 | TNB | DISTRIBUTION | CHERAS | Existing | BCRS/PPU/G00001/MB2HO | 300048150 | 33 kV | CLOSED | VACUUM | BTHO-2H0 | PPU BANDAR TUN HUSSEIN ONN |  |  |  | 2HO | 17/08/1996 |  | EPE | VJ-33 | 2000.000 A | TRANSFORMER 2
257697917 | TNB | DISTRIBUTION | CHERAS | Existing | BCRS/PPU/G00001/NB32 | 300048163 | 11 kV | CLOSED | VACUUM | BTHO-32 | PPU BANDAR TUN HUSSEIN ONN |  |  |  | 32 | 17/08/1996 |  | EPE | VFT-12D | 2000.000 A | INCOMER NO.2
257697958 | TNB | DISTRIBUTION | CHERAS | Existing | BCRS/PPU/G00001/MB1HO | 300048149 | 33 kV | CLOSED | VACUUM | BTHO-1H0 | PPU BANDAR TUN HUSSEIN ONN |  |  |  | 1HO | 17/08/1996 |  | EPE | VJ-32 | 2000.000 A | TRANSFORMER 1
257697959 | TNB | DISTRIBUTION | CHERAS | Existing | BCRS/PPU/G00001/NB31 | 300048162 | 11 kV | CLOSED | VACUUM | BTHO-31 | PPU BANDAR TUN HUSSEIN ONN |  |  |  | 31 | 17/08/1996 |  | EPE | VFT-12D | 2000.000 A | INCOMER NO.1
257697974 | TNB | DISTRIBUTION | CHERAS | Existing | BCRS/PPU/G00001/NB3 | 300048160 | 11 kV | CLOSED | VACUUM | BTHO-3 | PPU BANDAR TUN HUSSEIN ONN |  |  |  | 3 | 17/08/1996 |  | EPE | VFT-12D | 630.000 A | PLAZA TOL BALAKONG
257697975 | TNB | DISTRIBUTION | CHERAS | Existing | BCRS/PPU/G00001/NB5 | 300048166 | 11 kV | CLOSED | VACUUM | BTHO-5 | PPU BANDAR TUN HUSSEIN ONN |  |  |  | 5 | 17/08/1996 |  | EPE | VFT-12D | 630.000 A | STN SUIS PDRM
257697976 | TNB | DISTRIBUTION | CHERAS | Existing | BCRS/PPU/G00001/NB7 | 300048168 | 11 kV | CLOSED | VACUUM | BTHO-7 | PPU BANDAR TUN HUSSEIN ONN |  |  |  | 7 | 17/08/1996 |  | EPE | VFT-12D | 630.000 A | PE TUN HUSSIEN ONN NO.3
257698043 | TNB | DISTRIBUTION | CHERAS | Existing | BCRS/PPU/G00001/NB9 | 300048170 | 11 kV | CLOSED | VACUUM | BTHO-9 | PPU BANDAR TUN HUSSEIN ONN |  |  |  | 9 | 17/08/1996 |  | EPE | VFT-12D | 630.000 A | PE TUN HUSSIEN ONN NO.6
257698067 | TNB | DISTRIBUTION | CHERAS | Existing | BCRS/PPU/G00001/NB11 | 300048156 | 11 kV | CLOSED | VACUUM | BTHO-11 | PPU BANDAR TUN HUSSEIN ONN |  |  |  | 11 | 17/08/1996 |  | EPE | VFT-12D | 630.000 A | SPARE
257698078 | TNB | DISTRIBUTION | CHERAS | Existing | BCRS/PPU/G00001/NB14 | 300048158 | 11 kV | CLOSED | VACUUM | BTHO-14 | PPU BANDAR TUN HUSSEIN ONN |  |  |  | 14 | 17/08/1996 |  | EPE | VFT-12D | 630.000 A | LOCAL TX
257698479 | TNB | DISTRIBUTION | CHERAS | Existing | BCRS/PPU/G00003/NB8 | 300048108 | 11 kV | CLOSED | VACUUM | SGLN-8 | PPU SUNGAI LONG |  |  |  | 8 | 13/01/1996 |  | TAMCO | VH1D | 630.000 A | PE WETEX
257698480 | TNB | DISTRIBUTION | CHERAS | Existing |  |  | 11 kV | CLOSED | VACUUM | SGLN-12 | PPU SUNGAI LONG | [6 empty] | TAMCO | VK 10J20D | 630.000 A | BDR SG LONG GOLF CLUB
257698514 | TNB | DISTRIBUTION | CHERAS | Existing | BCRS/PPU/G00003/NB6 | 300048106 | 11 kV | CLOSED | VACUUM | SGLN-6 | PPU SUNGAI LONG |  |  |  | 6 | 13/01/1996 |  | TAMCO | VH1D | 630.000 A | PE THAM KOK
257698523 | TNB | DISTRIBUTION | CHERAS | Existing | BCRS/PPU/G00003/NB4 | 300048104 | 11 kV | CLOSED | VACUUM | SGLN-4 | PPU SUNGAI LONG |  |  |  | 4 | 13/01/1996 |  | TAMCO | VH1D | 630.000 A | PE MAN FAT SEKSYEN 2
257698524 | TNB | DISTRIBUTION | CHERAS | Existing |  |  | 33 kV | CLOSED | VACUUM | SGLN-4P5 | PPU SUNGAI LONG | [6 empty] | TAMCO | VY-30M25D | 1250.000 A | SJIM-J28
257698556 | TNB | DISTRIBUTION | CHERAS | Existing | BCRS/PPU/G00003/MB2HO | 300048093 | 33 kV | CLOSED | VACUUM | SGLN-2H0 | PPU SUNGAI LONG |  |  |  | 2HO | 13/01/1996 |  | TAMCO | VH3D | 2000.000 A | TRANSFORMER 2
257698597 | TNB | DISTRIBUTION | CHERAS | Existing | BCRS/PPU/G00003/MB1HO | 300048092 | 33 kV | CLOSED | VACUUM | SGLN-1H0 | PPU SUNGAI LONG |  |  |  | 1HO | 13/01/1996 |  | TAMCO | VH3D | 2000.000 A | TRANSFORMER 1
257698598 | TNB | DISTRIBUTION | CHERAS | Existing | BCRS/PPU/G00003/NB31 | 300048101 | 11 kV | CLOSED | VACUUM | SGLN-31 | PPU SUNGAI LONG |  |  |  | 31 | 13/01/1996 |  | TAMCO | VH1D | 2000.000 A | INCOMER NO.1
257698599 | TNB | DISTRIBUTION | CHERAS | Existing | BCRS/PPU/G00003/NB32 | 300048102 | 11 kV | CLOSED | VACUUM | SGLN-32 | PPU SUNGAI LONG |  |  |  | 32 | 13/01/1996 |  | TAMCO | VH1D | 2000.000 A | INCOMER NO.2
257698603 | TNB | DISTRIBUTION | CHERAS | Existing | BCRS/PPU/G00003/NB1 | 300048097 | 11 kV | CLOSED | VACUUM | SGLN-1 | PPU SUNGAI LONG |  |  |  | 1 | 13/01/1996 |  | TAMCO | VH1D | 630.000 A | PE SIA SIA CHIN AIR
257698604 | TNB | DISTRIBUTION | CHERAS | Existing | BCRS/PPU/G00003/NB3 | 300048099 | 11 kV | CLOSED | VACUUM | SGLN-3 | PPU SUNGAI LONG |  |  |  | 3 | 13/01/1996 |  | TAMCO | VH1D | 630.000 A | PE TMN RAKAN NO.1
257698677 | TNB | DISTRIBUTION | CHERAS | Existing | BCRS/PPU/G00003/NB7 | 300048107 | 11 kV | CLOSED | VACUUM | SGLN-7 | PPU SUNGAI LONG |  |  |  | 7 | 13/01/1996 |  | TAMCO | VH1D | 630.000 A | PE FONG YAT SIEW
257698702 | TNB | DISTRIBUTION | CHERAS | Existing |  |  | 11 kV | CLOSED | VACUUM | SGLN-9 | PPU SUNGAI LONG | [6 empty] | TAMCO | VK 10J20D | 630.000 A | B06693 BDR MAHKOTA CHERAS NO 14
257698703 | TNB | DISTRIBUTION | CHERAS | Existing | BCRS/PPU/G00003/NB5 | 300048105 | 11 kV | CLOSED | VACUUM | SGLN-5 | PPU SUNGAI LONG |  |  |  | 5 | 13/01/1996 |  | TAMCO | VH1D | 630.000 A | PE SG. LONG NO.1
257699076 | TNB | DISTRIBUTION | CHERAS | Existing | BCRS/PPU/G00002/NB8 | 300047971 | 11 kV | CLOSED | VACUUM | MHCR-8 | PPU BANDAR MAHKOTA CHERAS |  |  |  | 8 | 2003-03-08 |  | EPE | VFT 12D | 630.000 A | SPARE
257699077 | TNB | DISTRIBUTION | CHERAS | Existing | BCRS/PPU/G00002/NB12 | 300047958 | 11 kV | CLOSED | VACUUM | MHCR-12 | PPU BANDAR MAHKOTA CHERAS |  |  |  | 12 | 2003-03-08 |  | EPE | VFT 12D | 630.000 A | SPARE
257699094 | TNB | DISTRIBUTION | CHERAS | Existing | BCRS/PPU/G00002/NB10 | 300047956 | 11 kV | CLOSED | VACUUM | MHCR-10 | PPU BANDAR MAHKOTA CHERAS |  |  |  | 10 | 2003-03-08 |  | EPE | VFT 12D | 630.000 A | SPARE
257699095 | TNB | DISTRIBUTION | CHERAS | Existing | BCRS/PPU/G00002/NB6 | 300047969 | 11 kV | CLOSED | VACUUM | MHCR-6 | PPU BANDAR MAHKOTA CHERAS |  |  |  | 6 | 2003-03-08 |  | EPE | VFT 12D | 630.000 A | SPARE
257699120 | TNB | DISTRIBUTION | CHERAS | Existing | BCRS/PPU/G00002/NB4 | 300047967 | 11 kV | CLOSED | VACUUM | MHCR-4 | PPU BANDAR MAHKOTA CHERAS |  |  |  | 4 | 2003-03-08 |  | EPE | VFT 12D | 630.000 A | SPARE
257699121 | TNB | DISTRIBUTION | CHERAS | Existing | BCRS/PPU/G00002/MB2P5 | 300047952 | 33 kV | CLOSED | VACUUM | MHCR-2P5 | PPU BANDAR MAHKOTA CHERAS |  |  |  | 2P5 | 2003-03-08 |  | ABB | ABB | 1250.000 A | SG LONG
257699138 | TNB | DISTRIBUTION | CHERAS | Existing | BCRS/PPU/G00002/NB2 | 300047961 | 11 kV | CLOSED | VACUUM | MHCR-2 | PPU BANDAR MAHKOTA CHERAS |  |  |  | 2 | 2003-03-08 |  | EPE | VFT 12D | 630.000 A | SPARE
257699155 | TNB | DISTRIBUTION | CHERAS | Existing | BCRS/PPU/G00002/MB2HO | 300047951 | 33 kV | CLOSED | VACUUM | MHCR-2H0 | PPU BANDAR MAHKOTA CHERAS |  |  |  | 2HO | 2003-03-08 |  | ABB | ABB | 2000.000 A | 33/11KV TX2
257699192 | TNB | DISTRIBUTION | CHERAS | Existing | BCRS/PPU/G00002/MB1HO | 300047947 | 33 kV | CLOSED | VACUUM | MHCR-1H0 | PPU BANDAR MAHKOTA CHERAS |  |  |  | 1HO | 2003-03-08 |  | ABB | ABB | 2000.000 A | TRANSFORMER 1
257699193 | TNB | DISTRIBUTION | CHERAS | Existing | BCRS/PPU/G00002/NB31 | 300047964 | 11 kV | CLOSED | VACUUM | MHCR-31 | PPU BANDAR MAHKOTA CHERAS |  |  |  | 31 | 2003-03-08 |  | EPE | VFT 12D | 2000.000 A | INCOMER NO.1
257699194 | TNB | DISTRIBUTION | CHERAS | Existing | BCRS/PPU/G00002/NB32 | 300047965 | 11 kV | CLOSED | VACUUM | MHCR-32 | PPU BANDAR MAHKOTA CHERAS |  |  |  | 32 | 2003-03-08 |  | EPE | VFT 12D | 2000.000 A | INCOMER NO.2
257699222 | TNB | DISTRIBUTION | CHERAS | Existing | BCRS/PPU/G00002/NB5 | 300047968 | 11 kV | CLOSED | VACUUM | MHCR-5 | PPU BANDAR MAHKOTA CHERAS |  |  |  | 5 | 2003-03-08 |  | EPE | VFT 12D | 630.000 A | SPARE
257699223 | TNB | DISTRIBUTION | CHERAS | Existing | BCRS/PPU/G00002/NB7 | 300047970 | 11 kV | CLOSED | VACUUM | MHCR-7 | PPU BANDAR MAHKOTA CHERAS |  |  |  | 7 | 2003-03-08 |  | EPE | VFT 12D | 630.000 A | SPARE
257699224 | TNB | DISTRIBUTION | CHERAS | Existing | BCRS/PPU/G00002/NB3 | 300047962 | 11 kV | CLOSED | VACUUM | MHCR-3 | PPU BANDAR MAHKOTA CHERAS |  |  |  | 3 | 2003-03-08 |  | EPE | VFT 12D | 630.000 A | SPARE
257699225 | TNB | DISTRIBUTION | CHERAS | Existing | BCRS/PPU/G00002/MB1P5 | 300047948 | 33 kV | CLOSED | VACUUM | MHCR-1P5 | PPU BANDAR MAHKOTA CHERAS |  |  |  | 1P5 | 2003-03-08 |  | ABB | ABB | 1250.000 A | PMU SG RAMAL
257699226 | TNB | DISTRIBUTION | CHERAS | Existing | BCRS/PPU/G00002/MB3P5 | 300047953 | 33 kV | OPEN | VACUUM | MHCR-3P5 | PPU BANDAR MAHKOTA CHERAS |  |  |  | 3P5 | 2003-03-08 |  | ABB | ABB | 1250.000 A | SPARE
257699305 | TNB | DISTRIBUTION | CHERAS | Existing | BCRS/PPU/G00002/NB11 | 300047957 | 11 kV | CLOSED | VACUUM | MHCR-11 | PPU BANDAR MAHKOTA CHERAS |  |  |  | 11 | 2003-03-08 |  | EPE | VFT 12D | 630.000 A | SPARE
257699318 | TNB | DISTRIBUTION | CHERAS | Existing | BCRS/PPU/G00002/NB13 | 300047959 | 11 kV | CLOSED | VACUUM | MHCR-13 | PPU BANDAR MAHKOTA CHERAS |  |  |  | 13 | 2003-03-08 |  | EPE | VFT 12D | 630.000 A | SPARE
257699319 | TNB | DISTRIBUTION | CHERAS | Existing | BCRS/PPU/G00002/NB9 | 300047972 | 11 kV | CLOSED | VACUUM | MHCR-9 | PPU BANDAR MAHKOTA CHERAS |  |  |  | 9 | 2003-03-08 |  | EPE | VFT 12D | 630.000 A | SPARE
257699336 | TNB | DISTRIBUTION | CHERAS | Existing | BCRS/PPU/G00002/NB1 | 300047955 | 11 kV | CLOSED | VACUUM | MHCR-1 | PPU BANDAR MAHKOTA CHERAS |  |  |  | 1 | 2003-03-08 |  | EPE | VFT 12D | 630.000 A | SPARE
257699363 | TNB | DISTRIBUTION | CHERAS | Existing | BCRS/PPU/G00002/NB14 | 300047960 | 11 kV | CLOSED | VACUUM | MHCR-14 | PPU BANDAR MAHKOTA CHERAS |  |  |  | 14 | 2003-03-08 |  | EPE | VFT 12D | 630.000 A | LOCAL TX
257699378 | TNB | DISTRIBUTION | CHERAS | Existing |  |  | 11 kV | CLOSED | VACUUM | MHCR-16 | PPU BANDAR MAHKOTA CHERAS | [6 empty] | EPE | VFT-12 | 630.000 A | LOCAL TX
257699393 | TNB | DISTRIBUTION | CHERAS | Existing | BCRS/PPU/G00002/MB4P5 | 300047954 | 33 kV | OPEN | VACUUM | MHCR-4P5 | PPU BANDAR MAHKOTA CHERAS |  |  |  | 4P5 | 2003-03-08 |  | ABB | ABB | 1250.000 A | SPARE
257869648 | TNB | DISTRIBUTION | CHERAS | Existing |  |  | 11 kV | CLOSED | VACUUM | LMAS-6 | PPU LAGENDA MAS | [6 empty] | ITEM | 8BK-88 K06 | 630.000 A | S/S GIANT
257869649 | TNB | DISTRIBUTION | CHERAS | Existing |  |  | 33 kV | OPEN | VACUUM | LMAS-4P5 | PPU LAGENDA MAS | [6 empty] | ITEM | 8DB10 | 1250.000 A | SPARE11(LMAS)
257869651 | TNB | DISTRIBUTION | CHERAS | Existing |  |  | 33 kV | CLOSED | VACUUM | LMAS-2P5 | PPU LAGENDA MAS | [6 empty] | ITEM | 8DB10 | 1250.000 A | BTHO-G95
257869652 | TNB | DISTRIBUTION | CHERAS | Existing |  |  | 33 kV | CLOSED | VACUUM | LMAS-2H0 | PPU LAGENDA MAS | [6 empty] | ITEM | 8DB10 | 2000.000 A | LMAS-TX2-2H0
257869653 | TNB | DISTRIBUTION | CHERAS | Existing |  |  | 33 kV | CLOSED | VACUUM | LMAS-1P5 | PPU LAGENDA MAS | [6 empty] | ITEM | 8DB10 | 1250.000 A | BLKG-10L5
257869654 | TNB | DISTRIBUTION | CHERAS | Existing |  |  | 33 kV | OPEN | VACUUM | LMAS-3P5 | PPU LAGENDA MAS | [6 empty] | ITEM | 8DB10 | 1250.000 A | SPARE10(LMAS)
257869655 | TNB | DISTRIBUTION | CHERAS | Existing |  |  | 33 kV | CLOSED | VACUUM | LMAS-1H0 | PPU LAGENDA MAS | [6 empty] | ITEM | 8DB10 | 2000.000 A | LMAS-TX1-1H0
257869656 | TNB | DISTRIBUTION | CHERAS | Existing |  |  | 11 kV | CLOSED | VACUUM | LMAS-10 | PPU LAGENDA MAS | [6 empty] | ITEM | 8BK-88 K10 | 630.000 A | SPARE6(LMAS)
257869657 | TNB | DISTRIBUTION | CHERAS | Existing |  |  | 11 kV | CLOSED | VACUUM | LMAS-2 | PPU LAGENDA MAS | [6 empty] | ITEM | 8BK-88 K02 | 2000.000 A | B06909 LAGENDA MAS NO 1
257869658 | TNB | DISTRIBUTION | CHERAS | Existing |  |  | 11 kV | CLOSED | VACUUM | LMAS-8 | PPU LAGENDA MAS | [6 empty] | ITEM | 8BK-88 K08 | 630.000 A | SPARE5(LMAS)
257869659 | TNB | DISTRIBUTION | CHERAS | Existing |  |  | 11 kV | CLOSED | VACUUM | LMAS-4 | PPU LAGENDA MAS | [6 empty] | ITEM | 8BK-88 K04 | 630.000 A | B01739 TMN PUTRI JAYA NO 1
257869660 | TNB | DISTRIBUTION | CHERAS | Existing |  |  | 11 kV | CLOSED | VACUUM | LMAS-5 | PPU LAGENDA MAS | [6 empty] | ITEM | 8BK-88 K05 | 630.000 A | SPARE3(LMAS)
257869661 | TNB | DISTRIBUTION | CHERAS | Existing |  |  | 11 kV | CLOSED | VACUUM | LMAS-3 | PPU LAGENDA MAS | [6 empty] | ITEM | 8BK-88 K03 | 630.000 A | B06404 MAKMAL FORENSIK PDRM
257869662 | TNB | DISTRIBUTION | CHERAS | Existing |  |  | 11 kV | CLOSED | VACUUM | LMAS-12 | PPU LAGENDA MAS | [6 empty] | ITEM | 8BK-88 K12 | 630.000 A | SPARE7(LMAS)
257869663 | TNB | DISTRIBUTION | CHERAS | Existing |  |  | 11 kV | CLOSED | VACUUM | LMAS-9 | PPU LAGENDA MAS | [6 empty] | ITEM | 8BK-88 K09 | 630.000 A | B07785 TMN SRI MINANG BTHO
257869664 | TNB | DISTRIBUTION | CHERAS | Existing |  |  | 11 kV | CLOSED | VACUUM | LMAS-13 | PPU LAGENDA MAS | [6 empty] | ITEM | 8BK-88 K13 | 630.000 A | SPARE1(LMAS)
257869665 | TNB | DISTRIBUTION | CHERAS | Existing |  |  | 11 kV | CLOSED | VACUUM | LMAS-11 | PPU LAGENDA MAS | [6 empty] | ITEM | 8BK-88 K11 | 630.000 A | B06553 TMN MINANG RIA BTHO
257869666 | TNB | DISTRIBUTION | CHERAS | Existing |  |  | 11 kV | CLOSED | VACUUM | LMAS-7 | PPU LAGENDA MAS | [6 empty] | ITEM | 8BK-88 K07 | 630.000 A | SPARE2(LMAS)
257869669 | TNB | DISTRIBUTION | CHERAS | Existing |  |  | 11 kV | CLOSED | VACUUM | LMAS-32 | PPU LAGENDA MAS | [6 empty] | ITEM | 8BK-88 KT2 | 2000.000 A | SPARE9(LMAS)
257869670 | TNB | DISTRIBUTION | CHERAS | Existing |  |  | 11 kV | CLOSED | VACUUM | LMAS-14 | PPU LAGENDA MAS | [6 empty] | ITEM | 8BK-88 K14 | 630.000 A | B11420 TMN MUDUN
257869671 | TNB | DISTRIBUTION | CHERAS | Existing |  |  | 11 kV | CLOSED | VACUUM | LMAS-16 | PPU LAGENDA MAS | [6 empty] | ITEM | 8BK-88 K16 | 630.000 A | LOCAL TRANSFORMER
257869672 | TNB | DISTRIBUTION | CHERAS | Existing |  |  | 11 kV | CLOSED | VACUUM | LMAS-1 | PPU LAGENDA MAS | [6 empty] | ITEM | 8BK-88 K01 | 630.000 A | B01740 TMN PUTRI JAYA NO 2
257869673 | TNB | DISTRIBUTION | CHERAS | Existing |  |  | 11 kV | CLOSED | VACUUM | LMAS-31 | PPU LAGENDA MAS | [6 empty] | ITEM | 8BK-88 KT1 | 2000.000 A | 11KV BUSBAR
257879215 | TNB | DISTRIBUTION | CHERAS | Existing |  |  | 11 kV | CLOSED | VACUUM | TMASS-8 | PPU SEMENTARA TAMAN MAS, ULU LANGAT | [6 empty] | TAMCO | VK10J20D | 630.000 A | B1800 BT 9 CHERAS
257879216 | TNB | DISTRIBUTION | CHERAS | Existing |  |  | 11 kV | CLOSED | VACUUM | TMASS-12 | PPU SEMENTARA TAMAN MAS, ULU LANGAT | [6 empty] | TAMCO | VK10J20D | 630.000 A | SPARE(TMASS)
257879217 | TNB | DISTRIBUTION | CHERAS | Existing |  |  | 11 kV | CLOSED | VACUUM | TMASS-10 | PPU SEMENTARA TAMAN MAS, ULU LANGAT | [6 empty] | TAMCO | VK10J20D | 630.000 A | B02350 SEONG TEIK SUN
257879218 | TNB | DISTRIBUTION | CHERAS | Existing |  |  | 11 kV | CLOSED | VACUUM | TMASS-6 | PPU SEMENTARA TAMAN MAS, ULU LANGAT | [6 empty] | TAMCO | VK10J20D | 630.000 A | B07336 LOT BANGLO TMN MAS
257879219 | TNB | DISTRIBUTION | CHERAS | Existing |  |  | 11 kV | CLOSED | VACUUM | TMASS-2 | PPU SEMENTARA TAMAN MAS, ULU LANGAT | [6 empty] | TAMCO | VK10J20D | 630.000 A | B02065 CHEN HIN GIAP
257879220 | TNB | DISTRIBUTION | CHERAS | Existing |  |  | 33 kV | CLOSED | VACUUM | TMASS-2HO | PPU SEMENTARA TAMAN MAS, ULU LANGAT | [6 empty] | TAMCO | VY30M25D | 1250.000 A | TMASS-TX2-2H0
257879221 | TNB | DISTRIBUTION | CHERAS | Existing |  |  | 11 kV | CLOSED | VACUUM | TMASS-32 | PPU SEMENTARA TAMAN MAS, ULU LANGAT | [6 empty] | TAMCO | VK10P25D | 2000.000 A | TMASS-TX2-32
257879222 | TNB | DISTRIBUTION | CHERAS | Existing |  |  | 33 kV | CLOSED | VACUUM | TMASS-2P5 | PPU SEMENTARA TAMAN MAS, ULU LANGAT | [6 empty] | TAMCO | VY30M25D | 1250.000 A | TMAS-A32
257879223 | TNB | DISTRIBUTION | CHERAS | Existing |  |  | 11 kV | CLOSED | VACUUM | TMASS-4 | PPU SEMENTARA TAMAN MAS, ULU LANGAT | [6 empty] | TAMCO | VK10J20D | 630.000 A | CHERAS PERMATA NO 1
257879224 | TNB | DISTRIBUTION | CHERAS | Existing |  |  | 33 kV | CLOSED | VACUUM | TMASS-1P5 | PPU SEMENTARA TAMAN MAS, ULU LANGAT | [6 empty] | TAMCO | VY30M25D | 1250.000 A | SLGT-4S5
257879225 | TNB | DISTRIBUTION | CHERAS | Existing |  |  | 11 kV | CLOSED | VACUUM | TMASS-14 | PPU SEMENTARA TAMAN MAS, ULU LANGAT | [6 empty] | TAMCO | VK10J20D | 630.000 A | LOCAL TRANS
257879792 | TNB | DISTRIBUTION | CHERAS | Existing |  |  | 11 kV | CLOSED | VACUUM | JUBA-8 | PPU JUSCO CHERAS (BALAKONG) | [6 empty] | ABB | VMAX | 630.000 A | B01479 PE FU YUEN
257879793 | TNB | DISTRIBUTION | CHERAS | Existing |  |  | 33 kV | CLOSED | VACUUM | JUBA-1P5 | PPU JUSCO CHERAS (BALAKONG) | [6 empty] | ABB | VD4 | 1250.000 A | CJYA-4L5
257879794 | TNB | DISTRIBUTION | CHERAS | Existing |  |  | 11 kV | CLOSED | VACUUM | JUBA-16 | PPU JUSCO CHERAS (BALAKONG) | [6 empty] | ABB | VMAX | 630.000 A | LOCAL TRANS
257879798 | TNB | DISTRIBUTION | CHERAS | Existing |  |  | 33 kV | OPEN | VACUUM | JUBA-4P5 | PPU JUSCO CHERAS (BALAKONG) | [6 empty] | ABB | VD4 | 1250.000 A | SPARE1(JUBA)
257879799 | TNB | DISTRIBUTION | CHERAS | Existing |  |  | 33 kV | OPEN | VACUUM | JUBA-2P5 | PPU JUSCO CHERAS (BALAKONG) | [6 empty] | ABB | VD4 | 1250.000 A | BTHO-G94
257879800 | TNB | DISTRIBUTION | CHERAS | Existing |  |  | 33 kV | OPEN | VACUUM | JUBA-3P5 | PPU JUSCO CHERAS (BALAKONG) | [6 empty] | ABB | VD4 | 1250.000 A | SPARE15(JUBA)
257879801 | TNB | DISTRIBUTION | CHERAS | Existing |  |  | 33 kV | CLOSED | VACUUM | JUBA-2H0 | PPU JUSCO CHERAS (BALAKONG) | [6 empty] | ABB | VD4 | 1250.000 A | JUBA-TX2-2H0
257879802 | TNB | DISTRIBUTION | CHERAS | Existing |  |  | 33 kV | CLOSED | VACUUM | JUBA-1H0 | PPU JUSCO CHERAS (BALAKONG) | [6 empty] | ABB | VD4 | 1250.000 A | JUBA-TX1-1H0
257879803 | TNB | DISTRIBUTION | CHERAS | Existing |  |  | 11 kV | CLOSED | VACUUM | JUBA-12 | PPU JUSCO CHERAS (BALAKONG) | [6 empty] | ABB | VMAX | 630.000 A | B09007 SSU JUSCO CHERAS SELATAN
257879804 | TNB | DISTRIBUTION | CHERAS | Existing |  |  | 11 kV | CLOSED | VACUUM | JUBA-10 | PPU JUSCO CHERAS (BALAKONG) | [6 empty] | ABB | VMAX | 630.000 A | B11073 PE COLOMBIA ASIA HOSPITAL BALAKONG
257879805 | TNB | DISTRIBUTION | CHERAS | Existing |  |  | 11 kV | CLOSED | VACUUM | JUBA-32 | PPU JUSCO CHERAS (BALAKONG) | [6 empty] | ABB | VD4 | 2000.000 A | JUBA-TX2-32
257879806 | TNB | DISTRIBUTION | CHERAS | Existing |  |  | 11 kV | CLOSED | VACUUM | JUBA-31 | PPU JUSCO CHERAS (BALAKONG) | [6 empty] | ABB | VD4 | 2000.000 A | JUBA-TX1-31
257879807 | TNB | DISTRIBUTION | CHERAS | Existing |  |  | 11 kV | CLOSED | VACUUM | JUBA-5 | PPU JUSCO CHERAS (BALAKONG) | [6 empty] | ABB | VMAX | 630.000 A | B12069 PE S3 LAND
257879808 | TNB | DISTRIBUTION | CHERAS | Existing |  |  | 11 kV | CLOSED | VACUUM | JUBA-3 | PPU JUSCO CHERAS (BALAKONG) | [6 empty] | ABB | VMAX | 630.000 A | B08812 PE RUMAH PAM TAMAN SUTERA
257879809 | TNB | DISTRIBUTION | CHERAS | Existing |  |  | 11 kV | CLOSED | VACUUM | JUBA-1 | PPU JUSCO CHERAS (BALAKONG) | [6 empty] | ABB | VMAX | 630.000 A | SPARE1(JUBA)
257879810 | TNB | DISTRIBUTION | CHERAS | Existing |  |  | 11 kV | CLOSED | VACUUM | JUBA-2 | PPU JUSCO CHERAS (BALAKONG) | [6 empty] | ABB | VD4 | 630.000 A | B11292 PE CHIN HUAT
257879811 | TNB | DISTRIBUTION | CHERAS | Existing |  |  | 11 kV | CLOSED | VACUUM | JUBA-4 | PPU JUSCO CHERAS (BALAKONG) | [6 empty] | ABB | VD4 | 630.000 A | B11708 PE DATARAN C180 NO 1
257879812 | TNB | DISTRIBUTION | CHERAS | Existing |  |  | 11 kV | OPEN | VACUUM | JUBA-6 | PPU JUSCO CHERAS (BALAKONG) | [6 empty] | ABB | VD4 | 630.000 A | SPARE6(JUBA)
257879813 | TNB | DISTRIBUTION | CHERAS | Existing |  |  | 11 kV | CLOSED | VACUUM | JUBA-11 | PPU JUSCO CHERAS (BALAKONG) | [6 empty] | ABB | VMAX | 630.000 A | B11779 PE C180 BALAKONG NO 2
257879814 | TNB | DISTRIBUTION | CHERAS | Existing |  |  | 11 kV | CLOSED | VACUUM | JUBA-7 | PPU JUSCO CHERAS (BALAKONG) | [6 empty] | ABB | VMAX | 630.000 A | B14103 SSU WOTP CHERAS NO 1
257879815 | TNB | DISTRIBUTION | CHERAS | Existing |  |  | 11 kV | CLOSED | VACUUM | JUBA-9 | PPU JUSCO CHERAS (BALAKONG) | [6 empty] | ABB | VMAX | 630.000 A | B11742 PE DATARAN C180 NO 3
257879816 | TNB | DISTRIBUTION | CHERAS | Existing |  |  | 11 kV | CLOSED | VACUUM | JUBA-13 | PPU JUSCO CHERAS (BALAKONG) | [6 empty] | ABB | VMAX | 630.000 A | B13925 PE KHONG PENG
257879817 | TNB | DISTRIBUTION | CHERAS | Existing |  |  | 11 kV | CLOSED | VACUUM | JUBA-14 | PPU JUSCO CHERAS (BALAKONG) | [6 empty] | ABB | VMAX | 630.000 A | B11068 PE TMN DUTAMAS NO.2
257885561 | TNB | DISTRIBUTION | CHERAS | Existing |  |  | 11 kV | CLOSED | VACUUM | TAMI-9 | PPU TAMING JAYA | [6 empty] | EPE | VFT-12D | 630.000 A | B02746 BERKAT HASIL NO 9
257885562 | TNB | DISTRIBUTION | CHERAS | Existing | BCRS/PPU/G00008/NB12 | 300048137 | 11 kV | CLOSED | VACUUM | TAMI-12 | PPU TAMING JAYA |  |  |  | 12 | 1999-01-07 |  | EPE | VFT 12D | 630.000 A | SPARE
257885563 | TNB | DISTRIBUTION | CHERAS | Existing | BCRS/PPU/G00008/NB10 | 300048136 | 11 kV | CLOSED | VACUUM | TAMI-10 | PPU TAMING JAYA |  |  |  | 10 | 1999-01-07 |  | EPE | VFT 12D | 630.000 A | SPARE
257885564 | TNB | DISTRIBUTION | CHERAS | Existing | BCRS/PPU/G00008/NB8 | 300048146 | 11 kV | CLOSED | VACUUM | TAMI-8 | PPU TAMING JAYA |  |  |  | 8 | 1999-01-07 |  | EPE | VFT 12D | 630.000 A | SPARE
257885565 | TNB | DISTRIBUTION | CHERAS | Existing | BCRS/PPU/G00008/NB6 | 300048145 | 11 kV | CLOSED | VACUUM | TAMI-6 | PPU TAMING JAYA |  |  |  | 6 | 1999-01-07 |  | EPE | VFT 12D | 630.000 A | SPARE
257885566 | TNB | DISTRIBUTION | CHERAS | Existing | BCRS/PPU/G00008/NB4 | 300048144 | 11 kV | CLOSED | VACUUM | TAMI-4 | PPU TAMING JAYA |  |  |  | 4 | 1999-01-07 |  | EPE | VFT 12D | 630.000 A | SPARE
257885567 | TNB | DISTRIBUTION | CHERAS | Existing |  |  | 33 kV | OPEN | VACUUM | TAMI-2P5 | PPU TAMING JAYA | [6 empty] | EPE | VJ-32 | 1250.000 A | BLKG-1L5
257885568 | TNB | DISTRIBUTION | CHERAS | Existing | BCRS/PPU/G00008/NB2 | 300048140 | 11 kV | CLOSED | VACUUM | TAMI-2 | PPU TAMING JAYA |  |  |  | 2 | 1999-01-07 |  | EPE | VFT 12D | 630.000 A | SPARE
257885569 | TNB | DISTRIBUTION | CHERAS | Existing | BCRS/PPU/G00008/MB2HO | 300048133 | 33 kV | CLOSED | VACUUM | TAMI-2H0 | PPU TAMING JAYA |  |  |  | 2HO | 1999-01-07 |  | EPE | VJ-32 | 2000.000 A | TRANSFORMER 2
257885570 | TNB | DISTRIBUTION | CHERAS | Existing | BCRS/PPU/G00008/NB32 | 300048142 | 11 kV | CLOSED | VACUUM | TAMI-32 | PPU TAMING JAYA |  |  |  | 32 | 1999-01-07 |  | EPE | VFT 12D | 2000.000 A | INCOMER NO.2
257885571 | TNB | DISTRIBUTION | CHERAS | Existing |  |  | 33 kV | CLOSED | VACUUM | TAMI-1H0 | PPU TAMING JAYA | [6 empty] | EPE | VJ-32 | 1250.000 A | TAMI-TX1-1H0
257885572 | TNB | DISTRIBUTION | CHERAS | Existing |  |  | 11 kV | CLOSED | VACUUM | TAMI-31 | PPU TAMING JAYA | [6 empty] | EPE | VFT-12D | 2000.000 A | 11KV BUSBAR
257885573 | TNB | DISTRIBUTION | CHERAS | Existing |  |  | 11 kV | CLOSED | VACUUM | TAMI-1 | PPU TAMING JAYA | [6 empty] | EPE | VFT-12D | 630.000 A | B08140 TMN IMPIAN INDAH
257885574 | TNB | DISTRIBUTION | CHERAS | Existing |  |  | 11 kV | CLOSED | VACUUM | TAMI-3 | PPU TAMING JAYA | [6 empty] | EPE | VFT-12D | 630.000 A | B07501 PANGSAPURI SUMMER FIELD
257885575 | TNB | DISTRIBUTION | CHERAS | Existing |  |  | 11 kV | CLOSED | VACUUM | TAMI-5 | PPU TAMING JAYA | [6 empty] | Unknown | VFT-12D | 630.000 A | B11527 PDT LOT 1898 JLN KPB 9
257885576 | TNB | DISTRIBUTION | CHERAS | Existing | BCRS/PPU/G00008/MB2P5 | 300048134 | 33 kV | CLOSED | VACUUM | TAMI-1P5 | PPU TAMING JAYA |  |  |  | 2P5 | 1999-01-07 |  | EPE | VJ-32 | 1250.000 A | PMU BALAKONG
257885577 | TNB | DISTRIBUTION | CHERAS | Existing |  |  | 33 kV | OPEN | VACUUM | TAMI-3P5 | PPU TAMING JAYA | [6 empty] | EPE | VJ-32 | 1250.000 A | SPARE1(TAMI)
257885578 | TNB | DISTRIBUTION | CHERAS | Existing |  |  | 11 kV | CLOSED | VACUUM | TAMI-7 | PPU TAMING JAYA | [6 empty] | Unknown | N/A | 630.000 A | B10516 WISMA PAUSON
257885579 | TNB | DISTRIBUTION | CHERAS | Existing | BCRS/PPU/G00008/MB4P5 | 300048135 | 33 kV | CLOSED | VACUUM | TAMI-4P5 | PPU TAMING JAYA |  |  |  | 4P5 | 1999-01-07 |  | EPE | VJ-32 | 1250.000 A | PMU CHERAS JAYA
257885582 | TNB | DISTRIBUTION | CHERAS | Existing | BCRS/PPU/G00008/NB16 | 300048139 | 11 kV | CLOSED | VACUUM | TAMI-16 | PPU TAMING JAYA |  |  |  | 16 | 1999-01-07 |  | EPE | VFT 12D | 630.000 A | SPARE
257885583 | TNB | DISTRIBUTION | CHERAS | Existing | BCRS/PPU/G00008/NB14 | 300048138 | 11 kV | CLOSED | VACUUM | TAMI-14 | PPU TAMING JAYA |  |  |  | 14 | 1999-01-07 |  | EPE | VFT 12D | 630.000 A | SPARE
257916953 | TNB | DISTRIBUTION | CHERAS | Existing | BCRS/PPU/G00009/NB6 | 300047991 | 11 kV | CLOSED | VACUUM | MINE-6 | PPU MINES |  |  |  | 6 | 1996-07-06 |  | EPE | VFT 12D | 630.000 A | SPARE
257916954 | TNB | DISTRIBUTION | CHERAS | Existing | BCRS/PPU/G00009/MB1HO | 300263756 | 33 kV | CLOSED | VACUUM | MINE-1H0 | PPU MINES |  |  |  | 1HO | 1996-07-06 |  | EPE | EPE | 2000.000 A | TRANSFORMER 1
257916955 | TNB | DISTRIBUTION | CHERAS | Existing | BCRS/PPU/G00009/NB11 | 300047980 | 11 kV | CLOSED | VACUUM | MINE-11 | PPU MINES |  |  |  | 11 | 1996-07-06 |  | EPE | VFT 12D | 630.000 A | SPARE
257916956 | TNB | DISTRIBUTION | CHERAS | Existing | BCRS/PPU/G00009/NB9 | 300047994 | 11 kV | CLOSED | VACUUM | MINE-9 | PPU MINES |  |  |  | 9 | 1996-07-06 |  | EPE | VFT 12D | 630.000 A | SPARE
257916957 | TNB | DISTRIBUTION | CHERAS | Existing | BCRS/PPU/G00009/NB8 | 300047993 | 11 kV | CLOSED | VACUUM | MINE-8 | PPU MINES |  |  |  | 8 | 1996-07-06 |  | EPE | VFT 12D | 630.000 A | SPARE
257916958 | TNB | DISTRIBUTION | CHERAS | Existing | BCRS/PPU/G00009/NB12 | 300047981 | 11 kV | CLOSED | VACUUM | MINE-12 | PPU MINES |  |  |  | 12 | 1996-07-06 |  | EPE | VFT 12D | 630.000 A | SPARE
257916959 | TNB | DISTRIBUTION | CHERAS | Existing | BCRS/PPU/G00009/NB10 | 300047979 | 11 kV | CLOSED | VACUUM | MINE-10 | PPU MINES |  |  |  | 10 | 1996-07-06 |  | EPE | VFT 12D | 630.000 A | SPARE
257916960 | TNB | DISTRIBUTION | CHERAS | Existing | BCRS/PPU/G00009/NB2 | 300047983 | 11 kV | CLOSED | VACUUM | MINE-2 | PPU MINES |  |  |  | 2 | 1996-07-06 |  | EPE | VFT 12D | 630.000 A | SPARE
257916962 | TNB | DISTRIBUTION | CHERAS | Existing | BCRS/PPU/G00009/NB4 | 300047989 | 11 kV | CLOSED | VACUUM | MINE-4 | PPU MINES |  |  |  | 4 | 1996-07-06 |  | EPE | VFT 12D | 630.000 A | SPARE
257916963 | TNB | DISTRIBUTION | CHERAS | Existing | BCRS/PPU/G00009/MB2HO | 300047974 | 33 kV | CLOSED | VACUUM | MINE-2H0 | PPU MINES |  |  |  | 2HO | 1996-07-06 |  | EPE | VJ-32 | 2000.000 A | SPARE
257916964 | TNB | DISTRIBUTION | CHERAS | Existing | BCRS/PPU/G00009/NB31 | 300047986 | 11 kV | CLOSED | VACUUM | MINE-31 | PPU MINES |  |  |  | 31 | 1996-07-06 |  | EPE | VFT 12D | 2000.000 A | INCOMER NO.1
257916965 | TNB | DISTRIBUTION | CHERAS | Existing | BCRS/PPU/G00009/NB32 | 300047987 | 11 kV | CLOSED | VACUUM | MINE-32 | PPU MINES |  |  |  | 32 | 1996-07-06 |  | EPE | VFT 12D | 2000.000 A | INCOMER NO.2
257916968 | TNB | DISTRIBUTION | CHERAS | Existing | BCRS/PPU/G00009/NB1 | 300047978 | 11 kV | CLOSED | VACUUM | MINE-1 | PPU MINES |  |  |  | 1 | 1996-07-06 |  | EPE | VFT 12D | 630.000 A | SPARE
257916969 | TNB | DISTRIBUTION | CHERAS | Existing | BCRS/PPU/G00009/NB3 | 300047984 | 11 kV | CLOSED | VACUUM | MINE-3 | PPU MINES |  |  |  | 3 | 1996-07-06 |  | EPE | VFT 12D | 630.000 A | SPARE
257916970 | TNB | DISTRIBUTION | CHERAS | Existing | BCRS/PPU/G00009/NB7 | 300047992 | 11 kV | CLOSED | VACUUM | MINE-7 | PPU MINES |  |  |  | 7 | 1996-07-06 |  | EPE | VFT 12D | 630.000 A | SPARE
257916971 | TNB | DISTRIBUTION | CHERAS | Existing | BCRS/PPU/G00009/NB5 | 300047990 | 11 kV | CLOSED | VACUUM | MINE-5 | PPU MINES |  |  |  | 5 | 1996-07-06 |  | EPE | VFT 12D | 630.000 A | SPARE
257916974 | TNB | DISTRIBUTION | CHERAS | Existing | BCRS/PPU/G00009/NB14 | 300047982 | 11 kV | CLOSED | VACUUM | MINE-14 | PPU MINES |  |  |  | 14 | 1996-07-06 |  | EPE | VFT 12D | 630.000 A | SPARE
376450727 | TNB | DISTRIBUTION | CHERAS | Existing |  |  | 11 kV | CLOSED | VACUUM | SGLN-11 | PPU SUNGAI LONG | [6 empty] | TAMCO | VK 10J20D | 630.000 A | B06693 BDR MAHKOTA CHERAS NO 14
376450746 | TNB | DISTRIBUTION | CHERAS | Existing |  |  | 11 kV | CLOSED | VACUUM | SGLN-14 | PPU SUNGAI LONG | [6 empty] | TAMCO | VK 10J20D | 630.000 A | B13539 SSU UTAR SG LONG
376455077 | TNB | DISTRIBUTION | CHERAS | Existing | BCRS/SSU/J00009/MB4 | 310523190 | 11 kV | CLOSED | VACUUM | B14106 | SSU WOTP |  |  |  | B00919 |  |  |  |  | 630.000 A | BUKIT BAYU NO 6
376455079 | TNB | DISTRIBUTION | CHERAS | Existing | BCRS/SSU/J00009/MB5 | 310523191 | 11 kV | CLOSED | VACUUM | B14107 | SSU WOTP |  |  |  | B00919 |  |  |  |  | 630.000 A | BUKIT BAYU NO 6
376455085 | TNB | DISTRIBUTION | CHERAS | Existing | BCRS/SSU/J00009/MB1 | 310523187 | 11 kV | CLOSED | VACUUM | B14108 | SSU WOTP |  |  |  | B00919 |  |  |  |  | 630.000 A | BUKIT BAYU NO 6
376455104 | TNB | DISTRIBUTION | CHERAS | Existing | BCRS/SSU/J00009/MB2 | 310523188 | 11 kV | CLOSED | VACUUM | B14104 | SSU WOTP |  |  |  | B00919 |  |  |  |  | 630.000 A | BUKIT BAYU NO 6
376455108 | TNB | DISTRIBUTION | CHERAS | Existing |  |  | 11 kV | CLOSED | VACUUM | B14102 | SSU WOTP
376455132 | TNB | DISTRIBUTION | CHERAS | Existing | BCRS/SSU/J00009/MB3 | 310523189 | 11 kV | CLOSED | VACUUM | B14103 | SSU WOTP |  |  |  | B00919 |  |  |  |  | 630.000 A | BUKIT BAYU NO 6
376498766 | TNB | DISTRIBUTION | CHERAS | Existing | BCRS/PCE/J01310/MB1 | 300555797 | 11 kV | CLOSED | VACUUM | B14706 | PE SAVILLE CHERAS KONDO(0605) | [6 empty] | ITEM | 8BK88E | 630.000 A
376498771 | TNB | DISTRIBUTION | CHERAS | Existing | BCRS/PCE/J01310/MB1 | 300555793 | 11 kV | CLOSED | VACUUM | B14708 | PE SAVILLE CHERAS KONDO(0605) | [6 empty] | ITEM | 8BK88E | 630.000 A
376498789 | TNB | DISTRIBUTION | CHERAS | Existing | BCRS/PCE/J01310/MB1 | 300554278 | 11 kV | CLOSED | VACUUM | B14709 | PE SAVILLE CHERAS KONDO(0605) | [6 empty] | ITEM | 8BK88E | 630.000 A
376498791 | TNB | DISTRIBUTION | CHERAS | Existing | BCRS/PCE/J01310/MB1 | 300555794 | 11 kV | OPEN | VACUUM | B14707 | PE SAVILLE CHERAS KONDO(0605) | [6 empty] | ITEM | 8BK88E | 630.000 A
376974755 | TNB | DISTRIBUTION | CHERAS | Existing | BCRS/PCE/J00361/MBB01842 | 300010507 | 11 kV | CLOSED | VACUUM | B01842 | NGEE MING SHOE MANUFACTURE |  |  |  | B01842 | 2012-07-09 |  | TAMCO | TAMCO | 630.000 A | PENGGUNA 11 KV
376974757 | TNB | DISTRIBUTION | CHERAS | Existing | BCRS/PCE/J00361/MBB01843 | 300010508 | 11 kV | CLOSED | VACUUM | B01843 | NGEE MING SHOE MANUFACTURE |  |  |  | B01843 | 2012-07-09 |  | TAMCO | TAMCO | 630.000 A | LIEW KON THAM
376974776 | TNB | DISTRIBUTION | CHERAS | Existing | BCRS/PCE/J00361/MBB01841 | 300010506 | 11 kV | CLOSED | VACUUM | B01841 | NGEE MING SHOE MANUFACTURE |  |  |  | B01841 | 2012-07-09 |  | TAMCO | TAMCO | 630.000 A | HOOVER TILING
377112271 | TNB | DISTRIBUTION | CHERAS | Existing |  |  | 11 kV | CLOSED | VACUUM | B13953 | PE SILK RESIDENCE
377112273 | TNB | DISTRIBUTION | CHERAS | Existing |  |  | 11 kV | CLOSED | VACUUM | B13955 | PE SILK RESIDENCE
377112292 | TNB | DISTRIBUTION | CHERAS | Existing |  |  | 11 kV | CLOSED | VACUUM | B13952 | PE SILK RESIDENCE
377112297 | TNB | DISTRIBUTION | CHERAS | Existing |  |  | 11 kV | CLOSED | VACUUM | B13956 | PE SILK RESIDENCE
377215019 | TNB | DISTRIBUTION | CHERAS | Existing |  |  | 11 kV | CLOSED | VACUUM | SGLN-16 | PPU SUNGAI LONG | [6 empty] | TAMCO | VK 10J20D | 630.000 A | PE SUKMA PESONA
377506481 | TNB | DISTRIBUTION | CHERAS | Existing | BCRS/PCE/J01341/MB1 | 310325241 | 11 kV | CLOSED | VACUUM | B14967 | D-CRS-C16-0627 | [6 empty] | ITEM | 8BK88E | 630.000 A
377506499 | TNB | DISTRIBUTION | CHERAS | Existing | BCRS/PCE/J01341/MB1 | 310325242 | 11 kV | CLOSED | VACUUM | B14969 | D-CRS-C16-0627 | [6 empty] | ITEM | 8BK88E | 630.000 A
377506501 | TNB | DISTRIBUTION | CHERAS | Existing | BCRS/PCE/J01341/MB1 | 310251093 | 11 kV | CLOSED | VACUUM | B14968 | D-CRS-C16-0627 | [6 empty] | ITEM | 8BK88E | 630.000 A
377506630 | TNB | DISTRIBUTION | CHERAS | Existing |  |  | 11 kV | CLOSED | VACUUM | B14917 | D-CRS-C16-0631 | [9 empty] | PPU LMAS CB 13
377506636 | TNB | DISTRIBUTION | CHERAS | Existing |  |  | 11 kV | CLOSED | VACUUM | B14920 | D-CRS-C16-0631
377506639 | TNB | DISTRIBUTION | CHERAS | Existing |  |  | 11 kV | CLOSED | VACUUM | B14921 | D-CRS-C16-0631
377506662 | TNB | DISTRIBUTION | CHERAS | Existing |  |  | 11 kV | CLOSED | VACUUM | B14919 | D-CRS-C16-0631
377506665 | TNB | DISTRIBUTION | CHERAS | Existing |  |  | 11 kV | CLOSED | VACUUM | B14916 | D-CRS-C16-0631
377506674 | TNB | DISTRIBUTION | CHERAS | Existing |  |  | 11 kV | CLOSED | VACUUM | B14915 | D-CRS-C16-0631 | [9 empty] | B13304 PE IMPERIAL RESIDENCE
377506695 | TNB | DISTRIBUTION | CHERAS | Existing | BCRS/PCE/J01340/MB1 | 310251092 | 11 kV | CLOSED | VACUUM | B14959 | PE TASIK VISTA RESIDEN | [6 empty] | ITEM | 8BK88E | 630.000 A
377506704 | TNB | DISTRIBUTION | CHERAS | Existing | BCRS/PCE/J01340/MB1 | 310183491 | 11 kV | OPEN | VACUUM | B14961 - BTHO 19 | PE TASIK VISTA RESIDEN | [6 empty] | ITEM | 8BK88E | 630.000 A
377506707 | TNB | DISTRIBUTION | CHERAS | Existing | BCRS/PCE/J01340/MB1 | 310158652 | 11 kV | CLOSED | VACUUM | B14958 | PE TASIK VISTA RESIDEN | [6 empty] | ITEM | 8BK88E | 630.000 A
377506730 | TNB | DISTRIBUTION | CHERAS | Existing | BCRS/PCE/J01340/MB1 | 310201303 | 11 kV | CLOSED | VACUUM | B14960 | PE TASIK VISTA RESIDEN | [6 empty] | ITEM | 8BK88E | 630.000 A
377506731 | TNB | DISTRIBUTION | CHERAS | Existing | BCRS/PCE/J01340/MB1 | 310183490 | 11 kV | CLOSED | VACUUM | B14957 | PE TASIK VISTA RESIDEN | [6 empty] | ITEM | 8BK88E | 630.000 A
377506974 | TNB | DISTRIBUTION | CHERAS | Existing | BCRS/PCE/J01340/MB1 | 310136257 | 11 kV | CLOSED | VACUUM | B14962 | PE TASIK VISTA RESIDEN | [6 empty] | ITEM | 8BK88E | 630.000 A
377696073 | TNB | DISTRIBUTION | CHERAS | Existing | BCRS/SSU/J00012/MB3 | 309892802 | 11 kV | OPEN | VACUUM | B15015 | SSU TALENT TEAM | [6 empty] | TOSHIBA | HV12-A1 | 630.000 A
377696079 | TNB | DISTRIBUTION | CHERAS | Existing | BCRS/SSU/J00012/MB6 | 309905144 | 11 kV | CLOSED | VACUUM | B15020 | SSU TALENT TEAM | [6 empty] | TOSHIBA | HV12-A1 | 630.000 A
377696082 | TNB | DISTRIBUTION | CHERAS | Existing | BCRS/SSU/J00012/MB7 | 309905145 | 11 kV | CLOSED | VACUUM | B15021 | SSU TALENT TEAM | [6 empty] | TOSHIBA | HV12-A1 | 630.000 A
377696097 | TNB | DISTRIBUTION | CHERAS | Existing | BCRS/SSU/J00012/MB00 | 300531520 | 11 kV | OPEN | VACUUM | B15018 | SSU TALENT TEAM | [6 empty] | TOSHIBA | HV12-C1/C1A | 630.000 A
377696106 | TNB | DISTRIBUTION | CHERAS | Existing | BCRS/SSU/J00012/MB5 | 309892811 | 11 kV | CLOSED | VACUUM | B15019 | SSU TALENT TEAM | [6 empty] | TOSHIBA | HV12-A1 | 630.000 A
377696109 | TNB | DISTRIBUTION | CHERAS | Existing | BCRS/SSU/J00012/MB4 | 309892805 | 11 kV | CLOSED | VACUUM | B15016 | SSU TALENT TEAM | [6 empty] | TOSHIBA | HV12-A1 | 630.000 A
377696117 | TNB | DISTRIBUTION | CHERAS | Existing | BCRS/SSU/J00012/MB2 | 309892800 | 11 kV | OPEN | VACUUM | B15014 | SSU TALENT TEAM | [6 empty] | TOSHIBA | HV12-A1 | 630.000 A
377696125 | TNB | DISTRIBUTION | CHERAS | Existing | BCRS/SSU/J00012/MB1 | 309892798 | 11 kV | CLOSED | VACUUM | B15017 | SSU TALENT TEAM | [6 empty] | TOSHIBA | HV12-A1 | 630.000 A
377696129 | TNB | DISTRIBUTION | CHERAS | Existing | BCRS/SSU/J00012/MB8 | 309905146 | 11 kV | OPEN | VACUUM | B15022 | SSU TALENT TEAM | [6 empty] | TOSHIBA | HV12-A1 | 630.000 A
378215526 | TNB | DISTRIBUTION | CHERAS | Existing |  |  | 11 kV | CLOSED | VACUUM | B12709 | SSU TMN WAWASAN 1A
378215528 | TNB | DISTRIBUTION | CHERAS | Existing |  |  | 11 kV | CLOSED | VACUUM | B12708 | SSU TMN WAWASAN 1A
378215534 | TNB | DISTRIBUTION | CHERAS | Existing |  |  | 11 kV | CLOSED | VACUUM | B12713 | SSU TMN WAWASAN 1A
378215553 | TNB | DISTRIBUTION | CHERAS | Existing |  |  | 11 kV | CLOSED | VACUUM | B12712 | SSU TMN WAWASAN 1A
378215557 | TNB | DISTRIBUTION | CHERAS | Existing |  |  | 11 kV | CLOSED | VACUUM | B12707 | SSU TMN WAWASAN 1A
378215581 | TNB | DISTRIBUTION | CHERAS | Existing |  |  | 11 kV | CLOSED | VACUUM | B12711 | SSU TMN WAWASAN 1A
378215586 | TNB | DISTRIBUTION | CHERAS | Existing |  |  | 11 kV | CLOSED | VACUUM | B12705 | SSU TMN WAWASAN 1A
378215588 | TNB | DISTRIBUTION | CHERAS | Existing |  |  | 11 kV | CLOSED | VACUUM | B12706 | SSU TMN WAWASAN 1A
378215597 | TNB | DISTRIBUTION | CHERAS | Existing |  |  | 11 kV | OPEN | VACUUM | B12714 | SSU TMN WAWASAN 1A
378254187 | TNB | DISTRIBUTION | CHERAS | Existing |  |  | 11 kV | CLOSED | VACUUM | CJYA-16 | PMU CHERAS JAYA 132/33/11kV
378254192 | TNB | DISTRIBUTION | CHERAS | Existing |  |  | 11 kV | CLOSED | VACUUM | SGLN-13 | PPU SUNGAI LONG | [6 empty] | TAMCO | VK 10J20D | 630.000 A | B06693 BDR MAHKOTA CHERAS NO 14
378559275 | TNB | DISTRIBUTION | CHERAS | Existing | BCRS/SSU/J00010/MB1 | 300538162 | 11 kV | CLOSED | VACUUM | B14510 | SSU YOU VISTA CITY (c16-0543) | [6 empty] | ITEM | 8BK88E | 630.000 A
378559276 | TNB | DISTRIBUTION | CHERAS | Existing |  |  | 11 kV | CLOSED | VACUUM | B12710 | SSU TMN WAWASAN 1A
378559279 | TNB | DISTRIBUTION | CHERAS | Existing |  |  | 33 kV | CLOSED | VACUUM | 1WO | PPU BKT BELIMBING
378559280 | TNB | DISTRIBUTION | CHERAS | Existing |  |  | 33 kV | CLOSED | VACUUM | 1SO | PPU BKT BELIMBING
378559281 | TNB | DISTRIBUTION | CHERAS | Existing |  |  |  | CLOSED | VACUUM | 30 | PPU BKT BELIMBING | [7 empty] | 3AH5 104-2 | 630.000 A | BUSBAR (INCOMER NO. 1)
378559284 | TNB | DISTRIBUTION | CHERAS | Existing | BCRS/PMU/G00002/MB1WO | 300274885 | 33 kV | CLOSED | VACUUM | 1WO | PMU BALAKONG 132/33kV |  |  |  | 1WO | 18/07/1998 |  | EPE | EPE | 2.000 A | BUS COUPLER
378559285 | TNB | DISTRIBUTION | CHERAS | Existing | BCRS/PMU/G00002/MB1SO | 300274884 | 33 kV | CLOSED | VACUUM | 1SO | PMU BALAKONG 132/33kV |  |  |  | 1SO | 18/07/1998 |  | EPE | EPE | 2.000 A | BUS SECTION
378559286 | TNB | DISTRIBUTION | CHERAS | Existing | BCRS/SSU/G00001/MB1SO | 300048252 | 33 kV | OPEN | VACUUM | 1SO | SSU LOJI AIR SUNGAI LANGAT |  |  |  | 1SO | 1999-12-07 |  | AEI | AEI | 2.000 A | BUS SECTION
378559287 | TNB | DISTRIBUTION | CHERAS | Existing | BCRS/PMU/J00001/MB34 | 300047668 | 11 kV | CLOSED | VACUUM | 34 | PMU BALAKONG 132/11kV |  |  |  | 34 | 18/07/1998 |  | EPE | VFT 12D | 2.000 A | BUS COUPLER
378559288 | TNB | DISTRIBUTION | CHERAS | Existing | BCRS/PMU/J00001/MB30 | 300047665 | 11 kV | CLOSED | VACUUM | 30 | PMU BALAKONG 132/11kV |  |  |  | 30 | 18/07/1998 |  | EPE | VFT 12D | 2.000 A | BUS SECTION
378559289 | TNB | DISTRIBUTION | CHERAS | Existing | BCRS/SSU/J00003/MB6 | 300430905 | 11 kV | OPEN | VACUUM | B10714 | SSU BKT BELIMBING |  |  |  | B10714 | 2010-11-11 |  | EPE | EPE | 630.000 A | BUS SECTION
378559299 | TNB | DISTRIBUTION | CHERAS | Existing | BCRS/PMU/G00001/NB30 | 300047593 | 11 kV | OPEN | VACUUM | CJYA-30 | PMU CHERAS JAYA 132/33/11kV |  |  |  | 30 | 1989-01-01 |  |  | ENERGOINVEST | 2.000 A | BUS SECTION
378559300 | TNB | DISTRIBUTION | CHERAS | Existing | BCRS/PMU/G00001/MB1WO | 300047575 | 33 kV | CLOSED | VACUUM | CJYA-1WO | PMU CHERAS JAYA 132/33/11kV |  |  |  | 1WO | 1989-01-01 |  | TAMCO | VH3D | 2.000 A | BUS COUPLER
378559301 | TNB | DISTRIBUTION | CHERAS | Existing | BCRS/PMU/G00001/MB1SO | 300047573 | 33 kV | CLOSED | VACUUM | CJYA-1SO | PMU CHERAS JAYA 132/33/11kV |  |  |  | 1SO | 1989-01-01 |  | TAMCO | VH3D | 2.000 A | BUS COUPLER
378559302 | TNB | DISTRIBUTION | CHERAS | Existing |  |  | 33 kV | CLOSED | VACUUM | 2WO | PMU CHERAS JAYA 132/33/11kV | [6 empty] | TAMCO | VK 10925DT | 2000.000 A | 11KV BUSBAR
378559303 | TNB | DISTRIBUTION | CHERAS | Existing |  |  | 33 kV | CLOSED | VACUUM | 2SO | PMU CHERAS JAYA 132/33/11kV | [6 empty] | TAMCO | VK 10925DT | 2000.000 A | 11KV BUSBAR
379388472 | TNB | DISTRIBUTION | CHERAS | Existing |  |  | 11 kV | OPEN | VACUUM | B09005 | SSU AEON JUSCO CHERAS SELATAN
379516614 | TNB | DISTRIBUTION | CHERAS | Existing | BCRS/PCE/J00711/MBB08109 | 300270889 | 11 kV | CLOSED | VACUUM | B08109 | INDUSTRI BALAKONG JAYA NO 2 |  |  |  | B08109 | 2004-11-01 |  | MAHKOTA | MAHKOTA | 630.000 A | TX 1 1000KVA MTM
379516616 | TNB | DISTRIBUTION | CHERAS | Existing | BCRS/PCE/J00711/MBB08110 | 300270890 | 11 kV | CLOSED | VACUUM | B08110 | INDUSTRI BALAKONG JAYA NO 2 |  |  |  | B08110 | 2004-11-01 |  | MAHKOTA | MAHKOTA | 630.000 A | TX 2 1000KVA MTM
379516635 | TNB | DISTRIBUTION | CHERAS | Existing | BCRS/PCE/J00711/MBB08108 | 300270888 | 11 kV | CLOSED | VACUUM | B08108 | INDUSTRI BALAKONG JAYA NO 2 |  |  |  | B08108 | 2004-11-01 |  | MAHKOTA | MAHKOTA | 630.000 A | IND .BALAKONG JAYA NO 1
379516639 | TNB | DISTRIBUTION | CHERAS | Existing | BCRS/PCE/J00711/MBB08111 | 300270891 | 11 kV | CLOSED | VACUUM | B08111 | INDUSTRI BALAKONG JAYA NO 2 |  |  |  | B08111 | 2004-11-01 |  | MAHKOTA | MAHKOTA | 630.000 A | IND BALAKONG JAYA NO 3
379516667 | TNB | DISTRIBUTION | CHERAS | Existing | BCRS/SSU/J00004/MB2 | 300430916 | 11 kV | CLOSED | VACUUM | B09004 | SSU AEON JUSCO CHERAS SELATAN |  |  |  | TNB0000 | 2010-11-01 |  | EPE | EPE | 630.000 A | KAWASAN
379516669 | TNB | DISTRIBUTION | CHERAS | Existing | BCRS/SSU/J00004/MB1 | 300430915 | 11 kV | CLOSED | VACUUM | B09003 | SSU AEON JUSCO CHERAS SELATAN |  |  |  | TNB0000 | 2010-11-01 |  | EPE | EPE | 630.000 A | KAWASAN
379516694 | TNB | DISTRIBUTION | CHERAS | Existing | BCRS/SSU/J00004/MB |  | 11 kV | CLOSED | VACUUM | B09007 | SSU AEON JUSCO CHERAS SELATAN
379516722 | TNB | DISTRIBUTION | CHERAS | Existing | BCRS/SSU/J00004/MB3 | 300430917 | 11 kV | CLOSED | VACUUM | B09006 | SSU AEON JUSCO CHERAS SELATAN |  |  |  | TNB0000 | 2010-11-01 |  | EPE | EPE | 630.000 A | KAWASAN
379559548 | TNB | DISTRIBUTION | CHERAS | Existing |  |  | 33 kV | CLOSED | VACUUM | 1S5 | SSU MRT TAMAN CEUPACS
379559553 | TNB | DISTRIBUTION | CHERAS | Existing |  |  | 33 kV | CLOSED | VACUUM | 2B5 | SSU MRT TAMAN CEUPACS | [9 empty] | BUSTIE 1B5
379559584 | TNB | DISTRIBUTION | CHERAS | Existing |  |  | 33 kV | CLOSED | VACUUM | 3S5 | SSU MRT TAMAN CEUPACS | [9 empty] | PMU SPKC 2: 19L5
379559585 | TNB | DISTRIBUTION | CHERAS | Existing |  |  | 33 kV | CLOSED | VACUUM | 1B5 | SSU MRT TAMAN CEUPACS | [9 empty] | BUSTIE 2B5
379559595 | TNB | DISTRIBUTION | CHERAS | Existing |  |  | 33 kV | OPEN | VACUUM | 4S5 | SSU MRT TAMAN CEUPACS | [9 empty] | PPU MHCR: 4P5
379559596 | TNB | DISTRIBUTION | CHERAS | Existing |  |  | 33 kV | CLOSED | VACUUM | 2S5 | SSU MRT TAMAN CEUPACS
379559605 | TNB | DISTRIBUTION | CHERAS | Existing |  |  | 33 kV | OPEN | VACUUM | 5S5 | SSU MRT TAMAN CEUPACS | [9 empty] | SPARE
379559610 | TNB | DISTRIBUTION | CHERAS | Existing |  |  | 33 kV | OPEN | VACUUM | 6S5 | SSU MRT TAMAN CEUPACS | [9 empty] | SPARE
379851546 | TNB | DISTRIBUTION | CHERAS | Existing |  |  | 11 kV | CLOSED |  |  | D-CRS-C15-0606
379851552 | TNB | DISTRIBUTION | CHERAS | Existing |  |  | 11 kV | CLOSED |  |  | D-CRS-C15-0606
379851555 | TNB | DISTRIBUTION | CHERAS | Existing |  |  | 11 kV | CLOSED |  |  | D-CRS-C15-0606
379851570 | TNB | DISTRIBUTION | CHERAS | Existing |  |  | 11 kV | CLOSED | VACUUM | 1BS | D-CRS-C15-0606
379851579 | TNB | DISTRIBUTION | CHERAS | Existing |  |  | 11 kV | OPEN |  |  | D-CRS-C15-0606
379851582 | TNB | DISTRIBUTION | CHERAS | Existing |  |  | 11 kV | CLOSED |  |  | D-CRS-C15-0606
379851590 | TNB | DISTRIBUTION | CHERAS | Existing |  |  | 11 kV | CLOSED |  |  | D-CRS-C15-0606
379851595 | TNB | DISTRIBUTION | CHERAS | Existing |  |  | 11 kV | CLOSED |  |  | D-CRS-C15-0606
379851601 | TNB | DISTRIBUTION | CHERAS | Existing |  |  | 11 kV | CLOSED |  |  | D-CRS-C15-0606
379851604 | TNB | DISTRIBUTION | CHERAS | Existing |  |  | 11 kV | CLOSED |  |  | D-CRS-C15-0606
379851619 | TNB | DISTRIBUTION | CHERAS | Existing |  |  | 11 kV | CLOSED | VACUUM | 1BS | D-CRS-C15-0606
379851628 | TNB | DISTRIBUTION | CHERAS | Existing |  |  | 11 kV | CLOSED |  |  | D-CRS-C15-0606
379851631 | TNB | DISTRIBUTION | CHERAS | Existing |  |  | 11 kV | CLOSED |  |  | D-CRS-C15-0606
379851639 | TNB | DISTRIBUTION | CHERAS | Existing |  |  | 11 kV | CLOSED |  |  | D-CRS-C15-0606
379851646 | TNB | DISTRIBUTION | CHERAS | Existing |  |  | 11 kV | OPEN | VACUUM | 5 | PPU TAMAN SUTERA (T): Transformer 33/11
379851656 | TNB | DISTRIBUTION | CHERAS | Existing |  |  | 11 kV | OPEN | VACUUM | 3 | PPU TAMAN SUTERA (T): Transformer 33/11
379851733 | TNB | DISTRIBUTION | CHERAS | Existing |  |  | 11 kV | CLOSED | VACUUM | 31 | PPU TAMAN SUTERA (T): Transformer 33/11
379851739 | TNB | DISTRIBUTION | CHERAS | Existing |  |  | 33 kV | CLOSED | VACUUM | 1B5 | PPU TAMAN SUTERA (T): Transformer 33/11
379851742 | TNB | DISTRIBUTION | CHERAS | Existing |  |  | 11 kV | CLOSED | VACUUM | 4 | PPU TAMAN SUTERA (T): Transformer 33/11
379851768 | TNB | DISTRIBUTION | CHERAS | Existing |  |  | 11 kV | CLOSED | VACUUM | 2 | PPU TAMAN SUTERA (T): Transformer 33/11
379851778 | TNB | DISTRIBUTION | CHERAS | Existing |  |  | 11 kV | CLOSED | VACUUM | 30 | PPU TAMAN SUTERA (T): Transformer 33/11
379851783 | TNB | DISTRIBUTION | CHERAS | Existing |  |  | 11 kV | CLOSED | VACUUM | 12 | PPU TAMAN SUTERA (T): Transformer 33/11
379851790 | TNB | DISTRIBUTION | CHERAS | Existing |  |  | 11 kV | CLOSED | VACUUM | 14 | PPU TAMAN SUTERA (T): Transformer 33/11
379851800 | TNB | DISTRIBUTION | CHERAS | Existing |  |  | 11 kV | OPEN | VACUUM | 8 | PPU TAMAN SUTERA (T): Transformer 33/11
379851802 | TNB | DISTRIBUTION | CHERAS | Existing |  |  | 11 kV | CLOSED | VACUUM | 10 | PPU TAMAN SUTERA (T): Transformer 33/11
379851817 | TNB | DISTRIBUTION | CHERAS | Existing |  |  | 33 kV | OPEN | VACUUM | 4P5 | PPU TAMAN SUTERA (T): Transformer 33/11
379851842 | TNB | DISTRIBUTION | CHERAS | Existing |  |  | 33 kV | CLOSED | VACUUM | 2B5 | PPU TAMAN SUTERA (T): Transformer 33/11
379851892 | TNB | DISTRIBUTION | CHERAS | Existing |  |  | 11 kV | OPEN | VACUUM | 1 | PPU TAMAN SUTERA (T): Transformer 33/11
379851905 | TNB | DISTRIBUTION | CHERAS | Existing |  |  | 11 kV | CLOSED | VACUUM | 32 | PPU TAMAN SUTERA (T): Transformer 33/11
379851907 | TNB | DISTRIBUTION | CHERAS | Existing |  |  | 11 kV | CLOSED | VACUUM | 9 | PPU TAMAN SUTERA (T): Transformer 33/11
379851931 | TNB | DISTRIBUTION | CHERAS | Existing |  |  | 11 kV | CLOSED | VACUUM | 11 | PPU TAMAN SUTERA (T): Transformer 33/11
379851944 | TNB | DISTRIBUTION | CHERAS | Existing |  |  | 33 kV | OPEN | VACUUM | 3P5 | PPU TAMAN SUTERA (T): Transformer 33/11
379851984 | TNB | DISTRIBUTION | CHERAS | Existing |  |  | 33 kV | CLOSED | VACUUM | 1P5 | PPU TAMAN SUTERA (T): Transformer 33/11
379851987 | TNB | DISTRIBUTION | CHERAS | Existing |  |  | 33 kV | CLOSED | VACUUM | 2HO | PPU TAMAN SUTERA (T): Transformer 33/11
379851999 | TNB | DISTRIBUTION | CHERAS | Existing |  |  | 11 kV | CLOSED | VACUUM | 6 | PPU TAMAN SUTERA (T): Transformer 33/11
379852009 | TNB | DISTRIBUTION | CHERAS | Existing |  |  | 11 kV | CLOSED | VACUUM | 7 | PPU TAMAN SUTERA (T): Transformer 33/11
379852046 | TNB | DISTRIBUTION | CHERAS | Existing |  |  | 33 kV | CLOSED | VACUUM | 1HO | PPU TAMAN SUTERA (T): Transformer 33/11
379852081 | TNB | DISTRIBUTION | CHERAS | Existing |  |  | 33 kV | CLOSED | VACUUM | 2P5 | PPU TAMAN SUTERA (T): Transformer 33/11
379852103 | TNB | DISTRIBUTION | CHERAS | Existing |  |  | 11 kV | CLOSED | VACUUM | 13 | PPU TAMAN SUTERA (T): Transformer 33/11
380479561 | TNB | DISTRIBUTION | CHERAS | Existing | BBBB/PPU/G00013/NB11 | 300048030 | 11 kV | OPEN | VACUUM | 11 | PPU SAUJANA IMPIAN |  |  |  | 11 | 1998-01-05 |  | TAMCO | VH1D | 630.000 A | SPARE
381109687 | TNB | DISTRIBUTION | CHERAS | Existing | BCRS/PMU/G00002/MB6L5 | 300274892 | 33 kV | CLOSED | VACUUM | 6L5 | PMU BALAKONG 132/33kV |  |  |  | 6L5 | 18/07/1998 |  | EPE | EPE | 1250.000 A | FEEDER 33KV
381109692 | TNB | DISTRIBUTION | CHERAS | Existing | BCRS/PMU/G00002/MB5L5 | 300274891 | 33 kV | CLOSED | VACUUM | 5L5 | PMU BALAKONG 132/33kV |  |  |  | 5L5 | 18/07/1998 |  | EPE | EPE | 1250.000 A | FEEDER 33KV
381109701 | TNB | DISTRIBUTION | CHERAS | Existing | BCRS/PMU/G00002/MB3TO | 300274888 | 33 kV | CLOSED | VACUUM | 3TO | PMU BALAKONG 132/33kV |  |  |  | 3TO | 18/07/1998 |  | EPE | EPE | 2000.000 A | INCOMER
381109703 | TNB | DISTRIBUTION | CHERAS | Existing | BCRS/PMU/G00002/MB7L5 | 300274893 | 33 kV | CLOSED | VACUUM | 7L5 | PMU BALAKONG 132/33kV |  |  |  | 7L5 | 18/07/1998 |  | EPE | EPE | 1250.000 A | FEEDER 33KV
381109712 | TNB | DISTRIBUTION | CHERAS | Existing | BCRS/PMU/G00002/MB4L5 | 300274889 | 33 kV | CLOSED | VACUUM | 4L5 | PMU BALAKONG 132/33kV |  |  |  | 4L5 | 18/07/1998 |  | EPE | EPE | 1250.000 A | FEEDER 33KV
381109726 | TNB | DISTRIBUTION | CHERAS | Existing | BCRS/PMU/G00002/MB4TO | 300274890 | 33 kV | CLOSED | VACUUM | 4TO | PMU BALAKONG 132/33kV |  |  |  | 4TO | 18/07/1998 |  | EPE | EPE | 2000.000 A | INCOMER
381109756 | TNB | DISTRIBUTION | CHERAS | Existing | BCRS/PMU/G00002/MB10L5 | 300274881 | 33 kV | CLOSED | VACUUM | 10L5 | PMU BALAKONG 132/33kV |  |  |  | 10L5 | 18/07/1998 |  | EPE | EPE | 1250.000 A | FEEDER 33KV
381109758 | TNB | DISTRIBUTION | CHERAS | Existing | BCRS/PMU/G00002/MB1L5 | 300274882 | 33 kV | CLOSED | VACUUM | 1L5 | PMU BALAKONG 132/33kV |  |  |  | 1L5 | 18/07/1998 |  | EPE | EPE | 1250.000 A | FEEDER 33KV
381109778 | TNB | DISTRIBUTION | CHERAS | Existing | BCRS/PMU/G00002/MB2L5 | 300274886 | 33 kV | CLOSED | VACUUM | 2L5 | PMU BALAKONG 132/33kV |  |  |  | 2L5 | 18/07/1998 |  | EPE | EPE | 1250.000 A | FEEDER 33KV
381109808 | TNB | DISTRIBUTION | CHERAS | Existing | BCRS/PMU/G00002/MB9L5 | 300274895 | 33 kV | CLOSED | VACUUM | 9L5 | PMU BALAKONG 132/33kV |  |  |  | 9L5 | 18/07/1998 |  | EPE | EPE | 1250.000 A | FEEDER 33KV
381109814 | TNB | DISTRIBUTION | CHERAS | Existing | BCRS/PMU/G00002/MB3L5 | 300274887 | 33 kV | CLOSED | VACUUM | 3L5 | PMU BALAKONG 132/33kV |  |  |  | 3L5 | 18/07/1998 |  | EPE | EPE | 1250.000 A | FEEDER 33KV
381109830 | TNB | DISTRIBUTION | CHERAS | Existing | BCRS/PMU/G00002/MB8L5 | 300274894 | 33 kV | CLOSED | VACUUM | 8L5 | PMU BALAKONG 132/33kV |  |  |  | 8L5 | 18/07/1998 |  | EPE | EPE | 1250.000 A | FEEDER 33KV
381109914 | TNB | DISTRIBUTION | CHERAS | Existing | BCRS/PMU/J00001/MB3 | 300047664 | 11 kV | CLOSED | VACUUM | 3 | PMU BALAKONG 132/11kV |  |  |  | 3 | 18/07/1998 |  | EPE | VFT 12D | 630.000 A | ZINCALU
381109915 | TNB | DISTRIBUTION | CHERAS | Existing | BCRS/PMU/J00001/MB12 | 300047660 | 11 kV | CLOSED | VACUUM | 12 | PMU BALAKONG 132/11kV |  |  |  | 12 | 18/07/1998 |  | EPE | VFT 12D | 630.000 A | JONG SENG COMPACT
381109963 | TNB | DISTRIBUTION | CHERAS | Existing | BCRS/PMU/J00001/MB32 | 300047667 | 11 kV | CLOSED | VACUUM | 32 | PMU BALAKONG 132/11kV |  |  |  | 32 | 18/07/1998 |  | EPE | VFT 12D | 2000.000 A | INCOMER NO.2
381109987 | TNB | DISTRIBUTION | CHERAS | Existing | BCRS/PMU/J00001/MB14 | 300047662 | 11 kV | CLOSED | VACUUM | 14 | PMU BALAKONG 132/11kV |  |  |  | 14 | 18/07/1998 |  | EPE | VFT 12D | 630.000 A | YONG SENG TYRE
381109993 | TNB | DISTRIBUTION | CHERAS | Existing | BCRS/PMU/J00001/MB9 | 300047674 | 11 kV | CLOSED | VACUUM | 9 | PMU BALAKONG 132/11kV |  |  |  | 9 | 18/07/1998 |  | EPE | VFT 12D | 630.000 A | U. COACH BUILDER
381110006 | TNB | DISTRIBUTION | CHERAS | Existing | BCRS/PMU/J00001/MB10 | 300047658 | 11 kV | CLOSED | VACUUM | 10 | PMU BALAKONG 132/11kV |  |  |  | 10 | 18/07/1998 |  | EPE | VFT 12D | 630.000 A | YEW LUM PROPERTY
381110010 | TNB | DISTRIBUTION | CHERAS | Existing | BCRS/PMU/J00001/MB1 | 300047657 | 11 kV | CLOSED | VACUUM | 1 | PMU BALAKONG 132/11kV |  |  |  | 1 | 18/07/1998 |  | EPE | VFT 12D | 630.000 A | GENERAL LABEL
381110011 | TNB | DISTRIBUTION | CHERAS | Existing | BCRS/PMU/J00001/MB13 | 300047661 | 11 kV | CLOSED | VACUUM | 13 | PMU BALAKONG 132/11kV |  |  |  | 13 | 18/07/1998 |  | EPE | VFT 12D | 630.000 A | D.SERDANG NO 7
381110018 | TNB | DISTRIBUTION | CHERAS | Existing | BCRS/PMU/J00001/MB5 | 300047670 | 11 kV | CLOSED | VACUUM | 5 | PMU BALAKONG 132/11kV |  |  |  | 5 | 18/07/1998 |  | EPE | VFT 12D | 630.000 A | FINE QUALITY
381110023 | TNB | DISTRIBUTION | CHERAS | Existing | BCRS/PMU/J00001/MB2 | 300047663 | 11 kV | CLOSED | VACUUM | 2 | PMU BALAKONG 132/11kV |  |  |  | 2 | 18/07/1998 |  | EPE | VFT 12D | 630.000 A | SPARE
381110067 | TNB | DISTRIBUTION | CHERAS | Existing | BCRS/PMU/J00001/MB8 | 300047673 | 11 kV | CLOSED | VACUUM | 8 | PMU BALAKONG 132/11kV |  |  |  | 8 | 18/07/1998 |  | EPE | VFT 12D | 630.000 A | SPARE
381110073 | TNB | DISTRIBUTION | CHERAS | Existing | BCRS/PMU/J00001/MB4 | 300047669 | 11 kV | CLOSED | VACUUM | 4 | PMU BALAKONG 132/11kV |  |  |  | 4 | 18/07/1998 |  | EPE | VFT 12D | 630.000 A | TALIKOM BALAKONG
381110075 | TNB | DISTRIBUTION | CHERAS | Existing | BCRS/PMU/J00001/MB6 | 300047671 | 11 kV | CLOSED | VACUUM | 6 | PMU BALAKONG 132/11kV |  |  |  | 6 | 18/07/1998 |  | EPE | VFT 12D | 630.000 A | MAURI FERMENTATION
381110087 | TNB | DISTRIBUTION | CHERAS | Existing | BCRS/PMU/J00001/MB31 | 300047666 | 11 kV | CLOSED | VACUUM | 31 | PMU BALAKONG 132/11kV |  |  |  | 31 | 18/07/1998 |  | EPE | VFT 12D | 2000.000 A | INCOMER NO. 1
381110088 | TNB | DISTRIBUTION | CHERAS | Existing | BCRS/PMU/J00001/MB11 | 300047659 | 11 kV | CLOSED | VACUUM | 11 | PMU BALAKONG 132/11kV |  |  |  | 11 | 18/07/1998 |  | EPE | VFT 12D | 630.000 A | LIFOONG I. PARK.NO 7
381110125 | TNB | DISTRIBUTION | CHERAS | Existing | BCRS/PMU/J00001/MB7 | 300047672 | 11 kV | CLOSED | VACUUM | 7 | PMU BALAKONG 132/11kV |  |  |  | 7 | 18/07/1998 |  | EPE | VFT 12D | 630.000 A | SPARE
381453202 | TNB | DISTRIBUTION | CHERAS | Existing | BCRS/SSU/G00001/MB3S5 | 300048254 | 33 kV | CLOSED | VACUUM | 3S5 | SSU LOJI AIR SUNGAI LANGAT |  |  |  | 3S5 | 1999-12-07 |  | AEI | AEI | 1250.000 A | PPU T.HUSSEIN ONN
381453207 | TNB | DISTRIBUTION | CHERAS | Existing | BCRS/SSU/G00001/MB2S5 | 300048253 | 33 kV | CLOSED | VACUUM | 2S5 | SSU LOJI AIR SUNGAI LANGAT |  |  |  | 2S5 | 1999-12-07 |  | AEI | AEI | 1250.000 A | CONSUMER NO 1
381453238 | TNB | DISTRIBUTION | CHERAS | Existing | BCRS/SSU/G00001/MB5S5 | 300048256 | 33 kV | OPEN | VACUUM | 5S5 | SSU LOJI AIR SUNGAI LANGAT |  |  |  | 5S5 | 1999-12-07 |  | AEI | AEI | 1250.000 A | SPARE
381453239 | TNB | DISTRIBUTION | CHERAS | Existing | BCRS/SSU/G00001/MB1S5 | 300048251 | 33 kV | CLOSED | VACUUM | 1S5 | SSU LOJI AIR SUNGAI LANGAT |  |  |  | 1S5 | 1999-12-07 |  | AEI | AEI | 1250.000 A | CONSUMER NO 1
381453249 | TNB | DISTRIBUTION | CHERAS | Existing | BCRS/SSU/G00001/MB6S5 | 300048257 | 33 kV | CLOSED | VACUUM | 6S5 | SSU LOJI AIR SUNGAI LANGAT |  |  |  | 6S5 | 1999-12-07 |  | AEI | AEI | 1250.000 A | SPARE
381453250 | TNB | DISTRIBUTION | CHERAS | Existing | BCRS/SSU/G00001/MB4S5 | 300048255 | 33 kV | CLOSED | VACUUM | 4S5 | SSU LOJI AIR SUNGAI LANGAT |  |  |  | 4S5 | 1999-12-07 |  | AEI | AEI | 1250.000 A | PPU TAMAN EMAS
381454623 | TNB | DISTRIBUTION | CHERAS | Existing | BCRS/PCE/J00835/MB4 | 300448384 | 11 kV | CLOSED | VACUUM | B09976 | TMN LANGAT CERIA |  |  |  | B00000 | 2010-11-11 |  | MAHKOTA | MAHKOTA | 630.000 A | FEEDER
381454628 | TNB | DISTRIBUTION | CHERAS | Existing | BCRS/PCE/J00835/MB2 | 300448382 | 11 kV | CLOSED | VACUUM | B09974 | TMN LANGAT CERIA |  |  |  | B00000 | 2010-11-11 |  | MAHKOTA | MAHKOTA | 630.000 A | FEEDER
381454646 | TNB | DISTRIBUTION | CHERAS | Existing | BCRS/PCE/J00835/MB1 | 300448381 | 11 kV | CLOSED | VACUUM | B09973 | TMN LANGAT CERIA |  |  |  | B00000 | 2010-11-11 |  | MAHKOTA | MAHKOTA | 630.000 A | FEEDER
381454648 | TNB | DISTRIBUTION | CHERAS | Existing | BCRS/PCE/J00835/MB3 | 300448383 | 11 kV | CLOSED | VACUUM | B09975 | TMN LANGAT CERIA |  |  |  | B00000 | 2010-11-11 |  | MAHKOTA | MAHKOTA | 630.000 A | FEEDER
381719439 | TNB | DISTRIBUTION | CHERAS | Existing |  |  | 11 kV | CLOSED | VACUUM | SGLN-18 | PPU SUNGAI LONG | [6 empty] | TAMCO | VK 10J20D | 630.000 A | B13539 SSU UTAR SG LONG
381719441 | TNB | DISTRIBUTION | CHERAS | Existing |  |  | 11 kV | OPEN | VACUUM | SGLN-20 | PPU SUNGAI LONG | [6 empty] | TAMCO | VK 10J20D | 630.000 A | B13539 SSU UTAR SG LONG
381719470 | TNB | DISTRIBUTION | CHERAS | Existing |  |  | 11 kV | OPEN | VACUUM | SGLN-15 | PPU SUNGAI LONG | [6 empty] | TAMCO | VK 10J20D | 630.000 A | B06693 BDR MAHKOTA CHERAS NO 14
381719472 | TNB | DISTRIBUTION | CHERAS | Existing |  |  | 11 kV | OPEN | VACUUM | SGLN-17 | PPU SUNGAI LONG | [6 empty] | TAMCO | VK 10J20D | 630.000 A | B06693 BDR MAHKOTA CHERAS NO 14
382153405 | TNB | DISTRIBUTION | CHERAS | Existing |  |  | 11 kV | CLOSED | VACUUM | B14735 | PE LOT 4 BHS BOOK (D-CRS-C16-0700) | [9 empty] | PENGGUNA HT
382153411 | TNB | DISTRIBUTION | CHERAS | Existing |  |  | 11 kV | OPEN | VACUUM | B14739 | PE LOT 4 BHS BOOK (D-CRS-C16-0700) | [9 empty] | SPARE
382153437 | TNB | DISTRIBUTION | CHERAS | Existing |  |  | 11 kV | CLOSED | VACUUM | B14738 | PE LOT 4 BHS BOOK (D-CRS-C16-0700) | [9 empty] | B13282 SSU ATLAS
382153440 | TNB | DISTRIBUTION | CHERAS | Existing |  |  | 11 kV | CLOSED | VACUUM | B14736 | PE LOT 4 BHS BOOK (D-CRS-C16-0700) | [9 empty] | PMU CJYA: CB 1
383067741 | TNB | DISTRIBUTION | CHERAS | Existing | BCRS/SSU/J00010/MB2 | 300554280 | 11 kV | CLOSED | VACUUM | B14507 | SSU YOU VISTA CITY (c16-0543) | [6 empty] | ITEM | 8BK88E | 630.000 A
383067747 | TNB | DISTRIBUTION | CHERAS | Existing | BCRS/SSU/J00010/MB5 | 300794882 | 11 kV | CLOSED | VACUUM | B14509 | SSU YOU VISTA CITY (c16-0543) | [6 empty] | ITEM | 8BK88E | 630.000 A
383067773 | TNB | DISTRIBUTION | CHERAS | Existing | BCRS/SSU/J00010/MB4 | 300555800 | 11 kV | CLOSED | VACUUM | B14508 | SSU YOU VISTA CITY (c16-0543) | [6 empty] | ITEM | 8BK88E | 630.000 A
383067776 | TNB | DISTRIBUTION | CHERAS | Existing | BCRS/SSU/J00010/MB3 | 300555790 | 11 kV | CLOSED | VACUUM | B14506 | SSU YOU VISTA CITY (c16-0543) | [6 empty] | ITEM | 8BK88E | 630.000 A
383072158 | TNB | DISTRIBUTION | CHERAS | Existing | BCRS/PCE/J01311/MB1 | 300546407 | 11 kV | CLOSED | VACUUM | B14645 | D-CRS-C16-0620 | [6 empty] | ITEM | 8BK88E | 630.000 A
383072163 | TNB | DISTRIBUTION | CHERAS | Existing | BCRS/PCE/J01311/MB1 | 309896521 | 11 kV | CLOSED | VACUUM | B14643 | D-CRS-C16-0620 | [6 empty] | ITEM | 8BK88E | 630.000 A
383072181 | TNB | DISTRIBUTION | CHERAS | Existing | BCRS/PCE/J01311/MB1 | 309896519 | 11 kV | CLOSED | VACUUM | B14647 | D-CRS-C16-0620 | [6 empty] | ITEM | 8BK88E | 630.000 A
383072183 | TNB | DISTRIBUTION | CHERAS | Existing | BCRS/PCE/J01311/MB1 | 300554285 | 11 kV | CLOSED | VACUUM | B14644 | D-CRS-C16-0620 | [6 empty] | ITEM | 8BK88E | 630.000 A
383072190 | TNB | DISTRIBUTION | CHERAS | Existing | BCRS/PCE/J01311/MB1 | 309896526 | 11 kV | CLOSED | VACUUM | B14646 | D-CRS-C16-0620 | [6 empty] | ITEM | 8BK88E | 630.000 A
384141786 | TNB | DISTRIBUTION | CHERAS | Existing |  |  | 11 kV | OPEN |  |  | D-CRS-C15-0624
384141792 | TNB | DISTRIBUTION | CHERAS | Existing |  |  | 11 kV | OPEN |  |  | D-CRS-C15-0624
384141795 | TNB | DISTRIBUTION | CHERAS | Existing |  |  | 11 kV | CLOSED |  |  | D-CRS-C15-0624
384141810 | TNB | DISTRIBUTION | CHERAS | Existing |  |  | 11 kV | CLOSED | VACUUM | 1BS | D-CRS-C15-0624
384141819 | TNB | DISTRIBUTION | CHERAS | Existing |  |  | 11 kV | CLOSED |  |  | D-CRS-C15-0624
384141822 | TNB | DISTRIBUTION | CHERAS | Existing |  |  | 11 kV | CLOSED |  |  | D-CRS-C15-0624
384141830 | TNB | DISTRIBUTION | CHERAS | Existing |  |  | 11 kV | CLOSED |  |  | D-CRS-C15-0624
384141952 | TNB | DISTRIBUTION | CHERAS | Existing |  |  | 11 kV | CLOSED |  |  | D-CRS-C15-0624
384141955 | TNB | DISTRIBUTION | CHERAS | Existing |  |  | 11 kV | CLOSED |  |  | D-CRS-C15-0624
384142300 | TNB | DISTRIBUTION | CHERAS | Existing |  |  | 11 kV | CLOSED |  |  | BINA PLASTIC INDUSTRIES
384142324 | TNB | DISTRIBUTION | CHERAS | Existing |  |  | 11 kV | CLOSED | VACUUM | 1BS | BINA PLASTIC INDUSTRIES
384142333 | TNB | DISTRIBUTION | CHERAS | Existing |  |  | 11 kV | OPEN |  |  | BINA PLASTIC INDUSTRIES
384142336 | TNB | DISTRIBUTION | CHERAS | Existing |  |  | 11 kV | CLOSED |  |  | BINA PLASTIC INDUSTRIES
384142344 | TNB | DISTRIBUTION | CHERAS | Existing |  |  | 11 kV | OPEN |  |  | BINA PLASTIC INDUSTRIES
385485477 | TNB | DISTRIBUTION | CHERAS | Existing |  |  | 33 kV | CLOSED | VACUUM | [12 empty] | 1S5
385485491 | TNB | DISTRIBUTION | CHERAS | Existing |  |  | 33 kV | CLOSED | VACUUM | [12 empty] | 2B5
385485534 | TNB | DISTRIBUTION | CHERAS | Existing |  |  | 33 kV | CLOSED | VACUUM | [12 empty] | 3S5
385485535 | TNB | DISTRIBUTION | CHERAS | Existing |  |  | 33 kV | CLOSED | VACUUM | [12 empty] | 1B5
385485547 | TNB | DISTRIBUTION | CHERAS | Existing |  |  | 33 kV | CLOSED | VACUUM | [12 empty] | 4S5
385485548 | TNB | DISTRIBUTION | CHERAS | Existing |  |  | 33 kV | CLOSED | VACUUM | [12 empty] | 2S5
385485550 | TNB | DISTRIBUTION | CHERAS | Existing |  |  | 33 kV | OPEN | VACUUM | [12 empty] | 5S5
385485596 | TNB | DISTRIBUTION | CHERAS | Existing |  |  | 33 kV | CLOSED | VACUUM | [12 empty] | 6S5
385485613 | TNB | DISTRIBUTION | CHERAS | Existing |  |  | 33 kV | OPEN | VACUUM | 6L5
385485630 | TNB | DISTRIBUTION | CHERAS | Existing |  |  | 33 kV | OPEN | VACUUM | 5L5
385485645 | TNB | DISTRIBUTION | CHERAS | Existing |  |  | 33 kV | OPEN | VACUUM | 1TO
385485647 | TNB | DISTRIBUTION | CHERAS | Existing |  |  | 33 kV | OPEN | VACUUM | 7L5
385485665 | TNB | DISTRIBUTION | CHERAS | Existing |  |  | 33 kV | OPEN | VACUUM | 4L5
385485685 | TNB | DISTRIBUTION | CHERAS | Existing |  |  | 33 kV | CLOSED | VACUUM | 2TO
385485724 | TNB | DISTRIBUTION | CHERAS | Existing |  |  | 33 kV | CLOSED | VACUUM | 10L5
385485726 | TNB | DISTRIBUTION | CHERAS | Existing |  |  | 33 kV | CLOSED | VACUUM | 1L5
385485730 | TNB | DISTRIBUTION | CHERAS | Existing |  |  | 33 kV | OPEN | VACUUM | 12L5
385485735 | TNB | DISTRIBUTION | CHERAS | Existing |  |  | 33 kV | CLOSED | VACUUM | 1SO
385485736 | TNB | DISTRIBUTION | CHERAS | Existing |  |  | 33 kV | OPEN | VACUUM | 11L5
385485752 | TNB | DISTRIBUTION | CHERAS | Existing |  |  | 33 kV | OPEN | VACUUM | 2L5
385485779 | TNB | DISTRIBUTION | CHERAS | Existing |  |  | 33 kV | CLOSED | VACUUM | 1WO
385485795 | TNB | DISTRIBUTION | CHERAS | Existing |  |  | 33 kV | OPEN | VACUUM | 9L5
385485801 | TNB | DISTRIBUTION | CHERAS | Existing |  |  | 33 kV | CLOSED | VACUUM | 3L5
385485829 | TNB | DISTRIBUTION | CHERAS | Existing |  |  | 33 kV | OPEN | VACUUM | 8L5
385506749 | TNB | DISTRIBUTION | CHERAS | Existing |  |  | 11 kV | CLOSED | VACUUM | 16 | PPU TAMAN SUTERA (T): Transformer 33/11

## Output
Id | Owner Type | Owner Name | Operational Area | Status | ERMS Functional Location | ERMS Equipment No | Operating Voltage | Normal Status | Insulation Type | Feeder Label | Substation Name | Mnemonics | ERMS System Status | ERMS User Status | Breaker No. | Date Commissioned | Manufacturer | Manufacturer _Old_ | Model Number | Rated Current | Feeder Direction | Remarks | Check | Detail
6389489 | TNB | DISTRIBUTION | CHERAS | Existing | BCRS/PCE/J01156/MB2 | 300455165 | 11 kV | CLOSED | VACUUM | B12736 | SUNSHINE EST |  |  |  | B12736 | 21/07/2013 |  | TAMCO | TAMCO | 630.000 A | TX1 1000 KVA |  | Pass | null
6389491 | TNB | DISTRIBUTION | CHERAS | Existing | BCRS/PCE/J01156/MB3 | 300455167 | 11 kV | CLOSED | VACUUM | B12737 | SUNSHINE EST |  |  |  | B12737 | 21/07/2013 |  | TAMCO | TAMCO | 630.000 A | LOT 3396 BALAKONG JAYA 2 |  | Pass | null
6389492 | TNB | DISTRIBUTION | CHERAS | Existing | BCRS/PCE/J01156/MB1 | 300455163 | 11 kV | CLOSED | VACUUM | B12735 | SUNSHINE EST |  |  |  | B12735 | 21/07/2013 |  | TAMCO | TAMCO | 630.000 A | BALAKONG JAYA IND NO 3 |  | Pass | null
12783280 | TNB | DISTRIBUTION | CHERAS | Existing | BCRS/PCE/J00532/MBB01854 | 300268147 | 11 kV | CLOSED | VACUUM | B00920 | PE WISMA MINLON |  |  |  | B00920 | 18/07/1998 |  | EPE | EPE | 630.000 A | PENGGUNA HT |  | Pass | null
12783282 | TNB | DISTRIBUTION | CHERAS | Existing | BCRS/PCE/J00532/MBB01853 | 300268146 | 11 kV | CLOSED | VACUUM | B00922 | PE WISMA MINLON |  |  |  | B00919 | 18/07/1998 |  | EPE | EPE | 630.000 A | BUKIT BAYU NO 6 |  | Pass | null
12783283 | TNB | DISTRIBUTION | CHERAS | Existing | BCRS/PCE/J00532/MBB01855 | 300268149 | 11 kV | CLOSED | VACUUM | B009221 | PE WISMA MINLON |  |  |  | B009221 | 18/07/1998 |  | EPE | EPE | 630.000 A | HUA ZONG |  | Pass | null
14900227 | TNB | DISTRIBUTION | CHERAS | Existing | BCRS/PCE/J01106/MB3 | 300447763 | 11 kV | CLOSED | VACUUM | B12363 | GUPPY PLASTIK KARUNMAS |  |  |  | B12363 | 20130208 |  | ITEM | SIEMENS | 630.000 A | TMN BKT EMAS 1 |  | Pass | null
14900229 | TNB | DISTRIBUTION | CHERAS | Existing | BCRS/PCE/J01106/MB1 | 300447760 | 11 kV | CLOSED | VACUUM | B12361 | GUPPY PLASTIK KARUNMAS |  |  |  | B12361 | 20130208 |  | ITEM | SIEMENS | 630.000 A | EKSPIDISI EMAS |  | Pass | null
14900230 | TNB | DISTRIBUTION | CHERAS | Existing | BCRS/PCE/J01106/MB2 | 300447761 | 11 kV | CLOSED | VACUUM | B12362 | GUPPY PLASTIK KARUNMAS |  |  |  | B12362 | 20130208 |  | ITEM | SIEMENS | 630.000 A | PENGGUNA 11KV |  | Pass | null
15213829 | TNB | DISTRIBUTION | CHERAS | Existing | BCRS/PCE/J00873/MB3 | 300430828 | 11 kV | CLOSED | VACUUM | B07073 | LAG LOVE |  |  |  | B07073 | 20001101 |  | SIEMENS | SIEMENS | 630.000 A | PLAZA TOL SAUJANA IMPIA |  | Pass | null
15213832 | TNB | DISTRIBUTION | CHERAS | Existing | BCRS/PCE/J00873/MB2 | 300430827 | 11 kV | CLOSED | VACUUM | B07072 | LAG LOVE |  |  |  | B07072 | 20001101 |  | SIEMENS | SIEMENS | 630.000 A | PRNGGUNA HT |  | Pass | null
15213833 | TNB | DISTRIBUTION | CHERAS | Existing | BCRS/PCE/J00873/MB1 | 300430825 | 11 kV | CLOSED | VACUUM | B07071 | LAG LOVE |  |  |  | B07071 | 20001101 |  | SIEMENS | SIEMENS | 630.000 A | TREND PAPER |  | Pass | null
26060340 | TNB | DISTRIBUTION | CHERAS | Existing |  |  | Unknown | OPEN | VACUUM | KJNG-10L5 | [7 empty] | TAMCO | VY-30M25D | 1250.000 A | N/A1(KJNG) |  | Fail | Please check "Operating Voltage"
26060570 | TNB | DISTRIBUTION | CHERAS | Existing |  |  | Unknown | CLOSED | VACUUM | KJNG-6L5 | [7 empty] | TAMCO | VY-30M25D | 1250.000 A | PPU MAHKOTA CHERAS NO 1 (1P5) |  | Fail | Please check "Operating Voltage"
26060949 | TNB | DISTRIBUTION | CHERAS | Existing |  |  | Unknown | CLOSED | VACUUM | KJNG-8L5 | [7 empty] | TAMCO | VY-30M25D | 1250.000 A | PPU BANGI RESORT (2P5) |  | Fail | Please check "Operating Voltage"
27206856 | TNB | DISTRIBUTION | CHERAS | Existing | BCRS/PCE/J00539/MB6 | 300448808 | 11 kV | CLOSED | VACUUM | B05649 | MINES EXIBITION CENTRE |  |  |  | B05649 |  |  | ITEM | SIEMENS | 630.000 A | PENGGUNA 3 |  | Pass | null
28568003 | TNB | DISTRIBUTION | CHERAS | Existing | BCRS/PMU/G00001/NB13 | 300047589 | 11 kV | CLOSED | VACUUM | CJYA-13 | PMU CHERAS JAYA 132/33/11kV |  |  |  | 13 | 19890101 |  | Unknown | ENERGOINVEST | 630.000 A | SPARE |  | Pass | null
28568020 | TNB | DISTRIBUTION | CHERAS | Existing | BCRS/PMU/G00001/NB1 | 300047585 | 11 kV | CLOSED | VACUUM | CJYA-1 | PMU CHERAS JAYA 132/33/11kV |  |  |  | 1 | 19890101 |  | Unknown | ENERGOINVEST | 630.000 A | SPARE |  | Pass | null
28568061 | TNB | DISTRIBUTION | CHERAS | Existing | BCRS/PMU/G00001/NB14 | 300047590 | 11 kV | CLOSED | VACUUM | CJYA-14 | PMU CHERAS JAYA 132/33/11kV |  |  |  | 14 | 19890101 |  | Unknown | ENERGOINVEST | 630.000 A | LFID NO.1-200A |  | Pass | null
28568125 | TNB | DISTRIBUTION | CHERAS | Existing | BCRS/PMU/G00001/MB3L5 | 300047579 | 33 kV | CLOSED | VACUUM | CJYA-3L5 | PMU CHERAS JAYA 132/33/11kV |  |  |  | 3L5 | 19890101 |  | TAMCO | VH3D | 1250.000 A | SG.WONG PPU |  | Pass | null
28568150 | TNB | DISTRIBUTION | CHERAS | Existing | BCRS/PMU/G00001/NB8 | 300047600 | 11 kV | CLOSED | VACUUM | CJYA-8 | PMU CHERAS JAYA 132/33/11kV |  |  |  | 8 | 19890101 |  | Unknown | ENERGOINVEST | 630.000 A | P/E KOH CABLE IND-180A |  | Pass | null
28568221 | TNB | DISTRIBUTION | CHERAS | Existing | BCRS/PMU/G00001/NB7 | 300047599 | 11 kV | CLOSED | VACUUM | CJYA-7 | PMU CHERAS JAYA 132/33/11kV |  |  |  | 7 | 19890101 |  | Unknown | ENERGOINVEST | 630.000 A | SPARE |  | Pass | null
28568282 | TNB | DISTRIBUTION | CHERAS | Existing | BCRS/PMU/G00001/MB1HO | 300047571 | 33 kV | CLOSED | VACUUM | CJYA-1H0 | PMU CHERAS JAYA 132/33/11kV |  |  |  | 1HO | 19890101 |  | TAMCO | VH3D | 2000.000 A | TRANSFORMER 1 |  | Pass | null
28568410 | TNB | DISTRIBUTION | CHERAS | Existing | BCRS/PMU/G00001/MB4L5 | 300047580 | 33 kV | OPEN | VACUUM | CJYA-4L5 | PMU CHERAS JAYA 132/33/11kV |  |  |  | 4L5 | 19890101 |  | TAMCO | VH3D | 1250.000 A | T.H.ONN PPU-G94 |  | Pass | null
28568411 | TNB | DISTRIBUTION | CHERAS | Existing | BCRS/PMU/G00001/NB12 | 300047588 | 11 kV | CLOSED | VACUUM | CJYA-12 | PMU CHERAS JAYA 132/33/11kV |  |  |  | 12 | 19890101 |  | Unknown | ENERGOINVEST | 630.000 A | WAH ENGINEERING-100A |  | Pass | null
28568439 | TNB | DISTRIBUTION | CHERAS | Existing | BCRS/PMU/G00001/NB32 | 300047595 | 11 kV | CLOSED | VACUUM | CJYA-32 | PMU CHERAS JAYA 132/33/11kV |  |  |  | 32 | 19890101 |  | Unknown | ENERGOINVEST | 2000.000 A | INCOMER NO.2 |  | Pass | null
28568442 | TNB | DISTRIBUTION | CHERAS | Existing | BCRS/PMU/G00001/MB2HO | 300047576 | 33 kV | CLOSED | VACUUM | CJYA-2H0 | PMU CHERAS JAYA 132/33/11kV |  |  |  | 2HO | 19890101 |  | TAMCO | VH3D | 2000.000 A | TRANSFORMER 2 |  | Pass | null
28568459 | TNB | DISTRIBUTION | CHERAS | Existing | BCRS/PMU/G00001/NB31 | 300047594 | 11 kV | CLOSED | VACUUM | CJYA-31 | PMU CHERAS JAYA 132/33/11kV |  |  |  | 31 | 19890101 |  | Unknown | ENERGOINVEST | 2000.000 A | INCOMER NO.1 |  | Pass | null
28568468 | TNB | DISTRIBUTION | CHERAS | Existing | BCRS/PMU/G00001/MB2TO | 300047578 | 33 kV | CLOSED | VACUUM | CJYA-2T0 | PMU CHERAS JAYA 132/33/11kV |  |  |  | 2TO | 19890101 |  | TAMCO | VH3D | 2000.000 A | INCOMER |  | Pass | null
28568484 | TNB | DISTRIBUTION | CHERAS | Existing | BCRS/PMU/G00001/MB2L5 | 300047577 | 33 kV | CLOSED | VACUUM | CJYA-2L5 | PMU CHERAS JAYA 132/33/11kV |  |  |  | 2L5 | 19890101 |  | TAMCO | VH3D | 1250.000 A | MINES.R PPU-G83 |  | Pass | null
28568485 | TNB | DISTRIBUTION | CHERAS | Existing | BCRS/PMU/G00001/MB5L5 | 300047581 | 33 kV | CLOSED | VACUUM | CJYA-5L5 | PMU CHERAS JAYA 132/33/11kV |  |  |  | 5L5 | 19890101 |  | TAMCO | VH3D | 1250.000 A | TMJY PPU |  | Pass | null
28568510 | TNB | DISTRIBUTION | CHERAS | Existing | BCRS/PMU/G00001/MB1L5 | 300047572 | 33 kV | CLOSED | VACUUM | CJYA-1L5 | PMU CHERAS JAYA 132/33/11kV |  |  |  | 1L5 | 19890101 |  | TAMCO | VH3D | 1250.000 A | CERAS PDN PPU |  | Pass | null
28568528 | TNB | DISTRIBUTION | CHERAS | Existing | BCRS/PMU/G00001/MB1TO | 300047574 | 33 kV | CLOSED | VACUUM | CJYA-1T0 | PMU CHERAS JAYA 132/33/11kV |  |  |  | 1TO | 19890101 |  | TAMCO | VH3D | 2000.000 A | TX1-TUR |  | Pass | null
28568535 | TNB | DISTRIBUTION | CHERAS | Existing | BCRS/PMU/G00001/NB6 | 300047598 | 11 kV | CLOSED | VACUUM | CJYA-6 | PMU CHERAS JAYA 132/33/11kV |  |  |  | 6 | 19890101 |  | Unknown | ENERGOINVEST | 630.000 A | P/E PKNS NO4 CERAS JAYA |  | Pass | null
28568536 | TNB | DISTRIBUTION | CHERAS | Existing | BCRS/PMU/G00001/NB10 | 300047586 | 11 kV | CLOSED | VACUUM | CJYA-10 | PMU CHERAS JAYA 132/33/11kV |  |  |  | 10 | 19890101 |  | Unknown | ENERGOINVEST | 630.000 A | L COTTON-110A |  | Pass | null
28568560 | TNB | DISTRIBUTION | CHERAS | Existing | BCRS/PMU/G00001/MB6L5 | 300047582 | 33 kV | CLOSED | VACUUM | CJYA-6L5 | PMU CHERAS JAYA 132/33/11kV |  |  |  | 6L5 | 19890101 |  | TAMCO | VH3D | 1250.000 A | TURF CLUB |  | Pass | null
28568567 | TNB | DISTRIBUTION | CHERAS | Existing | BCRS/PMU/G00001/NB3 | 300047592 | 11 kV | CLOSED | VACUUM | CJYA-3 | PMU CHERAS JAYA 132/33/11kV |  |  |  | 3 | 19890101 |  | Unknown | ENERGOINVEST | 630.000 A | GREAT ASIA TIN CAN-60A |  | Pass | null
28568575 | TNB | DISTRIBUTION | CHERAS | Existing | BCRS/PMU/G00001/NB4 | 300047596 | 11 kV | CLOSED | VACUUM | CJYA-4 | PMU CHERAS JAYA 132/33/11kV |  |  |  | 4 | 19890101 |  | Unknown | ENERGOINVEST | 630.000 A | P/E BERKAT NASIR-190A |  | Pass | null
28568576 | TNB | DISTRIBUTION | CHERAS | Existing | BCRS/PMU/G00001/NB9 | 300047601 | 11 kV | CLOSED | VACUUM | CJYA-9 | PMU CHERAS JAYA 132/33/11kV |  |  |  | 9 | 19890101 |  | Unknown | ENERGOINVEST | 630.000 A | SPARE |  | Pass | null
28568597 | TNB | DISTRIBUTION | CHERAS | Existing | BCRS/PMU/G00001/MB8L5 | 300047584 | 33 kV | CLOSED | VACUUM | CJYA-8L5 | PMU CHERAS JAYA 132/33/11kV |  |  |  | 8L5 | 19890101 |  | TAMCO | VH3D | 1250.000 A | S/IMP PPU-J30 |  | Pass | null
28568628 | TNB | DISTRIBUTION | CHERAS | Existing | BCRS/PMU/G00001/NB11 | 300047587 | 11 kV | CLOSED | VACUUM | CJYA-11 | PMU CHERAS JAYA 132/33/11kV |  |  |  | 11 | 19890101 |  | Unknown | ENERGOINVEST | 630.000 A | SPARE |  | Pass | null
28568644 | TNB | DISTRIBUTION | CHERAS | Existing | BCRS/PMU/G00001/NB5 | 300047597 | 11 kV | CLOSED | VACUUM | CJYA-5 | PMU CHERAS JAYA 132/33/11kV |  |  |  | 5 | 19890101 |  | Unknown | ENERGOINVEST | 630.000 A | S/S NGAI MING PLASTIK-170A |  | Pass | null
28568688 | TNB | DISTRIBUTION | CHERAS | Existing | BCRS/PMU/G00001/MB7L5 | 300047583 | 33 kV | OPEN | VACUUM | CJYA-7L5 | PMU CHERAS JAYA 132/33/11kV |  |  |  | 7L5 | 19890101 |  | TAMCO | VH3D | 1250.000 A | SPARE |  | Pass | null
28568772 | TNB | DISTRIBUTION | CHERAS | Existing | BCRS/PMU/G00001/NB2 | 300047591 | 11 kV | CLOSED | VACUUM | CJYA-2 | PMU CHERAS JAYA 132/33/11kV |  |  |  | 2 | 19890101 |  | Unknown | ENERGOINVEST | 630.000 A | KG BARU BALAKONG COMPACT150A |  | Pass | null
28632399 | TNB | DISTRIBUTION | CHERAS | Existing | BCRS/PPU/G00001/NB1 | 300048154 | 11 kV | CLOSED | VACUUM | BTHO-1 | PPU BANDAR TUN HUSSEIN ONN |  |  |  | 1 | 17/08/1996 |  | EPE | VFT-12D | 630.000 A | PE TMN KOTA CHERAS |  | Pass | null
35019673 | TNB | DISTRIBUTION | CHERAS | Existing | BCRS/SSU/J00003/MB9 | 300430911 | 11 kV | CLOSED | VACUUM | B10717 | SSU BKT BELIMBING |  |  |  | B10717 | 20101111 |  | EPE | EPE | 630.000 A | APARTMENT JUARA JAYA |  | Pass | null
35019680 | TNB | DISTRIBUTION | CHERAS | Existing | BCRS/SSU/J00003/MB5 | 300430904 | 11 kV | CLOSED | VACUUM | B10713 | SSU BKT BELIMBING |  |  |  | B10713 | 20111111 |  | EPE | EPE | 630.000 A | PPU BKT BLIMBING F3 |  | Pass | null
35019681 | TNB | DISTRIBUTION | CHERAS | Existing | BCRS/SSU/J00003/MB7 | 300430908 | 11 kV | CLOSED | VACUUM | B10715 | SSU BKT BELIMBING |  |  |  | B10715 | 20101111 |  | EPE | EPE | 630.000 A | PPU BKT BLIMBING F5 |  | Pass | null
35019693 | TNB | DISTRIBUTION | CHERAS | Existing | BCRS/SSU/J00003/MB3 | 300430902 | 11 kV | CLOSED | VACUUM | B10711 | SSU BKT BELIMBING |  |  |  | B10711 | 20101111 |  | EPE | EPE | 630.000 A | LOT 1842 KPB 6 |  | Pass | null
35019706 | TNB | DISTRIBUTION | CHERAS | Existing | BCRS/SSU/J00003/MB1 | 300430899 | 11 kV | OPEN | VACUUM | B10709 | SSU BKT BELIMBING |  |  |  | B10709 | 20101111 |  | EPE | EPE | 630.000 A | SPARE |  | Pass | null
35019719 | TNB | DISTRIBUTION | CHERAS | Existing | BCRS/SSU/J00003/MB4 | 300430903 | 11 kV | OPEN | VACUUM | B10712 | SSU BKT BELIMBING |  |  |  | B10712 | 20101111 |  | EPE | EPE | 630.000 A | HARMONI INDAH 1 |  | Pass | null
35019747 | TNB | DISTRIBUTION | CHERAS | Existing | BCRS/SSU/J00003/MB10 | 300430912 | 11 kV | CLOSED | VACUUM | B10718 | SSU BKT BELIMBING |  |  |  | B10718 | 20101111 |  | EPE | EPE | 630.000 A | SPARE |  | Pass | null
35019751 | TNB | DISTRIBUTION | CHERAS | Existing | BCRS/SSU/J00003/MB2 | 300430901 | 11 kV | OPEN | VACUUM | B10710 | SSU BKT BELIMBING |  |  |  | B10710 | 20101111 |  | EPE | EPE | 630.000 A | MAKTAB TENTERA DIRAJA |  | Pass | null
35019772 | TNB | DISTRIBUTION | CHERAS | Existing | BCRS/SSU/J00003/MB8 | 300430909 | 11 kV | CLOSED | VACUUM | B10716 | SSU BKT BELIMBING |  |  |  | B10716 | 20101111 |  | EPE | EPE | 630.000 A | CHEETAH BERHAD |  | Pass | null
35019790 | TNB | DISTRIBUTION | CHERAS | Existing | BCRS/PCE/J01072/MB5 | 300448367 | 11 kV | CLOSED | VACUUM | B11884 | DEPOH RAPID |  |  |  | B11884 | 20121111 |  | TOPRANK | TOPRANK | 630.000 A | POLLUTION ENG |  | Pass | null
35019798 | TNB | DISTRIBUTION | CHERAS | Existing | BCRS/PCE/J01072/MB4 | 300448366 | 11 kV | CLOSED | VACUUM | B11887 | DEPOH RAPID |  |  |  | B11887 | 20121111 |  | TOPRANK | TOPRANK | 630.000 A | PENGGUNA HT 2 |  | Pass | null
35019810 | TNB | DISTRIBUTION | CHERAS | Existing | BCRS/PCE/J01072/MB2 | 300448364 | 11 kV | CLOSED | VACUUM | B11885 | DEPOH RAPID |  |  |  | B11885 | 20121111 |  | TOPRANK | TOPRANK | 630.000 A | PENGGUNA HT |  | Pass | null
35019823 | TNB | DISTRIBUTION | CHERAS | Existing | BCRS/PCE/J01072/MB1 | 300448360 | 11 kV | CLOSED | VACUUM | B11888 | DEPOH RAPID |  |  |  | B11888 | 20121111 |  | TOPRANK | TOPRANK | 630.000 A | LOT 331332A BALAKONG |  | Pass | null
35020447 | TNB | DISTRIBUTION | CHERAS | Existing | BCRS/PCE/J01037/MB2 | 300430863 | 11 kV | CLOSED | VACUUM | B11824 | COLOUR IMAGE |  |  |  | B11824 | 20121101 |  | SIEMENS | SIEMENS | 630.000 A | PENGGUNA HT |  | Pass | null
35020449 | TNB | DISTRIBUTION | CHERAS | Existing | BCRS/PCE/J01037/MB1 | 300430862 | 11 kV | CLOSED | VACUUM | B11823 | COLOUR IMAGE |  |  |  | B11823 | 20121101 |  | SIEMENS | SIEMENS | 630.000 A | SWEET WEALTH |  | Pass | null
35020450 | TNB | DISTRIBUTION | CHERAS | Existing | BCRS/PCE/J01037/MB | 300430865 | 11 kV | CLOSED | VACUUM | B11825 | COLOUR IMAGE |  |  |  | TNB0000 | 20121101 |  | SIEMENS | SIEMENS | 630.000 A | KAWASAN |  | Pass | null
35020731 | TNB | DISTRIBUTION | CHERAS | Existing | BCRS/PCE/J00565/MBB09183 | 300268946 | 11 kV | CLOSED | VACUUM | B09183 | TMN INDUSTRI SELESA JAYA |  |  |  | B09183 | 20081111 |  | SIEMENS | SIEMENS | 630.000 A | BERKAT HASIL 15 |  | Pass | null
35020733 | TNB | DISTRIBUTION | CHERAS | Existing | BCRS/PCE/J00565/MBB09181 | 300268944 | 11 kV | CLOSED | VACUUM | B09181 | TMN INDUSTRI SELESA JAYA |  |  |  | B09181 | 20081111 |  | SIEMENS | SIEMENS | 630.000 A | BERKAT HASIL 14 |  | Pass | null
35020734 | TNB | DISTRIBUTION | CHERAS | Existing | BCRS/PCE/J00565/MBB09182 | 300268945 | 11 kV | CLOSED | VACUUM | B09182 | TMN INDUSTRI SELESA JAYA |  |  |  | B09182 | 20081111 |  | SIEMENS | SIEMENS | 630.000 A | PENGGUNA 11KV |  | Pass | null
35185266 | TNB | DISTRIBUTION | CHERAS | Existing | BCRS/PCE/J01104/MB2 | 300447748 | 11 kV | CLOSED | VACUUM | B12365 | MULIA BERSAMA KPB 1 |  |  |  | B12365 | 15/07/2013 |  | EPE | EPE | 630.000 A | TX1 |  | Pass | null
35185271 | TNB | DISTRIBUTION | CHERAS | Existing | BCRS/PCE/J01104/MB1 | 300447747 | 11 kV | CLOSED | VACUUM | B12366 | MULIA BERSAMA KPB 1 |  |  |  | B12366 | 15/07/2013 |  | EPE | EPE | 630.000 A | SWEET TAPE |  | Pass | null
35185280 | TNB | DISTRIBUTION | CHERAS | Existing | BCRS/PCE/J01104/MB3 | 300447749 | 11 kV | CLOSED | VACUUM | B12364 | MULIA BERSAMA KPB 1 |  |  |  | B12364 | 15/07/2013 |  | EPE | EPE | 630.000 A | WONG SUE KAU |  | Pass | null
35666936 | TNB | DISTRIBUTION | CHERAS | Existing | BCRS/PCE/J01095/MB2 | 300445092 | 11 kV | CLOSED | VACUUM | B11531 | GIANT HIGHWAY BT 9 |  |  |  | B11531 | 20111111 |  | TAMCO | TAMCO | 630.000 A | PENGGUNA 11KV |  | Pass | null
35666938 | TNB | DISTRIBUTION | CHERAS | Existing | BCRS/PCE/J01095/MB1 | 300445091 | 11 kV | OPEN | VACUUM | B11532 | GIANT HIGHWAY BT 9 |  |  |  | B11532 | 20111111 |  | TAMCO | TAMCO | 630.000 A | PPU LMAS F6 |  | Pass | null
35666939 | TNB | DISTRIBUTION | CHERAS | Existing | BCRS/PCE/J01095/MB3 | 300445093 | 11 kV | CLOSED | VACUUM | B11530 | GIANT HIGHWAY BT 9 |  |  |  | B11530 | 20111111 |  | TAMCO | TAMCO | 630.000 A | PPU LMAS F5 |  | Pass | null
38706144 | TNB | DISTRIBUTION | CHERAS | Existing | BCRS/PCE/J01094/MB2 | 300444416 | 11 kV | CLOSED | VACUUM | B12203 | ASAHI KOSEI NO 3 |  |  |  | B12203 | 20121111 |  | TOSHIBA | TOSHIBA | 630.000 A | PENGGUNA 11KV |  | Pass | null
38706146 | TNB | DISTRIBUTION | CHERAS | Existing | BCRS/PCE/J01094/MB1 | 300444415 | 11 kV | CLOSED | VACUUM | B12202 | ASAHI KOSEI NO 3 |  |  |  | B12202 | 20121111 |  | TOSHIBA | TOSHIBA | 630.000 A | TECHNICAL WORLD |  | Pass | null
38706147 | TNB | DISTRIBUTION | CHERAS | Existing | BCRS/PCE/J01094/MB3 | 300444417 | 11 kV | CLOSED | VACUUM | B12204 | ASAHI KOSEI NO 3 |  |  |  | B12204 | 20121111 |  | TOSHIBA | TOSHIBA | 630.000 A | LFIP NO 4 |  | Pass | null
39406088 | TNB | DISTRIBUTION | CHERAS | Existing | BCRS/PCE/J01096/MB2 | 300445231 | 11 kV | CLOSED | VACUUM | B12116 | MAKTAB TENTERA DIRAJA |  |  |  | B12116 | 20131101 |  | TAMCO | TAMCO | 630.000 A | PPU BKT BELIMBING F9 |  | Pass | null
39406090 | TNB | DISTRIBUTION | CHERAS | Existing | BCRS/PCE/J01096/MB1 | 300445229 | 11 kV | CLOSED | VACUUM | B12117 | MAKTAB TENTERA DIRAJA |  |  |  | B12117 | 20131101 |  | TAMCO | TAMCO | 630.000 A | PENGGUNA |  | Pass | null
39406091 | TNB | DISTRIBUTION | CHERAS | Existing | BCRS/PCE/J01096/MB3 | 300445232 | 11 kV | CLOSED | VACUUM | B12118 | MAKTAB TENTERA DIRAJA |  |  |  | B12118 | 20131101 |  | TAMCO | TAMCO | 630.000 A | SSU BKT BELIMBING |  | Pass | null
41691310 | TNB | DISTRIBUTION | CHERAS | Existing |  |  | 11 kV | CLOSED | VACUUM | SGLN-7 | [7 empty] | TAMCO | VK 10J20D | 630.000 A | B05400 GARDEN PARK NO 1 |  | Pass | null
41691317 | TNB | DISTRIBUTION | CHERAS | Existing |  |  | 33 kV | CLOSED | VACUUM | SGLN-1H0 | [7 empty] | TAMCO | VY-30M25D | 1250.000 A | SGLN-TX1-1H0 |  | Pass | null
41691334 | TNB | DISTRIBUTION | CHERAS | Existing |  |  | 11 kV | CLOSED | VACUUM | SGLN-10 | [7 empty] | TAMCO | VK 10J20D | 1250.000 A | LOCAL TRANSFORMER |  | Pass | null
41691403 | TNB | DISTRIBUTION | CHERAS | Existing |  |  | 11 kV | CLOSED | VACUUM | SGLN-12 | [7 empty] | TAMCO | VK 10J20D | 630.000 A | BDR SG LONG GOLF CLUB |  | Pass | null
41691412 | TNB | DISTRIBUTION | CHERAS | Existing |  |  | 11 kV | CLOSED | VACUUM | SGLN-6 | [7 empty] | TAMCO | VK 10J20D | 630.000 A | B01363 THAM KOK |  | Pass | null
41691473 | TNB | DISTRIBUTION | CHERAS | Existing |  |  | 11 kV | CLOSED | VACUUM | SGLN-5 | [7 empty] | TAMCO | VK 10J20D | 630.000 A | SG LONG NO 1 |  | Pass | null
41691515 | TNB | DISTRIBUTION | CHERAS | Existing |  |  | 11 kV | CLOSED | VACUUM | SGLN-8 | [7 empty] | TAMCO | VK 10J20D | 630.000 A | B04012 WETEX |  | Pass | null
41691572 | TNB | DISTRIBUTION | CHERAS | Existing |  |  | 33 kV | CLOSED | VACUUM | SGLN-2H0 | [7 empty] | TAMCO | VY-30M25D | 1250.000 A | SGLN-TX2-2H0 |  | Pass | null
41691585 | TNB | DISTRIBUTION | CHERAS | Existing |  |  | 11 kV | CLOSED | VACUUM | SGLN-1 | [7 empty] | TAMCO | VK 10J20D | 630.000 A | B01507 SIAN CHIN AIK |  | Pass | null
41691587 | TNB | DISTRIBUTION | CHERAS | Existing |  |  | Unknown | CLOSED | VACUUM | SGLN-F96 | [7 empty] | TAMCO | VY-30M25D | 1250.000 A | CJYA-3L5 |  | Fail | Please check "Operating Voltage"
41691621 | TNB | DISTRIBUTION | CHERAS | Existing |  |  | 11 kV | CLOSED | VACUUM | SGLN-9 | [7 empty] | TAMCO | VK 10J20D | 630.000 A | B06693 BDR MAHKOTA CHERAS NO 14 |  | Pass | null
41691626 | TNB | DISTRIBUTION | CHERAS | Existing |  |  | 11 kV | CLOSED | VACUUM | SGLN-31 | [7 empty] | TAMCO | VK 10925DT | 2000.000 A | 11KV BUSBAR |  | Pass | null
41691653 | TNB | DISTRIBUTION | CHERAS | Existing |  |  | 11 kV | CLOSED | VACUUM | SGLN-4 | [7 empty] | TAMCO | VK 10J20D | 630.000 A | B08174 JLN SL 13/4 SG LONG |  | Pass | null
41691675 | TNB | DISTRIBUTION | CHERAS | Existing |  |  | 11 kV | CLOSED | VACUUM | SGLN-3 | [7 empty] | TAMCO | VK 10J20D | 630.000 A | B09247 TMN BUKIT SURIA 2 TMN RAKAN |  | Pass | null
41691701 | TNB | DISTRIBUTION | CHERAS | Existing |  |  | 11 kV | CLOSED | VACUUM | SGLN-32 | [7 empty] | TAMCO | VK 10925DT | 2000.000 A | 11KV BUSBAR |  | Pass | null
41691717 | TNB | DISTRIBUTION | CHERAS | Existing |  |  | Unknown | CLOSED | VACUUM | SGLN-F97 | [7 empty] | TAMCO | VY-30M25D | 1250.000 A | MHCR-2P5 |  | Fail | Please check "Operating Voltage"
41691813 | TNB | DISTRIBUTION | CHERAS | Existing |  |  | 11 kV | CLOSED | VACUUM | SGLN-2 | [7 empty] | TAMCO | VK 10J20D | 630.000 A | B09950 BUKIT SUNGAI LONG 1 |  | Pass | null
41691881 | TNB | DISTRIBUTION | CHERAS | Existing |  |  | Unknown | CLOSED | VACUUM | SGLN-4P5 | [7 empty] | TAMCO | VY-30M25D | 1250.000 A | SJIM-J28 |  | Fail | Please check "Operating Voltage"
41691903 | TNB | DISTRIBUTION | CHERAS | Existing |  |  | 33 kV | OPEN | VACUUM | CJYA-7L5 | [7 empty] | TAMCO | VY-30M250T | 1250.000 A | SPARE1(CJYA) |  | Pass | null
41692715 | TNB | DISTRIBUTION | CHERAS | Existing |  |  | 33 kV | CLOSED | VACUUM | 11L5 | PMU CHERAS JAYA 132/33/11kV | [6 empty] | TAMCO | VK 10J20D | 630.000 A | B09247 TMN BUKIT SURIA 2 TMN RAKAN |  | Pass | null
41692758 | TNB | DISTRIBUTION | CHERAS | Existing |  |  | 33 kV | CLOSED | VACUUM | 9L5 | PMU CHERAS JAYA 132/33/11kV | [6 empty] | TAMCO | VK 10J20D | 630.000 A | MINE-IP5 |  | Pass | null
41692794 | TNB | DISTRIBUTION | CHERAS | Existing |  |  | 33 kV | CLOSED | VACUUM | 15L5 | PMU CHERAS JAYA 132/33/11kV | [6 empty] | TAMCO | VK 10J20D | 630.000 A | B05400 GARDEN PARK NO 1 |  | Pass | null
41692872 | TNB | DISTRIBUTION | CHERAS | Existing |  |  | 33 kV | CLOSED | VACUUM | 13L5 | PMU CHERAS JAYA 132/33/11kV | [6 empty] | TAMCO | VK 10J20D | 630.000 A | SG LONG NO 1 |  | Pass | null
41693038 | TNB | DISTRIBUTION | CHERAS | Existing |  |  | 33 kV | OPEN | VACUUM | 17L5 | PMU CHERAS JAYA 132/33/11kV | [6 empty] | TAMCO | VK 10J20D | 630.000 A | B06693 BDR MAHKOTA CHERAS NO 14 |  | Pass | null
41693094 | TNB | DISTRIBUTION | CHERAS | Existing |  |  | 33 kV | CLOSED | VACUUM | 3T0 | PMU CHERAS JAYA 132/33/11kV | [6 empty] | TAMCO | VK 10925DT | 2000.000 A | 11KV BUSBAR |  | Pass | null
41693115 | TNB | DISTRIBUTION | CHERAS | Existing |  |  | 33 kV | OPEN | VACUUM | 19L5 | PMU CHERAS JAYA 132/33/11kV | [6 empty] | TAMCO | VY-30M250T | 1250.000 A | SPARE1(CJYA) |  | Pass | null
42398971 | TNB | DISTRIBUTION | CHERAS | Existing |  |  | 11 kV | CLOSED | VACUUM | B10890 | SSU JUSCO BMC | [6 empty] | ITEM | 8BK-88E AI | 630.000 A | PENGGUNA NO 11KV |  | Pass | null
42398972 | TNB | DISTRIBUTION | CHERAS | Existing |  |  | 11 kV | CLOSED | VACUUM | B10888 | SSU JUSCO BMC | [6 empty] | ITEM | 8BK-88E AI | 630.000 A | PE THAM KOK |  | Pass | null
42398989 | TNB | DISTRIBUTION | CHERAS | Existing |  |  | 11 kV | CLOSED | VACUUM | B10891 | SSU JUSCO BMC | [6 empty] | ITEM | 8BK-88E AI | 630.000 A | PPU BMC VCB 8 |  | Pass | null
42398990 | TNB | DISTRIBUTION | CHERAS | Existing |  |  | 11 kV | CLOSED | VACUUM | B10886 | SSU JUSCO BMC | [6 empty] | ITEM | 8BK-88E AI | 630.000 A | PPU BDR SG.LONG VCB 6 |  | Pass | null
42398996 | TNB | DISTRIBUTION | CHERAS | Existing |  |  | 11 kV | CLOSED | VACUUM | B10887 | SSU JUSCO BMC | [6 empty] | ITEM | 7326 | 630.000 A | PE THAM KOK |  | Pass | null
44879832 | TNB | DISTRIBUTION | CHERAS | Existing |  |  | 11 kV | CLOSED | VACUUM | B06554 | PERDANA HEIGHT (CHERAS PERDANA) | [7 empty] | SBV4A1 |  | CHERAS PERDANA NO 2 |  | Pass | null
44879838 | TNB | DISTRIBUTION | CHERAS | Existing |  |  | 11 kV | CLOSED | VACUUM | B06553 | PERDANA HEIGHT (CHERAS PERDANA) | [7 empty] | SBV4A1 |  | TX2-1000KVA |  | Pass | null
44879842 | TNB | DISTRIBUTION | CHERAS | Existing |  |  | 11 kV | CLOSED | VACUUM | B06551 | PERDANA HEIGHT (CHERAS PERDANA) | [7 empty] | SBV4A1 |  | COMPACT FIRST WELCOME SUPERMARKET |  | Pass | null
44879853 | TNB | DISTRIBUTION | CHERAS | Existing |  |  | 11 kV | CLOSED | VACUUM | B06552 | PERDANA HEIGHT (CHERAS PERDANA) | [7 empty] | SBV4A1 |  | TX1-1000KVA |  | Pass | null
45732625 | TNB | DISTRIBUTION | CHERAS | Existing |  |  | 11 kV | CLOSED | VACUUM | B06989 | TMN IMPIAN LANGAT | [7 empty] | VK 10J25H |  | B02204 PE TMN DUSUN NANDING NO1 |  | Pass | null
45732631 | TNB | DISTRIBUTION | CHERAS | Existing |  |  | 11 kV | CLOSED | VACUUM | B06991 | TMN IMPIAN LANGAT | [7 empty] | VK 10J25H |  | TX2-1000KVA |  | Pass | null
45732635 | TNB | DISTRIBUTION | CHERAS | Existing |  |  | 11 kV | CLOSED | VACUUM | B06992 | TMN IMPIAN LANGAT | [7 empty] | VK 10J25H |  | B02205 PE SG MICHU A/TIANG |  | Pass | null
45732646 | TNB | DISTRIBUTION | CHERAS | Existing |  |  | 11 kV | CLOSED | VACUUM | B06990 | TMN IMPIAN LANGAT | [7 empty] | VK 10J25H |  | TX1-1000KVA |  | Pass | null
47823169 | TNB | DISTRIBUTION | CHERAS | Existing | BCRS/PCE/J01031/MB1 | 300430840 | 11 kV | CLOSED | VACUUM | B11871 | MAKTAB PDRM NO 2 |  |  |  | B11871 | 20101101 |  | ITEM | SIEMEN | 630.000 A | PENGGUNA NO 1 |  | Pass | null
47823170 | TNB | DISTRIBUTION | CHERAS | Existing | BCRS/PCE/J01031/MB4 | 300430843 | 11 kV | CLOSED | VACUUM | B11872 | MAKTAB PDRM NO 2 |  |  |  | B11868 | 20121111 |  | ITEM | SIEMEN | 630.000 A | SWS MAKTAB PDRM |  | Pass | null
47823188 | TNB | DISTRIBUTION | CHERAS | Existing | BCRS/PCE/J01031/MB2 | 300430841 | 11 kV | CLOSED | VACUUM | B11869 | MAKTAB PDRM NO 2 |  |  |  | B11872 | 20121111 |  | ITEM | SIEMEN | 630.000 A | MAKMAL FORENSIK |  | Pass | null
47823194 | TNB | DISTRIBUTION | CHERAS | Existing | BCRS/PCE/J01031/MB5 | 300430844 | 11 kV | CLOSED | VACUUM | B11868 | MAKTAB PDRM NO 2 |  |  |  | B11869 | 20121111 |  | ITEM | SIEMEN | 630.000 A | PENGGUNA NO 2 |  | Pass | null
51356662 | TNB | DISTRIBUTION | CHERAS | Existing |  |  | 11 kV | CLOSED | VACUUM | 8 | PPU BKT BELIMBING | [7 empty] | 3AH5 445-4 | 630.000 A | P/E MAKTAB TENTERA DIRAJA |  | Pass | null
51356706 | TNB | DISTRIBUTION | CHERAS | Existing |  |  | 11 kV | CLOSED | VACUUM | 1 | PPU BKT BELIMBING | [7 empty] | 3AH5 104-2 | 630.000 A | SSU BUKIT BELIMBING |  | Pass | null
51356781 | TNB | DISTRIBUTION | CHERAS | Existing |  |  | 11 kV | CLOSED | VACUUM | 10 | PPU BKT BELIMBING | [7 empty] | 3AH5 104-2 | 630.000 A | SPARE |  | Pass | null
51356846 | TNB | DISTRIBUTION | CHERAS | Existing |  |  | 33 kV | CLOSED | VACUUM | 1HO | PPU BKT BELIMBING | [11 empty] | Pass | null
51356901 | TNB | DISTRIBUTION | CHERAS | Existing |  |  | 11 kV | CLOSED | VACUUM | 2 | PPU BKT BELIMBING | [7 empty] | 3AH5 445-4 | 630.000 A | SSU BUKIT BELIMBING |  | Pass | null
51356924 | TNB | DISTRIBUTION | CHERAS | Existing |  |  | 11 kV | CLOSED | VACUUM | 6 | PPU BKT BELIMBING | [7 empty] | 3AH5 445-4 | 630.000 A | P/E KG BARU BALAKONG CINA |  | Pass | null
51357024 | TNB | DISTRIBUTION | CHERAS | Existing |  |  | 11 kV | CLOSED | VACUUM | 12 | PPU BKT BELIMBING | [7 empty] | 3AH5 104-2 | 630.000 A | B05987 PE APRTMNT TMN JUARA JAYA |  | Pass | null
51357025 | TNB | DISTRIBUTION | CHERAS | Existing |  |  | 33 kV | OPEN | VACUUM | 1P5 | PPU BKT BELIMBING | [11 empty] | Pass | null
51357071 | TNB | DISTRIBUTION | CHERAS | Existing |  |  | 11 kV | CLOSED | VACUUM | 4 | PPU BKT BELIMBING | [7 empty] | 3AH5 445-4 | 630.000 A | PE PADAT CENDANALAND NO.1 |  | Pass | null
51357134 | TNB | DISTRIBUTION | CHERAS | Existing |  |  | 11 kV | CLOSED | VACUUM | 5 | PPU BKT BELIMBING | [7 empty] | 3AH5 104-2 | 630.000 A | P/E EXSULA LANDSCAPE |  | Pass | null
51357209 | TNB | DISTRIBUTION | CHERAS | Existing |  |  | 11 kV | CLOSED | VACUUM | 9 | PPU BKT BELIMBING | [7 empty] | 3AH5 104-2 | 630.000 A | SPARE |  | Pass | null
51357210 | TNB | DISTRIBUTION | CHERAS | Existing |  |  | 11 kV | CLOSED | VACUUM | 14 | PPU BKT BELIMBING | [7 empty] | 3AH5 104-2 | 630.000 A | P/E MEGAPOWER |  | Pass | null
51357238 | TNB | DISTRIBUTION | CHERAS | Existing |  |  | 11 kV | CLOSED | VACUUM | 3 | PPU BKT BELIMBING | [7 empty] | 3AH5 104-2 | 630.000 A | P/E ENG SIONG |  | Pass | null
51357252 | TNB | DISTRIBUTION | CHERAS | Existing |  |  | 33 kV | CLOSED | VACUUM | 2P5 | PPU BKT BELIMBING | [11 empty] | Pass | null
51357255 | TNB | DISTRIBUTION | CHERAS | Existing |  |  | 33 kV | OPEN | VACUUM | 3P5 | PPU BKT BELIMBING | [11 empty] | Pass | null
51357285 | TNB | DISTRIBUTION | CHERAS | Existing |  |  | 11 kV | OPEN | VACUUM | 32 | PPU BKT BELIMBING | [7 empty] | 3AH5 445-4 | 630.000 A | BUSBAR (INCOMER NO. 2) |  | Pass | null
51357334 | TNB | DISTRIBUTION | CHERAS | Existing |  |  | 11 kV | CLOSED | VACUUM | 13 | PPU BKT BELIMBING | [7 empty] | 3AH5 104-2 | 630.000 A | SPARE |  | Pass | null
51357397 | TNB | DISTRIBUTION | CHERAS | Existing |  |  | 11 kV | CLOSED | VACUUM | 11 | PPU BKT BELIMBING | [7 empty] | 3AH5 104-2 | 630.000 A | PDT 1898 JLN KPB 9 |  | Pass | null
51357504 | TNB | DISTRIBUTION | CHERAS | Existing |  |  | 11 kV | CLOSED | VACUUM | 31 | PPU BKT BELIMBING | [7 empty] | 3AH5 104-2 | 630.000 A | BUSBAR (INCOMER NO. 1) |  | Pass | null
51357525 | TNB | DISTRIBUTION | CHERAS | Existing |  |  | 11 kV | CLOSED | VACUUM | 7 | PPU BKT BELIMBING | [7 empty] | 3AH5 104-2 | 630.000 A | SPARE |  | Pass | null
51357709 | TNB | DISTRIBUTION | CHERAS | Existing |  |  | 33 kV | OPEN | VACUUM | 4P5 | PPU BKT BELIMBING | [11 empty] | Pass | null
51357755 | TNB | DISTRIBUTION | CHERAS | Existing |  |  | 33 kV | OPEN | VACUUM | 2HO | PPU BKT BELIMBING | [11 empty] | Pass | null
51357784 | TNB | DISTRIBUTION | CHERAS | Existing |  |  | 11 kV | CLOSED | VACUUM | 16 | PPU BKT BELIMBING | [7 empty] | 3AH5 104-2 | 630.000 A | LOCAL Tx |  | Pass | null
51357959 | TNB | DISTRIBUTION | CHERAS | Existing |  |  | 11 kV | CLOSED | VACUUM | B12825 | MEGA POWER | [7 empty] | 12A20 | 800.000 A | PPU BUKIT BELIMBING CB14 |  | Pass | null
54104416 | TNB | DISTRIBUTION | CHERAS | Existing | BCRS/PCE/J00864/MB2 | 300448379 | 11 kV | CLOSED | VACUUM | B08063 | TMN SUTERA 2/3A (TMN SUTERA) |  |  |  | B08063 | 20001111 |  | TAMCO | TAMCO | 630.000 A | RMH PAM TMN SUTERA |  | Pass | null
54104424 | TNB | DISTRIBUTION | CHERAS | Existing | BCRS/PCE/J00864/MB3 | 300448380 | 11 kV | CLOSED | VACUUM | B08064 | TMN SUTERA 2/3A (TMN SUTERA) |  |  |  | B08064 | 20001111 |  | TAMCO | TAMCO | 630.000 A | TX 1000KVA EWT |  | Pass | null
54104428 | TNB | DISTRIBUTION | CHERAS | Existing | BCRS/PCE/J00864/MB1 | 300448378 | 11 kV | CLOSED | VACUUM | B08065 | TMN SUTERA 2/3A (TMN SUTERA) |  |  |  | B08065 | 20001111 |  | TAMCO | TAMCO | 630.000 A | JLN SUTERA 2./1A TM SUT |  | Pass | null
55302517 | TNB | DISTRIBUTION | CHERAS | Existing |  |  | 11 kV | CLOSED | VACUUM | B08187 | BELIA IKBN NO 2 DUSUN TUA | [7 empty] | VK10J20H |  | TX1-1000kVA MSB |  | Pass | null
55302522 | TNB | DISTRIBUTION | CHERAS | Existing |  |  | 11 kV | CLOSED | VACUUM | B08188 | BELIA IKBN NO 2 DUSUN TUA | [7 empty] | VK10J20H |  | B08405 PE DARUL HIDAYAH |  | Pass | null
55302531 | TNB | DISTRIBUTION | CHERAS | Existing |  |  | 11 kV | CLOSED | VACUUM | B08186 | BELIA IKBN NO 2 DUSUN TUA | [7 empty] | VK10J20H |  | B08185 PE IKBN DUSUN TUA NO3 |  | Pass | null
55916481 | TNB | DISTRIBUTION | CHERAS | Existing | BCRS/PCE/J00961/MB | 300433112 | 11 kV | CLOSED | VACUUM | B10825 | ASRAMA GURU DUSUN TUA |  |  |  | B10825 | 20121101 |  | EPE | EPE | 630.000 A | TX1 |  | Pass | null
55916483 | TNB | DISTRIBUTION | CHERAS | Existing | BCRS/PCE/J00961/MB | 300433111 | 11 kV | CLOSED | VACUUM | B10824 | ASRAMA GURU DUSUN TUA |  |  |  | B10824 | 20121101 |  | EPE | EPE | 630.000 A | DUSUN TUA MASJID A/TIANG |  | Pass | null
55916484 | TNB | DISTRIBUTION | CHERAS | Existing | BCRS/PCE/J00961/MB | 300433113 | 11 kV | CLOSED | VACUUM | B10826 | ASRAMA GURU DUSUN TUA |  |  |  | B10826 | 20121101 |  | EPE | EPE | 630.000 A | BT 17 DUSUN TUA |  | Pass | null
57297327 | TNB | DISTRIBUTION | CHERAS | Existing | BCRS/PCE/J01200/MB1 | 310525547 | 11 kV | CLOSED | VACUUM | B13487 | PE PLATINUM STARHILL |  |  |  | B06404 |  |  |  | VFT-12-106 | 630.000 A | PENGGUNA |  | Pass | null
57297336 | TNB | DISTRIBUTION | CHERAS | Existing | BCRS/PCE/J01200/MB2 | 310525549 | 11 kV | CLOSED | VACUUM | B13488 | PE PLATINUM STARHILL |  |  |  | B06404 |  |  | UNIVAC | UNIVAC | 630.000 A | PENGGUNA |  | Pass | null
57297344 | TNB | DISTRIBUTION | CHERAS | Existing |  |  | 11 kV | CLOSED | VACUUM | B13485 | PE PLATINUM STARHILL | [7 empty] | VFT-12-106 |  | PENGGUNA HT |  | Pass | null
57297348 | TNB | DISTRIBUTION | CHERAS | Existing | BCRS/PCE/J01200/MB3 | 310525550 | 11 kV | CLOSED | VACUUM | B13486 | PE PLATINUM STARHILL |  |  |  | B06404 |  |  |  | VFT-12-106 | 630.000 A | PENGGUNA |  | Pass | null
57367849 | TNB | DISTRIBUTION | CHERAS | Existing |  |  | 11 kV | CLOSED | VACUUM | B00641 | NO 1 JLN BALAKONG JAYA | [7 empty] | VK10J20H |  | B04453 BALAKONG JAYA 4 |  | Pass | null
57367855 | TNB | DISTRIBUTION | CHERAS | Existing |  |  | 11 kV | CLOSED | VACUUM | B00640 | NO 1 JLN BALAKONG JAYA | [7 empty] | VK10J20H |  | TX1-1000kVA |  | Pass | null
57367858 | TNB | DISTRIBUTION | CHERAS | Existing |  |  | 11 kV | CLOSED | VACUUM | B00642 | NO 1 JLN BALAKONG JAYA | [7 empty] | VK10J20H |  | B04455 BALAKONG JAYA 5 |  | Pass | null
57367872 | TNB | DISTRIBUTION | CHERAS | Existing |  |  | 11 kV | CLOSED | VACUUM | B12900 | NO 1 JLN BALAKONG JAYA | [7 empty] | VK10J20H |  | PPU TAMI Fdr5 |  | Pass | null
57367878 | TNB | DISTRIBUTION | CHERAS | Existing |  |  | 11 kV | CLOSED | VACUUM | B00643 | NO 1 JLN BALAKONG JAYA | [7 empty] | VK10J20H |  | TX2-1000kVA |  | Pass | null
57646959 | TNB | DISTRIBUTION | CHERAS | Existing |  |  | 11 kV | CLOSED | VACUUM | B10704 | TMN KEMACAHAYA BLOK 3 | [7 empty] | 12A20 |  | B08088 IDAMAN VILLA |  | Pass | null
57646965 | TNB | DISTRIBUTION | CHERAS | Existing |  |  | 11 kV | CLOSED | VACUUM | B10703 | TMN KEMACAHAYA BLOK 3 | [7 empty] | 12A20 |  | TX2-750kVA |  | Pass | null
57646968 | TNB | DISTRIBUTION | CHERAS | Existing |  |  | 11 kV | CLOSED | VACUUM | B10701 | TMN KEMACAHAYA BLOK 3 | [7 empty] | 12A20 |  | B10560 TMN SURIA RESIDENCE |  | Pass | null
57646982 | TNB | DISTRIBUTION | CHERAS | Existing |  |  | 11 kV | OPEN | VACUUM | B12337 | TMN KEMACAHAYA BLOK 3 | [7 empty] | 12A20 |  | SPARE |  | Pass | null
57646988 | TNB | DISTRIBUTION | CHERAS | Existing |  |  | 11 kV | CLOSED | VACUUM | B10702 | TMN KEMACAHAYA BLOK 3 | [7 empty] | 12A20 |  | TX1-750kVA |  | Pass | null
57715663 | TNB | DISTRIBUTION | CHERAS | Existing |  |  | 11 kV | OPEN | VACUUM | B13282 | SSU ATLAS AIS CHERAS JAYA | [7 empty] | 8BK-88E A1 |  | SPARE |  | Pass | null
57715681 | TNB | DISTRIBUTION | CHERAS | Existing |  |  | 11 kV | OPEN | VACUUM | B13286 | SSU ATLAS AIS CHERAS JAYA | [7 empty] | 8BK-88E A1 |  | SPARE |  | Pass | null
57715684 | TNB | DISTRIBUTION | CHERAS | Existing |  |  | 11 kV | OPEN | VACUUM | B13284 | SSU ATLAS AIS CHERAS JAYA | [7 empty] | 8BK-88E A1 |  | SPARE |  | Pass | null
57715687 | TNB | DISTRIBUTION | CHERAS | Existing |  |  | 11 kV | CLOSED | VACUUM | B13288 | SSU ATLAS AIS CHERAS JAYA | [7 empty] | 8BK-88E B2B |  | PENGGUNA HT |  | Pass | null
57715690 | TNB | DISTRIBUTION | CHERAS | Existing |  |  | 11 kV | CLOSED | VACUUM | B13287 | SSU ATLAS AIS CHERAS JAYA | [7 empty] | 8BK-88E A1 |  | B06625 PE JELITA HEIGHT |  | Pass | null
57715693 | TNB | DISTRIBUTION | CHERAS | Existing |  |  | 11 kV | CLOSED | VACUUM | B13283 | SSU ATLAS AIS CHERAS JAYA | [7 empty] | 8BK-88E A1 |  | PKNS NO.1 |  | Pass | null
57715710 | TNB | DISTRIBUTION | CHERAS | Existing |  |  | 11 kV | OPEN | VACUUM | B13281 | SSU ATLAS AIS CHERAS JAYA | [7 empty] | 8BK-88E A1 |  | SPARE |  | Pass | null
58587364 | TNB | DISTRIBUTION | CHERAS | Existing |  |  | 11 kV | CLOSED | VACUUM | B13491 | CL CHAN LANGAT | [7 empty] | 8BK-88E A1 |  | B04564 TIP CORPORATION 2 |  | Pass | null
58587366 | TNB | DISTRIBUTION | CHERAS | Existing |  |  | 11 kV | CLOSED | VACUUM | B13489 | CL CHAN LANGAT | [7 empty] | 8BK-88E A1 |  | B11683 FOOK MEI |  | Pass | null
58587367 | TNB | DISTRIBUTION | CHERAS | Existing |  |  | 11 kV | CLOSED | VACUUM | B13490 | CL CHAN LANGAT | [7 empty] | 8BK-88E B2A |  | PENGGUNA HT |  | Pass | null
58635801 | TNB | DISTRIBUTION | CHERAS | Existing |  |  | 11 kV | CLOSED | VACUUM | B13472 | PE THE I-RESIDENCE NO 2 | [7 empty] | VFT-12-106 |  | B13471 PE THE I RESIDENCE NO.1 |  | Pass | null
58635803 | TNB | DISTRIBUTION | CHERAS | Existing |  |  | 11 kV | CLOSED | VACUUM | B13474 | PE THE I-RESIDENCE NO 2 | [7 empty] | VFT-12-106 |  | B10206 PE JALAN BENDAHARA 12 |  | Pass | null
58635804 | TNB | DISTRIBUTION | CHERAS | Existing |  |  | 11 kV | CLOSED | VACUUM | B13473 | PE THE I-RESIDENCE NO 2 | [7 empty] | VFT-12-106 |  | TX-1000KVA |  | Pass | null
59038251 | TNB | DISTRIBUTION | CHERAS | Existing |  |  | 11 kV | OPEN | VACUUM | 1 | PPU MOBILE MAHKOTA CRS NO 2 ( SEMENTARA) | [8 empty] | 630.000 A | SPARE |  | Pass | null
59038391 | TNB | DISTRIBUTION | CHERAS | Existing |  |  | 33 kV | CLOSED | VACUUM | 1H0 | PPU MOBILE MAHKOTA CRS NO 2 ( SEMENTARA) | [8 empty] | 1250.000 A | 30 MVA Tx.1 |  | Pass | null
59038570 | TNB | DISTRIBUTION | CHERAS | Existing |  |  | 33 kV | CLOSED | VACUUM | 1P5 | PPU MOBILE MAHKOTA CRS NO 2 ( SEMENTARA) | [8 empty] | 1250.000 A | PMU KJNG (6L5) |  | Pass | null
59038679 | TNB | DISTRIBUTION | CHERAS | Existing |  |  | 11 kV | CLOSED | VACUUM | 5 | PPU MOBILE MAHKOTA CRS NO 2 ( SEMENTARA) | [8 empty] | 630.000 A | B13541 BMC NO.17 |  | Pass | null
59038754 | TNB | DISTRIBUTION | CHERAS | Existing |  |  | 11 kV | CLOSED | VACUUM | 9 | PPU MOBILE MAHKOTA CRS NO 2 ( SEMENTARA) | [8 empty] | 630.000 A | B06750 BMC NO.15 |  | Pass | null
59038783 | TNB | DISTRIBUTION | CHERAS | Existing |  |  | 11 kV | CLOSED | VACUUM | 3 | PPU MOBILE MAHKOTA CRS NO 2 ( SEMENTARA) | [8 empty] | 630.000 A | SPARE |  | Pass | null
59038797 | TNB | DISTRIBUTION | CHERAS | Existing |  |  | 33 kV | CLOSED | VACUUM | 5P5 | PPU MOBILE MAHKOTA CRS NO 2 ( SEMENTARA) | [8 empty] | 1250.000 A | PPU MHCR1 (1P5) |  | Pass | null
59038800 | TNB | DISTRIBUTION | CHERAS | Existing |  |  | 33 kV | OPEN | VACUUM | 3P5 | PPU MOBILE MAHKOTA CRS NO 2 ( SEMENTARA) | [9 empty] | SPARE |  | Pass | null
59038879 | TNB | DISTRIBUTION | CHERAS | Existing |  |  | 11 kV | CLOSED | VACUUM | 13 | PPU MOBILE MAHKOTA CRS NO 2 ( SEMENTARA) | [8 empty] | 630.000 A | LOCAL Tx |  | Pass | null
59038942 | TNB | DISTRIBUTION | CHERAS | Existing |  |  | 11 kV | CLOSED | VACUUM | 11 | PPU MOBILE MAHKOTA CRS NO 2 ( SEMENTARA) | [8 empty] | 630.000 A | B13535 BMC NO.7 |  | Pass | null
59039049 | TNB | DISTRIBUTION | CHERAS | Existing |  |  | 11 kV | CLOSED | VACUUM | 31 | PPU MOBILE MAHKOTA CRS NO 2 ( SEMENTARA) | [8 empty] | 630.000 A | 30MVA Tx.1 |  | Pass | null
59039070 | TNB | DISTRIBUTION | CHERAS | Existing |  |  | 11 kV | CLOSED | VACUUM | 7 | PPU MOBILE MAHKOTA CRS NO 2 ( SEMENTARA) | [8 empty] | 630.000 A | B07908 JLN PUTRA BMC |  | Pass | null
62224423 | TNB | DISTRIBUTION | CHERAS | Existing |  |  | 11 kV | CLOSED | VACUUM | B14126 | SSU HUA ZHONG | [7 empty] | A-1 |  |  |  | Pass | null
62224426 | TNB | DISTRIBUTION | CHERAS | Existing |  |  | 11 kV | CLOSED | VACUUM | B14131 | SSU HUA ZHONG | [7 empty] | B2A(50/50) |  | PENGGUNA HT NO.2 |  | Pass | null
62224432 | TNB | DISTRIBUTION | CHERAS | Existing |  |  | 11 kV | CLOSED | VACUUM | B14129 | SSU HUA ZHONG | [7 empty] | A-1 |  | BUS-TIE |  | Pass | null
62224439 | TNB | DISTRIBUTION | CHERAS | Existing |  |  | 11 kV | OPEN | VACUUM | B14130 | SSU HUA ZHONG | [7 empty] | A-1 |  | BUS-TIE |  | Pass | null
62224450 | TNB | DISTRIBUTION | CHERAS | Existing |  |  | 11 kV | CLOSED | VACUUM | B14128 | SSU HUA ZHONG | [7 empty] | B2A(50/5A) |  | PENGGUNA HT NO.1 |  | Pass | null
62224473 | TNB | DISTRIBUTION | CHERAS | Existing |  |  | 11 kV | CLOSED | VACUUM | B14132 | SSU HUA ZHONG | [7 empty] | A-1 |  | KEJURUTERAAN UPM |  | Pass | null
62224476 | TNB | DISTRIBUTION | CHERAS | Existing |  |  | 11 kV | CLOSED | VACUUM | B14133 | SSU HUA ZHONG | [7 empty] | A-1 |  | WISMA MIRLON |  | Pass | null
62224477 | TNB | DISTRIBUTION | CHERAS | Existing |  |  | 11 kV | CLOSED | VACUUM | B14127 | SSU HUA ZHONG | [7 empty] | A-1 |  | HIN KEE SAWMILL |  | Pass | null
62250133 | TNB | DISTRIBUTION | CHERAS | Existing |  |  | 11 kV | OPEN | VACUUM | B13537 | PE UTAR SG LONG | [7 empty] | 8BK-88EA1 |  | SPARE |  | Pass | null
62250134 | TNB | DISTRIBUTION | CHERAS | Existing |  |  | 11 kV | CLOSED | VACUUM | B13539 | PE UTAR SG LONG | [7 empty] | 8BK-88EA1 |  | PPU SG. LONG VCB14 |  | Pass | null
62250152 | TNB | DISTRIBUTION | CHERAS | Existing |  |  | 11 kV | CLOSED | VACUUM | B13540 | PE UTAR SG LONG | [7 empty] | 8BK-88EA1 |  | PENGGUNA HT |  | Pass | null
62250158 | TNB | DISTRIBUTION | CHERAS | Existing |  |  | 11 kV | CLOSED | VACUUM | B13538 | PE UTAR SG LONG | [7 empty] | 8BK-88EA1 |  | PPU SG. LONG VCB13 |  | Pass | null
256928163 | TNB | DISTRIBUTION | CHERAS | Existing | BCRS/PCE/J00099/MBB06639 | 300004480 | 11 kV | CLOSED | VACUUM | B02331 | EXPRESS AUDIO LANGAT |  |  |  | B06639 - | 19901101 |  | TAMCO | TAMCO | 630.000 A | KUARTERS LOGI AIR LANGAT |  | Pass | null
256928164 | TNB | DISTRIBUTION | CHERAS | Existing | BCRS/PCE/J00099/MBB06641 | 300004482 | 11 kV | CLOSED | VACUUM | B02333 | EXPRESS AUDIO LANGAT |  |  |  | B06641 | 19901101 |  | TAMCO | TAMCO | 630.000 A | TAMAN DESA PELANGI |  | Pass | null
256928165 | TNB | DISTRIBUTION | CHERAS | Existing | BCRS/PCE/J00099/MBB06640 | 300004481 | 11 kV | CLOSED | VACUUM | B02332 | EXPRESS AUDIO LANGAT |  |  |  | B06640 | 19901101 |  | TAMCO | TAMCO | 630.000 A | TX1 |  | Pass | null
256929369 | TNB | DISTRIBUTION | CHERAS | Existing | BCRS/PCE/J00082/MBB02307 | 300004392 | 11 kV | CLOSED | VACUUM | B02307 | PKNS SG LUI |  |  |  | B02307 | 19901101 |  | TAMCO | TAMCO | 630.000 A | TX1 1000 KVA |  | Pass | null
256929370 | TNB | DISTRIBUTION | CHERAS | Existing | BCRS/PCE/J00082/MBB02308 | 300004393 | 11 kV | CLOSED | VACUUM | B02308 | PKNS SG LUI |  |  |  | B02308 | 19901101 |  | TAMCO | TAMCO | 630.000 A | SG LUI NO 2 |  | Pass | null
256929371 | TNB | DISTRIBUTION | CHERAS | Existing | BCRS/PCE/J00082/MBB02306 | 300004391 | 11 kV | CLOSED | VACUUM | B02306 | PKNS SG LUI |  |  |  | BO2306 | 19901101 |  | TAMCO | TAMCO | 630.000 A | SG LUI |  | Pass | null
256931967 | TNB | DISTRIBUTION | CHERAS | Existing | BCRS/PCE/J00166/MB1 | 300430769 | 11 kV | CLOSED | VACUUM | B05469 | SWS MAKTAB PDRM |  |  |  | B05469 | 19981111 |  | ITEM | SIEMENS | 630.000 A | PENGGUNA 2 |  | Pass | null
256931969 | TNB | DISTRIBUTION | CHERAS | Existing | BCRS/PCE/J00166/MB6 | 300445165 | 11 kV | CLOSED | VACUUM | B02042 | SWS MAKTAB PDRM |  |  |  | B02042 | 19981111 |  | ITEM | SIEMENS | 630.000 A | PENGGUNA NO 1 |  | Pass | null
256931989 | TNB | DISTRIBUTION | CHERAS | Existing | BCRS/PCE/J00166/MB2 | 300430771 | 11 kV | CLOSED | VACUUM | B02044 | SWS MAKTAB PDRM |  |  |  | B02044 | 19981111 |  | ITEM | SIEMENS | 630.000 A | TMN RASA SAYANG NO.1 |  | Pass | null
256932002 | TNB | DISTRIBUTION | CHERAS | Existing | BCRS/PCE/J00166/MB3 | 300430773 | 11 kV | CLOSED | VACUUM | B02043 | SWS MAKTAB PDRM |  |  |  | B02043 | 19981111 |  | ITEM | SIEMENS | 630.000 A | PPU BTHO VCB 5 |  | Pass | null
256932015 | TNB | DISTRIBUTION | CHERAS | Existing | BCRS/PCE/J00166/MB5 | 300430777 | 11 kV | CLOSED | VACUUM | B02041 | SWS MAKTAB PDRM |  |  |  | B02041 | 19981111 |  | ITEM | SIEMENS | 20000.000 A | MAKMAL FORENSIK |  | Pass | null
256932070 | TNB | DISTRIBUTION | CHERAS | Existing | BCRS/PCE/J00030/MBB06403 | 300004169 | 11 kV | CLOSED | VACUUM | B06403 | MAKMAL FORENSIK PDRM |  |  |  | B06404 | 20011111 |  | UNIVAC | UNIVAC | 630.000 A | PENGGUNA |  | Pass | null
256932081 | TNB | DISTRIBUTION | CHERAS | Existing | BCRS/PCE/J00030/MBB06405 | 300004171 | 11 kV | CLOSED | VACUUM | B06404 | MAKMAL FORENSIK PDRM |  |  |  | B06405 | 20011111 |  | UNIVAC | UNIVAC | 630.000 A | PADAT IBUSAWAT PDRM |  | Pass | null
256932099 | TNB | DISTRIBUTION | CHERAS | Existing | BCRS/PCE/J00030/MBB06404 | 300004170 | 11 kV | CLOSED | VACUUM | B06405 | MAKMAL FORENSIK PDRM |  |  |  | B06403 | 20011111 |  | UNIVAC | UNIVAC | 630.000 A | MAKTAB PDRM 2 |  | Pass | null
256932655 | TNB | DISTRIBUTION | CHERAS | Existing |  |  | 11 kV | CLOSED | VACUUM | B06318 | BDR MAHKOTA CHERAS NO. 2 | [6 empty] | TAMCO | VK10J20H | 630.000 A | MHCR-12 |  | Pass | null
256932656 | TNB | DISTRIBUTION | CHERAS | Existing |  |  | 11 kV | CLOSED | VACUUM | B06317 | BDR MAHKOTA CHERAS NO. 2 | [6 empty] | TAMCO | VK10J20H | 630.000 A | BANDAR MAHKOTA CHERAS |  | Pass | null
256932657 | TNB | DISTRIBUTION | CHERAS | Existing |  |  | 11 kV | CLOSED | VACUUM | B06316 | BDR MAHKOTA CHERAS NO. 2 | [6 empty] | TAMCO | VK10J20H | 630.000 A | TX1-B06315 |  | Pass | null
256932658 | TNB | DISTRIBUTION | CHERAS | Existing |  |  | 11 kV | CLOSED | VACUUM | B06315 | BDR MAHKOTA CHERAS NO. 2 | [6 empty] | TAMCO | VK10J20H | 630.000 A | B06613 GREEN ACRE PARK NO 2 |  | Pass | null
256933241 | TNB | DISTRIBUTION | CHERAS | Existing | BCRS/PCE/J00348/MBB01816 | 300010421 | 11 kV | CLOSED | VACUUM | B01816 | SWS ORIENT BATTERY |  |  |  | B01816 | 20071111 |  | TAMCO | VHIH | 630.000 A | WATTA BATTERY 1 |  | Pass | null
256933242 | TNB | DISTRIBUTION | CHERAS | Existing | BCRS/PCE/J00348/MBB01814 | 300010419 | 11 kV | CLOSED | VACUUM | B01814 | SWS ORIENT BATTERY |  |  |  | B01814 | 20071111 |  | TAMCO | VHIH | 630.000 A | LIAN NGOI |  | Pass | null
256933243 | TNB | DISTRIBUTION | CHERAS | Existing | BCRS/PCE/J00348/MBB01815 | 300010420 | 11 kV | CLOSED | VACUUM | B01815 | SWS ORIENT BATTERY |  |  |  | B01815 | 20071111 |  | TAMCO | VHIH | 630.000 A | PENGGUNA 11KV |  | Pass | null
256933799 | TNB | DISTRIBUTION | CHERAS | Existing | BCRS/PCE/J00425/MB4 | 300443501 | 11 kV | CLOSED | VACUUM | B06993 | TMN SEGAR PERDANA NO 1 |  |  |  | B06695 | 20030101 |  | TOPRANK | TOPRANK | 630.000 A | TX2 |  | Pass | null
256933800 | TNB | DISTRIBUTION | CHERAS | Existing | BCRS/PCE/J00425/MB3 | 300443498 | 11 kV | CLOSED | VACUUM | B06995 | TMN SEGAR PERDANA NO 1 |  |  |  | B06993 | 20030101 |  | TOPRANK | TOPRANK | 630.000 A | TMN SUNTEX |  | Pass | null
256933801 | TNB | DISTRIBUTION | CHERAS | Existing | BCRS/PCE/J00425/MB2 | 300443496 | 11 kV | CLOSED | VACUUM | B06994 | TMN SEGAR PERDANA NO 1 |  |  |  | B06996 | 20030101 |  | TOPRANK | TOPRANK | 630.000 A | JLN SEGAR PERDANA NO 3 |  | Pass | null
256933802 | TNB | DISTRIBUTION | CHERAS | Existing | BCRS/PCE/J00425/MB1 | 300443495 | 11 kV | CLOSED | VACUUM | B06996 | TMN SEGAR PERDANA NO 1 |  |  |  | B06994 | 20030101 |  | TOPRANK | TOPRANK | 630.000 A | TX 1 |  | Pass | null
256936293 | TNB | DISTRIBUTION | CHERAS | Existing | BCRS/PCE/J00219/MBB06028 | 300005785 | 11 kV | CLOSED | VACUUM | B06029 | BDR SG LONG NO 11 |  |  |  | B06028 | 20001101 |  | GEC | GEC | 630.000 A | TX21000 KVA |  | Pass | null
256936294 | TNB | DISTRIBUTION | CHERAS | Existing | BCRS/PCE/J00219/MBB06030 | 300005787 | 11 kV | CLOSED | VACUUM | B06030 | BDR SG LONG NO 11 |  |  |  | B06030 | 20001101 |  | GEC | GEC | 630.000 A | SUKMA PESONA |  | Pass | null
256936295 | TNB | DISTRIBUTION | CHERAS | Existing | BCRS/PCE/J00219/MBB06027 | 300005784 | 11 kV | CLOSED | VACUUM | B06027 | BDR SG LONG NO 11 |  |  |  | B06027 | 20001101 |  | GEC | GEC | 630.000 A | SG LONG NO 8 |  | Pass | null
256936296 | TNB | DISTRIBUTION | CHERAS | Existing | BCRS/PCE/J00219/MBB06029 | 300005786 | 11 kV | CLOSED | VACUUM | B06028 | BDR SG LONG NO 11 |  |  |  | B06029 | 20001101 |  | GEC | GEC | 630.000 A | TX2 10000 KVA |  | Pass | null
256936675 | TNB | DISTRIBUTION | CHERAS | Existing | BCRS/PCE/J00802/MB2 | 300430819 | 11 kV | CLOSED | VACUUM | B09117 | LEW MEW CHOI NO 2 |  |  |  | B09117 | 20021111 |  | ALTENA | ALTENA | 630.000 A | PENGGUNA 11 KV |  | Pass | null
256936676 | TNB | DISTRIBUTION | CHERAS | Existing | BCRS/PCE/J00802/MB3 | 300430820 | 11 kV | CLOSED | VACUUM | B09118 | LEW MEW CHOI NO 2 |  |  |  | B09118 | 20021111 |  | ALTENA | ALTENA | 630.000 A | MERCEDES |  | Pass | null
256936677 | TNB | DISTRIBUTION | CHERAS | Existing | BCRS/PCE/J00802/MB1 | 300430815 | 11 kV | CLOSED | VACUUM | B09116 | LEW MEW CHOI NO 2 |  |  |  | B09116 | 20021111 |  | ALTENA | ALTENA | 630.000 A | TOYOTA 3S |  | Pass | null
256936803 | TNB | DISTRIBUTION | CHERAS | Existing | BCRS/PCE/J00295/MBB01332 | 300010097 | 11 kV | CLOSED | VACUUM | B04328 | BOOM FUEN & SON (GALANT) |  |  |  | B04328 | 20001101 |  | TAMCO | UNIVAC | 630.000 A | TX2 |  | Pass | null
256936804 | TNB | DISTRIBUTION | CHERAS | Existing | BCRS/PCE/J00295/MBB01330 | 300010095 | 11 kV | CLOSED | VACUUM | B01330 | BOOM FUEN & SON (GALANT) |  |  |  | B01330 | 20001101 |  | TAMCO | UNIVAC | 630.000 A | DAPAT |  | Pass | null
256936805 | TNB | DISTRIBUTION | CHERAS | Existing | BCRS/PCE/J00295/MBB04328 | 300010098 | 11 kV | CLOSED | VACUUM | B01332 | BOOM FUEN & SON (GALANT) |  |  |  | B01332 | 20001101 |  | TAMCO | UNIVAC | 630.000 A | KAWASAN |  | Pass | null
256936806 | TNB | DISTRIBUTION | CHERAS | Existing | BCRS/PCE/J00295/MBB01331 | 300010096 | 11 kV | CLOSED | VACUUM | B01331 | BOOM FUEN & SON (GALANT) |  |  |  | B01331 | 20001101 |  | TAMCO | UNIVAC | 630.000 A | KAWASAN |  | Pass | null
256937261 | TNB | DISTRIBUTION | CHERAS | Existing | BCRS/PCE/J00661/MBB04387 | 300270666 | 11 kV | CLOSED | VACUUM | B04387 | BUKIT BAYU NO 1 |  |  |  | B04387 | 19991111 |  | MAHKOTA | MAHKOTA | 630.000 A | BUKIT BAYU NO 2 |  | Pass | null
256937262 | TNB | DISTRIBUTION | CHERAS | Existing | BCRS/PCE/J00661/MBB04390 | 300270669 | 11 kV | CLOSED | VACUUM | B04390 | BUKIT BAYU NO 1 |  |  |  | B04390 | 19991111 |  | MAHKOTA | MAHKOTA | 630.000 A | TX2-B04390 |  | Pass | null
256937263 | TNB | DISTRIBUTION | CHERAS | Existing | BCRS/PCE/J00661/MBB04389 | 300270668 | 11 kV | CLOSED | VACUUM | B04389 | BUKIT BAYU NO 1 |  |  |  | B04389 | 19991111 |  | MAHKOTA | MAHKOTA | 630.000 A | TX1-B04389 |  | Pass | null
256937264 | TNB | DISTRIBUTION | CHERAS | Existing | BCRS/PCE/J00661/MBB04388 | 300270667 | 11 kV | CLOSED | VACUUM | B04388 | BUKIT BAYU NO 1 |  |  |  | B04388 | 19991111 |  | MAHKOTA | MAHKOTA | 630.000 A | DESA SERDANG NO 7 |  | Pass | null
256937326 | TNB | DISTRIBUTION | CHERAS | Existing | BCRS/PCE/J00725/MB | 300434880 | 11 kV | CLOSED | VACUUM | B04616 | KAJANG HEIGHT NO 2 |  |  |  | B00000 | 20001111 |  | MAHKOTA | MAHKOTA | 630.000 A | TX2 |  | Pass | null
256937327 | TNB | DISTRIBUTION | CHERAS | Existing | BCRS/PCE/J00725/MB | 300270935 | 11 kV | CLOSED | VACUUM | B04617 | KAJANG HEIGHT NO 2 |  |  |  | B04617 | 20001111 |  | MAHKOTA | MAHKOTA | 630.000 A | KAJANG HEIGHT NO 1 |  | Pass | null
256937328 | TNB | DISTRIBUTION | CHERAS | Existing | BCRS/PCE/J00725/MB | 300270937 | 11 kV | CLOSED | VACUUM | B04619 | KAJANG HEIGHT NO 2 |  |  |  | B04619 | 20001111 |  | MAHKOTA | MAHKOTA | 630.000 A | LAM KOONG SUM |  | Pass | null
256937329 | TNB | DISTRIBUTION | CHERAS | Existing | BCRS/PCE/J00725/MB | 300270936 | 11 kV | CLOSED | VACUUM | B04618 | KAJANG HEIGHT NO 2 |  |  |  | B04618 | 20001111 |  | MAHKOTA | MAHKOTA | 630.000 A | TX1 |  | Pass | null
256937390 | TNB | DISTRIBUTION | CHERAS | Existing | BCRS/PCE/J00225/MBB05032 | 300005821 | 11 kV | CLOSED | VACUUM | B05032 | MITRALAND |  |  |  | B05032 | 20001101 |  | ABB | ABB | 630.000 A | SEK MEN KEB SG LONG |  | Pass | null
256937391 | TNB | DISTRIBUTION | CHERAS | Existing | BCRS/PCE/J00225/MBB05034 | 300005822 | 11 kV | CLOSED | VACUUM | B05033 | MITRALAND |  |  |  | B05034 | 20001101 |  | ABB | ABB | 630.000 A | TX1 1000KVA |  | Pass | null
256937420 | TNB | DISTRIBUTION | CHERAS | Existing | BCRS/PCE/J00225/MBB05035 | 300005823 | 11 kV | CLOSED | VACUUM | B05034 | MITRALAND |  |  |  | B05035 | 20001101 |  | ABB | ABB | 630.000 A | TX2 1000KVA |  | Pass | null
256937421 | TNB | DISTRIBUTION | CHERAS | Existing | BCRS/PCE/J00225/MBB05031 | 300005820 | 11 kV | CLOSED | VACUUM | B05031 | MITRALAND |  |  |  | B05031 | 20001101 |  | ABB | ABB | 630.000 A | BUKIT PERMAI SG LONG |  | Pass | null
256938216 | TNB | DISTRIBUTION | CHERAS | Existing | BCRS/PCE/J00672/MB | 300270704 | 11 kV | CLOSED | VACUUM | B06540 | EKSPIDISI EMAS |  |  |  | B06540 | 20011111 |  | LKH | LKH | 630.000 A | TMN BUKIT MAS NO 1 |  | Pass | null
256938217 | TNB | DISTRIBUTION | CHERAS | Existing | BCRS/PCE/J00672/MB | 300270703 | 11 kV | CLOSED | VACUUM | B06539 | EKSPIDISI EMAS |  |  |  | B06539 | 20011111 |  | LKH | LKH | 630.000 A | PENGGUNA 11KV |  | Pass | null
256938218 | TNB | DISTRIBUTION | CHERAS | Existing | BCRS/PCE/J00672/MB | 300270702 | 11 kV | CLOSED | VACUUM | B06538 | EKSPIDISI EMAS |  |  |  | B06538 | 20011111 |  | LKH | LKH | 630.000 A | APARTMENT RAKYAT |  | Pass | null
256940024 | TNB | DISTRIBUTION | CHERAS | Existing | BCRS/PCE/J00887/MB1 | 300448373 | 11 kV | CLOSED | VACUUM | B06285 | BDR MAHKOTA CHERAS NO 1 |  |  |  | B06288 | 20001111 |  | MAHKOTA | MAHKOTA | 630.000 A | P/PURI VISTA MAHKOTA |  | Pass | null
256940025 | TNB | DISTRIBUTION | CHERAS | Existing | BCRS/PCE/J00887/MB4 | 300448377 | 11 kV | CLOSED | VACUUM | B06287 | BDR MAHKOTA CHERAS NO 1 |  |  |  | B06287 | 20001111 |  | MAHKOTA | MAHKOTA | 630.000 A | TX 2 1000KVA |  | Pass | null
256940026 | TNB | DISTRIBUTION | CHERAS | Existing | BCRS/PCE/J00887/MB3 | 300448375 | 11 kV | CLOSED | VACUUM | B06286 | BDR MAHKOTA CHERAS NO 1 |  |  |  | B06286 | 20001111 |  | MAHKOTA | MAHKOTA | 630.000 A | TX 1 1000KVA |  | Pass | null
256940027 | TNB | DISTRIBUTION | CHERAS | Existing | BCRS/PCE/J00887/MB2 | 300448374 | 11 kV | CLOSED | VACUUM | B06288 | BDR MAHKOTA CHERAS NO 1 |  |  |  | B06285 BMC NO 19 | 20001111 |  | MAHKOTA | MAHKOTA | 630.000 A | BMC NO 19 |  | Pass | null
256941151 | TNB | DISTRIBUTION | CHERAS | Existing | BCRS/PCE/J00752/MB | 300271135 | 11 kV | CLOSED | VACUUM | B06138 | IDEAPOLY S/B |  |  |  | B06138 | 19991111 |  | MAHKOTA | MAHKOTA | 630.000 A | TX1 |  | Pass | null
256941152 | TNB | DISTRIBUTION | CHERAS | Existing | BCRS/PCE/J00752/MB | 300271136 | 11 kV | CLOSED | VACUUM | B06139 | IDEAPOLY S/B |  |  |  | B06139 | 19991111 |  | MAHKOTA | MAHKOTA | 630.000 A | HONG AI KOK |  | Pass | null
256941153 | TNB | DISTRIBUTION | CHERAS | Existing | BCRS/PCE/J00752/MB | 300271134 | 11 kV | CLOSED | VACUUM | B06137 | IDEAPOLY S/B |  |  |  | B06137 | 19991111 |  | MAHKOTA | MAHKOTA | 630.000 A | PEH AH SOON |  | Pass | null
256943409 | TNB | DISTRIBUTION | CHERAS | Existing | BCRS/PCE/J00783/MB | 300272345 | 11 kV | CLOSED | VACUUM | B01370 | SETIA KASTURI BUSSINESS PARK |  |  |  | B01370 | 18/07/1998 |  | MAHKOTA | MAHKOTA | 630.000 A | TMN SETIA KASTURI NO 4 |  | Pass | null
256943410 | TNB | DISTRIBUTION | CHERAS | Existing | BCRS/PCE/J00783/MB | 300272343 | 11 kV | CLOSED | VACUUM | B01368 | SETIA KASTURI BUSSINESS PARK |  |  |  | B01368 | 18/07/1998 |  | MAHKOTA | MAHKOTA | 630.000 A | TX1 |  | Pass | null
256943411 | TNB | DISTRIBUTION | CHERAS | Existing | BCRS/PCE/J00783/MB | 300272344 | 11 kV | CLOSED | VACUUM | B01369 | SETIA KASTURI BUSSINESS PARK |  |  |  | B01369 | 18/07/1998 |  | MAHKOTA | MAHKOTA | 630.000 A | TX2 |  | Pass | null
256943412 | TNB | DISTRIBUTION | CHERAS | Existing | BCRS/PCE/J00783/MB | 300272340 | 11 kV | CLOSED | VACUUM | B01367 | SETIA KASTURI BUSSINESS PARK |  |  |  | B01367 | 18/07/1998 |  | MAHKOTA | MAHKOTA | 630.000 A | GOODTIME REVIEW |  | Pass | null
256945263 | TNB | DISTRIBUTION | CHERAS | Existing | BCRS/PCE/J00374/MBB06626 | 300010573 | 11 kV | CLOSED | VACUUM | B06626 | JELITA HEIGHT CHERAS JAYA |  |  |  | B06626 | 20001101 |  | TAMCO | TAMCO | 630.000 A | TX1 1000 KVA |  | Pass | null
256945264 | TNB | DISTRIBUTION | CHERAS | Existing | BCRS/PCE/J00374/MBB06627 | 300010574 | 11 kV | CLOSED | VACUUM | B06627 | JELITA HEIGHT CHERAS JAYA |  |  |  | B06627 | 20001101 |  | TAMCO | TAMCO | 630.000 A | SENORITA NO 2 |  | Pass | null
256945265 | TNB | DISTRIBUTION | CHERAS | Existing | BCRS/PCE/J00374/MBB06625 | 300010572 | 11 kV | CLOSED | VACUUM | B06625 | JELITA HEIGHT CHERAS JAYA |  |  |  | B06625 | 20001101 |  | TAMCO | TAMCO | 630.000 A | PKNS CHERAS JAYA NO 1 |  | Pass | null
256952079 | TNB | DISTRIBUTION | CHERAS | Existing | BCRS/PCE/J00257/MBB06751 | 300006119 | 11 kV | CLOSED | VACUUM | B06751 | BDR MAHKOTA CHERAS NO 15 |  |  |  | B06751 | 20021101 |  | TAMCO | TAMCO | 630.000 A | TX 1 1000KVA |  | Pass | null
256952080 | TNB | DISTRIBUTION | CHERAS | Existing | BCRS/PCE/J00257/MBB06752 | 300006120 | 11 kV | CLOSED | VACUUM | B06752 | BDR MAHKOTA CHERAS NO 15 |  |  |  | B06752 | 20021101 |  | TAMCO | TAMCO | 630.000 A | TX NO 2 1000 KVA |  | Pass | null
256952081 | TNB | DISTRIBUTION | CHERAS | Existing | BCRS/PCE/J00257/MBB06750 | 300006118 | 11 kV | CLOSED | VACUUM | B06750 | BDR MAHKOTA CHERAS NO 15 |  |  |  | B06750 | 20021101 |  | TAMCO | TAMCO | 630.000 A | PPU BMC 2 VCB 9 |  | Pass | null
256952082 | TNB | DISTRIBUTION | CHERAS | Existing | BCRS/PCE/J00257/MBB06753 | 300006121 | 11 kV | CLOSED | VACUUM | B06753 | BDR MAHKOTA CHERAS NO 15 |  |  |  | B06753 | 20021101 |  | TAMCO | TAMCO | 630.000 A | TEMENGGONG 10/7 |  | Pass | null
256956679 | TNB | DISTRIBUTION | CHERAS | Existing | BCRS/PCE/J00088/MBB02299 | 300004416 | 11 kV | CLOSED | VACUUM | B02299 | PKNS KG PADANG |  |  |  | B02299 | 19901101 |  | TAMCO | TAMCO | 630.000 A | TX1 1000 KVA |  | Pass | null
256956680 | TNB | DISTRIBUTION | CHERAS | Existing | BCRS/PCE/J00088/MBB05445 | 300004417 | 11 kV | CLOSED | VACUUM | B05445 | PKNS KG PADANG |  |  |  | B05445 | 19901101 |  | TAMCO | TAMCO | 630.000 A | COMPACT KG BATU 21 PANGSUN |  | Pass | null
256956681 | TNB | DISTRIBUTION | CHERAS | Existing | BCRS/PCE/J00088/MBB02298 | 300004415 | 11 kV | CLOSED | VACUUM | B02298 | PKNS KG PADANG |  |  |  | B02298 | 19901101 |  | TAMCO | TAMCO | 630.000 A | S/S BATU 19 3/4 |  | Pass | null
256957074 | TNB | DISTRIBUTION | CHERAS | Existing |  |  | 11 kV | CLOSED | VACUUM | B06351 | BDR MAHKOTA CHERAS NO 11 | [6 empty] | TAMCO | VK10J20H | 630.000 A | BDR MAHKOTA CHERAS NO 10 |  | Pass | null
256957075 | TNB | DISTRIBUTION | CHERAS | Existing |  |  | 11 kV | CLOSED | VACUUM | B06353 | BDR MAHKOTA CHERAS NO 11 | [6 empty] | TAMCO | VK10J20H | 630.000 A | TX2-B06353 |  | Pass | null
256957076 | TNB | DISTRIBUTION | CHERAS | Existing |  |  | 11 kV | CLOSED | VACUUM | B06352 | BDR MAHKOTA CHERAS NO 11 | [6 empty] | TAMCO | VK10J20H | 630.000 A | TX1-B06352 |  | Pass | null
256957077 | TNB | DISTRIBUTION | CHERAS | Existing |  |  | 11 kV | CLOSED | VACUUM | B06354 | BDR MAHKOTA CHERAS NO 11 | [6 empty] | TAMCO | VK10J20H | 630.000 A | B09486 JLN SERI BUDIMAN 1/3 |  | Pass | null
256964054 | TNB | DISTRIBUTION | CHERAS | Existing | BCRS/PCE/J00337/MBB06391 | 300010370 | 11 kV | CLOSED | VACUUM | B06391 | RAKAN BERSATU NO 4 |  |  |  | B06391 | 20001111 |  | EPE | EPE | 630.000 A | TX1 |  | Pass | null
256964055 | TNB | DISTRIBUTION | CHERAS | Existing | BCRS/PCE/J00337/MBB06392 | 300010371 | 11 kV | CLOSED | VACUUM | B06392 | RAKAN BERSATU NO 4 |  |  |  | B06392 | 20001111 |  | EPE | EPE | 630.000 A | RAKAN BERSATU NO 3 |  | Pass | null
256964056 | TNB | DISTRIBUTION | CHERAS | Existing | BCRS/PCE/J00337/MBB06390 | 300010369 | 11 kV | CLOSED | VACUUM | B06390 | RAKAN BERSATU NO 4 |  |  |  | B063900 | 20001111 |  | EPE | EPE | 630.000 A | MOULD BASE |  | Pass | null
256969573 | TNB | DISTRIBUTION | CHERAS | Existing | BCRS/PCE/J00895/MB3 | 300443606 | 11 kV | CLOSED | VACUUM | B08656 | S/S FRU |  |  |  | B08656 | 18/07/2005 |  | TOPRANK | TOPRANK | 630.000 A | PRNGGUNA HT |  | Pass | null
256969574 | TNB | DISTRIBUTION | CHERAS | Existing | BCRS/PCE/J00895/MB2 | 300443604 | 11 kV | CLOSED | VACUUM | B08667 | S/S FRU |  |  |  | B08667 | 18/07/2005 |  | TOPRANK | TOPRANK | 630.000 A | POLIS HUTAN |  | Pass | null
256969575 | TNB | DISTRIBUTION | CHERAS | Existing | BCRS/PCE/J00895/MB1 | 300443559 | 11 kV | CLOSED | VACUUM | B08655 | S/S FRU |  |  |  | B08655 | 20051111 |  | TOPRANK | TOPRANK | 630.000 A | CHERAS ZEN |  | Pass | null
256970129 | TNB | DISTRIBUTION | CHERAS | Existing | BCRS/PCE/J00162/MBB02047 | 300005374 | 11 kV | CLOSED | VACUUM | B02047 | TMN RASA SAYANG NO 1 |  |  |  | B05466 | 19981111 |  | EPE | EPE | 630.000 A | TX2 |  | Pass | null
256970155 | TNB | DISTRIBUTION | CHERAS | Existing | BCRS/PCE/J00162/MBB02046 | 300005373 | 11 kV | CLOSED | VACUUM | B02046 | TMN RASA SAYANG NO 1 |  |  |  | B02046 | 19981111 |  | EPE | EPE | 630.000 A | TX1 |  | Pass | null
256970156 | TNB | DISTRIBUTION | CHERAS | Existing | BCRS/PCE/J00162/MBB02045 | 300005372 | 11 kV | CLOSED | VACUUM | B02045 | TMN RASA SAYANG NO 1 |  |  |  | B02045 | 19981111 |  | EPE | EPE | 630.000 A | SWS MAKTAB PDRM |  | Pass | null
256970171 | TNB | DISTRIBUTION | CHERAS | Existing | BCRS/PCE/J00162/MBB05466 | 300005375 | 11 kV | CLOSED | VACUUM | B05466 | TMN RASA SAYANG NO 1 |  |  |  | B02047 | 19981111 |  | EPE | EPE | 630.000 A | CHERAS MAS NO 2 |  | Pass | null
256970693 | TNB | DISTRIBUTION | CHERAS | Existing | BCRS/PCE/J00138/MBB01567 | 300005228 | 11 kV | CLOSED | VACUUM | B01567 | CHERAS JAYA NO 1 |  |  |  | B01567 | 19831111 |  | AICHI | AICHI | 630.000 A | TX1 300 KVA |  | Pass | null
256970694 | TNB | DISTRIBUTION | CHERAS | Existing | BCRS/PCE/J00138/MBB01571 | 300005230 | 11 kV | CLOSED | VACUUM | B01571 | CHERAS JAYA NO 1 |  |  |  | B01571 | 19831111 |  | AICHI | AICHI | 630.000 A | PLAZA TOL BALAKONG |  | Pass | null
256970695 | TNB | DISTRIBUTION | CHERAS | Existing | BCRS/PCE/J00138/MBB01570 | 300005229 | 11 kV | CLOSED | VACUUM | B01570 | CHERAS JAYA NO 1 |  |  |  | B01570 | 19831111 |  | AICHI | AICHI | 630.000 A | SRI INDAH |  | Pass | null
256970696 | TNB | DISTRIBUTION | CHERAS | Existing | BCRS/PCE/J00138/MBB01566 | 300005231 | 11 kV | OPEN | VACUUM | B01566 | CHERAS JAYA NO 1 |  |  |  | B01566 | 19831111 |  | AICHI | AICHI | 630.000 A | MIEL 1 |  | Pass | null
256970697 | TNB | DISTRIBUTION | CHERAS | Existing | BCRS/PCE/J00138/MBB01569 | 300005227 | 11 kV | CLOSED | VACUUM | B01569 | CHERAS JAYA NO 1 |  |  |  | B01569 | 19831111 |  | AICHI | AICHI | 630.000 A | CHERAS JAYA 2 |  | Pass | null
256970698 | TNB | DISTRIBUTION | CHERAS | Existing | BCRS/PCE/J00138/MBB05524 | 300005225 | 11 kV | OPEN | VACUUM | B05524 | CHERAS JAYA NO 1 |  |  |  | B05524 | 19831111 |  | AICHI | AICHI | 630.000 A | SPARE |  | Pass | null
256970699 | TNB | DISTRIBUTION | CHERAS | Existing | BCRS/PCE/J00138/MBB01568 | 300005226 | 11 kV | OPEN | VACUUM | B01568 | CHERAS JAYA NO 1 |  |  |  | B01568 | 19831111 |  | AICHI | AICHI | 630.000 A | SUN HUP HING LONG |  | Pass | null
256970832 | TNB | DISTRIBUTION | CHERAS | Existing | BCRS/PCE/J00371/MBB06273 | 300010562 | 11 kV | CLOSED | VACUUM | B06273 | SENG YIP CHERAS JAYA |  |  |  | B06273 | 20001101 |  | TAMCO | TAMCO | 630.000 A | HOVER TILING |  | Pass | null
256970833 | TNB | DISTRIBUTION | CHERAS | Existing | BCRS/PCE/J00371/MBB06274 | 300010563 | 11 kV | CLOSED | VACUUM | B06274 | SENG YIP CHERAS JAYA |  |  |  | B06274 | 20001101 |  | TAMCO | TAMCO | 630.000 A | POLYGAPHIC |  | Pass | null
256970834 | TNB | DISTRIBUTION | CHERAS | Existing | BCRS/PCE/J00371/MBB06275 | 300010564 | 11 kV | CLOSED | VACUUM | B06275 | SENG YIP CHERAS JAYA |  |  |  | B06275 | 20001101 |  | TAMCO | TAMCO | 630.000 A | HV CUSTOMER |  | Pass | null
256972965 | TNB | DISTRIBUTION | CHERAS | Existing | BCRS/PCE/J00036/MBB01768 | 300004193 | 11 kV | CLOSED | VACUUM | B01768 | TMN MEGAH NO 2 |  |  |  | B01768 | 19851101 |  | TAMCO | TAMCO | 630.000 A | TMN KOTA CHERAS N O2 |  | Pass | null
256972966 | TNB | DISTRIBUTION | CHERAS | Existing | BCRS/PCE/J00036/MBB01767 | 300004192 | 11 kV | CLOSED | VACUUM | B01767 | TMN MEGAH NO 2 |  |  |  | B01767 | 19851101 |  | TAMCO | TAMCO | 630.000 A | TX 750 KVA MTM |  | Pass | null
256972985 | TNB | DISTRIBUTION | CHERAS | Existing | BCRS/PCE/J00036/MBB01766 | 300004191 | 11 kV | CLOSED | VACUUM | B01766 | TMN MEGAH NO 2 |  |  |  | B01766 | 19851101 |  | TAMCO | TAMCO | 630.000 A | TMN MEGAH NO 1 |  | Pass | null
256973946 | TNB | DISTRIBUTION | CHERAS | Existing | BCRS/PCE/J00120/MB2 | 300431091 | 11 kV | CLOSED | VACUUM | B04565 | TIP CORPORATION NO 2 |  |  |  | B04565 | 20101101 |  | EPE | EPE | 630.000 A | TX 1000 KVA MTM |  | Pass | null
256973947 | TNB | DISTRIBUTION | CHERAS | Existing | BCRS/PCE/J00120/MB3 | 300431092 | 11 kV | CLOSED | VACUUM | B04537 | TIP CORPORATION NO 2 |  |  |  | B04537 | 20101101 |  | EPE | EPE | 630.000 A | PENGGUNA HT |  | Pass | null
256973948 | TNB | DISTRIBUTION | CHERAS | Existing | BCRS/PCE/J00120/MB4 | 310118239 | 11 kV | CLOSED | VACUUM | B04564 | TIP CORPORATION NO 2 |  |  |  | B04564 | 20101101 |  | EPE | EPE | 630.000 A | CL CHAN LANGAT |  | Pass | null
256973949 | TNB | DISTRIBUTION | CHERAS | Existing | BCRS/PCE/J00120/MB1 | 300431090 | 11 kV | CLOSED | VACUUM | B04563 | TIP CORPORATION NO 2 |  |  |  | B04563 | 20101101 |  | EPE | EPE | 630.000 A | TUCK SIN |  | Pass | null
256981159 | TNB | DISTRIBUTION | CHERAS | Existing | BCRS/PCE/J00176/MBB05338 | 300005478 | 11 kV | CLOSED | VACUUM | B05338 | BTHO NO 18 |  |  |  | B05338 | 20001101 |  | TAMCO | TAMCO | 630.000 A | TX 2 1000 KVA |  | Pass | null
256981160 | TNB | DISTRIBUTION | CHERAS | Existing | BCRS/PCE/J00176/MBB05339 | 300005479 | 11 kV | CLOSED | VACUUM | B05339 | BTHO NO 18 |  |  |  | B05339 | 20001101 |  | TAMCO | TAMCO | 630.000 A | BTHO NO 19 |  | Pass | null
256981161 | TNB | DISTRIBUTION | CHERAS | Existing | BCRS/PCE/J00176/MBB05336 | 300005476 | 11 kV | CLOSED | VACUUM | B05336 | BTHO NO 18 |  |  |  | B05336 | 20001101 |  | TAMCO | TAMCO | 630.000 A | BTHO 17 |  | Pass | null
256981162 | TNB | DISTRIBUTION | CHERAS | Existing | BCRS/PCE/J00176/MBB05337 | 300005477 | 11 kV | CLOSED | VACUUM | B05337 | BTHO NO 18 |  |  |  | B05337 | 20001101 |  | TAMCO | TAMCO | 630.000 A | TX1 1000 KVA |  | Pass | null
257018449 | TNB | DISTRIBUTION | CHERAS | Existing | BCRS/PCE/J00796/MB | 300272380 | 11 kV | CLOSED | VACUUM | B05889 | WOON HWA TRADING |  |  |  | B05889 | 20021111 |  | MAHKOTA | MAHKOTA | 630.000 A | TX1 |  | Pass | null
257018450 | TNB | DISTRIBUTION | CHERAS | Existing | BCRS/PCE/J00796/MB | 300272381 | 11 kV | CLOSED | VACUUM | B05890 | WOON HWA TRADING |  |  |  | B05890 | 20021111 |  | MAHKOTA | MAHKOTA | 630.000 A | LFIP NO.3 |  | Pass | null
257018451 | TNB | DISTRIBUTION | CHERAS | Existing | BCRS/PCE/J00796/MB | 300272379 | 11 kV | CLOSED | VACUUM | B05888 | WOON HWA TRADING |  |  |  | B05888 | 20021111 |  | MAHKOTA | MAHKOTA | 630.000 A | CHAN AND CHUA |  | Pass | null
257018550 | TNB | DISTRIBUTION | CHERAS | Existing | BCRS/PCE/J00587/MB07138 | 300269165 | 11 kV | CLOSED | VACUUM | B07138 | AUTOLIV HIROTAKO |  |  |  | MB07138 | 18/07/1998 |  | TAMCO | TAMCO | 630.000 A | AUTOLIV HIROTAKO |  | Pass | null
257018551 | TNB | DISTRIBUTION | CHERAS | Existing | BCRS/PCE/J00587/MB07137 | 300269164 | 11 kV | CLOSED | VACUUM | B07137 | AUTOLIV HIROTAKO |  |  |  | MB07137 | 18/07/1998 |  | TAMCO | TAMCO | 630.000 A | AUTOLIV HIROTAKO |  | Pass | null
257018552 | TNB | DISTRIBUTION | CHERAS | Existing | BCRS/PCE/J00587/MB07139 | 300269166 | 11 kV | CLOSED | VACUUM | B07139 | AUTOLIV HIROTAKO |  |  |  | MB07139 | 18/07/1998 |  | TAMCO | TAMCO | 630.000 A | AUTOLIV HIROTAKO |  | Pass | null
257028226 | TNB | DISTRIBUTION | CHERAS | Existing | BCRS/PCE/J00092/MBF4 | 300311936 | 11 kV | CLOSED | VACUUM | B05084 | RMH PANGSA TMN PERKASA NO 2 |  |  |  | TNB0000 | 20011101 |  | TAMCO | TAMCO | 630.000 A | KAWASAN |  | Pass | null
257028227 | TNB | DISTRIBUTION | CHERAS | Existing | BCRS/PCE/J00092/MBF3 | 300311934 | 11 kV | CLOSED | VACUUM | B05085 | RMH PANGSA TMN PERKASA NO 2 |  |  |  | TNB0000 | 20011101 |  | TAMCO | TAMCO | 630.000 A | KAWASAN |  | Pass | null
257028228 | TNB | DISTRIBUTION | CHERAS | Existing | BCRS/PCE/J00092/MBF2 | 300311933 | 11 kV | CLOSED | VACUUM | B05086 | RMH PANGSA TMN PERKASA NO 2 |  |  |  | TNB0000 | 20011101 |  | TAMCO | TAMCO | 630.000 A | KAWASAN |  | Pass | null
257028229 | TNB | DISTRIBUTION | CHERAS | Existing | BCRS/PCE/J00092/MBF1 | 300311932 | 11 kV | CLOSED | VACUUM | B05087 | RMH PANGSA TMN PERKASA NO 2 |  |  |  | TNB0000 | 20011101 |  | TAMCO | TAMCO | 630.000 A | KAWASAN |  | Pass | null
257028691 | TNB | DISTRIBUTION | CHERAS | Existing | BCRS/PCE/J00903/MB | 300430835 | 11 kV | CLOSED | VACUUM | B09937 | MASTERSKILL |  |  |  | TNB0000 | 20001101 |  | TAMCO | TAMCO | 630.000 A | KAWASAN |  | Pass | null
257028692 | TNB | DISTRIBUTION | CHERAS | Existing | BCRS/PCE/J00903/MB | 300430834 | 11 kV | CLOSED | VACUUM | B09938 | MASTERSKILL |  |  |  | TNB0000 | 20001101 |  | TAMCO | TAMCO | 630.000 A | KAWASAN |  | Pass | null
257028693 | TNB | DISTRIBUTION | CHERAS | Existing | BCRS/PCE/J00903/MB | 300430833 | 11 kV | CLOSED | VACUUM | B09936 | MASTERSKILL |  |  |  | TNB0000 | 20001101 |  | TAMCO | TAMCO | 630.000 A | KAWASAN |  | Pass | null
257049561 | TNB | DISTRIBUTION | CHERAS | Existing | BCRS/PCE/J00247/MB3 | 300005972 | 11 kV | CLOSED | VACUUM | B05363 | MEGA POWER |  |  |  | B05363 | 20021101 |  | MAHKOTA | MAHKOTA | 630.000 A | FACES MARKETING |  | Pass | null
257049562 | TNB | DISTRIBUTION | CHERAS | Existing | BCRS/PCE/J00247/MB1 | 300005970 | 11 kV | CLOSED | VACUUM | B05361 | MEGA POWER |  |  |  | B05361 | 20021101 |  | MAHKOTA | MAHKOTA | 630.000 A | JORDONE CORPORATION NO 2 |  | Pass | null
257049563 | TNB | DISTRIBUTION | CHERAS | Existing | BCRS/PCE/J00247/MB2 | 300005971 | 11 kV | CLOSED | VACUUM | B05362 | MEGA POWER |  |  |  | B05362 | 20021101 |  | MAHKOTA | MAHKOTA | 630.000 A | PENGGUNA HT |  | Pass | null
257122675 | TNB | DISTRIBUTION | CHERAS | Existing | BCRS/PCE/J00605/MB4 | 300452294 | 11 kV | CLOSED | VACUUM | TNB0000 | PALACE OF GOLDEN HORSES |  |  |  | TNB0000 | 19981101 |  | SIEMENS | SIEMENS | 630.000 A | KAWASAN |  | Pass | null
257122676 | TNB | DISTRIBUTION | CHERAS | Existing | BCRS/PCE/J00605/MB2 | 300452292 | 11 kV | CLOSED | VACUUM | TNB0000 | PALACE OF GOLDEN HORSES |  |  |  | TNB0000 | 19981101 |  | SIEMENS | SIEMENS | 630.000 A | KAWASAN |  | Pass | null
257122677 | TNB | DISTRIBUTION | CHERAS | Existing | BCRS/PCE/J00605/MB3 | 300452293 | 11 kV | OPEN | VACUUM | TNB0000 | PALACE OF GOLDEN HORSES |  |  |  | TNB0000 | 19981101 |  | SIEMENS | SIEMENS | 630.000 A | KAWASAN |  | Pass | null
257122678 | TNB | DISTRIBUTION | CHERAS | Existing | BCRS/PCE/J00605/MB1 | 300452291 | 11 kV | CLOSED | VACUUM | TNB0000 | PALACE OF GOLDEN HORSES |  |  |  | TNB0000 | 19981101 |  | SIEMENS | SIEMENS | 630.000 A | KAWASAN |  | Pass | null
257134222 | TNB | DISTRIBUTION | CHERAS | Existing |  |  | 11 kV | OPEN | VACUUM | B05500 | MINES SHOPPING FAIR (HANDOVER TO CUST.) | [6 empty] | TAMCO | VK10J20H | 630.000 A | S/S MINES |  | Pass | null
257134223 | TNB | DISTRIBUTION | CHERAS | Existing |  |  | 11 kV | CLOSED | VACUUM | B05493 | MINES SHOPPING FAIR (HANDOVER TO CUST.) | [6 empty] | TAMCO | VK10J20H | 630.000 A | MSB1 |  | Pass | null
257134224 | TNB | DISTRIBUTION | CHERAS | Existing |  |  | 11 kV | CLOSED | VACUUM | B05601 | MINES SHOPPING FAIR (HANDOVER TO CUST.) | [6 empty] | TAMCO | VK10J20H | 630.000 A | MSB2 |  | Pass | null
257134225 | TNB | DISTRIBUTION | CHERAS | Existing |  |  | 11 kV | CLOSED | VACUUM | B05502 | MINES SHOPPING FAIR (HANDOVER TO CUST.) | [6 empty] | TAMCO | VK10J20H | 630.000 A | MINE-1 |  | Pass | null
257134226 | TNB | DISTRIBUTION | CHERAS | Existing |  |  | 11 kV | CLOSED | VACUUM | B05603 | MINES SHOPPING FAIR (HANDOVER TO CUST.) | [6 empty] | TAMCO | VK10J20H | 630.000 A | MINE-2 |  | Pass | null
257134227 | TNB | DISTRIBUTION | CHERAS | Existing |  |  | 11 kV | OPEN | VACUUM | B05492 | MINES SHOPPING FAIR (HANDOVER TO CUST.) | [6 empty] | TAMCO | VK10J20H | 630.000 A | SPARE |  | Pass | null
257134232 | TNB | DISTRIBUTION | CHERAS | Existing |  |  | 11 kV | CLOSED | VACUUM | B05642 | MINES SHOPPING FAIR (HANDOVER TO CUST.) | [6 empty] | TAMCO | VK10J20H | 630.000 A | MSB 3 |  | Pass | null
257134255 | TNB | DISTRIBUTION | CHERAS | Existing |  |  | 11 kV | OPEN | VACUUM | B05643 | MINES SHOPPING FAIR (HANDOVER TO CUST.) | [6 empty] | TAMCO | VK10J20H | 630.000 A | SPARE |  | Pass | null
257223318 | TNB | DISTRIBUTION | CHERAS | Existing | BCRS/PCE/J00677/MB | 300270721 | 11 kV | CLOSED | VACUUM | B06377 | DESA KARUNMAS NO 4 |  |  |  | B06377 | 20001101 |  | UNIVAC | UNIVAC | 630.000 A | TX2 |  | Pass | null
257223319 | TNB | DISTRIBUTION | CHERAS | Existing | BCRS/PCE/J00677/MB | 300270720 | 11 kV | CLOSED | VACUUM | B06449 | DESA KARUNMAS NO 4 |  |  |  | B06449 | 20001101 |  | UNIVAC | UNIVAC | 630.000 A | RMH PANGSA TMN D.KARUMAS |  | Pass | null
257223320 | TNB | DISTRIBUTION | CHERAS | Existing | BCRS/PCE/J00677/MB | 300270719 | 11 kV | CLOSED | VACUUM | B06448 | DESA KARUNMAS NO 4 |  |  |  | B06448 | 20001101 |  | UNIVAC | UNIVAC | 630.000 A | TX1 |  | Pass | null
257223321 | TNB | DISTRIBUTION | CHERAS | Existing | BCRS/PCE/J00677/MB | 300270722 | 11 kV | CLOSED | VACUUM | B06447 | DESA KARUNMAS NO 4 |  |  |  | B06447 | 20001101 |  | UNIVAC | UNIVAC | 630.000 A | TMN DESA KARUMAS NO 1 |  | Pass | null
257244669 | TNB | DISTRIBUTION | CHERAS | Existing | BCRS/PCE/J00728/MB | 300270978 | 11 kV | CLOSED | VACUUM | B06278 | KAJANG HEIGHT NO 1 |  |  |  | B06278 | 19991111 |  | MAHKOTA | MAHKOTA | 630.000 A | SPARE |  | Pass | null
257244670 | TNB | DISTRIBUTION | CHERAS | Existing | BCRS/PCE/J00728/MB | 300270979 | 11 kV | CLOSED | VACUUM | B06279 | KAJANG HEIGHT NO 1 |  |  |  | B06279 | 19991111 |  | MAHKOTA | MAHKOTA | 630.000 A | KAJANG HEIGHT NO 2 |  | Pass | null
257244671 | TNB | DISTRIBUTION | CHERAS | Existing | BCRS/PCE/J00728/MB | 300270975 | 11 kV | CLOSED | VACUUM | B06276 | KAJANG HEIGHT NO 1 |  |  |  | B06276 | 19991111 |  | MAHKOTA | MAHKOTA | 630.000 A | PRIMA MASTONE |  | Pass | null
257244672 | TNB | DISTRIBUTION | CHERAS | Existing | BCRS/PCE/J00728/MB | 300270976 | 11 kV | CLOSED | VACUUM | B06277 | KAJANG HEIGHT NO 1 |  |  |  | B06277 | 19991111 |  | MAHKOTA | MAHKOTA | 630.000 A | TX1 |  | Pass | null
257257304 | TNB | DISTRIBUTION | CHERAS | Existing | BCRS/PCE/J00668/MBB06464 | 300270688 | 11 kV | CLOSED | VACUUM | B06464 | STRATEGIK PRODUCT |  |  |  | B06464 | 20011111 |  | UNIVAC | UNIVAC | 630.000 A | COPPERTECH KG B.BLAKONG |  | Pass | null
257257305 | TNB | DISTRIBUTION | CHERAS | Existing | BCRS/PCE/J00668/MBB06466 | 300270690 | 11 kV | CLOSED | VACUUM | B06466 | STRATEGIK PRODUCT |  |  |  | B06466 | 20011111 |  | UNIVAC | UNIVAC | 630.000 A | BRONEY HILL NO 1 |  | Pass | null
257257306 | TNB | DISTRIBUTION | CHERAS | Existing | BCRS/PCE/J00668/MBB06465 | 300270689 | 11 kV | CLOSED | VACUUM | B06465 | STRATEGIK PRODUCT |  |  |  | B06465 | 20011111 |  | UNIVAC | UNIVAC | 630.000 A | TX1 |  | Pass | null
257274495 | TNB | DISTRIBUTION | CHERAS | Existing | BCRS/PCE/J00602/MBB02881 | 300516309 | 11 kV | CLOSED | VACUUM | B02630 | MINES GOLF RESORT |  |  |  | B02883 | 20/11/2015 |  | EPE | 12 A20 | 630.000 A | BKT BELIMBING NO 2 |  | Pass | null
257274496 | TNB | DISTRIBUTION | CHERAS | Existing | BCRS/PCE/J00602/MBB02880 | 300516308 | 11 kV | CLOSED | VACUUM | B02632 | MINES GOLF RESORT |  |  |  | B02280 | 20/11/2015 |  | EPE | 12 A20 | 630.000 A | TX1 |  | Pass | null
257274497 | TNB | DISTRIBUTION | CHERAS | Existing | BCRS/PCE/J00602/MBB02879 | 300516306 | 11 kV | CLOSED | VACUUM | B02631 | MINES GOLF RESORT |  |  |  | B02878 | 20/11/2015 |  | EPE | 12 A20 | 630.000 A | BKT BELIMBING NO 4 |  | Pass | null
257290297 | TNB | DISTRIBUTION | CHERAS | Existing | BCRS/PCE/J00314/MBB06545 | 300010271 | 11 kV | CLOSED | VACUUM | B06545 | SETIA KASTURI NO 2 |  |  |  | B06545 | 20021111 |  | MAHKOTA | MAHKOTA | 630.000 A | PPURI SETIA KASTURI |  | Pass | null
257290298 | TNB | DISTRIBUTION | CHERAS | Existing | BCRS/PCE/J00314/MBB06548 | 300010274 | 11 kV | CLOSED | VACUUM | B06548 | SETIA KASTURI NO 2 |  |  |  | B06548 | 20021111 |  | MAHKOTA | MAHKOTA | 630.000 A | TX2 |  | Pass | null
257290299 | TNB | DISTRIBUTION | CHERAS | Existing | BCRS/PCE/J00314/MBB06547 | 300010273 | 11 kV | CLOSED | VACUUM | B06547 | SETIA KASTURI NO 2 |  |  |  | B06547 | 20021111 |  | TAMCO | TAMCO | 630.000 A | TX1 |  | Pass | null
257290300 | TNB | DISTRIBUTION | CHERAS | Existing | BCRS/PCE/J00314/MBB06546 | 300010272 | 11 kV | CLOSED | VACUUM | B06546 | SETIA KASTURI NO 2 |  |  |  | B06546 | 20021111 |  | MAHKOTA | MAHKOTA | 630.000 A | SETIA KASTURI NO 3 |  | Pass | null
257293318 | TNB | DISTRIBUTION | CHERAS | Existing | BCRS/PCE/J00280/MB3 | 300430790 | 11 kV | CLOSED | VACUUM | B01258 | U-LIK PLASTIK |  |  |  | TNB0000 | 20001101 |  | TAMCO | TAMCO | 630.000 A | KAWASAN |  | Pass | null
257293319 | TNB | DISTRIBUTION | CHERAS | Existing | BCRS/PCE/J00280/MB2 | 300430788 | 11 kV | CLOSED | VACUUM | B01257 | U-LIK PLASTIK |  |  |  | TNB0000 | 20001101 |  | TAMCO | TAMCO | 630.000 A | KAWASAN |  | Pass | null
257293320 | TNB | DISTRIBUTION | CHERAS | Existing | BCRS/PCE/J00280/MB1 | 300430787 | 11 kV | CLOSED | VACUUM | B01259 | U-LIK PLASTIK |  |  |  | TNB0000 | 20001101 |  | TAMCO | TAMCO | 630.000 A | KAWASAN |  | Pass | null
257293321 | TNB | DISTRIBUTION | CHERAS | Existing |  |  | 11 kV | OPEN | VACUUM | B01260 | U-LIK PLASTIK | [6 empty] | EPE | 12A 20 | 630.000 A | SPARE |  | Pass | null
257293394 | TNB | DISTRIBUTION | CHERAS | Existing | BCRS/PCE/J00801/MB2 | 300430813 | 11 kV | CLOSED | VACUUM | B05046 | LEW MEW CHOI |  |  |  | B05016 | 20011111 |  | UNIVAC | UNIVAC | 630.000 A | TX 1000 KVA |  | Pass | null
257293395 | TNB | DISTRIBUTION | CHERAS | Existing | BCRS/PCE/J00801/MB3 | 300430812 | 11 kV | CLOSED | VACUUM | B05047 | LEW MEW CHOI |  |  |  | B05017 | 20011111 |  | UNIVAC | UNIVAC | 630.000 A | MERCEDES |  | Pass | null
257293396 | TNB | DISTRIBUTION | CHERAS | Existing | BCRS/PCE/J00801/MB1 | 300430810 | 11 kV | CLOSED | VACUUM | B05045 | LEW MEW CHOI |  |  |  | B0501 | 20011111 |  | UNIVAC | UNIVAC | 630.000 A | LOT 33842 JLN BALAKONG |  | Pass | null
257310912 | TNB | DISTRIBUTION | CHERAS | Existing | BCRS/PCE/J00028/MBB00632 | 300004167 | 11 kV | CLOSED | VACUUM | B00632 | P/PURI PERMATA CHERAS |  |  |  | B00632 | 20011101 |  | TAMCO | TAMCO | 630.000 A | TX 1000 KVA MTM |  | Pass | null
257310913 | TNB | DISTRIBUTION | CHERAS | Existing | BCRS/PCE/J00028/MBB00631 | 300004166 | 11 kV | CLOSED | VACUUM | B00631 | P/PURI PERMATA CHERAS |  |  |  | B006310 | 20011101 |  | TAMCO | TAMCO | 630.000 A | RMH PAM SEGAR PERDANA |  | Pass | null
257310914 | TNB | DISTRIBUTION | CHERAS | Existing | BCRS/PCE/J00028/MBB00630 | 300004165 | 11 kV | CLOSED | VACUUM | B00630 | P/PURI PERMATA CHERAS |  |  |  | B00630 | 20011101 |  | TAMCO | TAMCO | 630.000 A | TAMAN CHERAS PERMATA NO 2 |  | Pass | null
257322885 | TNB | DISTRIBUTION | CHERAS | Existing | BCRS/PCE/J00591/MBB07876 | 300269178 | 11 kV | CLOSED | VACUUM | B07876 | NO 1 JLN BALAKONG JAYA 25 |  |  |  | MBB07876 | 18/07/1998 |  | TOPRANK | TOPRANK | 630.000 A | NO 1 JLN BALAKONG JAYA 25 |  | Pass | null
257322886 | TNB | DISTRIBUTION | CHERAS | Existing | BCRS/PCE/J00591/MBB07877 | 300269179 | 11 kV | CLOSED | VACUUM | B07877 | NO 1 JLN BALAKONG JAYA 25 |  |  |  | MBB07877 | 18/07/1998 |  | TOPRANK | TOPRANK | 630.000 A | NO 1 JLN BALAKONG JAYA 25 |  | Pass | null
257322887 | TNB | DISTRIBUTION | CHERAS | Existing | BCRS/PCE/J00591/MBB07875 | 300269177 | 11 kV | CLOSED | VACUUM | B07875 | NO 1 JLN BALAKONG JAYA 25 |  |  |  | MBB07875 | 18/07/1998 |  | TOPRANK | TOPRANK | 630.000 A | NO 1 JLN BALAKONG JAYA 25 |  | Pass | null
257323365 | TNB | DISTRIBUTION | CHERAS | Existing | BCRS/PCE/J00516/MBB07568 | 300267976 | 11 kV | CLOSED | VACUUM | B07568 | JLN SUADAMAI 10/1 BTHO |  |  |  | B00000 | 19991111 |  | TAMCO | TAMCO | 630.000 A | SUADAMAI 10/1 |  | Pass | null
257323366 | TNB | DISTRIBUTION | CHERAS | Existing | BCRS/PCE/J00516/MBB07570 | 300267978 | 11 kV | CLOSED | VACUUM | B07571 | JLN SUADAMAI 10/1 BTHO |  |  |  | B00000 | 19991111 |  | TAMCO | TAMCO | 630.000 A | SUADAMAI 10/1 |  | Pass | null
257323367 | TNB | DISTRIBUTION | CHERAS | Existing | BCRS/PCE/J00516/MBB07571 | 300267979 | 11 kV | CLOSED | VACUUM | B07567 | JLN SUADAMAI 10/1 BTHO |  |  |  | B00000 | 19991111 |  | TAMCO | TAMCO | 630.000 A | SUADAMAI 10/1 |  | Pass | null
257323368 | TNB | DISTRIBUTION | CHERAS | Existing | BCRS/PCE/J00516/MBB07567 | 300267975 | 11 kV | CLOSED | VACUUM | B07569 | JLN SUADAMAI 10/1 BTHO |  |  |  | B00000 | 19991111 |  | TAMCO | TAMCO | 630.000 A | SUADAMAI 10/1 |  | Pass | null
257323369 | TNB | DISTRIBUTION | CHERAS | Existing | BCRS/PCE/J00516/MBB07569 | 300267977 | 11 kV | OPEN | VACUUM | B07570 | JLN SUADAMAI 10/1 BTHO |  |  |  | B00000 | 19991111 |  | TAMCO | TAMCO | 630.000 A | SUADAMAI 10/1 |  | Pass | null
257326640 | TNB | DISTRIBUTION | CHERAS | Existing |  |  | 11 kV | CLOSED | VACUUM | B04686 | GARDEN PARK SG LONG NO 15 | [6 empty] | UNIVAC | UNIVAC 12/20 | 630.000 A | B05397 PE GARDEN PARK SG.LONG NO 1 |  | Pass | null
257326641 | TNB | DISTRIBUTION | CHERAS | Existing |  |  | 11 kV | CLOSED | VACUUM | B04689 | GARDEN PARK SG LONG NO 15 | [6 empty] | UNIVAC | UNIVAC 12/20 | 630.000 A | B05389 GARDEN PARK NO 2 |  | Pass | null
257326642 | TNB | DISTRIBUTION | CHERAS | Existing |  |  | 11 kV | CLOSED | VACUUM | B04687 | GARDEN PARK SG LONG NO 15 | [6 empty] | UNIVAC | UNIVAC 12/20 | 630.000 A | TX1-1000KVA |  | Pass | null
257326643 | TNB | DISTRIBUTION | CHERAS | Existing |  |  | 11 kV | CLOSED | VACUUM | B04688 | GARDEN PARK SG LONG NO 15 | [6 empty] | UNIVAC | UNIVAC 12/20 | 630.000 A | TX2-1000KVA |  | Pass | null
257327409 | TNB | DISTRIBUTION | CHERAS | Existing | BCRS/PCE/J00798/MBB05052 | 300272389 | 11 kV | CLOSED | VACUUM | B05052 | YP PRESICIAN |  |  |  | B05052 | 20011111 |  | ITEM | ITEM | 630.000 A | TX1 1000 KVA MTM |  | Pass | null
257327410 | TNB | DISTRIBUTION | CHERAS | Existing | BCRS/PCE/J00798/MBB05053 | 300272390 | 11 kV | CLOSED | VACUUM | B05053 | YP PRESICIAN |  |  |  | B05053 | 20011111 |  | ITEM | ITEM | 630.000 A | TX2 1000 KVA EWT |  | Pass | null
257327461 | TNB | DISTRIBUTION | CHERAS | Existing | BCRS/PCE/J00798/MBB05054 | 300272391 | 11 kV | CLOSED | VACUUM | B05054 | YP PRESICIAN |  |  |  | B05054 | 20011111 |  | ITEM | ITEM | 630.000 A | COMPACT SHIN LEE |  | Pass | null
257327462 | TNB | DISTRIBUTION | CHERAS | Existing | BCRS/PCE/J00798/MBB05051 | 300272388 | 11 kV | CLOSED | VACUUM | B05051 | YP PRESICIAN |  |  |  | B05051 | 20011111 |  | ITEM | ITEM | 630.000 A | JLN PERUSAAN NO 3 |  | Pass | null
257343545 | TNB | DISTRIBUTION | CHERAS | Existing | BCRS/PCE/J00006/MBB05155 | 300003247 | 11 kV | CLOSED | VACUUM | B05155 | TMN HARMONI INDAH NO 2 |  |  |  | B05154 | 20011111 |  | UNIVAC | UNIVAC | 630.000 A | TMN HARMONI |  | Pass | null
257343546 | TNB | DISTRIBUTION | CHERAS | Existing | BCRS/PCE/J00006/MBB05157 | 300003249 | 11 kV | CLOSED | VACUUM | B05157 | TMN HARMONI INDAH NO 2 |  |  |  | B05157 | 20011111 |  | UNIVAC | UNIVAC | 630.000 A | TX2 |  | Pass | null
257343547 | TNB | DISTRIBUTION | CHERAS | Existing | BCRS/PCE/J00006/MBB05156 | 300003248 | 11 kV | CLOSED | VACUUM | B05156 | TMN HARMONI INDAH NO 2 |  |  |  | B05155 | 20011111 |  | UNIVAC | UNIVAC | 630.000 A | HARMONI INDAH 1 |  | Pass | null
257343548 | TNB | DISTRIBUTION | CHERAS | Existing | BCRS/PCE/J00006/MBB05154 | 300003246 | 11 kV | CLOSED | VACUUM | B05154 | TMN HARMONI INDAH NO 2 |  |  |  | B05154 | 20011101 |  | UNIVAC | UNIVAC | 630.000 A | TX1 |  | Pass | null
257349557 | TNB | DISTRIBUTION | CHERAS | Existing | BCRS/PCE/J00435/MBB05988 | 300013539 | 11 kV | CLOSED | VACUUM | B05987 | APARTMENT JUARA JAYA |  |  |  | B05987 | 20021111 |  | ITEM | SIEMENS | 630.000 A | SSU BKT BELIMBING |  | Pass | null
257349558 | TNB | DISTRIBUTION | CHERAS | Existing | BCRS/PCE/J00435/MBB05987 | 300013538 | 11 kV | CLOSED | VACUUM | B05988 | APARTMENT JUARA JAYA |  |  |  | B05988 | 20021111 |  | ITEM | SIEMENS | 630.000 A | TX1 |  | Pass | null
257349577 | TNB | DISTRIBUTION | CHERAS | Existing | BCRS/PCE/J00435/MBB05989 | 300013540 | 11 kV | CLOSED | VACUUM | B05989 | APARTMENT JUARA JAYA |  |  |  | B05989 | 20021111 |  | ITEM | SIEMENS | 630.000 A | RMH TERES JUARA JAYA |  | Pass | null
257355488 | TNB | DISTRIBUTION | CHERAS | Existing | BCRS/PCE/J00595/MBB01963 | 300269184 | 11 kV | CLOSED | VACUUM | B01963 | ASAHI KOSEI |  |  |  | B01963 | 20031101 |  | TAMCO | VHH | 630.000 A | PENGGUNA 11KV |  | Pass | null
257355489 | TNB | DISTRIBUTION | CHERAS | Existing | BCRS/PCE/J00595/MBB01962 | 300269183 | 11 kV | OPEN | VACUUM | B01962 | ASAHI KOSEI |  |  |  | B01962 | 20031101 |  | TAMCO | VHH | 630.000 A | YEW LUM NO 2 |  | Pass | null
257355490 | TNB | DISTRIBUTION | CHERAS | Existing | BCRS/PCE/J00595/MBB01964 | 300269185 | 11 kV | CLOSED | VACUUM | B01964 | ASAHI KOSEI |  |  |  | B01964 | 20031101 |  | TAMCO | TAMCO | 630.000 A | TANMING RAYA NO 2 |  | Pass | null
257363852 | TNB | DISTRIBUTION | CHERAS | Existing | BCRS/PCE/J00365/MBB01830 | 300010529 | 11 kV | CLOSED | VACUUM | B01829 | REALCO SB |  |  |  | B01830 | 19951111 |  | TAMCO | TAMCO | 630.000 A | TX1 |  | Pass | null
257363853 | TNB | DISTRIBUTION | CHERAS | Existing | BCRS/PCE/J00365/MBB01831 | 300010530 | 11 kV | CLOSED | VACUUM | B01829 | REALCO SB |  |  |  | B01831 | 19951111 |  | TAMCO | TAMCO | 630.000 A | UNION CARPET MAKER |  | Pass | null
257363854 | TNB | DISTRIBUTION | CHERAS | Existing | BCRS/PCE/J00365/MBB01829 | 300010528 | 11 kV | CLOSED | VACUUM | B01829 | REALCO SB |  |  |  | B01829 | 19951101 |  | TAMCO | TAMCO | 630.000 A | POLAR ICE CREAM |  | Pass | null
257364371 | TNB | DISTRIBUTION | CHERAS | Existing | BCRS/PCE/J00769/MB | 300271259 | 11 kV | CLOSED | VACUUM | B05875 | LIC INDUSTRI |  |  |  | B05875 | 20021111 |  | MAHKOTA | MAHKOTA | 630.000 A | S3 LAND |  | Pass | null
257364372 | TNB | DISTRIBUTION | CHERAS | Existing | BCRS/PCE/J00769/MB | 300271261 | 11 kV | CLOSED | VACUUM | B05877 | LIC INDUSTRI |  |  |  | B05877 | 20021111 |  | MAHKOTA | MAHKOTA | 630.000 A | TX2 |  | Pass | null
257364373 | TNB | DISTRIBUTION | CHERAS | Existing | BCRS/PCE/J00769/MB | 300271262 | 11 kV | CLOSED | VACUUM | B05878 | LIC INDUSTRI |  |  |  | B05878 | 20021111 |  | MAHKOTA | MAHKOTA | 630.000 A | TMN IND ANGKAT PERDANA NO 1 |  | Pass | null
257364374 | TNB | DISTRIBUTION | CHERAS | Existing | BCRS/PCE/J00769/MB | 300271260 | 11 kV | CLOSED | VACUUM | B05876 | LIC INDUSTRI |  |  |  | B05876 | 20021111 |  | MAHKOTA | MAHKOTA | 630.000 A | TX1 |  | Pass | null
257404331 | TNB | DISTRIBUTION | CHERAS | Existing | BCRS/PCE/J00897/MB3 | 300430831 | 11 kV | CLOSED | VACUUM | B10145 | WRITEBEST |  |  |  | B10145 | 20101101 |  | SIEMENS | SIEMENS | 630.000 A | CHASELAND NO 3 |  | Pass | null
257404332 | TNB | DISTRIBUTION | CHERAS | Existing | BCRS/PCE/J00897/MB1 | 300430829 | 11 kV | CLOSED | VACUUM | B10143 | WRITEBEST |  |  |  | B10143 | 20101101 |  | SIEMENS | SIEMENS | 630.000 A | CHASELAND NO 2 |  | Pass | null
257404333 | TNB | DISTRIBUTION | CHERAS | Existing | BCRS/PCE/J00897/MB2 | 300430830 | 11 kV | CLOSED | VACUUM | B10144 | WRITEBEST |  |  |  | B10144 | 20101101 |  | SIEMENS | SIEMENS | 630.000 A | PENGGUNA HT |  | Pass | null
257413891 | TNB | DISTRIBUTION | CHERAS | Existing | BCRS/PCE/J00223/MBB04846 | 300005804 | 11 kV | CLOSED | VACUUM | B04846 | P/PURI FOREST GREEN |  |  |  | B04846 | 20001101 |  | SIEMENS | SIEMENS | 630.000 A | TMN SG LONG NO 1 |  | Pass | null
257413892 | TNB | DISTRIBUTION | CHERAS | Existing | BCRS/PCE/J00223/MBB04848 | 300005806 | 11 kV | CLOSED | VACUUM | B04848 | P/PURI FOREST GREEN |  |  |  | B04848 | 20001101 |  | SIEMENS | SIEMENS | 630.000 A | TX2 1000 KVA |  | Pass | null
257413893 | TNB | DISTRIBUTION | CHERAS | Existing | BCRS/PCE/J00223/MBB04847 | 300005805 | 11 kV | CLOSED | VACUUM | B04847 | P/PURI FOREST GREEN |  |  |  | B04847 | 20001101 |  | SIEMENS | SIEMENS | 630.000 A | TX1 1000 KVA MTM |  | Pass | null
257413894 | TNB | DISTRIBUTION | CHERAS | Existing | BCRS/PCE/J00223/MBB04849 | 300005807 | 11 kV | CLOSED | VACUUM | B04849 | P/PURI FOREST GREEN |  |  |  | B04849 | 20001101 |  | SIEMENS | SIEMENS | 630.000 A | P'PURI FOREST GREEN CONDO |  | Pass | null
257449048 | TNB | DISTRIBUTION | CHERAS | Existing | BCRS/PCE/J00539/MB1 | 300268228 | 11 kV | CLOSED | VACUUM | B05646 | MINES EXIBITION CENTRE |  |  |  | B05646 | 20001101 |  | ITEM | SIEMENS | 630.000 A | PPU MINES VCB 4 |  | Pass | null
257449049 | TNB | DISTRIBUTION | CHERAS | Existing | BCRS/PCE/J00539/MB3 | 300268230 | 11 kV | CLOSED | VACUUM | B05645 | MINES EXIBITION CENTRE |  |  |  | B05645 | 20001101 |  | ITEM | SIEMENS | 630.000 A | PENGGUNA 2 |  | Pass | null
257449050 | TNB | DISTRIBUTION | CHERAS | Existing | BCRS/PCE/J00539/MB5 | 300448807 | 11 kV | CLOSED | VACUUM | B12105 | MINES EXIBITION CENTRE |  |  |  | B12105 | 31/12/2012 |  | ITEM | SIEMENS | 630.000 A | PENGGUNA MINES 2 |  | Pass | null
257449051 | TNB | DISTRIBUTION | CHERAS | Existing | BCRS/PCE/J00539/MB7 | 300448809 | 11 kV | CLOSED | VACUUM | B05648 | MINES EXIBITION CENTRE |  |  |  | B05648 | 19981111 |  | ITEM | SIEMENS | 630.000 A | MINES HERITAGE |  | Pass | null
257449052 | TNB | DISTRIBUTION | CHERAS | Existing | BCRS/PCE/J00539/MB2 | 300268229 | 11 kV | CLOSED | VACUUM | B05644 | MINES EXIBITION CENTRE |  |  |  | B05644 | 20001101 |  | ITEM | SIEMENS | 630.000 A | PENGGUNA 1 |  | Pass | null
257456539 | TNB | DISTRIBUTION | CHERAS | Existing | BCRS/PCE/J00582/MB01909 | 300269148 | 11 kV | CLOSED | VACUUM | B01909 | AUDIO EXPRESS (TANMING) |  |  |  | MB01909 | 18/07/1998 |  | EPE | EPE | 630.000 A | AUDIO EXPRESS (TANMING) |  | Pass | null
257456540 | TNB | DISTRIBUTION | CHERAS | Existing | BCRS/PCE/J00582/MB01910 | 300269149 | 11 kV | CLOSED | VACUUM | B01910 | AUDIO EXPRESS (TANMING) |  |  |  | MB01910 | 18/07/1998 |  | EPE | EPE | 630.000 A | AUDIO EXPRESS (TANMING) |  | Pass | null
257456541 | TNB | DISTRIBUTION | CHERAS | Existing | BCRS/PCE/J00582/MB01908 | 300269147 | 11 kV | CLOSED | VACUUM | B01908 | AUDIO EXPRESS (TANMING) |  |  |  | MB01908 | 18/07/1998 |  | EPE | EPE | 630.000 A | AUDIO EXPRESS (TANMING) |  | Pass | null
257457534 | TNB | DISTRIBUTION | CHERAS | Existing | BCRS/PCE/J00917/MB3 | 300448369 | 11 kV | CLOSED | VACUUM | B02660 | BANGUNAN SAPURA |  |  |  | B02660 | 20001111 |  | TAMCO | TAMCO | 630.000 A | PENGGUNA HT |  | Pass | null
257457535 | TNB | DISTRIBUTION | CHERAS | Existing | BCRS/PCE/J00917/MB2 | 300448368 | 11 kV | CLOSED | VACUUM | B02659 | BANGUNAN SAPURA |  |  |  | B02659 | 20001111 |  | TAMCO | TAMCO | 630.000 A | PPU TURF CLUB VCB NO 9 |  | Pass | null
257457536 | TNB | DISTRIBUTION | CHERAS | Existing | BCRS/PCE/J00917/MB1 | 300313033 | 11 kV | CLOSED | VACUUM | B02658 | BANGUNAN SAPURA |  |  |  | B02658 | 20001111 |  | TAMCO | TAMCO | 630.000 A | SG BESI INDAH NO 5 |  | Pass | null
257460475 | TNB | DISTRIBUTION | CHERAS | Existing | BCRS/PCE/J00067/MBB02253 | 300004341 | 11 kV | CLOSED | VACUUM | B02253 | PKNS BKT KUNDANG |  |  |  | B02253 | 19971101 |  | TAMCO | TAMCO | 630.000 A | TX1 1000 KVA |  | Pass | null
257460476 | TNB | DISTRIBUTION | CHERAS | Existing | BCRS/PCE/J00067/MBB02252 | 300004340 | 11 kV | CLOSED | VACUUM | B02252 | PKNS BKT KUNDANG |  |  |  | B02252 | 19971101 |  | TAMCO | TAMCO | 630.000 A | FAIR VIEW |  | Pass | null
257460477 | TNB | DISTRIBUTION | CHERAS | Existing | BCRS/PCE/J00067/MBB02254 | 300004342 | 11 kV | CLOSED | VACUUM | B02254 | PKNS BKT KUNDANG |  |  |  | B02254 | 19971101 |  | TAMCO | TAMCO | 630.000 A | STS SUIS NURUL HIDAYAH |  | Pass | null
257463334 | TNB | DISTRIBUTION | CHERAS | Existing | BCRS/PCE/J00220/MBB02387 | 300005796 | 11 kV | CLOSED | VACUUM | B02387 | BDR SG LONG NO 10 |  |  |  | B02387 | 20001101 |  | SIEMENS | SIEMENS | 630.000 A | BDR SG LONG NO 8 |  | Pass | null
257463335 | TNB | DISTRIBUTION | CHERAS | Existing | BCRS/PCE/J00220/MBB05709 | 300005797 | 11 kV | CLOSED | VACUUM | B05709 | BDR SG LONG NO 10 |  |  |  | B05709 | 20001101 |  | SIEMENS | SIEMENS | 630.000 A | KAWASAN |  | Pass | null
257463336 | TNB | DISTRIBUTION | CHERAS | Existing | BCRS/PCE/J00220/MBB02386 | 300005795 | 11 kV | CLOSED | VACUUM | B02386 | BDR SG LONG NO 10 |  |  |  | B02386 | 20001101 |  | SIEMENS | SIEMENS | 630.000 A | KAWASAN |  | Pass | null
257463337 | TNB | DISTRIBUTION | CHERAS | Existing | BCRS/PCE/J00220/MBB02385 | 300005794 | 11 kV | CLOSED | VACUUM | B02385 | BDR SG LONG NO 10 |  |  |  | B02385 | 20001101 |  | SIEMENS | SIEMENS | 630.000 A | GREEN ACRE PARK |  | Pass | null
257464091 | TNB | DISTRIBUTION | CHERAS | Existing |  |  | 11 kV | CLOSED | VACUUM | B06330 | BDR MAHKOTA CHERAS NO. 5 | [6 empty] | TAMCO | VK10J20H | 630.000 A | B06692 RUMAH PUMP MAHKOTA CHERAS |  | Pass | null
257464092 | TNB | DISTRIBUTION | CHERAS | Existing |  |  | 11 kV | CLOSED | VACUUM | B06329 | BDR MAHKOTA CHERAS NO. 5 | [6 empty] | TAMCO | VK10J20H | 630.000 A | TX2-B06329 |  | Pass | null
257464093 | TNB | DISTRIBUTION | CHERAS | Existing |  |  | 11 kV | CLOSED | VACUUM | B06328 | BDR MAHKOTA CHERAS NO. 5 | [6 empty] | TAMCO | VK10J20H | 630.000 A | TX1-B06328 |  | Pass | null
257464094 | TNB | DISTRIBUTION | CHERAS | Existing |  |  | 11 kV | CLOSED | VACUUM | B06327 | BDR MAHKOTA CHERAS NO. 5 | [6 empty] | TAMCO | VK10J20H | 630.000 A | B06323 BANDAR MAHKOTA CHERAS NO 4 |  | Pass | null
257466525 | TNB | DISTRIBUTION | CHERAS | Existing |  |  | 11 kV | CLOSED | VACUUM | B09233 | MINES HERITAGE | [6 empty] | TOPRANK | HV-12 | 800.000 A | B05648 S/S MINES E/ CENTRE |  | Pass | null
257466526 | TNB | DISTRIBUTION | CHERAS | Existing |  |  | 11 kV | CLOSED | VACUUM | B09232 | MINES HERITAGE | [6 empty] | TOPRANK | HV-12 | 800.000 A | MSB 1 11KV MINES |  | Pass | null
257466527 | TNB | DISTRIBUTION | CHERAS | Existing |  |  | 11 kV | CLOSED | VACUUM | B09230 | MINES HERITAGE | [6 empty] | TOPRANK | HV-12 | 800.000 A | MSB 2 11KV MINES |  | Pass | null
257466528 | TNB | DISTRIBUTION | CHERAS | Existing |  |  | 11 kV | OPEN | VACUUM | SPARE | MINES HERITAGE | [6 empty] | Unknown | HV-12 |  | SPARE |  | Pass | null
257466529 | TNB | DISTRIBUTION | CHERAS | Existing |  |  | 11 kV | CLOSED | VACUUM | B09229 | MINES HERITAGE | [6 empty] | TOPRANK | HV-12 | 800.000 A | MINE-11 |  | Pass | null
257477824 | TNB | DISTRIBUTION | CHERAS | Existing | BCRS/PCE/J00181/MBB05327 | 300005514 | 11 kV | CLOSED | VACUUM | B05327 | BTHO NO 15 |  |  |  | B05327 | 20001101 |  | TAMCO | TAMCO | 630.000 A | BTHO NO 11 |  | Pass | null
257477825 | TNB | DISTRIBUTION | CHERAS | Existing | BCRS/PCE/J00181/MBB05326 | 300005513 | 11 kV | CLOSED | VACUUM | B05326 | BTHO NO 15 |  |  |  | B05236 | 20001101 |  | TAMCO | TAMCO | 630.000 A | TX21000 KVA |  | Pass | null
257477826 | TNB | DISTRIBUTION | CHERAS | Existing | BCRS/PCE/J00181/MBB05325 | 300005512 | 11 kV | CLOSED | VACUUM | B05325 | BTHO NO 15 |  |  |  | B05325 | 20001101 |  | TAMCO | TAMCO | 630.000 A | TX1 1000 KVA |  | Pass | null
257477828 | TNB | DISTRIBUTION | CHERAS | Existing | BCRS/PCE/J00181/MBB05324 | 300005511 | 11 kV | CLOSED | VACUUM | B05324 | BTHO NO 15 |  |  |  | B05324 | 20001101 |  | TAMCO | TAMCO | 630.000 A | APARTMENT SUAKASIH |  | Pass | null
257479691 | TNB | DISTRIBUTION | CHERAS | Existing | BCRS/PCE/J00263/MBB06322 | 300006171 | 11 kV | CLOSED | VACUUM | B06322 | BDR MAHKOTA CHERAS NO. 3 |  |  |  | B06322 | 20021101 |  | TAMCO | TAMCO | 630.000 A | BDR MAHKOTA CHERAS NO 4 |  | Pass | null
257479692 | TNB | DISTRIBUTION | CHERAS | Existing | BCRS/PCE/J00263/MBB06321 | 300006170 | 11 kV | CLOSED | VACUUM | B06321 | BDR MAHKOTA CHERAS NO. 3 |  |  |  | B06321 | 20021101 |  | TAMCO | TAMCO | 630.000 A | TX2 1000 KVA |  | Pass | null
257479693 | TNB | DISTRIBUTION | CHERAS | Existing | BCRS/PCE/J00263/MBB06320 | 300006169 | 11 kV | CLOSED | VACUUM | B06320 | BDR MAHKOTA CHERAS NO. 3 |  |  |  | B06320 | 20021101 |  | TAMCO | TAMCO | 630.000 A | TX1 1000KVA |  | Pass | null
257479694 | TNB | DISTRIBUTION | CHERAS | Existing | BCRS/PCE/J00263/MBB06319 | 300006168 | 11 kV | CLOSED | VACUUM | B06319 | BDR MAHKOTA CHERAS NO. 3 |  |  |  | B06319 | 20021101 |  | TAMCO | TAMCO | 630.000 A | PPU BMC VCB NO 14 |  | Pass | null
257480712 | TNB | DISTRIBUTION | CHERAS | Existing | BCRS/PCE/J00195/MBB02662 | 300005629 | 11 kV | CLOSED | VACUUM | B02662 | BDR SG LONG NO 14 |  |  |  | B02662 | 20001101 |  | MAHKOTA | MAHKOTA | 630.000 A | HV CUSTOMER |  | Pass | null
257480713 | TNB | DISTRIBUTION | CHERAS | Existing | BCRS/PCE/J00195/MBB02663 | 300005630 | 11 kV | CLOSED | VACUUM | B02663 | BDR SG LONG NO 14 |  |  |  | B02663 | 20001101 |  | MAHKOTA | MAHKOTA | 630.000 A | GREEN FLORA CONDIMINIUM |  | Pass | null
257480714 | TNB | DISTRIBUTION | CHERAS | Existing | BCRS/PCE/J00195/MBB02661 | 300005628 | 11 kV | CLOSED | VACUUM | B02661 | BDR SG LONG NO 14 |  |  |  | B02661 | 20001101 |  | MAHKOTA | MAHKOTA | 630.000 A | BDR SG LONG NO6 |  | Pass | null
257481195 | TNB | DISTRIBUTION | CHERAS | Existing | BCRS/PCE/J00266/MBB06334 | 300006201 | 11 kV | CLOSED | VACUUM | B06334 | BDR MAHKOTA CHERAS NO. 6 |  |  |  | B06334 | 20021101 |  | TAMCO | TAMCO | 630.000 A | BDR MAHKOTA CHERAS NO 7 |  | Pass | null
257481196 | TNB | DISTRIBUTION | CHERAS | Existing | BCRS/PCE/J00266/MBB06333 | 300006200 | 11 kV | CLOSED | VACUUM | B06333 | BDR MAHKOTA CHERAS NO. 6 |  |  |  | B06333 | 20021101 |  | TAMCO | TAMCO | 630.000 A | TX1 1000 KVA |  | Pass | null
257481197 | TNB | DISTRIBUTION | CHERAS | Existing | BCRS/PCE/J00266/MBB06332 | 300006199 | 11 kV | CLOSED | VACUUM | B06332 | BDR MAHKOTA CHERAS NO. 6 |  |  |  | B06332 | 20021101 |  | TAMCO | TAMCO | 630.000 A | TX2 1000 KVA |  | Pass | null
257481198 | TNB | DISTRIBUTION | CHERAS | Existing | BCRS/PCE/J00266/MBB06331 | 300006198 | 11 kV | CLOSED | VACUUM | B06331 | BDR MAHKOTA CHERAS NO. 6 |  |  |  | B06331 | 20021101 |  | TAMCO | TAMCO | 630.000 A | JLN DAYANG 4/8 BMC |  | Pass | null
257486727 | TNB | DISTRIBUTION | CHERAS | Existing |  |  | 11 kV | CLOSED | VACUUM | B06693 | BDR MAHKOTA CHERAS NO 14 | [6 empty] | TAMCO | VK10J20H | 630.000 A | SGLN-9 |  | Pass | null
257486728 | TNB | DISTRIBUTION | CHERAS | Existing |  |  | 11 kV | OPEN | VACUUM | B06695 | BDR MAHKOTA CHERAS NO 14 | [6 empty] | TAMCO | VK10J20H | 630.000 A | SPARE |  | Pass | null
257486729 | TNB | DISTRIBUTION | CHERAS | Existing |  |  | 11 kV | CLOSED | VACUUM | B06694 | BDR MAHKOTA CHERAS NO 14 | [6 empty] | TAMCO | VK10J20H | 630.000 A | TX1-B06694 |  | Pass | null
257486730 | TNB | DISTRIBUTION | CHERAS | Existing |  |  | 11 kV | CLOSED | VACUUM | B06696 | BDR MAHKOTA CHERAS NO 14 | [6 empty] | TAMCO | VK10J20H | 630.000 A | B13479 PE PADAT CHUNDI BUSINESS |  | Pass | null
257487735 | TNB | DISTRIBUTION | CHERAS | Existing | BCRS/PCE/J00373/MBB04467 | 300010567 | 11 kV | CLOSED | VACUUM | B04467 | SENORITA NO 2 |  |  |  | B04467 | 20001101 |  | TAMCO | TAMCO | 630.000 A | JELITA HEIGHT |  | Pass | null
257487736 | TNB | DISTRIBUTION | CHERAS | Existing | BCRS/PCE/J00373/MBB04470 | 300010570 | 11 kV | CLOSED | VACUUM | B04470 | SENORITA NO 2 |  |  |  | B04470 | 20001101 |  | TAMCO | TAMCO | 630.000 A | TX2 |  | Pass | null
257487737 | TNB | DISTRIBUTION | CHERAS | Existing | BCRS/PCE/J00373/MBB04469 | 300010569 | 11 kV | CLOSED | VACUUM | B04469 | SENORITA NO 2 |  |  |  | B04469 | 20001101 |  | TAMCO | TAMCO | 630.000 A | TX1 |  | Pass | null
257487738 | TNB | DISTRIBUTION | CHERAS | Existing | BCRS/PCE/J00373/MBB04468 | 300010568 | 11 kV | CLOSED | VACUUM | B04468 | SENORITA NO 2 |  |  |  | B04468B04468 | 20001101 |  | TAMCO | TAMCO | 630.000 A | PKNS NO 3 CHERAS JAYA |  | Pass | null
257697822 | TNB | DISTRIBUTION | CHERAS | Existing | BCRS/PPU/G00001/NB12 | 300048157 | 11 kV | OPEN | VACUUM | BTHO-12 | PPU BANDAR TUN HUSSEIN ONN |  |  |  | 12 | 17/08/1996 |  | EPE | NO BREAKER | 630.000 A | SPARE |  | Pass | null
257697839 | TNB | DISTRIBUTION | CHERAS | Existing | BCRS/PPU/G00001/NB10 | 300048155 | 11 kV | CLOSED | VACUUM | BTHO-10 | PPU BANDAR TUN HUSSEIN ONN |  |  |  | 10 | 17/08/1996 |  | EPE | VFT-12D | 630.000 A | SPARE |  | Pass | null
257697848 | TNB | DISTRIBUTION | CHERAS | Existing | BCRS/PPU/G00001/NB8 | 300048169 | 11 kV | OPEN | VACUUM | BTHO-8 | PPU BANDAR TUN HUSSEIN ONN |  |  |  | 8 | 17/08/1996 |  | EPE | VFT-12D | 630.000 A | SPARE |  | Pass | null
257697865 | TNB | DISTRIBUTION | CHERAS | Existing | BCRS/PPU/G00001/NB6 | 300048167 | 11 kV | CLOSED | VACUUM | BTHO-6 | PPU BANDAR TUN HUSSEIN ONN |  |  |  | 6 | 17/08/1996 |  | EPE | VFT-12D | 630.000 A | SPARE |  | Pass | null
257697868 | TNB | DISTRIBUTION | CHERAS | Existing | BCRS/PPU/G00001/NB4 | 300048165 | 11 kV | CLOSED | VACUUM | BTHO-4 | PPU BANDAR TUN HUSSEIN ONN |  |  |  | 4 | 17/08/1996 |  | EPE | VFT-12D | 630.000 A | PE CHENG HIN GIAP HO NO.1 |  | Pass | null
257697891 | TNB | DISTRIBUTION | CHERAS | Existing | BCRS/PPU/G00001/NB2 | 300048159 | 11 kV | CLOSED | VACUUM | BTHO-2 | PPU BANDAR TUN HUSSEIN ONN |  |  |  | 2 | 17/08/1996 |  | EPE | VFT-12D | 630.000 A | PE CHERAS PERDANA NO.1 |  | Pass | null
257697892 | TNB | DISTRIBUTION | CHERAS | Existing | BCRS/PPU/G00001/MB2HO | 300048150 | 33 kV | CLOSED | VACUUM | BTHO-2H0 | PPU BANDAR TUN HUSSEIN ONN |  |  |  | 2HO | 17/08/1996 |  | EPE | VJ-33 | 2000.000 A | TRANSFORMER 2 |  | Pass | null
257697917 | TNB | DISTRIBUTION | CHERAS | Existing | BCRS/PPU/G00001/NB32 | 300048163 | 11 kV | CLOSED | VACUUM | BTHO-32 | PPU BANDAR TUN HUSSEIN ONN |  |  |  | 32 | 17/08/1996 |  | EPE | VFT-12D | 2000.000 A | INCOMER NO.2 |  | Pass | null
257697958 | TNB | DISTRIBUTION | CHERAS | Existing | BCRS/PPU/G00001/MB1HO | 300048149 | 33 kV | CLOSED | VACUUM | BTHO-1H0 | PPU BANDAR TUN HUSSEIN ONN |  |  |  | 1HO | 17/08/1996 |  | EPE | VJ-32 | 2000.000 A | TRANSFORMER 1 |  | Pass | null
257697959 | TNB | DISTRIBUTION | CHERAS | Existing | BCRS/PPU/G00001/NB31 | 300048162 | 11 kV | CLOSED | VACUUM | BTHO-31 | PPU BANDAR TUN HUSSEIN ONN |  |  |  | 31 | 17/08/1996 |  | EPE | VFT-12D | 2000.000 A | INCOMER NO.1 |  | Pass | null
257697974 | TNB | DISTRIBUTION | CHERAS | Existing | BCRS/PPU/G00001/NB3 | 300048160 | 11 kV | CLOSED | VACUUM | BTHO-3 | PPU BANDAR TUN HUSSEIN ONN |  |  |  | 3 | 17/08/1996 |  | EPE | VFT-12D | 630.000 A | PLAZA TOL BALAKONG |  | Pass | null
257697975 | TNB | DISTRIBUTION | CHERAS | Existing | BCRS/PPU/G00001/NB5 | 300048166 | 11 kV | CLOSED | VACUUM | BTHO-5 | PPU BANDAR TUN HUSSEIN ONN |  |  |  | 5 | 17/08/1996 |  | EPE | VFT-12D | 630.000 A | STN SUIS PDRM |  | Pass | null
257697976 | TNB | DISTRIBUTION | CHERAS | Existing | BCRS/PPU/G00001/NB7 | 300048168 | 11 kV | CLOSED | VACUUM | BTHO-7 | PPU BANDAR TUN HUSSEIN ONN |  |  |  | 7 | 17/08/1996 |  | EPE | VFT-12D | 630.000 A | PE TUN HUSSIEN ONN NO.3 |  | Pass | null
257698043 | TNB | DISTRIBUTION | CHERAS | Existing | BCRS/PPU/G00001/NB9 | 300048170 | 11 kV | CLOSED | VACUUM | BTHO-9 | PPU BANDAR TUN HUSSEIN ONN |  |  |  | 9 | 17/08/1996 |  | EPE | VFT-12D | 630.000 A | PE TUN HUSSIEN ONN NO.6 |  | Pass | null
257698067 | TNB | DISTRIBUTION | CHERAS | Existing | BCRS/PPU/G00001/NB11 | 300048156 | 11 kV | CLOSED | VACUUM | BTHO-11 | PPU BANDAR TUN HUSSEIN ONN |  |  |  | 11 | 17/08/1996 |  | EPE | VFT-12D | 630.000 A | SPARE |  | Pass | null
257698078 | TNB | DISTRIBUTION | CHERAS | Existing | BCRS/PPU/G00001/NB14 | 300048158 | 11 kV | CLOSED | VACUUM | BTHO-14 | PPU BANDAR TUN HUSSEIN ONN |  |  |  | 14 | 17/08/1996 |  | EPE | VFT-12D | 630.000 A | LOCAL TX |  | Pass | null
257698479 | TNB | DISTRIBUTION | CHERAS | Existing | BCRS/PPU/G00003/NB8 | 300048108 | 11 kV | CLOSED | VACUUM | SGLN-8 | PPU SUNGAI LONG |  |  |  | 8 | 13/01/1996 |  | TAMCO | VH1D | 630.000 A | PE WETEX |  | Pass | null
257698480 | TNB | DISTRIBUTION | CHERAS | Existing |  |  | 11 kV | CLOSED | VACUUM | SGLN-12 | PPU SUNGAI LONG | [6 empty] | TAMCO | VK 10J20D | 630.000 A | BDR SG LONG GOLF CLUB |  | Pass | null
257698514 | TNB | DISTRIBUTION | CHERAS | Existing | BCRS/PPU/G00003/NB6 | 300048106 | 11 kV | CLOSED | VACUUM | SGLN-6 | PPU SUNGAI LONG |  |  |  | 6 | 13/01/1996 |  | TAMCO | VH1D | 630.000 A | PE THAM KOK |  | Pass | null
257698523 | TNB | DISTRIBUTION | CHERAS | Existing | BCRS/PPU/G00003/NB4 | 300048104 | 11 kV | CLOSED | VACUUM | SGLN-4 | PPU SUNGAI LONG |  |  |  | 4 | 13/01/1996 |  | TAMCO | VH1D | 630.000 A | PE MAN FAT SEKSYEN 2 |  | Pass | null
257698524 | TNB | DISTRIBUTION | CHERAS | Existing |  |  | 33 kV | CLOSED | VACUUM | SGLN-4P5 | PPU SUNGAI LONG | [6 empty] | TAMCO | VY-30M25D | 1250.000 A | SJIM-J28 |  | Pass | null
257698556 | TNB | DISTRIBUTION | CHERAS | Existing | BCRS/PPU/G00003/MB2HO | 300048093 | 33 kV | CLOSED | VACUUM | SGLN-2H0 | PPU SUNGAI LONG |  |  |  | 2HO | 13/01/1996 |  | TAMCO | VH3D | 2000.000 A | TRANSFORMER 2 |  | Pass | null
257698597 | TNB | DISTRIBUTION | CHERAS | Existing | BCRS/PPU/G00003/MB1HO | 300048092 | 33 kV | CLOSED | VACUUM | SGLN-1H0 | PPU SUNGAI LONG |  |  |  | 1HO | 13/01/1996 |  | TAMCO | VH3D | 2000.000 A | TRANSFORMER 1 |  | Pass | null
257698598 | TNB | DISTRIBUTION | CHERAS | Existing | BCRS/PPU/G00003/NB31 | 300048101 | 11 kV | CLOSED | VACUUM | SGLN-31 | PPU SUNGAI LONG |  |  |  | 31 | 13/01/1996 |  | TAMCO | VH1D | 2000.000 A | INCOMER NO.1 |  | Pass | null
257698599 | TNB | DISTRIBUTION | CHERAS | Existing | BCRS/PPU/G00003/NB32 | 300048102 | 11 kV | CLOSED | VACUUM | SGLN-32 | PPU SUNGAI LONG |  |  |  | 32 | 13/01/1996 |  | TAMCO | VH1D | 2000.000 A | INCOMER NO.2 |  | Pass | null
257698603 | TNB | DISTRIBUTION | CHERAS | Existing | BCRS/PPU/G00003/NB1 | 300048097 | 11 kV | CLOSED | VACUUM | SGLN-1 | PPU SUNGAI LONG |  |  |  | 1 | 13/01/1996 |  | TAMCO | VH1D | 630.000 A | PE SIA SIA CHIN AIR |  | Pass | null
257698604 | TNB | DISTRIBUTION | CHERAS | Existing | BCRS/PPU/G00003/NB3 | 300048099 | 11 kV | CLOSED | VACUUM | SGLN-3 | PPU SUNGAI LONG |  |  |  | 3 | 13/01/1996 |  | TAMCO | VH1D | 630.000 A | PE TMN RAKAN NO.1 |  | Pass | null
257698677 | TNB | DISTRIBUTION | CHERAS | Existing | BCRS/PPU/G00003/NB7 | 300048107 | 11 kV | CLOSED | VACUUM | SGLN-7 | PPU SUNGAI LONG |  |  |  | 7 | 13/01/1996 |  | TAMCO | VH1D | 630.000 A | PE FONG YAT SIEW |  | Pass | null
257698702 | TNB | DISTRIBUTION | CHERAS | Existing |  |  | 11 kV | CLOSED | VACUUM | SGLN-9 | PPU SUNGAI LONG | [6 empty] | TAMCO | VK 10J20D | 630.000 A | B06693 BDR MAHKOTA CHERAS NO 14 |  | Pass | null
257698703 | TNB | DISTRIBUTION | CHERAS | Existing | BCRS/PPU/G00003/NB5 | 300048105 | 11 kV | CLOSED | VACUUM | SGLN-5 | PPU SUNGAI LONG |  |  |  | 5 | 13/01/1996 |  | TAMCO | VH1D | 630.000 A | PE SG. LONG NO.1 |  | Pass | null
257699076 | TNB | DISTRIBUTION | CHERAS | Existing | BCRS/PPU/G00002/NB8 | 300047971 | 11 kV | CLOSED | VACUUM | MHCR-8 | PPU BANDAR MAHKOTA CHERAS |  |  |  | 8 | 20030308 |  | EPE | VFT 12D | 630.000 A | SPARE |  | Pass | null
257699077 | TNB | DISTRIBUTION | CHERAS | Existing | BCRS/PPU/G00002/NB12 | 300047958 | 11 kV | CLOSED | VACUUM | MHCR-12 | PPU BANDAR MAHKOTA CHERAS |  |  |  | 12 | 20030308 |  | EPE | VFT 12D | 630.000 A | SPARE |  | Pass | null
257699094 | TNB | DISTRIBUTION | CHERAS | Existing | BCRS/PPU/G00002/NB10 | 300047956 | 11 kV | CLOSED | VACUUM | MHCR-10 | PPU BANDAR MAHKOTA CHERAS |  |  |  | 10 | 20030308 |  | EPE | VFT 12D | 630.000 A | SPARE |  | Pass | null
257699095 | TNB | DISTRIBUTION | CHERAS | Existing | BCRS/PPU/G00002/NB6 | 300047969 | 11 kV | CLOSED | VACUUM | MHCR-6 | PPU BANDAR MAHKOTA CHERAS |  |  |  | 6 | 20030308 |  | EPE | VFT 12D | 630.000 A | SPARE |  | Pass | null
257699120 | TNB | DISTRIBUTION | CHERAS | Existing | BCRS/PPU/G00002/NB4 | 300047967 | 11 kV | CLOSED | VACUUM | MHCR-4 | PPU BANDAR MAHKOTA CHERAS |  |  |  | 4 | 20030308 |  | EPE | VFT 12D | 630.000 A | SPARE |  | Pass | null
257699121 | TNB | DISTRIBUTION | CHERAS | Existing | BCRS/PPU/G00002/MB2P5 | 300047952 | 33 kV | CLOSED | VACUUM | MHCR-2P5 | PPU BANDAR MAHKOTA CHERAS |  |  |  | 2P5 | 20030308 |  | ABB | ABB | 1250.000 A | SG LONG |  | Pass | null
257699138 | TNB | DISTRIBUTION | CHERAS | Existing | BCRS/PPU/G00002/NB2 | 300047961 | 11 kV | CLOSED | VACUUM | MHCR-2 | PPU BANDAR MAHKOTA CHERAS |  |  |  | 2 | 20030308 |  | EPE | VFT 12D | 630.000 A | SPARE |  | Pass | null
257699155 | TNB | DISTRIBUTION | CHERAS | Existing | BCRS/PPU/G00002/MB2HO | 300047951 | 33 kV | CLOSED | VACUUM | MHCR-2H0 | PPU BANDAR MAHKOTA CHERAS |  |  |  | 2HO | 20030308 |  | ABB | ABB | 2000.000 A | 33/11KV TX2 |  | Pass | null
257699192 | TNB | DISTRIBUTION | CHERAS | Existing | BCRS/PPU/G00002/MB1HO | 300047947 | 33 kV | CLOSED | VACUUM | MHCR-1H0 | PPU BANDAR MAHKOTA CHERAS |  |  |  | 1HO | 20030308 |  | ABB | ABB | 2000.000 A | TRANSFORMER 1 |  | Pass | null
257699193 | TNB | DISTRIBUTION | CHERAS | Existing | BCRS/PPU/G00002/NB31 | 300047964 | 11 kV | CLOSED | VACUUM | MHCR-31 | PPU BANDAR MAHKOTA CHERAS |  |  |  | 31 | 20030308 |  | EPE | VFT 12D | 2000.000 A | INCOMER NO.1 |  | Pass | null
257699194 | TNB | DISTRIBUTION | CHERAS | Existing | BCRS/PPU/G00002/NB32 | 300047965 | 11 kV | CLOSED | VACUUM | MHCR-32 | PPU BANDAR MAHKOTA CHERAS |  |  |  | 32 | 20030308 |  | EPE | VFT 12D | 2000.000 A | INCOMER NO.2 |  | Pass | null
257699222 | TNB | DISTRIBUTION | CHERAS | Existing | BCRS/PPU/G00002/NB5 | 300047968 | 11 kV | CLOSED | VACUUM | MHCR-5 | PPU BANDAR MAHKOTA CHERAS |  |  |  | 5 | 20030308 |  | EPE | VFT 12D | 630.000 A | SPARE |  | Pass | null
257699223 | TNB | DISTRIBUTION | CHERAS | Existing | BCRS/PPU/G00002/NB7 | 300047970 | 11 kV | CLOSED | VACUUM | MHCR-7 | PPU BANDAR MAHKOTA CHERAS |  |  |  | 7 | 20030308 |  | EPE | VFT 12D | 630.000 A | SPARE |  | Pass | null
257699224 | TNB | DISTRIBUTION | CHERAS | Existing | BCRS/PPU/G00002/NB3 | 300047962 | 11 kV | CLOSED | VACUUM | MHCR-3 | PPU BANDAR MAHKOTA CHERAS |  |  |  | 3 | 20030308 |  | EPE | VFT 12D | 630.000 A | SPARE |  | Pass | null
257699225 | TNB | DISTRIBUTION | CHERAS | Existing | BCRS/PPU/G00002/MB1P5 | 300047948 | 33 kV | CLOSED | VACUUM | MHCR-1P5 | PPU BANDAR MAHKOTA CHERAS |  |  |  | 1P5 | 20030308 |  | ABB | ABB | 1250.000 A | PMU SG RAMAL |  | Pass | null
257699226 | TNB | DISTRIBUTION | CHERAS | Existing | BCRS/PPU/G00002/MB3P5 | 300047953 | 33 kV | OPEN | VACUUM | MHCR-3P5 | PPU BANDAR MAHKOTA CHERAS |  |  |  | 3P5 | 20030308 |  | ABB | ABB | 1250.000 A | SPARE |  | Pass | null
257699305 | TNB | DISTRIBUTION | CHERAS | Existing | BCRS/PPU/G00002/NB11 | 300047957 | 11 kV | CLOSED | VACUUM | MHCR-11 | PPU BANDAR MAHKOTA CHERAS |  |  |  | 11 | 20030308 |  | EPE | VFT 12D | 630.000 A | SPARE |  | Pass | null
257699318 | TNB | DISTRIBUTION | CHERAS | Existing | BCRS/PPU/G00002/NB13 | 300047959 | 11 kV | CLOSED | VACUUM | MHCR-13 | PPU BANDAR MAHKOTA CHERAS |  |  |  | 13 | 20030308 |  | EPE | VFT 12D | 630.000 A | SPARE |  | Pass | null
257699319 | TNB | DISTRIBUTION | CHERAS | Existing | BCRS/PPU/G00002/NB9 | 300047972 | 11 kV | CLOSED | VACUUM | MHCR-9 | PPU BANDAR MAHKOTA CHERAS |  |  |  | 9 | 20030308 |  | EPE | VFT 12D | 630.000 A | SPARE |  | Pass | null
257699336 | TNB | DISTRIBUTION | CHERAS | Existing | BCRS/PPU/G00002/NB1 | 300047955 | 11 kV | CLOSED | VACUUM | MHCR-1 | PPU BANDAR MAHKOTA CHERAS |  |  |  | 1 | 20030308 |  | EPE | VFT 12D | 630.000 A | SPARE |  | Pass | null
257699363 | TNB | DISTRIBUTION | CHERAS | Existing | BCRS/PPU/G00002/NB14 | 300047960 | 11 kV | CLOSED | VACUUM | MHCR-14 | PPU BANDAR MAHKOTA CHERAS |  |  |  | 14 | 20030308 |  | EPE | VFT 12D | 630.000 A | LOCAL TX |  | Pass | null
257699378 | TNB | DISTRIBUTION | CHERAS | Existing |  |  | 11 kV | CLOSED | VACUUM | MHCR-16 | PPU BANDAR MAHKOTA CHERAS | [6 empty] | EPE | VFT-12 | 630.000 A | LOCAL TX |  | Pass | null
257699393 | TNB | DISTRIBUTION | CHERAS | Existing | BCRS/PPU/G00002/MB4P5 | 300047954 | 33 kV | OPEN | VACUUM | MHCR-4P5 | PPU BANDAR MAHKOTA CHERAS |  |  |  | 4P5 | 20030308 |  | ABB | ABB | 1250.000 A | SPARE |  | Pass | null
257869648 | TNB | DISTRIBUTION | CHERAS | Existing |  |  | 11 kV | CLOSED | VACUUM | LMAS-6 | PPU LAGENDA MAS | [6 empty] | ITEM | 8BK-88 K06 | 630.000 A | S/S GIANT |  | Pass | null
257869649 | TNB | DISTRIBUTION | CHERAS | Existing |  |  | 33 kV | OPEN | VACUUM | LMAS-4P5 | PPU LAGENDA MAS | [6 empty] | ITEM | 8DB10 | 1250.000 A | SPARE11(LMAS) |  | Pass | null
257869651 | TNB | DISTRIBUTION | CHERAS | Existing |  |  | 33 kV | CLOSED | VACUUM | LMAS-2P5 | PPU LAGENDA MAS | [6 empty] | ITEM | 8DB10 | 1250.000 A | BTHO-G95 |  | Pass | null
257869652 | TNB | DISTRIBUTION | CHERAS | Existing |  |  | 33 kV | CLOSED | VACUUM | LMAS-2H0 | PPU LAGENDA MAS | [6 empty] | ITEM | 8DB10 | 2000.000 A | LMAS-TX2-2H0 |  | Pass | null
257869653 | TNB | DISTRIBUTION | CHERAS | Existing |  |  | 33 kV | CLOSED | VACUUM | LMAS-1P5 | PPU LAGENDA MAS | [6 empty] | ITEM | 8DB10 | 1250.000 A | BLKG-10L5 |  | Pass | null
257869654 | TNB | DISTRIBUTION | CHERAS | Existing |  |  | 33 kV | OPEN | VACUUM | LMAS-3P5 | PPU LAGENDA MAS | [6 empty] | ITEM | 8DB10 | 1250.000 A | SPARE10(LMAS) |  | Pass | null
257869655 | TNB | DISTRIBUTION | CHERAS | Existing |  |  | 33 kV | CLOSED | VACUUM | LMAS-1H0 | PPU LAGENDA MAS | [6 empty] | ITEM | 8DB10 | 2000.000 A | LMAS-TX1-1H0 |  | Pass | null
257869656 | TNB | DISTRIBUTION | CHERAS | Existing |  |  | 11 kV | CLOSED | VACUUM | LMAS-10 | PPU LAGENDA MAS | [6 empty] | ITEM | 8BK-88 K10 | 630.000 A | SPARE6(LMAS) |  | Pass | null
257869657 | TNB | DISTRIBUTION | CHERAS | Existing |  |  | 11 kV | CLOSED | VACUUM | LMAS-2 | PPU LAGENDA MAS | [6 empty] | ITEM | 8BK-88 K02 | 2000.000 A | B06909 LAGENDA MAS NO 1 |  | Pass | null
257869658 | TNB | DISTRIBUTION | CHERAS | Existing |  |  | 11 kV | CLOSED | VACUUM | LMAS-8 | PPU LAGENDA MAS | [6 empty] | ITEM | 8BK-88 K08 | 630.000 A | SPARE5(LMAS) |  | Pass | null
257869659 | TNB | DISTRIBUTION | CHERAS | Existing |  |  | 11 kV | CLOSED | VACUUM | LMAS-4 | PPU LAGENDA MAS | [6 empty] | ITEM | 8BK-88 K04 | 630.000 A | B01739 TMN PUTRI JAYA NO 1 |  | Pass | null
257869660 | TNB | DISTRIBUTION | CHERAS | Existing |  |  | 11 kV | CLOSED | VACUUM | LMAS-5 | PPU LAGENDA MAS | [6 empty] | ITEM | 8BK-88 K05 | 630.000 A | SPARE3(LMAS) |  | Pass | null
257869661 | TNB | DISTRIBUTION | CHERAS | Existing |  |  | 11 kV | CLOSED | VACUUM | LMAS-3 | PPU LAGENDA MAS | [6 empty] | ITEM | 8BK-88 K03 | 630.000 A | B06404 MAKMAL FORENSIK PDRM |  | Pass | null
257869662 | TNB | DISTRIBUTION | CHERAS | Existing |  |  | 11 kV | CLOSED | VACUUM | LMAS-12 | PPU LAGENDA MAS | [6 empty] | ITEM | 8BK-88 K12 | 630.000 A | SPARE7(LMAS) |  | Pass | null
257869663 | TNB | DISTRIBUTION | CHERAS | Existing |  |  | 11 kV | CLOSED | VACUUM | LMAS-9 | PPU LAGENDA MAS | [6 empty] | ITEM | 8BK-88 K09 | 630.000 A | B07785 TMN SRI MINANG BTHO |  | Pass | null
257869664 | TNB | DISTRIBUTION | CHERAS | Existing |  |  | 11 kV | CLOSED | VACUUM | LMAS-13 | PPU LAGENDA MAS | [6 empty] | ITEM | 8BK-88 K13 | 630.000 A | SPARE1(LMAS) |  | Pass | null
257869665 | TNB | DISTRIBUTION | CHERAS | Existing |  |  | 11 kV | CLOSED | VACUUM | LMAS-11 | PPU LAGENDA MAS | [6 empty] | ITEM | 8BK-88 K11 | 630.000 A | B06553 TMN MINANG RIA BTHO |  | Pass | null
257869666 | TNB | DISTRIBUTION | CHERAS | Existing |  |  | 11 kV | CLOSED | VACUUM | LMAS-7 | PPU LAGENDA MAS | [6 empty] | ITEM | 8BK-88 K07 | 630.000 A | SPARE2(LMAS) |  | Pass | null
257869669 | TNB | DISTRIBUTION | CHERAS | Existing |  |  | 11 kV | CLOSED | VACUUM | LMAS-32 | PPU LAGENDA MAS | [6 empty] | ITEM | 8BK-88 KT2 | 2000.000 A | SPARE9(LMAS) |  | Pass | null
257869670 | TNB | DISTRIBUTION | CHERAS | Existing |  |  | 11 kV | CLOSED | VACUUM | LMAS-14 | PPU LAGENDA MAS | [6 empty] | ITEM | 8BK-88 K14 | 630.000 A | B11420 TMN MUDUN |  | Pass | null
257869671 | TNB | DISTRIBUTION | CHERAS | Existing |  |  | 11 kV | CLOSED | VACUUM | LMAS-16 | PPU LAGENDA MAS | [6 empty] | ITEM | 8BK-88 K16 | 630.000 A | LOCAL TRANSFORMER |  | Pass | null
257869672 | TNB | DISTRIBUTION | CHERAS | Existing |  |  | 11 kV | CLOSED | VACUUM | LMAS-1 | PPU LAGENDA MAS | [6 empty] | ITEM | 8BK-88 K01 | 630.000 A | B01740 TMN PUTRI JAYA NO 2 |  | Pass | null
257869673 | TNB | DISTRIBUTION | CHERAS | Existing |  |  | 11 kV | CLOSED | VACUUM | LMAS-31 | PPU LAGENDA MAS | [6 empty] | ITEM | 8BK-88 KT1 | 2000.000 A | 11KV BUSBAR |  | Pass | null
257879215 | TNB | DISTRIBUTION | CHERAS | Existing |  |  | 11 kV | CLOSED | VACUUM | TMASS-8 | PPU SEMENTARA TAMAN MAS, ULU LANGAT | [6 empty] | TAMCO | VK10J20D | 630.000 A | B1800 BT 9 CHERAS |  | Pass | null
257879216 | TNB | DISTRIBUTION | CHERAS | Existing |  |  | 11 kV | CLOSED | VACUUM | TMASS-12 | PPU SEMENTARA TAMAN MAS, ULU LANGAT | [6 empty] | TAMCO | VK10J20D | 630.000 A | SPARE(TMASS) |  | Pass | null
257879217 | TNB | DISTRIBUTION | CHERAS | Existing |  |  | 11 kV | CLOSED | VACUUM | TMASS-10 | PPU SEMENTARA TAMAN MAS, ULU LANGAT | [6 empty] | TAMCO | VK10J20D | 630.000 A | B02350 SEONG TEIK SUN |  | Pass | null
257879218 | TNB | DISTRIBUTION | CHERAS | Existing |  |  | 11 kV | CLOSED | VACUUM | TMASS-6 | PPU SEMENTARA TAMAN MAS, ULU LANGAT | [6 empty] | TAMCO | VK10J20D | 630.000 A | B07336 LOT BANGLO TMN MAS |  | Pass | null
257879219 | TNB | DISTRIBUTION | CHERAS | Existing |  |  | 11 kV | CLOSED | VACUUM | TMASS-2 | PPU SEMENTARA TAMAN MAS, ULU LANGAT | [6 empty] | TAMCO | VK10J20D | 630.000 A | B02065 CHEN HIN GIAP |  | Pass | null
257879220 | TNB | DISTRIBUTION | CHERAS | Existing |  |  | 33 kV | CLOSED | VACUUM | TMASS-2HO | PPU SEMENTARA TAMAN MAS, ULU LANGAT | [6 empty] | TAMCO | VY30M25D | 1250.000 A | TMASS-TX2-2H0 |  | Pass | null
257879221 | TNB | DISTRIBUTION | CHERAS | Existing |  |  | 11 kV | CLOSED | VACUUM | TMASS-32 | PPU SEMENTARA TAMAN MAS, ULU LANGAT | [6 empty] | TAMCO | VK10P25D | 2000.000 A | TMASS-TX2-32 |  | Pass | null
257879222 | TNB | DISTRIBUTION | CHERAS | Existing |  |  | 33 kV | CLOSED | VACUUM | TMASS-2P5 | PPU SEMENTARA TAMAN MAS, ULU LANGAT | [6 empty] | TAMCO | VY30M25D | 1250.000 A | TMAS-A32 |  | Pass | null
257879223 | TNB | DISTRIBUTION | CHERAS | Existing |  |  | 11 kV | CLOSED | VACUUM | TMASS-4 | PPU SEMENTARA TAMAN MAS, ULU LANGAT | [6 empty] | TAMCO | VK10J20D | 630.000 A | CHERAS PERMATA NO 1 |  | Pass | null
257879224 | TNB | DISTRIBUTION | CHERAS | Existing |  |  | 33 kV | CLOSED | VACUUM | TMASS-1P5 | PPU SEMENTARA TAMAN MAS, ULU LANGAT | [6 empty] | TAMCO | VY30M25D | 1250.000 A | SLGT-4S5 |  | Pass | null
257879225 | TNB | DISTRIBUTION | CHERAS | Existing |  |  | 11 kV | CLOSED | VACUUM | TMASS-14 | PPU SEMENTARA TAMAN MAS, ULU LANGAT | [6 empty] | TAMCO | VK10J20D | 630.000 A | LOCAL TRANS |  | Pass | null
257879792 | TNB | DISTRIBUTION | CHERAS | Existing |  |  | 11 kV | CLOSED | VACUUM | JUBA-8 | PPU JUSCO CHERAS (BALAKONG) | [6 empty] | ABB | VMAX | 630.000 A | B01479 PE FU YUEN |  | Pass | null
257879793 | TNB | DISTRIBUTION | CHERAS | Existing |  |  | 33 kV | CLOSED | VACUUM | JUBA-1P5 | PPU JUSCO CHERAS (BALAKONG) | [6 empty] | ABB | VD4 | 1250.000 A | CJYA-4L5 |  | Pass | null
257879794 | TNB | DISTRIBUTION | CHERAS | Existing |  |  | 11 kV | CLOSED | VACUUM | JUBA-16 | PPU JUSCO CHERAS (BALAKONG) | [6 empty] | ABB | VMAX | 630.000 A | LOCAL TRANS |  | Pass | null
257879798 | TNB | DISTRIBUTION | CHERAS | Existing |  |  | 33 kV | OPEN | VACUUM | JUBA-4P5 | PPU JUSCO CHERAS (BALAKONG) | [6 empty] | ABB | VD4 | 1250.000 A | SPARE1(JUBA) |  | Pass | null
257879799 | TNB | DISTRIBUTION | CHERAS | Existing |  |  | 33 kV | OPEN | VACUUM | JUBA-2P5 | PPU JUSCO CHERAS (BALAKONG) | [6 empty] | ABB | VD4 | 1250.000 A | BTHO-G94 |  | Pass | null
257879800 | TNB | DISTRIBUTION | CHERAS | Existing |  |  | 33 kV | OPEN | VACUUM | JUBA-3P5 | PPU JUSCO CHERAS (BALAKONG) | [6 empty] | ABB | VD4 | 1250.000 A | SPARE15(JUBA) |  | Pass | null
257879801 | TNB | DISTRIBUTION | CHERAS | Existing |  |  | 33 kV | CLOSED | VACUUM | JUBA-2H0 | PPU JUSCO CHERAS (BALAKONG) | [6 empty] | ABB | VD4 | 1250.000 A | JUBA-TX2-2H0 |  | Pass | null
257879802 | TNB | DISTRIBUTION | CHERAS | Existing |  |  | 33 kV | CLOSED | VACUUM | JUBA-1H0 | PPU JUSCO CHERAS (BALAKONG) | [6 empty] | ABB | VD4 | 1250.000 A | JUBA-TX1-1H0 |  | Pass | null
257879803 | TNB | DISTRIBUTION | CHERAS | Existing |  |  | 11 kV | CLOSED | VACUUM | JUBA-12 | PPU JUSCO CHERAS (BALAKONG) | [6 empty] | ABB | VMAX | 630.000 A | B09007 SSU JUSCO CHERAS SELATAN |  | Pass | null
257879804 | TNB | DISTRIBUTION | CHERAS | Existing |  |  | 11 kV | CLOSED | VACUUM | JUBA-10 | PPU JUSCO CHERAS (BALAKONG) | [6 empty] | ABB | VMAX | 630.000 A | B11073 PE COLOMBIA ASIA HOSPITAL BALAKONG |  | Pass | null
257879805 | TNB | DISTRIBUTION | CHERAS | Existing |  |  | 11 kV | CLOSED | VACUUM | JUBA-32 | PPU JUSCO CHERAS (BALAKONG) | [6 empty] | ABB | VD4 | 2000.000 A | JUBA-TX2-32 |  | Pass | null
257879806 | TNB | DISTRIBUTION | CHERAS | Existing |  |  | 11 kV | CLOSED | VACUUM | JUBA-31 | PPU JUSCO CHERAS (BALAKONG) | [6 empty] | ABB | VD4 | 2000.000 A | JUBA-TX1-31 |  | Pass | null
257879807 | TNB | DISTRIBUTION | CHERAS | Existing |  |  | 11 kV | CLOSED | VACUUM | JUBA-5 | PPU JUSCO CHERAS (BALAKONG) | [6 empty] | ABB | VMAX | 630.000 A | B12069 PE S3 LAND |  | Pass | null
257879808 | TNB | DISTRIBUTION | CHERAS | Existing |  |  | 11 kV | CLOSED | VACUUM | JUBA-3 | PPU JUSCO CHERAS (BALAKONG) | [6 empty] | ABB | VMAX | 630.000 A | B08812 PE RUMAH PAM TAMAN SUTERA |  | Pass | null
257879809 | TNB | DISTRIBUTION | CHERAS | Existing |  |  | 11 kV | CLOSED | VACUUM | JUBA-1 | PPU JUSCO CHERAS (BALAKONG) | [6 empty] | ABB | VMAX | 630.000 A | SPARE1(JUBA) |  | Pass | null
257879810 | TNB | DISTRIBUTION | CHERAS | Existing |  |  | 11 kV | CLOSED | VACUUM | JUBA-2 | PPU JUSCO CHERAS (BALAKONG) | [6 empty] | ABB | VD4 | 630.000 A | B11292 PE CHIN HUAT |  | Pass | null
257879811 | TNB | DISTRIBUTION | CHERAS | Existing |  |  | 11 kV | CLOSED | VACUUM | JUBA-4 | PPU JUSCO CHERAS (BALAKONG) | [6 empty] | ABB | VD4 | 630.000 A | B11708 PE DATARAN C180 NO 1 |  | Pass | null
257879812 | TNB | DISTRIBUTION | CHERAS | Existing |  |  | 11 kV | OPEN | VACUUM | JUBA-6 | PPU JUSCO CHERAS (BALAKONG) | [6 empty] | ABB | VD4 | 630.000 A | SPARE6(JUBA) |  | Pass | null
257879813 | TNB | DISTRIBUTION | CHERAS | Existing |  |  | 11 kV | CLOSED | VACUUM | JUBA-11 | PPU JUSCO CHERAS (BALAKONG) | [6 empty] | ABB | VMAX | 630.000 A | B11779 PE C180 BALAKONG NO 2 |  | Pass | null
257879814 | TNB | DISTRIBUTION | CHERAS | Existing |  |  | 11 kV | CLOSED | VACUUM | JUBA-7 | PPU JUSCO CHERAS (BALAKONG) | [6 empty] | ABB | VMAX | 630.000 A | B14103 SSU WOTP CHERAS NO 1 |  | Pass | null
257879815 | TNB | DISTRIBUTION | CHERAS | Existing |  |  | 11 kV | CLOSED | VACUUM | JUBA-9 | PPU JUSCO CHERAS (BALAKONG) | [6 empty] | ABB | VMAX | 630.000 A | B11742 PE DATARAN C180 NO 3 |  | Pass | null
257879816 | TNB | DISTRIBUTION | CHERAS | Existing |  |  | 11 kV | CLOSED | VACUUM | JUBA-13 | PPU JUSCO CHERAS (BALAKONG) | [6 empty] | ABB | VMAX | 630.000 A | B13925 PE KHONG PENG |  | Pass | null
257879817 | TNB | DISTRIBUTION | CHERAS | Existing |  |  | 11 kV | CLOSED | VACUUM | JUBA-14 | PPU JUSCO CHERAS (BALAKONG) | [6 empty] | ABB | VMAX | 630.000 A | B11068 PE TMN DUTAMAS NO.2 |  | Pass | null
257885561 | TNB | DISTRIBUTION | CHERAS | Existing |  |  | 11 kV | CLOSED | VACUUM | TAMI-9 | PPU TAMING JAYA | [6 empty] | EPE | VFT-12D | 630.000 A | B02746 BERKAT HASIL NO 9 |  | Pass | null
257885562 | TNB | DISTRIBUTION | CHERAS | Existing | BCRS/PPU/G00008/NB12 | 300048137 | 11 kV | CLOSED | VACUUM | TAMI-12 | PPU TAMING JAYA |  |  |  | 12 | 19990107 |  | EPE | VFT 12D | 630.000 A | SPARE |  | Pass | null
257885563 | TNB | DISTRIBUTION | CHERAS | Existing | BCRS/PPU/G00008/NB10 | 300048136 | 11 kV | CLOSED | VACUUM | TAMI-10 | PPU TAMING JAYA |  |  |  | 10 | 19990107 |  | EPE | VFT 12D | 630.000 A | SPARE |  | Pass | null
257885564 | TNB | DISTRIBUTION | CHERAS | Existing | BCRS/PPU/G00008/NB8 | 300048146 | 11 kV | CLOSED | VACUUM | TAMI-8 | PPU TAMING JAYA |  |  |  | 8 | 19990107 |  | EPE | VFT 12D | 630.000 A | SPARE |  | Pass | null
257885565 | TNB | DISTRIBUTION | CHERAS | Existing | BCRS/PPU/G00008/NB6 | 300048145 | 11 kV | CLOSED | VACUUM | TAMI-6 | PPU TAMING JAYA |  |  |  | 6 | 19990107 |  | EPE | VFT 12D | 630.000 A | SPARE |  | Pass | null
257885566 | TNB | DISTRIBUTION | CHERAS | Existing | BCRS/PPU/G00008/NB4 | 300048144 | 11 kV | CLOSED | VACUUM | TAMI-4 | PPU TAMING JAYA |  |  |  | 4 | 19990107 |  | EPE | VFT 12D | 630.000 A | SPARE |  | Pass | null
257885567 | TNB | DISTRIBUTION | CHERAS | Existing |  |  | 33 kV | OPEN | VACUUM | TAMI-2P5 | PPU TAMING JAYA | [6 empty] | EPE | VJ-32 | 1250.000 A | BLKG-1L5 |  | Pass | null
257885568 | TNB | DISTRIBUTION | CHERAS | Existing | BCRS/PPU/G00008/NB2 | 300048140 | 11 kV | CLOSED | VACUUM | TAMI-2 | PPU TAMING JAYA |  |  |  | 2 | 19990107 |  | EPE | VFT 12D | 630.000 A | SPARE |  | Pass | null
257885569 | TNB | DISTRIBUTION | CHERAS | Existing | BCRS/PPU/G00008/MB2HO | 300048133 | 33 kV | CLOSED | VACUUM | TAMI-2H0 | PPU TAMING JAYA |  |  |  | 2HO | 19990107 |  | EPE | VJ-32 | 2000.000 A | TRANSFORMER 2 |  | Pass | null
257885570 | TNB | DISTRIBUTION | CHERAS | Existing | BCRS/PPU/G00008/NB32 | 300048142 | 11 kV | CLOSED | VACUUM | TAMI-32 | PPU TAMING JAYA |  |  |  | 32 | 19990107 |  | EPE | VFT 12D | 2000.000 A | INCOMER NO.2 |  | Pass | null
257885571 | TNB | DISTRIBUTION | CHERAS | Existing |  |  | 33 kV | CLOSED | VACUUM | TAMI-1H0 | PPU TAMING JAYA | [6 empty] | EPE | VJ-32 | 1250.000 A | TAMI-TX1-1H0 |  | Pass | null
257885572 | TNB | DISTRIBUTION | CHERAS | Existing |  |  | 11 kV | CLOSED | VACUUM | TAMI-31 | PPU TAMING JAYA | [6 empty] | EPE | VFT-12D | 2000.000 A | 11KV BUSBAR |  | Pass | null
257885573 | TNB | DISTRIBUTION | CHERAS | Existing |  |  | 11 kV | CLOSED | VACUUM | TAMI-1 | PPU TAMING JAYA | [6 empty] | EPE | VFT-12D | 630.000 A | B08140 TMN IMPIAN INDAH |  | Pass | null
257885574 | TNB | DISTRIBUTION | CHERAS | Existing |  |  | 11 kV | CLOSED | VACUUM | TAMI-3 | PPU TAMING JAYA | [6 empty] | EPE | VFT-12D | 630.000 A | B07501 PANGSAPURI SUMMER FIELD |  | Pass | null
257885575 | TNB | DISTRIBUTION | CHERAS | Existing |  |  | 11 kV | CLOSED | VACUUM | TAMI-5 | PPU TAMING JAYA | [6 empty] | Unknown | VFT-12D | 630.000 A | B11527 PDT LOT 1898 JLN KPB 9 |  | Pass | null
257885576 | TNB | DISTRIBUTION | CHERAS | Existing | BCRS/PPU/G00008/MB2P5 | 300048134 | 33 kV | CLOSED | VACUUM | TAMI-1P5 | PPU TAMING JAYA |  |  |  | 2P5 | 19990107 |  | EPE | VJ-32 | 1250.000 A | PMU BALAKONG |  | Pass | null
257885577 | TNB | DISTRIBUTION | CHERAS | Existing |  |  | 33 kV | OPEN | VACUUM | TAMI-3P5 | PPU TAMING JAYA | [6 empty] | EPE | VJ-32 | 1250.000 A | SPARE1(TAMI) |  | Pass | null
257885578 | TNB | DISTRIBUTION | CHERAS | Existing |  |  | 11 kV | CLOSED | VACUUM | TAMI-7 | PPU TAMING JAYA | [6 empty] | Unknown | N/A | 630.000 A | B10516 WISMA PAUSON |  | Pass | null
257885579 | TNB | DISTRIBUTION | CHERAS | Existing | BCRS/PPU/G00008/MB4P5 | 300048135 | 33 kV | CLOSED | VACUUM | TAMI-4P5 | PPU TAMING JAYA |  |  |  | 4P5 | 19990107 |  | EPE | VJ-32 | 1250.000 A | PMU CHERAS JAYA |  | Pass | null
257885582 | TNB | DISTRIBUTION | CHERAS | Existing | BCRS/PPU/G00008/NB16 | 300048139 | 11 kV | CLOSED | VACUUM | TAMI-16 | PPU TAMING JAYA |  |  |  | 16 | 19990107 |  | EPE | VFT 12D | 630.000 A | SPARE |  | Pass | null
257885583 | TNB | DISTRIBUTION | CHERAS | Existing | BCRS/PPU/G00008/NB14 | 300048138 | 11 kV | CLOSED | VACUUM | TAMI-14 | PPU TAMING JAYA |  |  |  | 14 | 19990107 |  | EPE | VFT 12D | 630.000 A | SPARE |  | Pass | null
257916953 | TNB | DISTRIBUTION | CHERAS | Existing | BCRS/PPU/G00009/NB6 | 300047991 | 11 kV | CLOSED | VACUUM | MINE-6 | PPU MINES |  |  |  | 6 | 19960706 |  | EPE | VFT 12D | 630.000 A | SPARE |  | Pass | null
257916954 | TNB | DISTRIBUTION | CHERAS | Existing | BCRS/PPU/G00009/MB1HO | 300263756 | 33 kV | CLOSED | VACUUM | MINE-1H0 | PPU MINES |  |  |  | 1HO | 19960706 |  | EPE | EPE | 2000.000 A | TRANSFORMER 1 |  | Pass | null
257916955 | TNB | DISTRIBUTION | CHERAS | Existing | BCRS/PPU/G00009/NB11 | 300047980 | 11 kV | CLOSED | VACUUM | MINE-11 | PPU MINES |  |  |  | 11 | 19960706 |  | EPE | VFT 12D | 630.000 A | SPARE |  | Pass | null
257916956 | TNB | DISTRIBUTION | CHERAS | Existing | BCRS/PPU/G00009/NB9 | 300047994 | 11 kV | CLOSED | VACUUM | MINE-9 | PPU MINES |  |  |  | 9 | 19960706 |  | EPE | VFT 12D | 630.000 A | SPARE |  | Pass | null
257916957 | TNB | DISTRIBUTION | CHERAS | Existing | BCRS/PPU/G00009/NB8 | 300047993 | 11 kV | CLOSED | VACUUM | MINE-8 | PPU MINES |  |  |  | 8 | 19960706 |  | EPE | VFT 12D | 630.000 A | SPARE |  | Pass | null
257916958 | TNB | DISTRIBUTION | CHERAS | Existing | BCRS/PPU/G00009/NB12 | 300047981 | 11 kV | CLOSED | VACUUM | MINE-12 | PPU MINES |  |  |  | 12 | 19960706 |  | EPE | VFT 12D | 630.000 A | SPARE |  | Pass | null
257916959 | TNB | DISTRIBUTION | CHERAS | Existing | BCRS/PPU/G00009/NB10 | 300047979 | 11 kV | CLOSED | VACUUM | MINE-10 | PPU MINES |  |  |  | 10 | 19960706 |  | EPE | VFT 12D | 630.000 A | SPARE |  | Pass | null
257916960 | TNB | DISTRIBUTION | CHERAS | Existing | BCRS/PPU/G00009/NB2 | 300047983 | 11 kV | CLOSED | VACUUM | MINE-2 | PPU MINES |  |  |  | 2 | 19960706 |  | EPE | VFT 12D | 630.000 A | SPARE |  | Pass | null
257916962 | TNB | DISTRIBUTION | CHERAS | Existing | BCRS/PPU/G00009/NB4 | 300047989 | 11 kV | CLOSED | VACUUM | MINE-4 | PPU MINES |  |  |  | 4 | 19960706 |  | EPE | VFT 12D | 630.000 A | SPARE |  | Pass | null
257916963 | TNB | DISTRIBUTION | CHERAS | Existing | BCRS/PPU/G00009/MB2HO | 300047974 | 33 kV | CLOSED | VACUUM | MINE-2H0 | PPU MINES |  |  |  | 2HO | 19960706 |  | EPE | VJ-32 | 2000.000 A | SPARE |  | Pass | null
257916964 | TNB | DISTRIBUTION | CHERAS | Existing | BCRS/PPU/G00009/NB31 | 300047986 | 11 kV | CLOSED | VACUUM | MINE-31 | PPU MINES |  |  |  | 31 | 19960706 |  | EPE | VFT 12D | 2000.000 A | INCOMER NO.1 |  | Pass | null
257916965 | TNB | DISTRIBUTION | CHERAS | Existing | BCRS/PPU/G00009/NB32 | 300047987 | 11 kV | CLOSED | VACUUM | MINE-32 | PPU MINES |  |  |  | 32 | 19960706 |  | EPE | VFT 12D | 2000.000 A | INCOMER NO.2 |  | Pass | null
257916968 | TNB | DISTRIBUTION | CHERAS | Existing | BCRS/PPU/G00009/NB1 | 300047978 | 11 kV | CLOSED | VACUUM | MINE-1 | PPU MINES |  |  |  | 1 | 19960706 |  | EPE | VFT 12D | 630.000 A | SPARE |  | Pass | null
257916969 | TNB | DISTRIBUTION | CHERAS | Existing | BCRS/PPU/G00009/NB3 | 300047984 | 11 kV | CLOSED | VACUUM | MINE-3 | PPU MINES |  |  |  | 3 | 19960706 |  | EPE | VFT 12D | 630.000 A | SPARE |  | Pass | null
257916970 | TNB | DISTRIBUTION | CHERAS | Existing | BCRS/PPU/G00009/NB7 | 300047992 | 11 kV | CLOSED | VACUUM | MINE-7 | PPU MINES |  |  |  | 7 | 19960706 |  | EPE | VFT 12D | 630.000 A | SPARE |  | Pass | null
257916971 | TNB | DISTRIBUTION | CHERAS | Existing | BCRS/PPU/G00009/NB5 | 300047990 | 11 kV | CLOSED | VACUUM | MINE-5 | PPU MINES |  |  |  | 5 | 19960706 |  | EPE | VFT 12D | 630.000 A | SPARE |  | Pass | null
257916974 | TNB | DISTRIBUTION | CHERAS | Existing | BCRS/PPU/G00009/NB14 | 300047982 | 11 kV | CLOSED | VACUUM | MINE-14 | PPU MINES |  |  |  | 14 | 19960706 |  | EPE | VFT 12D | 630.000 A | SPARE |  | Pass | null
376450727 | TNB | DISTRIBUTION | CHERAS | Existing |  |  | 11 kV | CLOSED | VACUUM | SGLN-11 | PPU SUNGAI LONG | [6 empty] | TAMCO | VK 10J20D | 630.000 A | B06693 BDR MAHKOTA CHERAS NO 14 |  | Pass | null
376450746 | TNB | DISTRIBUTION | CHERAS | Existing |  |  | 11 kV | CLOSED | VACUUM | SGLN-14 | PPU SUNGAI LONG | [6 empty] | TAMCO | VK 10J20D | 630.000 A | B13539 SSU UTAR SG LONG |  | Pass | null
376455077 | TNB | DISTRIBUTION | CHERAS | Existing | BCRS/SSU/J00009/MB4 | 310523190 | 11 kV | CLOSED | VACUUM | B14106 | SSU WOTP |  |  |  | B00919 |  |  |  |  | 630.000 A | BUKIT BAYU NO 6 |  | Pass | null
376455079 | TNB | DISTRIBUTION | CHERAS | Existing | BCRS/SSU/J00009/MB5 | 310523191 | 11 kV | CLOSED | VACUUM | B14107 | SSU WOTP |  |  |  | B00919 |  |  |  |  | 630.000 A | BUKIT BAYU NO 6 |  | Pass | null
376455085 | TNB | DISTRIBUTION | CHERAS | Existing | BCRS/SSU/J00009/MB1 | 310523187 | 11 kV | CLOSED | VACUUM | B14108 | SSU WOTP |  |  |  | B00919 |  |  |  |  | 630.000 A | BUKIT BAYU NO 6 |  | Pass | null
376455104 | TNB | DISTRIBUTION | CHERAS | Existing | BCRS/SSU/J00009/MB2 | 310523188 | 11 kV | CLOSED | VACUUM | B14104 | SSU WOTP |  |  |  | B00919 |  |  |  |  | 630.000 A | BUKIT BAYU NO 6 |  | Pass | null
376455108 | TNB | DISTRIBUTION | CHERAS | Existing |  |  | 11 kV | CLOSED | VACUUM | B14102 | SSU WOTP | [11 empty] | Pass | null
376455132 | TNB | DISTRIBUTION | CHERAS | Existing | BCRS/SSU/J00009/MB3 | 310523189 | 11 kV | CLOSED | VACUUM | B14103 | SSU WOTP |  |  |  | B00919 |  |  |  |  | 630.000 A | BUKIT BAYU NO 6 |  | Pass | null
376498766 | TNB | DISTRIBUTION | CHERAS | Existing | BCRS/PCE/J01310/MB1 | 300555797 | 11 kV | CLOSED | VACUUM | B14706 | PE SAVILLE CHERAS KONDO(0605) | [6 empty] | ITEM | 8BK88E | 630.000 A |  |  | Pass | null
376498771 | TNB | DISTRIBUTION | CHERAS | Existing | BCRS/PCE/J01310/MB1 | 300555793 | 11 kV | CLOSED | VACUUM | B14708 | PE SAVILLE CHERAS KONDO(0605) | [6 empty] | ITEM | 8BK88E | 630.000 A |  |  | Pass | null
376498789 | TNB | DISTRIBUTION | CHERAS | Existing | BCRS/PCE/J01310/MB1 | 300554278 | 11 kV | CLOSED | VACUUM | B14709 | PE SAVILLE CHERAS KONDO(0605) | [6 empty] | ITEM | 8BK88E | 630.000 A |  |  | Pass | null
376498791 | TNB | DISTRIBUTION | CHERAS | Existing | BCRS/PCE/J01310/MB1 | 300555794 | 11 kV | OPEN | VACUUM | B14707 | PE SAVILLE CHERAS KONDO(0605) | [6 empty] | ITEM | 8BK88E | 630.000 A |  |  | Pass | null
376974755 | TNB | DISTRIBUTION | CHERAS | Existing | BCRS/PCE/J00361/MBB01842 | 300010507 | 11 kV | CLOSED | VACUUM | B01842 | NGEE MING SHOE MANUFACTURE |  |  |  | B01842 | 20120709 |  | TAMCO | TAMCO | 630.000 A | PENGGUNA 11 KV |  | Pass | null
376974757 | TNB | DISTRIBUTION | CHERAS | Existing | BCRS/PCE/J00361/MBB01843 | 300010508 | 11 kV | CLOSED | VACUUM | B01843 | NGEE MING SHOE MANUFACTURE |  |  |  | B01843 | 20120709 |  | TAMCO | TAMCO | 630.000 A | LIEW KON THAM |  | Pass | null
376974776 | TNB | DISTRIBUTION | CHERAS | Existing | BCRS/PCE/J00361/MBB01841 | 300010506 | 11 kV | CLOSED | VACUUM | B01841 | NGEE MING SHOE MANUFACTURE |  |  |  | B01841 | 20120709 |  | TAMCO | TAMCO | 630.000 A | HOOVER TILING |  | Pass | null
377112271 | TNB | DISTRIBUTION | CHERAS | Existing |  |  | 11 kV | CLOSED | VACUUM | B13953 | PE SILK RESIDENCE | [11 empty] | Pass | null
377112273 | TNB | DISTRIBUTION | CHERAS | Existing |  |  | 11 kV | CLOSED | VACUUM | B13955 | PE SILK RESIDENCE | [11 empty] | Pass | null
377112292 | TNB | DISTRIBUTION | CHERAS | Existing |  |  | 11 kV | CLOSED | VACUUM | B13952 | PE SILK RESIDENCE | [11 empty] | Pass | null
377112297 | TNB | DISTRIBUTION | CHERAS | Existing |  |  | 11 kV | CLOSED | VACUUM | B13956 | PE SILK RESIDENCE | [11 empty] | Pass | null
377215019 | TNB | DISTRIBUTION | CHERAS | Existing |  |  | 11 kV | CLOSED | VACUUM | SGLN-16 | PPU SUNGAI LONG | [6 empty] | TAMCO | VK 10J20D | 630.000 A | PE SUKMA PESONA |  | Pass | null
377506481 | TNB | DISTRIBUTION | CHERAS | Existing | BCRS/PCE/J01341/MB1 | 310325241 | 11 kV | CLOSED | VACUUM | B14967 | D-CRS-C16-0627 | [6 empty] | ITEM | 8BK88E | 630.000 A |  |  | Pass | null
377506499 | TNB | DISTRIBUTION | CHERAS | Existing | BCRS/PCE/J01341/MB1 | 310325242 | 11 kV | CLOSED | VACUUM | B14969 | D-CRS-C16-0627 | [6 empty] | ITEM | 8BK88E | 630.000 A |  |  | Pass | null
377506501 | TNB | DISTRIBUTION | CHERAS | Existing | BCRS/PCE/J01341/MB1 | 310251093 | 11 kV | CLOSED | VACUUM | B14968 | D-CRS-C16-0627 | [6 empty] | ITEM | 8BK88E | 630.000 A |  |  | Pass | null
377506630 | TNB | DISTRIBUTION | CHERAS | Existing |  |  | 11 kV | CLOSED | VACUUM | B14917 | D-CRS-C16-0631 | [9 empty] | PPU LMAS CB 13 |  | Pass | null
377506636 | TNB | DISTRIBUTION | CHERAS | Existing |  |  | 11 kV | CLOSED | VACUUM | B14920 | D-CRS-C16-0631 | [11 empty] | Pass | null
377506639 | TNB | DISTRIBUTION | CHERAS | Existing |  |  | 11 kV | CLOSED | VACUUM | B14921 | D-CRS-C16-0631 | [11 empty] | Pass | null
377506662 | TNB | DISTRIBUTION | CHERAS | Existing |  |  | 11 kV | CLOSED | VACUUM | B14919 | D-CRS-C16-0631 | [11 empty] | Pass | null
377506665 | TNB | DISTRIBUTION | CHERAS | Existing |  |  | 11 kV | CLOSED | VACUUM | B14916 | D-CRS-C16-0631 | [11 empty] | Pass | null
377506674 | TNB | DISTRIBUTION | CHERAS | Existing |  |  | 11 kV | CLOSED | VACUUM | B14915 | D-CRS-C16-0631 | [9 empty] | B13304 PE IMPERIAL RESIDENCE |  | Pass | null
377506695 | TNB | DISTRIBUTION | CHERAS | Existing | BCRS/PCE/J01340/MB1 | 310251092 | 11 kV | CLOSED | VACUUM | B14959 | PE TASIK VISTA RESIDEN | [6 empty] | ITEM | 8BK88E | 630.000 A |  |  | Pass | null
377506704 | TNB | DISTRIBUTION | CHERAS | Existing | BCRS/PCE/J01340/MB1 | 310183491 | 11 kV | OPEN | VACUUM | B14961 - BTHO 19 | PE TASIK VISTA RESIDEN | [6 empty] | ITEM | 8BK88E | 630.000 A |  |  | Pass | null
377506707 | TNB | DISTRIBUTION | CHERAS | Existing | BCRS/PCE/J01340/MB1 | 310158652 | 11 kV | CLOSED | VACUUM | B14958 | PE TASIK VISTA RESIDEN | [6 empty] | ITEM | 8BK88E | 630.000 A |  |  | Pass | null
377506730 | TNB | DISTRIBUTION | CHERAS | Existing | BCRS/PCE/J01340/MB1 | 310201303 | 11 kV | CLOSED | VACUUM | B14960 | PE TASIK VISTA RESIDEN | [6 empty] | ITEM | 8BK88E | 630.000 A |  |  | Pass | null
377506731 | TNB | DISTRIBUTION | CHERAS | Existing | BCRS/PCE/J01340/MB1 | 310183490 | 11 kV | CLOSED | VACUUM | B14957 | PE TASIK VISTA RESIDEN | [6 empty] | ITEM | 8BK88E | 630.000 A |  |  | Pass | null
377506974 | TNB | DISTRIBUTION | CHERAS | Existing | BCRS/PCE/J01340/MB1 | 310136257 | 11 kV | CLOSED | VACUUM | B14962 | PE TASIK VISTA RESIDEN | [6 empty] | ITEM | 8BK88E | 630.000 A |  |  | Pass | null
377696073 | TNB | DISTRIBUTION | CHERAS | Existing | BCRS/SSU/J00012/MB3 | 309892802 | 11 kV | OPEN | VACUUM | B15015 | SSU TALENT TEAM | [6 empty] | TOSHIBA | HV12-A1 | 630.000 A |  |  | Pass | null
377696079 | TNB | DISTRIBUTION | CHERAS | Existing | BCRS/SSU/J00012/MB6 | 309905144 | 11 kV | CLOSED | VACUUM | B15020 | SSU TALENT TEAM | [6 empty] | TOSHIBA | HV12-A1 | 630.000 A |  |  | Pass | null
377696082 | TNB | DISTRIBUTION | CHERAS | Existing | BCRS/SSU/J00012/MB7 | 309905145 | 11 kV | CLOSED | VACUUM | B15021 | SSU TALENT TEAM | [6 empty] | TOSHIBA | HV12-A1 | 630.000 A |  |  | Pass | null
377696097 | TNB | DISTRIBUTION | CHERAS | Existing | BCRS/SSU/J00012/MB00 | 300531520 | 11 kV | OPEN | VACUUM | B15018 | SSU TALENT TEAM | [6 empty] | TOSHIBA | HV12-C1/C1A | 630.000 A |  |  | Pass | null
377696106 | TNB | DISTRIBUTION | CHERAS | Existing | BCRS/SSU/J00012/MB5 | 309892811 | 11 kV | CLOSED | VACUUM | B15019 | SSU TALENT TEAM | [6 empty] | TOSHIBA | HV12-A1 | 630.000 A |  |  | Pass | null
377696109 | TNB | DISTRIBUTION | CHERAS | Existing | BCRS/SSU/J00012/MB4 | 309892805 | 11 kV | CLOSED | VACUUM | B15016 | SSU TALENT TEAM | [6 empty] | TOSHIBA | HV12-A1 | 630.000 A |  |  | Pass | null
377696117 | TNB | DISTRIBUTION | CHERAS | Existing | BCRS/SSU/J00012/MB2 | 309892800 | 11 kV | OPEN | VACUUM | B15014 | SSU TALENT TEAM | [6 empty] | TOSHIBA | HV12-A1 | 630.000 A |  |  | Pass | null
377696125 | TNB | DISTRIBUTION | CHERAS | Existing | BCRS/SSU/J00012/MB1 | 309892798 | 11 kV | CLOSED | VACUUM | B15017 | SSU TALENT TEAM | [6 empty] | TOSHIBA | HV12-A1 | 630.000 A |  |  | Pass | null
377696129 | TNB | DISTRIBUTION | CHERAS | Existing | BCRS/SSU/J00012/MB8 | 309905146 | 11 kV | OPEN | VACUUM | B15022 | SSU TALENT TEAM | [6 empty] | TOSHIBA | HV12-A1 | 630.000 A |  |  | Pass | null
378215526 | TNB | DISTRIBUTION | CHERAS | Existing |  |  | 11 kV | CLOSED | VACUUM | B12709 | SSU TMN WAWASAN 1A | [11 empty] | Pass | null
378215528 | TNB | DISTRIBUTION | CHERAS | Existing |  |  | 11 kV | CLOSED | VACUUM | B12708 | SSU TMN WAWASAN 1A | [11 empty] | Pass | null
378215534 | TNB | DISTRIBUTION | CHERAS | Existing |  |  | 11 kV | CLOSED | VACUUM | B12713 | SSU TMN WAWASAN 1A | [11 empty] | Pass | null
378215553 | TNB | DISTRIBUTION | CHERAS | Existing |  |  | 11 kV | CLOSED | VACUUM | B12712 | SSU TMN WAWASAN 1A | [11 empty] | Pass | null
378215557 | TNB | DISTRIBUTION | CHERAS | Existing |  |  | 11 kV | CLOSED | VACUUM | B12707 | SSU TMN WAWASAN 1A | [11 empty] | Pass | null
378215581 | TNB | DISTRIBUTION | CHERAS | Existing |  |  | 11 kV | CLOSED | VACUUM | B12711 | SSU TMN WAWASAN 1A | [11 empty] | Pass | null
378215586 | TNB | DISTRIBUTION | CHERAS | Existing |  |  | 11 kV | CLOSED | VACUUM | B12705 | SSU TMN WAWASAN 1A | [11 empty] | Pass | null
378215588 | TNB | DISTRIBUTION | CHERAS | Existing |  |  | 11 kV | CLOSED | VACUUM | B12706 | SSU TMN WAWASAN 1A | [11 empty] | Pass | null
378215597 | TNB | DISTRIBUTION | CHERAS | Existing |  |  | 11 kV | OPEN | VACUUM | B12714 | SSU TMN WAWASAN 1A | [11 empty] | Pass | null
378254187 | TNB | DISTRIBUTION | CHERAS | Existing |  |  | 11 kV | CLOSED | VACUUM | CJYA-16 | PMU CHERAS JAYA 132/33/11kV | [11 empty] | Pass | null
378254192 | TNB | DISTRIBUTION | CHERAS | Existing |  |  | 11 kV | CLOSED | VACUUM | SGLN-13 | PPU SUNGAI LONG | [6 empty] | TAMCO | VK 10J20D | 630.000 A | B06693 BDR MAHKOTA CHERAS NO 14 |  | Pass | null
378559275 | TNB | DISTRIBUTION | CHERAS | Existing | BCRS/SSU/J00010/MB1 | 300538162 | 11 kV | CLOSED | VACUUM | B14510 | SSU YOU VISTA CITY (c16-0543) | [6 empty] | ITEM | 8BK88E | 630.000 A |  |  | Pass | null
378559276 | TNB | DISTRIBUTION | CHERAS | Existing |  |  | 11 kV | CLOSED | VACUUM | B12710 | SSU TMN WAWASAN 1A | [11 empty] | Pass | null
378559279 | TNB | DISTRIBUTION | CHERAS | Existing |  |  | 33 kV | CLOSED | VACUUM | 1WO | PPU BKT BELIMBING | [11 empty] | Pass | null
378559280 | TNB | DISTRIBUTION | CHERAS | Existing |  |  | 33 kV | CLOSED | VACUUM | 1SO | PPU BKT BELIMBING | [11 empty] | Pass | null
378559281 | TNB | DISTRIBUTION | CHERAS | Existing |  |  |  | CLOSED | VACUUM | 30 | PPU BKT BELIMBING | [7 empty] | 3AH5 104-2 | 630.000 A | BUSBAR (INCOMER NO. 1) |  | Fail | Please check "Operating Voltage"
378559284 | TNB | DISTRIBUTION | CHERAS | Existing | BCRS/PMU/G00002/MB1WO | 300274885 | 33 kV | CLOSED | VACUUM | 1WO | PMU BALAKONG 132/33kV |  |  |  | 1WO | 18/07/1998 |  | EPE | EPE | 2.000 A | BUS COUPLER |  | Pass | null
378559285 | TNB | DISTRIBUTION | CHERAS | Existing | BCRS/PMU/G00002/MB1SO | 300274884 | 33 kV | CLOSED | VACUUM | 1SO | PMU BALAKONG 132/33kV |  |  |  | 1SO | 18/07/1998 |  | EPE | EPE | 2.000 A | BUS SECTION |  | Pass | null
378559286 | TNB | DISTRIBUTION | CHERAS | Existing | BCRS/SSU/G00001/MB1SO | 300048252 | 33 kV | OPEN | VACUUM | 1SO | SSU LOJI AIR SUNGAI LANGAT |  |  |  | 1SO | 19991207 |  | AEI | AEI | 2.000 A | BUS SECTION |  | Pass | null
378559287 | TNB | DISTRIBUTION | CHERAS | Existing | BCRS/PMU/J00001/MB34 | 300047668 | 11 kV | CLOSED | VACUUM | 34 | PMU BALAKONG 132/11kV |  |  |  | 34 | 18/07/1998 |  | EPE | VFT 12D | 2.000 A | BUS COUPLER |  | Pass | null
378559288 | TNB | DISTRIBUTION | CHERAS | Existing | BCRS/PMU/J00001/MB30 | 300047665 | 11 kV | CLOSED | VACUUM | 30 | PMU BALAKONG 132/11kV |  |  |  | 30 | 18/07/1998 |  | EPE | VFT 12D | 2.000 A | BUS SECTION |  | Pass | null
378559289 | TNB | DISTRIBUTION | CHERAS | Existing | BCRS/SSU/J00003/MB6 | 300430905 | 11 kV | OPEN | VACUUM | B10714 | SSU BKT BELIMBING |  |  |  | B10714 | 20101111 |  | EPE | EPE | 630.000 A | BUS SECTION |  | Pass | null
378559299 | TNB | DISTRIBUTION | CHERAS | Existing | BCRS/PMU/G00001/NB30 | 300047593 | 11 kV | OPEN | VACUUM | CJYA-30 | PMU CHERAS JAYA 132/33/11kV |  |  |  | 30 | 19890101 |  |  | ENERGOINVEST | 2.000 A | BUS SECTION |  | Pass | null
378559300 | TNB | DISTRIBUTION | CHERAS | Existing | BCRS/PMU/G00001/MB1WO | 300047575 | 33 kV | CLOSED | VACUUM | CJYA-1WO | PMU CHERAS JAYA 132/33/11kV |  |  |  | 1WO | 19890101 |  | TAMCO | VH3D | 2.000 A | BUS COUPLER |  | Pass | null
378559301 | TNB | DISTRIBUTION | CHERAS | Existing | BCRS/PMU/G00001/MB1SO | 300047573 | 33 kV | CLOSED | VACUUM | CJYA-1SO | PMU CHERAS JAYA 132/33/11kV |  |  |  | 1SO | 19890101 |  | TAMCO | VH3D | 2.000 A | BUS COUPLER |  | Pass | null
378559302 | TNB | DISTRIBUTION | CHERAS | Existing |  |  | 33 kV | CLOSED | VACUUM | 2WO | PMU CHERAS JAYA 132/33/11kV | [6 empty] | TAMCO | VK 10925DT | 2000.000 A | 11KV BUSBAR |  | Pass | null
378559303 | TNB | DISTRIBUTION | CHERAS | Existing |  |  | 33 kV | CLOSED | VACUUM | 2SO | PMU CHERAS JAYA 132/33/11kV | [6 empty] | TAMCO | VK 10925DT | 2000.000 A | 11KV BUSBAR |  | Pass | null
379388472 | TNB | DISTRIBUTION | CHERAS | Existing |  |  | 11 kV | OPEN | VACUUM | B09005 | SSU AEON JUSCO CHERAS SELATAN | [11 empty] | Pass | null
379516614 | TNB | DISTRIBUTION | CHERAS | Existing | BCRS/PCE/J00711/MBB08109 | 300270889 | 11 kV | CLOSED | VACUUM | B08109 | INDUSTRI BALAKONG JAYA NO 2 |  |  |  | B08109 | 20041101 |  | MAHKOTA | MAHKOTA | 630.000 A | TX 1 1000KVA MTM |  | Pass | null
379516616 | TNB | DISTRIBUTION | CHERAS | Existing | BCRS/PCE/J00711/MBB08110 | 300270890 | 11 kV | CLOSED | VACUUM | B08110 | INDUSTRI BALAKONG JAYA NO 2 |  |  |  | B08110 | 20041101 |  | MAHKOTA | MAHKOTA | 630.000 A | TX 2 1000KVA MTM |  | Pass | null
379516635 | TNB | DISTRIBUTION | CHERAS | Existing | BCRS/PCE/J00711/MBB08108 | 300270888 | 11 kV | CLOSED | VACUUM | B08108 | INDUSTRI BALAKONG JAYA NO 2 |  |  |  | B08108 | 20041101 |  | MAHKOTA | MAHKOTA | 630.000 A | IND .BALAKONG JAYA NO 1 |  | Pass | null
379516639 | TNB | DISTRIBUTION | CHERAS | Existing | BCRS/PCE/J00711/MBB08111 | 300270891 | 11 kV | CLOSED | VACUUM | B08111 | INDUSTRI BALAKONG JAYA NO 2 |  |  |  | B08111 | 20041101 |  | MAHKOTA | MAHKOTA | 630.000 A | IND BALAKONG JAYA NO 3 |  | Pass | null
379516667 | TNB | DISTRIBUTION | CHERAS | Existing | BCRS/SSU/J00004/MB2 | 300430916 | 11 kV | CLOSED | VACUUM | B09004 | SSU AEON JUSCO CHERAS SELATAN |  |  |  | TNB0000 | 20101101 |  | EPE | EPE | 630.000 A | KAWASAN |  | Pass | null
379516669 | TNB | DISTRIBUTION | CHERAS | Existing | BCRS/SSU/J00004/MB1 | 300430915 | 11 kV | CLOSED | VACUUM | B09003 | SSU AEON JUSCO CHERAS SELATAN |  |  |  | TNB0000 | 20101101 |  | EPE | EPE | 630.000 A | KAWASAN |  | Pass | null
379516694 | TNB | DISTRIBUTION | CHERAS | Existing | BCRS/SSU/J00004/MB |  | 11 kV | CLOSED | VACUUM | B09007 | SSU AEON JUSCO CHERAS SELATAN | [11 empty] | Pass | null
379516722 | TNB | DISTRIBUTION | CHERAS | Existing | BCRS/SSU/J00004/MB3 | 300430917 | 11 kV | CLOSED | VACUUM | B09006 | SSU AEON JUSCO CHERAS SELATAN |  |  |  | TNB0000 | 20101101 |  | EPE | EPE | 630.000 A | KAWASAN |  | Pass | null
379559548 | TNB | DISTRIBUTION | CHERAS | Existing |  |  | 33 kV | CLOSED | VACUUM | 1S5 | SSU MRT TAMAN CEUPACS | [11 empty] | Pass | null
379559553 | TNB | DISTRIBUTION | CHERAS | Existing |  |  | 33 kV | CLOSED | VACUUM | 2B5 | SSU MRT TAMAN CEUPACS | [9 empty] | BUSTIE 1B5 |  | Pass | null
379559584 | TNB | DISTRIBUTION | CHERAS | Existing |  |  | 33 kV | CLOSED | VACUUM | 3S5 | SSU MRT TAMAN CEUPACS | [9 empty] | PMU SPKC 2: 19L5 |  | Pass | null
379559585 | TNB | DISTRIBUTION | CHERAS | Existing |  |  | 33 kV | CLOSED | VACUUM | 1B5 | SSU MRT TAMAN CEUPACS | [9 empty] | BUSTIE 2B5 |  | Pass | null
379559595 | TNB | DISTRIBUTION | CHERAS | Existing |  |  | 33 kV | OPEN | VACUUM | 4S5 | SSU MRT TAMAN CEUPACS | [9 empty] | PPU MHCR: 4P5 |  | Pass | null
379559596 | TNB | DISTRIBUTION | CHERAS | Existing |  |  | 33 kV | CLOSED | VACUUM | 2S5 | SSU MRT TAMAN CEUPACS | [11 empty] | Pass | null
379559605 | TNB | DISTRIBUTION | CHERAS | Existing |  |  | 33 kV | OPEN | VACUUM | 5S5 | SSU MRT TAMAN CEUPACS | [9 empty] | SPARE |  | Pass | null
379559610 | TNB | DISTRIBUTION | CHERAS | Existing |  |  | 33 kV | OPEN | VACUUM | 6S5 | SSU MRT TAMAN CEUPACS | [9 empty] | SPARE |  | Pass | null
379851546 | TNB | DISTRIBUTION | CHERAS | Existing |  |  | 11 kV | CLOSED |  |  | D-CRS-C15-0606 | [11 empty] | Fail | Please check "InsulationType"
379851552 | TNB | DISTRIBUTION | CHERAS | Existing |  |  | 11 kV | CLOSED |  |  | D-CRS-C15-0606 | [11 empty] | Fail | Please check "InsulationType"
379851555 | TNB | DISTRIBUTION | CHERAS | Existing |  |  | 11 kV | CLOSED |  |  | D-CRS-C15-0606 | [11 empty] | Fail | Please check "InsulationType"
379851570 | TNB | DISTRIBUTION | CHERAS | Existing |  |  | 11 kV | CLOSED | VACUUM | 1BS | D-CRS-C15-0606 | [11 empty] | Pass | null
379851579 | TNB | DISTRIBUTION | CHERAS | Existing |  |  | 11 kV | OPEN |  |  | D-CRS-C15-0606 | [11 empty] | Fail | Please check "InsulationType"
379851582 | TNB | DISTRIBUTION | CHERAS | Existing |  |  | 11 kV | CLOSED |  |  | D-CRS-C15-0606 | [11 empty] | Fail | Please check "InsulationType"
379851590 | TNB | DISTRIBUTION | CHERAS | Existing |  |  | 11 kV | CLOSED |  |  | D-CRS-C15-0606 | [11 empty] | Fail | Please check "InsulationType"
379851595 | TNB | DISTRIBUTION | CHERAS | Existing |  |  | 11 kV | CLOSED |  |  | D-CRS-C15-0606 | [11 empty] | Fail | Please check "InsulationType"
379851601 | TNB | DISTRIBUTION | CHERAS | Existing |  |  | 11 kV | CLOSED |  |  | D-CRS-C15-0606 | [11 empty] | Fail | Please check "InsulationType"
379851604 | TNB | DISTRIBUTION | CHERAS | Existing |  |  | 11 kV | CLOSED |  |  | D-CRS-C15-0606 | [11 empty] | Fail | Please check "InsulationType"
379851619 | TNB | DISTRIBUTION | CHERAS | Existing |  |  | 11 kV | CLOSED | VACUUM | 1BS | D-CRS-C15-0606 | [11 empty] | Pass | null
379851628 | TNB | DISTRIBUTION | CHERAS | Existing |  |  | 11 kV | CLOSED |  |  | D-CRS-C15-0606 | [11 empty] | Fail | Please check "InsulationType"
379851631 | TNB | DISTRIBUTION | CHERAS | Existing |  |  | 11 kV | CLOSED |  |  | D-CRS-C15-0606 | [11 empty] | Fail | Please check "InsulationType"
379851639 | TNB | DISTRIBUTION | CHERAS | Existing |  |  | 11 kV | CLOSED |  |  | D-CRS-C15-0606 | [11 empty] | Fail | Please check "InsulationType"
379851646 | TNB | DISTRIBUTION | CHERAS | Existing |  |  | 11 kV | OPEN | VACUUM | 5 | PPU TAMAN SUTERA (T): Transformer 33/11 | [11 empty] | Pass | null
379851656 | TNB | DISTRIBUTION | CHERAS | Existing |  |  | 11 kV | OPEN | VACUUM | 3 | PPU TAMAN SUTERA (T): Transformer 33/11 | [11 empty] | Pass | null
379851733 | TNB | DISTRIBUTION | CHERAS | Existing |  |  | 11 kV | CLOSED | VACUUM | 31 | PPU TAMAN SUTERA (T): Transformer 33/11 | [11 empty] | Pass | null
379851739 | TNB | DISTRIBUTION | CHERAS | Existing |  |  | 33 kV | CLOSED | VACUUM | 1B5 | PPU TAMAN SUTERA (T): Transformer 33/11 | [11 empty] | Pass | null
379851742 | TNB | DISTRIBUTION | CHERAS | Existing |  |  | 11 kV | CLOSED | VACUUM | 4 | PPU TAMAN SUTERA (T): Transformer 33/11 | [11 empty] | Pass | null
379851768 | TNB | DISTRIBUTION | CHERAS | Existing |  |  | 11 kV | CLOSED | VACUUM | 2 | PPU TAMAN SUTERA (T): Transformer 33/11 | [11 empty] | Pass | null
379851778 | TNB | DISTRIBUTION | CHERAS | Existing |  |  | 11 kV | CLOSED | VACUUM | 30 | PPU TAMAN SUTERA (T): Transformer 33/11 | [11 empty] | Pass | null
379851783 | TNB | DISTRIBUTION | CHERAS | Existing |  |  | 11 kV | CLOSED | VACUUM | 12 | PPU TAMAN SUTERA (T): Transformer 33/11 | [11 empty] | Pass | null
379851790 | TNB | DISTRIBUTION | CHERAS | Existing |  |  | 11 kV | CLOSED | VACUUM | 14 | PPU TAMAN SUTERA (T): Transformer 33/11 | [11 empty] | Pass | null
379851800 | TNB | DISTRIBUTION | CHERAS | Existing |  |  | 11 kV | OPEN | VACUUM | 8 | PPU TAMAN SUTERA (T): Transformer 33/11 | [11 empty] | Pass | null
379851802 | TNB | DISTRIBUTION | CHERAS | Existing |  |  | 11 kV | CLOSED | VACUUM | 10 | PPU TAMAN SUTERA (T): Transformer 33/11 | [11 empty] | Pass | null
379851817 | TNB | DISTRIBUTION | CHERAS | Existing |  |  | 33 kV | OPEN | VACUUM | 4P5 | PPU TAMAN SUTERA (T): Transformer 33/11 | [11 empty] | Pass | null
379851842 | TNB | DISTRIBUTION | CHERAS | Existing |  |  | 33 kV | CLOSED | VACUUM | 2B5 | PPU TAMAN SUTERA (T): Transformer 33/11 | [11 empty] | Pass | null
379851892 | TNB | DISTRIBUTION | CHERAS | Existing |  |  | 11 kV | OPEN | VACUUM | 1 | PPU TAMAN SUTERA (T): Transformer 33/11 | [11 empty] | Pass | null
379851905 | TNB | DISTRIBUTION | CHERAS | Existing |  |  | 11 kV | CLOSED | VACUUM | 32 | PPU TAMAN SUTERA (T): Transformer 33/11 | [11 empty] | Pass | null
379851907 | TNB | DISTRIBUTION | CHERAS | Existing |  |  | 11 kV | CLOSED | VACUUM | 9 | PPU TAMAN SUTERA (T): Transformer 33/11 | [11 empty] | Pass | null
379851931 | TNB | DISTRIBUTION | CHERAS | Existing |  |  | 11 kV | CLOSED | VACUUM | 11 | PPU TAMAN SUTERA (T): Transformer 33/11 | [11 empty] | Pass | null
379851944 | TNB | DISTRIBUTION | CHERAS | Existing |  |  | 33 kV | OPEN | VACUUM | 3P5 | PPU TAMAN SUTERA (T): Transformer 33/11 | [11 empty] | Pass | null
379851984 | TNB | DISTRIBUTION | CHERAS | Existing |  |  | 33 kV | CLOSED | VACUUM | 1P5 | PPU TAMAN SUTERA (T): Transformer 33/11 | [11 empty] | Pass | null
379851987 | TNB | DISTRIBUTION | CHERAS | Existing |  |  | 33 kV | CLOSED | VACUUM | 2HO | PPU TAMAN SUTERA (T): Transformer 33/11 | [11 empty] | Pass | null
379851999 | TNB | DISTRIBUTION | CHERAS | Existing |  |  | 11 kV | CLOSED | VACUUM | 6 | PPU TAMAN SUTERA (T): Transformer 33/11 | [11 empty] | Pass | null
379852009 | TNB | DISTRIBUTION | CHERAS | Existing |  |  | 11 kV | CLOSED | VACUUM | 7 | PPU TAMAN SUTERA (T): Transformer 33/11 | [11 empty] | Pass | null
379852046 | TNB | DISTRIBUTION | CHERAS | Existing |  |  | 33 kV | CLOSED | VACUUM | 1HO | PPU TAMAN SUTERA (T): Transformer 33/11 | [11 empty] | Pass | null
379852081 | TNB | DISTRIBUTION | CHERAS | Existing |  |  | 33 kV | CLOSED | VACUUM | 2P5 | PPU TAMAN SUTERA (T): Transformer 33/11 | [11 empty] | Pass | null
379852103 | TNB | DISTRIBUTION | CHERAS | Existing |  |  | 11 kV | CLOSED | VACUUM | 13 | PPU TAMAN SUTERA (T): Transformer 33/11 | [11 empty] | Pass | null
380479561 | TNB | DISTRIBUTION | CHERAS | Existing | BBBB/PPU/G00013/NB11 | 300048030 | 11 kV | OPEN | VACUUM | 11 | PPU SAUJANA IMPIAN |  |  |  | 11 | 19980105 |  | TAMCO | VH1D | 630.000 A | SPARE |  | Pass | null
381109687 | TNB | DISTRIBUTION | CHERAS | Existing | BCRS/PMU/G00002/MB6L5 | 300274892 | 33 kV | CLOSED | VACUUM | 6L5 | PMU BALAKONG 132/33kV |  |  |  | 6L5 | 18/07/1998 |  | EPE | EPE | 1250.000 A | FEEDER 33KV |  | Pass | null
381109692 | TNB | DISTRIBUTION | CHERAS | Existing | BCRS/PMU/G00002/MB5L5 | 300274891 | 33 kV | CLOSED | VACUUM | 5L5 | PMU BALAKONG 132/33kV |  |  |  | 5L5 | 18/07/1998 |  | EPE | EPE | 1250.000 A | FEEDER 33KV |  | Pass | null
381109701 | TNB | DISTRIBUTION | CHERAS | Existing | BCRS/PMU/G00002/MB3TO | 300274888 | 33 kV | CLOSED | VACUUM | 3TO | PMU BALAKONG 132/33kV |  |  |  | 3TO | 18/07/1998 |  | EPE | EPE | 2000.000 A | INCOMER |  | Pass | null
381109703 | TNB | DISTRIBUTION | CHERAS | Existing | BCRS/PMU/G00002/MB7L5 | 300274893 | 33 kV | CLOSED | VACUUM | 7L5 | PMU BALAKONG 132/33kV |  |  |  | 7L5 | 18/07/1998 |  | EPE | EPE | 1250.000 A | FEEDER 33KV |  | Pass | null
381109712 | TNB | DISTRIBUTION | CHERAS | Existing | BCRS/PMU/G00002/MB4L5 | 300274889 | 33 kV | CLOSED | VACUUM | 4L5 | PMU BALAKONG 132/33kV |  |  |  | 4L5 | 18/07/1998 |  | EPE | EPE | 1250.000 A | FEEDER 33KV |  | Pass | null
381109726 | TNB | DISTRIBUTION | CHERAS | Existing | BCRS/PMU/G00002/MB4TO | 300274890 | 33 kV | CLOSED | VACUUM | 4TO | PMU BALAKONG 132/33kV |  |  |  | 4TO | 18/07/1998 |  | EPE | EPE | 2000.000 A | INCOMER |  | Pass | null
381109756 | TNB | DISTRIBUTION | CHERAS | Existing | BCRS/PMU/G00002/MB10L5 | 300274881 | 33 kV | CLOSED | VACUUM | 10L5 | PMU BALAKONG 132/33kV |  |  |  | 10L5 | 18/07/1998 |  | EPE | EPE | 1250.000 A | FEEDER 33KV |  | Pass | null
381109758 | TNB | DISTRIBUTION | CHERAS | Existing | BCRS/PMU/G00002/MB1L5 | 300274882 | 33 kV | CLOSED | VACUUM | 1L5 | PMU BALAKONG 132/33kV |  |  |  | 1L5 | 18/07/1998 |  | EPE | EPE | 1250.000 A | FEEDER 33KV |  | Pass | null
381109778 | TNB | DISTRIBUTION | CHERAS | Existing | BCRS/PMU/G00002/MB2L5 | 300274886 | 33 kV | CLOSED | VACUUM | 2L5 | PMU BALAKONG 132/33kV |  |  |  | 2L5 | 18/07/1998 |  | EPE | EPE | 1250.000 A | FEEDER 33KV |  | Pass | null
381109808 | TNB | DISTRIBUTION | CHERAS | Existing | BCRS/PMU/G00002/MB9L5 | 300274895 | 33 kV | CLOSED | VACUUM | 9L5 | PMU BALAKONG 132/33kV |  |  |  | 9L5 | 18/07/1998 |  | EPE | EPE | 1250.000 A | FEEDER 33KV |  | Pass | null
381109814 | TNB | DISTRIBUTION | CHERAS | Existing | BCRS/PMU/G00002/MB3L5 | 300274887 | 33 kV | CLOSED | VACUUM | 3L5 | PMU BALAKONG 132/33kV |  |  |  | 3L5 | 18/07/1998 |  | EPE | EPE | 1250.000 A | FEEDER 33KV |  | Pass | null
381109830 | TNB | DISTRIBUTION | CHERAS | Existing | BCRS/PMU/G00002/MB8L5 | 300274894 | 33 kV | CLOSED | VACUUM | 8L5 | PMU BALAKONG 132/33kV |  |  |  | 8L5 | 18/07/1998 |  | EPE | EPE | 1250.000 A | FEEDER 33KV |  | Pass | null
381109914 | TNB | DISTRIBUTION | CHERAS | Existing | BCRS/PMU/J00001/MB3 | 300047664 | 11 kV | CLOSED | VACUUM | 3 | PMU BALAKONG 132/11kV |  |  |  | 3 | 18/07/1998 |  | EPE | VFT 12D | 630.000 A | ZINCALU |  | Pass | null
381109915 | TNB | DISTRIBUTION | CHERAS | Existing | BCRS/PMU/J00001/MB12 | 300047660 | 11 kV | CLOSED | VACUUM | 12 | PMU BALAKONG 132/11kV |  |  |  | 12 | 18/07/1998 |  | EPE | VFT 12D | 630.000 A | JONG SENG COMPACT |  | Pass | null
381109963 | TNB | DISTRIBUTION | CHERAS | Existing | BCRS/PMU/J00001/MB32 | 300047667 | 11 kV | CLOSED | VACUUM | 32 | PMU BALAKONG 132/11kV |  |  |  | 32 | 18/07/1998 |  | EPE | VFT 12D | 2000.000 A | INCOMER NO.2 |  | Pass | null
381109987 | TNB | DISTRIBUTION | CHERAS | Existing | BCRS/PMU/J00001/MB14 | 300047662 | 11 kV | CLOSED | VACUUM | 14 | PMU BALAKONG 132/11kV |  |  |  | 14 | 18/07/1998 |  | EPE | VFT 12D | 630.000 A | YONG SENG TYRE |  | Pass | null
381109993 | TNB | DISTRIBUTION | CHERAS | Existing | BCRS/PMU/J00001/MB9 | 300047674 | 11 kV | CLOSED | VACUUM | 9 | PMU BALAKONG 132/11kV |  |  |  | 9 | 18/07/1998 |  | EPE | VFT 12D | 630.000 A | U. COACH BUILDER |  | Pass | null
381110006 | TNB | DISTRIBUTION | CHERAS | Existing | BCRS/PMU/J00001/MB10 | 300047658 | 11 kV | CLOSED | VACUUM | 10 | PMU BALAKONG 132/11kV |  |  |  | 10 | 18/07/1998 |  | EPE | VFT 12D | 630.000 A | YEW LUM PROPERTY |  | Pass | null
381110010 | TNB | DISTRIBUTION | CHERAS | Existing | BCRS/PMU/J00001/MB1 | 300047657 | 11 kV | CLOSED | VACUUM | 1 | PMU BALAKONG 132/11kV |  |  |  | 1 | 18/07/1998 |  | EPE | VFT 12D | 630.000 A | GENERAL LABEL |  | Pass | null
381110011 | TNB | DISTRIBUTION | CHERAS | Existing | BCRS/PMU/J00001/MB13 | 300047661 | 11 kV | CLOSED | VACUUM | 13 | PMU BALAKONG 132/11kV |  |  |  | 13 | 18/07/1998 |  | EPE | VFT 12D | 630.000 A | D.SERDANG NO 7 |  | Pass | null
381110018 | TNB | DISTRIBUTION | CHERAS | Existing | BCRS/PMU/J00001/MB5 | 300047670 | 11 kV | CLOSED | VACUUM | 5 | PMU BALAKONG 132/11kV |  |  |  | 5 | 18/07/1998 |  | EPE | VFT 12D | 630.000 A | FINE QUALITY |  | Pass | null
381110023 | TNB | DISTRIBUTION | CHERAS | Existing | BCRS/PMU/J00001/MB2 | 300047663 | 11 kV | CLOSED | VACUUM | 2 | PMU BALAKONG 132/11kV |  |  |  | 2 | 18/07/1998 |  | EPE | VFT 12D | 630.000 A | SPARE |  | Pass | null
381110067 | TNB | DISTRIBUTION | CHERAS | Existing | BCRS/PMU/J00001/MB8 | 300047673 | 11 kV | CLOSED | VACUUM | 8 | PMU BALAKONG 132/11kV |  |  |  | 8 | 18/07/1998 |  | EPE | VFT 12D | 630.000 A | SPARE |  | Pass | null
381110073 | TNB | DISTRIBUTION | CHERAS | Existing | BCRS/PMU/J00001/MB4 | 300047669 | 11 kV | CLOSED | VACUUM | 4 | PMU BALAKONG 132/11kV |  |  |  | 4 | 18/07/1998 |  | EPE | VFT 12D | 630.000 A | TALIKOM BALAKONG |  | Pass | null
381110075 | TNB | DISTRIBUTION | CHERAS | Existing | BCRS/PMU/J00001/MB6 | 300047671 | 11 kV | CLOSED | VACUUM | 6 | PMU BALAKONG 132/11kV |  |  |  | 6 | 18/07/1998 |  | EPE | VFT 12D | 630.000 A | MAURI FERMENTATION |  | Pass | null
381110087 | TNB | DISTRIBUTION | CHERAS | Existing | BCRS/PMU/J00001/MB31 | 300047666 | 11 kV | CLOSED | VACUUM | 31 | PMU BALAKONG 132/11kV |  |  |  | 31 | 18/07/1998 |  | EPE | VFT 12D | 2000.000 A | INCOMER NO. 1 |  | Pass | null
381110088 | TNB | DISTRIBUTION | CHERAS | Existing | BCRS/PMU/J00001/MB11 | 300047659 | 11 kV | CLOSED | VACUUM | 11 | PMU BALAKONG 132/11kV |  |  |  | 11 | 18/07/1998 |  | EPE | VFT 12D | 630.000 A | LIFOONG I. PARK.NO 7 |  | Pass | null
381110125 | TNB | DISTRIBUTION | CHERAS | Existing | BCRS/PMU/J00001/MB7 | 300047672 | 11 kV | CLOSED | VACUUM | 7 | PMU BALAKONG 132/11kV |  |  |  | 7 | 18/07/1998 |  | EPE | VFT 12D | 630.000 A | SPARE |  | Pass | null
381453202 | TNB | DISTRIBUTION | CHERAS | Existing | BCRS/SSU/G00001/MB3S5 | 300048254 | 33 kV | CLOSED | VACUUM | 3S5 | SSU LOJI AIR SUNGAI LANGAT |  |  |  | 3S5 | 19991207 |  | AEI | AEI | 1250.000 A | PPU T.HUSSEIN ONN |  | Pass | null
381453207 | TNB | DISTRIBUTION | CHERAS | Existing | BCRS/SSU/G00001/MB2S5 | 300048253 | 33 kV | CLOSED | VACUUM | 2S5 | SSU LOJI AIR SUNGAI LANGAT |  |  |  | 2S5 | 19991207 |  | AEI | AEI | 1250.000 A | CONSUMER NO 1 |  | Pass | null
381453238 | TNB | DISTRIBUTION | CHERAS | Existing | BCRS/SSU/G00001/MB5S5 | 300048256 | 33 kV | OPEN | VACUUM | 5S5 | SSU LOJI AIR SUNGAI LANGAT |  |  |  | 5S5 | 19991207 |  | AEI | AEI | 1250.000 A | SPARE |  | Pass | null
381453239 | TNB | DISTRIBUTION | CHERAS | Existing | BCRS/SSU/G00001/MB1S5 | 300048251 | 33 kV | CLOSED | VACUUM | 1S5 | SSU LOJI AIR SUNGAI LANGAT |  |  |  | 1S5 | 19991207 |  | AEI | AEI | 1250.000 A | CONSUMER NO 1 |  | Pass | null
381453249 | TNB | DISTRIBUTION | CHERAS | Existing | BCRS/SSU/G00001/MB6S5 | 300048257 | 33 kV | CLOSED | VACUUM | 6S5 | SSU LOJI AIR SUNGAI LANGAT |  |  |  | 6S5 | 19991207 |  | AEI | AEI | 1250.000 A | SPARE |  | Pass | null
381453250 | TNB | DISTRIBUTION | CHERAS | Existing | BCRS/SSU/G00001/MB4S5 | 300048255 | 33 kV | CLOSED | VACUUM | 4S5 | SSU LOJI AIR SUNGAI LANGAT |  |  |  | 4S5 | 19991207 |  | AEI | AEI | 1250.000 A | PPU TAMAN EMAS |  | Pass | null
381454623 | TNB | DISTRIBUTION | CHERAS | Existing | BCRS/PCE/J00835/MB4 | 300448384 | 11 kV | CLOSED | VACUUM | B09976 | TMN LANGAT CERIA |  |  |  | B00000 | 20101111 |  | MAHKOTA | MAHKOTA | 630.000 A | FEEDER |  | Pass | null
381454628 | TNB | DISTRIBUTION | CHERAS | Existing | BCRS/PCE/J00835/MB2 | 300448382 | 11 kV | CLOSED | VACUUM | B09974 | TMN LANGAT CERIA |  |  |  | B00000 | 20101111 |  | MAHKOTA | MAHKOTA | 630.000 A | FEEDER |  | Pass | null
381454646 | TNB | DISTRIBUTION | CHERAS | Existing | BCRS/PCE/J00835/MB1 | 300448381 | 11 kV | CLOSED | VACUUM | B09973 | TMN LANGAT CERIA |  |  |  | B00000 | 20101111 |  | MAHKOTA | MAHKOTA | 630.000 A | FEEDER |  | Pass | null
381454648 | TNB | DISTRIBUTION | CHERAS | Existing | BCRS/PCE/J00835/MB3 | 300448383 | 11 kV | CLOSED | VACUUM | B09975 | TMN LANGAT CERIA |  |  |  | B00000 | 20101111 |  | MAHKOTA | MAHKOTA | 630.000 A | FEEDER |  | Pass | null
381719439 | TNB | DISTRIBUTION | CHERAS | Existing |  |  | 11 kV | CLOSED | VACUUM | SGLN-18 | PPU SUNGAI LONG | [6 empty] | TAMCO | VK 10J20D | 630.000 A | B13539 SSU UTAR SG LONG |  | Pass | null
381719441 | TNB | DISTRIBUTION | CHERAS | Existing |  |  | 11 kV | OPEN | VACUUM | SGLN-20 | PPU SUNGAI LONG | [6 empty] | TAMCO | VK 10J20D | 630.000 A | B13539 SSU UTAR SG LONG |  | Pass | null
381719470 | TNB | DISTRIBUTION | CHERAS | Existing |  |  | 11 kV | OPEN | VACUUM | SGLN-15 | PPU SUNGAI LONG | [6 empty] | TAMCO | VK 10J20D | 630.000 A | B06693 BDR MAHKOTA CHERAS NO 14 |  | Pass | null
381719472 | TNB | DISTRIBUTION | CHERAS | Existing |  |  | 11 kV | OPEN | VACUUM | SGLN-17 | PPU SUNGAI LONG | [6 empty] | TAMCO | VK 10J20D | 630.000 A | B06693 BDR MAHKOTA CHERAS NO 14 |  | Pass | null
382153405 | TNB | DISTRIBUTION | CHERAS | Existing |  |  | 11 kV | CLOSED | VACUUM | B14735 | PE LOT 4 BHS BOOK (D-CRS-C16-0700) | [9 empty] | PENGGUNA HT |  | Pass | null
382153411 | TNB | DISTRIBUTION | CHERAS | Existing |  |  | 11 kV | OPEN | VACUUM | B14739 | PE LOT 4 BHS BOOK (D-CRS-C16-0700) | [9 empty] | SPARE |  | Pass | null
382153437 | TNB | DISTRIBUTION | CHERAS | Existing |  |  | 11 kV | CLOSED | VACUUM | B14738 | PE LOT 4 BHS BOOK (D-CRS-C16-0700) | [9 empty] | B13282 SSU ATLAS |  | Pass | null
382153440 | TNB | DISTRIBUTION | CHERAS | Existing |  |  | 11 kV | CLOSED | VACUUM | B14736 | PE LOT 4 BHS BOOK (D-CRS-C16-0700) | [9 empty] | PMU CJYA: CB 1 |  | Pass | null
383067741 | TNB | DISTRIBUTION | CHERAS | Existing | BCRS/SSU/J00010/MB2 | 300554280 | 11 kV | CLOSED | VACUUM | B14507 | SSU YOU VISTA CITY (c16-0543) | [6 empty] | ITEM | 8BK88E | 630.000 A |  |  | Pass | null
383067747 | TNB | DISTRIBUTION | CHERAS | Existing | BCRS/SSU/J00010/MB5 | 300794882 | 11 kV | CLOSED | VACUUM | B14509 | SSU YOU VISTA CITY (c16-0543) | [6 empty] | ITEM | 8BK88E | 630.000 A |  |  | Pass | null
383067773 | TNB | DISTRIBUTION | CHERAS | Existing | BCRS/SSU/J00010/MB4 | 300555800 | 11 kV | CLOSED | VACUUM | B14508 | SSU YOU VISTA CITY (c16-0543) | [6 empty] | ITEM | 8BK88E | 630.000 A |  |  | Pass | null
383067776 | TNB | DISTRIBUTION | CHERAS | Existing | BCRS/SSU/J00010/MB3 | 300555790 | 11 kV | CLOSED | VACUUM | B14506 | SSU YOU VISTA CITY (c16-0543) | [6 empty] | ITEM | 8BK88E | 630.000 A |  |  | Pass | null
383072158 | TNB | DISTRIBUTION | CHERAS | Existing | BCRS/PCE/J01311/MB1 | 300546407 | 11 kV | CLOSED | VACUUM | B14645 | D-CRS-C16-0620 | [6 empty] | ITEM | 8BK88E | 630.000 A |  |  | Pass | null
383072163 | TNB | DISTRIBUTION | CHERAS | Existing | BCRS/PCE/J01311/MB1 | 309896521 | 11 kV | CLOSED | VACUUM | B14643 | D-CRS-C16-0620 | [6 empty] | ITEM | 8BK88E | 630.000 A |  |  | Pass | null
383072181 | TNB | DISTRIBUTION | CHERAS | Existing | BCRS/PCE/J01311/MB1 | 309896519 | 11 kV | CLOSED | VACUUM | B14647 | D-CRS-C16-0620 | [6 empty] | ITEM | 8BK88E | 630.000 A |  |  | Pass | null
383072183 | TNB | DISTRIBUTION | CHERAS | Existing | BCRS/PCE/J01311/MB1 | 300554285 | 11 kV | CLOSED | VACUUM | B14644 | D-CRS-C16-0620 | [6 empty] | ITEM | 8BK88E | 630.000 A |  |  | Pass | null
383072190 | TNB | DISTRIBUTION | CHERAS | Existing | BCRS/PCE/J01311/MB1 | 309896526 | 11 kV | CLOSED | VACUUM | B14646 | D-CRS-C16-0620 | [6 empty] | ITEM | 8BK88E | 630.000 A |  |  | Pass | null
384141786 | TNB | DISTRIBUTION | CHERAS | Existing |  |  | 11 kV | OPEN |  |  | D-CRS-C15-0624 | [11 empty] | Fail | Please check "InsulationType"
384141792 | TNB | DISTRIBUTION | CHERAS | Existing |  |  | 11 kV | OPEN |  |  | D-CRS-C15-0624 | [11 empty] | Fail | Please check "InsulationType"
384141795 | TNB | DISTRIBUTION | CHERAS | Existing |  |  | 11 kV | CLOSED |  |  | D-CRS-C15-0624 | [11 empty] | Fail | Please check "InsulationType"
384141810 | TNB | DISTRIBUTION | CHERAS | Existing |  |  | 11 kV | CLOSED | VACUUM | 1BS | D-CRS-C15-0624 | [11 empty] | Pass | null
384141819 | TNB | DISTRIBUTION | CHERAS | Existing |  |  | 11 kV | CLOSED |  |  | D-CRS-C15-0624 | [11 empty] | Fail | Please check "InsulationType"
384141822 | TNB | DISTRIBUTION | CHERAS | Existing |  |  | 11 kV | CLOSED |  |  | D-CRS-C15-0624 | [11 empty] | Fail | Please check "InsulationType"
384141830 | TNB | DISTRIBUTION | CHERAS | Existing |  |  | 11 kV | CLOSED |  |  | D-CRS-C15-0624 | [11 empty] | Fail | Please check "InsulationType"
384141952 | TNB | DISTRIBUTION | CHERAS | Existing |  |  | 11 kV | CLOSED |  |  | D-CRS-C15-0624 | [11 empty] | Fail | Please check "InsulationType"
384141955 | TNB | DISTRIBUTION | CHERAS | Existing |  |  | 11 kV | CLOSED |  |  | D-CRS-C15-0624 | [11 empty] | Fail | Please check "InsulationType"
384142300 | TNB | DISTRIBUTION | CHERAS | Existing |  |  | 11 kV | CLOSED |  |  | BINA PLASTIC INDUSTRIES | [11 empty] | Fail | Please check "InsulationType"
384142324 | TNB | DISTRIBUTION | CHERAS | Existing |  |  | 11 kV | CLOSED | VACUUM | 1BS | BINA PLASTIC INDUSTRIES | [11 empty] | Pass | null
384142333 | TNB | DISTRIBUTION | CHERAS | Existing |  |  | 11 kV | OPEN |  |  | BINA PLASTIC INDUSTRIES | [11 empty] | Fail | Please check "InsulationType"
384142336 | TNB | DISTRIBUTION | CHERAS | Existing |  |  | 11 kV | CLOSED |  |  | BINA PLASTIC INDUSTRIES | [11 empty] | Fail | Please check "InsulationType"
384142344 | TNB | DISTRIBUTION | CHERAS | Existing |  |  | 11 kV | OPEN |  |  | BINA PLASTIC INDUSTRIES | [11 empty] | Fail | Please check "InsulationType"
385485477 | TNB | DISTRIBUTION | CHERAS | Existing |  |  | 33 kV | CLOSED | VACUUM | [12 empty] | 1S5 | Pass | null
385485491 | TNB | DISTRIBUTION | CHERAS | Existing |  |  | 33 kV | CLOSED | VACUUM | [12 empty] | 2B5 | Pass | null
385485534 | TNB | DISTRIBUTION | CHERAS | Existing |  |  | 33 kV | CLOSED | VACUUM | [12 empty] | 3S5 | Pass | null
385485535 | TNB | DISTRIBUTION | CHERAS | Existing |  |  | 33 kV | CLOSED | VACUUM | [12 empty] | 1B5 | Pass | null
385485547 | TNB | DISTRIBUTION | CHERAS | Existing |  |  | 33 kV | CLOSED | VACUUM | [12 empty] | 4S5 | Pass | null
385485548 | TNB | DISTRIBUTION | CHERAS | Existing |  |  | 33 kV | CLOSED | VACUUM | [12 empty] | 2S5 | Pass | null
385485550 | TNB | DISTRIBUTION | CHERAS | Existing |  |  | 33 kV | OPEN | VACUUM | [12 empty] | 5S5 | Pass | null
385485596 | TNB | DISTRIBUTION | CHERAS | Existing |  |  | 33 kV | CLOSED | VACUUM | [12 empty] | 6S5 | Pass | null
385485613 | TNB | DISTRIBUTION | CHERAS | Existing |  |  | 33 kV | OPEN | VACUUM | 6L5 | [12 empty] | Pass | null
385485630 | TNB | DISTRIBUTION | CHERAS | Existing |  |  | 33 kV | OPEN | VACUUM | 5L5 | [12 empty] | Pass | null
385485645 | TNB | DISTRIBUTION | CHERAS | Existing |  |  | 33 kV | OPEN | VACUUM | 1TO | [12 empty] | Pass | null
385485647 | TNB | DISTRIBUTION | CHERAS | Existing |  |  | 33 kV | OPEN | VACUUM | 7L5 | [12 empty] | Pass | null
385485665 | TNB | DISTRIBUTION | CHERAS | Existing |  |  | 33 kV | OPEN | VACUUM | 4L5 | [12 empty] | Pass | null
385485685 | TNB | DISTRIBUTION | CHERAS | Existing |  |  | 33 kV | CLOSED | VACUUM | 2TO | [12 empty] | Pass | null
385485724 | TNB | DISTRIBUTION | CHERAS | Existing |  |  | 33 kV | CLOSED | VACUUM | 10L5 | [12 empty] | Pass | null
385485726 | TNB | DISTRIBUTION | CHERAS | Existing |  |  | 33 kV | CLOSED | VACUUM | 1L5 | [12 empty] | Pass | null
385485730 | TNB | DISTRIBUTION | CHERAS | Existing |  |  | 33 kV | OPEN | VACUUM | 12L5 | [12 empty] | Pass | null
385485735 | TNB | DISTRIBUTION | CHERAS | Existing |  |  | 33 kV | CLOSED | VACUUM | 1SO | [12 empty] | Pass | null
385485736 | TNB | DISTRIBUTION | CHERAS | Existing |  |  | 33 kV | OPEN | VACUUM | 11L5 | [12 empty] | Pass | null
385485752 | TNB | DISTRIBUTION | CHERAS | Existing |  |  | 33 kV | OPEN | VACUUM | 2L5 | [12 empty] | Pass | null
385485779 | TNB | DISTRIBUTION | CHERAS | Existing |  |  | 33 kV | CLOSED | VACUUM | 1WO | [12 empty] | Pass | null
385485795 | TNB | DISTRIBUTION | CHERAS | Existing |  |  | 33 kV | OPEN | VACUUM | 9L5 | [12 empty] | Pass | null
385485801 | TNB | DISTRIBUTION | CHERAS | Existing |  |  | 33 kV | CLOSED | VACUUM | 3L5 | [12 empty] | Pass | null
385485829 | TNB | DISTRIBUTION | CHERAS | Existing |  |  | 33 kV | OPEN | VACUUM | 8L5 | [12 empty] | Pass | null
385506749 | TNB | DISTRIBUTION | CHERAS | Existing |  |  | 11 kV | CLOSED | VACUUM | 16 | PPU TAMAN SUTERA (T): Transformer 33/11 | [11 empty] | Pass | null