## Distribution Transformer
Id | Owner Type | Owner Name | Operational Area | Status | ERMS Functional Location | ERMS Equipment No | Label | Distribution PE | Demand Load | Customer Count | Phasing | ERMS System Status | ERMS User Status | Voltage In [Old] | Voltage In/Out | Voltage Out [Old] | Manufacturer | Manufacturer [Old] | Capacity | Date Commissioned | Remarks | Distribution Transformer Units | Demand Points
5033267 | TNB | DISTRIBUTION | CHERAS | Existing |  |  | TX1-B12565 | PADAT TECK LEE |  | 1 | RYB |  |  | 11 kV |  | 415 V |  | INDKOM | 1000.00 kVA | 1970-01-01 |  | 1 | 1
5415493 | TNB | DISTRIBUTION | CHERAS | Existing |  |  | TX1-B12476 | PE MERCEDES |  | 0 | RYB |  |  | 11 kV |  | 415 V |  | EWT | 1000.00 kVA | 1970-01-01 |  | 1 | 1
6098079 | TNB | DISTRIBUTION | CHERAS | Existing | BCRS/PCE/J01111/MATX1 |  | TX1-B12531 | MPSB LOT 62034 |  | 1 | RYB |  |  | 11 kV |  | 415 V |  | EWT | 500.00 kVA | 2012-01-08 |  | 1 | 1
6158981 | TNB | DISTRIBUTION | CHERAS | Existing |  |  | TX1-B12815 | PDT SURIA MAHKOTA |  | 42 | RYB |  |  | 11 kV |  | 415 V |  | INDKOM | 1000.00 kVA | 1970-01-01 |  | 1 | 42
6308596 | TNB | DISTRIBUTION | CHERAS | Existing |  |  | TX1-B12852 | PE MAHKOTA HILLS |  | 26 | RYB |  |  | 11 kV |  | 415 V |  | MTM | 1000.00 kVA | 2013-12-06 |  | 1 | 27
6352074 | TNB | DISTRIBUTION | CHERAS | Existing | BCRS/PCE/J01146/MATX1 | 310523194 | TX1-B12716 | BUDIMAN BUSINESS NO 1 |  | 8 | RYB |  |  | 11 kV |  | 415 V |  | SGB | 500.00 kVA | 1970-01-01 |  | 1 | 8
6352080 | TNB | DISTRIBUTION | CHERAS | Existing |  |  | TX2-B12717 | PE BUDIMAN BUSINESS |  | 8 | RYB |  |  | 11 kV |  | 415 V |  | SGB | 1000.00 kVA | 1970-01-01 |  | 1 | 8
6353412 | TNB | DISTRIBUTION | CHERAS | Existing |  |  | TX1-B12720 | PE BUDIMAN BUSINESS NO.2 |  | 6 | RYB |  |  | 11 kV |  | 415 V |  | EWT | 1000.00 kVA | 1970-01-01 |  | 1 | 7
6353418 | TNB | DISTRIBUTION | CHERAS | Existing |  |  | TX2-B12721 | PE BUDIMAN BUSINESS NO.2 |  | 7 | RYB |  |  | 11 kV |  | 415 V |  | EWT | 1000.00 kVA | 1970-01-01 |  | 1 | 7
6389503 | TNB | DISTRIBUTION | CHERAS | Existing | BCRS/PCE/J01156/MATX1 | 300455160 | TX1-B12736 | SUNSHINE EST |  | 12 | RYB |  |  | 11 kV |  | 415 V |  | MTM | 1000.00 kVA | 21/07/2013 |  | 1 | 14
6488827 | TNB | DISTRIBUTION | CHERAS | Existing |  |  | TX1-B12833 | TMN SINAR HARAPAN |  | 1 | RYB |  |  | 11 kV |  | 415 V |  | MTM | 750.00 kVA | 1970-01-01 |  | 1 | 1
6593760 | TNB | DISTRIBUTION | CHERAS | Existing | BCRS/PCE/J00519/MATXF2 | 300266775 | TX2-B07826 | KONDOMINIUM VENICE HILL |  | 0 | RYB |  |  | 11 kV |  | 415 V |  | EWT | 1000.00 kVA | 2004-11-01 |  | 1 | 0
6593766 | TNB | DISTRIBUTION | CHERAS | Existing | BCRS/PCE/J00519/MATXF3 | 300266776 | TX3-B07829 | KONDOMINIUM VENICE HILL |  | 0 | RYB |  |  | 11 kV |  | 415 V |  | EWT | 1000.00 kVA | 2004-11-01 |  | 1 | 0
6593772 | TNB | DISTRIBUTION | CHERAS | Existing | BCRS/PCE/J00519/MATXF4 | 300266777 | TX4-B07830 | KONDOMINIUM VENICE HILL |  | 56 | RYB |  |  | 11 kV |  | 415 V |  | EWT | 1000.00 kVA | 2004-11-01 |  | 1 | 1
6593778 | TNB | DISTRIBUTION | CHERAS | Existing | BCRS/PCE/J00519/MATXF1 | 300266774 | TX1-B07825 | KONDOMINIUM VENICE HILL |  | 55 | RYB |  |  | 11 kV |  | 415 V |  | EWT | 1000.00 kVA | 2004-11-01 |  | 1 | 1
7525174 | TNB | DISTRIBUTION | CHERAS | Existing | BCRS/PCE/J00596/MATXF1 | 300268059 | TX1-B10178 | BAYU COURTYARD |  | 99 | RYB |  |  | 11 kV |  | 415 V |  | MTM | 1000.00 kVA | 2009-11-01 |  | 1 | 99
8386429 | TNB | DISTRIBUTION | CHERAS | Existing | BCRS/PCE/J01002/MATX1 | 307416334 | TX1-B11213 | TMN INDUSTRI TALENT JAYA NO 1 |  | 3 | RYB |  |  | 11 kV |  | 415 V |  | MTM | 750.00 kVA | 26/10/2010 |  | 1 | 5
8407879 | TNB | DISTRIBUTION | CHERAS | Existing | BCRS/PCE/J01017/MATX1 | 300293659 | TX2-B12359 | JLN JADE HILL 4/1 |  | 27 | RYB |  |  | 11 kV |  | 415 V |  | SGB | 750.00 kVA | 2012-11-11 |  | 1 | 27
8678268 | TNB | DISTRIBUTION | CHERAS | Existing | BCRS/PCE/J00470/MATX2 | 300277427 | TX2-B07104 | JLN INANG BDR MAHKOTA CHERAS |  | 30 | RYB |  |  | 11 kV |  | 415 V |  | MTM | 1000.00 kVA | 2003-11-01 |  | 1 | 31
11005616 | TNB | DISTRIBUTION | CHERAS | Existing |  |  | TX1-B12702 | TAMAN CHERAS IDAMAN NO 2 |  | 64 | RYB |  |  | 11 kV |  | 415 V |  | MTM | 1000.00 kVA |  |  | 1 | 64
11005617 | TNB | DISTRIBUTION | CHERAS | Existing |  |  | TX2-B12703 | TAMAN CHERAS IDAMAN NO 2 |  | 70 | RYB |  |  | 11 kV |  | 415 V |  | MTM | 1000.00 kVA |  |  | 1 | 70
11723943 | TNB | DISTRIBUTION | CHERAS | Existing |  |  | TX2-B11409 | PE BANDAR MAHKOTA CHERAS 13 |  | 43 | RYB |  |  | 11 kV |  | 415 V |  | MTM | 1000.00 kVA |  |  | 1 | 43
12736623 | TNB | DISTRIBUTION | CHERAS | Existing |  |  | TX1-B12748 | PE SURIA RESIDENCE BMC 2 |  | 143 | RYB |  |  | 11 kV |  | 415 V |  | EWT | 1000.00 kVA |  |  | 1 | 5
12737955 | TNB | DISTRIBUTION | CHERAS | Existing |  |  | TX1-B12744 | PE SURIA RESIDENCE BMC NO. 1 |  | 0 | RYB |  |  | 11 kV |  | 415 V |  | EWT | 1000.00 kVA | 2013-01-06 |  | 1 | 3
12737956 | TNB | DISTRIBUTION | CHERAS | Existing |  |  | TX2-B12745 | PE SURIA RESIDENCE BMC NO. 1 |  | 321 | RYB |  |  | 11 kV |  | 415 V |  | EWT | 1000.00 kVA | 2013-01-06 |  | 1 | 1
12856845 | TNB | DISTRIBUTION | CHERAS | Existing | BCRS/PCE/J00789/MATX2 |  | TX2-B11322 | PE TMN P'IND ALFA IMPIAN NO.1 |  | 7 | RYB |  |  | 11 kV |  | 415 V |  | SGB | 1000.00 kVA | 1970-01-01 |  | 1 | 8
12857072 | TNB | DISTRIBUTION | CHERAS | Existing | BCRS/PCE/J00789/MATX1 | 300291133 | TX1-B11321 | TMN PERINDUSTRIAN ALFA IMPIAN |  | 8 | RYB |  |  | 11 kV |  | 415 V |  | MTM | 1000.00 kVA | 16/02/2011 |  | 1 | 8
12857733 | TNB | DISTRIBUTION | CHERAS | Existing | BCRS/PCE/J00790/MATX1 | 300291134 | TX1-B11325 | TMN PERINDUSTRIAN ALFA IMPIAN |  | 10 | RYB |  |  | 11 kV |  | 415 V |  | MTM | 1000.00 kVA | 16/02/2011 |  | 1 | 11
14900601 | TNB | DISTRIBUTION | CHERAS | Existing | BCRS/PCE/J00132/MATX2 | 300005177 | TX2-B10939 | KILANG CHEW TSU PEH |  | 1 | RYB |  |  | 11 kV |  | 415 V |  | MTM | 1000.00 kVA | 2003-11-01 |  | 1 | 1
14900744 | TNB | DISTRIBUTION | CHERAS | Existing | BCRS/PCE/J00679/MATX2 |  | TX2- B11611 | INDUSTRI RINGAN BKT ANGKAT NO 3 |  | 4 | RYB |  |  | 11 kV |  | 415 V |  | EWT | 1000.00 kVA |  |  | 1 | 4
14901956 | TNB | DISTRIBUTION | CHERAS | Existing | BCRS/PCE/J00290/MATX1 | 300430755 | TX1-B04773 | LIN LIN CREAMERIES S/B |  | 1 | RYB |  |  | 11 kV |  | 415 V |  | MTM | 750.00 kVA | 2011-11-11 |  | 1 | 1
14904308 | TNB | DISTRIBUTION | CHERAS | Existing | BCRS/PCE/J00290/MATX2 | 300443423 | TX2-B11479 | LIN LIN CREAMERIES S/B |  | 8 | RYB |  |  | 11 kV |  | 415 V |  | MTM | 750.00 kVA | 15/06/2011 |  | 1 | 9
22238705 | TNB | DISTRIBUTION | CHERAS | Existing | BCRS/PCE/J00430/MATX1 | 300277727 | TX1-B06970 | P/PURI SETIA KASTURI |  | 263 | RYB |  |  | 11 kV |  | 415 V |  | MTM | 1000.00 kVA | 2003-11-11 |  | 1 | 2
22238706 | TNB | DISTRIBUTION | CHERAS | Existing | BCRS/PCE/J00430/MATX2 | 300277728 | TX2-B06971 | P/PURI SETIA KASTURI |  | 157 | RYB |  |  | 11 kV |  | 415 V |  | MTM | 1000.00 kVA | 1998-11-11 |  | 1 | 1
22238900 | TNB | DISTRIBUTION | CHERAS | Existing | BCRS/PCE/J00338/MATX1 | 300010374 | TX1-B01415 | GRANITE TILES (M) SB |  | 1 | RYB |  |  | 11 kV |  | 415 V |  | EWT | 1000.00 kVA | 2008-11-11 |  | 1 | 1
26356663 | TNB | DISTRIBUTION | CHERAS | Existing | BCRS/PCE/J01004/MATX1 | 300289258 | TX1-B11159 | TMN INDUSTRI ANGKAT PERDANA NO |  | 15 | RYB |  |  | 11 kV |  | 415 V |  | SGB | 1000.00 kVA | 2010-11-01 |  | 1 | 15
26356669 | TNB | DISTRIBUTION | CHERAS | Existing | BCRS/PCE/J01004/MATX2 | 300289259 | TX2-B11160 | TMN INDUSTRI ANGKAT PERDANA NO |  | 8 | RYB |  |  | 11 kV |  | 415 V |  | SGB | 1000.00 kVA | 2013-11-01 |  | 1 | 8
26357018 | TNB | DISTRIBUTION | CHERAS | Existing | BCRS/PCE/J00857/MATX1 | 300277609 | TX1-B03973 | SENADAYA |  | 4 | RYB |  |  | 11 kV |  | 415 V |  | MTM | 1000.00 kVA | 18/07/1998 |  | 1 | 4
26357110 | TNB | DISTRIBUTION | CHERAS | Existing | BCRS/PCE/J00973/MATX2 | 300319919 | TX2-B10884 | RUMAH KEDAI JUSCO |  | 30 | RYB |  |  | 11 kV |  | 415 V |  | MTM | 750.00 kVA | 16/09/2009 |  | 1 | 19
26357111 | TNB | DISTRIBUTION | CHERAS | Existing | BCRS/PCE/J00973/MATX1 | 300287995 | TX1-B10883 | RUMAH KEDAI JUSCO |  | 49 | RYB |  |  | 11 kV |  | 415 V |  | MTM | 750.00 kVA | 16/09/2009 |  | 1 | 25
27791719 | TNB | DISTRIBUTION | CHERAS | Existing | BCRS/PCE/J00866/MATX2 | 300277629 | TX2- B08320 | JLN SUTERA 2/5 |  | 106 | RYB |  |  | 11 kV |  | 415 V |  | MTM | 1000.00 kVA | 18/07/1998 |  | 1 | 107
27791791 | TNB | DISTRIBUTION | CHERAS | Existing | BCRS/PCE/J00866/MATX1 | 300277628 | TX1-B08319 | JLN SUTERA 2/5 |  | 126 | RYB |  |  | 11 kV |  | 415 V |  | MTM | 1000.00 kVA | 18/07/1998 |  | 1 | 126
28636571 | TNB | DISTRIBUTION | CHERAS | Existing | BCRS/PCE/J01022/MATX1 | 300309521 | TX1-B11603 | KILANG JLN TANMING 2 NO 1 |  | 11 | RYB |  |  | 11 kV |  | 415 V |  | MTM | 1000.00 kVA | 13/06/2012 |  | 1 | 11
28636633 | TNB | DISTRIBUTION | CHERAS | Existing | BCRS/PCE/J01022/MATX2 | 300445948 | TX2-B11889 | KILANG JLN TANMING 2 NO 1 |  | 0 | RYB |  |  | 11 kV |  | 415 V |  | EWT | 500.00 kVA | 13/06/2012 |  | 1 | 1
30281596 | TNB | DISTRIBUTION | CHERAS | Existing | BCRS/PCE/J01023/MATX1 | 300309522 | TX1-B11606 | KILANG JLN TANMING 2 NO 2 |  | 9 | RYB |  |  | 11 kV |  | 415 V |  | MTM | 1000.00 kVA | 19/04/2013 |  | 1 | 8
30281774 | TNB | DISTRIBUTION | CHERAS | Existing | BCRS/PCE/J00132/MATX1 | 300005176 | TX1-B07879 | KILANG CHEW TSU PEH |  | 1 | RYB |  |  | 11 kV |  | 415 V |  | MTM | 1000.00 kVA | 2003-11-01 |  | 1 | 1
30282080 | TNB | DISTRIBUTION | CHERAS | Existing | BCRS/PCE/J00972/MATX2 | 300287773 | TX2-B10937 | BAYU PARK VILLE |  | 171 | RYB |  |  | 11 kV |  | 415 V |  | MTM | 750.00 kVA | 18/07/1998 |  | 1 | 173
30282142 | TNB | DISTRIBUTION | CHERAS | Existing | BCRS/PCE/J00972/MATX1 | 300287772 | TX1-B10936 | BAYU PARK VILLE |  | 236 | RYB |  |  | 11 kV |  | 415 V |  | MTM | 750.00 kVA | 18/07/1998 |  | 1 | 236
30282715 | TNB | DISTRIBUTION | CHERAS | Existing | BCRS/PCE/J00579/MATX2 | 300431044 | TX2-B11486 | TMN PERINDUSTRIAN BALAKONG NO 3 |  | 4 | RYB |  |  | 11 kV |  | 415 V |  | MTM | 500.00 kVA | 21/07/2011 |  | 1 | 5
30282777 | TNB | DISTRIBUTION | CHERAS | Existing | BCRS/PCE/J00579/MATX1 | 300430765 | TX1-B11485 | TMN PERINDUSTRIAN BALAKONG NO 3 |  | 8 | RYB |  |  | 11 kV |  | 415 V |  | SGB | 1000.00 kVA | 21/07/2011 |  | 1 | 8
30284961 | TNB | DISTRIBUTION | CHERAS | Existing | BCRS/PCE/J00733/MATX1 | 300270994 | TX1-B04457 | NO 5 TMN BALAKONG JAYA |  | 199 | RYB |  |  | 11 kV |  | 415 V |  | MTM | 1000.00 kVA | 18/07/1998 |  | 1 | 201
30285023 | TNB | DISTRIBUTION | CHERAS | Existing | BCRS/PCE/J00733/MATX2 | 300270995 | TX2-B09978 | NO 5 TMN BALAKONG JAYA |  | 79 | RYB |  |  | 11 kV |  | 415 V |  | MTM | 1000.00 kVA | 18/07/1998 |  | 1 | 37
30414774 | TNB | DISTRIBUTION | CHERAS | Existing | BCRS/PCE/J00723/MATX1 | 300270823 | TX1-B02811 | TANMING VEHICLE |  | 1 | RYB |  |  | 11 kV |  | 415 V |  | MTM | 1000.00 kVA | 18/07/1998 |  | 1 | 3
30415785 | TNB | DISTRIBUTION | CHERAS | Existing | BCRS/PCE/J01003/MATX1 | 300289253 | TX1-B11217 | TMN INDUSTRI TALENT NO 2 |  | 6 | RYB |  |  | 11 kV |  | 415 V |  | EWT | 1000.00 kVA | 26/10/2010 |  | 1 | 7
30415847 | TNB | DISTRIBUTION | CHERAS | Existing | BCRS/PCE/J01003/MATX2 | 300319312 | TX2-B11218 | TMN INDUSTRI TALENT NO 2 |  | 7 | RYB |  |  | 11 kV |  | 415 V |  | EWT | 1000.00 kVA | 26/10/2010 |  | 1 | 6
30416757 | TNB | DISTRIBUTION | CHERAS | Existing | BCRS/PCE/J00985/MATX2 | 300319440 | TX2-B10984 | TMN TANMING MUTIARA NO 2 |  | 39 | RYB |  |  | 11 kV |  | 415 V |  | MTM | 750.00 kVA | 2010-11-01 |  | 1 | 40
32879334 | TNB | DISTRIBUTION | CHERAS | Existing | BCRS/PCE/J00979/MATX1 | 300288053 | TX1-B10606 | APARTMENT TERATAI NO 2 |  | 230 | RYB |  |  | 11 kV |  | 415 V |  | MTM | 1000.00 kVA | 18/07/1998 |  | 1 | 12
34807904 | TNB | DISTRIBUTION | CHERAS | Existing | BCRS/PCE/J01085/MATX1 | 300448868 | TX1-B11806 | JLN DUTAMAS 9 |  | 65 | RYB |  |  | 11 kV |  | 415 V |  | EWT | 1000.00 kVA | 2012-11-11 |  | 1 | 64
34807976 | TNB | DISTRIBUTION | CHERAS | Existing | BCRS/PCE/J01085/MATX2 | 300448869 | TX2-B11807 | JLN DUTAMAS 9 |  | 50 | RYB |  |  | 11 kV |  | 415 V |  | MTM | 1000.00 kVA | 2012-11-11 |  | 1 | 51
34809258 | TNB | DISTRIBUTION | CHERAS | Existing | BCRS/PCE/J01075/MATX1 | 300431248 | TX1-B12018 | JLN MAHKOTA RESIDENCE NO 1 |  | 29 | RYB |  |  | 11 kV |  | 415 V |  | MTM | 1000.00 kVA | 2012-08-11 |  | 1 | 10
34809330 | TNB | DISTRIBUTION | CHERAS | Existing | BCRS/PCE/J01075/MATX2 | 300442790 | TX2-B12017 | JLN MAHKOTA RESIDENCE NO 1 |  | 62 | RYB |  |  | 11 kV |  | 415 V |  | EWT | 1000.00 kVA | 2012-08-11 |  | 1 | 19
34810003 | TNB | DISTRIBUTION | CHERAS | Existing | BCRS/PCE/J01048/MATX1 | 300442847 | TX1-B12014 | JLN MAHKOTA RESIDENCE NO 2 |  | 34 | RYB |  |  | 11 kV |  | 415 V |  | EWT | 500.00 kVA | 2012-08-11 |  | 1 | 10
34810893 | TNB | DISTRIBUTION | CHERAS | Existing |  |  | TX1-B11609 | PE TAMAN SUTERA 4/2 |  | 123 | RYB |  |  | 11 kV |  | 415 V |  | MTM | 750.00 kVA | 1970-01-01 |  | 1 | 123
34811395 | TNB | DISTRIBUTION | CHERAS | Existing | BCRS/PCE/J01076/MATX2 | 300448877 | TX2-B11892 | SURIA COURT |  | 218 | RYB |  |  | 11 kV |  | 415 V |  | SGB | 750.00 kVA | 13/09/2012 |  | 1 | 4
34816050 | TNB | DISTRIBUTION | CHERAS | Existing | BCRS/PCE/J01025/MATX2 | 300309541 | TX2-B11706 | DATARAN C180 NO 1 |  | 0 | RYB |  |  | 11 kV |  | 415 V |  | MTM | 1000.00 kVA | 13/01/2012 |  | 1 | 0
34816122 | TNB | DISTRIBUTION | CHERAS | Existing | BCRS/PCE/J01025/MATX1 | 300309540 | TX1-B11707 | DATARAN C180 NO 1 |  | 197 | RYB |  |  | 11 kV |  | 415 V |  | MTM | 1000.00 kVA | 13/01/2012 |  | 1 | 1
34816493 | TNB | DISTRIBUTION | CHERAS | Existing | BCRS/PCE/J01061/MATX1 | 300387128 | TX1-B11739 | DATARAN C180 NO 2 |  | 2 | RYB |  |  | 11 kV |  | 415 V |  | MTM | 1000.00 kVA | 16/12/2011 | 1000 kVA | 1 | 5
34816565 | TNB | DISTRIBUTION | CHERAS | Existing | BCRS/PCE/J01061/MATX2 | 300387129 | TX2-B11740 | DATARAN C180 NO 2 |  | 15 | RYB |  |  | 11 kV |  | 415 V |  | MTM | 1000.00 kVA | 16/12/2011 | 1000 kVA | 1 | 3
34816935 | TNB | DISTRIBUTION | CHERAS | Existing | BCRS/PCE/J01056/MATX2 | 300380930 | TX2-B11744 | DATARAN C180 NO 3 |  | 1 | RYB |  |  | 11 kV |  | 415 V |  | MTM | 1000.00 kVA | 17/04/2012 |  | 1 | 1
34817007 | TNB | DISTRIBUTION | CHERAS | Existing | BCRS/PCE/J01056/MATX1 | 300380929 | TX1-B11743 | DATARAN C180 NO 3 |  | 3 | RYB |  |  | 11 kV |  | 415 V |  | EWT | 500.00 kVA | 17/04/2012 |  | 1 | 4
34817500 | TNB | DISTRIBUTION | CHERAS | Existing | BCRS/PCE/J00980/MATX1 | 300288046 | TX1-B11038 | C180 NO 1 BALAKONG |  | 48 | RYB |  |  | 11 kV |  | 415 V |  | MTM | 1000.00 kVA | 2010-09-05 |  | 1 | 14
34817572 | TNB | DISTRIBUTION | CHERAS | Existing | BCRS/PCE/J00980/MATX2 | 300433055 | TX2-B11039 | C180 NO 1 BALAKONG |  | 50 | RYB |  |  | 11 kV |  | 415 V |  | MTM | 1000.00 kVA | 2010-09-05 |  | 1 | 19
34818972 | TNB | DISTRIBUTION | CHERAS | Existing | BCRS/PCE/J01165/MATX2 |  | TX2-B11748 | DATARAN C180 NO 4 |  | 68 | RYB |  |  | 11 kV |  | 415 V |  | MTM | 1000.00 kVA | 1970-01-01 |  | 1 | 25
34819044 | TNB | DISTRIBUTION | CHERAS | Existing | BCRS/PCE/J01165/MATX1 |  | TX1-B11747 | DATARAN C180 NO 4 |  | 86 | RYB |  |  | 11 kV |  | 415 V |  | MTM | 1000.00 kVA | 1970-01-01 |  | 1 | 14
34988566 | TNB | DISTRIBUTION | CHERAS | Existing | BCRS/PCE/J01067/MATX1 | 300389914 | TX1-B12070 | S3 LAND |  | 5 | RYB |  |  | 11 kV |  | 415 V |  | SGB | 750.00 kVA | 2012-06-12 |  | 1 | 5
34988638 | TNB | DISTRIBUTION | CHERAS | Existing | BCRS/PCE/J01067/MATX2 | 300434853 | TX2- B12568 | S3 LAND |  | 9 | RYB |  |  | 11 kV |  | 415 V |  | EWT | 1000.00 kVA | 2012-06-12 |  | 1 | 9
34989013 | TNB | DISTRIBUTION | CHERAS | Existing | BCRS/PCE/J01040/MATX1 | 300430793 | TX1-B11688 | TMN SINAR MAHKOTA |  | 55 | RYB |  |  | 11 kV |  | 415 V |  | MTM | 750.00 kVA | 2012-11-03 |  | 1 | 41
35017579 | TNB | DISTRIBUTION | CHERAS | Existing | BCRS/PCE/J01076/MATX1 | 300431249 | TX1-B11891 | SURIA COURT |  | 0 | RYB |  |  | 11 kV |  | 415 V |  | MTM | 1000.00 kVA | 13/09/2012 |  | 1 | 0
35018101 | TNB | DISTRIBUTION | CHERAS | Existing |  |  | TX2-B11672 | PE COMMERCIAL AREA |  | 35 | RYB |  |  | 11 kV |  | 415 V |  | MTM | 500.00 kVA | 1970-01-01 |  | 1 | 17
35018173 | TNB | DISTRIBUTION | CHERAS | Existing |  |  | TX1-B11671 | PE COMMERCIAL AREA |  | 35 | RYB |  |  | 11 kV |  | 415 V |  | MTM | 500.00 kVA | 1970-01-01 |  | 1 | 17
35020074 | TNB | DISTRIBUTION | CHERAS | Existing | BCRS/PCE/J00916/MATX1 | 300276817 | TX1-B10380 | CHEETAH BHD |  | 1 | RYB |  |  | 11 kV |  | 415 V |  | MTM | 1000.00 kVA | 26/10/2008 |  | 1 | 1
35020311 | TNB | DISTRIBUTION | CHERAS | Existing | BCRS/PCE/J00772/MATX1 | 300430770 | TX1-B11565 | LOT 1809, JLN KPB 3 BALAKONG |  | 6 | RYB |  |  | 11 kV |  | 415 V |  | MTM | 750.00 kVA | 2011-11-11 |  | 1 | 8
35020646 | TNB | DISTRIBUTION | CHERAS | Existing | BCRS/PCE/J00922/MATX1 | 300444879 | TX1-B12021 | BINA PLASTIK NO 2 |  | 2 | RYB |  |  | 11 kV |  | 415 V |  | MTM | 1000.00 kVA | 2012-11-11 |  | 1 | 3
35021819 | TNB | DISTRIBUTION | CHERAS | Existing | BCRS/PCE/J01055/MATX1 | 300380924 | TX1-B11856 | SEK SRI MURNI |  | 1 | RYB |  |  | 11 kV |  | 415 V |  | SGB | 500.00 kVA | 2012-04-08 |  | 1 | 1
35185833 | TNB | DISTRIBUTION | CHERAS | Existing | BCRS/PCE/J01104/MATX1 | 300447750 | TX1-B12365 | MULIA BERSAMA KPB 1 |  | 1 | RYB |  |  | 11 kV |  | 415 V |  | EWT | 1000.00 kVA | 15/07/2013 | 1000KVA | 1 | 1
35460443 | TNB | DISTRIBUTION | CHERAS | Existing | BCRS/PCE/J00486/MATFX1 | 300430758 | TX1- B08121 | APARTMENT PERDANA HEIGHT SEGAR |  | 60 | RYB |  |  | 11 kV |  | 415 V |  | EWT | 500.00 kVA | 2004-11-11 |  | 1 | 60
35541652 | TNB | DISTRIBUTION | CHERAS | Existing | BCRS/PCE/J00096/MATX1 | 300277599 | TX1-B11350 | JORDONE CORPORATION NO 3 |  | 1 | RYB |  |  | 11 kV |  | 415 V |  | MTM | 750.00 kVA | 31/01/2011 |  | 1 | 1
35541894 | TNB | DISTRIBUTION | CHERAS | Existing | BCRS/PCE/J01046/MATX1 | 300357595 | TX1-B05510 | PADAT JURUNATURE, JLN TIMAH 3 |  | 0 | RYB |  |  | 11 kV |  | 415 V |  | EWT | 500.00 kVA | 2012-05-07 |  | 1 | 0
35542180 | TNB | DISTRIBUTION | CHERAS | Existing | BCRS/PCE/J01041/MATX1 | 300430794 | TX1-B11835 | SUTERA RESIDENCE NO 1 |  | 98 | RYB |  |  | 11 kV |  | 415 V |  | MTM | 750.00 kVA | 16/07/2012 |  | 1 | 4
35542466 | TNB | DISTRIBUTION | CHERAS | Existing | BCRS/PCE/J01042/MATX1 | 300430797 | TX1-B11838 | SUTERA RESIDENCE NO 2 |  | 42 | RYB |  |  | 11 kV |  | 415 V |  | MTM | 1000.00 kVA | 16/07/2012 |  | 1 | 32
35542790 | TNB | DISTRIBUTION | CHERAS | Existing | BCRS/PCE/J01062/MATX1 | 300389454 | TX1-B11895 | JLN KWSN PERINDUSTRIAN BUDIMAN |  | 4 | RYB |  |  | 11 kV |  | 415 V |  | MTM | 1000.00 kVA | 2012-05-09 |  | 1 | 5
35543076 | TNB | DISTRIBUTION | CHERAS | Existing | BCRS/PCE/J01043/MATX1 | 300430798 | TX1-B11841 | SUTERA RESIDENCE NO 3 |  | 72 | RYB |  |  | 11 kV |  | 415 V |  | MTM | 1000.00 kVA | 16/07/2012 |  | 1 | 64
35544517 | TNB | DISTRIBUTION | CHERAS | Existing | BCRS/PCE/J00545/MATXF1 | 300266886 | TX1-B11489 | SURIA INDUSTRIAL PARK |  | 16 | RYB |  |  | 11 kV |  | 415 V |  | MTM | 1000.00 kVA | 20/07/2011 |  | 1 | 15
35544589 | TNB | DISTRIBUTION | CHERAS | Existing | BCRS/PCE/J00545/MATXF2 | 300266887 | TX2- B12567 | SURIA INDUSTRIAL PARK |  | 14 | RYB |  |  | 11 kV |  | 415 V |  | MTM | 1000.00 kVA | 20/07/2011 |  | 1 | 15
35545295 | TNB | DISTRIBUTION | CHERAS | Existing | BCRS/PCE/J01069/MATX1 | 300389900 | TX1-B12047 | TMN ONE LAGENDA |  | 13 | RYB |  |  | 11 kV |  | 415 V |  | MTM | 1000.00 kVA | 26/11/2012 |  | 1 | 14
35545367 | TNB | DISTRIBUTION | CHERAS | Existing | BCRS/PCE/J01069/MATX2 | 300389901 | TX2-B12048 | TMN ONE LAGENDA |  | 11 | RYB |  |  | 11 kV |  | 415 V |  | SGB | 750.00 kVA | 26/11/2012 |  | 1 | 13
35666413 | TNB | DISTRIBUTION | CHERAS | Existing | BCRS/PCE/J00122/MATX1 | 300350861 | TX1-B11934 | TIARA BKT HARTAMAS |  | 214 | RYB |  |  | 11 kV |  | 415 V |  | MTM | 1000.00 kVA | 20/09/2012 |  | 1 | 2
35666485 | TNB | DISTRIBUTION | CHERAS | Existing | BCRS/PCE/J00122/MATX2 | 300357590 | TX2-B11935 | TIARA BKT HARTAMAS |  | 0 | RYB |  |  | 11 kV |  | 415 V |  | EWT | 500.00 kVA | 20/09/2012 |  | 1 | 0
35666824 | TNB | DISTRIBUTION | CHERAS | Existing | BCRS/PCE/J00485/MATXF1 | 300277696 | TX1-B07550 | SILK SG LONG NO 2 |  | 8 | RYB |  |  | 11 kV |  | 415 V |  | MTM | 1000.00 kVA | 18/07/1998 |  | 1 | 8
35667158 | TNB | DISTRIBUTION | CHERAS | Existing | BCRS/PCE/J00977/MATX1 | 300308863 | TX1-B11091 | LOT PT 22174 BALAKONG |  | 1 | RYB |  |  | 11 kV |  | 415 V |  | SGB | 1000.00 kVA | 18/07/1998 |  | 1 | 2
35667442 | TNB | DISTRIBUTION | CHERAS | Existing | BCRS/PCE/J00533/MATXF1 | 300266868 | TX1-B10599 | GIANT VOICE |  | 0 | RYB |  |  | 11 kV |  | 415 V |  | MTM | 500.00 kVA | 18/07/1998 |  | 1 | 1
35668031 | TNB | DISTRIBUTION | CHERAS | Existing | BCRS/PCE/J00311/MATX1 | 300010247 | TX1-B11418 | PADAT LOT 1875 |  | 3 | RYB |  |  | 11 kV |  | 415 V |  | MTM | 1000.00 kVA | 2010-11-01 |  | 1 | 4
35668320 | TNB | DISTRIBUTION | CHERAS | Existing | BCRS/PCE/J01071/MATX1 | 300389910 | TX1-B12064 | DIY KPB 6 |  | 2 | RYB |  |  | 11 kV |  | 415 V |  | SGB | 750.00 kVA | 2012-11-12 |  | 1 | 2
35668555 | TNB | DISTRIBUTION | CHERAS | Existing | BCRS/PCE/J00603/MATXF1 | 300269202 | TX1-B10658 | JOWAT MANUFACTURING |  | 1 | RYB |  |  | 11 kV |  | 415 V |  | MTM | 500.00 kVA | 2009-11-01 |  | 1 | 1
35668790 | TNB | DISTRIBUTION | CHERAS | Existing | BCRS/PCE/J00976/MATX1 | 300319470 | TX1-B10965 | MEHKO TANMING |  | 1 | RYB |  |  | 11 kV |  | 415 V |  | MTM | 1000.00 kVA | 18/07/1998 |  | 1 | 1
35669025 | TNB | DISTRIBUTION | CHERAS | Existing | BCRS/PCE/J01068/MATX1 | 300389890 | TX1-B11916 | PETRONAS GREEN STATION |  | 15 | RYB |  |  | 11 kV |  | 415 V |  | MTM | 1000.00 kVA | 2012-06-09 |  | 1 | 6
35669546 | TNB | DISTRIBUTION | CHERAS | Existing | BCRS/PCE/J00964/MATX1 | 300308779 | TX1-B10822 | PADAT IBUSAWAT PDRM |  | 1 | RYB |  |  | 11 kV |  | 415 V |  | EWT | 500.00 kVA | 2010-11-01 |  | 1 | 2
35774231 | TNB | DISTRIBUTION | CHERAS | Existing | BCRS/PCE/J00946/MATX2 |  | TX2-B10703 | TAMAN KEMA CAHAYA, BLOK 3 |  | 61 | RYB |  |  | 11 kV |  | 415 V |  | SGB | 750.00 kVA | 1970-01-01 |  | 1 | 1
35774303 | TNB | DISTRIBUTION | CHERAS | Existing | BCRS/PCE/J00946/MATX1 | 300291922 | TX1-B10702 | TMN KEMACAHAYA BLOK 3 |  | 78 | RYB |  |  | 11 kV |  | 415 V |  | MTM | 1000.00 kVA | 18/07/1998 |  | 1 | 1
35774540 | TNB | DISTRIBUTION | CHERAS | Existing | BCRS/PCE/J00945/MATX1 | 300291921 | TX1-B10559 | TMN SURIA RESIDENCE |  | 44 | RYB |  |  | 11 kV |  | 415 V |  | MTM | 1000.00 kVA | 18/07/1998 |  | 1 | 45
35775081 | TNB | DISTRIBUTION | CHERAS | Existing | BCRS/PCE/J00282/MATX1 |  | TX1-B01264 | PE BINA PLASTIK SDN BHD |  | 3 | RYB |  |  | 11 kV |  | 415 V |  | SGB | 1000.00 kVA | 1970-01-01 |  | 1 | 1
35775529 | TNB | DISTRIBUTION | CHERAS | Existing | BCRS/PCE/J00906/MATX1 | 300277544 | TX1-B10032 | AVENUE ONE BTHO NO 2 |  | 39 | RYB |  |  | 11 kV |  | 415 V |  | MTM | 1000.00 kVA | 18/07/1998 |  | 1 | 39
35821277 | TNB | DISTRIBUTION | CHERAS | Existing | BCRS/PCE/J00043/MATX1 | 300004240 | TX1-B04596 | KG ORG ASLI PANGSOON PADAT |  | 138 | RYB |  |  | 11 kV |  | 415 V |  | MTM | 500.00 kVA | 2000-11-01 |  | 1 | 150
35824393 | TNB | DISTRIBUTION | CHERAS | Existing | BCRS/PCE/J00995/MATX1 | 300288065 | TX1-B11016 | META ALLIANCE IND |  | 1 | RYB |  |  | 11 kV |  | 415 V |  | SGB | 1000.00 kVA | 2011-11-01 |  | 1 | 1
35844761 | TNB | DISTRIBUTION | CHERAS | Existing | BCRS/PCE/J01006/MATX1 | 300289657 | TX1-B11225 | TMN CHERAS INTAN |  | 78 | RYB |  |  | 11 kV |  | 415 V |  | MTM | 500.00 kVA | 2010-11-11 |  | 1 | 1
35941121 | TNB | DISTRIBUTION | CHERAS | Existing | BCRS/PCE/J00716/MATX1 | 300270816 | TX1-B10420 | SOUTHERN LAKE NO 2 |  | 16 | RYB |  |  | 11 kV |  | 415 V |  | MTM | 1000.00 kVA | 18/07/1998 |  | 1 | 15
35941193 | TNB | DISTRIBUTION | CHERAS | Existing | BCRS/PCE/J00716/MATX2 | 300270817 | TX2-B10421 | SOUTHERN LAKE NO 2 |  | 13 | RYB |  |  | 11 kV |  | 415 V |  | MTM | 1000.00 kVA | 18/07/1998 |  | 1 | 12
36039858 | TNB | DISTRIBUTION | CHERAS | Existing | BCRS/PCE/J00193/MATX1 | 300005605 | TX1-B06002 | FLORA GREEN CONDO |  | 65 | RYB |  |  | 11 kV |  | 415 V |  | MTM | 1000.00 kVA | 1999-11-01 |  | 1 | 1
36039930 | TNB | DISTRIBUTION | CHERAS | Existing | BCRS/PCE/J00193/MATX2 | 300005606 | TX2-B06003 | FLORA GREEN CONDO |  | 97 | RYB |  |  | 11 kV |  | 415 V |  | MTM | 1000.00 kVA | 1999-11-01 |  | 1 | 4
36190012 | TNB | DISTRIBUTION | CHERAS | Existing | BCRS/PCE/J01010/MATX1 | 300319291 | TX1-B11546 | LOT 5205 BLOK B |  | 1 | RYB |  |  | 11 kV |  | 415 V |  | MTM | 1000.00 kVA | 2011-06-07 |  | 1 | 1
36250047 | TNB | DISTRIBUTION | CHERAS | Existing |  |  | TX 750KVA | PE SUZUKACOAT M SDN BHD |  | 0 | RYB |  |  | 11 kV |  | 415 V |  |  | 1000.00 kVA | 1970-01-01 |  | 1 | 0
36293204 | TNB | DISTRIBUTION | CHERAS | Existing | BCRS/PCE/J00845/MATX1 | 300272457 | TX1-B04008 | WEI FONG |  | 1 | RYB |  |  | 11 kV |  | 415 V |  | MTM | 1000.00 kVA | 20/08/1991 |  | 1 | 1
36293276 | TNB | DISTRIBUTION | CHERAS | Existing | BCRS/PCE/J00845/MATX2 | 300413125 | TX2-B10150 | WEI FONG |  | 1 | RYB |  |  | 11 kV |  | 415 V |  | MTM | 1000.00 kVA | 20/08/1991 |  | 1 | 1
36387198 | TNB | DISTRIBUTION | CHERAS | Existing | BCRS/PCE/J01099/MATX1 | 300447697 | TX1- B12420 | BLUCONSTELLATION NO 2 |  | 57 | RYB |  |  | 11 kV |  | 415 V |  | MTM | 1000.00 kVA | 25/07/2013 |  | 1 | 61
36420082 | TNB | DISTRIBUTION | CHERAS | Existing | BCRS/PCE/J01098/MATX1 | 300447694 | TX1-B12417 | BLUCONSTELLATION NO 1 |  | 58 | RYB |  |  | 11 kV |  | 415 V |  | MTM | 1000.00 kVA | 25/07/2013 |  | 1 | 58
36514682 | TNB | DISTRIBUTION | CHERAS | Existing | BCRS/PCE/J01060/MATX2 | 300445181 | TX2-B12382 | PRIMA VILLA CONDO |  | 211 | RYB |  |  | 11 kV |  | 415 V |  | EWT | 750.00 kVA | 2013-11-01 |  | 1 | 1
36525653 | TNB | DISTRIBUTION | CHERAS | Existing |  |  | TX1-B02645 | SWS MINES WATERFRONT PARK |  | 77 | RYB |  |  | 11 kV |  | 415 V |  | MTM | 1000.00 kVA |  |  | 1 | 4
36525739 | TNB | DISTRIBUTION | CHERAS | Existing | BCRS/PCE/J00757/MATX2 | 300448803 | TX2-B11969 | SEK ANTARABANGSA AUSTRALIA |  | 1 | RYB |  |  | 11 kV |  | 415 V |  | MTM | 1000.00 kVA | 2012-09-10 |  | 1 | 1
38212632 | TNB | DISTRIBUTION | CHERAS | Existing | BCRS/PCE/J01027/MATX1 | 300318538 | TX1-B11776 | D'IMPIAN TROPIKA |  | 81 | RYB |  |  | 11 kV |  | 415 V |  | MTM | 1000.00 kVA | 2012-08-06 |  | 1 | 81
38212704 | TNB | DISTRIBUTION | CHERAS | Existing | BCRS/PCE/J01027/MATX2 | 300445578 | TX2-B11777 | D'IMPIAN TROPIKA |  | 9 | RYB |  |  | 11 kV |  | 415 V |  | MTM | 1000.00 kVA | 2012-08-06 |  | 1 | 10
38216800 | TNB | DISTRIBUTION | CHERAS | Existing | BCRS/PCE/J01173/MATX1 |  | TX1-B12114 | THE ROYALE |  | 27 | RYB |  |  | 11 kV |  | 415 V |  | SGB | 750.00 kVA | 1970-01-01 |  | 1 | 26
38264004 | TNB | DISTRIBUTION | CHERAS | Existing | BCRS/PCE/J00771/MATX1 | 300277736 | TX1-B10612 | CAPITAL ROUTE PLAZA |  | 1 | RYB |  |  | 11 kV |  | 415 V |  | MTM | 1000.00 kVA | 18/07/1998 |  | 1 | 1
38362766 | TNB | DISTRIBUTION | CHERAS | Existing | BCRS/PCE/J00851/MATX1 | 300266034 | TX1-B10226 | TMN PINGGIRAN SEKAMAT |  | 31 | RYB |  |  | 11 kV |  | 415 V |  | MTM | 1000.00 kVA | 18/07/1998 |  | 1 | 31
38371354 | TNB | DISTRIBUTION | CHERAS | Existing | BCRS/PCE/J00997/MATX1 | 300288120 | TX1-B10727 | PE ADMIRAL PARK NO2 |  | 50 | RYB |  |  | 11 kV |  | 415 V |  | MTM | 1000.00 kVA | 2009-10-09 |  | 1 | 49
38392824 | TNB | DISTRIBUTION | CHERAS | Existing | BCRS/PCE/J00937/MATX1 | 300280717 | TX1-B10615 | BOULEVARD BELIMBING HILLS |  | 41 | RYB |  |  | 11 kV |  | 415 V |  | MTM | 1000.00 kVA | 2011-11-11 |  | 1 | 43
38500330 | TNB | DISTRIBUTION | CHERAS | Existing | BCRS/PCE/J00992/MATX1 | 300288270 | TX1-B10551 | PALM WALK NO 3 |  | 93 | RYB |  |  | 11 kV |  | 415 V |  | SGB | 750.00 kVA | 23/04/2009 |  | 1 | 92
38500402 | TNB | DISTRIBUTION | CHERAS | Existing | BCRS/PCE/J00992/MATX2 | 300288271 | TX2-B10552 | PALM WALK NO 3 |  | 91 | RYB |  |  | 11 kV |  | 415 V |  | SGB | 750.00 kVA | 23/04/2009 |  | 1 | 91
38508933 | TNB | DISTRIBUTION | CHERAS | Existing | BCRS/PCE/J01053/MATX1 | 300380820 | TX1-B12051 | JLN BENTARA 14/5 BMC |  | 58 | RYB |  |  | 11 kV |  | 415 V |  | MTM | 1000.00 kVA | 20/11/2012 |  | 1 | 54
38509005 | TNB | DISTRIBUTION | CHERAS | Existing | BCRS/PCE/J01053/MATX2 | 300380821 | TX2-B12052 | JLN BENTARA 14/5 BMC |  | 81 | RYB |  |  | 11 kV |  | 415 V |  | MTM | 1000.00 kVA | 20/11/2012 |  | 1 | 81
38530873 | TNB | DISTRIBUTION | CHERAS | Existing |  |  | TX2-B11716 | TMN SETIA IMPIAN NO 2 BKT ANGK |  | 49 | RYB |  |  | 11 kV |  | 415 V |  | EWT | 1000.00 kVA | 1970-01-01 |  | 1 | 54
38530945 | TNB | DISTRIBUTION | CHERAS | Existing |  |  | TX1-B11715 | TMN SETIA IMPIAN NO 2 BKT ANGK |  | 58 | RYB |  |  | 11 kV |  | 415 V |  | EWT | 1000.00 kVA | 1970-01-01 |  | 1 | 63
38534524 | TNB | DISTRIBUTION | CHERAS | Existing | BCRS/PCE/J01107/MATX1 |  | TX1-B11626 | PE JALAN BUKIT SUNGAI LONG 3/6 |  | 48 | RYB |  |  | 11 kV |  | 415 V |  | SGB | 1000.00 kVA | 1970-01-01 |  | 1 | 50
38547636 | TNB | DISTRIBUTION | CHERAS | Existing | BCRS/PCE/J01079/MATX1 | 300434882 | TX1-B11622 | JLN BKT SL 3/9 |  | 55 | RYB |  |  | 11 kV |  | 415 V |  | MTM | 500.00 kVA | 2011-11-01 |  | 1 | 55
38620529 | TNB | DISTRIBUTION | CHERAS | Existing | BCRS/PCE/J00953/MATX2 | 300319964 | TX2-B10665 | JLN PAHLAWAN 9/3 NO 2 |  | 71 | RYB |  |  | 11 kV |  | 415 V |  | MTM | 750.00 kVA | 2009-12-08 |  | 1 | 71
38629151 | TNB | DISTRIBUTION | CHERAS | Existing |  |  | TX1-B12221 | PE PERSIARAN JADE HILL |  | 28 | RYB |  |  | 11 kV |  | 415 V |  | SGB | 750.00 kVA | 1970-01-01 |  | 1 | 14
38629223 | TNB | DISTRIBUTION | CHERAS | Existing |  |  | TX2-B12222 | PE PERSIARAN JADE HILL |  | 26 | RYB |  |  | 11 kV |  | 415 V |  | SGB | 750.00 kVA | 1970-01-01 |  | 1 | 13
38650620 | TNB | DISTRIBUTION | CHERAS | Existing | BCRS/PCE/J00938/MATX1 | 300280720 | TX1-B10631 | HIJAUAN RESIDENCE NO 1 |  | 65 | RYB |  |  | 11 kV |  | 415 V |  | MTM | 1000.00 kVA | 18/07/1999 |  | 1 | 66
38650692 | TNB | DISTRIBUTION | CHERAS | Existing | BCRS/PCE/J00938/MATX2 | 300447773 | TX2-B11234 | HIJAUAN RESIDENCE NO 1 |  | 32 | RYB |  |  | 11 kV |  | 415 V |  | MTM | 750.00 kVA | 18/07/1999 |  | 1 | 33
38659223 | TNB | DISTRIBUTION | CHERAS | Existing | BCRS/PCE/J01059/MATX1 | 300430809 | TX1-B12174 | TMN SRI MAS NO 2 |  | 67 | RYB |  |  | 11 kV |  | 415 V |  | MTM | 500.00 kVA | 1970-01-01 |  | 1 | 50
38659295 | TNB | DISTRIBUTION | CHERAS | Existing | BCRS/PCE/J01059/MATX2 |  | TX2-B12175 | TAMAN SERI MAS HULU LANGAT NO 2 |  | 378 | RYB |  |  | 11 kV |  | 415 V |  | MTM | 500.00 kVA | 1970-01-01 |  | 1 | 370
38680522 | TNB | DISTRIBUTION | CHERAS | Existing | BCRS/PCE/J00578/MATX1 | 300319247 | TX1-B11379 | PADAT BUKIT DUKONG |  | 15 | RYB |  |  | 11 kV |  | 415 V |  | MTM | 1000.00 kVA | 2012-11-01 |  | 1 | 10
38684814 | TNB | DISTRIBUTION | CHERAS | Existing |  |  | TX1-B12134 | PE JLN DB 5/1 |  | 60 | RYB |  |  | 11 kV |  | 415 V |  | EWT | 500.00 kVA | 1970-01-01 |  | 1 | 60
38689112 | TNB | DISTRIBUTION | CHERAS | Existing | BCRS/PCE/J00850/MATX1 | 300010549 | TX1-B03990 | RUMAH BIDAN |  | 742 | RYB |  |  | 11 kV |  | 415 V |  | MTM | 1000.00 kVA | 18/07/1998 |  | 1 | 779
38715030 | TNB | DISTRIBUTION | CHERAS | Existing | BCRS/PCE/J01077/MATX1 | 300444402 | TX1-B12258 | ML-16 INDUSTRIAL PARK |  | 8 | RYB |  |  | 11 kV |  | 415 V |  | EWT | 1000.00 kVA | 2013-11-01 |  | 1 | 8
38715102 | TNB | DISTRIBUTION | CHERAS | Existing | BCRS/PCE/J01077/MATX2 | 300444403 | TX2-B12259 | ML-16 INDUSTRIAL PARK |  | 9 | RYB |  |  | 11 kV |  | 415 V |  | EWT | 1000.00 kVA | 2013-11-01 |  | 1 | 9
38719166 | TNB | DISTRIBUTION | CHERAS | Existing | BCRS/PCE/J01066/MATX1 | 300389870 | TX1-B12121 | SUKMA PESONA SURIA |  | 166 | RYB |  |  | 11 kV |  | 415 V |  | SGB | 750.00 kVA | 2013-07-01 |  | 1 | 36
38727756 | TNB | DISTRIBUTION | CHERAS | Existing | BCRS/PCE/J00392/MATX1 | 300011070 | TX1-B02883 | BKT BELIMBING NO 2 |  | 219 | RYB |  |  | 11 kV |  | 415 V |  | MTM | 1000.00 kVA | 2008-11-11 |  | 1 | 186
38749382 | TNB | DISTRIBUTION | CHERAS | Existing | BCRS/PCE/J00954/MATX1 | 300290341 | TX1-B10675 | JLN IMPIAN INDAH NO 4 |  | 63 | RYB |  |  | 11 kV |  | 415 V |  | MTM | 1000.00 kVA | 1998-05-11 |  | 1 | 62
38749454 | TNB | DISTRIBUTION | CHERAS | Existing | BCRS/PCE/J00954/MATX2 | 300308273 | TX2-B10676 | JLN IMPIAN INDAH NO 4 |  | 66 | RYB |  |  | 11 kV |  | 415 V |  | MTM | 1000.00 kVA | 1998-05-11 |  | 1 | 67
38762264 | TNB | DISTRIBUTION | CHERAS | Existing |  |  | TX1-B12124 | PE TMN IND ANGKAT PERDANA |  | 8 | RYB |  |  | 11 kV |  | 415 V |  | EWT | 1000.00 kVA | 1970-01-01 |  | 1 | 8
38762336 | TNB | DISTRIBUTION | CHERAS | Existing |  |  | TX2-B12125 | PE TMN IND ANGKAT PERDANA 1 |  | 6 | RYB |  |  | 11 kV |  | 415 V |  | MTM | 1000.00 kVA | 1970-01-01 |  | 1 | 6
38809357 | TNB | DISTRIBUTION | CHERAS | Existing | BCRS/PCE/J00788/MATXF1 | 300291908 | TX1-B11166 | BT 10 3/4 JLN CHERAS |  | 1 | RYB |  |  | 11 kV |  | 415 V |  | MTM | 500.00 kVA | 18/07/1998 |  | 1 | 1
38813634 | TNB | DISTRIBUTION | CHERAS | Existing | BCRS/PCE/J01052/MATX1 | 300378176 | TX1-B11682 | FOOK MEI |  | 1 | RYB |  |  | 11 kV |  | 415 V |  | MTM | 500.00 kVA | 27/02/2012 |  | 1 | 1
38817928 | TNB | DISTRIBUTION | CHERAS | Existing | BCRS/PCE/J01033/MATX1 | 300344177 | TX1-B11710 | ESSO LANGAT JAYA |  | 2 | RYB |  |  | 11 kV |  | 415 V |  | SGB | 500.00 kVA | 2012-08-07 |  | 1 | 2
38823212 | TNB | DISTRIBUTION | CHERAS | Existing | BCRS/PCE/J01019/MATX1 | 300293661 | TX1-B11452 | PADAT OVERSEA |  | 2 | RYB |  |  | 11 kV |  | 415 V |  | INDKOM | 1000.00 kVA | 2011-11-01 |  | 1 | 1
38839400 | TNB | DISTRIBUTION | CHERAS | Existing | BCRS/PCE/J01026/MATX1 | 300430781 | TX1-B12011 | CENTRAL MALAYA |  | 0 | RYB |  |  | 11 kV |  | 415 V |  | EWT | 750.00 kVA | 2012-07-11 |  | 1 | 1
38852280 | TNB | DISTRIBUTION | CHERAS | Existing |  |  | TX1-B12300 | PE TAMAN MUTIARA JAYA NO 1 |  | 7 | RYB |  |  | 11 kV |  | 415 V |  | SGB | 500.00 kVA | 1970-01-01 |  | 1 | 7
38866320 | TNB | DISTRIBUTION | CHERAS | Existing | BCRS/PCE/J00795/MATX2 | 300271123 | TX2-B01954 | LFIP NO 3 |  | 30 | RYB |  |  | 11 kV |  | 415 V |  | MTM | 1000.00 kVA | 18/07/1998 |  | 1 | 30
38866392 | TNB | DISTRIBUTION | CHERAS | Existing | BCRS/PCE/J00795/MATX3 | 300271124 | TX3-B05492 | LFIP NO 3 |  | 5 | RYB |  |  | 11 kV |  | 415 V |  | MTM | 1000.00 kVA | 18/07/1998 |  | 1 | 6
38866464 | TNB | DISTRIBUTION | CHERAS | Existing | BCRS/PCE/J00795/MATX1 | 300271122 | TX1-B01953 | LFIP NO 3 |  | 19 | RYB |  |  | 11 kV |  | 415 V |  | MTM | 1000.00 kVA | 18/07/1998 |  | 1 | 19
38869456 | TNB | DISTRIBUTION | CHERAS | Existing | BCRS/PCE/J01017/MATX2 | 300318579 | TX1-B11477 | JLN JADE HILL 4/1 |  | 60 | RYB |  |  | 11 kV |  | 415 V |  | SGB | 1000.00 kVA | 2013-02-07 |  | 1 | 59
38873908 | TNB | DISTRIBUTION | CHERAS | Existing | BCRS/PCE/J00971/MATX2 | 300319483 | TX2-B10927 | JLN JADE HILL 1/1 |  | 44 | RYB |  |  | 11 kV |  | 415 V |  | MTM | 1000.00 kVA | 2011-11-11 |  | 1 | 46
38873980 | TNB | DISTRIBUTION | CHERAS | Existing | BCRS/PCE/J00971/MATX1 | 300287766 | TX1-B10924 | JLN JADE HILL 1/1 |  | 39 | RYB |  |  | 11 kV |  | 415 V |  | MTM | 1000.00 kVA | 24/08/2010 |  | 1 | 39
38878044 | TNB | DISTRIBUTION | CHERAS | Existing | BCRS/PCE/J01088/MATX1 |  | TX1-B12273 | PE TAMAN BAYU SEKAMAT |  | 44 | RYB |  |  | 11 kV |  | 415 V |  | MTM | 500.00 kVA | 1970-01-01 |  | 1 | 44
38882496 | TNB | DISTRIBUTION | CHERAS | Existing |  |  | TX2-B12263 | EAST PARK |  | 17 | RYB |  |  | 11 kV |  | 415 V |  | SGB | 500.00 kVA | 1970-01-01 |  | 1 | 17
38882568 | TNB | DISTRIBUTION | CHERAS | Existing |  |  | TX1-B12262 | EAST PARK |  | 45 | RYB |  |  | 11 kV |  | 415 V |  | MTM | 1000.00 kVA | 1970-01-01 |  | 1 | 45
38886790 | TNB | DISTRIBUTION | CHERAS | Existing | BCRS/PCE/J00958/MATX2 | 300287771 | TX2-B11235 | LAGENDA SURIA NO 2 |  | 38 | RYB |  |  | 11 kV |  | 415 V |  | SGB | 750.00 kVA | 2010-11-11 |  | 1 | 19
38886862 | TNB | DISTRIBUTION | CHERAS | Existing | BCRS/PCE/J00958/MATX1 | 300287770 | TX1-B10672 | LAGENDA SURIA NO 2 |  | 100 | RYB |  |  | 11 kV |  | 415 V |  | MTM | 750.00 kVA | 13/08/2009 |  | 1 | 79
38899350 | TNB | DISTRIBUTION | CHERAS | Existing | BCRS/PCE/J00553/MATXF1 | 300268004 | TX1-B10809 | BINAFIMAS S/B |  | 4 | RYB |  |  | 11 kV |  | 415 V |  | MTM | 1000.00 kVA | 2009-11-01 |  | 1 | 4
38899351 | TNB | DISTRIBUTION | CHERAS | Existing |  |  | TX2-B10810 | PE BINAFIMAS SDN BHD |  | 5 | RYB |  |  | 11 kV |  | 415 V |  | MTM | 1000.00 kVA |  |  | 1 | 5
38903808 | TNB | DISTRIBUTION | CHERAS | Existing |  |  | TX1-B12103 | PE AZR VTEC JLN SURIA 1 |  | 9 | RYB |  |  | 11 kV |  | 415 V |  | EWT | 1000.00 kVA | 1970-01-01 |  | 1 | 9
38929574 | TNB | DISTRIBUTION | CHERAS | Existing | BCRS/PCE/J01035/MATX1 | 300430789 | TX1-B12067 | PADAT SEK SG SERAI |  | 0 | RYB |  |  | 11 kV |  | 415 V |  | MTM | 500.00 kVA | 2012-05-12 |  | 1 | 0
38938164 | TNB | DISTRIBUTION | CHERAS | Existing | BCRS/PCE/J00924/MATX1 | 300280718 | TX1-B10586 | STP BTHO |  | 1 | RYB |  |  | 11 kV |  | 415 V |  | MTM | 1000.00 kVA | 18/07/1998 |  | 1 | 1
38947361 | TNB | DISTRIBUTION | CHERAS | Existing |  |  | TX1-B12209 | JALAN TM 1/3 |  | 43 | RYB |  |  | 11 kV |  | 415 V |  | MTM | 1000.00 kVA | 1970-01-01 |  | 1 | 52
38951200 | TNB | DISTRIBUTION | CHERAS | Existing | BCRS/PCE/J01102/MATX2 | 300447723 | TX2-B12304 | PALM WALK 3 NO 2 |  | 101 | RYB |  |  | 11 kV |  | 415 V |  | MTM | 1000.00 kVA | 23/04/2013 |  | 1 | 101
38951272 | TNB | DISTRIBUTION | CHERAS | Existing | BCRS/PCE/J01102/MATX1 | 300447722 | TX1-B12303 | PALM WALK 3 NO 2 |  | 76 | RYB |  |  | 11 kV |  | 415 V |  | MTM | 1000.00 kVA | 23/04/2013 |  | 1 | 76
38959621 | TNB | DISTRIBUTION | CHERAS | Existing | BCRS/PCE/J00816/MATX1 | 300272420 | TX1-B11306 | BINAFIMAS S/B NO 2 |  | 6 | RYB |  |  | 11 kV |  | 415 V |  | MTM | 1000.00 kVA | 18/07/1998 |  | 1 | 6
38963924 | TNB | DISTRIBUTION | CHERAS | Existing | BCRS/PCE/J01038/MATX1 | 300430791 | TX1-B12196 | PERSIARAN JADE HILL TIMUR |  | 52 | RYB |  |  | 11 kV |  | 415 V |  | SGB | 1000.00 kVA | 19/02/2013 |  | 1 | 52
38968231 | TNB | DISTRIBUTION | CHERAS | Existing | BCRS/PCE/J00939/MATX1 | 300280721 | TX1-B10634 | HIJAUAN RESIDENCE NO 2 |  | 61 | RYB |  |  | 11 kV |  | 415 V |  | MTM | 1000.00 kVA | 18/07/2009 |  | 1 | 61
38976828 | TNB | DISTRIBUTION | CHERAS | Existing | BCRS/PCE/J00518/MATXF1 | 300266773 | TX1-B11353 | PANGSAPURI VISTA MAHKOTA |  | 170 | RYB |  |  | 11 kV |  | 415 V |  | SGB | 1000.00 kVA | 16/03/2011 |  | 1 | 1
38981102 | TNB | DISTRIBUTION | CHERAS | Existing |  |  | TX1-B12213 | PE TMN IND ANGKAT PERDANA 2 |  | 6 | RYB |  |  | 11 kV |  | 415 V |  | MTM | 1000.00 kVA | 1970-01-01 |  | 1 | 6
38985411 | TNB | DISTRIBUTION | CHERAS | Existing | BCRS/PCE/J01011/MATX1 | 300319289 | TX1-B11543 | LOT 5205 BLOK C |  | 1 | RYB |  |  | 11 kV |  | 415 V |  | MTM | 1000.00 kVA | 14/07/2011 |  | 1 | 1
38989846 | TNB | DISTRIBUTION | CHERAS | Existing | BCRS/PCE/J00948/MATX2 | 300288050 | TX2-B10771 | RUMAH 2 TINGKAT FASA 4 |  | 102 | RYB |  |  | 11 kV |  | 415 V |  | MTM | 1000.00 kVA | 18/07/1998 |  | 1 | 103
38989918 | TNB | DISTRIBUTION | CHERAS | Existing | BCRS/PCE/J00948/MATX1 | 300288049 | TX1-B10770 | RUMAH 2 TINGKAT FASA 4 |  | 105 | RYB |  |  | 11 kV |  | 415 V |  | MTM | 1000.00 kVA | 18/07/1998 |  | 1 | 105
38998449 | TNB | DISTRIBUTION | CHERAS | Existing | BCRS/PCE/J01015/MATX2 | 300445585 | TX2- B11471 | TMN BUKIT SURIA NO 1 |  | 43 | RYB |  |  | 11 kV |  | 415 V |  | MTM | 750.00 kVA | 2012-11-11 |  | 1 | 46
38998521 | TNB | DISTRIBUTION | CHERAS | Existing | BCRS/PCE/J01015/MATX1 | 300293657 | TX1-B11470 | TMN BUKIT SURIA NO 1 |  | 5 | RYB |  |  | 11 kV |  | 415 V |  | SGB | 750.00 kVA | 14/07/2011 |  | 1 | 7
39006954 | TNB | DISTRIBUTION | CHERAS | Existing | BCRS/PCE/J01030/MATX1 | 300342884 | TX1-B11619 | LOT 3396 JLN BJ 2 |  | 6 | RYB |  |  | 11 kV |  | 415 V |  | SGB | 1000.00 kVA | 2011-11-11 |  | 1 | 6
39011168 | TNB | DISTRIBUTION | CHERAS | Existing | BCRS/PCE/J00925/MATXF1 | 300277754 | TX1-B10517 | WISMA PAUSON |  | 160 | RYB |  |  | 11 kV |  | 415 V |  | MTM | 750.00 kVA | 2009-11-01 |  | 1 | 158
39036924 | TNB | DISTRIBUTION | CHERAS | Existing | BCRS/PCE/J00987/MATX1 | 300288060 | TX1-B10929 | JLN HULUBALANG 2/4 |  | 1 | RYB |  |  | 11 kV |  | 415 V |  | SGB | 300.00 kVA | 2010-03-02 |  | 1 | 3
39066982 | TNB | DISTRIBUTION | CHERAS | Existing | BCRS/PCE/J01018/MATX1 | 300293660 | TX1-B11429 | 99 SPEEDMART |  | 2 | RYB |  |  | 11 kV |  | 415 V |  | EWT | 500.00 kVA | 2005-11-08 |  | 1 | 2
39075568 | TNB | DISTRIBUTION | CHERAS | Existing | BCRS/PCE/J01028/MATX1 | 300340321 | TX1-B11685 | GIACOMO |  | 0 | RYB |  |  | 11 kV |  | 415 V |  | SGB | 500.00 kVA | 2012-11-11 |  | 1 | 1
39079864 | TNB | DISTRIBUTION | CHERAS | Existing | BCRS/PCE/J00644/MATX1 | 300277758 | TX1-B02775 | BALAKONG 275 |  | 1 | RYB |  |  | 11 kV |  | 415 V |  | MTM | 1000.00 kVA | 2000-11-01 |  | 1 | 1
39084314 | TNB | DISTRIBUTION | CHERAS | Existing | BCRS/PCE/J00949/MATX1 | 300288051 | TX1-B10603 | APARTMENT TERATAI NO 1 |  | 127 | RYB |  |  | 11 kV |  | 415 V |  | MTM | 1000.00 kVA | 18/07/1998 |  | 1 | 6
39084386 | TNB | DISTRIBUTION | CHERAS | Existing | BCRS/PCE/J00949/MATX2 | 300288052 | TX2-B10602 | APARTMENT TERATAI NO 1 |  | 209 | RYB |  |  | 11 kV |  | 415 V |  | MTM | 1000.00 kVA | 18/07/1998 |  | 1 | 12
39088608 | TNB | DISTRIBUTION | CHERAS | Existing |  |  | TX1-B11280 | KYK HEIGHT |  | 49 | RYB |  |  | 11 kV |  | 415 V |  | SGB | 1000.00 kVA | 1970-01-01 |  | 1 | 56
39088680 | TNB | DISTRIBUTION | CHERAS | Existing |  |  | TX2-B11281 | KYK HEIGHT |  | 48 | RYB |  |  | 11 kV |  | 415 V |  | SGB | 1000.00 kVA | 1970-01-01 |  | 1 | 50
39097040 | TNB | DISTRIBUTION | CHERAS | Existing | BCRS/PCE/J01007/MATX1 | 300289663 | TX1-B11247 | DAIDO AMISTAR (M) SDN BHD |  | 0 | RYB |  |  | 11 kV |  | 415 V |  | MTM | 1000.00 kVA | 2011-11-01 |  | 1 | 1
39105627 | TNB | DISTRIBUTION | CHERAS | Existing | BCRS/PCE/J00902/MATX1 | 300004497 | TX1- B11382 | TMN PERKASA NO 5 |  | 72 | RYB |  |  | 11 kV |  | 415 V |  | MTM | 1000.00 kVA | 18/07/1998 |  | 1 | 32
39122960 | TNB | DISTRIBUTION | CHERAS | Existing | BCRS/PCE/J00983/MATX2 | 300288062 | TX2-B11063 | TMN DUTAMAS NO 1 |  | 68 | RYB |  |  | 11 kV |  | 415 V |  | MTM | 1000.00 kVA | 2011-06-04 |  | 1 | 32
39123032 | TNB | DISTRIBUTION | CHERAS | Existing | BCRS/PCE/J00983/MATX1 | 300288061 | TX1-B11062 | TMN DUTAMAS NO 1 |  | 69 | RYB |  |  | 11 kV |  | 415 V |  | MTM | 1000.00 kVA | 2011-06-04 |  | 1 | 32
39139995 | TNB | DISTRIBUTION | CHERAS | Existing | BCRS/PCE/J00854/MATX1 | 300430776 | TX1-B11392 | SMK DESA SERDANG |  | 3 | RYB |  |  | 11 kV |  | 415 V |  | SGB | 500.00 kVA | 2010-11-11 |  | 1 | 1
39144445 | TNB | DISTRIBUTION | CHERAS | Existing | BCRS/PCE/J00986/MATX1 | 300288215 | TX1-B11055 | JLN CHERAS VISTA NO 2 |  | 49 | RYB |  |  | 11 kV |  | 415 V |  | SGB | 750.00 kVA | 20/04/2010 |  | 1 | 48
39144517 | TNB | DISTRIBUTION | CHERAS | Existing | BCRS/PCE/J00986/MATX2 | 300319436 | TX2-B11056 | JLN CHERAS VISTA NO 2 |  | 38 | RYB |  |  | 11 kV |  | 415 V |  | SGB | 750.00 kVA | 20/04/2010 |  | 1 | 38
39148728 | TNB | DISTRIBUTION | CHERAS | Existing | BCRS/PCE/J00957/MATX2 | 300287769 | TX2- B10669 | LAGENDA SURIA NO 1 |  | 121 | RYB |  |  | 11 kV |  | 415 V |  | MTM | 750.00 kVA | 2011-11-11 |  | 1 | 91
39148800 | TNB | DISTRIBUTION | CHERAS | Existing | BCRS/PCE/J00957/MATX1 | 300287768 | TX1- B10668 | LAGENDA SURIA NO 1 |  | 101 | RYB |  |  | 11 kV |  | 415 V |  | MTM | 750.00 kVA | 13/08/2009 |  | 1 | 83
39157296 | TNB | DISTRIBUTION | CHERAS | Existing | BCRS/PCE/J00592/MATXF1 | 300268050 | TX1-B10014 | TMN PERINDUSTIRAN BALAKONG NO 2 |  | 7 | RYB |  |  | 11 kV |  | 415 V |  | EWT | 1000.00 kVA | 18/07/1998 |  | 1 | 8
39157368 | TNB | DISTRIBUTION | CHERAS | Existing | BCRS/PCE/J00592/MATXF2 | 300268051 | TX2-B10015 | TMN PERINDUSTIRAN BALAKONG NO 2 |  | 28 | RYB |  |  | 11 kV |  | 415 V |  | EWT | 1000.00 kVA | 18/07/1998 |  | 1 | 26
39174336 | TNB | DISTRIBUTION | CHERAS | Existing | BCRS/PCE/J00951/MATX1 | 300288413 | TX1-B10661 | RUMAH PAM SOUTHERN LAKE |  | 0 | RYB |  |  | 11 kV |  | 415 V |  | MTM | 300.00 kVA | 18/07/1998 |  | 1 | 1
39187212 | TNB | DISTRIBUTION | CHERAS | Existing | BCRS/PCE/J00961/MATX1 | 300287538 | TX1- B10825 | ASRAMA GURU DUSUN TUA |  | 5 | RYB |  |  | 11 kV |  | 415 V |  | SGB | 300.00 kVA | 2010-11-01 |  | 1 | 1
39200097 | TNB | DISTRIBUTION | CHERAS | Existing | BCRS/PCE/J00060/MATX1 | 300276999 | TX1- B05138 | KG SG SERAI |  | 214 | RYB |  |  | 11 kV |  | 415 V |  | MTM | 750.00 kVA | 1990-11-01 |  | 1 | 252
39204394 | TNB | DISTRIBUTION | CHERAS | Existing | BCRS/PCE/J00459/MATX | 300277650 | TX1-B08452 | TMN PINGGIRAN MAHKOTA - B2332 |  | 98 | RYB |  |  | 11 kV |  | 415 V |  | MTM | 1000.00 kVA | 2006-11-01 |  | 1 | 99
39208690 | TNB | DISTRIBUTION | CHERAS | Existing | BCRS/PCE/J00962/MATX1 | 300319938 | TX1-B10618 | PANGSAPURI AKASIA |  | 134 | RYB |  |  | 11 kV |  | 415 V |  | MTM | 1000.00 kVA | 24/06/2009 |  | 1 | 2
39217464 | TNB | DISTRIBUTION | CHERAS | Existing | BCRS/PCE/J00984/MATX1 | 300288063 | TX1-B11066 | TMN DUTAMAS NO 2 |  | 58 | RYB |  |  | 11 kV |  | 415 V |  | MTM | 1000.00 kVA | 15/04/2010 |  | 1 | 33
39217592 | TNB | DISTRIBUTION | CHERAS | Existing | BCRS/PCE/J00984/MATX2 | 300288064 | TX2-B11067 | TMN DUTAMAS NO 2 |  | 56 | RYB |  |  | 11 kV |  | 415 V |  | MTM | 1000.00 kVA | 2010-11-05 |  | 1 | 31
39221734 | TNB | DISTRIBUTION | CHERAS | Existing | BCRS/PCE/J00982/MATX1 | 300288066 | TX1-B11074 | COLOMBIA ASIA |  | 1 | RYB |  |  | 11 kV |  | 415 V |  | SGB | 1000.00 kVA | 31/05/2010 |  | 1 | 1
39221862 | TNB | DISTRIBUTION | CHERAS | Existing | BCRS/PCE/J00982/MATX2 | 300288067 | TX2-B11075 | COLOMBIA ASIA |  | 0 | RYB |  |  | 11 kV |  | 415 V |  | SGB | 1000.00 kVA | 31/05/2010 |  | 1 | 1
39230158 | TNB | DISTRIBUTION | CHERAS | Existing | BCRS/PCE/J01000/MATX1 | 300288190 | TX1- B11274 | KEDAI PEJABAT TMN SERI NANDING |  | 16 | RYB |  |  | 11 kV |  | 415 V |  | MTM | 500.00 kVA | 2010-11-11 |  | 1 | 8
39234454 | TNB | DISTRIBUTION | CHERAS | Existing | BCRS/PCE/J01065/MATX1 | 300389867 | TX1-B12044 | AVENUE TWO |  | 63 | RYB |  |  | 11 kV |  | 415 V |  | EWT | 1000.00 kVA | 22/11/2012 |  | 1 | 22
39251630 | TNB | DISTRIBUTION | CHERAS | Existing | BCRS/PCE/J01044/MATX1 | 300378157 | TX1-B11817 | HAO RESIDENCE |  | 35 | RYB |  |  | 11 kV |  | 415 V |  | SGB | 1000.00 kVA | 26/06/2012 |  | 1 | 36
39268968 | TNB | DISTRIBUTION | CHERAS | Existing | BCRS/PCE/J01093/MATX1 | 300444381 | TX1-B12040 | YEW LUM IND. |  | 5 | RYB |  |  | 11 kV |  | 415 V |  | MTM | 1000.00 kVA | 21/11/2012 |  | 1 | 5
39269096 | TNB | DISTRIBUTION | CHERAS | Existing | BCRS/PCE/J01093/MATX2 | 300444382 | TX2-B12041 | YEW LUM IND. |  | 3 | RYB |  |  | 11 kV |  | 415 V |  | MTM | 1000.00 kVA | 21/11/2012 |  | 1 | 3
39286148 | TNB | DISTRIBUTION | CHERAS | Existing | BCRS/PCE/J01082/MATX1 |  | TX1-B12178 | NO.1 JLN TEMENGGUNG 27/9 |  | 51 | RYB |  |  | 11 kV |  | 415 V |  | MTM | 1000.00 kVA | 1970-01-01 |  | 1 | 18
39286276 | TNB | DISTRIBUTION | CHERAS | Existing | BCRS/PCE/J01082/MATX2 |  | TX2-B12179 | NO.1 JLN TEMENGGUNG 27/9 |  | 39 | RYB |  |  | 11 kV |  | 415 V |  | MTM | 1000.00 kVA | 1970-01-01 |  | 1 | 14
39290442 | TNB | DISTRIBUTION | CHERAS | Existing | BCRS/PCE/J01047/MATX2 | 300443071 | TX2-B12145 | MAHKOTA CHERAS RESIDENCE |  | 0 | RYB |  |  | 11 kV |  | 415 V |  | SGB | 750.00 kVA | 2013-11-01 |  | 1 | 0
39290572 | TNB | DISTRIBUTION | CHERAS | Existing | BCRS/PCE/J01047/MATX1 | 300430800 | TX1-B12144 | MAHKOTA CHERAS RESIDENCE |  | 0 | RYB |  |  | 11 kV |  | 415 V |  | MTM | 1000.00 kVA | 2013-11-01 |  | 1 | 0
39294572 | TNB | DISTRIBUTION | CHERAS | Existing | BCRS/PCE/J00557/MATXF1 | 300268010 | TX1-B10628 | TMN BUKIT HARTAMAS FASA 2 |  | 52 | RYB |  |  | 11 kV |  | 415 V |  | MTM | 750.00 kVA | 18/07/1998 |  | 1 | 52
39304052 | TNB | DISTRIBUTION | CHERAS | Existing |  |  | TX2-B10645 | PE JALAN CHERAS VISTA 2/1 |  | 52 | RYB |  |  | 11 kV |  | 415 V |  | MTM | 750.00 kVA | 1970-01-01 |  | 1 | 52
39304182 | TNB | DISTRIBUTION | CHERAS | Existing | BCRS/PCE/J00947/MATX1 | 300288212 | TX1-B10644 | JLN CHERAS VISTA 2/1 BMC |  | 40 | RYB |  |  | 11 kV |  | 415 V |  | MTM | 1000.00 kVA | 18/07/1998 |  | 1 | 40
39316208 | TNB | DISTRIBUTION | CHERAS | Existing | BCRS/PCE/J01050/MATX2 |  | TX2- B12241 | VIRIDIAN |  | 15 | RYB |  |  | 11 kV |  | 415 V |  | SGB | 500.00 kVA | 1970-01-01 |  | 1 | 15
39316338 | TNB | DISTRIBUTION | CHERAS | Existing | BCRS/PCE/J01050/MATX1 | 300430806 | TX1-B12240 | VIRIDIAN |  | 69 | RYB |  |  | 11 kV |  | 415 V |  | MTM | 500.00 kVA | 1970-01-01 |  | 1 | 69
39328941 | TNB | DISTRIBUTION | CHERAS | Existing | BCRS/PCE/J01014/MATX1 | 300293656 | TX1-B11511 | PADAT BUKIT SURIA |  | 12 | RYB |  |  | 11 kV |  | 415 V |  | EWT | 1000.00 kVA | 26/07/2011 |  | 1 | 15
39342018 | TNB | DISTRIBUTION | CHERAS | Existing | BCRS/PCE/J00217/MATX1 | 300005766 | TX1-B05398 | GARDEN PARK SG. LONG NO 1 |  | 226 | RYB |  |  | 11 kV |  | 415 V |  | MTM | 1000.00 kVA | 2001-11-01 |  | 1 | 2
39342152 | TNB | DISTRIBUTION | CHERAS | Existing | BCRS/PCE/J00217/MATX2 | 300005767 | TX2-B05399 | GARDEN PARK SG. LONG NO 1 |  | 0 | RYB |  |  | 11 kV |  | 415 V |  | MTM | 1000.00 kVA | 2001-11-01 | BELUM DIGUNAKAN LAGI | 1 | 0
39346152 | TNB | DISTRIBUTION | CHERAS | Existing | BCRS/PCE/J00864/MATX1 | 300277625 | TX1-B08064 | TMN SUTERA 2/3A (TMN SUTERA) |  | 169 | RYB |  |  | 11 kV |  | 415 V |  | MTM | 1000.00 kVA | 18/07/1998 |  | 1 | 167
39350628 | TNB | DISTRIBUTION | CHERAS | Existing |  |  | TX1-B12182 | JALAN TEMENGGUNG 27/9 NO. 2 |  | 44 | RYB |  |  | 11 kV |  | 415 V |  | MTM | 1000.00 kVA | 1970-01-01 |  | 1 | 15
39350766 | TNB | DISTRIBUTION | CHERAS | Existing |  |  | TX2-B12183 | JALAN TEMENGGUNG 27/9 NO. 2 |  | 45 | RYB |  |  | 11 kV |  | 415 V |  | MTM | 1000.00 kVA | 1970-01-01 |  | 1 | 15
39354860 | TNB | DISTRIBUTION | CHERAS | Existing |  |  | TX1-B12199 | PE JLN JADE HILL 12/1 |  | 29 | RYB |  |  | 11 kV |  | 415 V |  | SGB | 750.00 kVA | 1970-01-01 |  | 1 | 31
39449293 | TNB | DISTRIBUTION | CHERAS | Existing | BCRS/PCE/J00963/MATX1 | 300290340 | TX1-B10840 | LOT 1842 JLN KPB 6 |  | 2 | RYB |  |  | 11 kV |  | 415 V |  | MTM | 1000.00 kVA | 20/03/2010 |  | 1 | 2
39693971 | TNB | DISTRIBUTION | CHERAS | Existing | BCRS/PCE/J00996/MATX1 | 300319357 | TX1-B11343 | JLN DESA BUDIMAN |  | 5 | RYB |  |  | 11 kV |  | 415 V |  | EWT | 300.00 kVA | 2010-11-01 |  | 1 | 5
39694695 | TNB | DISTRIBUTION | CHERAS | Existing | BCRS/PCE/J01012/MATX1 | 300293654 | TX1-B11561 | JLN DESA BUDIMAN NO 2 |  | 38 | RYB |  |  | 11 kV |  | 415 V |  | SGB | 1000.00 kVA | 2011-02-02 |  | 1 | 39
39694888 | TNB | DISTRIBUTION | CHERAS | Existing | BCRS/PCE/J01012/MATX2 | 300433080 | TX2-B11562 | JLN DESA BUDIMAN NO 2 |  | 40 | RYB |  |  | 11 kV |  | 415 V |  | MTM | 750.00 kVA | 2011-02-02 |  | 1 | 40
39719739 | TNB | DISTRIBUTION | CHERAS | Existing | BCRS/PCE/J01121/MATX1 |  | TX1-B12269 | P/E TMN BKT BELIMBING LOT 52214 |  | 2 | RYB |  |  | 11 kV |  | 415 V |  | EWT | 750.00 kVA | 1970-01-01 |  | 1 | 2
39758459 | TNB | DISTRIBUTION | CHERAS | Existing | BCRS/PCE/J00017/MATX1 | 300004116 | TX1-B02148 | TMN MASRIA |  | 149 | RYB |  |  | 11 kV |  | 415 V |  | MTM | 1000.00 kVA | 1996-11-01 |  | 1 | 93
39762703 | TNB | DISTRIBUTION | CHERAS | Existing | BCRS/PCE/J00999/MATX1 | 300288121 | TX1-B11206 | WIRA HEIGHT |  | 87 | RYB |  |  | 11 kV |  | 415 V |  | MTM | 1000.00 kVA | 2011-11-01 |  | 1 | 87
39792764 | TNB | DISTRIBUTION | CHERAS | Existing | BCRS/PCE/J00698/MATX1 | 300277737 | TX1-B10397 | CLUB HOUSE JADE HILL |  | 2 | RYB |  |  | 11 kV |  | 415 V |  | MTM | 1000.00 kVA | 2009-11-01 |  | 1 | 1
39793451 | TNB | DISTRIBUTION | CHERAS | Existing | BCRS/PCE/J00970/MATX1 | 300287765 | TX1-B10923 | JLN JADEHILL 2/1 |  | 56 | RYB |  |  | 11 kV |  | 415 V |  | MTM | 1000.00 kVA | 2012-11-11 |  | 1 | 56
39793822 | TNB | DISTRIBUTION | CHERAS | Existing | BCRS/PCE/J00970/MATX2 | 300445580 | TX2-B11348 | JLN JADEHILL 2/1 |  | 57 | RYB |  |  | 11 kV |  | 415 V |  | MTM | 1000.00 kVA | 2012-11-11 |  | 1 | 57
39794954 | TNB | DISTRIBUTION | CHERAS | Existing | BCRS/PCE/J01054/MATX1 | 300380826 | TX1-B11944 | JLN PERSIARAN JADE HILL TIMUR |  | 46 | RYB |  |  | 11 kV |  | 415 V |  | MTM | 1000.00 kVA | 2013-05-03 |  | 1 | 45
39795325 | TNB | DISTRIBUTION | CHERAS | Existing | BCRS/PCE/J01054/MATX2 | 300445574 | TX2-B11945 | JLN PERSIARAN JADE HILL TIMUR |  | 48 | RYB |  |  | 11 kV |  | 415 V |  | MTM | 1000.00 kVA | 2012-11-11 |  | 1 | 49
39857812 | TNB | DISTRIBUTION | CHERAS | Existing | BCRS/PCE/J00981/MATX1 | 300288047 | TX1-B11042 | C180 NO 2 BALAKONG |  | 68 | RYB |  |  | 11 kV |  | 415 V |  | MTM | 1000.00 kVA | 2010-11-11 |  | 1 | 22
39858016 | TNB | DISTRIBUTION | CHERAS | Existing | BCRS/PCE/J00981/MATX2 | 300445933 | TX2-B11043 | C180 NO 2 BALAKONG |  | 128 | RYB |  |  | 11 kV |  | 415 V |  | MTM | 1000.00 kVA | 2012-11-11 |  | 1 | 19
39917268 | TNB | DISTRIBUTION | CHERAS | Existing | BCRS/PCE/J01049/MATX1 | 300430804 | TX1- B12339 | PADAT ADAPT HOUSING |  | 28 | RYB |  |  | 11 kV |  | 415 V |  | MTM | 500.00 kVA | 2013-11-01 |  | 1 | 23
39994773 | TNB | DISTRIBUTION | CHERAS | Existing | BCRS/PCE/J00593/MATXF2 | 300268053 | TX2-B10019 | TMN PERINDUSTIRAN BALAKONG NO 1 |  | 10 | RYB |  |  | 11 kV |  | 415 V |  | MTM | 1000.00 kVA | 2008-11-01 |  | 1 | 10
39994962 | TNB | DISTRIBUTION | CHERAS | Existing | BCRS/PCE/J00593/MATXF1 | 300268052 | TX1-B10018 | TMN PERINDUSTIRAN BALAKONG NO 1 |  | 6 | RYB |  |  | 11 kV |  | 415 V |  | MTM | 1000.00 kVA | 2008-11-01 |  | 1 | 7
40050385 | TNB | DISTRIBUTION | CHERAS | Existing | BCRS/PCE/J00931/MATX1 | 300277747 | TX1-B10579 | HEPTA LOT 1869 |  | 1 | RYB |  |  | 11 kV |  | 415 V |  | MTM | 750.00 kVA | 18/07/1998 |  | 1 | 1
40094572 | TNB | DISTRIBUTION | CHERAS | Existing | BCRS/PCE/J00886/MATX1 | 300277718 | TX1-B10252 | VISTANA MAHKOTA JLN PAHLAWAN |  | 239 | RYB |  |  | 11 kV |  | 415 V |  | MTM | 1000.00 kVA | 18/07/1998 |  | 1 | 1
40094767 | TNB | DISTRIBUTION | CHERAS | Existing | BCRS/PCE/J00886/MATX1 |  | TX2-B10251 | PE VISTANA MAHKOTA |  | 0 | RYB |  |  | 11 kV |  | 415 V |  | MTM | 750.00 kVA | 1970-01-01 |  | 1 | 0
40115506 | TNB | DISTRIBUTION | CHERAS | Existing | BCRS/PCE/J00901/MATX1 | 300430778 | TX1-B11552 | LFIP NO 8 |  | 4 | RYB |  |  | 11 kV |  | 415 V |  | MTM | 750.00 kVA | 2011-11-11 |  | 1 | 4
40116053 | TNB | DISTRIBUTION | CHERAS | Existing | BCRS/PCE/J00633/MATXF1 | 300269363 | TX1-B07334 | CHOY SOON HENG REALTY |  | 9 | RYB |  |  | 11 kV |  | 415 V |  | MTM | 750.00 kVA | 1997-11-11 |  | 1 | 13
40116704 | TNB | DISTRIBUTION | CHERAS | Existing | BCRS/PCE/J00974/MATX1 | 300444368 | TX1-1000 kVAB10968 | YEW LUM NO 3 |  | 0 | RYB |  |  | 11 kV |  | 415 V |  | MTM | 1000.00 kVA | 2010-11-11 |  | 1 | 0
40144855 | TNB | DISTRIBUTION | CHERAS | Existing | BCRS/PCE/J00489/MATFX1 | 300288082 | TX1- B10520 | COMPACT PANGSUN (EMPANGAN PANG |  | 25 | RYB |  |  | 11 kV |  | 415 V |  | MTM | 1000.00 kVA | 18/07/1998 |  | 1 | 31
40329566 | TNB | DISTRIBUTION | CHERAS | Existing | BCRS/PCE/J00989/MATX1 | 300288266 | TX1-B08738 | RMH PAM PARAS RENDAH |  | 1 | RYB |  |  | 11 kV |  | 415 V |  | MTM | 1000.00 kVA | 2005-11-01 |  | 1 | 1
40330215 | TNB | DISTRIBUTION | CHERAS | Existing | BCRS/PCE/J00936/MATX1 | 300276812 | TX1-B10655 | TMN TANMING IMPIAN BMC |  | 21 | RYB |  |  | 11 kV |  | 415 V |  | MTM | 500.00 kVA | 18/07/1998 |  | 1 | 22
40479840 | TNB | DISTRIBUTION | CHERAS | Existing | BCRS/PCE/J01103/MATX1 | 300447733 | TX1-B12307 | PALM WALK 3 NO 1 |  | 67 | RYB |  |  | 11 kV |  | 415 V |  | MTM | 750.00 kVA | 23/04/2013 |  | 1 | 67
40480569 | TNB | DISTRIBUTION | CHERAS | Existing | BCRS/PCE/J00599/MATXF1 | 300268085 | TX1-B10555 | PALM WALK NO 4 |  | 102 | RYB |  |  | 11 kV |  | 415 V |  | MTM | 1000.00 kVA | 18/07/1998 |  | 1 | 103
40480771 | TNB | DISTRIBUTION | CHERAS | Existing | BCRS/PCE/J00599/MATX2 |  | TX2-B10556 | PE PALM WALK NO 4 |  | 97 | RYB |  |  | 11 kV |  | 415 V |  | MTM | 750.00 kVA | 1970-01-01 |  | 1 | 97
40496958 | TNB | DISTRIBUTION | CHERAS | Existing | BCRS/PCE/J00888/MATX1 | 300276961 | TX1-B10086 | PANGSAPURI ANGSANA |  | 184 | RYB |  |  | 11 kV |  | 415 V |  | MTM | 1000.00 kVA | 18/07/1998 |  | 1 | 2
40776067 | TNB | DISTRIBUTION | CHERAS | Existing | BCRS/PCE/J01086/MATX1 |  | TX1-B11992 | PE AVENUE 6 NO 1 |  | 50 | RYB |  |  | 11 kV |  | 415 V |  | MTM | 1000.00 kVA | 1970-01-01 |  | 1 | 51
40776566 | TNB | DISTRIBUTION | CHERAS | Existing | BCRS/PCE/J01051/MATX1 | 300378166 | TX1-B11994 | AVENUE 6 NO 2 |  | 54 | RYB |  |  | 11 kV |  | 415 V |  | MTM | 1000.00 kVA | 2012-03-11 |  | 1 | 55
40823306 | TNB | DISTRIBUTION | CHERAS | Existing | BCRS/PCE/J00560/MATXF1 | 300268012 | TX1-B09248 | TMN BUKIT SURIA NO 2 |  | 49 | RYB |  |  | 11 kV |  | 415 V |  | EWT | 500.00 kVA | 2003-11-01 |  | 1 | 52
40849370 | TNB | DISTRIBUTION | CHERAS | Existing | BCRS/PCE/J01032/MATX2 | 300448904 | TX2-B11931 | JLN TEMENGGUNG 3/9 |  | 28 | RYB |  |  | 11 kV |  | 415 V |  | SGB | 500.00 kVA | 18/09/2012 |  | 1 | 15
40849617 | TNB | DISTRIBUTION | CHERAS | Existing | BCRS/PCE/J01032/MATX1 | 300430783 | TX1-B11930 | JLN TEMENGGUNG 3/9 |  | 2 | RYB |  |  | 11 kV |  | 415 V |  | MTM | 750.00 kVA | 18/09/2012 |  | 1 | 3
41554070 | TNB | DISTRIBUTION | CHERAS | Existing |  |  | TX1-B11102 | PE TAMAN JELOK IMPIAN NO 2 |  | 0 | Unknown |  |  | 11 kV |  | 415 V |  | SGB | 1000.00 kVA | 1970-01-01 |  | 1 | 0
41554324 | TNB | DISTRIBUTION | CHERAS | Existing |  |  | TX2-B11103 | PE TAMAN JELOK IMPIAN NO 2 |  | 0 | Unknown |  |  | 11 kV |  | 415 V |  | SGB | 1000.00 kVA | 1970-01-01 |  | 1 | 0
41556119 | TNB | DISTRIBUTION | CHERAS | Existing |  |  | TX1 | PE TAMAN BUKIT PALMA NO 4 |  | 0 | Unknown |  |  | 11 kV |  | 415 V |  | SGB | 750.00 kVA | 1970-01-01 |  | 1 | 0
41695445 | TNB | DISTRIBUTION | CHERAS | Existing |  |  | TX1-B10720 | PE TAMAN BUKIT PALMA NO 1 |  | 0 | Unknown |  |  | 11 kV |  | 415 V |  | MTM | 1000.00 kVA | 1970-01-01 |  | 1 | 0
41697771 | TNB | DISTRIBUTION | CHERAS | Existing |  |  | TX1-B07936 | PE SILK KTDRR COMPACT NO 3 |  | 0 | Unknown |  |  | 11 kV |  | 415 V |  | EWT | 500.00 kVA | 1970-01-01 |  | 1 | 0
41698413 | TNB | DISTRIBUTION | CHERAS | Existing |  |  | TX1-B07939 | PE SILK KTDRR COMPACT NO 4 |  | 0 | Unknown |  |  | 11 kV |  | 415 V |  | EWT | 500.00 kVA | 1970-01-01 |  | 1 | 0
41802116 | TNB | DISTRIBUTION | CHERAS | Existing |  |  | TX1-B07627 | PE SILK KTDRR COMPACT NO 5 HIGHW |  | 0 | RYB |  |  | 11 kV |  | 415 V |  | EWT | 500.00 kVA | 1970-01-01 |  | 1 | 0
41888444 | TNB | DISTRIBUTION | CHERAS | Existing | BCRS/PCE/J00454/MATX | 300270048 | TX1-B08604 | JLN PAHLAWAN 9/3 |  | 96 | RYB |  |  | 11 kV |  | 415 V |  | MTM | 1000.00 kVA | 2005-11-01 |  | 1 | 97
41888813 | TNB | DISTRIBUTION | CHERAS | Existing | BCRS/PCE/J00454/MATX2 |  | TX2-B11713 | PE JALAN PAHLAWAN 9/3 |  | 55 | RYB |  |  | 11 kV |  | 415 V |  | MTM | 1000.00 kVA | 1970-01-01 |  | 1 | 56
41896800 | TNB | DISTRIBUTION | CHERAS | Existing | BCRS/PCE/J00956/MATX1 | 300308864 | TX1-B10801 | GOLDEN STAR CRYSTAL |  | 11 | RYB |  |  | 11 kV |  | 415 V |  | MTM | 750.00 kVA | 2009-11-11 |  | 1 | 10
42094341 | TNB | DISTRIBUTION | CHERAS | Existing | BCRS/PCE/J00975/MATX1 | 300319475 | TX1-B10991 | SEIK LAM COMPONENTS |  | 1 | RYB |  |  | 11 kV |  | 415 V |  | MTM | 1000.00 kVA | 18/07/1998 |  | 1 | 1
42145857 | TNB | DISTRIBUTION | CHERAS | Existing | BCRS/PCE/J00779/MATX1 | 300271105 | TX1-B09456 | TMN DESA BARU NO 2 COMPACT |  | 28 | RYB |  |  | 11 kV |  | 415 V |  | MTM | 1000.00 kVA | 18/07/1998 |  | 1 | 28
42150380 | TNB | DISTRIBUTION | CHERAS | Existing | BCRS/PCE/J01034/MATX2 | 300448557 | TX2-B11853 | PE JALAN PERUSAHAAN 3 |  | 6 | RYB |  |  | 11 kV |  | 415 V |  | EWT | 500.00 kVA | 28/07/2012 |  | 1 | 8
42150767 | TNB | DISTRIBUTION | CHERAS | Existing | BCRS/PCE/J01034/MATX1 | 300430786 | TX1-B11852 | PE JALAN PERUSAHAAN 3 |  | 5 | RYB |  |  | 11 kV |  | 415 V |  | SGB | 1000.00 kVA | 28/07/2012 |  | 1 | 5
42251649 | TNB | DISTRIBUTION | CHERAS | Existing | BCRS/PCE/J01024/MATX1 | 300309530 | TX1-B11648 | TMN SETIA IMPIAN BKT ANGKAT |  | 64 | RYB |  |  | 11 kV |  | 415 V |  | MTM | 1000.00 kVA | 2012-12-01 |  | 1 | 64
42252399 | TNB | DISTRIBUTION | CHERAS | Existing | BCRS/PCE/J01024/MATX2 | 300448874 | TX2-B11649 | TMN SETIA IMPIAN BKT ANGKAT |  | 38 | RYB |  |  | 11 kV |  | 415 V |  | SGB | 1000.00 kVA | 2012-11-11 |  | 1 | 39
43755860 | TNB | DISTRIBUTION | CHERAS | Existing | BCRS/PCE/J00302/MATX1 | 300010208 | TX1-B01541 | TMN CHERAS JAYA NO 4 |  | 154 | RYB |  |  | 11 kV |  | 415 V |  | MTM | 500.00 kVA | 1994-11-11 |  | 1 | 155
44644792 | TNB | DISTRIBUTION | CHERAS | Existing | BCRS/PCE/J00940/MATX1 | 300282143 | TX1- B09997 | TMN SERI SG LONG |  | 74 | RYB |  |  | 11 kV |  | 415 V |  | MTM | 1000.00 kVA | 18/07/1998 |  | 1 | 75
44845111 | TNB | DISTRIBUTION | CHERAS | Existing | BCRS/PCE/J01097/MATX1 | 300447689 | TX1-B12423 | TMN TROPICANA CHERAS |  | 46 | RYB |  |  | 11 kV |  | 415 V |  | MTM | 1000.00 kVA | 24/07/2013 |  | 1 | 47
44860324 | TNB | DISTRIBUTION | CHERAS | Existing | BCRS/PCE/J01097/MATX2 | 300447690 | TX2-B12424 | TMN TROPICANA CHERAS |  | 44 | RYB |  |  | 11 kV |  | 415 V |  | MTM | 1000.00 kVA | 24/07/2013 |  | 1 | 45
44863489 | TNB | DISTRIBUTION | CHERAS | Existing | BCRS/PCE/J00993/MATX1 | 300319364 | TX1-B11415 | COMPACT JLN BENDAHARA |  | 58 | RYB |  |  | 11 kV |  | 415 V |  | MTM | 1000.00 kVA | 2012-11-01 |  | 1 | 51
44877431 | TNB | DISTRIBUTION | CHERAS | Existing | BCRS/PCE/J01060/MATX1 | 300430811 | TX1-B12383 | PRIMA VILLA CONDO |  | 0 | RYB |  |  | 11 kV |  | 415 V |  | SGB | 1000.00 kVA | 2013-11-01 |  | 1 | 3
44879866 | TNB | DISTRIBUTION | CHERAS | Existing | BCRS/PCE/J00609/MATX1 | 300277520 | TX1-B06552 | PERDANA HEIGHT (CHERAS PERDANA) |  | 36 | RYB |  |  | 11 kV |  | 415 V |  | MTM | 1000.00 kVA | 18/07/1998 |  | 1 | 40
44879867 | TNB | DISTRIBUTION | CHERAS | Existing | BCRS/PCE/J00609/MATX2 | 300277521 | TX2-B06553 | PERDANA HEIGHT (CHERAS PERDANA) |  | 63 | RYB |  |  | 11 kV |  | 415 V |  | MTM | 1000.00 kVA | 18/07/1998 |  | 1 | 63
44881180 | TNB | DISTRIBUTION | CHERAS | Existing | BCRS/PCE/J00891/MATX2 | 300276965 | TX2-B11982 | VISTA CITY JLN PANGLIMA |  | 35 | RYB |  |  | 11 kV |  | 415 V |  | MTM | 750.00 kVA | 18/07/1998 |  | 1 | 12
44881839 | TNB | DISTRIBUTION | CHERAS | Existing | BCRS/PCE/J00232/MATX1 | 300005868 | TX1-B01789 | LOT 4166 (FONG YAT SIEW) |  | 21 | RYB |  |  | 11 kV |  | 415 V |  | EWT | 1000.00 kVA | 1998-11-11 |  | 1 | 17
44893829 | TNB | DISTRIBUTION | CHERAS | Existing | BCRS/PCE/J00978/MATX1 | 300288068 | TX1-B11059 | COUNTRY WIDE BOOK |  | 1 | RYB |  |  | 11 kV |  | 415 V |  | MTM | 500.00 kVA | 20/07/2010 |  | 1 | 1
44893842 | TNB | DISTRIBUTION | CHERAS | Existing | BCRS/PCE/J00442/MATX1 | 300269666 | TX1-B10648 | PE EVERSMART |  | 1 | RYB |  |  | 11 kV |  | 415 V |  | MTM | 750.00 kVA | 2009-11-11 |  | 1 | 1
44914520 | TNB | DISTRIBUTION | CHERAS | Existing | BCRS/PCE/J00589/MATX1 | 300268046 | TX1-B01880 | TANMING RAYA NO 1 |  | 624 | RYB |  |  | 11 kV |  | 415 V |  | MTM | 750.00 kVA | 18/07/1998 |  | 1 | 213
44960066 | TNB | DISTRIBUTION | CHERAS | Existing | BCRS/PCE/J00601/MATXF2 | 300556347 | TX2- B10973 | KAJANG HEIGHT NO 4 |  | 115 | RYB |  |  | 11 kV |  | 415 V |  | MTM | 1000.00 kVA | 2009-11-01 |  | 1 | 118
44960069 | TNB | DISTRIBUTION | CHERAS | Existing | BCRS/PCE/J00601/MATXF1 | 300269200 | TX1- B10112 | KAJANG HEIGHT NO 4 |  | 110 | RYB |  |  | 11 kV |  | 415 V |  | MTM | 1000.00 kVA | 2009-11-01 | 750kVA | 1 | 111
44960669 | TNB | DISTRIBUTION | CHERAS | Existing | BCRS/PCE/J01105/MATX1 | 300447753 | TX1-B12386 | PADAT R/KEDAI SETIA BALAKONG |  | 111 | RYB |  |  | 11 kV |  | 415 V |  | MTM | 1000.00 kVA | 16/07/2013 |  | 1 | 22
44987277 | TNB | DISTRIBUTION | CHERAS | Existing | BCRS/PCE/J01101/MATX1 | 300447715 | TX1-B12434 | TANMING MUTIARA 2 |  | 15 | RYB |  |  | 11 kV |  | 415 V |  | MTM | 1000.00 kVA | 29/07/2013 |  | 1 | 30
45035578 | TNB | DISTRIBUTION | CHERAS | Existing | BCRS/PCE/J01100/MATX1 | 300447709 | TX1-B12431 | TANMING MUTIARA 2 NO 1 |  | 30 | RYB |  |  | 11 kV |  | 415 V |  | MTM | 1000.00 kVA | 25/07/2013 |  | 1 | 34
45038050 | TNB | DISTRIBUTION | CHERAS | Existing |  |  | TX2 | PE TAMAN DAMAI MEWAH 3 |  | 0 | RYB |  |  | 11 kV |  | 415 V |  | SGB | 750.00 kVA |  |  | 1 | 0
45038755 | TNB | DISTRIBUTION | CHERAS | Existing | BCRS/PCE/J01020/MATX2 | 300309518 | TX2-B11596 | JALAN MAHKOTA 5 |  | 108 | RYB |  |  | 11 kV |  | 415 V |  | MTM | 1000.00 kVA | 2011-02-11 |  | 1 | 64
45039495 | TNB | DISTRIBUTION | CHERAS | Existing | BCRS/PCE/J00520/MATXF1 | 300266780 | TX1-B10562 | SEMI-D TMN DESA BARU |  | 39 | RYB |  |  | 11 kV |  | 415 V |  | MTM | 1000.00 kVA | 18/07/1998 |  | 1 | 39
45044842 | TNB | DISTRIBUTION | CHERAS | Existing | BCRS/PCE/J01006/MATX2 | 300289659 | TX2-B11224 | TMN CHERAS INTAN |  | 211 | RYB |  |  | 11 kV |  | 415 V |  | MTM | 1000.00 kVA | 2010-11-11 |  | 1 | 4
45048943 | TNB | DISTRIBUTION | CHERAS | Existing | BCRS/PCE/J00894/MATX1 | 300005969 | TX1-B10364 | TMN WANGSA CHERAS NO 1 |  | 63 | RYB |  |  | 11 kV |  | 415 V |  | MTM | 1000.00 kVA | 18/07/2008 |  | 1 | 63
45051977 | TNB | DISTRIBUTION | CHERAS | Existing | BCRS/PCE/J00952/MATX1 | 300287774 | TX1-B10682 | SUNWAY CHERAS LOW COST FLAT |  | 52 | RYB |  |  | 11 kV |  | 415 V |  | EWT | 500.00 kVA | 19/08/2007 |  | 1 | 2
45124048 | TNB | DISTRIBUTION | CHERAS | Existing | BCRS/PCE/J01016/MATX1 | 300293658 | TX1-B11398 | TOWN PARK 1 NO 3 |  | 16 | RYB |  |  | 11 kV |  | 415 V |  | MTM | 1000.00 kVA | 2011-11-01 |  | 1 | 10
45321766 | TNB | DISTRIBUTION | CHERAS | Existing | BCRS/PCE/J00431/MATX1 | 300013436 | TX1-B06910 | TMN LAGENDA MAS NO 1 |  | 137 | RYB |  |  | 11 kV |  | 415 V |  | MTM | 1000.00 kVA | 2005-11-01 |  | 1 | 139
45499851 | TNB | DISTRIBUTION | CHERAS | Existing |  |  | TX2-B0583 | PE GENERAL LABEL |  | 0 | RYB |  |  | 11 kV |  | 415 V |  | Unknown | 1000.00 kVA |  |  | 1 | 0
45502820 | TNB | DISTRIBUTION | CHERAS | Existing |  |  | TX1-B01966 | SS LI FONG COOPER |  | 1 | RYB |  |  | 11 kV |  | 415 V |  |  | 1000.00 kVA | 1970-01-01 | DONE DR | 1 | 1
45522576 | TNB | DISTRIBUTION | CHERAS | Existing | BCRS/PCE/J01029/MATX1 | 300340324 | TX1-B11652 | RICHWAY |  | 9 | RYB |  |  | 11 kV |  | 415 V |  | SGB | 750.00 kVA | 2011-11-11 |  | 1 | 8
45524909 | TNB | DISTRIBUTION | CHERAS | Existing | BCRS/PCE/J01029/MATX2 | 300340325 | TX2-B11653 | RICHWAY |  | 14 | RYB |  |  | 11 kV |  | 415 V |  | SGB | 750.00 kVA | 2011-11-11 |  | 1 | 19
45574162 | TNB | DISTRIBUTION | CHERAS | Existing | BCRS/PCE/J01009/MATX1 | 300319293 | TX1- B11549 | LOT 5205 BLOK A |  | 0 | RYB |  |  | 11 kV |  | 415 V |  | MTM | 1000.00 kVA | 2011-11-01 |  | 1 | 1
45574169 | TNB | DISTRIBUTION | CHERAS | Existing | BCRS/PCE/J00695/MATX1 | 300270378 | TX1-B10733 | STP JADE HILL |  | 0 | RYB |  |  | 11 kV |  | 415 V |  | MTM | 1000.00 kVA | 18/07/1998 |  | 1 | 2
45699784 | TNB | DISTRIBUTION | CHERAS | Existing | BCRS/PCE/J00959/MATX1 | 300319946 | TX1-B10805 | SUNWAY QUARRY INDUSTRIES |  | 0 | RYB |  |  | 11 kV |  | 415 V |  | MTM | 1000.00 kVA | 18/07/1998 |  | 1 | 1
45723587 | TNB | DISTRIBUTION | CHERAS | Existing |  |  | TX2-B10806 | PE SUNWAY QUARRY |  | 0 | RYB |  |  | 11 kV |  | 415 V |  | MTM | 750.00 kVA | 1970-01-01 |  | 1 | 1
45732594 | TNB | DISTRIBUTION | CHERAS | Existing | BCRS/PCE/J00003/MATX1 | 300291072 | TX1-B11304 | PUSAT KOKURIKULUM NEGERI SELAN |  | 0 | RYB |  |  | 11 kV |  | 415 V |  | MTM | 1000.00 kVA | 2010-11-01 |  | 1 | 1
45815614 | TNB | DISTRIBUTION | CHERAS | Existing | BCRS/PCE/J01058/MATX1 | 300430807 | TX1-B12169 | TMN SRI MAS NO 1 |  | 58 | RYB |  |  | 11 kV |  | 415 V |  | MTM | 500.00 kVA | 1970-01-01 |  | 1 | 58
45817947 | TNB | DISTRIBUTION | CHERAS | Existing | BCRS/PCE/J01058/MATX2 |  | TX2 B12170 | PE TMN MAS HULU LANGAT NO.1 |  | 107 | RYB |  |  | 11 kV |  | 415 V |  | SGB | 750.00 kVA | 1970-01-01 |  | 1 | 108
45850383 | TNB | DISTRIBUTION | CHERAS | Existing | BCRS/PCE/J00103/MATX1 | 300291920 | TX1-B02343 | KENEISON BROTHERS NO 1 |  | 1 | RYB |  |  | 11 kV |  | 415 V |  | MTM | 1000.00 kVA | 1990-11-01 |  | 1 | 1
45908083 | TNB | DISTRIBUTION | CHERAS | Existing | BCRS/PCE/J00431/MATX2 | 300013437 | TX2-B06911 | TMN LAGENDA MAS NO 1 |  | 215 | RYB |  |  | 11 kV |  | 415 V |  | MTM | 1000.00 kVA | 2005-11-01 |  | 1 | 8
46051969 | TNB | DISTRIBUTION | CHERAS | Existing | BCRS/PCE/J00428/MATX1 | 300010561 | TX1-B07006 | TMN SEGAR PERDANA NO 4 |  | 92 | RYB |  |  | 11 kV |  | 415 V |  | MTM | 1000.00 kVA | 2003-11-01 |  | 1 | 92
46054304 | TNB | DISTRIBUTION | CHERAS | Existing | BCRS/PCE/J00428/MATX2 | 300010680 | TX2-B07007 | TMN SEGAR PERDANA NO 4 |  | 144 | RYB |  |  | 11 kV |  | 415 V |  | MTM | 1000.00 kVA | 2003-11-01 |  | 1 | 145
47818328 | TNB | DISTRIBUTION | CHERAS | Existing | BCRS/PCE/J00152/MATX1 | 300005310 | TX1-B02089 | TMN PUTRI NO 6 |  | 200 | RYB |  |  | 11 kV |  | 415 V |  | EWT | 1000.00 kVA | 2000-11-01 |  | 1 | 1
47820688 | TNB | DISTRIBUTION | CHERAS | Existing | BCRS/PCE/J00152/MATX2 | 300005311 | TX2-B05472 | TMN PUTRI NO 6 |  | 238 | RYB |  |  | 11 kV |  | 415 V |  | EWT | 1000.00 kVA | 2000-11-01 |  | 1 | 1
47852717 | TNB | DISTRIBUTION | CHERAS | Existing | BCRS/PCE/J00512/MATXF1 | 300266756 | TX1- B07115 | JLN PERMAISURI NO 1 BDR MAHKOT |  | 90 | RYB |  |  | 11 kV |  | 415 V |  | MTM | 1000.00 kVA | 2002-11-01 |  | 1 | 92
47855077 | TNB | DISTRIBUTION | CHERAS | Existing | BCRS/PCE/J00512/MATXF2 | 300266757 | TX2- B07116 | JLN PERMAISURI NO 1 BDR MAHKOT |  | 134 | RYB |  |  | 11 kV |  | 415 V |  | EWT | 1000.00 kVA | 2002-11-01 |  | 1 | 135
47858136 | TNB | DISTRIBUTION | CHERAS | Existing | BCRS/PCE/J00955/MATX1 | 300287767 | TX1- B10679 | TMN PERKASA NO 4 |  | 84 | RYB |  |  | 11 kV |  | 415 V |  | MTM | 750.00 kVA | 17/08/2009 |  | 1 | 84
47880058 | TNB | DISTRIBUTION | CHERAS | Existing | BCRS/PCE/J00896/MATX1 | 300010223 | TX1-B10374 | RUMAH KEDAI TMN AWANA |  | 19 | RYB |  |  | 11 kV |  | 415 V |  | MTM | 1000.00 kVA | 18/07/1998 |  | 1 | 19
47936128 | TNB | DISTRIBUTION | CHERAS | Existing |  |  | TX2-B11146 | PE MIKA FOOD NO 2 |  | 1 | RYB |  |  | 11 kV |  | 415 V |  | EWT | 1000.00 kVA |  |  | 1 | 1
47939627 | TNB | DISTRIBUTION | CHERAS | Existing | BCRS/PCE/J00103/MATX2 |  | TX2-B05458 | PE KENNEISON BROTHER SDN BHD N |  | 1 | RYB |  |  | 11 kV |  | 415 V |  | MTM | 1000.00 kVA | 1970-01-01 |  | 1 | 1
47942565 | TNB | DISTRIBUTION | CHERAS | Existing | BCRS/PCE/J00558/MATXF1 | 300268011 | TX1-B02125 | TMN RASA SELAMAT ( HVD ) |  | 4 | RYB |  |  | 11 kV |  | 415 V |  | MTM | 1000.00 kVA | 1994-11-01 |  | 1 | 3
47945566 | TNB | DISTRIBUTION | CHERAS | Existing | BCRS/PCE/J00445/MATX1 | 300269680 | TX1-B08747 | TAMAN SEGAR PERDANA NO 9 |  | 88 | RYB |  |  | 11 kV |  | 415 V |  | MTM | 500.00 kVA | 2005-11-01 |  | 1 | 88
48099298 | TNB | DISTRIBUTION | CHERAS | Existing |  |  | TX2-B06979 | PE RUMAH KEDAI APARTMENT NO 1 |  | 0 | RYB |  |  | 11 kV |  | 415 V |  | MTM | 1000.00 kVA |  |  | 1 | 0
48117194 | TNB | DISTRIBUTION | CHERAS | Existing |  |  | TX2-B09990 | PE JALAN PAHLAWAN 6/3 |  | 35 | RYB |  |  | 11 kV |  | 415 V |  | MTM | 750.00 kVA |  |  | 1 | 17
48118557 | TNB | DISTRIBUTION | CHERAS | Existing | BCRS/PCE/J00049/MATX1 | 300004270 | TX1-B02178 | TMN DESA PELANGI SG SERAI |  | 303 | RYB |  |  | 11 kV |  | 415 V |  | MTM | 1000.00 kVA | 2005-11-01 |  | 1 | 329
50046583 | TNB | DISTRIBUTION | CHERAS | Existing | BCRS/PCE/J00712/MATX2 | 300270810 | TX2-B08114 | INDUSTRI BALAKONG JAYA NO 3 |  | 20 | RYB |  |  | 11 kV |  | 415 V |  | MTM | 1000.00 kVA | 2004-11-01 |  | 1 | 21
50046586 | TNB | DISTRIBUTION | CHERAS | Existing | BCRS/PCE/J00712/MATX1 | 300270809 | TX1-B08113 | INDUSTRI BALAKONG JAYA NO 3 |  | 25 | RYB |  |  | 11 kV |  | 415 V |  | MTM | 1000.00 kVA | 2004-11-01 |  | 1 | 22
50734766 | TNB | DISTRIBUTION | CHERAS | Existing |  |  | TX1-B12659 | PE EXITWAY NO 1 |  | 56 | RYB |  |  | 11 kV |  | 415 V |  | EWT | 1000.00 kVA | 1970-01-01 |  | 1 | 16
50734772 | TNB | DISTRIBUTION | CHERAS | Existing |  |  | TX2-B12660 | PE EXITWAY NO 1 |  | 23 | RYB |  |  | 11 kV |  | 415 V |  | EWT | 1000.00 kVA | 1970-01-01 |  | 1 | 5
50736306 | TNB | DISTRIBUTION | CHERAS | Existing |  |  | TX1-B12655 | PE EXITWAY NO 2 |  | 0 | RYB |  |  | 11 kV |  | 415 V |  | MTM | 1000.00 kVA | 1970-01-01 |  | 1 | 0
50736312 | TNB | DISTRIBUTION | CHERAS | Existing |  |  | TX2-B12656 | PE EXITWAY NO 2 |  | 146 | RYB |  |  | 11 kV |  | 415 V |  | MTM | 1000.00 kVA | 1970-01-01 |  | 1 | 1
50737485 | TNB | DISTRIBUTION | CHERAS | Existing |  |  | TX1-B12651 | PE EXITWAY NO 3 |  | 0 | RYB |  |  | 11 kV |  | 415 V |  | EWT | 1000.00 kVA | 1970-01-01 |  | 1 | 0
50737491 | TNB | DISTRIBUTION | CHERAS | Existing |  |  | TX2-B12652 | PE EXITWAY NO 3 |  | 5 | RYB |  |  | 11 kV |  | 415 V |  | EWT | 1000.00 kVA | 1970-01-01 |  | 1 | 1
50747147 | TNB | DISTRIBUTION | CHERAS | Existing |  |  | TX1- B12583 | PE PADAT JALAN INANG |  | 62 | RYB |  |  | 11 kV |  | 415 V |  | INDKOM | 1000.00 kVA |  |  | 1 | 64
50790676 | TNB | DISTRIBUTION | CHERAS | Existing | BCRS/PCE/J01145/MATX1 | 310523193 | TX1-B12649 | JLN WIRA HEIGHT 3 |  | 35 | RYB |  |  | 11 kV |  | 415 V |  | EWT | 500.00 kVA | 1970-01-01 |  | 1 | 38
52095994 | TNB | DISTRIBUTION | CHERAS | Existing |  |  | TX2-B11674 | PE TAMAN SRI SUNGAI LONG 2 |  | 25 | RYB |  |  | 11 kV |  | 415 V |  | SGB | 1000.00 kVA |  |  | 1 | 25
52095995 | TNB | DISTRIBUTION | CHERAS | Existing | BCRS/PCE/J00564/MATXF1 | 300268017 | TX1-B10106 | TMN SRI SG LONG NO 2 |  | 99 | RYB |  |  | 11 kV |  | 415 V |  | MTM | 1000.00 kVA | 18/07/1998 |  | 1 | 101
54276190 | TNB | DISTRIBUTION | CHERAS | Existing | BCRS/PCE/J00907/MATX2 | 300448620 | TX2-B11873 | TOWN PARK 1 NO 1 |  | 58 | RYB |  |  | 11 kV |  | 415 V |  | SGB | 1000.00 kVA | 2012-02-08 |  | 1 | 20
54331992 | TNB | DISTRIBUTION | CHERAS | Existing | BCRS/PCE/J00689/MATX2 | 300319319 | TX2-B11538 | SG SERING FASA 4 |  | 6 | RYB |  |  | 11 kV |  | 415 V |  | MTM | 300.00 kVA | 2011-12-09 |  | 1 | 6
54332071 | TNB | DISTRIBUTION | CHERAS | Existing | BCRS/PCE/J00912/MATX2 | 300277527 | TX2-B09972 | TAMAN ORKID NO 3 |  | 27 | RYB |  |  | 11 kV |  | 415 V |  | MTM | 1000.00 kVA | 18/07/1998 |  | 1 | 3
54778631 | TNB | DISTRIBUTION | CHERAS | Existing | BCRS/PCE/J00985/MATX1 | 300288217 | TX1-B10983 | TMN TANMING MUTIARA NO 2 |  | 41 | RYB |  |  | 11 kV |  | 415 V |  | MTM | 750.00 kVA | 2010-11-01 |  | 1 | 43
55087754 | TNB | DISTRIBUTION | CHERAS | Existing |  |  | TX1-B13923 | PE PDT SENJA NO.1 |  | 1 | RYB |  |  | 11 kV |  | 415 V |  | INDKOM | 500.00 kVA | 1970-01-01 |  | 1 | 1
55222049 | TNB | DISTRIBUTION | CHERAS | Existing | BCRS/PCE/J00207/MATX1 | 300005699 | TX1-B01300 | FURNIWEB |  | 1 | RYB |  |  | 11 kV |  | 415 V |  | MTM | 1000.00 kVA | 1990-11-01 |  | 1 | 1
55809163 | TNB | DISTRIBUTION | CHERAS | Existing |  |  | TX1-B12587 | PE JLN DB 6/4 |  | 67 | RYB |  |  | 11 kV |  | 415 V |  | MTM | 1000.00 kVA |  |  | 1 | 67
55809164 | TNB | DISTRIBUTION | CHERAS | Existing |  |  | TX2-B12588 | PE JLN DB 6/4 |  | 56 | RYB |  |  | 11 kV |  | 415 V |  | MTM | 1000.00 kVA |  |  | 1 | 56
55852079 | TNB | DISTRIBUTION | CHERAS | Existing | BCRS/PCE/J00243/MATX1 | 300005939 | TX1-B01735 | FLAT DAMAI JAYA |  | 464 | RYB |  |  | 11 kV |  | 415 V |  | MTM | 1000.00 kVA | 2012-11-11 |  | 1 | 249
55869235 | TNB | DISTRIBUTION | CHERAS | Existing | BCRS/PCE/J00024/MATX1 | 300266934 | TX1-B02127 | TMN CHERAS PERMATA NO 1 |  | 140 | RYB |  |  | 11 kV |  | 415 V |  | MTM | 500.00 kVA | 1982-11-01 |  | 1 | 124
55877831 | TNB | DISTRIBUTION | CHERAS | Existing | BCRS/PCE/J00906/MATX2 |  | TX2-B12026 | PE AVENUE ONE BTHO N0. 2 |  | 56 | RYB |  |  | 11 kV |  | 415 V |  | EWT | 1000.00 kVA |  |  | 1 | 20
56303029 | TNB | DISTRIBUTION | CHERAS | Existing | BCRS/PCE/J01225/MATX1 |  | TX1-B13914 | PE PDT LUTHERN CHURCH |  | 6 | RYB |  |  | 11 kV |  | 415 V |  | SGB | 500.00 kVA | 1970-01-01 |  | 1 | 2
56556868 | TNB | DISTRIBUTION | CHERAS | Existing | BCRS/PCE/J01159/MATX1 | 310523198 | TX1-B13118 | LOT 72887 TS WONG |  | 1 | RYB |  |  | 11 kV |  | 415 V |  | MTM | 1000.00 kVA | 1970-01-01 |  | 1 | 1
56561190 | TNB | DISTRIBUTION | CHERAS | Existing |  |  | TX1-B13463 | PE SUNSTONE COMPACT NO1 |  | 62 | RYB |  |  | 11 kV |  | 415 V |  | EWT | 1000.00 kVA | 1970-01-01 |  | 1 | 61
56720657 | TNB | DISTRIBUTION | CHERAS | Existing |  |  | TX1-B13124 | PE GIANT VOICE SEMI-D |  | 8 | RYB |  |  | 11 kV |  | 415 V |  | MTM | 1000.00 kVA |  |  | 1 | 8
56720658 | TNB | DISTRIBUTION | CHERAS | Existing |  |  | TX2-B13125 | PE GIANT VOICE SEMI-D |  | 8 | RYB |  |  | 11 kV |  | 415 V |  | TOSHIBA | 1000.00 kVA |  |  | 1 | 8
56729270 | TNB | DISTRIBUTION | CHERAS | Existing |  |  | TX1- B13298 | PE JLN SR 3/4 |  | 48 | RYB |  |  | 11 kV |  | 415 V |  | EWT | 1000.00 kVA |  |  | 1 | 48
56729271 | TNB | DISTRIBUTION | CHERAS | Existing |  |  | TX2- B13299 | PE JLN SR 3/4 |  | 57 | RYB |  |  | 11 kV |  | 415 V |  | MTM | 750.00 kVA |  |  | 1 | 57
56733539 | TNB | DISTRIBUTION | CHERAS | Existing |  |  | TX2-B13291 | PE AMAZON KPB 3 NO 1 |  | 5 | RYB |  |  | 11 kV |  | 415 V |  | SGB | 750.00 kVA |  |  | 1 | 5
56733540 | TNB | DISTRIBUTION | CHERAS | Existing | BCRS/PCE/J01211/MATX1 | 300482700 | TX1-B13200 | PE AMAZON KPB 3 NO 1 |  | 5 | RYB |  |  | 11 kV |  | 415 V |  | MTM | 500.00 kVA |  |  | 1 | 5
56745241 | TNB | DISTRIBUTION | CHERAS | Existing | BCRS/PCE/J00968/MATX2 |  | TX2-B13293 | PE RUMAH PANGSA MURAH TMN SURIA |  | 51 | RYB |  |  | 11 kV |  | 415 V |  | SGB | 500.00 kVA |  |  | 1 | 56
56819399 | TNB | DISTRIBUTION | CHERAS | Existing |  |  | TX2-B13131 | PE GRAND INCOME SDN BHD |  | 1 | RYB |  |  | 11 kV |  | 415 V |  | SGB | 500.00 kVA | 1970-01-01 |  | 1 | 1
56827434 | TNB | DISTRIBUTION | CHERAS | Existing |  |  | TX1-B13153 | ONE INDUSTRIAL PARK NO 1 |  | 15 | RYB |  |  | 11 kV |  | 415 V |  | MTM | 1000.00 kVA |  |  | 1 | 15
56828351 | TNB | DISTRIBUTION | CHERAS | Existing |  |  | TX1-B13156 | ONE INDUSTRIAL PARK NO 2 |  | 13 | RYB |  |  | 11 kV |  | 415 V |  | MTM | 1000.00 kVA |  |  | 1 | 14
56840306 | TNB | DISTRIBUTION | CHERAS | Existing |  |  | TX1- B13162 | P/E BRILLIANT MERITS NO.2 |  | 3 | RYB |  |  | 11 kV |  | 415 V |  | EWT | 500.00 kVA | 1970-01-01 |  | 1 | 4
56841000 | TNB | DISTRIBUTION | CHERAS | Existing |  |  | TX1-B13159 | P/E BRILLIANT MERITS NO.1 |  | 3 | RYB |  |  | 11 kV |  | 415 V |  | INDKOM | 500.00 kVA | 1970-01-01 |  | 1 | 4
56844572 | TNB | DISTRIBUTION | CHERAS | Existing |  |  | TX1-B13142 | PE MENARA CELCOM H/LANGAT |  | 8 | RYB |  |  | 11 kV |  | 415 V |  | EWT | 500.00 kVA | 1970-01-01 |  | 1 | 9
56862359 | TNB | DISTRIBUTION | CHERAS | Existing |  |  | TX2-B13135 | PE TAMAN INDAH 2 ,SG LONG |  | 78 | RYB |  |  | 11 kV |  | 415 V |  | MTM | 1000.00 kVA |  |  | 1 | 81
56862360 | TNB | DISTRIBUTION | CHERAS | Existing |  |  | TX1-B13136 | PE TAMAN INDAH 2 ,SG LONG |  | 41 | RYB |  |  | 11 kV |  | 415 V |  | MTM | 1000.00 kVA |  |  | 1 | 41
56874668 | TNB | DISTRIBUTION | CHERAS | Existing |  |  | TX1-B13460 | PE PADAT SUNSTONE NO 2 |  | 58 | RYB |  |  | 11 kV |  | 415 V |  | EWT | 1000.00 kVA | 1970-01-01 |  | 1 | 58
56938534 | TNB | DISTRIBUTION | CHERAS | Existing | BCRS/PCE/J01260/MATX2 | 300506270 | TX2-B13950 | PE JADITE SUITE |  | 65 | Unknown |  |  | 11 kV |  | 415 V |  | EWT | 1000.00 kVA | 1970-01-01 |  | 0 | 1
56938540 | TNB | DISTRIBUTION | CHERAS | Existing | BCRS/PCE/J01260/MATX1 | 300506699 | TX1-B13949 | PE JADITE SUITE |  | 83 | Unknown |  |  | 11 kV |  | 415 V |  | MTM | 1000.00 kVA | 1970-01-01 |  | 0 | 1
57256812 | TNB | DISTRIBUTION | CHERAS | Existing |  |  | TX1-B13150 | PE PDT BAYU HEIGHT |  | 57 | RYB |  |  | 11 kV |  | 415 V |  | INDKOM | 1000.00 kVA | 1970-01-01 |  | 1 | 58
57290563 | TNB | DISTRIBUTION | CHERAS | Existing | BCRS/PCE/J00627/MATXF2 |  | TX2- B13148 | PE TUCK HUA NO. 3 |  | 0 | RYB |  |  | 11 kV |  | 415 V |  | MTM | 1000.00 kVA |  |  | 1 | 1
57297359 | TNB | DISTRIBUTION | CHERAS | Existing |  |  | TX1-B13486 | PE PLATINUM STARHILL |  | 21 | RYB |  |  | 11 kV |  | 415 V |  | SGB | 500.00 kVA |  |  | 1 | 1
57304610 | TNB | DISTRIBUTION | CHERAS | Existing |  |  | TX2-B13166 | PE SWEET WEALTH |  | 5 | RYB |  |  | 11 kV |  | 415 V |  | MTM | 1000.00 kVA | 1970-01-01 |  | 1 | 6
57304616 | TNB | DISTRIBUTION | CHERAS | Existing |  |  | TX1-B13165 | PE SWEET WEALTH |  | 12 | RYB |  |  | 11 kV |  | 415 V |  | MTM | 1000.00 kVA | 1970-01-01 |  | 1 | 12
57308917 | TNB | DISTRIBUTION | CHERAS | Existing | CRS 0391 |  | TX1- B13120 | PE JALAN MUTIARA 3/4 |  | 85 | RYB |  |  | 11 kV |  | 415 V |  | MTM | 1000.00 kVA | 1970-01-01 |  | 1 | 85
57334085 | TNB | DISTRIBUTION | CHERAS | Existing |  |  | TX1- B13466 | PE HEELEE ENTERPRISE (M) SDN B |  | 1 | RYB |  |  | 11 kV |  | 415 V |  | EWT | 500.00 kVA | 1970-01-01 |  | 1 | 1
57378201 | TNB | DISTRIBUTION | CHERAS | Existing | BCRS/PCE/J01187/MATX1 | 310523225 | TX1-B13302 | PE BELIA IKBN NO 6 |  | 1 | RYB |  |  | 11 kV |  | 415 V |  | MTM | 1000.00 kVA | 1970-01-01 |  | 1 | 1
57703960 | TNB | DISTRIBUTION | CHERAS | Existing | NOT AVAILABLE |  | TX2-B13307 | PE IMPERIAL RESIDENCE |  | 120 | RYB |  |  | 11 kV |  | 415 V |  | MTM | 1000.00 kVA | 1970-01-01 |  | 1 | 1
57703966 | TNB | DISTRIBUTION | CHERAS | Existing | NOT AVAILABLE |  | TX1-B13306 | PE IMPERIAL RESIDENCE |  | 0 | RYB |  |  | 11 kV |  | 415 V |  | MTM | 750.00 kVA | 1970-01-01 |  | 1 | 2
57841982 | TNB | DISTRIBUTION | CHERAS | Existing |  |  | TX1-B13454 | PE PDT CENDANA LAND NO 1 |  | 4 | RYB |  |  | 11 kV |  | 415 V |  | SCHNEIDER ELECTRIC | 1000.00 kVA | 1970-01-01 | DETAIL TIDAK DI KETAHUI (PE COMPACT) | 1 | 4
57842787 | TNB | DISTRIBUTION | CHERAS | Existing |  |  | TX1-B13457 | PE PDT CENDANA LAND NO 2 |  | 3 | RYB |  |  | 11 kV |  | 415 V |  | EWT | 500.00 kVA | 1970-01-01 |  | 1 | 4
58164934 | TNB | DISTRIBUTION | CHERAS | Existing | BCRS/PCE/J01005/MATX1 | 300289260 | TX1-B11163 | TMN INDUSTRI ANGKAT PERDANA NO |  | 15 | RYB |  |  | 11 kV |  | 415 V |  | MTM | 1000.00 kVA | 13/08/2010 | 1000 kVA | 1 | 15
58164940 | TNB | DISTRIBUTION | CHERAS | Existing |  |  | TX2-B13303 | PE TMN INDUSTRI ANGKAT PERDANA 2 |  | 2 | RYB |  |  | 11 kV |  | 415 V |  | EWT | 500.00 kVA | 1970-01-01 | 500 kVA | 1 | 1
58245000 | TNB | DISTRIBUTION | CHERAS | Existing |  |  | TX1-B13476 | PE INDUSTRIES COMM NO 1 |  | 8 | RYB |  |  | 11 kV |  | 415 V |  | MTM | 1000.00 kVA | 1970-01-01 | 1000 kVA | 1 | 8
58245006 | TNB | DISTRIBUTION | CHERAS | Existing |  |  | TX2 - B13477 | P/E COM INDUSTRIAL PARK 1 |  | 9 | RYB |  |  | 11 kV |  | 415 V |  | MTM | 1000.00 kVA | 1970-01-01 | 1000 kVA | 1 | 9
58399000 | TNB | DISTRIBUTION | CHERAS | Existing |  |  | TX1-B13523 | PE AMAZON KBP 3 |  | 0 | RYB |  |  | 11 kV |  | 415 V |  | MTM | 500.00 kVA | 1970-01-01 |  | 1 | 1
58476292 | TNB | DISTRIBUTION | CHERAS | Existing |  |  | TX1-B13507 | PDT LESTARI MEWAH |  | 31 | RYB |  |  | 11 kV |  | 415 V |  | EWT | 500.00 kVA | 1970-01-01 |  | 1 | 31
58527818 | TNB | DISTRIBUTION | CHERAS | Existing |  |  | TX1-B13529 | PE BIG APPLE |  | 1 | RYB |  |  | 11 kV |  | 415 V |  | SGB | 500.00 kVA | 1970-01-01 |  | 1 | 1
58532129 | TNB | DISTRIBUTION | CHERAS | Existing | BCRS/PCE/J01193/MATX1 | 310525495 | TX1-B13484 | PE KEB VENTURES |  | 0 | RYB |  |  | 11 kV |  | 415 V |  | MTM | 1000.00 kVA | 1970-01-01 |  | 1 | 2
58567050 | TNB | DISTRIBUTION | CHERAS | Existing | BCRS/PCE/J01113/MATX2 | 300461038 | TX2-B13503 | SURIA VILLA |  | 36 | RYB | [6 empty] | MTM | 750.00 kVA | 1970-01-01 |  | 1 | 36
58567056 | TNB | DISTRIBUTION | CHERAS | Existing | BCRS/PCE/J01113/MATX1 | 300461022 | TX1-B13504 | SURIA VILLA |  | 28 | RYB | [6 empty] | MTM | 500.00 kVA | 1970-01-01 |  | 1 | 28
58575638 | TNB | DISTRIBUTION | CHERAS | Existing |  |  | TX1-B13513 | PE KIDAMAI INDUSTRIAL PARK |  | 5 | RYB |  |  | 11 kV |  | 415 V |  | MTM | 750.00 kVA | 1970-01-01 | 750 kVA | 1 | 5
58575644 | TNB | DISTRIBUTION | CHERAS | Existing |  |  | TX2-B13514 | PE KIDAMAI INDUSTRIAL PARK |  | 8 | RYB |  |  | 11 kV |  | 415 V |  | MTM | 1000.00 kVA | 1970-01-01 | 1000 kVA | 1 | 8
58579367 | TNB | DISTRIBUTION | CHERAS | Existing |  |  | TX1-B13480 | PE PDT CHUNDI BUSINESS |  | 79 | RYB |  |  | 11 kV |  | 415 V |  | INDKOM | 1000.00 kVA | 1970-01-01 |  | 1 | 21
58584230 | TNB | DISTRIBUTION | CHERAS | Existing |  |  | TX2-B13499 | PE GOOD VIEW NO 2 |  | 51 | RYB |  |  | 11 kV |  | 415 V |  | MTM | 1000.00 kVA | 1970-01-01 |  | 1 | 51
58584236 | TNB | DISTRIBUTION | CHERAS | Existing |  |  | TX1-B13450 | PE GOOD VIEW NO 2 |  | 41 | RYB |  |  | 11 kV |  | 415 V |  | MTM | 750.00 kVA | 1970-01-01 |  | 1 | 41
58626594 | TNB | DISTRIBUTION | CHERAS | Existing |  |  | TX1-B13517 | PE PADAT BANGLO LATIFAH |  | 2 | RYB |  |  | 11 kV |  | 415 V |  | EWT | 500.00 kVA |  |  | 1 | 2
58630876 | TNB | DISTRIBUTION | CHERAS | Existing |  |  | TX1-B13526 | PE PDT TAMAN BERINGIN |  | 16 | RYB |  |  | 11 kV |  | 415 V |  | SGB | 500.00 kVA | 1970-01-01 |  | 1 | 16
58635774 | TNB | DISTRIBUTION | CHERAS | Existing | BCRS/PCE/J01184/MATX1 | 310523220 | TX1-B13469 | PE THE I-RESIDENCE NO 1 |  | 184 | RYB |  |  | 11 kV |  | 415 V |  | MTM | 1000.00 kVA |  |  | 1 | 1
58635775 | TNB | DISTRIBUTION | CHERAS | Existing |  |  | TX2-B13470 | PE THE I-RESIDENCE NO 1 |  | 13 | RYB |  |  | 11 kV |  | 415 V |  | MTM | 1000.00 kVA |  |  | 1 | 1
58635821 | TNB | DISTRIBUTION | CHERAS | Existing |  |  | TX1-B13473 | PE THE I-RESIDENCE NO 2 |  | 1 | RYB |  |  | 11 kV |  | 415 V |  | MTM | 1000.00 kVA |  |  | 1 | 1
58904246 | TNB | DISTRIBUTION | CHERAS | Existing | BCRS/PCE/J00065/MATX2 | 300277596 | TX2-N/A | KEMACAHAYA NO 1 |  | 31 | RYB |  |  | 11 kV |  | 415 V |  | MTM | 1000.00 kVA | 2006-11-01 |  | 1 | 13
59334679 | TNB | DISTRIBUTION | CHERAS | Existing | BCRS/PCE/J01217/MATX2 |  | TX2-B13794 | PE WIRA MUTIARA |  | 24 | RYB |  |  | 11 kV |  | 415 V |  | MTM | 750.00 kVA | 1970-01-01 |  | 1 | 24
59334685 | TNB | DISTRIBUTION | CHERAS | Existing | BCRS/PCE/J01217/MATX1 |  | TX1-B13793 | PE WIRA MUTIARA |  | 19 | RYB |  |  | 11 kV |  | 415 V |  | MTM | 750.00 kVA | 1970-01-01 |  | 1 | 21
59849773 | TNB | DISTRIBUTION | CHERAS | Existing |  |  | TX1-B12342 | PE TAMAN GOOD VIEW |  | 167 | RYB |  |  | 11 kV |  | 415 V |  | MTM | 1000.00 kVA |  | 1000KVA | 1 | 119
59849781 | TNB | DISTRIBUTION | CHERAS | Existing |  |  | TX2-B12343 | PE TAMAN GOOD VIEW |  | 78 | RYB |  |  | 11 kV |  | 415 V |  | EWT | 1000.00 kVA |  | 1000KVA | 1 | 79
59875541 | TNB | DISTRIBUTION | CHERAS | Existing | BCRS/PCE/J00842/MATX2 | 300448856 | TX2-B09956 | PERSIARAN BKT SG LONG NO 2 |  | 16 | RYB |  |  | 11 kV |  | 415 V |  | MTM | 1000.00 kVA | 2010-11-11 |  | 1 | 16
60000066 | TNB | DISTRIBUTION | CHERAS | Existing | N/A | N/A | LOCAL TX | PPU MHCR2 |  | 0 | RYB |  |  | 11 kV |  | 415 V |  | EWT | 100.00 kVA |  | 100 | 1 | 0
60017990 | TNB | DISTRIBUTION | CHERAS | Existing |  |  | TX2-B06593 | PE RAWATAN LOGI SISA NO:1 |  | 46 | RYB |  |  | 11 kV |  | 415 V |  | MTM | 1000.00 kVA |  |  | 1 | 34
61637910 | TNB | DISTRIBUTION | CHERAS | Existing |  |  | TX1-B13797 | PE AVENUE 4 NO 1 |  | 31 | RYB |  |  | 11 kV |  | 415 V |  | MTM | 1000.00 kVA | 1970-01-01 |  | 1 | 31
61637916 | TNB | DISTRIBUTION | CHERAS | Existing |  |  | TX2-B13798 | PE AVENUE 4 NO 1 |  | 31 | RYB |  |  | 11 kV |  | 415 V |  | MTM | 1000.00 kVA | 1970-01-01 |  | 1 | 31
61638249 | TNB | DISTRIBUTION | CHERAS | Existing |  |  | TX1-B13806 | PE AVENUE 4 NO.2 |  | 33 | RYB |  |  | 11 kV |  | 415 V |  | EWT | 1000.00 kVA | 1970-01-01 |  | 1 | 33
61638255 | TNB | DISTRIBUTION | CHERAS | Existing |  |  | TX2-B13807 | PE AVENUE 4 NO.2 |  | 16 | RYB |  |  | 11 kV |  | 415 V |  | SGB | 750.00 kVA | 1970-01-01 |  | 1 | 16
61893804 | TNB | DISTRIBUTION | CHERAS | Existing | BCRS/PCE/J01201/MATX2 |  | TX2-B13565 | PE NOUVELLE BALAKONG NO 1 |  | 6 | RYB |  |  | 11 kV |  | 415 V |  | MTM | 1000.00 kVA | 1970-01-01 |  | 1 | 6
61893810 | TNB | DISTRIBUTION | CHERAS | Existing | BCRS/PCE/J01201/MATX1 |  | TX1-B13564 | PE NOUVELLE BALAKONG NO 1 |  | 4 | RYB |  |  | 11 kV |  | 415 V |  | MTM | 1000.00 kVA | 1970-01-01 |  | 1 | 4
61893824 | TNB | DISTRIBUTION | CHERAS | Existing | BCRS/PCE/J01202/MATX2 |  | TX2-B13770 | PE NOUVELLE BALAKONG NO 2 |  | 4 | RYB |  |  | 11 kV |  | 415 V |  | MTM | 1000.00 kVA | 1970-01-01 |  | 1 | 4
61893830 | TNB | DISTRIBUTION | CHERAS | Existing | BCRS/PCE/J01202/MATX1 |  | TX1-B13769 | PE NOUVELLE BALAKONG NO 2 |  | 5 | RYB |  |  | 11 kV |  | 415 V |  | MTM | 1000.00 kVA | 1970-01-01 |  | 1 | 5
61898029 | TNB | DISTRIBUTION | CHERAS | Existing | BCRS/PCE/J01204/MATX1 | 300482701 | TX1-B13543 | MIFTAHALUL ULUM |  | 18 | RYB |  |  | 11 kV |  | 415 V |  | MTM | 500.00 kVA | 1970-01-01 |  | 1 | 8
61902354 | TNB | DISTRIBUTION | CHERAS | Existing | BCRS/PCE/J01207/MATX1 | 300530248 | TX1-B13510 | PDT TK TENT |  | 1 | RYB |  |  | 11 kV |  | 415 V |  | EWT | 1000.00 kVA | 29/01/2015 |  | 1 | 1
61911077 | TNB | DISTRIBUTION | CHERAS | Existing |  |  | TX1-B13561 | PE PDT VISTA HILL NO 2 |  | 27 | RYB |  |  | 11 kV |  | 415 V |  | SGB | 500.00 kVA | 1970-01-01 |  | 1 | 27
61911147 | TNB | DISTRIBUTION | CHERAS | Existing |  |  | TX1-B13558 | PE PDT VISTA HILL NO 1 |  | 34 | RYB |  |  | 11 kV |  | 415 V |  | EWT | 500.00 kVA | 1970-01-01 |  | 1 | 19
61928087 | TNB | DISTRIBUTION | CHERAS | Existing |  |  | TX1-B13496 | PE AREENA DEVP |  | 9 | RYB |  |  | 11 kV |  | 415 V |  | INDKOM | 1000.00 kVA | 1970-01-01 | PLET TIADA PADA TX | 1 | 7
61928231 | TNB | DISTRIBUTION | CHERAS | Existing | BCRS/PCE/J01214/MATX1 | 300461902 | TX1-B13555 | PE KUOK MENG NAI |  | 0 | RYB |  |  | 11 kV |  | 415 V |  | MTM | 750.00 kVA | 1970-01-01 |  | 1 | 1
61932384 | TNB | DISTRIBUTION | CHERAS | Existing |  |  | TX1-B13549 | PE PDT SUTERA RESIDENCE |  | 55 | RYB |  |  | 11 kV |  | 415 V |  | SGB | 500.00 kVA | 1970-01-01 |  | 1 | 38
61936675 | TNB | DISTRIBUTION | CHERAS | Existing |  |  | TX1-B13546 | PE PADAT TAMAN INDAH 2 |  | 28 | RYB |  |  | 11 kV |  | 415 V |  | EWT | 500.00 kVA | 1970-01-01 |  | 1 | 38
61941011 | TNB | DISTRIBUTION | CHERAS | Existing | BCRS/PCE/J01230/MATX |  | TX1-B13552 | PE JEMCO VENTURE |  | 4 | RYB |  |  | 11 kV |  | 415 V |  | INDKOM | 1000.00 kVA |  |  | 1 | 4
61949573 | TNB | DISTRIBUTION | CHERAS | Existing | BCRS/PCE/J01237/MATX1 |  | TX1-B13493 | PE PADAT LEW KOK HOONG |  | 2 | RYB |  |  | 11 kV |  | 415 V |  | EWT | 500.00 kVA | 1970-01-01 |  | 1 | 2
61958178 | TNB | DISTRIBUTION | CHERAS | Existing | BCRS/PCE/J01197/MATX2 | 310525516 | TX2 - B13778 | PE YOU RESIDENCE NO 1 |  | 231 | RYB |  |  | 11 kV |  | 415 V |  | MTM | 1000.00 kVA | 1970-01-01 |  | 1 | 1
61958184 | TNB | DISTRIBUTION | CHERAS | Existing | BCRS/PCE/J01197/MATX1 | 310525515 | TX1-B13777 | PE YOU RESIDENCE NO 1 |  | 2 | RYB |  |  | 11 kV |  | 415 V |  | MTM | 1000.00 kVA | 1970-01-01 |  | 1 | 1
61958200 | TNB | DISTRIBUTION | CHERAS | Existing | BCRS/PCE/J01198/MATX1 | 310525521 | TX1-B13773 | PE YOU RESIDENCE NO 2 |  | 70 | RYB |  |  | 11 kV |  | 415 V |  | MTM | 1000.00 kVA | 1970-01-01 |  | 1 | 1
61958206 | TNB | DISTRIBUTION | CHERAS | Existing | BCRS/PCE/J01198/MATX2 | 310525519 | TX2-B13774 | PE YOU RESIDENCE NO 2 |  | 78 | RYB |  |  | 11 kV |  | 415 V |  | MTM | 1000.00 kVA | 1970-01-01 |  | 1 | 1
61962656 | TNB | DISTRIBUTION | CHERAS | Existing | BCRS/PCE/J01158/MATX2 | 300515324 | TX2-B13145 | DESA SAUJANA LANGAT |  | 54 | RYB |  |  | 11 kV |  | 415 V |  | MTM | 750.00 kVA | 2014-11-11 |  | 1 | 82
61962662 | TNB | DISTRIBUTION | CHERAS | Existing | BCRS/PCE/J01158/MATX1 | 300507464 | TX1-B13144 | DESA SAUJANA LANGAT |  | 83 | RYB |  |  | 11 kV |  | 415 V |  | MTM | 1000.00 kVA | 1970-01-01 |  | 1 | 83
62027253 | TNB | DISTRIBUTION | CHERAS | Existing |  |  | TX2-B13811 | PE LOT 1030 BUKIT ANGKAT |  | 5 | RYB |  |  | 11 kV |  | 415 V |  | MTM | 750.00 kVA | 1970-01-01 |  | 1 | 5
62027259 | TNB | DISTRIBUTION | CHERAS | Existing |  |  | TX1-B13810 | PE LOT 1030 BUKIT ANGKAT |  | 5 | RYB |  |  | 11 kV |  | 415 V |  | MTM | 750.00 kVA | 1970-01-01 |  | 1 | 6
62095594 | TNB | DISTRIBUTION | CHERAS | Existing |  |  | TX2-B13932 | PE GREEN SURIA NO 1 |  | 4 | RYB |  |  | 11 kV |  | 415 V |  | EWT | 1000.00 kVA | 1970-01-01 |  | 1 | 1
62095600 | TNB | DISTRIBUTION | CHERAS | Existing |  |  | TX1- B13931 | PE GREEN SURIA NO.1 |  | 234 | RYB |  |  | 11 kV |  | 415 V |  | SGB | 750.00 kVA | 1970-01-01 |  | 1 | 6
62095760 | TNB | DISTRIBUTION | CHERAS | Existing | BCRS/PCE/J01241/MATX1 | 300500356 | TX1-B13935 | PE GREEN SURIA NO 2 |  | 149 | RYB |  |  | 11 kV |  | 415 V |  | EWT | 1000.00 kVA | 1970-01-01 |  | 1 | 5
62095766 | TNB | DISTRIBUTION | CHERAS | Existing |  |  | TX2 - B13936 | PE GREEN SURIA NO.2 |  | 160 | RYB |  |  | 11 kV |  | 415 V |  | EWT | 1000.00 kVA | 1970-01-01 |  | 1 | 1
62099857 | TNB | DISTRIBUTION | CHERAS | Existing |  |  | TX1-B13781 | PE SURIALAND INDUSTRI |  | 10 | RYB |  |  | 11 kV |  | 415 V |  | MTM | 1000.00 kVA | 1970-01-01 |  | 1 | 8
62099863 | TNB | DISTRIBUTION | CHERAS | Existing |  |  | TX2-B13782 | PE SURIALAND INDUSTRI |  | 1 | RYB |  |  | 11 kV |  | 415 V |  | EWT | 500.00 kVA | 1970-01-01 |  | 1 | 3
62170517 | TNB | DISTRIBUTION | CHERAS | Existing | BCRS/PCE/J01205/MATX2 | 300553439 | TX2-B13791 | TMN TROPICANA NO 2 |  | 37 | RYB |  |  | 11 kV |  | 415 V |  | MTM | 1000.00 kVA | 1970-01-01 |  | 1 | 37
62170523 | TNB | DISTRIBUTION | CHERAS | Existing | BCRS/PCE/J01205/MATX1 | 300553438 | TX1-B13790 | TMN TROPICANA NO 2 |  | 50 | RYB |  |  | 11 kV |  | 415 V |  | MTM | 1000.00 kVA | 1970-01-01 |  | 1 | 50
62172846 | TNB | DISTRIBUTION | CHERAS | Existing | BCRS/PCE/J01269/MATX1 | 300499713 | TX1-B13944 | PE SJK (C) BDR SG LONG |  | 2 | RYB |  |  | 11 kV |  | 415 V |  | MTM | 500.00 kVA | 1970-01-01 |  | 1 | 2
62220113 | TNB | DISTRIBUTION | CHERAS | Existing | BCRS/PCE/J01223/MATX1 | 310525552 | TX1-B13786 | PE 3V ASIA FURNITURE |  | 1 | RYB |  |  | 11 kV |  | 415 V |  | MTM | 1000.00 kVA | 1970-01-01 |  | 1 | 1
62288811 | TNB | DISTRIBUTION | CHERAS | Existing | BCRS/PCE/J01239/MATX1 |  | TX1-B13920 | PE TOWN PARK 5 NO.1 |  | 31 | RYB |  |  | 11 kV |  | 415 V |  | EWT | 1000.00 kVA |  |  | 1 | 12
63001750 | TNB | DISTRIBUTION | CHERAS | Existing | BCRS/PCE/J01021/MATX1 | 300309520 | TX1-B11600 | LOT 33&42, JLN BALAKONG |  | 0 | RYB |  |  | 11 kV |  | 415 V |  | MTM | 750.00 kVA | 2011-11-11 |  | 1 | 0
254716502 | TNB | DISTRIBUTION | CHERAS | Existing | BCRS/PCE/J00177/MATX2 | 300005485 | TX2-B05334 | BTHO NO 17 |  | 90 | RYB |  |  | 11 kV |  | 415 V |  | MTM | 1000.00 kVA | 2000-11-01 |  | 1 | 90
254716504 | TNB | DISTRIBUTION | CHERAS | Existing | BCRS/PCE/J00176/MATX1 | 300005474 | TX1-B05337 | BTHO NO 18 |  | 0 | RYB |  |  | 11 kV |  | 415 V |  | MTM | 1000.00 kVA | 2000-11-01 |  | 1 | 0
254716506 | TNB | DISTRIBUTION | CHERAS | Existing | BCRS/PCE/J00176/MATX2 | 300005475 | TX2-B05338 | BTHO NO 18 |  | 157 | RYB |  |  | 11 kV |  | 415 V |  | MTM | 1000.00 kVA | 2000-11-01 |  | 1 | 157
254716508 | TNB | DISTRIBUTION | CHERAS | Existing | BCRS/PCE/J00424/MATX1 | 300011330 | TX1-B02715 | BERKAT HASIL NO 6 |  | 31 | RYB |  |  | 11 kV |  | 415 V |  | MTM | 1000.00 kVA | 18/07/1998 |  | 1 | 28
254716510 | TNB | DISTRIBUTION | CHERAS | Existing | BCRS/PCE/J00032/MATX1 | 300004178 | TX1-B01799 | CHERAS BT 9 |  | 399 | RYB |  |  | 11 kV |  | 415 V |  | MTM | 1000.00 kVA | 1996-11-11 |  | 1 | 380
254716512 | TNB | DISTRIBUTION | CHERAS | Existing | BCRS/PCE/J00258/MATX1 | 300006126 | TX1-B06755 | BDR MAHKOTA CHERAS NO 16 |  | 119 | RYB |  |  | 11 kV |  | 415 V |  | MTM | 1000.00 kVA | 2002-11-01 |  | 1 | 107
254716514 | TNB | DISTRIBUTION | CHERAS | Existing | BCRS/PCE/J00259/MATX1 | 300006136 | TX1-B06759 | BDR MAHKOTA CHERAS NO 17 |  | 30 | RYB |  |  | 11 kV |  | 415 V |  | MTM | 1000.00 kVA | 2002-11-01 |  | 1 | 17
254716516 | TNB | DISTRIBUTION | CHERAS | Existing | BCRS/PCE/J00145/MATX1 | 300005266 | TX1-N/A | TMN CHERAS PERMAI |  | 495 | RYB |  |  | 11 kV |  | 415 V |  | MTM | 750.00 kVA | 1991-11-01 |  | 1 | 277
254716518 | TNB | DISTRIBUTION | CHERAS | Existing | BCRS/PCE/J00145/MATX2 | 300005267 | TX2-B02071 | TMN CHERAS PERMAI |  | 50 | RYB |  |  | 11 kV |  | 415 V |  | SGB | 1000.00 kVA | 1998-11-01 |  | 1 | 50
254716520 | TNB | DISTRIBUTION | CHERAS | Existing | BCRS/PCE/J00025/MATX2 | 300266939 | TX2-B05461 | GOOD EARTH |  | 82 | RYB |  |  | 11 kV |  | 415 V |  | MTM | 1000.00 kVA | 2011-11-01 |  | 1 | 22
254716522 | TNB | DISTRIBUTION | CHERAS | Existing | BCRS/PCE/J00029/MATX1 | 300267334 | TX1-B05239 | SEKOLAH SRI CEMPAKA |  | 0 | RYB |  |  | 11 kV |  | 415 V |  | MTM | 1000.00 kVA | 2001-11-01 |  | 1 | 0
254716524 | TNB | DISTRIBUTION | CHERAS | Existing | BCRS/PCE/J00433/MATX1 | 300013462 | TX1-B06918 | KOMPLEKS PENGHULU CHERAS |  | 179 | RYB |  |  | 11 kV |  | 415 V |  | MTM | 1000.00 kVA | 2003-11-01 |  | 1 | 205
254716526 | TNB | DISTRIBUTION | CHERAS | Existing | BCRS/PCE/J00521/MATXF1 | 300266847 | TX1-B07337 | LOT BANGLO KG BARU TMN MAS |  | 41 | RYB |  |  | 11 kV |  | 415 V |  | MTM | 1000.00 kVA | 18/07/1998 |  | 1 | 42
254716528 | TNB | DISTRIBUTION | CHERAS | Existing | BCRS/PCE/J00097/MATX2 | 300004464 | TX2-B02325 | TMN MAS JAYA IND NO 1 |  | 47 | RYB |  |  | 11 kV |  | 415 V |  | EWT | 1000.00 kVA | 1994-11-11 |  | 1 | 51
254716530 | TNB | DISTRIBUTION | CHERAS | Existing | BCRS/PCE/J00893/MATX1 | 300005692 | TX1-B09406 | SUNWAY CHERAS 1 |  | 135 | RYB |  |  | 11 kV |  | 415 V |  | EWT | 1000.00 kVA | 18/07/2007 |  | 1 | 135
254716532 | TNB | DISTRIBUTION | CHERAS | Existing | BCRS/PCE/J00892/MATX2 | 300004168 | TX2-B09403 | SUNWAY CHERAS 2 |  | 60 | RYB |  |  | 11 kV |  | 415 V |  | MTM | 750.00 kVA | 18/07/2006 |  | 1 | 60
254716628 | TNB | DISTRIBUTION | CHERAS | Existing | BCRS/PCE/J00892/MATX1 | 300004106 | TX1-B09402 | SUNWAY CHERAS 2 |  | 55 | RYB |  |  | 11 kV |  | 415 V |  | EWT | 750.00 kVA | 18/07/2006 |  | 1 | 57
254716630 | TNB | DISTRIBUTION | CHERAS | Existing | BCRS/PCE/J00021/MATX2 | 300266929 | TX2-B05464 | TMN CHERAS AWANA NO 2 |  | 12 | RYB |  |  | 11 kV |  | 415 V |  | MTM | 1000.00 kVA | 1999-11-01 |  | 1 | 12
254716632 | TNB | DISTRIBUTION | CHERAS | Existing | BCRS/PCE/J00415/MATX1 | 300011243 | TX1-B02748 | BERKAT HASIL NO 12 |  | 28 | RYB |  |  | 11 kV |  | 415 V |  | MTM | 1000.00 kVA | 18/07/1998 |  | 1 | 28
254716634 | TNB | DISTRIBUTION | CHERAS | Existing | BCRS/PCE/J00414/MATX1 | 300011233 | TX1-B02751 | BERKAT HASIL NO 16 |  | 24 | RYB |  |  | 11 kV |  | 415 V |  | MTM | 1000.00 kVA | 1997-11-01 |  | 1 | 24
254716636 | TNB | DISTRIBUTION | CHERAS | Existing | BCRS/PCE/J00414/MATX2 | 300011234 | TX2-B02752 | BERKAT HASIL NO 16 |  | 22 | RYB |  |  | 11 kV |  | 415 V |  | MTM | 1000.00 kVA | 1997-11-01 |  | 1 | 22
254716638 | TNB | DISTRIBUTION | CHERAS | Existing | BCRS/PCE/J00409/MATX1 | 300011164 | TX1-B01887 | BERKAT HASIL NO 3 |  | 182 | RYB |  |  | 11 kV |  | 415 V |  | MTM | 1000.00 kVA | 18/07/1998 |  | 1 | 91
254716640 | TNB | DISTRIBUTION | CHERAS | Existing | BCRS/PCE/J00566/MATXF1 | 300430760 | TX1-B01288 | LIAN YEW ENGINEERING BALAKONG |  | 4 | RYB |  |  | 11 kV |  | 415 V |  | MTM | 1000.00 kVA | 1994-11-11 |  | 1 | 3
254716642 | TNB | DISTRIBUTION | CHERAS | Existing | BCRS/PCE/J00083/MATX1 | 300277767 | TX1-B05082 | MIRACON |  | 2 | RYB |  |  | 11 kV |  | 415 V |  | MTM | 1000.00 kVA | 2001-11-01 |  | 1 | 2
254716644 | TNB | DISTRIBUTION | CHERAS | Existing | BCRS/PCE/J00478/MATX | 300277764 | TX1-B08015 | RUMAH TERES JUARA JAYA |  | 115 | RYB |  |  | 11 kV |  | 415 V |  | MTM | 750.00 kVA | 1990-11-11 |  | 1 | 115
254716646 | TNB | DISTRIBUTION | CHERAS | Existing | BCRS/PCE/J00905/MATX1 | 300276990 | TX1-B09448 | JLN.MAS JAYA, MAS JAYA NO 2 |  | 121 | RYB |  |  | 11 kV |  | 415 V |  | MTM | 750.00 kVA | 18/07/1998 |  | 1 | 2
254716648 | TNB | DISTRIBUTION | CHERAS | Existing | BCRS/PCE/J00905/MATX2 | 300276991 | TX2-B09447 | JLN.MAS JAYA, MAS JAYA NO 2 |  | 112 | RYB |  |  | 11 kV |  | 415 V |  | MTM | 1000.00 kVA | 18/07/1998 |  | 1 | 2
254716650 | TNB | DISTRIBUTION | CHERAS | Existing | BCRS/PCE/J00887/MATX2 | 300277424 | TX2-B06287 | BDR MAHKOTA CHERAS NO 1 |  | 285 | RYB |  |  | 11 kV |  | 415 V |  | MTM | 750.00 kVA | 18/07/1998 |  | 1 | 70
254716652 | TNB | DISTRIBUTION | CHERAS | Existing | BCRS/PCE/J00422/MATX2 | 300011311 | TX2-B02722 | BERKAT HASIL NO 13 |  | 5 | RYB |  |  | 11 kV |  | 415 V |  | MTM | 1000.00 kVA | 18/07/1998 |  | 1 | 5
254716654 | TNB | DISTRIBUTION | CHERAS | Existing | BCRS/PCE/J00419/MATX1 | 300011280 | TX1-B02732 | BERKAT HASIL NO 10 |  | 31 | RYB |  |  | 11 kV |  | 415 V |  | MTM | 1000.00 kVA | 1995-11-11 |  | 1 | 31
254716656 | TNB | DISTRIBUTION | CHERAS | Existing | BCRS/PCE/J00410/MATX1 | 300011175 | TX1-B01883 | BERKAT HASIL NO 4 |  | 15 | RYB |  |  | 11 kV |  | 415 V |  | MTM | 1000.00 kVA | 18/07/1998 |  | 1 | 15
254716658 | TNB | DISTRIBUTION | CHERAS | Existing | BCRS/PCE/J00410/MATX2 | 300011176 | TX2-B01884 | BERKAT HASIL NO 4 |  | 14 | RYB |  |  | 11 kV |  | 415 V |  | MTM | 1000.00 kVA | 18/07/1998 |  | 1 | 14
254717138 | TNB | DISTRIBUTION | CHERAS | Existing | BCRS/PCE/J00211/MATX1 | 300005720 | TX1-B01282 | STARLIGHT |  | 16 | RYB |  |  | 11 kV |  | 415 V |  | MTM | 1000.00 kVA | 1996-11-01 |  | 1 | 17
254717140 | TNB | DISTRIBUTION | CHERAS | Existing | BCRS/PCE/J00408/MATX1 | 300011160 | TX1-B01891 | ZINCALU |  | 1 | RYB |  |  | 11 kV |  | 415 V |  | MTM | 1000.00 kVA | 1997-11-01 |  | 1 | 1
254717142 | TNB | DISTRIBUTION | CHERAS | Existing | BCRS/PCE/J00827/MATX2 | 300272437 | TX2-B05542 | CHIP NGAI |  | 1 | RYB |  |  | 11 kV |  | 415 V |  | MTM | 1000.00 kVA | 1998-11-11 |  | 1 | 1
254717144 | TNB | DISTRIBUTION | CHERAS | Existing | BCRS/PCE/J00827/MATX1 | 300272436 | TX1-B02905 | CHIP NGAI |  | 1 | RYB |  |  | 11 kV |  | 415 V |  | MTM | 1000.00 kVA | 1998-11-11 |  | 1 | 1
254717146 | TNB | DISTRIBUTION | CHERAS | Existing | BCRS/PCE/J00745/MATX1 | 300270851 | TX1-B02871 | MARVELLOUS |  | 1 | RYB |  |  | 11 kV |  | 415 V |  | MTM | 1000.00 kVA | 1996-11-11 |  | 1 | 1
254717148 | TNB | DISTRIBUTION | CHERAS | Existing | BCRS/PCE/J00604/MATXF1 | 300269203 | TX1-B02784 | UNITED U-LI |  | 2 | RYB |  |  | 11 kV |  | 415 V |  | MTM | 750.00 kVA | 1996-11-11 |  | 1 | 1
254717150 | TNB | DISTRIBUTION | CHERAS | Existing | BCRS/PCE/J00559/MATX1 | 300003254 | TX1-B02898 | TMN TANMING PERMAI |  | 40 | RYB |  |  | 11 kV |  | 415 V |  | MTM | 1000.00 kVA | 1998-11-11 |  | 1 | 16
254717152 | TNB | DISTRIBUTION | CHERAS | Existing | BCRS/PCE/J00559/MATX2 | 300003255 | TX2-B02899 | TMN TANMING PERMAI |  | 54 | RYB |  |  | 11 kV |  | 415 V |  | MTM | 1000.00 kVA | 1998-11-11 |  | 1 | 16
254717154 | TNB | DISTRIBUTION | CHERAS | Existing | BCRS/PCE/J00612/MATXF1 | 300269213 | TX1-B08922 | KONDO JUTA MINES BLOK A |  | 0 | RYB |  |  | 11 kV |  | 415 V |  | MTM | 1000.00 kVA | 1995-11-11 |  | 1 | 0
254717156 | TNB | DISTRIBUTION | CHERAS | Existing | BCRS/PCE/J00612/MATXF2 | 300269214 | TX2-B08923 | KONDO JUTA MINES BLOK A |  | 299 | RYB |  |  | 11 kV |  | 415 V |  | MTM | 1000.00 kVA | 1995-11-11 |  | 1 | 1
254717158 | TNB | DISTRIBUTION | CHERAS | Existing | BCRS/PCE/J00623/MATXF2 | 300269227 | TX2-B09259 | KONDO JUTA MINES BLOK B |  | 0 | RYB |  |  | 11 kV |  | 415 V |  | MTM | 1000.00 kVA | 2006-11-11 |  | 1 | 0
254717160 | TNB | DISTRIBUTION | CHERAS | Existing | BCRS/PCE/J00401/MATX1 | 300011124 | TX1-B01915 | BERKAT HASIL NO 1 |  | 152 | RYB |  |  | 11 kV |  | 415 V |  | MTM | 1000.00 kVA | 1999-11-01 |  | 1 | 34
254717162 | TNB | DISTRIBUTION | CHERAS | Existing | BCRS/PCE/J00398/MATX2 | 300011105 | TX2-B01925 | DAIREN DEVELOPMENT |  | 5 | RYB |  |  | 11 kV |  | 415 V |  | MTM | 1000.00 kVA | 18/07/1998 |  | 1 | 5
254717164 | TNB | DISTRIBUTION | CHERAS | Existing | BCRS/PCE/J00398/MATX1 | 300011104 | TX1-B01924 | DAIREN DEVELOPMENT |  | 6 | RYB |  |  | 11 kV |  | 415 V |  | MTM | 1000.00 kVA | 18/07/1998 |  | 1 | 6
254717166 | TNB | DISTRIBUTION | CHERAS | Existing | BCRS/PCE/J00038/MATX2 | 300004203 | TX2-B01761 | TMN MEGAH NO 3 |  | 41 | RYB |  |  | 11 kV |  | 415 V |  | MTM | 1000.00 kVA | 1985-11-01 |  | 1 | 21
254717168 | TNB | DISTRIBUTION | CHERAS | Existing | BCRS/PCE/J00038/MATX1 | 300004202 | TX1-B01760 | TMN MEGAH NO 3 |  | 472 | RYB |  |  | 11 kV |  | 415 V |  | MTM | 1000.00 kVA | 1985-11-01 |  | 1 | 27
254717264 | TNB | DISTRIBUTION | CHERAS | Existing | BCRS/PCE/J00040/MATX1 | 300004222 | TX1-B01753 | TMN MEGAH NO 4 |  | 457 | RYB |  |  | 11 kV |  | 415 V |  | MTM | 1000.00 kVA | 1985-11-01 |  | 1 | 173
254717266 | TNB | DISTRIBUTION | CHERAS | Existing | BCRS/PCE/J00039/MATX1 | 300004212 | TX1-B01756 | TMN MEGAH NO 5 |  | 159 | RYB |  |  | 11 kV |  | 415 V |  | MTM | 1000.00 kVA | 1985-11-01 |  | 1 | 168
254717268 | TNB | DISTRIBUTION | CHERAS | Existing | BCRS/PCE/J01283/MATX3 | 300510225 | TX3-B14264 | PE CHERAS SELATAN 118 |  | 31 | RYB |  |  | 11 kV |  | 415 V |  | MTM | 1000.00 kVA | 2009-11-11 |  | 1 | 16
254717270 | TNB | DISTRIBUTION | CHERAS | Existing | BCRS/PCE/J00396/MATX1 | 300011094 | TX1-B01931 | EVERLAST ALUMINIUM (M) SB |  | 3 | RYB |  |  | 11 kV |  | 415 V |  | MTM | 1000.00 kVA | 1995-11-11 |  | 1 | 3
254717272 | TNB | DISTRIBUTION | CHERAS | Existing | BCRS/PCE/J00021/MATX1 | 300266928 | TX1-B02140 | TMN CHERAS AWANA NO 2 |  | 73 | RYB |  |  | 11 kV |  | 415 V |  | MTM | 750.00 kVA | 1999-11-01 |  | 1 | 21
254717274 | TNB | DISTRIBUTION | CHERAS | Existing | BCRS/PCE/J00098/MATX2 | 300004472 | TX2-B02329 | TMN MAS JAYA IND NO 2 |  | 2 | RYB |  |  | 11 kV |  | 415 V |  | MTM | 1000.00 kVA | 2000-11-01 |  | 1 | 2
254717276 | TNB | DISTRIBUTION | CHERAS | Existing | BCRS/PCE/J00482/MATXF1 | 300251261 | TX1-B08850 | 4A JLN PENGGAWA 2/2 |  | 186 | RYB |  |  | 11 kV |  | 415 V |  | MTM | 1000.00 kVA | 2008-11-01 |  | 1 | 3
254717278 | TNB | DISTRIBUTION | CHERAS | Existing | BCRS/PCE/J00163/MATX2 | 300005381 | TX2-B05463 | TMN CHERAS AWANA NO 4 |  | 306 | RYB |  |  | 11 kV |  | 415 V |  | MTM | 750.00 kVA | 1997-11-01 |  | 1 | 15
254717280 | TNB | DISTRIBUTION | CHERAS | Existing | BCRS/PCE/J00163/MATX1 | 300005380 | TX1-B02137 | TMN CHERAS AWANA NO 4 |  | 337 | RYB |  |  | 11 kV |  | 415 V |  | MTM | 750.00 kVA | 1997-11-01 |  | 1 | 12
254717282 | TNB | DISTRIBUTION | CHERAS | Existing | BCRS/PPU/G00002/NALTX | 300051551 | TX3-LOCAL TRANS |  |  | 0 | RYB |  |  | 11 kV |  | 415 V |  | MTM | 300.00 kVA | 2003-03-08 |  | 1 | 0
254717284 | TNB | DISTRIBUTION | CHERAS | Existing | BCRS/PCE/J00027/MATX2 | 300267328 | TX2-B02108 | TMN ALAM JAYA NO 1 |  | 183 | RYB |  |  | 11 kV |  | 415 V |  | MTM | 1000.00 kVA | 1986-11-01 |  | 1 | 52
254717286 | TNB | DISTRIBUTION | CHERAS | Existing | BCRS/PCE/J00026/MATX1 | 300004158 | TX1-B02112 | TMN ALAM JAYA NO 2 |  | 99 | RYB |  |  | 11 kV |  | 415 V |  | EWT | 1000.00 kVA | 1995-11-01 |  | 1 | 32
254717288 | TNB | DISTRIBUTION | CHERAS | Existing | BCRS/PCE/J00133/MATX1 | 300005186 | TX1-B01673 | BTHO NO 2 |  | 110 | RYB |  |  | 11 kV |  | 415 V |  | MTM | 1000.00 kVA | 2000-11-01 |  | 1 | 90
254717290 | TNB | DISTRIBUTION | CHERAS | Existing | BCRS/PCE/J00413/MATX1 | 300011203 | TX1-B02709 | BERKAT HASIL NO 4B |  | 4 | RYB |  |  | 11 kV |  | 415 V |  | MTM | 1000.00 kVA | 18/07/1998 |  | 1 | 4
254717292 | TNB | DISTRIBUTION | CHERAS | Existing | BCRS/PCE/J00412/MATX1 | 300011197 | TX1-B02706 | BERKAT HASIL NO 4A |  | 5 | RYB |  |  | 11 kV |  | 415 V |  | MTM | 1000.00 kVA | 18/07/1998 |  | 1 | 5
254717294 | TNB | DISTRIBUTION | CHERAS | Existing | BCRS/PCE/J00423/MATX1 | 300011320 | TX1-B02718 | BERKAT HASIL NO 7 |  | 26 | RYB |  |  | 11 kV |  | 415 V |  | MTM | 1000.00 kVA | 18/07/1998 |  | 1 | 25
254717384 | TNB | DISTRIBUTION | CHERAS | Existing | BCRS/PCE/J00417/MATX1 | 300011260 | TX1-B02740 | BERKAT HASIL NO 8 |  | 10 | RYB |  |  | 11 kV |  | 415 V |  | MTM | 1000.00 kVA | 1991-11-11 |  | 1 | 10
254717386 | TNB | DISTRIBUTION | CHERAS | Existing | BCRS/PCE/J00148/MATX1 | 300005288 | TX1-B05800 | PADAT TMN SUNTEX |  | 384 | RYB |  |  | 11 kV |  | 415 V |  | SGB | 1000.00 kVA | 2000-11-05 |  | 1 | 318
254717388 | TNB | DISTRIBUTION | CHERAS | Existing | BCRS/PCE/J00523/MATXF1 | 300266849 | TX1-B07807 | PANGSAPURI BLOK L7, JLN PENGG 179 RYB 11 kV 415 V MTM 750.00 kVA 11/01/2004 1 2 254717390 TNB DISTRIBUTION CHERAS Existing BCRS/PCE/J00524/MATXF1 300266850 TX1-B07810 PANGSAPURI BLOK L8, JLN PENGG |  | 239 | RYB |  |  | 11 kV |  | 415 V |  | SGB | 1000.00 kVA | 2004-11-01 |  | 1 | 1
254717392 | TNB | DISTRIBUTION | CHERAS | Existing | BCRS/PCE/J00525/MATXF1 | 300266851 | TX1-B07813 | PANGSAPURI BLOK L9, JLN PENGAW |  | 241 | RYB |  |  | 11 kV |  | 415 V |  | SGB | 1000.00 kVA | 2004-11-01 |  | 1 | 2
254717394 | TNB | DISTRIBUTION | CHERAS | Existing | BCRS/PCE/J00323/MATX1 | 300010303 | TX1-B01603 | LIN YAU BROTHER SB |  | 2 | RYB |  |  | 11 kV |  | 415 V |  | MTM | 750.00 kVA | 1990-11-11 |  | 1 | 2
254717396 | TNB | DISTRIBUTION | CHERAS | Existing | BCRS/PCE/J00008/MATX2 | 300266039 | TX2-B05546 | TMN JUARA JAYA |  | 116 | RYB |  |  | 11 kV |  | 415 V |  | SGB | 1000.00 kVA | 1999-11-11 |  | 1 | 20
254717398 | TNB | DISTRIBUTION | CHERAS | Existing | BCRS/PCE/J00008/MATX1 | 300266038 | TX1-B02874 | TMN JUARA JAYA |  | 121 | RYB |  |  | 11 kV |  | 415 V |  | SGB | 1000.00 kVA | 1999-11-11 |  | 1 | 18
254717400 | TNB | DISTRIBUTION | CHERAS | Existing | BCRS/PCE/J00344/MATX1 | 300010399 | TX1-B01393 | KHONG PENG |  | 5 | RYB |  |  | 11 kV |  | 415 V |  | MTM | 750.00 kVA | 1990-11-11 |  | 1 | 5
254717402 | TNB | DISTRIBUTION | CHERAS | Existing | BCRS/PCE/J00556/MATXF1 | 300268008 | TX1-B08935 | TAMAN SERI BELIMBING |  | 34 | RYB |  |  | 11 kV |  | 415 V |  | MTM | 750.00 kVA | 2006-11-11 |  | 1 | 33
254717404 | TNB | DISTRIBUTION | CHERAS | Existing | BCRS/PCE/J00556/MATXF2 | 300268009 | TX2-B08936 | TAMAN SERI BELIMBING |  | 44 | RYB |  |  | 11 kV |  | 415 V |  | MTM | 750.00 kVA | 2006-11-11 |  | 1 | 43
254717406 | TNB | DISTRIBUTION | CHERAS | Existing | BCRS/PCE/J00171/MATX1 | 300005431 | TX1-B01686 | BTHO NO 9 |  | 2 | RYB |  |  | 11 kV |  | 415 V |  | MTM | 1000.00 kVA | 1997-11-01 |  | 1 | 1
254717408 | TNB | DISTRIBUTION | CHERAS | Existing | BCRS/PCE/J00171/MATX2 | 300005432 | TX2-B05484 | BTHO NO 9 |  | 63 | RYB |  |  | 11 kV |  | 415 V |  | MTM | 1000.00 kVA | 1997-11-01 |  | 1 | 32
254717410 | TNB | DISTRIBUTION | CHERAS | Existing | BCRS/PCE/J00387/MATX1 | 300010691 | TX1-B01489 | CHIN HUAT |  | 0 | RYB |  |  | 11 kV |  | 415 V |  | MTM | 500.00 kVA | 18/07/1998 |  | 1 | 1
254717412 | TNB | DISTRIBUTION | CHERAS | Existing | BCRS/PCE/J00829/MATX1 | 300272440 | TX1-B09080 | WAISUN CONFECTIONARY S/B |  | 1 | RYB |  |  | 11 kV |  | 415 V |  | MTM | 1000.00 kVA | 18/07/1998 |  | 1 | 1
254717414 | TNB | DISTRIBUTION | CHERAS | Existing | BCRS/PCE/J00688/MATX1 | 300270637 | TX1-B01943 | YAT ENGINEERING |  | 1 | RYB |  |  | 11 kV |  | 415 V |  | MTM | 1000.00 kVA | 1997-11-01 |  | 1 | 1
254717514 | TNB | DISTRIBUTION | CHERAS | Existing | BCRS/PCE/J00420/MATX2 | 300011291 | TX2-B10521 | BERKAT HASIL NO 15 |  | 6 | RYB |  |  | 11 kV |  | 415 V |  | MTM | 1000.00 kVA | 1997-11-11 |  | 1 | 6
254717516 | TNB | DISTRIBUTION | CHERAS | Existing | BCRS/PCE/J00420/MATX1 | 300011290 | TX1-B02729 | BERKAT HASIL NO 15 |  | 16 | RYB |  |  | 11 kV |  | 415 V |  | MTM | 1000.00 kVA | 1997-11-11 |  | 1 | 17
254717518 | TNB | DISTRIBUTION | CHERAS | Existing | BCRS/PCE/J00640/MATXF1 | 300269373 | TX1-B02769 | WHITEX GARMENT |  | 4 | RYB |  |  | 11 kV |  | 415 V |  | MTM | 1000.00 kVA | 1990-11-01 |  | 1 | 4
254717520 | TNB | DISTRIBUTION | CHERAS | Existing | BCRS/PCE/J00746/MATX1 | 300270852 | TX1-B02868 | NI SHIN NO 2 |  | 1 | RYB |  |  | 11 kV |  | 415 V |  | MTM | 1000.00 kVA | 1997-11-11 |  | 1 | 1
254717522 | TNB | DISTRIBUTION | CHERAS | Existing | BCRS/PCE/J00465/MATX | 300277765 | TX1-B08359 | FLAT TAMAN HARMONI |  | 184 | RYB |  |  | 11 kV |  | 415 V |  | MTM | 1000.00 kVA | 2004-11-11 |  | 1 | 5
254717524 | TNB | DISTRIBUTION | CHERAS | Existing | BCRS/PCE/J00823/MATX2 | 300272432 | TX2-B07777 | KONDOMINIUM DESA SAUJANA |  | 334 | RYB |  |  | 11 kV |  | 415 V |  | MTM | 750.00 kVA | 18/07/1998 |  | 1 | 5
254717526 | TNB | DISTRIBUTION | CHERAS | Existing | BCRS/PCE/J00011/MATX1 | 300266855 | TX1-B06445 | GOLDFOX IND |  | 1 | RYB |  |  | 11 kV |  | 415 V |  | MTM | 1000.00 kVA | 2001-11-11 |  | 1 | 1
254717528 | TNB | DISTRIBUTION | CHERAS | Existing | BCRS/PCE/J00071/MATX1 | 300010408 | TX1-B02667 | BELIA DUSUN TUA (IKBN) |  | 1 | RYB |  |  | 11 kV |  | 415 V |  | MTM | 750.00 kVA | 1990-11-01 |  | 1 | 1
254717530 | TNB | DISTRIBUTION | CHERAS | Existing | BCRS/PCE/J00691/MATX1 | 300270381 | TX1-B08874 | JORDONE CORPORATION NO 2 |  | 8 | RYB |  |  | 11 kV |  | 415 V |  | MTM | 1000.00 kVA | 18/07/1998 |  | 1 | 8
254717532 | TNB | DISTRIBUTION | CHERAS | Existing | BCRS/PCE/J00785/MATX1 | 300271112 | TX1-B01334 | REYLON PRODUCTS |  | 12 | RYB |  |  | 11 kV |  | 415 V |  | SGB | 1000.00 kVA | 18/07/1998 |  | 1 | 16
254717534 | TNB | DISTRIBUTION | CHERAS | Existing | BCRS/PCE/J00009/MATX1 | 300003268 | TX1-B06141 | RUMAH PAM BKT BELIMBING |  | 4 | RYB |  |  | 11 kV |  | 415 V |  | MTM | 500.00 kVA | 1999-11-11 |  | 1 | 3
254717536 | TNB | DISTRIBUTION | CHERAS | Existing | BCRS/PCE/J00112/MATX1 | 300004519 | TX1-B02217 | KG BARU CINA SG MACAU |  | 280 | RYB |  |  | 11 kV |  | 415 V |  | MTM | 1000.00 kVA | 1996-11-01 |  | 1 | 288
254717538 | TNB | DISTRIBUTION | CHERAS | Existing | BCRS/PCE/J00474/MATX | 300010418 | TX1-B08181 | BELIA IKBN DUSUN TUA NO 4 |  | 1 | RYB |  |  | 11 kV |  | 415 V |  | MTM | 1000.00 kVA | 2005-11-01 |  | 1 | 1
254717540 | TNB | DISTRIBUTION | CHERAS | Existing | BCRS/PCE/J00446/MATX | 300269686 | TX1-B08705 | IKBN DUSUN TUA NO 5 |  | 145 | RYB |  |  | 11 kV |  | 415 V |  | MTM | 750.00 kVA | 2005-11-01 |  | 1 | 81
254717542 | TNB | DISTRIBUTION | CHERAS | Existing | BCRS/PCE/J00342/MATX1 | 300277723 | TX1-B01399 | HARTA SISTEM NO 1 |  | 2 | RYB |  |  | 11 kV |  | 415 V |  | MTM | 1000.00 kVA | 1993-11-01 |  | 1 | 3
254717544 | TNB | DISTRIBUTION | CHERAS | Existing | BCRS/PCE/J00316/MATX1 | 300010279 | TX1-B01582 | SOUTH EAST ASIA NO 2 |  | 1 | RYB |  |  | 11 kV |  | 415 V |  | MTM | 750.00 kVA | 1994-11-11 |  | 1 | 1
254717616 | TNB | DISTRIBUTION | CHERAS | Existing | BCRS/PPU/G00008/NALTX | 300051575 | TX3-LOCAL TRANS |  |  | 0 | RYB |  |  | 11 kV |  | 415 V |  | MTM | 300.00 kVA | 1999-01-07 | 300 kVA | 1 | 0
254717618 | TNB | DISTRIBUTION | CHERAS | Existing | BCRS/PPU/G00001/NALTX | 300051578 | TX3-LOCAL TRANS |  |  | 0 | RYB |  |  | 11 kV |  | 415 V |  | MTM | 300.00 kVA | 17/08/1996 |  | 1 | 0
254717620 | TNB | DISTRIBUTION | CHERAS | Existing |  |  | TX3-LOCAL TRANS |  |  | 0 | RYB |  |  | 11 kV |  | 415 V |  | EWT | 1000.00 kVA |  |  | 1 | 0
254717622 | TNB | DISTRIBUTION | CHERAS | Existing | BCRS/PPU/G00003/NALTX | 300051569 | TX3-LOCAL TRANS |  |  | 0 | RYB |  |  | 11 kV |  | 415 V |  | MTM | 300.00 kVA | 13/01/1996 |  | 1 | 0
254717624 | TNB | DISTRIBUTION | CHERAS | Existing | BCRS/PCE/J00354/MATX1 | 300010457 | TX1-B01863 | MITAH MANUFACTURE SB |  | 1 | RYB |  |  | 11 kV |  | 415 V |  | MTM | 1000.00 kVA | 1995-11-01 |  | 1 | 1
254717626 | TNB | DISTRIBUTION | CHERAS | Existing | BCRS/PCE/J00326/MATX1 | 300277440 | TX1-B01612 | FUJILITHO |  | 1 | RYB |  |  | 11 kV |  | 415 V |  | MTM | 1000.00 kVA | 1993-11-11 |  | 1 | 1
254717628 | TNB | DISTRIBUTION | CHERAS | Existing | BCRS/PCE/J00291/MATX1 | 300010067 | TX1-B01319 | GREAT ASIA TIN CAN SB |  | 3 | RYB |  |  | 11 kV |  | 415 V |  | MTM | 1000.00 kVA | 1992-11-01 |  | 1 | 3
254717630 | TNB | DISTRIBUTION | CHERAS | Existing | BCRS/PCE/J00374/MATX1 | 300010571 | TX1-B06626 | JELITA HEIGHT CHERAS JAYA |  | 1 | RYB |  |  | 11 kV |  | 415 V |  | MTM | 1000.00 kVA | 2000-11-01 |  | 1 | 1
254717632 | TNB | DISTRIBUTION | CHERAS | Existing | BCRS/PCE/J00357/MATX1 | 300010475 | TX1-B01854 | KAW PERUSAHAAN CHERAS JAYA NO 2 |  | 21 | RYB |  |  | 11 kV |  | 415 V |  | MTM | 1000.00 kVA | 1995-11-01 |  | 1 | 23
254717634 | TNB | DISTRIBUTION | CHERAS | Existing | BCRS/PCE/J00357/MATX2 | 300010476 | TX2-B05502 | KAW PERUSAHAAN CHERAS JAYA NO 2 |  | 13 | RYB |  |  | 11 kV |  | 415 V |  | MTM | 1000.00 kVA | 1995-11-01 |  | 1 | 18
254717636 | TNB | DISTRIBUTION | CHERAS | Existing | BCRS/PCE/J00339/MATX1 | 300010382 | TX1-B01409 | SENORITA |  | 1 | RYB |  |  | 11 kV |  | 415 V |  | MTM | 1000.00 kVA | 1996-11-01 |  | 1 | 1
254717638 | TNB | DISTRIBUTION | CHERAS | Existing | BCRS/PCE/J00516/MATFX2 | 300266768 | TX2-B07571 | JLN SUADAMAI 10/1 BTHO |  | 27 | RYB |  |  | 11 kV |  | 415 V |  | SGB | 1000.00 kVA | 1999-11-11 |  | 1 | 27
254717640 | TNB | DISTRIBUTION | CHERAS | Existing | BCRS/PCE/J00115/MATX1 | 300004523 | TX1-B02230 | KG SG LIMBAT A/T |  | 247 | RYB |  |  | 11 kV |  | 415 V |  | EWT | 300.00 kVA | 1990-11-01 |  | 1 | 266
254717726 | TNB | DISTRIBUTION | CHERAS | Existing | BCRS/PCE/J00349/MATX1 | 300010422 | TX1-B01560 | DR ENGINEERING SB |  | 2 | RYB |  |  | 11 kV |  | 415 V |  | MTM | 1000.00 kVA | 1995-11-11 |  | 1 | 2
254717728 | TNB | DISTRIBUTION | CHERAS | Existing | BCRS/PCE/J00304/MATX1 | 300010219 | TX1-B01546 | KRIS COMPONENT A.E. TECHNO NO 1 |  | 1 | RYB |  |  | 11 kV |  | 415 V |  | MTM | 750.00 kVA | 2010-11-11 |  | 1 | 1
254717730 | TNB | DISTRIBUTION | CHERAS | Existing | BCRS/PCE/J00804/MATX1 | 300272403 | TX1-B01512 | BERKAT KLASIK |  | 1 | RYB |  |  | 11 kV |  | 415 V |  | MTM | 1000.00 kVA | 1996-11-01 |  | 1 | 1
254717732 | TNB | DISTRIBUTION | CHERAS | Existing | BCRS/PCE/J00504/MATXF1 | 300266745 | TX1-B07084 | JLN CJ 3/13-1 TMN CHERAS JAYA |  | 39 | RYB |  |  | 11 kV |  | 415 V |  | MTM | 500.00 kVA | 2003-11-11 |  | 1 | 22
254717734 | TNB | DISTRIBUTION | CHERAS | Existing | BCRS/PCE/J00352/MATX1 | 300010445 | TX1-B01873 | MAGNAVILLA NO 1 |  | 278 | RYB |  |  | 11 kV |  | 415 V |  | MTM | 1000.00 kVA | 1998-11-11 |  | 1 | 281
254717736 | TNB | DISTRIBUTION | CHERAS | Existing | BCRS/PCE/J00352/MATX2 | 300010446 | TX2-B01874 | MAGNAVILLA NO 1 |  | 4 | RYB |  |  | 11 kV |  | 415 V |  | MTM | 1000.00 kVA | 1998-11-11 |  | 1 | 4
254717738 | TNB | DISTRIBUTION | CHERAS | Existing | BCRS/PCE/J00370/MATX2 | 300010554 | TX2-B01870 | MAGNAVILLA NO 2 |  | 104 | RYB |  |  | 11 kV |  | 415 V |  | MTM | 1000.00 kVA | 1998-11-11 |  | 1 | 113
254717740 | TNB | DISTRIBUTION | CHERAS | Existing | BCRS/PCE/J00351/MATX1 | 300010435 | TX1-B01563 | MIEL NO 1 CHERAS JAYA |  | 5 | RYB |  |  | 11 kV |  | 415 V |  | SGB | 1000.00 kVA | 1998-11-11 |  | 1 | 6
254717742 | TNB | DISTRIBUTION | CHERAS | Existing | BCRS/PCE/J00351/MATX2 | 300010436 | TX2-B01564 | MIEL NO 1 CHERAS JAYA |  | 0 | RYB |  |  | 11 kV |  | 415 V |  | MTM | 750.00 kVA | 1985-11-01 | HERMATICALLY SEALED | 1 | 0
254717744 | TNB | DISTRIBUTION | CHERAS | Existing | BCRS/PCE/J00363/MATX1 | 300010517 | TX1-B01836 | POLYGRAFIK |  | 1 | RYB |  |  | 11 kV |  | 415 V |  | MTM | 750.00 kVA | 1989-11-11 |  | 1 | 1
254717746 | TNB | DISTRIBUTION | CHERAS | Existing | BCRS/PCE/J00372/MATX1 | 300319650 | TX1-B06233 | SEK MEN CHERAS JAYA |  | 4 | RYB |  |  | 11 kV |  | 415 V |  | LKH | 1000.00 kVA | 2000-11-11 |  | 1 | 4
254717748 | TNB | DISTRIBUTION | CHERAS | Existing | BCRS/PCE/J00784/MATX1 | 300510418 | TX1-B01808 | MIEL NO 2 CHERAS JAYA |  | 1 | RYB |  |  | 11 kV |  | 415 V |  | MTM | 750.00 kVA | 1985-11-11 |  | 1 | 1
254717750 | TNB | DISTRIBUTION | CHERAS | Existing | BCRS/PCE/J00715/MATX1 | 300270815 | TX1-B09235 | TAMAN SETIA IMPIAN EHSAN COMPA |  | 147 | RYB |  |  | 11 kV |  | 415 V |  | MTM | 500.00 kVA | 18/07/1998 |  | 1 | 2
254717752 | TNB | DISTRIBUTION | CHERAS | Existing | BCRS/PCE/J00703/MATX1 | 300270795 | TX1-B01455 | IMPIAN EHSAN NO 1 |  | 372 | RYB |  |  | 11 kV |  | 415 V |  | MTM | 1000.00 kVA | 2003-11-01 |  | 1 | 99
254717756 | TNB | DISTRIBUTION | CHERAS | Existing | BCRS/PCE/J00051/MATXF1 | 300276995 | TX1-B07078 | TMN SG SERAI TAMBAHAN |  | 125 | RYB |  |  | 11 kV |  | 415 V |  | MTM | 1000.00 kVA | 2003-11-01 |  | 1 | 141
254717856 | TNB | DISTRIBUTION | CHERAS | Existing | BCRS/PCE/J00536/MATXF1 | 300266874 | TX1-B05105 | PUSAT SERVIS PERODUA CHERAS JA |  | 1 | RYB |  |  | 11 kV |  | 415 V |  | MTM | 500.00 kVA | 1994-11-11 |  | 1 | 1
254717858 | TNB | DISTRIBUTION | CHERAS | Existing | BCRS/PCE/J00537/MATXF1 | 300266876 | TX1-B03993 | RUM.REHAT GRAND SAGA BKT.DUKONG |  | 59 | RYB |  |  | 11 kV |  | 415 V |  | LKH | 1000.00 kVA | 18/07/1998 |  | 1 | 63
254717860 | TNB | DISTRIBUTION | CHERAS | Existing | BCRS/PCE/J00669/MATX1 | 300270612 | TX1-B01439 | PANG HONG |  | 19 | RYB |  |  | 11 kV |  | 415 V |  | MTM | 1000.00 kVA | 1997-11-01 |  | 1 | 14
254717862 | TNB | DISTRIBUTION | CHERAS | Existing | BCRS/PCE/J00684/MATX1 | 300270632 | TX1-B07268 | RMH PANGSA KOS RENDAH NO 2 IMP |  | 197 | RYB |  |  | 11 kV |  | 415 V |  | MTM | 1000.00 kVA | 2003-11-01 |  | 1 | 13
254717864 | TNB | DISTRIBUTION | CHERAS | Existing | BCRS/PCE/J00581/MATXF1 | 300268037 | TX1-B08141 | TMN IMPIAN INDAH NO 1 |  | 238 | RYB |  |  | 11 kV |  | 415 V |  | SGB | 1000.00 kVA | 2003-11-01 |  | 1 | 7
254717866 | TNB | DISTRIBUTION | CHERAS | Existing | BCRS/PCE/J00368/MATX1 | 300010543 | TX1-B01821 | TERAZZO |  | 1 | RYB |  |  | 11 kV |  | 415 V |  | MTM | 750.00 kVA | 1993-11-11 |  | 1 | 1
254717868 | TNB | DISTRIBUTION | CHERAS | Existing | BCRS/PCE/J00292/MATX2 | 300010074 | TX2-B05513 | THAM PONG AGRICULTURE SB |  | 11 | RYB |  |  | 11 kV |  | 415 V |  | MTM | 1000.00 kVA | 1997-11-11 |  | 1 | 11
254717870 | TNB | DISTRIBUTION | CHERAS | Existing | BCRS/PCE/J00817/MATX2 | 300272422 | TX2-B08146 | TMN IMPIAN INDAH NO 2 |  | 90 | RYB |  |  | 11 kV |  | 415 V |  | MTM | 1000.00 kVA | 18/07/1998 |  | 1 | 3
254717872 | TNB | DISTRIBUTION | CHERAS | Existing | BCRS/PCE/J00817/MATX1 | 300272421 | TX1-B08145 | TMN IMPIAN INDAH NO 2 |  | 158 | RYB |  |  | 11 kV |  | 415 V |  | MTM | 1000.00 kVA | 18/07/1998 |  | 1 | 1
254717874 | TNB | DISTRIBUTION | CHERAS | Existing | BCRS/PCE/J00818/MATX1 | 300272423 | TX1-B08149 | TMN IMPIAN INDAH NO 3 |  | 287 | RYB |  |  | 11 kV |  | 415 V |  | MTM | 1000.00 kVA | 18/07/1998 |  | 1 | 7
254717876 | TNB | DISTRIBUTION | CHERAS | Existing | BCRS/PCE/J00300/MATX1 | 300010190 | TX1-B01521 | ES METAL |  | 1 | RYB |  |  | 11 kV |  | 415 V |  | MTM | 750.00 kVA | 1993-11-11 |  | 1 | 1
254717878 | TNB | DISTRIBUTION | CHERAS | Existing | BCRS/PCE/J00138/MATX1 | 300005224 | TX1-B01567 | CHERAS JAYA NO 1 |  | 181 | RYB |  |  | 11 kV |  | 415 V |  | MTM | 300.00 kVA | 1983-11-11 |  | 1 | 182
254717880 | TNB | DISTRIBUTION | CHERAS | Existing | BCRS/PCE/J00303/MATX1 | 300535333 | TX1-B01544 | TMN CHERAS JAYA NO 3 |  | 429 | RYB |  |  | 11 kV |  | 415 V |  | MTM | 1000.00 kVA | 2016-04-05 |  | 1 | 433
254717882 | TNB | DISTRIBUTION | CHERAS | Existing | BCRS/PCE/J00439/MATX1 | 300013652 | TX1-B01530 | MIEL NO 3 CHERAS JAYA |  | 3 | RYB |  |  | 11 kV |  | 415 V |  | MTM | 1000.00 kVA | 1990-11-11 |  | 1 | 3
254717884 | TNB | DISTRIBUTION | CHERAS | Existing | BCRS/PCE/J00439/MATX2 | 300013653 | TX2-B01531 | MIEL NO 3 CHERAS JAYA |  | 3 | RYB |  |  | 11 kV |  | 415 V |  | MTM | 1000.00 kVA | 1990-11-11 |  | 1 | 3
254717978 | TNB | DISTRIBUTION | CHERAS | Existing | BCRS/PCE/J00001/MATX1 | 300251941 | TX1-B01527 | AE TECHNOLOGY S/B NO 2 |  | 2 | RYB |  |  | 11 kV |  | 415 V |  | MTM | 1000.00 kVA | 1996-03-07 |  | 1 | 1
254717980 | TNB | DISTRIBUTION | CHERAS | Existing | BCRS/PCE/J00305/MATX1 | 300276230 | TX1-B01549 | SUN HUP HING LEONG ENG |  | 11 | RYB |  |  | 11 kV |  | 415 V |  | MTM | 1000.00 kVA | 1998-11-11 |  | 1 | 11
254717982 | TNB | DISTRIBUTION | CHERAS | Existing | BCRS/PCE/J00358/MATX2 | 300010486 | TX2-B05448 | KAW PERUSAHAAN CHERAS JAYA NO 1 |  | 8 | RYB |  |  | 11 kV |  | 415 V |  | MTM | 1000.00 kVA | 1995-11-01 |  | 1 | 8
254717984 | TNB | DISTRIBUTION | CHERAS | Existing | BCRS/PCE/J00358/MATX1 | 300010485 | TX1-B01851 | KAW PERUSAHAAN CHERAS JAYA NO 1 |  | 19 | RYB |  |  | 11 kV |  | 415 V |  | MTM | 1000.00 kVA | 1995-11-01 |  | 1 | 22
254717986 | TNB | DISTRIBUTION | CHERAS | Existing | BCRS/PCE/J00793/MATX1 | 300271120 | TX1-B09110 | BOGO OPTICAL |  | 1 | RYB |  |  | 11 kV |  | 415 V |  | EWT | 1000.00 kVA | 18/07/1998 |  | 1 | 1
254717988 | TNB | DISTRIBUTION | CHERAS | Existing | BCRS/PCE/J00350/MATX1 | 300010428 | TX1-B01556 | TAI TAT |  | 7 | RYB |  |  | 11 kV |  | 415 V |  | EWT | 750.00 kVA | 2012-11-11 |  | 1 | 6
254717990 | TNB | DISTRIBUTION | CHERAS | Existing | BCRS/PCE/J00129/MATX1 | 300277552 | TX1-B01637 | BTHO NO 1 |  | 172 | RYB |  |  | 11 kV |  | 415 V |  | MTM | 1000.00 kVA | 2000-11-01 |  | 1 | 173
254717992 | TNB | DISTRIBUTION | CHERAS | Existing | BCRS/PCE/J00172/MATX1 | 300005441 | TX1-B01689 | BTHO NO 10 |  | 137 | RYB |  |  | 11 kV |  | 415 V |  | MTM | 1000.00 kVA | 1997-11-11 |  | 1 | 139
254717994 | TNB | DISTRIBUTION | CHERAS | Existing | BCRS/PCE/J00347/MATX1 | 300010412 | TX1-B01812 | LIAN NGOI |  | 2 | RYB |  |  | 11 kV |  | 415 V |  | SGB | 750.00 kVA | 2012-11-11 |  | 1 | 1
254717996 | TNB | DISTRIBUTION | CHERAS | Existing | BCRS/PCE/J00322/MATX1 | 300010299 | TX1-B01600 | KARPOH KNITTING |  | 1 | RYB |  |  | 11 kV |  | 415 V |  | MTM | 1000.00 kVA | 2001-11-11 |  | 1 | 1
254717998 | TNB | DISTRIBUTION | CHERAS | Existing | BCRS/PCE/J00355/MATX1 | 300010461 | TX1-B01860 | LOONG WENG PLASTIC |  | 1 | RYB |  |  | 11 kV |  | 415 V |  | MTM | 1000.00 kVA | 1996-11-01 |  | 1 | 1
254718000 | TNB | DISTRIBUTION | CHERAS | Existing | BCRS/PCE/J00356/MATX1 | 300010465 | TX1-B01857 | KAW PERUSAHAAN CHERAS JAYA NO 3 |  | 11 | RYB |  |  | 11 kV |  | 415 V |  | MTM | 1000.00 kVA | 1995-11-01 |  | 1 | 13
254718002 | TNB | DISTRIBUTION | CHERAS | Existing | BCRS/PCE/J00356/MATX2 | 300010466 | TX2-B05449 | KAW PERUSAHAAN CHERAS JAYA NO 3 |  | 10 | RYB |  |  | 11 kV |  | 415 V |  | MTM | 1000.00 kVA | 1995-11-01 |  | 1 | 9
254718004 | TNB | DISTRIBUTION | CHERAS | Existing | BCRS/PCE/J00343/MATX1 | 300010394 | TX1-B01396 | KINKU INDUSTRIES SB |  | 2 | RYB |  |  | 11 kV |  | 415 V |  | MTM | 1000.00 kVA | 1993-11-11 |  | 1 | 2
254718006 | TNB | DISTRIBUTION | CHERAS | Existing | BCRS/PCE/J00321/MATX1 | 300010295 | TX1-B01597 | DUA SAMA |  | 2 | RYB |  |  | 11 kV |  | 415 V |  | MTM | 750.00 kVA | 1992-11-11 |  | 1 | 1
254718008 | TNB | DISTRIBUTION | CHERAS | Existing | BCRS/PCE/J00320/MATX1 | 300010291 | TX1-B01594 | UNITED CASTING SB |  | 1 | RYB |  |  | 11 kV |  | 415 V |  | MTM | 1000.00 kVA | 2011-11-01 |  | 1 | 1
254718106 | TNB | DISTRIBUTION | CHERAS | Existing | BCRS/PCE/J00319/MATX1 | 300277722 | TX1-B01591 | SUPERIOR PRODUCT INC SB |  | 2 | RYB |  |  | 11 kV |  | 415 V |  | MTM | 1000.00 kVA | 2012-11-01 |  | 1 | 2
254718108 | TNB | DISTRIBUTION | CHERAS | Existing | BCRS/PCE/J00333/MATX1 | 300010337 | TX1-B01381 | RAKAN BERSATU NO 2 |  | 7 | RYB |  |  | 11 kV |  | 415 V |  | MTM | 1000.00 kVA | 1993-11-01 |  | 1 | 7
254718110 | TNB | DISTRIBUTION | CHERAS | Existing | BCRS/PCE/J00333/MATX3 | 300010339 | TX3-B05521 | RAKAN BERSATU NO 2 |  | 14 | RYB |  |  | 11 kV |  | 415 V |  | MTM | 1000.00 kVA | 1993-11-01 |  | 1 | 15
254718112 | TNB | DISTRIBUTION | CHERAS | Existing | BCRS/PCE/J00134/MATX2 | 300005198 | TX2-B01701 | BTHO NO 4 |  | 149 | RYB |  |  | 11 kV |  | 415 V |  | MTM | 750.00 kVA | 2000-11-01 |  | 1 | 150
254718114 | TNB | DISTRIBUTION | CHERAS | Existing | BCRS/PCE/J00134/MATX1 | 300005197 | TX1-B01700 | BTHO NO 4 |  | 189 | RYB |  |  | 11 kV |  | 415 V |  | MTM | 750.00 kVA | 2000-11-01 |  | 1 | 190
254718116 | TNB | DISTRIBUTION | CHERAS | Existing | BCRS/PCE/J00135/MATX2 | 300005208 | TX2-B01705 | BTHO NO 5 |  | 24 | RYB |  |  | 11 kV |  | 415 V |  | MTM | 1000.00 kVA | 2000-11-01 |  | 1 | 23
254718118 | TNB | DISTRIBUTION | CHERAS | Existing | BCRS/PCE/J00170/MATX1 | 300005421 | TX1-B01683 | BTHO NO 8 |  | 145 | RYB |  |  | 11 kV |  | 415 V |  | MTM | 1000.00 kVA | 1999-11-01 |  | 1 | 146
254718120 | TNB | DISTRIBUTION | CHERAS | Existing | BCRS/PCE/J00174/MATX1 | 300005461 | TX1-B01695 | BTHO NO 13 |  | 142 | RYB |  |  | 11 kV |  | 415 V |  | MTM | 1000.00 kVA | 1998-11-11 |  | 1 | 142
254718122 | TNB | DISTRIBUTION | CHERAS | Existing | BCRS/PCE/J00174/MATX2 | 300005462 | TX2-B05528 | BTHO NO 13 |  | 59 | RYB |  |  | 11 kV |  | 415 V |  | MTM | 1000.00 kVA | 1998-11-11 |  | 1 | 59
254718124 | TNB | DISTRIBUTION | CHERAS | Existing | BCRS/PCE/J00331/MATX1 | 300277730 | TX1-B01375 | RAKAN BERSATU NO 3 |  | 7 | RYB |  |  | 11 kV |  | 415 V |  | MTM | 1000.00 kVA | 1994-11-01 |  | 1 | 7
254718126 | TNB | DISTRIBUTION | CHERAS | Existing | BCRS/PCE/J00331/MATX2 | 300277731 | TX2-B05489 | RAKAN BERSATU NO 3 |  | 5 | RYB |  |  | 11 kV |  | 415 V |  | MTM | 1000.00 kVA | 1994-11-11 |  | 1 | 5
254718128 | TNB | DISTRIBUTION | CHERAS | Existing | BCRS/PCE/J00181/MATX1 | 300005509 | TX1-B05325 | BTHO NO 15 |  | 114 | RYB |  |  | 11 kV |  | 415 V |  | MTM | 1000.00 kVA | 2000-11-01 |  | 1 | 98
254718130 | TNB | DISTRIBUTION | CHERAS | Existing | BCRS/PCE/J00181/MATX2 | 300005510 | TX2-B05326 | BTHO NO 15 |  | 163 | RYB |  |  | 11 kV |  | 415 V |  | MTM | 1000.00 kVA | 2000-11-01 |  | 1 | 144
254718132 | TNB | DISTRIBUTION | CHERAS | Existing | BCRS/PCE/J00033/MATX1 | 300267729 | TX1-B01795 | TMN SRI RAYA (KAUSAR) |  | 354 | RYB |  |  | 11 kV |  | 415 V |  | MTM | 750.00 kVA | 1993-11-11 |  | 1 | 372
254718134 | TNB | DISTRIBUTION | CHERAS | Existing | BCRS/PCE/J00005/MATX1 | 300430751 | TX1-B04716 | ASAS EKUITI S/B |  | 3 | RYB |  |  | 11 kV |  | 415 V |  | MTM | 1000.00 kVA | 2000-07-11 |  | 1 | 3
254718136 | TNB | DISTRIBUTION | CHERAS | Existing | BCRS/PCE/J00608/MATXF1 | 300269208 | TX1-B07620 | BELIMBING HEIGHTS NO 2 |  | 246 | RYB |  |  | 11 kV |  | 415 V |  | EWT | 1000.00 kVA | 2004-11-01 |  | 1 | 3
254718238 | TNB | DISTRIBUTION | CHERAS | Existing | BCRS/PCE/J00608/MATXF2 | 300269209 | TX2-B07621 | BELIMBING HEIGHTS NO 2 |  | 158 | RYB |  |  | 11 kV |  | 415 V |  | EWT | 1000.00 kVA | 2004-11-01 |  | 1 | 2
254718240 | TNB | DISTRIBUTION | CHERAS | Existing | BCRS/PCE/J00416/MATX2 | 300011251 | TX2-B02745 | BERKAT HASIL NO 9 |  | 13 | RYB |  |  | 11 kV |  | 415 V |  | MTM | 1000.00 kVA | 1991-11-11 |  | 1 | 14
254718242 | TNB | DISTRIBUTION | CHERAS | Existing | BCRS/PCE/J00416/MATX1 | 300011250 | TX1-B02744 | BERKAT HASIL NO 9 |  | 26 | RYB |  |  | 11 kV |  | 415 V |  | MTM | 750.00 kVA | 1994-11-11 |  | 1 | 26
254718244 | TNB | DISTRIBUTION | CHERAS | Existing | BCRS/PCE/J00411/MATX1 | 300011187 | TX1-B02702 | BERKAT HASIL NO 5 |  | 31 | RYB |  |  | 11 kV |  | 415 V |  | MTM | 1000.00 kVA | 18/07/1998 |  | 1 | 30
254718246 | TNB | DISTRIBUTION | CHERAS | Existing | BCRS/PCE/J00411/MATX2 | 300011188 | TX2-B02703 | BERKAT HASIL NO 5 |  | 29 | RYB |  |  | 11 kV |  | 415 V |  | MTM | 1000.00 kVA | 18/07/1998 |  | 1 | 31
254718248 | TNB | DISTRIBUTION | CHERAS | Existing | BCRS/PCE/J00555/MATXF1 | 300268007 | TX1-B02104 | TMN ALAM JAYA NO 3 |  | 545 | RYB |  |  | 11 kV |  | 415 V |  | MTM | 1000.00 kVA | 18/07/1998 |  | 1 | 327
254718252 | TNB | DISTRIBUTION | CHERAS | Existing | BCRS/PCE/J00149/MATX2 | 300005295 | TX2-B05460 | TMN EMAS CHERAS |  | 174 | RYB |  |  | 11 kV |  | 415 V |  | EWT | 1000.00 kVA | 1997-11-01 |  | 1 | 29
254718254 | TNB | DISTRIBUTION | CHERAS | Existing | BCRS/PCE/J00395/MATX1 | 300011088 | TX1-B01934 | HON SHING COMPACT |  | 4 | RYB |  |  | 11 kV |  | 415 V |  | MTM | 1000.00 kVA | 1995-11-01 |  | 1 | 4
254718256 | TNB | DISTRIBUTION | CHERAS | Existing | BCRS/PCE/J00421/MATX1 | 300011300 | TX1-B02725 | BERKAT HASIL NO 14 |  | 17 | RYB |  |  | 11 kV |  | 415 V |  | MTM | 1000.00 kVA | 1997-11-11 |  | 1 | 17
254718258 | TNB | DISTRIBUTION | CHERAS | Existing | BCRS/PCE/J00418/MATX2 | 300011271 | TX2-B02737 | BERKAT HASIL NO 11 |  | 27 | RYB |  |  | 11 kV |  | 415 V |  | EWT | 1000.00 kVA | 1995-11-11 |  | 1 | 27
254718260 | TNB | DISTRIBUTION | CHERAS | Existing | BCRS/PCE/J00501/MATX2 | 300266740 | TX2-B07135 | JEMCO MARKETING |  | 1 | RYB |  |  | 11 kV |  | 415 V |  | MTM | 1000.00 kVA | 2002-11-01 |  | 1 | 1
254718262 | TNB | DISTRIBUTION | CHERAS | Existing | BCRS/PCE/J00501/MATX1 | 300266739 | TX1-B07132 | JEMCO MARKETING |  | 1 | RYB |  |  | 11 kV |  | 415 V |  | MTM | 1000.00 kVA | 2002-11-01 |  | 1 | 1
254718264 | TNB | DISTRIBUTION | CHERAS | Existing | BCRS/PCE/J00144/MATX1 | 300005260 | TX1-B02068 | SUNTEX SUPERMARKET |  | 311 | RYB |  |  | 11 kV |  | 415 V |  | MTM | 1000.00 kVA | 1995-11-11 |  | 1 | 260
254718266 | TNB | DISTRIBUTION | CHERAS | Existing | BCRS/PCE/J00823/MATX1 | 300272430 | TX1-B07776 | KONDOMINIUM DESA SAUJANA |  | 10 | RYB |  |  | 11 kV |  | 415 V |  | MTM | 750.00 kVA | 18/07/1998 |  | 1 | 1
254718268 | TNB | DISTRIBUTION | CHERAS | Existing | BCRS/PCE/J00393/MATX1 | 300011076 | TX1-B02880 | BKT BELIMBING NO 3 |  | 315 | RYB |  |  | 11 kV |  | 415 V |  | MTM | 1000.00 kVA | 1993-11-11 |  | 1 | 320
254718366 | TNB | DISTRIBUTION | CHERAS | Existing | BCRS/PCE/J00651/MATX1 | 300270367 | TX1-B09389 | ALEQUIP S/B |  | 1 | RYB |  |  | 11 kV |  | 415 V |  | EWT | 500.00 kVA | 2007-11-01 |  | 1 | 1
254718368 | TNB | DISTRIBUTION | CHERAS | Existing | BCRS/PCE/J00435/MATX1 | 300013537 | TX1-B05988 | APARTMENT JUARA JAYA |  | 129 | RYB |  |  | 11 kV |  | 415 V |  | EWT | 1000.00 kVA | 2002-11-11 |  | 1 | 1
254718370 | TNB | DISTRIBUTION | CHERAS | Existing |  |  | TX1-B01842 | PE LIEW MING SHOE |  | 1 | RYB |  |  | 11 kV |  | 415 V |  | MTM | 1000.00 kVA |  |  | 1 | 1
254718372 | TNB | DISTRIBUTION | CHERAS | Existing | BCRS/PCE/J00373/MATX2 | 300010566 | TX2-B04470 | SENORITA NO 2 |  | 0 | RYB |  |  | 11 kV |  | 415 V |  | MTM | 1000.00 kVA | 2000-11-01 |  | 1 | 0
254718374 | TNB | DISTRIBUTION | CHERAS | Existing | BCRS/PCE/J00139/MATX1 | 300005234 | TX1-B01621 | TMN SRI INDAH |  | 378 | RYB |  |  | 11 kV |  | 415 V |  | MTM | 750.00 kVA | 1993-11-11 |  | 1 | 379
254718376 | TNB | DISTRIBUTION | CHERAS | Existing | BCRS/PCE/J00279/MATX1 | 300277757 | TX1-B02766 | NI SHIN CORP |  | 1 | RYB |  |  | 11 kV |  | 415 V |  | MTM | 1000.00 kVA | 1991-11-01 |  | 1 | 1
254718378 | TNB | DISTRIBUTION | CHERAS | Existing | BCRS/PCE/J00155/MATX1 | 300005322 | TX1-B02098 | TMN MUDUN |  | 242 | RYB |  |  | 11 kV |  | 415 V |  | MTM | 500.00 kVA | 2000-11-01 |  | 1 | 237
254718380 | TNB | DISTRIBUTION | CHERAS | Existing | BCRS/PCE/J00568/MATXF1 | 300268021 | TX1-B07664 | TMN ORKID NO 1 |  | 187 | RYB |  |  | 11 kV |  | 415 V |  | MTM | 1000.00 kVA | 2004-11-01 |  | 1 | 39
254718382 | TNB | DISTRIBUTION | CHERAS | Existing | BCRS/PCE/J00909/MATX1 | 300277522 | TX1-B07671 | TMN ORKID NO 2 |  | 171 | RYB |  |  | 11 kV |  | 415 V |  | MTM | 1000.00 kVA | 18/07/1998 |  | 1 | 37
254718384 | TNB | DISTRIBUTION | CHERAS | Existing | BCRS/PCE/J00028/MATX1 | 300004164 | TX1-B00632 | P/PURI PERMATA CHERAS |  | 75 | RYB |  |  | 11 kV |  | 415 V |  | MTM | 1000.00 kVA | 2001-11-01 |  | 1 | 1
254718386 | TNB | DISTRIBUTION | CHERAS | Existing | BCRS/PCE/J00157/MATX1 | 300005334 | TX1-B08172 | JLN MEGAH 2/2 |  | 108 | RYB |  |  | 11 kV |  | 415 V |  | MTM | 1000.00 kVA | 2005-11-01 |  | 1 | 108
254718388 | TNB | DISTRIBUTION | CHERAS | Existing | BCRS/PCE/J00403/MATX1 | 300276166 | TX1-B01903 | KINMA RUBBER IND SB |  | 4 | RYB |  |  | 11 kV |  | 415 V |  | MTM | 750.00 kVA | 2005-11-01 |  | 1 | 3
254718390 | TNB | DISTRIBUTION | CHERAS | Existing | BCRS/PCE/J00402/MATX1 | 300011130 | TX1-B01912 | FLOORGO |  | 4 | RYB |  |  | 11 kV |  | 415 V |  | MTM | 1000.00 kVA | 1990-11-01 |  | 1 | 4
254718392 | TNB | DISTRIBUTION | CHERAS | Existing | BCRS/PCE/J00407/MATX1 | 300011154 | TX1-B01894 | GENERAL LABEL |  | 0 | RYB |  |  | 11 kV |  | 415 V |  | MTM | 1000.00 kVA | 1991-11-01 |  | 1 | 1
254718394 | TNB | DISTRIBUTION | CHERAS | Existing | BCRS/PCE/J00405/MATX1 | 300011144 | TX1-B01900 | MASTER JAYA |  | 5 | RYB |  |  | 11 kV |  | 415 V |  | MTM | 1000.00 kVA | 18/07/1998 |  | 1 | 5
254718396 | TNB | DISTRIBUTION | CHERAS | Existing | BCRS/PCE/J00182/MATX1 | 300005517 | TX1-B05329 | BTHO NO 16 |  | 152 | RYB |  |  | 11 kV |  | 415 V |  | MTM | 1000.00 kVA | 2000-11-01 |  | 1 | 152
254722430 | TNB | DISTRIBUTION | CHERAS | Existing | BCRS/PCE/J00499/MATFX1 | 300274861 | TX1-B07553 | JALAN KASTURI TMN KASTURI |  | 76 | RYB |  |  | 11 kV |  | 415 V |  | MTM | 1000.00 kVA | 18/12/2003 |  | 1 | 9
254722432 | TNB | DISTRIBUTION | CHERAS | Existing | BCRS/PCE/J00656/MATX1 | 300270372 | TX1-B00914 | DESA SERDANG NO 6 |  | 224 | RYB |  |  | 11 kV |  | 415 V |  | MTM | 1000.00 kVA | 1995-11-11 |  | 1 | 225
254722434 | TNB | DISTRIBUTION | CHERAS | Existing | BCRS/PCE/J00748/MATX1 | 300270854 | TX1-B02862 | TEH SEN HUIA |  | 5 | RYB |  |  | 11 kV |  | 415 V |  | EWT | 1000.00 kVA | 1997-11-11 |  | 1 | 6
254722436 | TNB | DISTRIBUTION | CHERAS | Existing | BCRS/PCE/J00724/MATX1 | 300270824 | TX1-B02808 | LAM KONG SUM |  | 1 | RYB |  |  | 11 kV |  | 415 V |  | MTM | 1000.00 kVA | 1997-11-01 |  | 1 | 3
254722438 | TNB | DISTRIBUTION | CHERAS | Existing | BCRS/PCE/J00655/MATX1 | 300270371 | TX1-B00911 | DESA SERDANG NO 5 |  | 219 | RYB |  |  | 11 kV |  | 415 V |  | MTM | 1000.00 kVA | 1998-11-11 |  | 1 | 221
254722440 | TNB | DISTRIBUTION | CHERAS | Existing | BCRS/PCE/J00654/MATX1 | 300270370 | TX1-B00917 | DESA SERDANG NO 7 |  | 404 | RYB |  |  | 11 kV |  | 415 V |  | MTM | 1000.00 kVA | 2002-11-01 |  | 1 | 114
254722442 | TNB | DISTRIBUTION | CHERAS | Existing | BCRS/PCE/J00588/MATXF1 | 300268045 | TX1-B08086 | TMN PUTRA BUDIMAN 1/2 PHASE 3 |  | 52 | RYB |  |  | 11 kV |  | 415 V |  | EWT | 300.00 kVA | 2004-11-01 |  | 1 | 53
254722476 | TNB | DISTRIBUTION | CHERAS | Existing | BCRS/PCE/J00429/MATX2 | 300277588 | TX2-B06991 | TMN IMPIAN LANGAT |  | 44 | RYB |  |  | 11 kV |  | 415 V |  | MTM | 1000.00 kVA | 18/07/1998 |  | 1 | 45
254722478 | TNB | DISTRIBUTION | CHERAS | Existing | BCRS/PCE/J00058/MATX1 | 300277583 | TX1-B02206 | KG SG MICHU A/T |  | 440 | RYB |  |  | 11 kV |  | 415 V |  | MTM | 300.00 kVA | 1998-11-01 |  | 1 | 458
254722480 | TNB | DISTRIBUTION | CHERAS | Existing | BCRS/PCE/J00066/MATX1 | 300004334 | TX1-B02250 | FAIR VIEW |  | 369 | RYB |  |  | 11 kV |  | 415 V |  | MTM | 750.00 kVA | 2003-11-01 |  | 1 | 396
254722482 | TNB | DISTRIBUTION | CHERAS | Existing | BCRS/PCE/J00738/MATX1 | 300270841 | TX1-B08559 | BONANZA INDUSTRIAL PARK |  | 12 | RYB |  |  | 11 kV |  | 415 V |  | MTM | 500.00 kVA | 18/07/1998 |  | 1 | 11
254722484 | TNB | DISTRIBUTION | CHERAS | Existing | BCRS/PCE/J00741/MATX2 | 300270844 | TX2-B02007 | ELEGANT CAPITAL NO 1 |  | 6 | RYB |  |  | 11 kV |  | 415 V |  | MTM | 1000.00 kVA | 18/07/1998 |  | 1 | 5
254722486 | TNB | DISTRIBUTION | CHERAS | Existing | BCRS/PCE/J00196/MATX1 | 300277643 | TX1-B02403 | TMN RAKAN CHERAS NO 1 |  | 336 | RYB |  |  | 11 kV |  | 415 V |  | MTM | 1000.00 kVA | 1990-11-01 |  | 1 | 337
254722488 | TNB | DISTRIBUTION | CHERAS | Existing | BCRS/PCE/J00197/MATX1 | 300005636 | TX1-B02407 | TMN RAKAN CHERAS NO 2 |  | 292 | RYB |  |  | 11 kV |  | 415 V |  | MTM | 1000.00 kVA | 2005-11-01 |  | 1 | 272
254722490 | TNB | DISTRIBUTION | CHERAS | Existing | BCRS/PCE/J00006/MATX1 | 300003244 | TX1-B05156 | TMN HARMONI INDAH NO 2 |  | 85 | RYB |  |  | 11 kV |  | 415 V |  | MTM | 1000.00 kVA | 2001-11-11 |  | 1 | 7
254722492 | TNB | DISTRIBUTION | CHERAS | Existing | BCRS/PCE/J00006/MATX2 | 300003245 | TX2-B05157 | TMN HARMONI INDAH NO 2 |  | 132 | RYB |  |  | 11 kV |  | 415 V |  | MTM | 1000.00 kVA | 2001-11-11 |  | 1 | 10
254722494 | TNB | DISTRIBUTION | CHERAS | Existing | BCRS/PCE/J00918/MATX1 | 300277358 | TX1-B06281 | LIM KOK YONG |  | 6 | RYB |  |  | 11 kV |  | 415 V |  | LKH | 1000.00 kVA | 2000-11-11 |  | 1 | 7
254722496 | TNB | DISTRIBUTION | CHERAS | Existing | BCRS/PCE/J00235/MATX1 | 300005882 | TX1-B01780 | IPV |  | 26 | RYB |  |  | 11 kV |  | 415 V |  | MTM | 750.00 kVA | 1990-11-01 |  | 1 | 39
254722498 | TNB | DISTRIBUTION | CHERAS | Existing | BCRS/PCE/J00506/MATFX1 | 300266748 | TX1-B09275 | TMN LAGENDA MAS UTAMA |  | 71 | RYB |  |  | 11 kV |  | 415 V |  | MTM | 750.00 kVA | 2005-11-01 |  | 1 | 71
254722500 | TNB | DISTRIBUTION | CHERAS | Existing | BCRS/PCE/J00506/MATFX2 | 300266749 | TX2-B09276 | TMN LAGENDA MAS UTAMA |  | 69 | RYB |  |  | 11 kV |  | 415 V |  | MTM | 750.00 kVA | 2005-11-01 |  | 1 | 70
254722502 | TNB | DISTRIBUTION | CHERAS | Existing | BCRS/PCE/J00562/MATXF1 | 300268014 | TX1-B07533 | TMN DESA BARU COMPACT |  | 117 | RYB |  |  | 11 kV |  | 415 V |  | SGB | 1000.00 kVA | 2003-11-01 |  | 1 | 114
254722504 | TNB | DISTRIBUTION | CHERAS | Existing | BCRS/PCE/J00780/MATX1 | 300271106 | TX1-B08263 | COMPACT PAM MINYAK PROJET GRAN |  | 4 | RYB |  |  | 11 kV |  | 415 V |  | MTM | 300.00 kVA | 18/07/1998 |  | 1 | 4
254722506 | TNB | DISTRIBUTION | CHERAS | Existing | BCRS/PCE/J00783/MATX1 | 300271109 | TX1-B01368 | SETIA KASTURI BUSSINESS PARK |  | 79 | RYB |  |  | 11 kV |  | 415 V |  | EWT | 1000.00 kVA | 18/07/1998 |  | 1 | 26
254722540 | TNB | DISTRIBUTION | CHERAS | Existing | BCRS/PCE/J00131/MATX1 | 300005170 | TX1-B01631 | PEJABAT TAPAK CHERAS PERDANA |  | 205 | RYB |  |  | 11 kV |  | 415 V |  | EWT | 1000.00 kVA | 1998-11-11 |  | 1 | 190
254722544 | TNB | DISTRIBUTION | CHERAS | Existing | BCRS/PCE/J00125/MATX1 | 300005138 | TX1-B01651 | SEK MEN CHERAS PERDANA |  | 0 | RYB |  |  | 11 kV |  | 415 V |  | MTM | 1000.00 kVA | 1997-11-01 | 500 kVA | 1 | 0
254722546 | TNB | DISTRIBUTION | CHERAS | Existing | BCRS/PCE/J00722/MATX1 | 300270822 | TX1-B02814 | MALAYSIAN MEGA GALVANIES |  | 1 | RYB |  |  | 11 kV |  | 415 V |  | MTM | 1000.00 kVA | 1996-11-01 |  | 1 | 2
254722548 | TNB | DISTRIBUTION | CHERAS | Existing | BCRS/PCE/J00720/MATX1 | 300270820 | TX1-B02820 | UNITED COACH BUILDER |  | 5 | RYB |  |  | 11 kV |  | 415 V |  | MTM | 1000.00 kVA | 18/07/1998 |  | 1 | 5
254722550 | TNB | DISTRIBUTION | CHERAS | Existing | BCRS/PCE/J00721/MATX1 | 300270821 | TX1-B02817 | KHOO MOK CHIN |  | 2 | RYB |  |  | 11 kV |  | 415 V |  | MTM | 1000.00 kVA | 1997-11-01 |  | 1 | 2
254722552 | TNB | DISTRIBUTION | CHERAS | Existing | BCRS/PCE/J00728/MATX1 | 300270827 | TX1-B06277 | KAJANG HEIGHT NO 1 |  | 2 | RYB |  |  | 11 kV |  | 415 V |  | MTM | 1000.00 kVA | 18/07/1998 |  | 1 | 3
254722554 | TNB | DISTRIBUTION | CHERAS | Existing | BCRS/PCE/J00597/MATXF2 | 300268083 | TX2-B09453 | NO 4 JLN 11 TMN BALAKONG JAYA |  | 63 | RYB |  |  | 11 kV |  | 415 V |  | MTM | 1000.00 kVA | 2006-11-01 |  | 1 | 30
254722556 | TNB | DISTRIBUTION | CHERAS | Existing | BCRS/PCE/J00629/MATXF1 | 300269235 | TX1-B01982 | TAN KOK KWAH |  | 2 | RYB |  |  | 11 kV |  | 415 V |  | MTM | 1000.00 kVA | 1995-11-11 |  | 1 | 2
254722558 | TNB | DISTRIBUTION | CHERAS | Existing | BCRS/PCE/J00389/MATX1 | 300010700 | TX1-B01494 | SELANGOR PAPERMILL |  | 23 | RYB |  |  | 11 kV |  | 415 V |  | MTM | 1000.00 kVA | 2013-11-01 |  | 1 | 9
254722560 | TNB | DISTRIBUTION | CHERAS | Existing | BCRS/PCE/J00231/MATX1 | 300430754 | TX1-B01361 | TEXT FIBRE (THAM KOK ENG) |  | 104 | RYB |  |  | 11 kV |  | 415 V |  | MTM | 1000.00 kVA | 1995-11-02 |  | 1 | 98
254722604 | TNB | DISTRIBUTION | CHERAS | Existing | BCRS/PCE/J00709/MATX2 | 300270804 | TX2-B07846 | TAMAN SINARAN NO 1 |  | 136 | RYB |  |  | 11 kV |  | 415 V |  | MTM | 750.00 kVA | 2004-11-01 |  | 1 | 74
254722606 | TNB | DISTRIBUTION | CHERAS | Existing | BCRS/PCE/J00709/MATX1 | 300270803 | TX1-B07847 | TAMAN SINARAN NO 1 |  | 155 | RYB |  |  | 11 kV |  | 415 V |  | MTM | 750.00 kVA | 2004-11-01 |  | 1 | 48
254722608 | TNB | DISTRIBUTION | CHERAS | Existing | BCRS/PCE/J00711/MATX2 | 300270808 | TX2-B08110 | INDUSTRI BALAKONG JAYA NO 2 |  | 23 | RYB |  |  | 11 kV |  | 415 V |  | MTM | 1000.00 kVA | 2004-11-01 |  | 1 | 23
254722610 | TNB | DISTRIBUTION | CHERAS | Existing | BCRS/PCE/J00314/MATX2 | 300010270 | TX2-B06548 | SETIA KASTURI NO 2 |  | 53 | RYB |  |  | 11 kV |  | 415 V |  | MTM | 1000.00 kVA | 2002-11-11 |  | 1 | 5
254722612 | TNB | DISTRIBUTION | CHERAS | Existing | BCRS/PCE/J00313/MATX1 | 300010263 | TX1-B06551 | SETIA KASTURI NO 3 |  | 202 | RYB |  |  | 11 kV |  | 415 V |  | MTM | 1000.00 kVA | 2002-11-11 |  | 1 | 15
254722616 | TNB | DISTRIBUTION | CHERAS | Existing | BCRS/PCE/J00822/MATX2 | 300272429 | TX2-B07235 | SG BESI INDAH NO 4 |  | 141 | RYB |  |  | 11 kV |  | 415 V |  | MTM | 1000.00 kVA | 18/07/1998 |  | 1 | 142
254722618 | TNB | DISTRIBUTION | CHERAS | Existing | BCRS/PCE/J00076/MATX1 | 301969064 | TX1-B02285 | BT 18 HULU LANGAT |  | 148 | RYB |  |  | 11 kV |  | 415 V |  | MTM | 1000.00 kVA | 18/06/2016 |  | 1 | 169
254722620 | TNB | DISTRIBUTION | CHERAS | Existing | BCRS/PCE/J00711/MATX1 | 300270807 | TX1-B08109 | INDUSTRI BALAKONG JAYA NO 2 |  | 22 | RYB |  |  | 11 kV |  | 415 V |  | MTM | 1000.00 kVA | 2004-11-01 |  | 1 | 22
254722626 | TNB | DISTRIBUTION | CHERAS | Existing | BCRS/PCE/J00336/MATX2 | 300010361 | TX2-B06096 | KOH LABEL IND (M) SB |  | 2 | RYB |  |  | 11 kV |  | 415 V |  | MTM | 1000.00 kVA | 2000-11-11 |  | 1 | 2
254722628 | TNB | DISTRIBUTION | CHERAS | Existing | BCRS/PCE/J00336/MATX1 | 300010360 | TX1-B06097 | KOH LABEL IND (M) SB |  | 1 | RYB |  |  | 11 kV |  | 415 V |  | MTM | 1000.00 kVA | 2000-11-11 |  | 1 | 1
254722630 | TNB | DISTRIBUTION | CHERAS | Existing | BCRS/PCE/J00077/MATX1 | 300004374 | TX1-B02289 | KUALA PERDIK (OUTDOOR) |  | 291 | RYB |  |  | 11 kV |  | 415 V |  | MTM | 1000.00 kVA | 2000-11-01 |  | 1 | 329
254722632 | TNB | DISTRIBUTION | CHERAS | Existing | BCRS/PCE/J00042/MATX1 | 300004234 | TX1-B04593 | BT 21 PANGSOON PADAT |  | 38 | RYB |  |  | 11 kV |  | 415 V |  | MTM | 500.00 kVA | 2000-11-01 |  | 1 | 43
254722666 | TNB | DISTRIBUTION | CHERAS | Existing | BCRS/PCE/J00012/MATX1 | 300266862 | TX1-B02942 | HUTAN LIPUR SG CONGKAK |  | 46 | RYB |  |  | 11 kV |  | 415 V |  | MTM | 500.00 kVA | 1999-11-01 |  | 1 | 61
254722668 | TNB | DISTRIBUTION | CHERAS | Existing | BCRS/PCE/J00141/MATX2 |  | TX2-B08681 | PE P/PURI SUMMER FIELD |  | 171 | RYB |  |  | 11 kV |  | 415 V |  | MTM | 1000.00 kVA |  |  | 1 | 6
254722670 | TNB | DISTRIBUTION | CHERAS | Existing | BCRS/PCE/J00502/MATX1 | 300266741 | TX1-B07899 | JLN BENDAHARA 4/7 BDR MAHKOTA |  | 129 | RYB |  |  | 11 kV |  | 415 V |  | MTM | 1000.00 kVA | 18/07/1998 |  | 1 | 131
254722672 | TNB | DISTRIBUTION | CHERAS | Existing | BCRS/PCE/J00855/MATX1 | 300277603 | TX1-B03984 | TMN DELIMA NO 1 |  | 575 | RYB |  |  | 11 kV |  | 415 V |  | MTM | 1000.00 kVA | 18/07/1998 |  | 1 | 594
254722674 | TNB | DISTRIBUTION | CHERAS | Existing | BCRS/PCE/J00923/MATX1 | 300277601 | TX1-B03981 | SMKU (SEK UGAMA PERSEKUTUAN) |  | 13 | RYB |  |  | 11 kV |  | 415 V |  | MTM | 1000.00 kVA | 18/07/1998 |  | 1 | 10
254722676 | TNB | DISTRIBUTION | CHERAS | Existing | BCRS/PCE/J00812/MATX1 | 300272412 | TX1-B07910 | JALAN DAYANG 17/8 |  | 160 | RYB |  |  | 11 kV |  | 415 V |  | MTM | 750.00 kVA | 18/07/1998 |  | 1 | 161
254722678 | TNB | DISTRIBUTION | CHERAS | Existing | BCRS/PCE/J00470/MATX1 | 300277426 | TX1-B07103 | JLN INANG BDR MAHKOTA CHERAS |  | 161 | RYB |  |  | 11 kV |  | 415 V |  | MTM | 1000.00 kVA | 2003-11-01 |  | 1 | 162
254722680 | TNB | DISTRIBUTION | CHERAS | Existing | BCRS/PCE/J00858/MATX1 | 300277613 | TX1-B09480 | AISTANA INDUSTRI |  | 1 | RYB |  |  | 11 kV |  | 415 V |  | MTM | 1000.00 kVA | 18/07/1998 |  | 1 | 1
254722682 | TNB | DISTRIBUTION | CHERAS | Existing | BCRS/PCE/J00876/MATX1 | 300277633 | TX1-B08316 | ESSO GRAND SAGA |  | 1 | RYB |  |  | 11 kV |  | 415 V |  | MTM | 1000.00 kVA | 18/07/1998 |  | 1 | 1
254722684 | TNB | DISTRIBUTION | CHERAS | Existing | BCRS/PCE/J00466/MATX | 300277423 | TX1-B08280 | PANGSAPURI MAHKOTA NO 1 |  | 148 | RYB |  |  | 11 kV |  | 415 V |  | MTM | 750.00 kVA | 2005-11-01 |  | 1 | 50
254722686 | TNB | DISTRIBUTION | CHERAS | Existing | BCRS/PCE/J00353/MATX1 | 300010453 | TX1-B01866 | SURUNG (EUROMAS) |  | 1 | RYB |  |  | 11 kV |  | 415 V |  | MTM | 1000.00 kVA | 1996-11-01 |  | 1 | 1
254722688 | TNB | DISTRIBUTION | CHERAS | Existing | BCRS/PCE/J00752/MATX1 | 300271074 | TX1-B06138 | IDEAPOLY S/B |  | 1 | RYB |  |  | 11 kV |  | 415 V |  | MTM | 1000.00 kVA | 2000-11-11 |  | 1 | 1
254722690 | TNB | DISTRIBUTION | CHERAS | Existing | BCRS/PCE/J00510/MATXF1 | 300266754 | TX1-B09399 | JLN PAHLAWAN 2A/3 BDR MAHKOTA |  | 99 | RYB |  |  | 11 kV |  | 415 V |  | EWT | 1000.00 kVA | 2006-11-01 |  | 1 | 94
254722692 | TNB | DISTRIBUTION | CHERAS | Existing | BCRS/PCE/J00591/MATXF1 | 300268049 | TX1-B07876 | NO 1 JLN BALAKONG JAYA 25 |  | 192 | RYB |  |  | 11 kV |  | 415 V |  | EWT | 1000.00 kVA | 18/07/1998 |  | 1 | 8
254722694 | TNB | DISTRIBUTION | CHERAS | Existing | BCRS/PCE/J00747/MATX1 | 300270853 | TX1-B02865 | ASHIBA |  | 6 | RYB |  |  | 11 kV |  | 415 V |  | EWT | 1000.00 kVA | 1997-11-11 |  | 1 | 6
254722696 | TNB | DISTRIBUTION | CHERAS | Existing | BCRS/PCE/J00434/MATX2 | 300013528 | TX2-B05098 | DESA KARUMAS CONDO |  | 111 | RYB |  |  | 11 kV |  | 415 V |  | MTM | 1000.00 kVA | 18/07/1998 |  | 1 | 1
254722732 | TNB | DISTRIBUTION | CHERAS | Existing | BCRS/PCE/J00607/MATXF1 | 300269206 | TX1-B07616 | BELIMBING HEIGHTS NO 1 |  | 0 | RYB |  |  | 11 kV |  | 415 V |  | EWT | 1000.00 kVA | 2004-11-01 |  | 1 | 1
254722734 | TNB | DISTRIBUTION | CHERAS | Existing | BCRS/PCE/J00607/MATXF2 | 300269207 | TX2-B07617 | BELIMBING HEIGHTS NO 1 |  | 0 | RYB |  |  | 11 kV |  | 415 V |  | EWT | 1000.00 kVA | 2004-11-01 |  | 1 | 0
254722736 | TNB | DISTRIBUTION | CHERAS | Existing | BCRS/PCE/J00507/MATFX1 | 300266750 | TX1-B09096 | JLN MAS 3 TMN LAGENDA MAS |  | 89 | RYB |  |  | 11 kV |  | 415 V |  | EWT | 1000.00 kVA | 18/07/1998 |  | 1 | 88
254722738 | TNB | DISTRIBUTION | CHERAS | Existing | BCRS/PCE/J00693/MATX1 | 300270380 | TX1-B01732 | PUSAT KEBUDAYAAN SOKO GOKAI |  | 1 | RYB |  |  | 11 kV |  | 415 V |  | MTM | 1000.00 kVA | 2004-11-11 |  | 1 | 2
254722740 | TNB | DISTRIBUTION | CHERAS | Existing | BCRS/PCE/J00848/MATX1 | 300272458 | TX1-B03999 | KIAN ANN KEE (BYPASS AND DISMA |  | 24 | RYB |  |  | 11 kV |  | 415 V |  | MTM | 1000.00 kVA | 18/07/1998 |  | 1 | 34
254722742 | TNB | DISTRIBUTION | CHERAS | Existing | BCRS/PCE/J00234/MATX1 | 300005878 | TX1-B01783 | RMH ORANG-ORANG TUA |  | 30 | RYB |  |  | 11 kV |  | 415 V |  | MTM | 1000.00 kVA | 2006-11-01 |  | 1 | 16
254722744 | TNB | DISTRIBUTION | CHERAS | Existing | BCRS/PCE/J00577/MATXF2 | 300268034 | TX2-B05516 | WETEX |  | 2 | RYB |  |  | 11 kV |  | 415 V |  | EWT | 1000.00 kVA | 1980-01-01 |  | 1 | 2
254722748 | TNB | DISTRIBUTION | CHERAS | Existing | BCRS/PCE/J01013/MATX1 | 300293655 | TX1-B11474 | TMN BUKIT SURIA NO 3 |  | 5 | RYB |  |  | 11 kV |  | 415 V |  | EWT | 1000.00 kVA | 14/07/2011 |  | 1 | 7
254722750 | TNB | DISTRIBUTION | CHERAS | Existing | BCRS/PCE/J00233/MATX1 | 300005874 | TX1-B01786 | TAN SENG HUAT |  | 1 | RYB |  |  | 11 kV |  | 415 V |  | MTM | 1000.00 kVA | 1992-11-11 |  | 1 | 1
254722754 | TNB | DISTRIBUTION | CHERAS | Existing | BCRS/PCE/J00598/MATXF1 | 300268084 | TX1-B07010 | COMPACT PETRONAS |  | 3 | RYB |  |  | 11 kV |  | 415 V |  | MTM | 500.00 kVA | 2003-11-11 |  | 1 | 2
254722756 | TNB | DISTRIBUTION | CHERAS | Existing | BCRS/PCE/J00160/MATX1 | 300005352 | TX1-B02052 | TMN CHERAS MAS NO 1 |  | 354 | RYB |  |  | 11 kV |  | 415 V |  | MTM | 1000.00 kVA | 1994-11-11 |  | 1 | 38
254722758 | TNB | DISTRIBUTION | CHERAS | Existing | BCRS/PCE/J00427/MATX1 | 300277555 | TX1-B07738 | TMN SEGAR PERDANA NO 3 |  | 63 | RYB |  |  | 11 kV |  | 415 V |  | SGB | 750.00 kVA | 2004-11-11 |  | 1 | 63
254722760 | TNB | DISTRIBUTION | CHERAS | Existing | BCRS/PCE/J00427/MATX2 | 300277556 | TX2-B07739 | TMN SEGAR PERDANA NO 3 |  | 47 | RYB |  |  | 11 kV |  | 415 V |  | SGB | 750.00 kVA | 2004-11-11 |  | 1 | 48
254722762 | TNB | DISTRIBUTION | CHERAS | Existing | BCRS/PCE/J00483/MATX | 300277699 | TX1-B08977 | ADMIRAL PARK |  | 69 | RYB |  |  | 11 kV |  | 415 V |  | MTM | 1000.00 kVA | 18/07/1998 |  | 1 | 69
254722764 | TNB | DISTRIBUTION | CHERAS | Existing | BCRS/PCE/J00449/MATX | 300269698 | TX1-B08696 | EMERALD POINT A |  | 160 | RYB |  |  | 11 kV |  | 415 V |  | MTM | 1000.00 kVA | 2005-11-01 |  | 1 | 1
254722766 | TNB | DISTRIBUTION | CHERAS | Existing | BCRS/PCE/J00447/MATX | 300269690 | TX1-B08702 | EMERALD POINT C |  | 159 | RYB |  |  | 11 kV |  | 415 V |  | MTM | 1000.00 kVA | 2005-11-01 |  | 1 | 1
254722768 | TNB | DISTRIBUTION | CHERAS | Existing | BCRS/PCE/J00161/MATX1 | 300005362 | TX1-B02049 | TMN CHERAS MAS NO 2 |  | 56 | RYB |  |  | 11 kV |  | 415 V |  | MTM | 1000.00 kVA | 1996-11-11 |  | 1 | 58
254722770 | TNB | DISTRIBUTION | CHERAS | Existing | BCRS/PCE/J00686/MATX1 | 300270635 | TX1-B01442 | TMN IMPIAN EHSAN NO 2 |  | 825 | RYB |  |  | 11 kV |  | 415 V |  | MTM | 1000.00 kVA | 18/07/1998 |  | 1 | 416
254722772 | TNB | DISTRIBUTION | CHERAS | Existing | BCRS/PCE/J00686/MATX2 | 300270636 | TX2-B05533 | TMN IMPIAN EHSAN NO 2 |  | 400 | RYB |  |  | 11 kV |  | 415 V |  | MTM | 1000.00 kVA | 18/07/1998 |  | 1 | 20
254722774 | TNB | DISTRIBUTION | CHERAS | Existing | BCRS/PCE/J00685/MATX1 | 300270633 | TX1-B06842 | RMH PANGSA KOS RENDAH NO 1 IMP |  | 235 | RYB |  |  | 11 kV |  | 415 V |  | MTM | 1000.00 kVA | 18/07/1998 |  | 1 | 7
254722776 | TNB | DISTRIBUTION | CHERAS | Existing | BCRS/PCE/J00685/MATX2 | 300270634 | TX2-B06843 | RMH PANGSA KOS RENDAH NO 1 IMP |  | 321 | RYB |  |  | 11 kV |  | 415 V |  | MTM | 1000.00 kVA | 18/07/1998 |  | 1 | 9
254722778 | TNB | DISTRIBUTION | CHERAS | Existing | BCRS/PCE/J00707/MATX2 | 300270801 | TX2-B02956 | NO 1, TMN SETIA BALAKONG |  | 116 | RYB |  |  | 11 kV |  | 415 V |  | MTM | 1000.00 kVA | 2000-11-01 |  | 1 | 2
254722780 | TNB | DISTRIBUTION | CHERAS | Existing | BCRS/PCE/J00706/MATX1 | 300270799 | TX1-B02959 | NO 2 TAMAN SETIA BALAKONG |  | 432 | RYB |  |  | 11 kV |  | 415 V |  | MTM | 1000.00 kVA | 2000-11-01 |  | 1 | 5
254722782 | TNB | DISTRIBUTION | CHERAS | Existing | BCRS/PCE/J00743/MATX1 | 300270847 | TX1-B02759 | SG BESI INDAH NO 6 |  | 172 | RYB |  |  | 11 kV |  | 415 V |  | MTM | 1000.00 kVA | 18/07/1998 |  | 1 | 173
254722784 | TNB | DISTRIBUTION | CHERAS | Existing | BCRS/PCE/J00140/MATX1 | 300005244 | TX1-B06394 | SG BESI INDAH NO 6A |  | 36 | RYB |  |  | 11 kV |  | 415 V |  | MTM | 1000.00 kVA | 1990-11-01 |  | 1 | 12
254722786 | TNB | DISTRIBUTION | CHERAS | Existing | BCRS/PCE/J00140/MATX2 | 300287930 | TX2-B06395 | SG BESI INDAH NO 6A |  | 63 | RYB |  |  | 11 kV |  | 415 V |  | MTM | 1000.00 kVA | 1990-11-01 |  | 1 | 21
254722788 | TNB | DISTRIBUTION | CHERAS | Existing | BCRS/PCE/J00770/MATX2 | 300271098 | TX2-B04216 | 3V HOLDING |  | 2 | RYB |  |  | 11 kV |  | 415 V |  | MTM | 1000.00 kVA | 2001-11-01 |  | 1 | 1
254722790 | TNB | DISTRIBUTION | CHERAS | Existing | BCRS/PCE/J00013/MATXF1 | 300266870 | TX1-B07060 | TMN SG LONG MAKMUR |  | 33 | RYB |  |  | 11 kV |  | 415 V |  | MTM | 1000.00 kVA | 2003-11-01 |  | 1 | 33
254722792 | TNB | DISTRIBUTION | CHERAS | Existing | BCRS/PCE/J00548/MATXF1 | 300266925 | TX1-B04877 | SG BESI INDAH NO 9A COMPACT |  | 69 | RYB |  |  | 11 kV |  | 415 V |  | SGB | 1000.00 kVA | 2000-11-11 |  | 1 | 33
254722794 | TNB | DISTRIBUTION | CHERAS | Existing | BCRS/PCE/J00828/MATX2 | 300272439 | TX2-B05543 | PANGSAPURI SRI JASA |  | 208 | RYB |  |  | 11 kV |  | 415 V |  | MTM | 1000.00 kVA | 1996-11-11 |  | 1 | 12
254722796 | TNB | DISTRIBUTION | CHERAS | Existing | BCRS/PCE/J00826/MATX1 | 300272435 | TX1-B05736 | SG BESI INDAH NO 8 |  | 147 | RYB |  |  | 11 kV |  | 415 V |  | EWT | 500.00 kVA | 2011-11-11 |  | 1 | 5
254722798 | TNB | DISTRIBUTION | CHERAS | Existing | BCRS/PCE/J00123/MATX2 | 300005122 | TX2-B01658 | TMN CHERAS PERDANA NO 2 |  | 111 | RYB |  |  | 11 kV |  | 415 V |  | MTM | 750.00 kVA | 1993-11-01 |  | 1 | 112
254722800 | TNB | DISTRIBUTION | CHERAS | Existing | BCRS/PCE/J00123/MATX1 | 300005121 | TX1-B01657 | TMN CHERAS PERDANA NO 2 |  | 145 | RYB |  |  | 11 kV |  | 415 V |  | MTM | 750.00 kVA | 1993-11-01 |  | 1 | 124
254722802 | TNB | DISTRIBUTION | CHERAS | Existing | BCRS/PCE/J00269/MATX1 | 300007208 | TX1-B08074 | JLN MESRA NIAGA |  | 23 | RYB |  |  | 11 kV |  | 415 V |  | MTM | 1000.00 kVA | 2004-11-01 |  | 1 | 9
254722804 | TNB | DISTRIBUTION | CHERAS | Existing | BCRS/PCE/J00014/MATX1 | 300004100 | TX1-B03955 | LEBUHRAYA CHERAS NO 1 |  | 147 | RYB |  |  | 11 kV |  | 415 V |  | MTM | 1000.00 kVA | 1997-11-01 |  | 1 | 151
254722806 | TNB | DISTRIBUTION | CHERAS | Existing | BCRS/PCE/J00434/MATX1 | 300013527 | TX1-B05097 | DESA KARUMAS CONDO |  | 169 | RYB |  |  | 11 kV |  | 415 V |  | MTM | 1000.00 kVA | 18/07/1998 |  | 1 | 2
254722808 | TNB | DISTRIBUTION | CHERAS | Existing | BCRS/PCE/J00776/MATX1 | 300271101 | TX1-B06950 | BKT ANGKAT NO 2 |  | 2 | RYB |  |  | 11 kV |  | 415 V |  | MTM | 750.00 kVA | 18/07/1998 |  | 1 | 3
254722810 | TNB | DISTRIBUTION | CHERAS | Existing | BCRS/PCE/J00717/MATX1 | 300270818 | TX1-B01972 | QUILL CONSTRUCTION |  | 1 | RYB |  |  | 11 kV |  | 415 V |  | MTM | 1000.00 kVA | 18/07/1998 |  | 1 | 1
254722812 | TNB | DISTRIBUTION | CHERAS | Existing | BCRS/PCE/J00632/MATXF2 | 300269361 | TX2-B01992 | LFIP NO 5 |  | 4 | RYB |  |  | 11 kV |  | 415 V |  | MTM | 1000.00 kVA | 1994-11-11 |  | 1 | 6
254722814 | TNB | DISTRIBUTION | CHERAS | Existing | BCRS/PCE/J00677/MATX2 | 300270623 | TX2-B06377 | DESA KARUNMAS NO 4 |  | 26 | RYB |  |  | 11 kV |  | 415 V |  | MTM | 1000.00 kVA | 2000-11-01 |  | 1 | 20
254722816 | TNB | DISTRIBUTION | CHERAS | Existing | BCRS/PCE/J00677/MATX1 | 300270622 | TX1-B06448 | DESA KARUNMAS NO 4 |  | 73 | RYB |  |  | 11 kV |  | 415 V |  | MTM | 1000.00 kVA | 2000-11-01 |  | 1 | 79
254722818 | TNB | DISTRIBUTION | CHERAS | Existing | BCRS/PCE/J00457/MATX | 300277753 | TX1-B08481 | RUMAH PANGSA TMN DESA KARUMAS |  | 98 | RYB |  |  | 11 kV |  | 415 V |  | MTM | 1000.00 kVA | 18/07/1998 |  | 1 | 3
254722820 | TNB | DISTRIBUTION | CHERAS | Existing | BCRS/PCE/J00675/MATX1 | 300270619 | TX1-B04590 | DESA KARUNMAS NO 2 |  | 0 | RYB |  |  | 11 kV |  | 415 V |  | MTM | 1000.00 kVA | 2000-11-01 |  | 1 | 0
254722822 | TNB | DISTRIBUTION | CHERAS | Existing | BCRS/PCE/J00676/MATX1 | 300270621 | TX1-B04586 | DESA KARUNMAS NO 1 |  | 219 | RYB |  |  | 11 kV |  | 415 V |  | MTM | 1000.00 kVA | 2000-11-01 |  | 1 | 214
254722824 | TNB | DISTRIBUTION | CHERAS | Existing | BCRS/PCE/J00452/MATX | 300270034 | TX1-B08610 | JLN PAHLAWAN 1/3 |  | 115 | RYB |  |  | 11 kV |  | 415 V |  | MTM | 1000.00 kVA | 2005-11-01 |  | 1 | 115
254722826 | TNB | DISTRIBUTION | CHERAS | Existing | BCRS/PCE/J00268/MATX1 | 300277707 | TX1-B06691 | RUMAH PAM BDR MAHKOTA CHERAS |  | 1 | RYB |  |  | 11 kV |  | 415 V |  | MTM | 1000.00 kVA | 2002-11-01 |  | 1 | 1
254722828 | TNB | DISTRIBUTION | CHERAS | Existing |  |  | TX2-B06768 | PE BANDAR MAHKOTA CHERAS NO 19 |  | 44 | RYB |  |  | 11 kV |  | 415 V |  | MTM | 1000.00 kVA |  |  | 1 | 44
254722868 | TNB | DISTRIBUTION | CHERAS | Existing | BCRS/PCE/J00161/MATX2 | 300005363 | TX2-B05468 | TMN CHERAS MAS NO 2 |  | 123 | RYB |  |  | 11 kV |  | 415 V |  | MTM | 1000.00 kVA | 1996-11-11 |  | 1 | 122
254722870 | TNB | DISTRIBUTION | CHERAS | Existing | BCRS/PCE/J00238/MATX1 | 300005901 | TX1-B01750 | TMN KOTA CHERAS NO 1 |  | 431 | RYB |  |  | 11 kV |  | 415 V |  | MTM | 500.00 kVA | 1991-11-01 |  | 1 | 159
254722872 | TNB | DISTRIBUTION | CHERAS | Existing | BCRS/PCE/J00202/MATX1 | 300005671 | TX1-B02423 | TMN KOPERASI CUEPAC NO 1 BT 12 |  | 193 | RYB |  |  | 11 kV |  | 415 V |  | MTM | 750.00 kVA | 1990-11-11 |  | 1 | 201
254722874 | TNB | DISTRIBUTION | CHERAS | Existing | BCRS/PCE/J00202/MATX2 | 300346211 | TX2-B05503 | TMN KOPERASI CUEPAC NO 1 BT 12 |  | 245 | RYB |  |  | 11 kV |  | 415 V |  | MTM | 750.00 kVA | 2005-11-11 |  | 1 | 143
254722876 | TNB | DISTRIBUTION | CHERAS | Existing | BCRS/PCE/J00201/MATX1 | 300005661 | TX1-B02419 | TMN KOPERASI CUEPAC NO 2 |  | 146 | RYB |  |  | 11 kV |  | 415 V |  | MTM | 1000.00 kVA | 1999-11-01 |  | 1 | 75
254722878 | TNB | DISTRIBUTION | CHERAS | Existing | BCRS/PCE/J00201/MATX2 | 300005662 | TX2-B02420 | TMN KOPERASI CUEPAC NO 2 |  | 230 | RYB |  |  | 11 kV |  | 415 V |  | MTM | 1000.00 kVA | 1999-11-01 |  | 1 | 178
254722880 | TNB | DISTRIBUTION | CHERAS | Existing | BCRS/PCE/J00200/MATX1 | 300005651 | TX1-B02415 | TMN KOPERASI CUEPACS NO 3 |  | 201 | RYB |  |  | 11 kV |  | 415 V |  | MTM | 1000.00 kVA | 1996-11-01 |  | 1 | 4
254722882 | TNB | DISTRIBUTION | CHERAS | Existing | BCRS/PCE/J00200/MATX2 | 300005652 | TX2-B02416 | TMN KOPERASI CUEPACS NO 3 |  | 209 | RYB |  |  | 11 kV |  | 415 V |  | MTM | 1000.00 kVA | 1996-11-01 |  | 1 | 3
254722886 | TNB | DISTRIBUTION | CHERAS | Existing | BCRS/PCE/J00229/MATX2 | 300005849 | TX2-B06615 | GREEN ACRE PARK NO 2 |  | 173 | RYB |  |  | 11 kV |  | 415 V |  | MTM | 1000.00 kVA | 2002-11-01 |  | 1 | 2
254722888 | TNB | DISTRIBUTION | CHERAS | Existing | BCRS/PCE/J00228/MATX1 | 300005838 | TX1-B05394 | GARDEN PARK SG LONG NO 3 |  | 225 | RYB |  |  | 11 kV |  | 415 V |  | LKH | 1000.00 kVA | 2001-11-01 |  | 1 | 2
254722890 | TNB | DISTRIBUTION | CHERAS | Existing | BCRS/PCE/J00744/MATX2 | 300270850 | TX2-B02756 | SG BESI INDAH NO 7 |  | 300 | RYB |  |  | 11 kV |  | 415 V |  | MTM | 1000.00 kVA | 18/07/1998 |  | 1 | 12
254722892 | TNB | DISTRIBUTION | CHERAS | Existing | BCRS/PCE/J00744/MATX1 | 300270849 | TX1-B02755 | SG BESI INDAH NO 7 |  | 78 | RYB |  |  | 11 kV |  | 415 V |  | MTM | 1000.00 kVA | 18/07/1998 |  | 1 | 28
254722894 | TNB | DISTRIBUTION | CHERAS | Existing | BCRS/PCE/J00756/MATX1 | 300271078 | TX1-B06986 | SOUTHERN LAKE NO 4 |  | 11 | RYB |  |  | 11 kV |  | 415 V |  | MTM | 1000.00 kVA | 18/07/1998 |  | 1 | 14
254722896 | TNB | DISTRIBUTION | CHERAS | Existing | BCRS/PCE/J00758/MATX2 | 300271082 | TX2-B08296 | SOUTHERN LAKE NO 3 |  | 25 | RYB |  |  | 11 kV |  | 415 V |  | MTM | 1000.00 kVA | 18/07/1998 |  | 1 | 25
254722898 | TNB | DISTRIBUTION | CHERAS | Existing | BCRS/PCE/J00760/MATX2 | 300271086 | TX2-B05519 | SG BESI INDAH NO 5 |  | 10 | RYB |  |  | 11 kV |  | 415 V |  | MTM | 1000.00 kVA | 18/07/1998 |  | 1 | 6
254722900 | TNB | DISTRIBUTION | CHERAS | Existing | BCRS/PCE/J00760/MATX1 | 300271085 | TX1-B02657 | SG BESI INDAH NO 5 |  | 108 | RYB |  |  | 11 kV |  | 415 V |  | MTM | 1000.00 kVA | 18/07/1998 |  | 1 | 31
254722902 | TNB | DISTRIBUTION | CHERAS | Existing | BCRS/PCE/J00759/MATX2 | 300271084 | TX2-B02654 | SG BESI INDAH NO 5A |  | 47 | RYB |  |  | 11 kV |  | 415 V |  | MTM | 1000.00 kVA | 18/07/1998 |  | 1 | 16
254722904 | TNB | DISTRIBUTION | CHERAS | Existing | BCRS/PCE/J00759/MATX1 | 300271083 | TX1-B05717 | SG BESI INDAH NO 5A |  | 70 | RYB |  |  | 11 kV |  | 415 V |  | MTM | 1000.00 kVA | 18/07/1998 |  | 1 | 27
254722906 | TNB | DISTRIBUTION | CHERAS | Existing | BCRS/PCE/J00325/MATX1 | 300009994 | TX1-B06180 | SG BESI INDAH NO 3 |  | 153 | RYB |  |  | 11 kV |  | 415 V |  | MTM | 1000.00 kVA | 2000-11-01 | 1333.000 A | 1 | 121
254722908 | TNB | DISTRIBUTION | CHERAS | Existing | BCRS/PCE/J00325/MATX2 |  | TX2-B06181 | PE TMN SG.BESI INDAH NO 3 |  | 65 | RYB |  |  | 11 kV |  | 415 V |  | MTM | 1000.00 kVA |  |  | 1 | 23
254722910 | TNB | DISTRIBUTION | CHERAS | Existing | BCRS/PCE/J00625/MATXF1 | 300269229 | TX1-B02926 | TMN SERI JASA FASA 1 |  | 200 | RYB |  |  | 11 kV |  | 415 V |  | MTM | 750.00 kVA | 1991-11-01 |  | 1 | 153
254722952 | TNB | DISTRIBUTION | CHERAS | Existing | BCRS/PCE/J00239/MATX1 | 300005907 | TX1-B01747 | TMN KOTA CHERAS NO 2 |  | 562 | RYB |  |  | 11 kV |  | 415 V |  | MTM | 1000.00 kVA | 1997-11-01 |  | 1 | 566
254722958 | TNB | DISTRIBUTION | CHERAS | Existing | BCRS/PCE/J00031/MATX1 | 300004172 | TX1-B02033 | TOL PLAZA HULU LANGAT |  | 6 | RYB |  |  | 11 kV |  | 415 V |  | MTM | 500.00 kVA | 1998-11-11 |  | 1 | 6
254722962 | TNB | DISTRIBUTION | CHERAS | Existing | BCRS/PCE/J00444/MATX | 300269676 | TX1-B08744 | TAMAN SEGAR PERDANA NO 10 |  | 133 | RYB |  |  | 11 kV |  | 415 V |  | MTM | 1000.00 kVA | 2005-11-01 |  | 1 | 134
254722964 | TNB | DISTRIBUTION | CHERAS | Existing | BCRS/PCE/J00432/MATX2 | 300013447 | TX2-B06915 | TMN LAGENDA MAS NO 2 |  | 251 | RYB |  |  | 11 kV |  | 415 V |  | MTM | 1000.00 kVA | 2002-11-01 |  | 1 | 249
254722966 | TNB | DISTRIBUTION | CHERAS | Existing | BCRS/PCE/J00432/MATX1 | 300013446 | TX1-B06914 | TMN LAGENDA MAS NO 2 |  | 184 | RYB |  |  | 11 kV |  | 415 V |  | MTM | 1000.00 kVA | 2002-11-01 |  | 1 | 184
254722968 | TNB | DISTRIBUTION | CHERAS | Existing | BCRS/PCE/J00037/MATX1 | 300004196 | TX1-B01765 | TMN MEGAH NO 1 |  | 362 | RYB |  |  | 11 kV |  | 415 V |  | MTM | 1000.00 kVA | 1985-11-01 |  | 1 | 137
254722970 | TNB | DISTRIBUTION | CHERAS | Existing | BCRS/PCE/J00168/MATX2 | 300005414 | TX2-B06555 | TMN MINANG RIA |  | 278 | RYB |  |  | 11 kV |  | 415 V |  | MTM | 1000.00 kVA | 2002-11-01 |  | 1 | 1
254722980 | TNB | DISTRIBUTION | CHERAS | Existing | BCRS/PCE/J00227/MATX2 | 300005829 | TX2-B05391 | GARDEN PARK SG LONG NO 2 |  | 0 | RYB |  |  | 11 kV |  | 415 V |  | MTM | 1000.00 kVA | 2001-11-01 |  | 1 | 0
254722982 | TNB | DISTRIBUTION | CHERAS | Existing | BCRS/PCE/J00228/MATX2 | 300005839 | TX2-B05395 | GARDEN PARK SG LONG NO 3 |  | 0 | RYB |  |  | 11 kV |  | 415 V |  | LKH | 1000.00 kVA | 2001-11-01 |  | 1 | 0
254723302 | TNB | DISTRIBUTION | CHERAS | Existing | BCRS/PCE/J00628/MATXF1 | 300269233 | TX1-B01978 | LFIP NO 7 |  | 14 | RYB |  |  | 11 kV |  | 415 V |  | MTM | 1000.00 kVA | 1995-11-11 |  | 1 | 13
254723400 | TNB | DISTRIBUTION | CHERAS | Existing | BCRS/PCE/J00628/MATXF2 | 300269234 | TX2-B01979 | LFIP NO 7 |  | 12 | RYB |  |  | 11 kV |  | 415 V |  | MTM | 1000.00 kVA | 1995-11-11 |  | 1 | 12
254723402 | TNB | DISTRIBUTION | CHERAS | Existing | BCRS/PCE/J00594/MATXF1 | 300268054 | TX1-B07882 | PANGSAPURI SRI JATI |  | 128 | RYB |  |  | 11 kV |  | 415 V |  | EWT | 1000.00 kVA | 2003-11-01 |  | 1 | 12
254723404 | TNB | DISTRIBUTION | CHERAS | Existing | BCRS/PCE/J00751/MATX1 | 300271073 | TX1-B02853 | PEH AH SOON |  | 2 | RYB |  |  | 11 kV |  | 415 V |  | MTM | 1000.00 kVA | 1997-11-11 |  | 1 | 2
254723406 | TNB | DISTRIBUTION | CHERAS | Existing | BCRS/PCE/J00590/MATXF2 | 300268048 | TX2-B07873 | SRI PULAI |  | 222 | RYB |  |  | 11 kV |  | 415 V |  | MTM | 1000.00 kVA | 2004-11-01 |  | 1 | 31
254723412 | TNB | DISTRIBUTION | CHERAS | Existing | BCRS/PCE/J00600/MATXF1 | 300268086 | TX1-B06719 | K.K METAL |  | 1 | RYB |  |  | 11 kV |  | 415 V |  | SGB | 750.00 kVA | 2005-11-01 |  | 1 | 1
254723414 | TNB | DISTRIBUTION | CHERAS | Existing | BCRS/PCE/J00613/MATXF1 | 300269215 | TX1-B09410 | SUPERSAVE C.P |  | 1 | RYB |  |  | 11 kV |  | 415 V |  | SGB | 750.00 kVA | 2006-11-01 |  | 1 | 1
254723416 | TNB | DISTRIBUTION | CHERAS | Existing | BCRS/PCE/J00630/MATXF1 | 300269236 | TX1-B01985 | SIN YEE SENG |  | 4 | RYB |  |  | 11 kV |  | 415 V |  | MTM | 1000.00 kVA | 1996-11-11 |  | 1 | 6
254723418 | TNB | DISTRIBUTION | CHERAS | Existing | BCRS/PCE/J00631/MATXF1 | 300269359 | TX1-B01988 | SIN YEE SENG NO 2 |  | 3 | RYB |  |  | 11 kV |  | 415 V |  | MTM | 1000.00 kVA | 1997-11-11 |  | 1 | 4
254723420 | TNB | DISTRIBUTION | CHERAS | Existing | BCRS/PCE/J00204/MATX1 | 300277045 | TX1-B01316 | MAN FAT SEC 2 |  | 99 | RYB |  |  | 11 kV |  | 415 V |  | MTM | 1000.00 kVA | 1993-11-11 |  | 1 | 31
254723422 | TNB | DISTRIBUTION | CHERAS | Existing | BCRS/PCE/J00732/MATX1 | 300270832 | TX1-B02799 | SIERRA CHARM |  | 18 | RYB |  |  | 11 kV |  | 415 V |  | MTM | 1000.00 kVA | 18/07/1998 |  | 1 | 22
254723424 | TNB | DISTRIBUTION | CHERAS | Existing | BCRS/PCE/J00621/MATXF1 | 300269224 | TX1-B07923 | BRISTOL 2 |  | 1 | RYB |  |  | 11 kV |  | 415 V |  | SGB | 1000.00 kVA | 2004-11-01 |  | 1 | 1
254723426 | TNB | DISTRIBUTION | CHERAS | Existing | BCRS/PCE/J00622/MATXF1 | 300269225 | TX1-B02841 | BRISTOL 1 |  | 2 | RYB |  |  | 11 kV |  | 415 V |  | MTM | 1000.00 kVA | 18/07/1998 |  | 1 | 2
254723428 | TNB | DISTRIBUTION | CHERAS | Existing | BCRS/PCE/J00915/MATX1 | 300277735 | TX1-B00640 | NO 1 JLN BALAKONG JAYA |  | 99 | RYB |  |  | 11 kV |  | 415 V |  | MTM | 1000.00 kVA | 2000-11-01 |  | 1 | 7
254723430 | TNB | DISTRIBUTION | CHERAS | Existing | BCRS/PCE/J00384/MATX1 | 300277748 | TX1-B01478 | FU YUEN |  | 9 | RYB |  |  | 11 kV |  | 415 V |  | MTM | 1000.00 kVA | 18/07/1998 |  | 1 | 9
254723528 | TNB | DISTRIBUTION | CHERAS | Existing | BCRS/PCE/J00768/MATX2 | 300271094 | TX2-B09915 | DENSHI MARUWA |  | 1 | RYB |  |  | 11 kV |  | 415 V |  | MTM | 1000.00 kVA | 18/07/1998 |  | 1 | 1
254723530 | TNB | DISTRIBUTION | CHERAS | Existing | BCRS/PCE/J00768/MATX1 | 300271093 | TX1-B04209 | DENSHI MARUWA |  | 1 | RYB |  |  | 11 kV |  | 415 V |  | MTM | 1000.00 kVA | 18/07/1998 |  | 1 | 1
254723534 | TNB | DISTRIBUTION | CHERAS | Existing | BCRS/PCE/J00056/MATX1 | 300277003 | TX1-B02200 | DUSUN NANDING NO 3 |  | 433 | RYB |  |  | 11 kV |  | 415 V |  | MTM | 1000.00 kVA | 1998-11-01 |  | 1 | 439
254723536 | TNB | DISTRIBUTION | CHERAS | Existing | BCRS/PCE/J00106/MATX1 | 300004491 | TX1-B02354 | TUCK SIN ENGINEERING |  | 39 | RYB |  |  | 11 kV |  | 415 V |  | MTM | 1000.00 kVA | 1990-11-01 |  | 1 | 41
254723538 | TNB | DISTRIBUTION | CHERAS | Existing | BCRS/PCE/J00120/MATX1 | 300277570 | TX1-B04565 | TIP CORPORATION NO 2 |  | 0 | RYB |  |  | 11 kV |  | 415 V |  | MTM | 1000.00 kVA | 1990-11-01 |  | 1 | 0
254723540 | TNB | DISTRIBUTION | CHERAS | Existing | BCRS/PCE/J00090/MATX1 | 300004426 | TX1-B02301 | KG JAWA |  | 257 | RYB |  |  | 11 kV |  | 415 V |  | MTM | 1000.00 kVA | 1998-11-01 |  | 1 | 280
254723546 | TNB | DISTRIBUTION | CHERAS | Existing | BCRS/PCE/J00679/MATX1 | 300270625 | TX1-B08272 | IND RINGAN BKT ANGKAT NO 3 |  | 6 | RYB |  |  | 11 kV |  | 415 V |  | MTM | 1000.00 kVA | 2005-11-01 |  | 1 | 7
254723548 | TNB | DISTRIBUTION | CHERAS | Existing | BCRS/PCE/J00250/MATX2 | 300277421 | TX2-B06357 | BDR MAHKOTA CHERAS NO. 12 |  | 107 | RYB |  |  | 11 kV |  | 415 V |  | MTM | 750.00 kVA | 2002-11-01 |  | 1 | 108
254723550 | TNB | DISTRIBUTION | CHERAS | Existing | BCRS/PCE/J00250/MATX1 | 300277422 | TX1-B06356 | BDR MAHKOTA CHERAS NO. 12 |  | 156 | RYB |  |  | 11 kV |  | 415 V |  | MTM | 1000.00 kVA | 2002-11-01 |  | 1 | 156
254723552 | TNB | DISTRIBUTION | CHERAS | Existing | BCRS/PCE/J00517/MATXF2 | 300266771 | TX2-B07112 | JLN TEMENGGUNG 10/7 BDR MAHKOT |  | 140 | RYB |  |  | 11 kV |  | 415 V |  | MTM | 1000.00 kVA | 2002-11-01 |  | 1 | 142
254723554 | TNB | DISTRIBUTION | CHERAS | Existing | BCRS/PCE/J00223/MATX2 | 300005803 | TX2-B04848 | P/PURI FOREST GREEN |  | 264 | RYB |  |  | 11 kV |  | 415 V |  | MTM | 1000.00 kVA | 2000-11-01 |  | 1 | 266
254723556 | TNB | DISTRIBUTION | CHERAS | Existing | BCRS/PCE/J00223/MATX1 | 300005802 | TX1-B04847 | P/PURI FOREST GREEN |  | 284 | RYB |  |  | 11 kV |  | 415 V |  | MTM | 1000.00 kVA | 2000-11-01 |  | 1 | 3
254723558 | TNB | DISTRIBUTION | CHERAS | Existing | BCRS/PCE/J00680/MATX1 | 300270626 | TX1-B09191 | IND RINGAN BKT ANGKAT NO 5 |  | 7 | RYB |  |  | 11 kV |  | 415 V |  | MTM | 1000.00 kVA | 2006-11-01 |  | 1 | 7
254723656 | TNB | DISTRIBUTION | CHERAS | Existing | BCRS/PCE/J00680/MATX2 | 300270627 | TX2-B09311 | IND RINGAN BKT ANGKAT NO 5 |  | 6 | RYB |  |  | 11 kV |  | 415 V |  | MTM | 1000.00 kVA | 2006-11-01 |  | 1 | 6
254723658 | TNB | DISTRIBUTION | CHERAS | Existing | BCRS/PCE/J00765/MATX1 | 300271090 | TX1-B04201 | PERCETAKAN SAKTI |  | 1 | RYB |  |  | 11 kV |  | 415 V |  | MTM | 1000.00 kVA | 18/07/1998 |  | 1 | 1
254723660 | TNB | DISTRIBUTION | CHERAS | Existing | BCRS/PCE/J00774/MATX1 | 300271099 | TX1-B04225 | GIRIMAS NO 1 |  | 37 | RYB |  |  | 11 kV |  | 415 V |  | MTM | 1000.00 kVA | 18/07/1998 |  | 1 | 37
254723868 | TNB | DISTRIBUTION | CHERAS | Existing | BCRS/PCE/J00114/MATX1 | 300277576 | TX1-B02233 | KG SG TEKALI NO 2 A/T |  | 27 | RYB |  |  | 11 kV |  | 415 V |  | MTM | 100.00 kVA | 2006-11-01 |  | 1 | 34
254723870 | TNB | DISTRIBUTION | CHERAS | Existing | BCRS/PCE/J00072/MATX1 | 300004350 | TX1-B02273 | RAKR DUSUN TUA |  | 275 | RYB |  |  | 11 kV |  | 415 V |  | MTM | 750.00 kVA | 1990-11-01 |  | 1 | 300
254723872 | TNB | DISTRIBUTION | CHERAS | Existing | BCRS/PCE/J00575/MATXF1 | 300268981 | TX1-B01946 | SUN HUP SENG |  | 4 | RYB |  |  | 11 kV |  | 415 V |  | MTM | 1000.00 kVA | 18/07/1998 |  | 1 | 4
254723874 | TNB | DISTRIBUTION | CHERAS | Existing | BCRS/PCE/J00611/MATXF1 | 300269212 | TX1-B02895 | BESI UNION |  | 5 | RYB |  |  | 11 kV |  | 415 V |  | MTM | 1000.00 kVA | 1993-11-11 |  | 1 | 5
254723876 | TNB | DISTRIBUTION | CHERAS | Existing | BCRS/PCE/J00110/MATX1 | 300004507 | TX1-B02213 | PKNS SG MAKAU |  | 298 | RYB |  |  | 11 kV |  | 415 V |  | IEO BREDA | 500.00 kVA | 1990-11-01 |  | 1 | 315
254723878 | TNB | DISTRIBUTION | CHERAS | Existing | BCRS/PCE/J00111/MATX1 | 300004514 | TX1-B05880 | TMN INDAH JAYA NO 2 |  | 153 | RYB |  |  | 11 kV |  | 415 V |  | MTM | 1000.00 kVA | 2002-11-01 |  | 1 | 159
254723922 | TNB | DISTRIBUTION | CHERAS | Existing | BCRS/PCE/J00690/MATX1 | 300270382 | TX1-B07057 | WENG HIN NO 2 |  | 4 | RYB |  |  | 11 kV |  | 415 V |  | MTM | 1000.00 kVA | 2003-11-11 |  | 1 | 5
254723924 | TNB | DISTRIBUTION | CHERAS | Existing | BCRS/PCE/J00787/MATX1 | 300271114 | TX1-B01343 | SAMWON RUBBER |  | 2 | RYB |  |  | 11 kV |  | 415 V |  | MTM | 750.00 kVA | 18/07/1998 |  | 1 | 2
254723926 | TNB | DISTRIBUTION | CHERAS | Existing | BCRS/PCE/J00666/MATX1 | 300270609 | TX1-B04405 | BUKIT BAYU NO 6 |  | 152 | RYB |  |  | 11 kV |  | 415 V |  | MTM | 1000.00 kVA | 1999-11-01 |  | 1 | 34
254723928 | TNB | DISTRIBUTION | CHERAS | Existing | BCRS/PCE/J00665/MATX1 | 300270608 | TX1-B04402 | BUKIT BAYU NO 5 |  | 41 | RYB |  |  | 11 kV |  | 415 V |  | MTM | 1000.00 kVA | 1999-11-01 |  | 1 | 10
254723930 | TNB | DISTRIBUTION | CHERAS | Existing | BCRS/PCE/J00664/MATX1 | 300270607 | TX1-B04398 | BUKIT BAYU NO 4 |  | 39 | RYB |  |  | 11 kV |  | 415 V |  | MTM | 1000.00 kVA | 1999-11-01 |  | 1 | 37
254723932 | TNB | DISTRIBUTION | CHERAS | Existing | BCRS/PCE/J00068/MATX1 | 300277732 | TX1-B02826 | FINE QUALITY |  | 2 | RYB |  |  | 11 kV |  | 415 V |  | MTM | 1000.00 kVA | 1995-11-01 |  | 1 | 3
254723934 | TNB | DISTRIBUTION | CHERAS | Existing | BCRS/PCE/J00614/MATXF1 | 300269217 | TX1-B02829 | YWE |  | 11 | RYB |  |  | 11 kV |  | 415 V |  | MTM | 1000.00 kVA | 1995-11-01 |  | 1 | 12
254723936 | TNB | DISTRIBUTION | CHERAS | Existing | BCRS/PCE/J00618/MATXF1 | 300269221 | TX1-B02835 | WING LONG |  | 1 | RYB |  |  | 11 kV |  | 415 V |  | MTM | 1000.00 kVA | 1995-11-01 |  | 1 | 1
254723938 | TNB | DISTRIBUTION | CHERAS | Existing | BCRS/PCE/J00661/MATX2 | 300270604 | TX2-B04390 | BUKIT BAYU NO 1 |  | 44 | RYB |  |  | 11 kV |  | 415 V |  | MTM | 1000.00 kVA | 18/07/1998 |  | 1 | 20
254723940 | TNB | DISTRIBUTION | CHERAS | Existing | BCRS/PCE/J00312/MATX1 | 300010257 | TX1-B01365 | CHAN KWAN YING |  | 15 | RYB |  |  | 11 kV |  | 415 V |  | MTM | 750.00 kVA | 1998-11-07 |  | 1 | 8
254723942 | TNB | DISTRIBUTION | CHERAS | Existing | BCRS/PCE/J00490/MATXF1 | 300277749 | TX1-B08846 | CHERAS MAJU BT 11 CHERAS |  | 37 | RYB |  |  | 11 kV |  | 415 V |  | MTM | 1000.00 kVA | 2005-11-01 |  | 1 | 13
254723976 | TNB | DISTRIBUTION | CHERAS | Existing | BCRS/PCE/J00074/MATX1 | 300005888 | TX1-B02280 | DUSUN TUA SEBERANG A/T |  | 118 | RYB |  |  | 11 kV |  | 415 V |  | MTM | 300.00 kVA | 2003-11-01 |  | 1 | 130
254723978 | TNB | DISTRIBUTION | CHERAS | Existing | BCRS/PCE/J00075/MATX1 | 300004362 | TX1-B02282 | DUSUN TUA BT 17 A/T |  | 175 | RYB |  |  | 11 kV |  | 415 V |  | MTM | 300.00 kVA | 1990-11-01 |  | 1 | 193
254723980 | TNB | DISTRIBUTION | CHERAS | Existing | BCRS/PCE/J00391/MATX1 | 300011066 | TX1-B02886 | UNITED SENSATION SB |  | 1 | RYB |  |  | 11 kV |  | 415 V |  | MTM | 1000.00 kVA | 1994-11-11 |  | 1 | 1
254723982 | TNB | DISTRIBUTION | CHERAS | Existing | BCRS/PCE/J00652/MATX1 | 300270368 | TX1-B09083 | WONG SUE KAU |  | 4 | RYB |  |  | 11 kV |  | 415 V |  | MTM | 1000.00 kVA | 2011-11-11 |  | 1 | 4
254723984 | TNB | DISTRIBUTION | CHERAS | Existing | BCRS/PCE/J00461/MATX | 300277746 | TX1-B08448 | Y&L METAL INDUSTRIES - B2330 |  | 16 | RYB |  |  | 11 kV |  | 415 V |  | MTM | 1000.00 kVA | 18/07/1998 |  | 1 | 17
254723986 | TNB | DISTRIBUTION | CHERAS | Existing | BCRS/PCE/J00297/MATX1 | 300010105 | TX1-B01340 | LAKSANA REALTY |  | 9 | RYB |  |  | 11 kV |  | 415 V |  | MTM | 1000.00 kVA | 1991-11-01 |  | 1 | 9
254723988 | TNB | DISTRIBUTION | CHERAS | Existing | BCRS/PCE/J00069/MATX1 | 300510389 | TX1-B02261 | KG DARUL HIDAYAH A/T |  | 162 | RYB |  |  | 11 kV |  | 415 V |  | MTM | 100.00 kVA |  |  | 1 | 169
254723990 | TNB | DISTRIBUTION | CHERAS | Existing | BCRS/PCE/J00067/MATX1 | 300004339 | TX1-B02253 | PKNS BKT KUNDANG |  | 203 | RYB |  |  | 11 kV |  | 415 V |  | MTM | 1000.00 kVA | 1997-11-01 |  | 1 | 214
254723992 | TNB | DISTRIBUTION | CHERAS | Existing | BCRS/PCE/J00500/MATFX1 | 300266744 | TX1-B08946 | PADAT JLN WAWASAN 1A |  | 284 | RYB |  |  | 11 kV |  | 415 V |  | MTM | 1000.00 kVA | 2006-11-01 |  | 1 | 98
254723994 | TNB | DISTRIBUTION | CHERAS | Existing | BCRS/PCE/J00061/MATX1 | 300004313 | TX1-B02238 | TMN PINGGIRAN DELIMA NO 1 |  | 120 | RYB |  |  | 11 kV |  | 415 V |  | MTM | 1000.00 kVA | 1997-11-01 |  | 1 | 125
254723996 | TNB | DISTRIBUTION | CHERAS | Existing | BCRS/PCE/J00737/MATX1 | 300270839 | TX1-B02017 | ELEGANT CAPITAL NO 2 |  | 2 | RYB |  |  | 11 kV |  | 415 V |  | MTM | 1000.00 kVA | 18/07/1998 |  | 1 | 2
254723998 | TNB | DISTRIBUTION | CHERAS | Existing | BCRS/PCE/J00121/MATX1 | 300277517 | TX1-B01664 | TMN CHERAS PERDANA NO 1 |  | 414 | RYB |  |  | 11 kV |  | 415 V |  | MTM | 1000.00 kVA | 2003-11-01 |  | 1 | 399
254724000 | TNB | DISTRIBUTION | CHERAS | Existing | BCRS/PCE/J00126/MATX1 | 300005142 | TX1-B01648 | TMN CHERAS PERDANA NO 3 |  | 373 | RYB |  |  | 11 kV |  | 415 V |  | MTM | 750.00 kVA | 2003-11-01 | 750 kVA | 1 | 371
254724002 | TNB | DISTRIBUTION | CHERAS | Existing | BCRS/PCE/J00128/MATX1 | 300005158 | TX1-B01641 | TMN CHERAS PERDANA NO 5 |  | 614 | RYB |  |  | 11 kV |  | 415 V |  | MTM | 1000.00 kVA | 2000-11-01 |  | 1 | 603
254724004 | TNB | DISTRIBUTION | CHERAS | Existing | BCRS/PCE/J00584/MATXF1 | 300268040 | TX1-B07313 | JLN BUDIMAN 2/4 TMN PUTRA BUDI |  | 71 | RYB |  |  | 11 kV |  | 415 V |  | MTM | 500.00 kVA | 2003-11-01 |  | 1 | 72
254724006 | TNB | DISTRIBUTION | CHERAS | Existing | BCRS/PCE/J00585/MATXF1 | 300268041 | TX1-B05078 | TMN PUTRA BUDIMAN NO 1 |  | 312 | RYB |  |  | 11 kV |  | 415 V |  | MTM | 1000.00 kVA | 2001-11-01 |  | 1 | 19
254724038 | TNB | DISTRIBUTION | CHERAS | Existing | BCRS/PCE/J00490/MATXF2 | 300277750 | TX2-B08847 | CHERAS MAJU BT 11 CHERAS |  | 39 | RYB |  |  | 11 kV |  | 415 V |  | MTM | 1000.00 kVA | 2005-11-01 |  | 1 | 16
254724040 | TNB | DISTRIBUTION | CHERAS | Existing | BCRS/PCE/J00731/MATX1 | 300270831 | TX1-B02802 | BHS HARDWERE |  | 1 | RYB |  |  | 11 kV |  | 415 V |  | MTM | 500.00 kVA | 18/07/1998 |  | 1 | 2
254724042 | TNB | DISTRIBUTION | CHERAS | Existing | BCRS/PCE/J00663/MATX1 | 300270606 | TX1-B04395 | BUKIT BAYU NO 3 |  | 56 | RYB |  |  | 11 kV |  | 415 V |  | MTM | 1000.00 kVA | 1999-11-01 |  | 1 | 56
254724044 | TNB | DISTRIBUTION | CHERAS | Existing | BCRS/PCE/J00636/MATXF2 | 300269367 | TX2-B01996 | LFIP NO 4 |  | 35 | RYB |  |  | 11 kV |  | 415 V |  | MTM | 1000.00 kVA | 1994-11-11 |  | 1 | 33
254724046 | TNB | DISTRIBUTION | CHERAS | Existing | BCRS/PCE/J00636/MATXF1 | 300269366 | TX1-B01995 | LFIP NO 4 |  | 23 | RYB |  |  | 11 kV |  | 415 V |  | MTM | 1000.00 kVA | 1994-11-11 |  | 1 | 23
254724048 | TNB | DISTRIBUTION | CHERAS | Existing | BCRS/PCE/J00638/MATXF2 | 300269370 | TX2-B02000 | LFIP NO 6 |  | 36 | RYB |  |  | 11 kV |  | 415 V |  | MTM | 1000.00 kVA | 2000-11-11 |  | 1 | 39
254724050 | TNB | DISTRIBUTION | CHERAS | Existing | BCRS/PCE/J00554/MATXF2 | 300268006 | TX2-B09338 | TANMING JAYA INDUSTRIAL PARK |  | 1 | RYB |  |  | 11 kV |  | 415 V |  | MTM | 1000.00 kVA | 18/07/1998 |  | 1 | 3
254724052 | TNB | DISTRIBUTION | CHERAS | Existing | BCRS/PCE/J00277/MATX1 | 300010004 | TX1-B02763 | YEW CHAI SENG |  | 1 | RYB |  |  | 11 kV |  | 415 V |  | MTM | 1000.00 kVA | 1991-11-01 |  | 1 | 1
254724054 | TNB | DISTRIBUTION | CHERAS | Existing | BCRS/PCE/J00265/MATX1 | 300006186 | TX1-B06328 | BDR MAHKOTA CHERAS NO. 5 |  | 156 | RYB |  |  | 11 kV |  | 415 V |  | MTM | 1000.00 kVA | 2002-11-01 |  | 1 | 158
254724056 | TNB | DISTRIBUTION | CHERAS | Existing | BCRS/PCE/J00265/MATX2 | 300006187 | TX2-B06329 | BDR MAHKOTA CHERAS NO. 5 |  | 0 | RYB |  |  | 11 kV |  | 415 V |  | MTM | 1000.00 kVA | 2002-11-01 |  | 1 | 0
254724058 | TNB | DISTRIBUTION | CHERAS | Existing | BCRS/PCE/J00260/MATX2 | 300006147 | TX2-B06764 | BDR MAHKOTA CHERAS NO 18 |  | 65 | RYB |  |  | 11 kV |  | 415 V |  | MTM | 1000.00 kVA | 2002-11-01 |  | 1 | 63
254724060 | TNB | DISTRIBUTION | CHERAS | Existing | BCRS/PCE/J00260/MATX1 | 300006146 | TX1-B06763 | BDR MAHKOTA CHERAS NO 18 |  | 57 | RYB |  |  | 11 kV |  | 415 V |  | MTM | 1000.00 kVA | 2002-11-01 |  | 1 | 57
254724062 | TNB | DISTRIBUTION | CHERAS | Existing | BCRS/PCE/J00262/MATX1 | 300277429 | TX1-B06316 | BDR MAHKOTA CHERAS NO. 2 |  | 143 | RYB |  |  | 11 kV |  | 415 V |  | MTM | 1000.00 kVA | 2002-11-01 |  | 1 | 143
254724064 | TNB | DISTRIBUTION | CHERAS | Existing |  |  | TX2-B09329 | PE COMMERCIAL AREA 10 |  | 46 | RYB |  |  | 11 kV |  | 415 V |  | Unknown | 1000.00 kVA |  |  | 1 | 16
254724066 | TNB | DISTRIBUTION | CHERAS | Existing |  |  | TX2-B09326 | PE COMMERCIAL AREA 12 |  | 33 | RYB |  |  | 11 kV |  | 415 V |  | MTM | 1000.00 kVA |  |  | 1 | 14
254724068 | TNB | DISTRIBUTION | CHERAS | Existing | BCRS/PCE/J00494/MATXF1 | 300277046 | TX1-B09321 | COMMERCIAL AREA NO 13 JLN TEME |  | 38 | RYB |  |  | 11 kV |  | 415 V |  | MTM | 1000.00 kVA | 2006-11-01 |  | 1 | 13
254724102 | TNB | DISTRIBUTION | CHERAS | Existing | BCRS/PCE/J00586/MATXF2 | 300268044 | TX2-B06307 | TMN PUTRA BUDIMAN NO 2 |  | 70 | RYB |  |  | 11 kV |  | 415 V |  | MTM | 1000.00 kVA | 2002-11-01 |  | 1 | 39
254724104 | TNB | DISTRIBUTION | CHERAS | Existing | BCRS/PCE/J00586/MATXF1 | 300268043 | TX1-B06306 | TMN PUTRA BUDIMAN NO 2 |  | 146 | RYB |  |  | 11 kV |  | 415 V |  | MTM | 1000.00 kVA | 2002-11-01 |  | 1 | 147
254724106 | TNB | DISTRIBUTION | CHERAS | Existing | BCRS/PCE/J00089/MATX1 | 300004420 | TX1-B02160 | TMN MAS NO 3 COMPACT |  | 73 | RYB |  |  | 11 kV |  | 415 V |  | EWT | 500.00 kVA | 2000-11-01 |  | 1 | 78
254724108 | TNB | DISTRIBUTION | CHERAS | Existing | BCRS/PCE/J00127/MATX1 | 300005148 | TX1-B01644 | TMN CHERAS PERDANA NO 4 |  | 293 | RYB |  |  | 11 kV |  | 415 V |  | MTM | 750.00 kVA | 2000-11-01 | 750 kVA | 1 | 294
254724110 | TNB | DISTRIBUTION | CHERAS | Existing | BCRS/PCE/J00137/MATX2 | 300277519 | TX2-B05481 | TMN CHERAS PERDANA RIA |  | 95 | RYB |  |  | 11 kV |  | 415 V |  | MTM | 1000.00 kVA | 1999-11-01 |  | 1 | 4
254724112 | TNB | DISTRIBUTION | CHERAS | Existing | BCRS/PCE/J00137/MATX1 | 300277518 | TX1-B01668 | TMN CHERAS PERDANA RIA |  | 96 | RYB |  |  | 11 kV |  | 415 V |  | MTM | 1000.00 kVA | 1999-11-01 |  | 1 | 1
254724114 | TNB | DISTRIBUTION | CHERAS | Existing | BCRS/PCE/J00641/MATXF1 | 300269374 | TX1-B02772 | MEGA MOULDING |  | 0 | RYB |  |  | 11 kV |  | 415 V |  | MTM | 1000.00 kVA | 18/07/1998 |  | 1 | 2
254724116 | TNB | DISTRIBUTION | CHERAS | Existing | BCRS/PCE/J00634/MATXF1 | 300269364 | TX1-B05886 | KENG SENG CORPORATION |  | 1 | RYB |  |  | 11 kV |  | 415 V |  | MTM | 1000.00 kVA | 2002-11-11 |  | 1 | 1
254724120 | TNB | DISTRIBUTION | CHERAS | Existing | BCRS/PCE/J00671/MATX2 | 300270615 | TX2-B06148 | PANGSAPURI RAKYAT |  | 218 | RYB |  |  | 11 kV |  | 415 V |  | MTM | 1000.00 kVA | 1999-11-01 |  | 1 | 8
254724122 | TNB | DISTRIBUTION | CHERAS | Existing | BCRS/PCE/J00671/MATX1 | 300270614 | TX1-B06147 | PANGSAPURI RAKYAT |  | 136 | RYB |  |  | 11 kV |  | 415 V |  | MTM | 1000.00 kVA | 1999-11-01 |  | 1 | 17
254724124 | TNB | DISTRIBUTION | CHERAS | Existing | BCRS/PCE/J00185/MATX1 | 300005537 | TX1-B01500 | TMN INDAH NO 1 |  | 168 | RYB |  |  | 11 kV |  | 415 V |  | MTM | 1000.00 kVA | 1990-11-01 |  | 1 | 113
254724126 | TNB | DISTRIBUTION | CHERAS | Existing | BCRS/PCE/J00184/MATX1 | 300005531 | TX1-B01503 | TMN INDAH NO 2 |  | 407 | RYB |  |  | 11 kV |  | 415 V |  | MTM | 500.00 kVA | 1990-11-01 |  | 1 | 377
254724128 | TNB | DISTRIBUTION | CHERAS | Existing | BCRS/PCE/J00492/MATXF1 | 300277049 | TX1-B09334 | COMMERCIAL AREA NO 11 JLN TEME |  | 53 | RYB |  |  | 11 kV |  | 415 V |  | MTM | 1000.00 kVA | 2006-11-01 |  | 1 | 18
254724130 | TNB | DISTRIBUTION | CHERAS | Existing | BCRS/PCE/J00912/MATX1 | 300277526 | TX1-B07668 | TAMAN ORKID NO 3 |  | 115 | RYB |  |  | 11 kV |  | 415 V |  | MTM | 1000.00 kVA | 18/07/1998 |  | 1 | 25
254724132 | TNB | DISTRIBUTION | CHERAS | Existing | BCRS/PCE/J00713/MATX2 | 300270812 | TX2-B08118 | INDUSTRI BALAKONG JAYA NO 4 |  | 23 | RYB |  |  | 11 kV |  | 415 V |  | MTM | 1000.00 kVA | 2006-11-01 |  | 1 | 22
254724166 | TNB | DISTRIBUTION | CHERAS | Existing | BCRS/PCE/J00813/MATX1 | 300272414 | TX1-B08638 | COMMERCIAL AREA NO 3 |  | 51 | RYB |  |  | 11 kV |  | 415 V |  | MTM | 750.00 kVA | 18/07/1998 |  | 1 | 17
254724168 | TNB | DISTRIBUTION | CHERAS | Existing | BCRS/PCE/J00815/MATX2 | 300272419 | TX2-B08630 | COMMERCIAL AREA NO 5 |  | 70 | RYB |  |  | 11 kV |  | 415 V |  | MTM | 750.00 kVA | 18/07/1998 |  | 1 | 29
254724170 | TNB | DISTRIBUTION | CHERAS | Existing | BCRS/PCE/J00815/MATX1 | 300272418 | TX1-B08629 | COMMERCIAL AREA NO 5 |  | 44 | RYB |  |  | 11 kV |  | 415 V |  | MTM | 750.00 kVA | 18/07/1998 |  | 1 | 17
254724172 | TNB | DISTRIBUTION | CHERAS | Existing | BCRS/PCE/J00263/MATX1 | 300006166 | TX1-B06320 | BDR MAHKOTA CHERAS NO. 3 |  | 65 | RYB |  |  | 11 kV |  | 415 V |  | MTM | 1000.00 kVA | 2002-11-01 |  | 1 | 68
254724174 | TNB | DISTRIBUTION | CHERAS | Existing | BCRS/PCE/J00264/MATX1 | 300006176 | TX1-B06324 | BDR MAHKOTA CHERAS NO. 4 |  | 43 | RYB |  |  | 11 kV |  | 415 V |  | MTM | 1000.00 kVA | 2002-11-01 |  | 1 | 23
254724176 | TNB | DISTRIBUTION | CHERAS | Existing | BCRS/PCE/J00883/MATX2 | 300277709 | TX2-B07201 | JALAN DAYANG 4/8 BMC |  | 107 | RYB |  |  | 11 kV |  | 415 V |  | MTM | 1000.00 kVA | 18/07/1998 |  | 1 | 108
254724178 | TNB | DISTRIBUTION | CHERAS | Existing | BCRS/PCE/J00883/MATX1 | 300277708 | TX1-B07200 | JALAN DAYANG 4/8 BMC |  | 101 | RYB |  |  | 11 kV |  | 415 V |  | MTM | 1000.00 kVA | 18/07/1998 |  | 1 | 104
254724230 | TNB | DISTRIBUTION | CHERAS | Existing | BCRS/PCE/J00889/MATX1 | 300276953 | TX1-B09971 | JLN. PENGGAWA 2/2 ANGSANA |  | 187 | RYB |  |  | 11 kV |  | 415 V |  | MTM | 1000.00 kVA | 18/07/1998 |  | 1 | 2
254724232 | TNB | DISTRIBUTION | CHERAS | Existing | BCRS/PCE/J00451/MATX1 | 300270028 | TX1-B08613 | COMMERCIAL AREA NO 8 BMC |  | 55 | RYB |  |  | 11 kV |  | 415 V |  | MTM | 1000.00 kVA | 2005-11-01 |  | 1 | 19
254724234 | TNB | DISTRIBUTION | CHERAS | Existing | BCRS/PCE/J00811/MATX2 | 300272411 | TX2-B08626 | COMMERCIAL AREA NO 1 |  | 33 | RYB |  |  | 11 kV |  | 415 V |  | MTM | 750.00 kVA | 18/07/1998 |  | 1 | 12
254724236 | TNB | DISTRIBUTION | CHERAS | Existing | BCRS/PCE/J00811/MATX1 | 300272410 | TX1-B08625 | COMMERCIAL AREA NO 1 |  | 30 | RYB |  |  | 11 kV |  | 415 V |  | MTM | 750.00 kVA | 18/07/1998 |  | 1 | 10
254724238 | TNB | DISTRIBUTION | CHERAS | Existing | BCRS/PCE/J00810/MATX2 | 300272409 | TX2-B08622 | COMMERCIAL AREA NO 2 |  | 63 | RYB |  |  | 11 kV |  | 415 V |  | MTM | 1000.00 kVA | 18/07/1998 |  | 1 | 18
254724240 | TNB | DISTRIBUTION | CHERAS | Existing | BCRS/PCE/J00810/MATX1 | 300272408 | TX1-B08621 | COMMERCIAL AREA NO 2 |  | 72 | RYB |  |  | 11 kV |  | 415 V |  | MTM | 1000.00 kVA | 18/07/1998 |  | 1 | 17
254724242 | TNB | DISTRIBUTION | CHERAS | Existing | BCRS/PCE/J00225/MATX2 | 300005819 | TX2-B05034 | MITRALAND |  | 43 | RYB |  |  | 11 kV |  | 415 V |  | MTM | 1000.00 kVA | 2000-11-01 |  | 1 | 42
254724244 | TNB | DISTRIBUTION | CHERAS | Existing | BCRS/PCE/J00761/MATX1 | 300271087 | TX1-B04189 | SAMA PLASTIK |  | 0 | RYB |  |  | 11 kV |  | 415 V |  | EWT | 1000.00 kVA | 23/06/2012 |  | 1 | 1
254724246 | TNB | DISTRIBUTION | CHERAS | Existing | BCRS/PCE/J00769/MATX1 | 300271095 | TX1-B05876 | LIC INDUSTRI |  | 0 | RYB |  |  | 11 kV |  | 415 V |  | MTM | 1000.00 kVA | 2002-11-11 |  | 1 | 1
254724248 | TNB | DISTRIBUTION | CHERAS | Existing | BCRS/PCE/J00814/MATX1 | 300272416 | TX1-B08634 | COMMERCIAL AREA NO 6 |  | 40 | RYB |  |  | 11 kV |  | 415 V |  | MTM | 750.00 kVA | 18/07/1998 |  | 1 | 14
254724250 | TNB | DISTRIBUTION | CHERAS | Existing | BCRS/PCE/J00222/MATX1 | 300277646 | TX1-B04687 | GARDEN PARK SG LONG NO 15 |  | 203 | RYB |  |  | 11 kV |  | 415 V |  | MTM | 1000.00 kVA | 2000-11-01 |  | 1 | 30
254724384 | TNB | DISTRIBUTION | CHERAS | Existing | BCRS/PCE/J00803/MATX1 | 300272401 | TX1-B05248 | PERUMAHAN SUMBANGAN DAYA |  | 135 | RYB |  |  | 11 kV |  | 415 V |  | MTM | 1000.00 kVA | 2001-11-11 |  | 1 | 28
254724386 | TNB | DISTRIBUTION | CHERAS | Existing | BCRS/PCE/J00803/MATX2 | 300272402 | TX2-B05249 | PERUMAHAN SUMBANGAN DAYA |  | 135 | RYB |  |  | 11 kV |  | 415 V |  | MTM | 1000.00 kVA | 2001-11-11 |  | 1 | 29
254724388 | TNB | DISTRIBUTION | CHERAS | Existing | BCRS/PCE/J00062/MATX1 | 300004318 | TX1-B02241 | TMN PINGGIRAN DELIMA NO 2 |  | 497 | RYB |  |  | 11 kV |  | 415 V |  | MTM | 1000.00 kVA | 1997-11-01 |  | 1 | 86
254724550 | TNB | DISTRIBUTION | CHERAS | Existing | BCRS/PCE/J00505/MATFX2 | 300266747 | TX2-B07144 | JLN IKHLAS SG LONG |  | 79 | RYB |  |  | 11 kV |  | 415 V |  | MTM | 750.00 kVA | 2002-11-01 |  | 1 | 80
254724552 | TNB | DISTRIBUTION | CHERAS | Existing | BCRS/PCE/J00218/MATX1 | 300005776 | TX1-B02397 | OAKHILL COMPACT |  | 1 | RYB |  |  | 11 kV |  | 415 V |  | MTM | 1000.00 kVA | 1998-11-01 |  | 1 | 1
254724554 | TNB | DISTRIBUTION | CHERAS | Existing | BCRS/PCE/J00543/MATXF1 | 300266884 | TX1-B09107 | SEKOLAH SERI SURIA HULU LANGAT |  | 1 | RYB |  |  | 11 kV |  | 415 V |  | MTM | 1000.00 kVA | 18/07/1998 |  | 1 | 1
254724558 | TNB | DISTRIBUTION | CHERAS | Existing | BCRS/PCE/J00065/MATX1 | 300277594 | TX1-B02169 | KEMACAHAYA NO 1 |  | 36 | RYB |  |  | 11 kV |  | 415 V |  | MTM | 1000.00 kVA | 2006-11-01 |  | 1 | 5
254724560 | TNB | DISTRIBUTION | CHERAS | Existing | BCRS/PCE/J00047/MATX1 | 300004258 | TX1-B02172 | TMN LAVENDER |  | 492 | RYB |  |  | 11 kV |  | 415 V |  | MTM | 1000.00 kVA | 1991-11-01 |  | 1 | 357
254724562 | TNB | DISTRIBUTION | CHERAS | Existing | BCRS/PCE/J00052/MATX1 | 300277000 | TX1-B02188 | TMN PERKASA (TMN ANGKASA) |  | 338 | RYB |  |  | 11 kV |  | 415 V |  | MTM | 1000.00 kVA | 2004-11-01 |  | 1 | 352
254724564 | TNB | DISTRIBUTION | CHERAS | Existing | BCRS/PCE/J00569/MATXF1 | 300268023 | TX1-1000KVA | TMN PERKASA INDAH |  | 98 | RYB |  |  | 11 kV |  | 415 V |  | MTM | 1000.00 kVA | 2006-11-01 |  | 1 | 98
254724566 | TNB | DISTRIBUTION | CHERAS | Existing | BCRS/PCE/J00150/MATX1 | 300277539 | TX1-B02083 | TMN PUTRI NO 1 |  | 65 | RYB |  |  | 11 kV |  | 415 V |  | MTM | 1000.00 kVA | 1993-11-01 |  | 1 | 2
254724702 | TNB | DISTRIBUTION | CHERAS | Existing | BCRS/PCE/J00425/MATX1 | 300277553 | TX1-B06994 | TMN SEGAR PERDANA NO 1 |  | 148 | RYB |  |  | 11 kV |  | 415 V |  | EWT | 1000.00 kVA | 18/07/2002 |  | 1 | 125
254724704 | TNB | DISTRIBUTION | CHERAS | Existing | BCRS/PCE/J00425/MATX2 | 300277554 | TX2-B06995 | TMN SEGAR PERDANA NO 1 |  | 97 | RYB |  |  | 11 kV |  | 415 V |  | EWT | 1000.00 kVA | 2003-11-11 |  | 1 | 59
254724706 | TNB | DISTRIBUTION | CHERAS | Existing | BCRS/PCE/J00248/MATX1 | 300277441 | TX1-B01715 | TMN SRI CHERAS NO 2 |  | 171 | RYB |  |  | 11 kV |  | 415 V |  | MTM | 1000.00 kVA | 1990-11-01 |  | 1 | 179
254724708 | TNB | DISTRIBUTION | CHERAS | Existing | BCRS/PCE/J00624/MATX1 | 300277515 | TX1-B01719 | TMN SRI CHERAS NO 3 |  | 8 | RYB |  |  | 11 kV |  | 415 V |  | MTM | 1000.00 kVA | 18/07/1998 |  | 1 | 8
254724734 | TNB | DISTRIBUTION | CHERAS | Existing |  |  | TX2-B05520 | PE MINES RESORT NO.2 |  | 2 | RYB |  |  | 11 kV |  | 415 V |  | EWT | 1000.00 kVA |  |  | 1 | 4
254725050 | TNB | DISTRIBUTION | CHERAS | Existing | BCRS/PCE/J00542/MATXF1 | 300266883 | TX1-B09167 | SEGAR PERDANA COURT PHASE 7B |  | 229 | RYB |  |  | 11 kV |  | 415 V |  | MTM | 750.00 kVA | 2006-11-01 |  | 1 | 3
254725052 | TNB | DISTRIBUTION | CHERAS | Existing | BCRS/PCE/J00463/MATX | 300010313 | TX1-B08387 | TMN BKT HARTAMAS |  | 126 | RYB |  |  | 11 kV |  | 415 V |  | MTM | 1000.00 kVA | 18/07/1998 |  | 1 | 125
254725054 | TNB | DISTRIBUTION | CHERAS | Existing | BCRS/PCE/J00019/MATX1 | 300004128 | TX1-B02130 | TMN CHERAS PERMATA NO 2 |  | 134 | RYB |  |  | 11 kV |  | 415 V |  | MTM | 1000.00 kVA | 1982-11-01 |  | 1 | 135
254725056 | TNB | DISTRIBUTION | CHERAS | Existing | BCRS/PCE/J00203/MATX2 | 300005677 | TX2-B05387 | TMN LINGKARAN NUR |  | 43 | RYB |  |  | 11 kV |  | 415 V |  | MTM | 1000.00 kVA | 2002-11-01 |  | 1 | 43
254725058 | TNB | DISTRIBUTION | CHERAS | Existing | BCRS/PCE/J00203/MATX1 | 300005676 | TX1-B05386 | TMN LINGKARAN NUR |  | 199 | RYB |  |  | 11 kV |  | 415 V |  | MTM | 1000.00 kVA | 2002-11-01 |  | 1 | 205
254725060 | TNB | DISTRIBUTION | CHERAS | Existing | BCRS/PCE/J00697/MATX1 | 300270375 | TX1-B09100 | JLN MAS UTAMA |  | 31 | RYB |  |  | 11 kV |  | 415 V |  | MTM | 750.00 kVA | 2005-11-01 |  | 1 | 32
254725064 | TNB | DISTRIBUTION | CHERAS | Existing | BCRS/PCE/J00567/MATXF1 | 300268020 | TX1-B07786 | TMN SERI MINANG BTHO |  | 155 | RYB |  |  | 11 kV |  | 415 V |  | MTM | 750.00 kVA | 2004-11-11 |  | 1 | 156
254725066 | TNB | DISTRIBUTION | CHERAS | Existing | BCRS/PCE/J00696/MATX1 | 300270377 | TX1-B08138 | TMN CERIANA CHERAS |  | 42 | RYB |  |  | 11 kV |  | 415 V |  | EWT | 500.00 kVA | 2004-11-11 |  | 1 | 42
254725068 | TNB | DISTRIBUTION | CHERAS | Existing | BCRS/PCE/J00299/MATX1 | 300010184 | TX1-B01515 | GELOMBANG CEKAL (GAY KIM) |  | 1 | RYB |  |  | 11 kV |  | 415 V |  | MTM | 750.00 kVA | 1994-11-11 |  | 1 | 2
254725070 | TNB | DISTRIBUTION | CHERAS | Existing | BCRS/PCE/J00362/MATX1 | 300010511 | TX1-B01839 | HOOVER TILING SB |  | 2 | RYB |  |  | 11 kV |  | 415 V |  | MTM | 1000.00 kVA | 1995-11-01 |  | 1 | 2
254725072 | TNB | DISTRIBUTION | CHERAS | Existing | BCRS/PCE/J00572/MATX1 | 300268027 | TX1-B09089 | TMN TANMING MAJU CHERAS JAYA |  | 82 | RYB |  |  | 11 kV |  | 415 V |  | MTM | 1000.00 kVA | 2006-11-11 |  | 1 | 2
254725074 | TNB | DISTRIBUTION | CHERAS | Existing | BCRS/PCE/J00572/MATX2 | 300268028 | TX2-B09090 | TMN TANMING MAJU CHERAS JAYA |  | 108 | RYB |  |  | 11 kV |  | 415 V |  | MTM | 1000.00 kVA | 2006-11-11 |  | 1 | 112
254725076 | TNB | DISTRIBUTION | CHERAS | Existing | BCRS/PCE/J00705/MATX2 | 300270798 | TX2-B02963 | NO 3 TAMAN SETIA BALAKONG |  | 273 | RYB |  |  | 11 kV |  | 415 V |  | MTM | 1000.00 kVA | 2000-11-01 |  | 1 | 37
254725078 | TNB | DISTRIBUTION | CHERAS | Existing | BCRS/PCE/J00880/MATX1 | 300277051 | TX1-B10041 | TMN TANMING INDAH NO 3 |  | 44 | RYB |  |  | 11 kV |  | 415 V |  | MTM | 1000.00 kVA | 18/07/1998 |  | 1 | 44
254725080 | TNB | DISTRIBUTION | CHERAS | Existing | BCRS/PCE/J00881/MATX1 | 300277053 | TX1-B08427 | TMN TANMING INDAH NO 2 |  | 68 | RYB |  |  | 11 kV |  | 415 V |  | MTM | 1000.00 kVA | 18/07/1998 |  | 1 | 45
254725082 | TNB | DISTRIBUTION | CHERAS | Existing | BCRS/PCE/J00469/MATX | 300277701 | TX1-B08225 | SG LONG NO 5 PADAT |  | 238 | RYB |  |  | 11 kV |  | 415 V |  | MTM | 1000.00 kVA | 18/07/1998 |  | 1 | 236
254725084 | TNB | DISTRIBUTION | CHERAS | Existing | BCRS/PCE/J00797/MATX1 | 300271126 | TX1-B06006 | CHAN & CHUA |  | 2 | RYB |  |  | 11 kV |  | 415 V |  | MTM | 1000.00 kVA | 18/07/1998 |  | 1 | 2
254725086 | TNB | DISTRIBUTION | CHERAS | Existing | BCRS/PCE/J00151/MATX1 | 300005304 | TX1-B02086 | TMN PUTRI NO 2 |  | 210 | RYB |  |  | 11 kV |  | 415 V |  | MTM | 1000.00 kVA | 2000-11-01 |  | 1 | 1
254725088 | TNB | DISTRIBUTION | CHERAS | Existing | BCRS/PCE/J00102 ;; /MATX2 |  | TX2-B02347 | PE KENNEISON BROTHER SDN BHD NO2 |  | 1 | RYB |  |  | 11 kV |  | 415 V |  | MTM | 1000.00 kVA |  |  | 1 | 1
254725154 | TNB | DISTRIBUTION | CHERAS | Existing | BCRS/PCE/J00257/MATX1 | 300006116 | TX1-B06751 | BDR MAHKOTA CHERAS NO 15 |  | 181 | RYB |  |  | 11 kV |  | 415 V |  | MTM | 1000.00 kVA | 2002-11-01 |  | 1 | 182
254725156 | TNB | DISTRIBUTION | CHERAS | Existing | BCRS/PCE/J00241/MATX2 | 300005922 | TX2-B05499 | PUTRI JAYA NO 2 |  | 280 | RYB |  |  | 11 kV |  | 415 V |  | EWT | 1000.00 kVA | 1999-11-01 |  | 1 | 263
254725158 | TNB | DISTRIBUTION | CHERAS | Existing | BCRS/PCE/J00240/MATX1 | 300005913 | TX1-B01744 | PUTRI JAYA NO 3 |  | 76 | RYB |  |  | 11 kV |  | 415 V |  | EWT | 1000.00 kVA | 1997-11-01 |  | 1 | 76
254725160 | TNB | DISTRIBUTION | CHERAS | Existing | BCRS/PCE/J00240/MATX2 | 300005914 | TX2-B05498 | PUTRI JAYA NO 3 |  | 161 | RYB |  |  | 11 kV |  | 415 V |  | EWT | 1000.00 kVA | 1997-11-01 |  | 1 | 161
254725162 | TNB | DISTRIBUTION | CHERAS | Existing | BCRS/PCE/J00159/MATX1 | 300005346 | TX1-B02055 | TMN RASA SAYANG NO 2 |  | 231 | RYB |  |  | 11 kV |  | 415 V |  | SGB | 500.00 kVA | 2011-11-11 |  | 1 | 9
254725164 | TNB | DISTRIBUTION | CHERAS | Existing | BCRS/PCE/J00165/MATX1 | 300005397 | TX1-B02058 | RASA SAYANG PRIMA |  | 107 | RYB |  |  | 11 kV |  | 415 V |  | SGB | 1000.00 kVA | 1999-11-11 |  | 1 | 24
254725166 | TNB | DISTRIBUTION | CHERAS | Existing | BCRS/PCE/J00237/MATX1 | 300005894 | TX1-B01774 | TMN SHAH JAYA |  | 173 | RYB |  |  | 11 kV |  | 415 V |  | MTM | 1000.00 kVA | 2005-11-01 |  | 1 | 178
254725168 | TNB | DISTRIBUTION | CHERAS | Existing | BCRS/PCE/J00426/MATX1 | 300266880 | TX1-B06999 | TMN SEGAR PERDANA NO 2 |  | 60 | RYB |  |  | 11 kV |  | 415 V |  | MTM | 1000.00 kVA | 2003-11-11 |  | 1 | 60
254725170 | TNB | DISTRIBUTION | CHERAS | Existing | BCRS/PCE/J00426/MATX2 | 300266881 | TX2-B06998 | TMN SEGAR PERDANA NO 2 |  | 150 | RYB |  |  | 11 kV |  | 415 V |  | EWT | 1000.00 kVA | 2003-11-11 |  | 1 | 153
254725172 | TNB | DISTRIBUTION | CHERAS | Existing | BCRS/PCE/J00246/MATX1 | 300005962 | TX1-B01722 | TMN SRI CHERAS JAYA |  | 315 | RYB |  |  | 11 kV |  | 415 V |  | MTM | 500.00 kVA | 1998-11-01 |  | 1 | 323
254725174 | TNB | DISTRIBUTION | CHERAS | Existing | BCRS/PCE/J00841/MATX1 | 300272453 | TX1-B08092 | JALAN SL 14/4 |  | 68 | RYB |  |  | 11 kV |  | 415 V |  | MTM | 1000.00 kVA | 18/07/1998 |  | 1 | 70
254725176 | TNB | DISTRIBUTION | CHERAS | Existing | BCRS/PCE/J00462/MATX | 300277704 | TX1-B08390 | SEJATI HILL NO 2 |  | 29 | RYB |  |  | 11 kV |  | 415 V |  | MTM | 1000.00 kVA | 2004-11-01 |  | 1 | 27
254725178 | TNB | DISTRIBUTION | CHERAS | Existing | BCRS/PCE/J00477/MATX | 300277705 | TX1-B08033 | PE TMN SEJATI HILLL VILLA |  | 35 | RYB |  |  | 11 kV |  | 415 V |  | MTM | 1000.00 kVA | 2003-11-01 |  | 1 | 35
254725180 | TNB | DISTRIBUTION | CHERAS | Existing | BCRS/PCE/J00480/MATX | 300276968 | TX1-B07973 | P/PURI BIDARA LUMAYAN SG LONG |  | 283 | RYB |  |  | 11 kV |  | 415 V |  | MTM | 750.00 kVA | 2004-11-01 |  | 1 | 21
254725184 | TNB | DISTRIBUTION | CHERAS | Existing | BCRS/PCE/J00681/MATX1 | 300270628 | TX1-B08268 | IND RINGAN BKT ANGKAT NO 2 |  | 36 | RYB |  |  | 11 kV |  | 415 V |  | MTM | 1000.00 kVA | 2005-11-01 |  | 1 | 37
254725186 | TNB | DISTRIBUTION | CHERAS | Existing | BCRS/PCE/J00102/MATX1 | 300291919 | TX1-B02346 | KENEISON BROTHERS NO 2 |  | 1 | RYB |  |  | 11 kV |  | 415 V |  | MTM | 1000.00 kVA | 1990-11-01 |  | 1 | 1
254725188 | TNB | DISTRIBUTION | CHERAS | Existing | BCRS/PCE/J00456/MATX | 300277717 | TX1-B08666 | CHERAS VISTA BMC |  | 137 | RYB |  |  | 11 kV |  | 415 V |  | MTM | 1000.00 kVA | 2001-11-01 |  | 1 | 136
254725190 | TNB | DISTRIBUTION | CHERAS | Existing | BCRS/PCE/J00458/MATX3 | 300276994 | TX1-B08462 | PANGSAPURI(KONDO) LANGAT JAYA |  | 193 | RYB |  |  | 11 kV |  | 415 V |  | MTM | 1000.00 kVA | 18/07/1998 |  | 1 | 1
254725192 | TNB | DISTRIBUTION | CHERAS | Existing | BCRS/PCE/J00458/MATX2 | 300276993 | TX2-B08459 | PANGSAPURI(KONDO) LANGAT JAYA |  | 221 | RYB |  |  | 11 kV |  | 415 V |  | MTM | 1000.00 kVA | 18/07/1998 |  | 1 | 1
254725194 | TNB | DISTRIBUTION | CHERAS | Existing | BCRS/PCE/J00153/MATX2 | 300277543 | TX2-B05475 | TMN PUTRI NO 3 |  | 0 | RYB |  |  | 11 kV |  | 415 V |  | MTM | 1000.00 kVA | 1995-11-01 |  | 1 | 1
254725196 | TNB | DISTRIBUTION | CHERAS | Existing | BCRS/PCE/J00154/MATX1 | 300005316 | TX1-B02095 | TMN PUTRI NO 5 |  | 3 | RYB |  |  | 11 kV |  | 415 V |  | MTM | 750.00 kVA | 1995-11-01 |  | 1 | 2
254725200 | TNB | DISTRIBUTION | CHERAS | Existing | BCRS/PCE/J00214/MATX1 | 300005742 | TX1-B02393 | SG LONG NO 2 |  | 156 | RYB |  |  | 11 kV |  | 415 V |  | MTM | 750.00 kVA | 2006-11-01 |  | 1 | 159
254725202 | TNB | DISTRIBUTION | CHERAS | Existing | BCRS/PCE/J00214/MATX2 | 300005743 | TX2-B02394 | SG LONG NO 2 |  | 397 | RYB |  |  | 11 kV |  | 415 V |  | MTM | 1000.00 kVA | 2006-11-01 |  | 1 | 398
254725204 | TNB | DISTRIBUTION | CHERAS | Existing | BCRS/PCE/J00865/MATX1 | 300277626 | TX1-B08814 | JLN SUTERA 2/1A |  | 102 | RYB |  |  | 11 kV |  | 415 V |  | MTM | 1000.00 kVA | 18/07/1998 |  | 1 | 104
254725206 | TNB | DISTRIBUTION | CHERAS | Existing | BCRS/PCE/J00865/MATX2 | 300277627 | TX2-B08815 | JLN SUTERA 2/1A |  | 69 | RYB |  |  | 11 kV |  | 415 V |  | MTM | 1000.00 kVA | 18/07/1998 |  | 1 | 70
254725208 | TNB | DISTRIBUTION | CHERAS | Existing | BCRS/PCE/J00863/MATX1 | 300277620 | TX1-B08811 | RMH PAM TMN SUTERA |  | 0 | RYB |  |  | 11 kV |  | 415 V |  | MTM | 1000.00 kVA | 18/07/1998 |  | 1 | 1
254725210 | TNB | DISTRIBUTION | CHERAS | Existing | BCRS/PCE/J00862/MATX2 | 300277619 | TX2-B07233 | CHERAS PRIMA NO 2 |  | 68 | RYB |  |  | 11 kV |  | 415 V |  | MTM | 1000.00 kVA | 18/07/1998 |  | 1 | 68
254725212 | TNB | DISTRIBUTION | CHERAS | Existing | BCRS/PCE/J00835/MATX2 | 300272447 | TX2-B09975 | TMN LANGAT CERIA |  | 57 | RYB |  |  | 11 kV |  | 415 V |  | MTM | 1000.00 kVA | 18/07/1998 |  | 1 | 58
254725214 | TNB | DISTRIBUTION | CHERAS | Existing | BCRS/PCE/J00835/MATX1 | 300272445 | TX1-B09974 | TMN LANGAT CERIA |  | 48 | RYB |  |  | 11 kV |  | 415 V |  | MTM | 1000.00 kVA | 18/07/1998 |  | 1 | 36
254725216 | TNB | DISTRIBUTION | CHERAS | Existing | BCRS/PCE/J00668/MATX1 | 300430766 | TX1-B06465 | STRATEGIK PRODUCT |  | 1 | RYB |  |  | 11 kV |  | 415 V |  | MTM | 1000.00 kVA | 2001-11-11 |  | 1 | 1
254725282 | TNB | DISTRIBUTION | CHERAS | Existing | BCRS/PCE/J00189/MATX1 | 300005573 | TX1-B02369 | IBUSAWAT TELEKOM SG LONG |  | 9 | RYB |  |  | 11 kV |  | 415 V |  | MTM | 1000.00 kVA | 2000-11-01 |  | 1 | 11
254725284 | TNB | DISTRIBUTION | CHERAS | Existing | BCRS/PCE/J00511/MATXF1 | 300266755 | TX1-B07126 | JLN PERMAISURI 23/6 BDR MAHKOT |  | 266 | RYB |  |  | 11 kV |  | 415 V |  | MTM | 1000.00 kVA | 2002-11-01 |  | 1 | 270
254725286 | TNB | DISTRIBUTION | CHERAS | Existing | BCRS/PCE/J00874/MATX1 | 300277635 | TX1-B03964 | TREND PAPER |  | 94 | RYB |  |  | 11 kV |  | 415 V |  | MTM | 1000.00 kVA | 18/07/1998 |  | 1 | 99
254725288 | TNB | DISTRIBUTION | CHERAS | Existing | BCRS/PCE/J00859/MATX1 | 300277614 | TX1-B03970 | ABD KARIM MANAN |  | 8 | RYB |  |  | 11 kV |  | 415 V |  | MTM | 1000.00 kVA | 18/07/1998 |  | 1 | 8
254725290 | TNB | DISTRIBUTION | CHERAS | Existing | BCRS/PCE/J00825/MATX1 | 300272434 | TX1-B02918 | MINES LODGE |  | 239 | RYB |  |  | 11 kV |  | 415 V |  | SGB | 1000.00 kVA | 1998-11-11 |  | 1 | 1
254725292 | TNB | DISTRIBUTION | CHERAS | Existing | BCRS/PCE/J00094/MATX2 | 300004448 | TX2-B09444 | TMN ULU LANGAT JAYA NO 1 |  | 6 | RYB |  |  | 11 kV |  | 415 V |  | MTM | 1000.00 kVA | 2006-11-01 |  | 1 | 6
254725294 | TNB | DISTRIBUTION | CHERAS | Existing | BCRS/PCE/J00094/MATX1 | 300004447 | TX1-B09443 | TMN ULU LANGAT JAYA NO 1 |  | 89 | RYB |  |  | 11 kV |  | 415 V |  | MTM | 1000.00 kVA | 2006-11-01 |  | 1 | 89
254725296 | TNB | DISTRIBUTION | CHERAS | Existing | BCRS/PCE/J00464/MATX | 300010020 | TX1-B08283 | FELCRA SEMUNGKIS |  | 177 | RYB |  |  | 11 kV |  | 415 V |  | MTM | 1000.00 kVA | 1995-11-01 |  | 1 | 190
254725298 | TNB | DISTRIBUTION | CHERAS | Existing | BCRS/PCE/J00481/MATX | 300277651 | TX1-B07903 | JLN BENDAHARA 12/7 BMC |  | 122 | RYB |  |  | 11 kV |  | 415 V |  | MTM | 1000.00 kVA | 2004-11-01 |  | 1 | 122
254725300 | TNB | DISTRIBUTION | CHERAS | Existing | BCRS/PCE/J00503/MATFX1 | 300266743 | TX1-B09205 | JLN BENDAHARA 7A/7 |  | 29 | RYB |  |  | 11 kV |  | 415 V |  | MTM | 1000.00 kVA | 18/07/1998 |  | 1 | 30
254725302 | TNB | DISTRIBUTION | CHERAS | Existing | BCRS/PCE/J00046/MATX1 | 300004252 | TX1-B02163 | BASE CRAFT |  | 9 | RYB |  |  | 11 kV |  | 415 V |  | EWT | 1000.00 kVA | 1991-11-01 |  | 1 | 10
254725304 | TNB | DISTRIBUTION | CHERAS | Existing | BCRS/PCE/J00900/MATX1 | 300266867 | TX1-B08089 | IDAMAN VILLA |  | 66 | RYB |  |  | 11 kV |  | 415 V |  | MTM | 500.00 kVA | 18/07/1998 |  | 1 | 80
254725308 | TNB | DISTRIBUTION | CHERAS | Existing | BCRS/PCE/J00455/MATX | 300277420 | TX1-B08601 | JLN PAHLAWAN 20/3 |  | 113 | RYB |  |  | 11 kV |  | 415 V |  | MTM | 1000.00 kVA | 2005-11-01 |  | 1 | 115
254725310 | TNB | DISTRIBUTION | CHERAS | Existing | BCRS/PCE/J00295/MATX1 | 300010093 | TX1-B01332 | BOOM FUEN & SON (GALANT) |  | 1 | RYB |  |  | 11 kV |  | 415 V |  | MTM | 1000.00 kVA | 1994-11-01 |  | 1 | 1
254725312 | TNB | DISTRIBUTION | CHERAS | Existing | BCRS/PCE/J00295/MATX2 | 300010094 | TX2-B01330 | BOOM FUEN & SON (GALANT) |  | 0 | RYB |  |  | 11 kV |  | 415 V |  | LKH | 1000.00 kVA | 2000-11-01 |  | 1 | 1
254725410 | TNB | DISTRIBUTION | CHERAS | Existing | BCRS/PCE/J00682/MATX1 | 300270629 | TX1-B09418 | IND RINGAN BKT ANGKAT NO 4 |  | 42 | RYB |  |  | 11 kV |  | 415 V |  | MTM | 1000.00 kVA | 2007-11-01 |  | 1 | 16
254725414 | TNB | DISTRIBUTION | CHERAS | Existing | BCRS/PCE/J00702/MATX1 | 300270793 | TX1-B09113 | APARTMENT DESA RIA |  | 0 | RYB |  |  | 11 kV |  | 415 V |  | MTM | 750.00 kVA | 2005-11-01 |  | 1 | 1
254725416 | TNB | DISTRIBUTION | CHERAS | Existing | BCRS/PCE/J00070/MATX1 | 300004345 | TX1-B02263 | DUSUN TUA |  | 179 | RYB |  |  | 11 kV |  | 415 V |  | MTM | 1000.00 kVA | 1999-11-01 |  | 1 | 190
254725418 | TNB | DISTRIBUTION | CHERAS | Existing | BCRS/PCE/J00615/MATXF1 | 300269218 | TX1-B07220 | TIMELESS MILLION |  | 1 | RYB |  |  | 11 kV |  | 415 V |  | MTM | 500.00 kVA | 2003-11-01 |  | 1 | 1
254725420 | TNB | DISTRIBUTION | CHERAS | Existing | BCRS/PCE/J00635/MATXF1 | 300269365 | TX1-B08591 | PTM STEEL |  | 1 | RYB |  |  | 11 kV |  | 415 V |  | MTM | 1000.00 kVA | 2005-11-11 |  | 1 | 1
254725422 | TNB | DISTRIBUTION | CHERAS | Existing | BCRS/PCE/J00281/MATX1 | 300010016 | TX1-B01262 | MEIKA FOOD |  | 2 | RYB |  |  | 11 kV |  | 415 V |  | MTM | 1000.00 kVA | 2005-11-01 |  | 1 | 2
254725424 | TNB | DISTRIBUTION | CHERAS | Existing | BCRS/PCE/J00400/MATX1 | 300011118 | TX1-B01918 | CHOY AH BEE & SONS SB |  | 1 | RYB |  |  | 11 kV |  | 415 V |  | MTM | 1000.00 kVA | 1999-11-01 |  | 1 | 1
254725426 | TNB | DISTRIBUTION | CHERAS | Existing | BCRS/PCE/J00966/MATX1 | 300287539 | TX1-B03952 | SUMBER MAJU |  | 77 | RYB |  |  | 11 kV |  | 415 V |  | MTM | 1000.00 kVA | 18/07/1998 |  | 1 | 52
254725428 | TNB | DISTRIBUTION | CHERAS | Existing | BCRS/PCE/J00670/MATX1 | 300270613 | TX1-B07822 | SETIA NO 2 BALAKONG |  | 65 | RYB |  |  | 11 kV |  | 415 V |  | MTM | 750.00 kVA | 2003-11-01 |  | 1 | 65
254725430 | TNB | DISTRIBUTION | CHERAS | Existing | BCRS/PCE/J00673/MATX1 | 300270616 | TX1-B08190 | TMN BKT EMAS NO 1 |  | 75 | RYB |  |  | 11 kV |  | 415 V |  | MTM | 500.00 kVA | 2004-11-01 |  | 1 | 63
254725432 | TNB | DISTRIBUTION | CHERAS | Existing | BCRS/PCE/J00860/MATX1 | 300277615 | TX1-B03957 | LIM KOK YEONG SIMPANG BALAK |  | 35 | RYB |  |  | 11 kV |  | 415 V |  | MTM | 1000.00 kVA | 18/07/1998 |  | 1 | 36
254725434 | TNB | DISTRIBUTION | CHERAS | Existing | BCRS/PCE/J00544/MATXF1 | 300266885 | TX1-B07487 | SILK KTTDR SG LONG NO 1 |  | 1 | RYB |  |  | 11 kV |  | 415 V |  | EWT | 500.00 kVA | 18/07/1998 |  | 1 | 1
254725436 | TNB | DISTRIBUTION | CHERAS | Existing | BCRS/PCE/J00550/MATXF1 | 300266927 | TX1-B08437 | TAMAN CHERAS IDAMAN |  | 175 | RYB |  |  | 11 kV |  | 415 V |  | MTM | 750.00 kVA | 2005-11-01 |  | 1 | 177
254725438 | TNB | DISTRIBUTION | CHERAS | Existing | BCRS/PCE/J00852/MATX1 | 309906546 | TX1-B03987 | TMN SEKAMAT UDA |  | 503 | RYB |  |  | 11 kV |  | 415 V |  | MTM | 1000.00 kVA | 2016-01-08 |  | 1 | 491
254725440 | TNB | DISTRIBUTION | CHERAS | Existing | BCRS/PCE/J00739/MATX1 | 300268166 | TX1-B02013 | TERAS OAK NO 2 |  | 4 | RYB |  |  | 11 kV |  | 415 V |  | MTM | 1000.00 kVA | 18/07/1998 |  | 1 | 4
254725538 | TNB | DISTRIBUTION | CHERAS | Existing | BCRS/PCE/J00617/MATXF1 | 300269220 | TX1-B07967 | TROPICAL EXPANSION |  | 1 | RYB |  |  | 11 kV |  | 415 V |  | MTM | 750.00 kVA | 2004-11-01 |  | 1 | 1
254725540 | TNB | DISTRIBUTION | CHERAS | Existing | BCRS/PCE/J00913/MATX1 | 300277535 | TX1-B09933 | TMN ORKID JLN ORKID NO 5 |  | 137 | RYB |  |  | 11 kV |  | 415 V |  | MTM | 1000.00 kVA | 18/07/1998 |  | 1 | 17
254725578 | TNB | DISTRIBUTION | CHERAS | Existing | BCRS/PCE/J00036/MATX1 | 300004190 | TX1-B01767 | TMN MEGAH NO 2 |  | 258 | RYB |  |  | 11 kV |  | 415 V |  | MTM | 1000.00 kVA | 1985-11-01 |  | 1 | 266
254725580 | TNB | DISTRIBUTION | CHERAS | Existing | BCRS/PCE/J00273/MATX1 | 300009981 | TX1-B01239 | CONTROL INSTRUMENT |  | 2 | RYB |  |  | 11 kV |  | 415 V |  | MTM | 1000.00 kVA | 2001-11-11 |  | 1 | 3
254725582 | TNB | DISTRIBUTION | CHERAS | Existing | BCRS/PCE/J00272/MATX2 | 300009974 | TX2-B01236 | MECOMB |  | 0 | RYB |  |  | 11 kV |  | 415 V |  | MTM | 1000.00 kVA | 1997-11-11 |  | 1 | 0
254725584 | TNB | DISTRIBUTION | CHERAS | Existing | BCRS/PCE/J00272/MATX1 | 300009973 | TX1-B01235 | MECOMB |  | 0 | RYB |  |  | 11 kV |  | 415 V |  | MTM | 1000.00 kVA | 1997-11-11 |  | 1 | 0
254725588 | TNB | DISTRIBUTION | CHERAS | Existing | BCRS/PCE/J00639/MATXF2 | 300269372 | TX2- B05494 | TERAS OAK NO 1 |  | 6 | RYB |  |  | 11 kV |  | 415 V |  | MTM | 1000.00 kVA | 18/07/1998 |  | 1 | 6
254725590 | TNB | DISTRIBUTION | CHERAS | Existing | BCRS/PCE/J00639/MATXF1 | 300269371 | TX1-B02003 | TERAS OAK NO 1 |  | 6 | RYB |  |  | 11 kV |  | 415 V |  | MTM | 1000.00 kVA | 18/07/1998 |  | 1 | 7
254725592 | TNB | DISTRIBUTION | CHERAS | Existing | BCRS/PCE/J00736/MATX1 | 300270835 | TX1-B02021 | LFIP NO 2 |  | 25 | RYB |  |  | 11 kV |  | 415 V |  | MTM | 1000.00 kVA | 18/07/1998 |  | 1 | 25
254725594 | TNB | DISTRIBUTION | CHERAS | Existing | BCRS/PCE/J00285/MATX1 | 300010038 | TX1-B01307 | PANTAI UTAMA |  | 1 | RYB |  |  | 11 kV |  | 415 V |  | MTM | 1000.00 kVA | 1998-11-11 |  | 1 | 1
254725596 | TNB | DISTRIBUTION | CHERAS | Existing | BCRS/PCE/J00274/MATX1 | 300009988 | TX1-B01304 | VALIAND RUBBER PRODUCT |  | 1 | RYB |  |  | 11 kV |  | 415 V |  | MTM | 1000.00 kVA | 1996-11-11 |  | 1 | 1
254725598 | TNB | DISTRIBUTION | CHERAS | Existing | BCRS/PCE/J00208/MATX1 | 300005704 | TX1-B01297 | RSD SB |  | 7 | RYB |  |  | 11 kV |  | 415 V |  | MTM | 1000.00 kVA | 1994-11-11 |  | 1 | 7
254725600 | TNB | DISTRIBUTION | CHERAS | Existing | BCRS/PCE/J00219/MATX1 | 300005782 | TX1-B06029 | BDR SG LONG NO 11 |  | 77 | RYB |  |  | 11 kV |  | 415 V |  | MTM | 1000.00 kVA | 2000-11-01 |  | 1 | 77
254725668 | TNB | DISTRIBUTION | CHERAS | Existing | BCRS/PCE/J00809/MATX1 | 300272406 | TX1-B07906 | JALAN PUTRA BMC |  | 93 | RYB |  |  | 11 kV |  | 415 V |  | MTM | 1000.00 kVA | 18/07/1998 |  | 1 | 95
254725670 | TNB | DISTRIBUTION | CHERAS | Existing | BCRS/PCE/J00236/MATX1 | 300452665 | TX1-B01777 | SG WAY QUARRY IND SB |  | 508 | RYB |  |  | 11 kV |  | 415 V |  | MTM | 1000.00 kVA | 2000-11-01 |  | 1 | 41
254725672 | TNB | DISTRIBUTION | CHERAS | Existing | BCRS/PCE/J00808/MATX1 | 300272405 | TX1-B08641 | JALAN PUTRA 13/1 |  | 72 | RYB |  |  | 11 kV |  | 415 V |  | MTM | 500.00 kVA | 18/07/1998 |  | 1 | 73
254725674 | TNB | DISTRIBUTION | CHERAS | Existing | BCRS/PCE/J00471/MATX | 300277694 | TX1-B08175 | JLN SL 13/4 SG LONG |  | 93 | RYB |  |  | 11 kV |  | 415 V |  | MTM | 1000.00 kVA | 2004-11-01 |  | 1 | 93
254725676 | TNB | DISTRIBUTION | CHERAS | Existing | BCRS/PCE/J00379/MATX1 | 300010601 | TX1-B01430 | PST DAGANGAN BALAKONG NO 3 |  | 129 | RYB |  |  | 11 kV |  | 415 V |  | MTM | 750.00 kVA | 1997-11-11 |  | 1 | 91
254725678 | TNB | DISTRIBUTION | CHERAS | Existing | BCRS/PCE/J00379/MATX2 | 300010602 | TX2-B05532 | PST DAGANGAN BALAKONG NO 3 |  | 24 | RYB |  |  | 11 kV |  | 415 V |  | MTM | 750.00 kVA | 1997-11-11 |  | 1 | 11
254725680 | TNB | DISTRIBUTION | CHERAS | Existing | BCRS/PCE/J00378/MATX1 | 300010593 | TX1-B01427 | PST DAGANGAN BALAKONG NO 4 |  | 67 | RYB |  |  | 11 kV |  | 415 V |  | MTM | 750.00 kVA | 1997-11-11 |  | 1 | 26
254725682 | TNB | DISTRIBUTION | CHERAS | Existing | BCRS/PCE/J00514/MATFX1 | 300267966 | TX1-B07002 | JLN SP 3 TMN SEGAR PERDANA |  | 90 | RYB |  |  | 11 kV |  | 415 V |  | SGB | 750.00 kVA | 18/07/1998 |  | 1 | 91
254725684 | TNB | DISTRIBUTION | CHERAS | Existing | BCRS/PCE/J00514/MATFX2 | 300266761 | TX2-B07003 | JLN SP 3 TMN SEGAR PERDANA |  | 123 | RYB |  |  | 11 kV |  | 415 V |  | SGB | 750.00 kVA | 18/07/1998 |  | 1 | 124
254725690 | TNB | DISTRIBUTION | CHERAS | Existing | BCRS/PCE/J00436/MATX1 | 300010227 | TX1-B07075 | TMN SEGAR PERDANA NO 5 |  | 377 | RYB |  |  | 11 kV |  | 415 V |  | MTM | 1000.00 kVA | 2003-11-01 |  | 1 | 9
254725692 | TNB | DISTRIBUTION | CHERAS | Existing | BCRS/PCE/J00147/MATX1 | 300005282 | TX1-B02077 | TMN SRI MUJUR |  | 174 | RYB |  |  | 11 kV |  | 415 V |  | MTM | 750.00 kVA | 1992-11-11 |  | 1 | 74
254725694 | TNB | DISTRIBUTION | CHERAS | Existing | BCRS/PCE/J00515/MATFX1 | 300266764 | TX1-B07742 | JLN SP 6/3 TMN SEGAR PERDANA |  | 77 | RYB |  |  | 11 kV |  | 415 V |  | SGB | 750.00 kVA | 2004-11-11 |  | 1 | 79
254725696 | TNB | DISTRIBUTION | CHERAS | Existing | BCRS/PCE/J00187/MATX2 | 300005550 | TX2-B02361 | SG LONG NO 7 |  | 499 | RYB |  |  | 11 kV |  | 415 V |  | MTM | 1000.00 kVA | 2000-11-01 |  | 1 | 20
254725704 | TNB | DISTRIBUTION | CHERAS | Existing | BCRS/PCE/J00206 ;; /MATX1 |  | TX1-B01310 | PE MAURI FERMENTATION |  | 0 | RYB |  |  | 11 kV |  | 415 V |  | MTM | 1000.00 kVA |  |  | 1 | 0
254725706 | TNB | DISTRIBUTION | CHERAS | Existing | BCRS/PCE/J00224/MATX1 | 300005812 | TX1-B04851 | P/PURI FOREST GREEN COMPACT |  | 192 | RYB |  |  | 11 kV |  | 415 V |  | SGB | 1000.00 kVA | 2000-11-01 |  | 1 | 2
254725708 | TNB | DISTRIBUTION | CHERAS | Existing |  |  | TX2-B07123 | PE VISTA GREEN CONDOMINIUM |  | 211 | RYB |  |  | 11 kV |  | 415 V |  | EWT | 1000.00 kVA |  |  | 1 | 2
254725710 | TNB | DISTRIBUTION | CHERAS | Existing | BCRS/PCE/J00221/MATX2 |  | TX2-B04481 | PE BUKIT PERMAI SG LONG |  | 151 | RYB |  |  | 11 kV |  | 415 V |  | EWT | 1000.00 kVA |  |  | 1 | 159
254725712 | TNB | DISTRIBUTION | CHERAS | Existing | BCRS/PCE/J00498/MATFX1 | 300277715 | TX1-B08070 | JALAN BENTARA 1/5 BDR MAHKOTA |  | 168 | RYB |  |  | 11 kV |  | 415 V |  | MTM | 1000.00 kVA | 2004-11-01 |  | 2 | 174
254725714 | TNB | DISTRIBUTION | CHERAS | Existing | BCRS/PCE/J00498/MATFX2 | 300277716 | TX2-B08071 | JALAN BENTARA 1/5 BDR MAHKOTA |  | 117 | RYB |  |  | 11 kV |  | 415 V |  | MTM | 1000.00 kVA | 2004-11-01 |  | 1 | 119
254725716 | TNB | DISTRIBUTION | CHERAS | Existing | BCRS/PCE/J00093/MATX1 | 300004437 | TX1-B05089 | RMH PANGSA TMN PERKASA NO 3 |  | 246 | RYB |  |  | 11 kV |  | 415 V |  | MTM | 1000.00 kVA | 2001-11-01 |  | 1 | 13
254725718 | TNB | DISTRIBUTION | CHERAS | Existing | BCRS/PCE/J00088/MATX1 | 300004414 | TX1-B02299 | PKNS KG PADANG |  | 259 | RYB |  |  | 11 kV |  | 415 V |  | MTM | 500.00 kVA | 1990-11-01 |  | 1 | 296
254725720 | TNB | DISTRIBUTION | CHERAS | Existing | BCRS/PCE/J00734/MATX1 | 300270833 | TX1-B09279 | TMN SURIA |  | 110 | RYB |  |  | 11 kV |  | 415 V |  | MTM | 1000.00 kVA | 18/07/1998 |  | 1 | 111
254725724 | TNB | DISTRIBUTION | CHERAS | Existing | BCRS/PCE/J00059/MATX1 | 300004306 | TX1-B02209 | BT 14 HULU LANGAT |  | 205 | RYB |  |  | 11 kV |  | 415 V |  | MTM | 1000.00 kVA | 2004-11-01 |  | 1 | 217
254725726 | TNB | DISTRIBUTION | CHERAS | Existing | BCRS/PCE/J00109/MATX1 | 300308865 | TX1-B02219 | CG MEDICAL INDUSTRY |  | 5 | RYB |  |  | 11 kV |  | 415 V |  | MTM | 1000.00 kVA | 1990-11-01 |  | 1 | 7
254725794 | TNB | DISTRIBUTION | CHERAS | Existing | BCRS/PCE/J00527/MATXF1 | 300266853 | TX1-B08289 | RUMAH PAM BKT SG LONG |  | 1 | RYB |  |  | 11 kV |  | 415 V |  | EWT | 300.00 kVA | 2005-11-01 |  | 1 | 1
254725796 | TNB | DISTRIBUTION | CHERAS | Existing | BCRS/PCE/J00216/MATX1 | 300005762 | TX1-B02383 | SG LONG GOLF CLUB |  | 1 | RYB |  |  | 11 kV |  | 415 V |  | MTM | 1000.00 kVA | 2000-11-01 |  | 1 | 1
254725798 | TNB | DISTRIBUTION | CHERAS | Existing | BCRS/PCE/J00682/MATX2 | 300270630 | TX2-B09419 | IND RINGAN BKT ANGKAT NO 4 |  | 29 | RYB |  |  | 11 kV |  | 415 V |  | MTM | 1000.00 kVA | 2007-11-01 |  | 1 | 15
254725800 | TNB | DISTRIBUTION | CHERAS | Existing | BCRS/PCE/J00683/MATX1 | 300513183 | TX1-B08266 | IND RINGAN BKT ANGKAT NO 1 |  | 29 | RYB |  |  | 11 kV |  | 415 V |  | MTM | 500.00 kVA | 2005-11-01 |  | 1 | 12
254725802 | TNB | DISTRIBUTION | CHERAS | Existing | BCRS/PCE/J00871/MATX1 | 300277617 | TX1-B08564 | CHERAS PRIMA NO 3 |  | 189 | RYB |  |  | 11 kV |  | 415 V |  | MTM | 1000.00 kVA | 18/07/1998 |  | 1 | 4
254725804 | TNB | DISTRIBUTION | CHERAS | Existing | BCRS/PCE/J00267/MATX1 | 300006206 | TX1-B06336 | BDR MAHKOTA CHERAS NO. 7 |  | 22 | RYB |  |  | 11 kV |  | 415 V |  | MTM | 1000.00 kVA | 2002-11-01 |  | 1 | 23
254725806 | TNB | DISTRIBUTION | CHERAS | Existing | BCRS/PCE/J00254/MATX2 | 300006100 | TX2-B06341 | BDR MAHKOTA CHERAS NO. 8 |  | 17 | RYB |  |  | 11 kV |  | 415 V |  | MTM | 1000.00 kVA | 2002-11-01 |  | 1 | 18
254725808 | TNB | DISTRIBUTION | CHERAS | Existing | BCRS/PCE/J00252/MATX2 | 300006080 | TX2-B06349 | BDR MAHKOTA CHERAS NO.10 |  | 17 | RYB |  |  | 11 kV |  | 415 V |  | MTM | 1000.00 kVA | 2002-11-01 |  | 1 | 18
254725810 | TNB | DISTRIBUTION | CHERAS | Existing | BCRS/PCE/J00509/MATXF1 | 300266753 | TX1-B07819 | JLN PAHLAWAN 22/3, BDR MAHKOT 222 RYB 11 kV 415 V EWT 1000.00 kVA 11/01/2004 1 222 254725812 TNB DISTRIBUTION CHERAS Existing BCRS/PCE/J00048/MATX1 300004264 TX1-B02175 KUATERS LOJI AIR LANGAT 50 RYB 11 kV 415 V MTM 1000.00 kVA 11/01/1991 1 51 254725814 TNB DISTRIBUTION CHERAS Existing BCRS/PCE/J00547/MATXF1 300266924 TX1-B06640 SMK DUSUN NANDING 19 RYB 11 kV 415 V MTM 1000.00 kVA 11/01/2002 1 19 254725816 TNB DISTRIBUTION CHERAS Existing BCRS/PCE/J00100/MATX1 300004502 TX1-B02335 KG NURUL IMAN 141 RYB 11 kV 415 V MTM 750.00 kVA 11/01/1993 1 148 254725822 TNB DISTRIBUTION CHERAS Existing BCRS/PCE/J00117/MATX1 300004529 TX1-B06032 CHASELAND NO 1 7 RYB 11 kV 415 V MTM 1000.00 kVA 11/01/1999 1 8 254725824 TNB DISTRIBUTION CHERAS Existing BCRS/PCE/J00119/MATX2 300004540 TX2-B06036 CHASELAND NO 2 8 RYB 11 kV 415 V MTM 1000.00 kVA 11/01/1999 1 9 254725826 TNB DISTRIBUTION CHERAS Existing BCRS/PCE/J00119/MATX1 300004539 TX1-B06035 CHASELAND NO 2 7 RYB 11 kV 415 V MTM 1000.00 kVA 11/01/1999 1 8 254725828 TNB DISTRIBUTION CHERAS Existing BCRS/PCE/J00837/MATX1 300272448 TX1-B09076 TMN IMPIAN WARISAN LANGAT 138 RYB 11 kV 415 V MTM 750.00 kVA 18/07/1998 1 3 254725830 TNB DISTRIBUTION CHERAS Existing BCRS/PCE/J00837/MATX2 300272449 TX2-B09077 TMN IMPIAN WARISAN LANGAT 135 RYB 11 kV 415 V MTM 750.00 kVA 18/07/1998 1 5 254725832 TNB DISTRIBUTION CHERAS Existing BCRS/PCE/J00766/MATX1 300271091 TX1-B04205 LOT 5757 KIDAMAI 5 RYB 11 kV 415 V MTM 1000.00 kVA 18/07/1998 1 6 254726046 TNB DISTRIBUTION CHERAS Existing BCRS/PCE/J00870/MATX1 300277637 TX1-B07229 CHERAS PRIMA NO 1 140 RYB 11 kV 415 V MTM 1000.00 kVA 18/07/1998 1 143 254726048 TNB DISTRIBUTION CHERAS Existing BCRS/PCE/J00870/MATX2 300277638 TX2-B08511 CHERAS PRIMA NO 1 177 RYB 11 kV 415 V MTM 1000.00 kVA 18/07/1998 1 14 254726050 TNB DISTRIBUTION CHERAS Existing BCRS/PCE/J00869/MATX1 300277639 TX1-B08567 CHERAS PRIMA NO 4 231 RYB 11 kV 415 V MTM 1000.00 kVA 18/07/1998 1 20 254726054 TNB DISTRIBUTION CHERAS Existing BCRS/PCE/J00092/MATX2 300277002 TX2-B05086 RMH PANGSA TMN PERKASA NO 2 185 RYB 11 kV 415 V MTM 750.00 kVA 11/01/2001 1 9 254726056 TNB DISTRIBUTION CHERAS Existing BCRS/PCE/J00913/MATX2 300277536 TX2-B09934 TMN ORKID JLN ORKID NO 5 79 RYB 11 kV 415 V MTM 1000.00 kVA 18/07/1998 1 10 254726058 TNB DISTRIBUTION CHERAS Existing BCRS/PCE/J00022/MATX2 300287932 TX2-B07174 TMN CHERAS AWANA NO 3 68 RYB 11 kV 415 V MTM 1000.00 kVA 11/01/1999 1 68 254726060 TNB DISTRIBUTION CHERAS Existing BCRS/PCE/J00710/MATX2 300270806 TX2-B08106 INDUSTRI BALAKONG JAYA NO 1 14 RYB 11 kV 415 V MTM 1000.00 kVA 18/07/1998 1 16 254726062 TNB DISTRIBUTION CHERAS Existing BCRS/PCE/J00022/MATX1 300004140 TX1-B02143 TMN CHERAS AWANA NO 3 331 RYB 11 kV 415 V MTM 750.00 kVA 11/01/1999 1 208 254726098 TNB DISTRIBUTION CHERAS Existing BCRS/PCE/J00187/MATX4 300005552 TX4-B02363 SG LONG NO 7 55 RYB 11 kV 415 V MTM 1000.00 kVA 11/01/2000 1 57 254726100 TNB DISTRIBUTION CHERAS Existing BCRS/PCE/J00574/MATXF1 300268030 TX1-B01949 LFIP NO 1 38 RYB 11 kV 415 V MTM 1000.00 kVA 18/07/1998 1 40 254726102 TNB DISTRIBUTION CHERAS Existing BCRS/PCE/J00574/MATXF2 300268031 TX2-B01950 LFIP NO 1 27 RYB 11 kV 415 V MTM 1000.00 kVA 18/07/1998 1 24 254726104 TNB DISTRIBUTION CHERAS Existing BCRS/PCE/J00574/MATXF3 300268032 TX3-B05491 LFIP NO 1 5 RYB 11 kV 415 V MTM 1000.00 kVA 18/07/1998 1 6 254726106 TNB DISTRIBUTION CHERAS Existing BCRS/PCE/J00359/MATX1 300010493 TX1-B01848 LUBS TECHNOLOGY SB 2 RYB 11 kV 415 V MTM 1000.00 kVA 11/01/1995 1 3 254726108 TNB DISTRIBUTION CHERAS Existing BCRS/PCE/J00381/MATX1 300010665 TX1-B01467 BRONLEY HILL NO 1 53 RYB 11 kV 415 V MTM 1000.00 kVA 18/07/1998 1 64 254726188 TNB DISTRIBUTION CHERAS Existing BCRS/PCE/J00162/MATX2 300005371 TX2-B05466 TMN RASA SAYANG NO 1 43 RYB 11 kV 415 V MTM 750.00 kVA 11/11/1988 1 22 254726190 TNB DISTRIBUTION CHERAS Existing BCRS/PCE/J00242/MATX1 300005929 TX1-B01738 TMN PUTERI JAYA NO 1 229 RYB 11 kV 415 V EWT 1000.00 kVA 11/11/1996 1 234 254726192 TNB DISTRIBUTION CHERAS Existing BCRS/PCE/J00242/MATX2 300005930 TX2-B05500 TMN PUTERI JAYA NO 1 111 RYB 11 kV 415 V EWT 1000.00 kVA 11/11/1996 1 114 254726194 TNB DISTRIBUTION CHERAS Existing BCRS/PCE/J00718/MATX1 300270819 TX1-B01969 INDUSTRONIC ENTERPRISE 0 RYB 11 kV 415 V MTM 750.00 kVA 11/01/1997 1 1 254726198 TNB DISTRIBUTION CHERAS Existing BCRS/PCE/J00742/MATX2 300270846 TX2-B05476 TANMING RAYA NO 2 22 RYB 11 kV 415 V MTM 750.00 kVA 11/11/1997 1 11 254726200 TNB DISTRIBUTION CHERAS Existing BCRS/PCE/J00742/MATX1 300270845 TX1-B01877 TANMING RAYA NO 2 125 RYB 11 kV 415 V MTM 1000.00 kVA 11/11/2002 1 56 254726202 TNB DISTRIBUTION CHERAS Existing BCRS/PCE/J00190/MATX1 300005579 TX1-B02372 SG LONG NO 6 185 RYB 11 kV 415 V MTM 1000.00 kVA 11/01/2000 1 93 254726204 TNB DISTRIBUTION CHERAS Existing BCRS/PCE/J00190/MATX2 300005580 TX2-B02373 SG LONG NO 6 211 RYB 11 kV 415 V MTM 1000.00 kVA 11/01/2000 1 81 254726206 TNB DISTRIBUTION CHERAS Existing BCRS/PCE/J00293/MATX1 300010081 TX1-B01325 KG BARU BALAKONG 179 RYB 11 kV 415 V LKH 1000.00 kVA 11/11/1999 1 175
254726208 | TNB | DISTRIBUTION | CHERAS | Existing | BCRS/PCE/J00294/MATX1 | 300010087 | TX1-B01328 | DAPAT |  | 2 | RYB |  |  | 11 kV |  | 415 V |  | MTM | 1000.00 kVA | 1994-11-01 |  | 1 | 4
254726210 | TNB | DISTRIBUTION | CHERAS | Existing | BCRS/PCE/J00528/MATXF1 | 300266854 | TX1-B08993 | PERSIARAN SG LONG 1 BDR SG LON |  | 75 | RYB |  |  | 11 kV |  | 415 V |  | SGB | 1000.00 kVA | 2006-11-11 |  | 1 | 27
254726212 | TNB | DISTRIBUTION | CHERAS | Existing | BCRS/PCE/J00530/MATXF1 | 300266861 | TX1-B09067 | PERSIARAN SG LONG 1 BDR SG LON |  | 59 | RYB |  |  | 11 kV |  | 415 V |  | MTM | 1000.00 kVA | 18/07/1998 |  | 1 | 20
254726214 | TNB | DISTRIBUTION | CHERAS | Existing | BCRS/PCE/J00529/MATXF2 | 300266860 | TX2-B08990 | PERSIARAN SG LONG 1 BDR SG LON |  | 41 | RYB |  |  | 11 kV |  | 415 V |  | MTM | 750.00 kVA | 2006-11-11 |  | 1 | 16
254726216 | TNB | DISTRIBUTION | CHERAS | Existing | BCRS/PCE/J00879/MATX2 |  | TX2-B08424 | PE TAMAN TAMING INDAH P/E 1 |  | 65 | RYB |  |  | 11 kV |  | 415 V |  | SGB | 1000.00 kVA |  |  | 1 | 66
254726218 | TNB | DISTRIBUTION | CHERAS | Existing | BCRS/PCE/J00286/MATX1 | 300010044 | TX1-B01232 | KG BARU BALAKONG COMPACT |  | 132 | RYB |  |  | 11 kV |  | 415 V |  | LKH | 1000.00 kVA | 2000-11-11 |  | 1 | 132
254726302 | TNB | DISTRIBUTION | CHERAS | Existing | BCRS/PCE/J00215/MATX1 | 300005752 | TX1-B02389 | SG LONG NO 8 |  | 266 | RYB |  |  | 11 kV |  | 415 V |  | MTM | 750.00 kVA | 2000-11-01 |  | 1 | 268
254726304 | TNB | DISTRIBUTION | CHERAS | Existing | BCRS/PCE/J00192/MATX2 | 300005596 | TX2-B02380 | SG LONG NO 9 |  | 191 | RYB |  |  | 11 kV |  | 415 V |  | MTM | 1000.00 kVA | 1996-11-01 |  | 1 | 194
254726306 | TNB | DISTRIBUTION | CHERAS | Existing | BCRS/PCE/J00192/MATX1 | 300005595 | TX1-B02379 | SG LONG NO 9 |  | 215 | RYB |  |  | 11 kV |  | 415 V |  | MTM | 1000.00 kVA | 1996-11-01 |  | 1 | 217
254726308 | TNB | DISTRIBUTION | CHERAS | Existing | BCRS/PCE/J00796/MATX1 | 300271125 | TX1-B05889 | WOON HWA TRADING |  | 1 | RYB |  |  | 11 kV |  | 415 V |  | MTM | 1000.00 kVA | 18/07/1998 |  | 1 | 1
254726310 | TNB | DISTRIBUTION | CHERAS | Existing | BCRS/PCE/J00798/MATX2 | 300271129 | TX2-B05053 | YP PRESICIAN |  | 0 | RYB |  |  | 11 kV |  | 415 V |  | MTM | 1000.00 kVA | 2002-11-01 |  | 1 | 0
254726312 | TNB | DISTRIBUTION | CHERAS | Existing | BCRS/PCE/J00220/MATX1 | 300005792 | TX1-B02386 | BDR SG LONG NO 10 |  | 337 | RYB |  |  | 11 kV |  | 415 V |  | MTM | 1000.00 kVA | 2000-11-01 |  | 1 | 336
254726314 | TNB | DISTRIBUTION | CHERAS | Existing | BCRS/PCE/J00627/MATX1 | 300269231 | TX1-B09422 | TUCK HUA NO 3 |  | 0 | RYB |  |  | 11 kV |  | 415 V |  | MTM | 1000.00 kVA | 1999-11-01 |  | 1 | 1
254726316 | TNB | DISTRIBUTION | CHERAS | Existing | BCRS/PCE/J00271/MATX1 | 300009473 | TX1-B06747 | PADAT LAMAN KENCANA BT 19 H/L |  | 51 | RYB |  |  | 11 kV |  | 415 V |  | MTM | 500.00 kVA | 1999-11-01 |  | 1 | 51
254726318 | TNB | DISTRIBUTION | CHERAS | Existing | BCRS/PCE/J00082/MATX1 | 300004390 | TX1-B02307 | PKNS SG LUI |  | 198 | RYB |  |  | 11 kV |  | 415 V |  | MTM | 750.00 kVA | 1990-11-01 |  | 1 | 214
254726324 | TNB | DISTRIBUTION | CHERAS | Existing | BCRS/PCE/J00898/MATX1 | 300277640 | TX1-B02320 | DONGLAI |  | 44 | RYB |  |  | 11 kV |  | 415 V |  | MTM | 100.00 kVA | 18/07/1998 |  | 1 | 52
254726326 | TNB | DISTRIBUTION | CHERAS | Existing | BCRS/PCE/J00087/MATX1 | 300277641 | TX1-B02322 | KG PAYA LEBAR A/T |  | 66 | RYB |  |  | 11 kV |  | 415 V |  | MTM | 100.00 kVA | 1990-11-01 |  | 1 | 69
254726328 | TNB | DISTRIBUTION | CHERAS | Existing | BCRS/PCE/J00086/MATX1 | 300004408 | TX1-B02317 | SG LUI NO 3 BT 23 A/T |  | 60 | RYB |  |  | 11 kV |  | 415 V |  | MTM | 100.00 kVA | 1990-11-01 |  | 1 | 73
254726330 | TNB | DISTRIBUTION | CHERAS | Existing | BCRS/PCE/J00801/MATX1 | 300430772 | TX1-B05046 | LEW MEW CHOI |  | 1 | RYB |  |  | 11 kV |  | 415 V |  | MTM | 1000.00 kVA | 2000-11-11 |  | 1 | 1
254726332 | TNB | DISTRIBUTION | CHERAS | Existing | BCRS/PCE/J00505/MATFX1 | 300266746 | TX1-B07141 | JLN IKHLAS SG LONG |  | 67 | RYB |  |  | 11 kV |  | 415 V |  | MTM | 750.00 kVA | 2002-11-01 |  | 1 | 68
254726526 | TNB | DISTRIBUTION | CHERAS | Existing | BCRS/PCE/J00657/MATX2 | 300270598 | TX2-B00908 | DESA SERDANG NO 4 |  | 254 | RYB |  |  | 11 kV |  | 415 V |  | MTM | 1000.00 kVA | 1994-11-11 |  | 1 | 49
254726630 | TNB | DISTRIBUTION | CHERAS | Existing | BCRS/PCE/J00908/MATX1 | 300276808 | TX1-B10287 | TOWN PARK 1 NO 2 |  | 60 | RYB |  |  | 11 kV |  | 415 V |  | MTM | 1000.00 kVA | 18/07/1998 |  | 1 | 19
254726948 | TNB | DISTRIBUTION | CHERAS | Existing | BCRS/PCE/J00994/MATX1 | 300288452 | TX1-B10205 | JLN BENDAHARA 12 |  | 40 | RYB |  |  | 11 kV |  | 415 V |  | MTM | 750.00 kVA | 2008-07-06 |  | 1 | 32
254726950 | TNB | DISTRIBUTION | CHERAS | Existing | BCRS/PCE/J00904/MATX1 | 300276982 | TX1-B10208 | JALAN MAS JAYA NO 1 |  | 240 | RYB |  |  | 11 kV |  | 415 V |  | MTM | 750.00 kVA | 18/07/1998 |  | 1 | 5
254726962 | TNB | DISTRIBUTION | CHERAS | Existing | BCRS/PCE/J00807/MATX1 | 300272404 | TX1-B10083 | JALAN BENDAHARA BMC |  | 35 | RYB |  |  | 11 kV |  | 415 V |  | MTM | 500.00 kVA | 18/07/1998 |  | 1 | 20
254726964 | TNB | DISTRIBUTION | CHERAS | Existing | BCRS/PCE/J00836/MATX1 | 300272446 | TX1-B10152 | RUMAH PANGSA KOS RENDAH TMN WA |  | 354 | RYB |  |  | 11 kV |  | 415 V |  | MTM | 1000.00 kVA | 18/07/1998 |  | 1 | 7
254726966 | TNB | DISTRIBUTION | CHERAS | Existing | BCRS/PCE/J00108/MATX1 | 300010333 | TX1-B02222 | MADAH PERKAYUAN |  | 5 | RYB |  |  | 11 kV |  | 415 V |  | MTM | 1000.00 kVA | 1993-11-01 |  | 1 | 5
254726968 | TNB | DISTRIBUTION | CHERAS | Existing | BCRS/PCE/J00650/MATXF1 | 300269379 | TX1-B10141 | HASIL KARYA S/B |  | 1 | RYB |  |  | 11 kV |  | 415 V |  | MTM | 1000.00 kVA | 2011-11-11 |  | 1 | 1
254727090 | TNB | DISTRIBUTION | CHERAS | Existing | BCRS/PCE/J00914/MATX1 | 300277537 | TX1-B10181 | TMN ORKID JLN ORKID 5/2 |  | 97 | RYB |  |  | 11 kV |  | 415 V |  | MTM | 1000.00 kVA | 18/07/1998 |  | 1 | 14
254727092 | TNB | DISTRIBUTION | CHERAS | Existing | BCRS/PCE/J00914/MATX2 | 300277538 | TX2-B10182 | TMN ORKID JLN ORKID 5/2 |  | 121 | RYB |  |  | 11 kV |  | 415 V |  | MTM | 1000.00 kVA | 18/07/1998 |  | 1 | 13
254727094 | TNB | DISTRIBUTION | CHERAS | Existing | BCRS/PCE/J00735/MATX1 | 300270834 | TX1-B10196 | TMN SURIA NO 2 |  | 125 | RYB |  |  | 11 kV |  | 415 V |  | MTM | 1000.00 kVA | 18/07/1998 |  | 1 | 125
254727096 | TNB | DISTRIBUTION | CHERAS | Existing | BCRS/PCE/J00791/MATX1 | 300271118 | TX1-B10185 | DAIREN DEVELOPMENT NO 2 |  | 10 | RYB |  |  | 11 kV |  | 415 V |  | MTM | 1000.00 kVA | 2008-11-11 |  | 1 | 10
254727186 | TNB | DISTRIBUTION | CHERAS | Existing | BCRS/PCE/J00967/MATX1 | 300289193 | TX1- B00856 | COMPACT KG SETIA |  | 46 | RYB |  |  | 11 kV |  | 415 V |  | MTM | 500.00 kVA | 1997-11-11 |  | 1 | 46
254727188 | TNB | DISTRIBUTION | CHERAS | Existing | BCRS/PCE/J00660/MATX2 | 300443719 | TX2-B00852 | DESA SERDANG NO 1 |  | 14 | RYB |  |  | 11 kV |  | 415 V |  | MTM | 1000.00 kVA | 1996-11-11 |  | 1 | 16
254727190 | TNB | DISTRIBUTION | CHERAS | Existing | BCRS/PCE/J00660/MATX1 | 300270602 | TX1-B00851 | DESA SERDANG NO 1 |  | 23 | RYB |  |  | 11 kV |  | 415 V |  | MTM | 1000.00 kVA | 1994-11-11 |  | 1 | 22
254727192 | TNB | DISTRIBUTION | CHERAS | Existing | BCRS/PCE/J00659/MATX2 | 300443697 | TX2-B00899 | DESA SERDANG NO 2 |  | 16 | RYB |  |  | 11 kV |  | 415 V |  | MTM | 1000.00 kVA | 1994-11-11 |  | 1 | 16
254727290 | TNB | DISTRIBUTION | CHERAS | Existing | BCRS/PCE/J00659/MATX1 | 300270601 | TX1-B00900 | DESA SERDANG NO 2 |  | 15 | RYB |  |  | 11 kV |  | 415 V |  | MTM | 1000.00 kVA | 1994-11-11 |  | 1 | 14
254727416 | TNB | DISTRIBUTION | CHERAS | Existing |  |  | TX2-B02629 | PE CITY BEACH RESORT |  | 0 | RYB |  |  | 11 kV |  | 415 V |  | MTM | 1000.00 kVA |  |  | 1 | 0
254727642 | TNB | DISTRIBUTION | CHERAS | Existing | BCRS/PCE/J00930/MATX1 | 300277744 | TX1-B02628 | CITY BEACH RESORT |  | 0 | RYB |  |  | 11 kV |  | 415 V |  | MTM | 1000.00 kVA | 18/07/1998 |  | 1 | 0
254727644 | TNB | DISTRIBUTION | CHERAS | Existing | BCRS/PCE/J00928/MATX1 | 300277742 | TX1-B02622 | COUNTRY HEIGHT PARADE NO 2 |  | 22 | RYB |  |  | 11 kV |  | 415 V |  | MTM | 1000.00 kVA | 18/07/1998 |  | 1 | 20
254727646 | TNB | DISTRIBUTION | CHERAS | Existing | BCRS/PCE/J00929/MATX1 | 300277743 | TX1-B08234 | MINES LOTUS 2/1 |  | 19 | RYB |  |  | 11 kV |  | 415 V |  | MTM | 1000.00 kVA | 18/07/1998 |  | 1 | 21
254727648 | TNB | DISTRIBUTION | CHERAS | Existing | BCRS/PCE/J00943/MATX1 | 300288404 | TX1-B02639 | COUNTRY HEIGHT PARADE NO 1 |  | 14 | RYB |  |  | 11 kV |  | 415 V |  | MTM | 1000.00 kVA | 18/07/1998 |  | 1 | 15
254727870 | TNB | DISTRIBUTION | CHERAS | Existing | BCRS/PCE/J00549/MATXF1 | 300266926 | TX1-B09951 | PERSIARAN BKT SG LONG NO 1 |  | 63 | RYB |  |  | 11 kV |  | 415 V |  | SGB | 1000.00 kVA | 18/07/1998 |  | 1 | 63
254727872 | TNB | DISTRIBUTION | CHERAS | Existing | BCRS/PCE/J00843/MATX1 | 300272455 | TX1-B10132 | JLN BKT SL 3/1 |  | 76 | RYB |  |  | 11 kV |  | 415 V |  | MTM | 500.00 kVA | 2007-11-11 |  | 1 | 77
254728120 | TNB | DISTRIBUTION | CHERAS | Existing | BCRS/PCE/J00934/MATX2 | 300277548 | TX2-B10023 | JLN SUADAMAI 11/4 BTHO |  | 38 | RYB |  |  | 11 kV |  | 415 V |  | MTM | 750.00 kVA | 2007-11-11 |  | 1 | 39
254728122 | TNB | DISTRIBUTION | CHERAS | Existing | BCRS/PCE/J00842/MATX1 | 300272454 | TX1-B09955 | PERSIARAN BKT SG LONG NO 2 |  | 36 | RYB |  |  | 11 kV |  | 415 V |  | MTM | 750.00 kVA | 2010-11-11 |  | 1 | 37
254728156 | TNB | DISTRIBUTION | CHERAS | Existing | BCRS/PCE/J00944/MATX2 | 300288407 | TX2-B02636 | GREEN WATER ROCK NO 2 |  | 6 | RYB |  |  | 11 kV |  | 415 V |  | MTM | 1000.00 kVA | 18/07/1998 |  | 1 | 6
254728158 | TNB | DISTRIBUTION | CHERAS | Existing | BCRS/PCE/J00944/MATX3 |  | TX3-B05625 | PE GREEN WATER ROCK NO.2 |  | 9 | RYB |  |  | 11 kV |  | 415 V |  | SGB | 1000.00 kVA |  |  | 1 | 9
254728160 | TNB | DISTRIBUTION | CHERAS | Existing | BCRS/PCE/J00944/MATX1 | 300288406 | TX1-B02635 | GREEN WATER ROCK NO 2 |  | 20 | RYB |  |  | 11 kV |  | 415 V |  | MTM | 1000.00 kVA | 18/07/1998 |  | 1 | 22
254728162 | TNB | DISTRIBUTION | CHERAS | Existing | BCRS/PCE/J00941/MATX1 | 300288402 | TX1-B02641 | GREEN WATER ROCK NO 1 |  | 27 | RYB |  |  | 11 kV |  | 415 V |  | MTM | 1000.00 kVA | 18/07/1998 |  | 1 | 25
254728264 | TNB | DISTRIBUTION | CHERAS | Existing | BCRS/PCE/J00911/MATX1 | 300277524 | TX1-B10264 | PANGSAPURI CASAURINA |  | 126 | RYB |  |  | 11 kV |  | 415 V |  | MTM | 1000.00 kVA | 18/07/1998 |  | 1 | 2
254728432 | TNB | DISTRIBUTION | CHERAS | Existing | BCRS/PCE/J00658/MATX2 | 300270600 | TX2-B00903 | DESA SERDANG NO 3 |  | 24 | RYB |  |  | 11 kV |  | 415 V |  | MTM | 1000.00 kVA | 1994-11-11 |  | 1 | 24
254730412 | TNB | DISTRIBUTION | CHERAS | Existing |  |  | TX2-B10403 | PE APARTMENT VISTA HARTAMAS |  | 108 | RYB |  |  | 11 kV |  | 415 V |  | MTM | 750.00 kVA |  |  | 1 | 3
254730414 | TNB | DISTRIBUTION | CHERAS | Existing | BCRS/PCE/J00920/MATX1 | 300280729 | TX1-B10400 | RMH PANGSA BUKIT HARTAMAS |  | 193 | RYB |  |  | 11 kV |  | 415 V |  | MTM | 1000.00 kVA | 18/07/1998 |  | 1 | 6
254730418 | TNB | DISTRIBUTION | CHERAS | Existing | BCRS/PCE/J00899/MATX1 | 300269204 | TX1-B10377 | RUMAH BANDAR TMN PUTRI |  | 137 | RYB |  |  | 11 kV |  | 415 V |  | MTM | 1000.00 kVA | 18/07/1998 |  | 1 | 144
254730420 | TNB | DISTRIBUTION | CHERAS | Existing | BCRS/PCE/J00689/MATX1 | 300270638 | TX1-B10497 | SG SERING FASA 4 |  | 49 | RYB |  |  | 11 kV |  | 415 V |  | MTM | 1000.00 kVA | 31/01/2009 |  | 1 | 50
254730440 | TNB | DISTRIBUTION | CHERAS | Existing | BCRS/PCE/J00730/MATX1 | 300270830 | TX1-B10338 | ARMADA CERGAS |  | 2 | RYB |  |  | 11 kV |  | 415 V |  | MTM | 1000.00 kVA | 18/07/1998 |  | 1 | 1
254730442 | TNB | DISTRIBUTION | CHERAS | Existing | BCRS/PCE/J00692/MATX1 | 300277755 | TX1-B10433 | LOT 2374 FURNIWEB |  | 1 | RYB |  |  | 11 kV |  | 415 V |  | MTM | 1000.00 kVA | 2008-11-11 |  | 1 | 1
254732052 | TNB | DISTRIBUTION | CHERAS | Existing | BCRS/PCE/J00891/MATX1 | 300276964 | TX1-B10350 | VISTA CITY JLN PANGLIMA |  | 67 | RYB |  |  | 11 kV |  | 415 V |  | MTM | 1000.00 kVA | 18/07/1998 |  | 1 | 26
254732276 | TNB | DISTRIBUTION | CHERAS | Existing | BCRS/PCE/J00800/MATX1 | 300277733 | TX1-B10456 | KK METAL NO 2 |  | 3 | RYB |  |  | 11 kV |  | 415 V |  | MTM | 1000.00 kVA | 18/07/1998 |  | 1 | 1
254732656 | TNB | DISTRIBUTION | CHERAS | Existing | BCRS/PCE/J00647/MATX1 | 300277763 | TX1-B10322 | PIONER ALUMINIUM LOT 1870 |  | 1 | RYB |  |  | 11 kV |  | 415 V |  | MTM | 1000.00 kVA | 2008-11-11 |  | 1 | 1
254732672 | TNB | DISTRIBUTION | CHERAS | Existing | WKLS/PCE/J00917/MATX3 |  | TX-37359 | P/PURI PUNCAK BAIDURI |  | 0 | RYB |  |  | 11 kV |  | 415 V |  | Unknown | 1000.00 kVA |  |  | 1 | 0
254732674 | TNB | DISTRIBUTION | CHERAS | Existing | WKLS/PCE/J00917/MATX1 |  | TX3-37355 | PE P/PURI PUNCAK BAIDURI |  | 0 | RYB |  |  | 11 kV |  | 415 V |  | MTM | 1000.00 kVA |  |  | 1 | 0
254733072 | TNB | DISTRIBUTION | CHERAS | Existing | BCRS/PCE/J00390/MATX1 | 300277645 | TX1-B05312 | PADAT SAAS |  | 82 | RYB |  |  | 11 kV |  | 415 V |  | MTM | 1000.00 kVA | 18/07/1998 |  | 1 | 100
254733800 | TNB | DISTRIBUTION | CHERAS | Existing | BCRS/PCE/J00053/MATX1 | 300004281 | TX1-B02191 | TMN UDA MURNI |  | 82 | RYB |  |  | 11 kV |  | 415 V |  | MTM | 1000.00 kVA | 1999-11-01 |  | 1 | 84
254733802 | TNB | DISTRIBUTION | CHERAS | Existing | BCRS/PCE/J00460/MATX2 |  | TX2-B10482 | PE TMN TAMING MUTIARA BNDR SG LG |  | 37 | RYB |  |  | 11 kV |  | 415 V |  | MTM | 750.00 kVA |  |  | 1 | 37
254733804 | TNB | DISTRIBUTION | CHERAS | Existing | BCRS/PCE/J00460/MATX | 300277648 | TX1-B10481 | TANMING MUTIARA SG LONG |  | 30 | RYB |  |  | 11 kV |  | 415 V |  | MTM | 1000.00 kVA | 18/07/1998 |  | 1 | 30
254733806 | TNB | DISTRIBUTION | CHERAS | Existing | BCRS/PCE/J00552/MATXF1 | 300268003 | TX1-B09146 | PE TMN. SUNNYSIDE VALE NO 4 |  | 46 | RYB |  |  | 11 kV |  | 415 V |  | SGB | 500.00 kVA | 18/07/1998 |  | 1 | 43
254733808 | TNB | DISTRIBUTION | CHERAS | Existing | BCRS/PCE/J00882/MATX1 | 300277054 | TX1-B10389 | PANGSAPURI ADALIA |  | 378 | RYB |  |  | 11 kV |  | 415 V |  | MTM | 1000.00 kVA | 18/07/1998 |  | 1 | 19
254733810 | TNB | DISTRIBUTION | CHERAS | Existing | BCRS/PCE/J00727/MATX1 | 300430768 | TX1-B10452 | TOYOTA 3S |  | 0 | RYB |  |  | 11 kV |  | 415 V |  | MTM | 750.00 kVA | 2012-11-11 |  | 1 | 0
254734084 | TNB | DISTRIBUTION | CHERAS | Existing | BCRS/PCE/J00646/MATX1 | 300277761 | TX1-B10188 | MINLON LIGHT INDUSTRIES A |  | 4 | RYB |  |  | 11 kV |  | 415 V |  | MTM | 1000.00 kVA | 2009-11-01 |  | 1 | 4
254734086 | TNB | DISTRIBUTION | CHERAS | Existing | BCRS/PCE/J00645/MATX1 | 300277759 | TX1-B10192 | MINLON LIGHT INDUSTRIES B |  | 4 | RYB |  |  | 11 kV |  | 415 V |  | MTM | 1000.00 kVA | 2009-11-01 |  | 1 | 5
254734096 | TNB | DISTRIBUTION | CHERAS | Existing | BCRS/PCE/J00884/MATX1 | 300277713 | TX1-B09487 | JALAN SERI BUDIMAN 1/3 TMN SRI |  | 83 | RYB |  |  | 11 kV |  | 415 V |  | MTM | 1000.00 kVA | 18/07/1998 |  | 1 | 83
254734658 | TNB | DISTRIBUTION | CHERAS | Existing | WKLS/PCE/J00917/MATX2 |  | TX2-37356 | PE P/PURI PUNCAK BAIDURI |  | 0 | RYB |  |  | 11 kV |  | 415 V |  | MTM | 1000.00 kVA |  |  | 1 | 0
254742422 | TNB | DISTRIBUTION | CHERAS | Existing | BCRS/PPU/G00004/NALTX | 300051587 | TX3-LOCAL TRANS |  |  | 0 | RYB |  |  | 11 kV |  | 415 V |  | MITSUBISHI | 300.00 kVA | 21/05/1993 |  | 1 | 0
254742424 | TNB | DISTRIBUTION | CHERAS | Existing | BCRS/PCE/J00301/MATX1 | 300010194 | TX1-B01524 | SOLID GOLD |  | 3 | RYB |  |  | 11 kV |  | 415 V |  | MTM | 1000.00 kVA | 1992-11-01 |  | 1 | 3
254742426 | TNB | DISTRIBUTION | CHERAS | Existing | BCRS/PCE/J00942/MATX1 | 300288403 | TX1-B10462 | COMPACT DR SRI TIONG KING |  | 6 | RYB |  |  | 11 kV |  | 415 V |  | MTM | 1000.00 kVA | 18/07/1998 |  | 1 | 5
254742596 | TNB | DISTRIBUTION | CHERAS | Existing | BCRS/PCE/J00397/MATX1 | 300011100 | TX1-B01928 | SWEET TAPE (BUONTIRO) |  | 1 | RYB |  |  | 11 kV |  | 415 V |  | MTM | 1000.00 kVA | 1995-11-01 |  | 1 | 1
254742598 | TNB | DISTRIBUTION | CHERAS | Existing | BCRS/PCE/J00738/MATX2 | 300270842 | TX2-B08560 | BONANZA INDUSTRIAL PARK |  | 14 | RYB |  |  | 11 kV |  | 415 V |  | MTM | 1000.00 kVA | 18/07/1998 |  | 1 | 13
254742610 | TNB | DISTRIBUTION | CHERAS | Existing | BCRS/PCE/J00329/MATX1 | 300010323 | TX1-B01579 | PKNS CHERAS JAYA NO 6 |  | 237 | RYB |  |  | 11 kV |  | 415 V |  | MTM | 750.00 kVA | 1998-11-11 |  | 1 | 239
254742612 | TNB | DISTRIBUTION | CHERAS | Existing | BCRS/PCE/J00179/MATX1 | 300005498 | TX1-B04834 | TMN MEGAH NO 3A COMPACT |  | 194 | RYB |  |  | 11 kV |  | 415 V |  | EWT | 1000.00 kVA | 2000-11-01 |  | 1 | 37
254742614 | TNB | DISTRIBUTION | CHERAS | Existing | BCRS/PCE/J00318/MATX1 | 300510430 | TX1-B01588 | SOUTH EAST ASIA NO 1 SB |  | 1 | RYB |  |  | 11 kV |  | 415 V |  | MTM | 1000.00 kVA | 1989-11-01 |  | 1 | 1
254743132 | TNB | DISTRIBUTION | CHERAS | Existing |  |  | TX2-B02223 | PE MADAH PERKAYUAN |  | 8 | RYB |  |  | 11 kV |  | 415 V |  | MTM | 1000.00 kVA |  |  | 1 | 8
254743250 | TNB | DISTRIBUTION | CHERAS | Existing | BCRS/PCE/J00365/MATX1 | 300010527 | TX1-B01829 | REALCO SB |  | 1 | RYB |  |  | 11 kV |  | 415 V |  | MTM | 1000.00 kVA | 1995-11-11 |  | 1 | 1
254743252 | TNB | DISTRIBUTION | CHERAS | Existing | BCRS/PCE/J00333/MATX2 | 300010338 | TX2-B05490 | RAKAN BERSATU NO 2 |  | 5 | RYB |  |  | 11 kV |  | 415 V |  | MTM | 1000.00 kVA | 1993-11-01 |  | 1 | 5
254743374 | TNB | DISTRIBUTION | CHERAS | Existing | BCRS/PCE/J00373/MATX1 | 300010565 | TX1-B04469 | SENORITA NO 2 |  | 1 | RYB |  |  | 11 kV |  | 415 V |  | MTM | 1000.00 kVA | 2000-11-01 |  | 1 | 1
254743376 | TNB | DISTRIBUTION | CHERAS | Existing | BCRS/PCE/J00623/MATXF1 | 300269226 | TX1-B09258 | KONDO JUTA MINES BLOK B |  | 303 | RYB |  |  | 11 kV |  | 415 V |  | MTM | 1000.00 kVA | 2006-11-11 |  | 1 | 1
254743862 | TNB | DISTRIBUTION | CHERAS | Existing | BCRS/PCE/J00360/MATX1 | 300010499 | TX1-B01845 | LIEW KON THAM |  | 1 | RYB |  |  | 11 kV |  | 415 V |  | MTM | 1000.00 kVA | 1997-11-01 |  | 1 | 1
254743866 | TNB | DISTRIBUTION | CHERAS | Existing | BCRS/PCE/J00033/MATX2 | 300267730 | TX2-B01796 | TMN SRI RAYA (KAUSAR) |  | 89 | RYB |  |  | 11 kV |  | 415 V |  | MTM | 750.00 kVA | 1993-11-11 |  | 1 | 50
254743868 | TNB | DISTRIBUTION | CHERAS | Existing | BCRS/PCE/J00146/MATX1 | 300005276 | TX1-B02074 | TMN SUNTEX |  | 380 | RYB |  |  | 11 kV |  | 415 V |  | MTM | 1000.00 kVA | 1996-11-11 |  | 1 | 383
254743870 | TNB | DISTRIBUTION | CHERAS | Existing | BCRS/PCE/J00182/MATX2 | 300005518 | TX2-B05330 | BTHO NO 16 |  | 81 | RYB |  |  | 11 kV |  | 415 V |  | MTM | 1000.00 kVA | 2000-11-01 |  | 1 | 80
254743874 | TNB | DISTRIBUTION | CHERAS | Existing | BCRS/PCE/J00080/MATX1 | 300277766 | TX1-B08363 | MIEKA FOOD 2 |  | 2 | RYB |  |  | 11 kV |  | 415 V |  | MTM | 1000.00 kVA | 2005-11-01 |  | 1 | 2
254743880 | TNB | DISTRIBUTION | CHERAS | Existing | BCRS/PCE/J00164/MATX1 | 300005390 | TX1-B01712 | BTHO NO 6 |  | 205 | RYB |  |  | 11 kV |  | 415 V |  | MTM | 1000.00 kVA | 2000-11-01 |  | 1 | 15
254744074 | TNB | DISTRIBUTION | CHERAS | Existing | BCRS/PCE/J00786/MATX1 | 300271113 | TX1-B01346 | TANMING RAYA NO 4 |  | 195 | RYB |  |  | 11 kV |  | 415 V |  | MTM | 1000.00 kVA | 18/07/1998 |  | 1 | 137
254744082 | TNB | DISTRIBUTION | CHERAS | Existing |  |  | TX2-B08428 | PE TAMAN TAMING INDAH 2 |  | 42 | RYB |  |  | 11 kV |  | 415 V |  | SGB | 1000.00 kVA |  |  | 1 | 41
254744088 | TNB | DISTRIBUTION | CHERAS | Existing | BCRS/PCE/J00736/MATX2 | 300270836 | TX2-B02022 | LFIP NO 2 |  | 18 | RYB |  |  | 11 kV |  | 415 V |  | MTM | 1000.00 kVA | 18/07/1998 |  | 1 | 18
254744250 | TNB | DISTRIBUTION | CHERAS | Existing | BCRS/PCE/J00875/MATX1 | 300277634 | TX1-B03961 | SIMPANG BALAK A/T (OUDOOR) |  | 301 | RYB |  |  | 11 kV |  | 415 V |  | MTM | 1000.00 kVA | 18/07/1998 |  | 1 | 317
254744258 | TNB | DISTRIBUTION | CHERAS | Existing | BCRS/PCE/J00704/MATX1 | 300270796 | TX1-B06071 | COMMOND WOOD PRODUCT |  | 3 | RYB |  |  | 11 kV |  | 415 V |  | MTM | 1000.00 kVA | 1999-11-01 |  | 1 | 4
254744326 | TNB | DISTRIBUTION | CHERAS | Existing | BCRS/PCE/J00624/MATX2 | 300277516 | TX2-B05502 | TMN SRI CHERAS NO 3 |  | 84 | RYB |  |  | 11 kV |  | 415 V |  | MTM | 1000.00 kVA | 18/07/1998 |  | 1 | 60
254744362 | TNB | DISTRIBUTION | CHERAS | Existing |  |  | TX2-B09333 | PE COMMERCIAL AREA 11 |  | 48 | RYB |  |  | 11 kV |  | 415 V |  | MTM | 1000.00 kVA |  |  | 1 | 17
254744364 | TNB | DISTRIBUTION | CHERAS | Existing | BCRS/PCE/J00814/MATX2 | 300272417 | TX2-B08633 | COMMERCIAL AREA NO 6 |  | 37 | RYB |  |  | 11 kV |  | 415 V |  | MTM | 750.00 kVA | 18/07/1998 |  | 1 | 13
254744368 | TNB | DISTRIBUTION | CHERAS | Existing | BCRS/PCE/J00877/MATX1 | 300288055 | TX1-B03957 | COMPACT LAMPU JLN GRAND SAGA |  | 6 | RYB |  |  | 11 kV |  | 415 V |  | MTM | 1000.00 kVA | 18/07/1998 |  | 1 | 6
254744438 | TNB | DISTRIBUTION | CHERAS | Existing | BCRS/PCE/J00919/MATX1 | 300277745 | TX1-B10280 | LOT 1849 JLN KPB 10 |  | 0 | RYB |  |  | 11 kV |  | 415 V |  | MTM | 1000.00 kVA | 18/07/1998 |  | 1 | 1
254744652 | TNB | DISTRIBUTION | CHERAS | Existing | BCRS/PCE/J00794/MATX1 | 300271121 | TX1-B01412 | BINTANG PELANTAR |  | 1 | RYB |  |  | 11 kV |  | 415 V |  | MTM | 1000.00 kVA | 18/07/1998 |  | 1 | 1
254744850 | TNB | DISTRIBUTION | CHERAS | Existing | BCRS/PCE/J00783/MATX2 | 300271110 | TX2-B01369 | SETIA KASTURI BUSSINESS PARK |  | 68 | RYB |  |  | 11 kV |  | 415 V |  | EWT | 1000.00 kVA | 18/07/1998 |  | 1 | 26
254744852 | TNB | DISTRIBUTION | CHERAS | Existing | BCRS/PCE/J00762/MATX1 | 300271088 | TX1-B04192 | BKT ANGKAT COMPACT SG CHUA |  | 101 | RYB |  |  | 11 kV |  | 415 V |  | MTM | 1000.00 kVA | 1997-11-01 |  | 1 | 113
254744856 | TNB | DISTRIBUTION | CHERAS | Existing | BCRS/PCE/J00141/MATX1 | 300005248 | TX1-B07502 | APARTMENT SUMMERFIELD |  | 164 | RYB |  |  | 11 kV |  | 415 V |  | MTM | 1000.00 kVA | 2000-11-01 |  | 1 | 5
254745012 | TNB | DISTRIBUTION | CHERAS | Existing | BCRS/PCE/J00839/MATX1 | 300272450 | TX1-B08712 | JALAN DESA BUDIMAN 1/3 NO 1 |  | 33 | RYB |  |  | 11 kV |  | 415 V |  | MTM | 500.00 kVA | 18/07/1998 |  | 1 | 32
254745014 | TNB | DISTRIBUTION | CHERAS | Existing | BCRS/PCE/J00187/MATX1 | 300005549 | TX1-B02360 | SG LONG NO 7 |  | 0 | RYB |  |  | 11 kV |  | 415 V |  | MTM | 1000.00 kVA | 2000-11-01 |  | 1 | 0
254745018 | TNB | DISTRIBUTION | CHERAS | Existing | BCRS/PCE/J00289/MATX1 | 300010060 | TX1-B06383 | IVORY ASCENT S/B |  | 1 | RYB |  |  | 11 kV |  | 415 V |  | MTM | 1000.00 kVA | 2001-11-01 |  | 1 | 1
254745102 | TNB | DISTRIBUTION | CHERAS | Existing | BCRS/PCE/J00124/MATX1 | 300005132 | TX1-B01654 | CHERAS PERDANA NO 6 |  | 326 | RYB |  |  | 11 kV |  | 415 V |  | MTM | 1000.00 kVA | 1994-11-01 | 1000 kVA | 1 | 7
254745104 | TNB | DISTRIBUTION | CHERAS | Existing | BCRS/PCE/J00713/MATX1 | 300270811 | TX1-B08117 | INDUSTRI BALAKONG JAYA NO 4 |  | 19 | RYB |  |  | 11 kV |  | 415 V |  | MTM | 1000.00 kVA | 2006-11-01 |  | 1 | 21
254745108 | TNB | DISTRIBUTION | CHERAS | Existing | BCRS/PCE/J00222/MATX2 | 300277647 | TX2-B04688 | GARDEN PARK SG LONG NO 15 |  | 127 | RYB |  |  | 11 kV |  | 415 V |  | MTM | 1000.00 kVA | 2000-11-01 |  | 1 | 23
254745124 | TNB | DISTRIBUTION | CHERAS | Existing | BCRS/PCE/J00264/MATX2 | 300006177 | TX2-B06325 | BDR MAHKOTA CHERAS NO. 4 |  | 114 | RYB |  |  | 11 kV |  | 415 V |  | MTM | 1000.00 kVA | 2002-11-01 |  | 1 | 103
254745128 | TNB | DISTRIBUTION | CHERAS | Existing | BCRS/PCE/J00063/MATX1 | 300004323 | TX1-B02244 | TMN PINGGIRAN DELIMA NO 3 |  | 252 | RYB |  |  | 11 kV |  | 415 V |  | EWT | 1000.00 kVA | 1998-11-01 |  | 1 | 58
254745132 | TNB | DISTRIBUTION | CHERAS | Existing | BCRS/PCE/J00244/MATX1 | 300005950 | TX1-B01729 | TMN MURNI |  | 410 | RYB |  |  | 11 kV |  | 415 V |  | EWT | 750.00 kVA | 2011-11-11 |  | 1 | 397
254745134 | TNB | DISTRIBUTION | CHERAS | Existing | BCRS/PCE/J00226/MATX | 300276977 | TX1-B05108 | SEK MEN KEB SG LONG |  | 28 | RYB |  |  | 11 kV |  | 415 V |  | MTM | 750.00 kVA | 2001-11-01 |  | 1 | 27
254745152 | TNB | DISTRIBUTION | CHERAS | Existing | BCRS/PCE/J00648/MATXF1 | 300269377 | TX1-B09383 | KENT LEE (M) S/B |  | 1 | RYB |  |  | 11 kV |  | 415 V |  | MTM | 1000.00 kVA | 2007-11-11 |  | 1 | 1
254745154 | TNB | DISTRIBUTION | CHERAS | Existing | BCRS/PCE/J00832/MATX1 | 300272443 | TX1-B08445 | CITIZEN SCREEN |  | 1 | RYB |  |  | 11 kV |  | 415 V |  | MTM | 1000.00 kVA | 18/07/1998 |  | 1 | 1
254745168 | TNB | DISTRIBUTION | CHERAS | Existing |  |  | TX2-B09322 | PE COMMERCIAL AREA 13 |  | 73 | RYB |  |  | 11 kV |  | 415 V |  | MTM | 1000.00 kVA |  |  | 1 | 25
254745174 | TNB | DISTRIBUTION | CHERAS | Existing | BCRS/PCE/J00725/MATX2 | 300270826 | TX2-B04616 | KAJANG HEIGHT NO 2 |  | 108 | RYB |  |  | 11 kV |  | 415 V |  | MTM | 1000.00 kVA | 18/07/1998 |  | 1 | 110
254745206 | TNB | DISTRIBUTION | CHERAS | Existing | BCRS/PCE/J00988/MATX1 | 300288230 | TX1-B11088 | LOT 4161 LKC VANTURES |  | 2 | RYB |  |  | 11 kV |  | 415 V |  | EWT | 300.00 kVA | 2010-04-08 |  | 1 | 3
254745208 | TNB | DISTRIBUTION | CHERAS | Existing | BCRS/PCE/J00142/MATX1 | 300005254 | TX1-B01573 | TOL PLAZA BALAKONG |  | 3 | RYB |  |  | 11 kV |  | 415 V |  | SGB | 750.00 kVA | 1998-11-11 |  | 1 | 4
254745210 | TNB | DISTRIBUTION | CHERAS | Existing | BCRS/PCE/J00484/MATXF1 | 300277632 | TX1-B03949 | TMN MESRA |  | 504 | RYB |  |  | 11 kV |  | 415 V |  | MTM | 1000.00 kVA | 2006-11-01 |  | 1 | 502
254745212 | TNB | DISTRIBUTION | CHERAS | Existing | BCRS/PCE/J00754/MATX1 | 300271076 | TX1-B02847 | SOON HUAT |  | 2 | RYB |  |  | 11 kV |  | 415 V |  | MTM | 1000.00 kVA | 1997-11-11 |  | 1 | 2
254745216 | TNB | DISTRIBUTION | CHERAS | Existing | BCRS/PCE/J00694/MATX1 | 300270379 | TX1-B07036 | SMK PERIMBUN |  | 2 | RYB |  |  | 11 kV |  | 415 V |  | SGB | 500.00 kVA | 2003-11-11 |  | 1 | 2
254745218 | TNB | DISTRIBUTION | CHERAS | Existing | BCRS/PCE/J00778/MATX2 | 300271104 | TX2-B04882 | 3V PERABOT |  | 1 | RYB |  |  | 11 kV |  | 415 V |  | MTM | 1000.00 kVA | 18/07/1998 |  | 1 | 1
254745220 | TNB | DISTRIBUTION | CHERAS | Existing | BCRS/PCE/J00261/MATX1 | 300006156 | TX1-B06767 | BDR MAHKOTA CHERAS NO 19 |  | 132 | RYB |  |  | 11 kV |  | 415 V |  | MTM | 1000.00 kVA | 2002-11-01 |  | 1 | 134
254745222 | TNB | DISTRIBUTION | CHERAS | Existing | BCRS/PCE/J00230/MATX1 | 300005858 | TX1-B06618 | GREEN ACRE PARK NO 1 |  | 171 | RYB |  |  | 11 kV |  | 415 V |  | MTM | 1000.00 kVA | 2002-11-01 |  | 1 | 2
254745224 | TNB | DISTRIBUTION | CHERAS | Existing | BCRS/PCE/J00821/MATX2 | 300272426 | TX2-B05734 | SG BESI INDAH NO 1 |  | 191 | RYB |  |  | 11 kV |  | 415 V |  | MTM | 750.00 kVA | 18/07/1998 |  | 1 | 192
254745226 | TNB | DISTRIBUTION | CHERAS | Existing | BCRS/PCE/J00227/MATX1 | 300005828 | TX1-B05390 | GARDEN PARK SG LONG NO 2 |  | 232 | RYB |  |  | 11 kV |  | 415 V |  | MTM | 1000.00 kVA | 2001-11-01 |  | 1 | 2
254745330 | TNB | DISTRIBUTION | CHERAS | Existing | BCRS/PCE/J00632/MATXF3 | 300269362 | TX3-B05493 | LFIP NO 5 |  | 34 | RYB |  |  | 11 kV |  | 415 V |  | MTM | 1000.00 kVA | 1994-11-11 |  | 1 | 35
254745422 | TNB | DISTRIBUTION | CHERAS | Existing | BCRS/PCE/J00840/MATX1 | 300272451 | TX1-B09354 | SUKMA PESONA |  | 26 | RYB |  |  | 11 kV |  | 415 V |  | MTM | 750.00 kVA | 18/07/1998 |  | 1 | 9
254745596 | TNB | DISTRIBUTION | CHERAS | Existing | BCRS/PCE/J00095/MATX1 | 300277592 | TX1-B05929 | TMN ULU LANGAT JAYA NO 2 |  | 116 | RYB |  |  | 11 kV |  | 415 V |  | MTM | 1000.00 kVA | 2006-11-01 |  | 1 | 122
254745598 | TNB | DISTRIBUTION | CHERAS | Existing | BCRS/PCE/J00380/MATX1 | 300010609 | TX1-B01432 | SYNLIGWAN |  | 53 | RYB |  |  | 11 kV |  | 415 V |  | MTM | 1000.00 kVA | 2011-11-11 |  | 1 | 29
254745656 | TNB | DISTRIBUTION | CHERAS | Existing | BCRS/PCE/J00616/MATXF1 | 300269219 | TX1-B02832 | LAI CHEE KONG |  | 4 | RYB |  |  | 11 kV |  | 415 V |  | MTM | 1000.00 kVA | 1995-11-01 |  | 1 | 6
254745662 | TNB | DISTRIBUTION | CHERAS | Existing | BCRS/PCE/J00813/MATX2 | 300272415 | TX2-B08637 | COMMERCIAL AREA NO 3 |  | 80 | RYB |  |  | 11 kV |  | 415 V |  | MTM | 1000.00 kVA | 18/07/1998 |  | 1 | 18
254745668 | TNB | DISTRIBUTION | CHERAS | Existing | BCRS/PCE/J00725/MATX1 | 300270825 | TX1-B04618 | KAJANG HEIGHT NO 2 |  | 261 | RYB |  |  | 11 kV |  | 415 V |  | MTM | 1000.00 kVA | 18/07/1998 |  | 1 | 252
254745702 | TNB | DISTRIBUTION | CHERAS | Existing | BCRS/PCE/J00526/MATXF1 | 300266852 | TX1-B08955 | PANGSAPURI INDAH TMN TANMING I |  | 159 | RYB |  |  | 11 kV |  | 415 V |  | SGB | 750.00 kVA | 18/07/1998 |  | 1 | 1
254745704 | TNB | DISTRIBUTION | CHERAS | Existing | BCRS/PCE/J00252/MATX1 | 300006079 | TX1-B06348 | BDR MAHKOTA CHERAS NO.10 |  | 201 | RYB |  |  | 11 kV |  | 415 V |  | MTM | 1000.00 kVA | 2002-11-01 |  | 1 | 204
254745706 | TNB | DISTRIBUTION | CHERAS | Existing | BCRS/PCE/J00081/MATX1 | 300277642 | TX1-B02304 | KG SG LUI NO 1 |  | 449 | RYB |  |  | 11 kV |  | 415 V |  | MTM | 300.00 kVA | 1990-11-01 |  | 1 | 486
254745714 | TNB | DISTRIBUTION | CHERAS | Existing | BCRS/PCE/J00467/MATXF1 | 300274896 | TX1-B07440 | TMN TANMING RIA |  | 142 | RYB |  |  | 11 kV |  | 415 V |  | MTM | 1000.00 kVA | 2003-11-01 |  | 1 | 50
254745756 | TNB | DISTRIBUTION | CHERAS | Existing | BCRS/PCE/J00642/MATXF1 | 300269375 | TX1-B02781 | STRUKTUR TEGUH |  | 1 | RYB |  |  | 11 kV |  | 415 V |  | MTM | 750.00 kVA | 1993-11-11 |  | 1 | 1
254745758 | TNB | DISTRIBUTION | CHERAS | Existing | BCRS/PCE/J00039/MATX2 | 300004213 | TX2-B01757 | TMN MEGAH NO 5 |  | 40 | RYB |  |  | 11 kV |  | 415 V |  | MTM | 1000.00 kVA | 1985-11-01 |  | 1 | 34
254745808 | TNB | DISTRIBUTION | CHERAS | Existing | BCRS/PCE/J00577/MATXF1 | 300268033 | TX1-B04011 | WETEX |  | 2 | RYB |  |  | 11 kV |  | 415 V |  | IEO BREDA | 750.00 kVA | 1980-01-01 |  | 1 | 2
254746068 | TNB | DISTRIBUTION | CHERAS | Existing | BCRS/PCE/J00468/MATXF1 | 300277050 | TX1-B07122 | VISTA GREEN CONDO BDR MAHKOTA |  | 198 | RYB |  |  | 11 kV |  | 415 V |  | MTM | 1000.00 kVA | 2003-11-01 |  | 1 | 4
254746072 | TNB | DISTRIBUTION | CHERAS | Existing | BCRS/PCE/J00529/MATXF1 | 300266858 | TX1-B08989 | PERSIARAN SG LONG 1 BDR SG LON |  | 42 | RYB |  |  | 11 kV |  | 415 V |  | MTM | 750.00 kVA | 2006-11-11 |  | 1 | 15
254746126 | TNB | DISTRIBUTION | CHERAS | Existing | BCRS/PCE/J00619/MATXF1 | 300269222 | TX1-B02838 | TS MERG |  | 3 | RYB |  |  | 11 kV |  | 415 V |  | MTM | 1000.00 kVA | 18/07/1998 |  | 1 | 3
254746234 | TNB | DISTRIBUTION | CHERAS | Existing | BCRS/PCE/J00620/MATXF1 | 300269223 | TX1-B10070 | INTRA DESIGN |  | 3 | RYB |  |  | 11 kV |  | 415 V |  | MTM | 500.00 kVA | 2008-11-01 |  | 1 | 3
254746318 | TNB | DISTRIBUTION | CHERAS | Existing | BCRS/PCE/J00934/MATX1 | 300277547 | TX1-B10022 | JLN SUADAMAI 11/4 BTHO |  | 39 | RYB |  |  | 11 kV |  | 415 V |  | MTM | 750.00 kVA | 2007-11-11 |  | 1 | 40
254746504 | TNB | DISTRIBUTION | CHERAS | Existing | BCRS/PCE/J00167/MATX1 | 300005403 | TX1-B04697 | BTHO NO 12 |  | 59 | RYB |  |  | 11 kV |  | 415 V |  | MTM | 1000.00 kVA | 1998-11-11 |  | 1 | 61
254746506 | TNB | DISTRIBUTION | CHERAS | Existing | BCRS/PCE/J00020/MATX1 | 300004134 | TX1-B02134 | TMN CHERAS AWANA NO 1 |  | 279 | RYB |  |  | 11 kV |  | 415 V |  | MTM | 750.00 kVA | 1999-11-01 |  | 1 | 280
254746508 | TNB | DISTRIBUTION | CHERAS | Existing | BCRS/PCE/J00133/MATX2 | 300005187 | TX2-B01674 | BTHO NO 2 |  | 306 | RYB |  |  | 11 kV |  | 415 V |  | MTM | 1000.00 kVA | 2000-11-01 |  | 1 | 299
254746510 | TNB | DISTRIBUTION | CHERAS | Existing | BCRS/PCE/J00472/MATX | 300268019 | TX1-B08187 | BELIA IKBN NO 2 DUSUN TUA |  | 1 | RYB |  |  | 11 kV |  | 415 V |  | MTM | 1000.00 kVA | 2005-11-01 |  | 1 | 1
254746594 | TNB | DISTRIBUTION | CHERAS | Existing | BCRS/PCE/J00799/MATX1 | 300271130 | TX1-B01960 | SHIN LEE COMPACT |  | 11 | RYB |  |  | 11 kV |  | 415 V |  | MTM | 1000.00 kVA | 18/07/1998 |  | 1 | 15
254746596 | TNB | DISTRIBUTION | CHERAS | Existing | BCRS/PCE/J00741/MATX1 | 300270843 | TX1-B02006 | ELEGANT CAPITAL NO 1 |  | 6 | RYB |  |  | 11 kV |  | 415 V |  | MTM | 1000.00 kVA | 18/07/1998 |  | 1 | 6
254746762 | TNB | DISTRIBUTION | CHERAS | Existing | BCRS/PCE/J00513/MATXF1 | 300261897 | TX1-B07119 | JLN PERMAISURI NO 2 BDR MAHKOT |  | 60 | RYB |  |  | 11 kV |  | 415 V |  | MTM | 1000.00 kVA | 2002-11-01 |  | 1 | 56
254746764 | TNB | DISTRIBUTION | CHERAS | Existing | BCRS/PCE/J00702/MATX2 | 300270794 | TX2-B09114 | APARTMENT DESA RIA |  | 210 | RYB |  |  | 11 kV |  | 415 V |  | MTM | 750.00 kVA | 2005-11-01 |  | 1 | 2
254746768 | TNB | DISTRIBUTION | CHERAS | Existing | BCRS/PCE/J00256/MATX1 | 300277649 | TX1-B06694 | BDR MAHKOTA CHERAS NO 14 |  | 107 | RYB |  |  | 11 kV |  | 415 V |  | MTM | 1000.00 kVA | 2002-11-01 |  | 1 | 110
254746770 | TNB | DISTRIBUTION | CHERAS | Existing | BCRS/PCE/J00868/MATX1 | 300277631 | TX1-B08299 | APARTMENT MAWAR |  | 209 | RYB |  |  | 11 kV |  | 415 V |  | MTM | 1000.00 kVA | 18/07/1998 |  | 1 | 10
254746774 | TNB | DISTRIBUTION | CHERAS | Existing | BCRS/PCE/J00867/MATX1 | 300277630 | TX1-B08864 | JLN SUTERA 1/5 |  | 272 | RYB |  |  | 11 kV |  | 415 V |  | MTM | 1000.00 kVA | 18/07/1998 |  | 1 | 7
254746868 | TNB | DISTRIBUTION | CHERAS | Existing | BCRS/PCE/J00705/MATX1 | 300270797 | TX1-B02962 | NO 3 TAMAN SETIA BALAKONG |  | 1 | RYB |  |  | 11 kV |  | 415 V |  | MTM | 1000.00 kVA | 2000-11-01 |  | 1 | 1
254746872 | TNB | DISTRIBUTION | CHERAS | Existing | BCRS/PCE/J00700/MATX1 | 300270373 | TX1-B01458 | JONG SENG COMPACT |  | 27 | RYB |  |  | 11 kV |  | 415 V |  | MTM | 1000.00 kVA | 1995-11-01 |  | 1 | 31
254746874 | TNB | DISTRIBUTION | CHERAS | Existing | BCRS/PCE/J00118/MATX1 | 300004534 | TX1-B06039 | CHASELAND NO 3 |  | 7 | RYB |  |  | 11 kV |  | 415 V |  | MTM | 1000.00 kVA | 1999-11-01 |  | 1 | 9
254747104 | TNB | DISTRIBUTION | CHERAS | Existing | BCRS/PCE/J00613/MATXF2 | 300269216 | TX2-B09411 | SUPERSAVE C.P |  | 0 | RYB |  |  | 11 kV |  | 415 V |  | MTM | 500.00 kVA | 2006-11-01 |  | 1 | 0
254747248 | TNB | DISTRIBUTION | CHERAS | Existing | BCRS/PCE/J00476/MATX | 300276279 | TX1-B08153 | SANYIN |  | 1 | RYB |  |  | 11 kV |  | 415 V |  | MTM | 300.00 kVA | 2004-11-01 |  | 1 | 1
254747250 | TNB | DISTRIBUTION | CHERAS | Existing | BCRS/PCE/J00840/MATX2 | 300272452 | TX2-B09355 | SUKMA PESONA |  | 39 | RYB |  |  | 11 kV |  | 415 V |  | MTM | 750.00 kVA | 18/07/1998 |  | 1 | 14
254747352 | TNB | DISTRIBUTION | CHERAS | Existing | BCRS/PCE/J00092/MATX1 | 300277001 | TX1-B05085 | RMH PANGSA TMN PERKASA NO 2 |  | 178 | RYB |  |  | 11 kV |  | 415 V |  | MTM | 1000.00 kVA | 2001-11-01 |  | 1 | 9
254747356 | TNB | DISTRIBUTION | CHERAS | Existing | BCRS/PCE/J00191/MATX1 | 300005589 | TX1-B02376 | SG LONG NO 5 |  | 169 | RYB |  |  | 11 kV |  | 415 V |  | MTM | 1000.00 kVA | 2000-11-01 |  | 1 | 171
254747550 | TNB | DISTRIBUTION | CHERAS | Existing | BCRS/PCE/J00968/MATX1 | 300289194 | TX1-B08324 | RAKR TMN SURIA DESA SERDANG |  | 250 | RYB |  |  | 11 kV |  | 415 V |  | EWT | 1000.00 kVA | 2005-11-11 |  | 1 | 1
254747572 | TNB | DISTRIBUTION | CHERAS | Existing | BCRS/PCE/J00225/MATX1 | 300005818 | TX1-B05033 | MITRALAND |  | 90 | RYB |  |  | 11 kV |  | 415 V |  | MTM | 1000.00 kVA | 2000-11-01 |  | 1 | 93
254747578 | TNB | DISTRIBUTION | CHERAS | Existing | BCRS/PCE/J00538/MATXF1 | 300266877 | TX1-B07240 | RUMAH PAM SEGAR PERDANA |  | 2 | RYB |  |  | 11 kV |  | 415 V |  | MTM | 500.00 kVA | 2003-11-01 |  | 1 | 2
254747704 | TNB | DISTRIBUTION | CHERAS | Existing | BCRS/PCE/J00515/MATFX2 | 300266765 | TX2-B07743 | JLN SP 6/3 TMN SEGAR PERDANA |  | 43 | RYB |  |  | 11 kV |  | 415 V |  | SGB | 750.00 kVA | 2004-11-11 |  | 1 | 43
254747774 | TNB | DISTRIBUTION | CHERAS | Existing | BCRS/PCE/J00136/MATX1 | 300005218 | TX1-B01661 | FIRST WELCOME SUPERMARKET |  | 59 | RYB |  |  | 11 kV |  | 415 V |  | MTM | 1000.00 kVA | 1997-11-01 |  | 1 | 24
254747776 | TNB | DISTRIBUTION | CHERAS | Existing | BCRS/PCE/J00781/MATX1 | 300271107 | TX1-B08403 | SHUKOR SAKAM AIS RINTIK2 |  | 0 | RYB |  |  | 11 kV |  | 415 V |  | MTM | 750.00 kVA | 18/07/1998 |  | 1 | 1
254747778 | TNB | DISTRIBUTION | CHERAS | Existing | BCRS/PCE/J01020/MATX1 | 300309516 | TX1-B11595 | JALAN MAHKOTA 5 |  | 35 | RYB |  |  | 11 kV |  | 415 V |  | MTM | 1000.00 kVA | 2011-02-11 |  | 1 | 37
254747800 | TNB | DISTRIBUTION | CHERAS | Existing | BCRS/PCE/J00770/MATX1 | 300271097 | TX1-B04215 | 3V HOLDING |  | 0 | RYB |  |  | 11 kV |  | 415 V |  | MTM | 1000.00 kVA | 2001-11-01 |  | 1 | 1
254747916 | TNB | DISTRIBUTION | CHERAS | Existing | BCRS/PCE/J00475/MATX | 300010056 | TX1-B08163 | RUMAH PANGSA BKT KUNDANG |  | 110 | RYB |  |  | 11 kV |  | 415 V |  | MTM | 1000.00 kVA | 2003-11-01 |  | 1 | 2
254747918 | TNB | DISTRIBUTION | CHERAS | Existing |  |  | TX2-B01975 | PE YEW LUM PROPERTIES S/B |  | 0 | RYB |  |  | 11 kV |  | 415 V |  | MTM | 1000.00 kVA |  |  | 1 | 0
254748142 | TNB | DISTRIBUTION | CHERAS | Existing | BCRS/PCE/J00004/MATFX1 | 300266027 | TX1-B07256 | APARTMENT SUAKASIH BTHO |  | 232 | RYB |  |  | 11 kV |  | 415 V |  | MTM | 750.00 kVA | 1985-11-01 |  | 1 | 5
254748380 | TNB | DISTRIBUTION | CHERAS | Existing | BCRS/PCE/J00580/MATXF2 | 300268036 | TX2-B05525 | TANMING RAYA NO 3 |  | 313 | RYB |  |  | 11 kV |  | 415 V |  | MTM | 750.00 kVA | 18/07/1998 |  | 1 | 317
254748562 | TNB | DISTRIBUTION | CHERAS | Existing | BCRS/PCE/J00887/MATX1 | 300277425 | TX1-B06286 | BDR MAHKOTA CHERAS NO 1 |  | 333 | RYB |  |  | 11 kV |  | 415 V |  | MTM | 1000.00 kVA | 18/07/1998 |  | 1 | 7
254748802 | TNB | DISTRIBUTION | CHERAS | Existing | BCRS/PCE/J00441/MATX1 | 300013682 | TX1-B01372 | PKNS CHERAS JAYA NO 4 |  | 240 | RYB |  |  | 11 kV |  | 415 V |  | MTM | 1000.00 kVA | 1995-11-11 |  | 1 | 241
254748804 | TNB | DISTRIBUTION | CHERAS | Existing | BCRS/PCE/J00340/MATX1 | 300010386 | TX1-B01406 | NAM MEOW |  | 1 | RYB |  |  | 11 kV |  | 415 V |  | MTM | 1000.00 kVA | 1991-11-01 |  | 1 | 1
254748812 | TNB | DISTRIBUTION | CHERAS | Existing | BCRS/PCE/J00554/MATXF1 | 300268005 | TX1-B09337 | TANMING JAYA INDUSTRIAL PARK |  | 4 | RYB |  |  | 11 kV |  | 415 V |  | MTM | 1000.00 kVA | 18/07/1998 |  | 1 | 4
254748818 | TNB | DISTRIBUTION | CHERAS | Existing | BCRS/PCE/J00626/MATXF1 | 300269230 | TX1-B01294 | CCP |  | 0 | RYB |  |  | 11 kV |  | 415 V |  | MTM | 750.00 kVA | 1990-11-11 |  | 1 | 1
254748820 | TNB | DISTRIBUTION | CHERAS | Existing | BCRS/PCE/J00054/MATX1 | 300004286 | TX1-B02194 | TMN DESA RAYA |  | 115 | RYB |  |  | 11 kV |  | 415 V |  | MTM | 1000.00 kVA | 2000-11-01 |  | 1 | 114
254748822 | TNB | DISTRIBUTION | CHERAS | Existing | BCRS/PCE/J00714/MATX1 | 300270813 | TX1-B01446 | TMN IMPIAN EHSAN NO 3 |  | 409 | RYB |  |  | 11 kV |  | 415 V |  | MTM | 750.00 kVA | 1995-11-01 |  | 1 | 4
254748916 | TNB | DISTRIBUTION | CHERAS | Existing | BCRS/PCE/J00822/MATX1 | 300272428 | TX1-B02912 | SG BESI INDAH NO 4 |  | 267 | RYB |  |  | 11 kV |  | 415 V |  | MTM | 1000.00 kVA | 18/07/1998 |  | 1 | 266
254748918 | TNB | DISTRIBUTION | CHERAS | Existing | BCRS/PCE/J00448/MATX | 300269694 | TX1-B08699 | EMERALD POINT B |  | 159 | RYB |  |  | 11 kV |  | 415 V |  | MTM | 1000.00 kVA | 2005-11-01 |  | 1 | 1
254748920 | TNB | DISTRIBUTION | CHERAS | Existing | BCRS/PCE/J00828/MATX1 | 300272438 | TX1-B02902 | PANGSAPURI SRI JASA |  | 98 | RYB |  |  | 11 kV |  | 415 V |  | MTM | 1000.00 kVA | 1996-11-11 |  | 1 | 5
254748922 | TNB | DISTRIBUTION | CHERAS | Existing | BCRS/PCE/J00675/MATX2 | 300270620 | TX2-B04589 | DESA KARUNMAS NO 2 |  | 166 | RYB |  |  | 11 kV |  | 415 V |  | MTM | 1000.00 kVA | 2000-11-01 |  | 1 | 172
254749050 | TNB | DISTRIBUTION | CHERAS | Existing | BCRS/PCE/J00551/MATXF1 | 300268002 | TX1-B09138 | TAMAN SUNNYSIDE NO 3 |  | 80 | RYB |  |  | 11 kV |  | 415 V |  | EWT | 500.00 kVA | 2006-11-01 |  | 1 | 80
254749176 | TNB | DISTRIBUTION | CHERAS | Existing | BCRS/PCE/J00394/MATX1 | 300011082 | TX1-B02877 | BKT BELIMBING NO 4 |  | 281 | RYB |  |  | 11 kV |  | 415 V |  | MTM | 1000.00 kVA | 1993-11-11 |  | 1 | 283
254749178 | TNB | DISTRIBUTION | CHERAS | Existing | BCRS/PCE/J00418/MATX1 | 300011270 | TX1-B02736 | BERKAT HASIL NO 11 |  | 23 | RYB |  |  | 11 kV |  | 415 V |  | EWT | 1000.00 kVA | 1995-11-11 |  | 1 | 22
254749180 | TNB | DISTRIBUTION | CHERAS | Existing | BCRS/PCE/J00177/MATX1 | 300005484 | TX1-B05333 | BTHO NO 17 |  | 130 | RYB |  |  | 11 kV |  | 415 V |  | MTM | 1000.00 kVA | 2000-11-01 |  | 1 | 132
254749182 | TNB | DISTRIBUTION | CHERAS | Existing | BCRS/PCE/J00007/MATX1 | 300003262 | TX1-B02892 | TMN HARMONI |  | 268 | RYB |  |  | 11 kV |  | 415 V |  | EWT | 1000.00 kVA | 1998-11-11 |  | 1 | 271
254749184 | TNB | DISTRIBUTION | CHERAS | Existing | BCRS/PCE/J00180/MATX1 | 300005504 | TX1-B06819 | DESA WANGSA BTHO |  | 154 | RYB |  |  | 11 kV |  | 415 V |  | EWT | 1000.00 kVA | 2002-11-01 |  | 1 | 93
254749304 | TNB | DISTRIBUTION | CHERAS | Existing | BCRS/PCE/J00830/MATX1 | 300272441 | TX1-B08207 | SEK KEB SG BESI INDAH |  | 7 | RYB |  |  | 11 kV |  | 415 V |  | EWT | 300.00 kVA | 2004-11-11 |  | 1 | 1
254749308 | TNB | DISTRIBUTION | CHERAS | Existing | BCRS/PCE/J00245/MATX1 | 300005956 | TX1-B01725 | TMN SRI CHERAS NO 1 |  | 370 | RYB |  |  | 11 kV |  | 415 V |  | MTM | 1000.00 kVA | 2003-11-11 |  | 1 | 149

## output
Id | Owner Type | Owner Name | Operational Area | Status | ERMS Functional Location | ERMS Equipment No | Label | Distribution PE | Demand Load | Customer Count | Phasing | ERMS System Status | ERMS User Status | Voltage In _Old_ | Voltage In/Out | Voltage Out _Old_ | Manufacturer | Manufacturer _Old_ | Capacity | Date Commissioned | Remarks | Distribution Transformer Units | Demand Points | Check | Detail
5033267 | TNB | DISTRIBUTION | CHERAS | Existing |  |  | TX1-B12565 | PADAT TECK LEE |  | 1 | RYB |  |  | 11 kV |  | 415 V |  | INDKOM | 1000.00 kVA | 19700101 |  | 1 | 1 | Fail | Please check "Voltage In/Out"
5415493 | TNB | DISTRIBUTION | CHERAS | Existing |  |  | TX1-B12476 | PE MERCEDES |  | 0 | RYB |  |  | 11 kV |  | 415 V |  | EWT | 1000.00 kVA | 19700101 |  | 1 | 1 | Fail | Please check "Voltage In/Out"
6098079 | TNB | DISTRIBUTION | CHERAS | Existing | BCRS/PCE/J01111/MATX1 |  | TX1-B12531 | MPSB LOT 62034 |  | 1 | RYB |  |  | 11 kV |  | 415 V |  | EWT | 500.00 kVA | 20120108 |  | 1 | 1 | Fail | Please check "Voltage In/Out"
6158981 | TNB | DISTRIBUTION | CHERAS | Existing |  |  | TX1-B12815 | PDT SURIA MAHKOTA |  | 42 | RYB |  |  | 11 kV |  | 415 V |  | INDKOM | 1000.00 kVA | 19700101 |  | 1 | 42 | Fail | Please check "Voltage In/Out"
6308596 | TNB | DISTRIBUTION | CHERAS | Existing |  |  | TX1-B12852 | PE MAHKOTA HILLS |  | 26 | RYB |  |  | 11 kV |  | 415 V |  | MTM | 1000.00 kVA | 20131206 |  | 1 | 27 | Fail | Please check "Voltage In/Out"
6352074 | TNB | DISTRIBUTION | CHERAS | Existing | BCRS/PCE/J01146/MATX1 | 310523194 | TX1-B12716 | BUDIMAN BUSINESS NO 1 |  | 8 | RYB |  |  | 11 kV |  | 415 V |  | SGB | 500.00 kVA | 19700101 |  | 1 | 8 | Fail | Please check "Voltage In/Out"
6352080 | TNB | DISTRIBUTION | CHERAS | Existing |  |  | TX2-B12717 | PE BUDIMAN BUSINESS |  | 8 | RYB |  |  | 11 kV |  | 415 V |  | SGB | 1000.00 kVA | 19700101 |  | 1 | 8 | Fail | Please check "Voltage In/Out"
6353412 | TNB | DISTRIBUTION | CHERAS | Existing |  |  | TX1-B12720 | PE BUDIMAN BUSINESS NO.2 |  | 6 | RYB |  |  | 11 kV |  | 415 V |  | EWT | 1000.00 kVA | 19700101 |  | 1 | 7 | Fail | Please check "Voltage In/Out"
6353418 | TNB | DISTRIBUTION | CHERAS | Existing |  |  | TX2-B12721 | PE BUDIMAN BUSINESS NO.2 |  | 7 | RYB |  |  | 11 kV |  | 415 V |  | EWT | 1000.00 kVA | 19700101 |  | 1 | 7 | Fail | Please check "Voltage In/Out"
6389503 | TNB | DISTRIBUTION | CHERAS | Existing | BCRS/PCE/J01156/MATX1 | 300455160 | TX1-B12736 | SUNSHINE EST |  | 12 | RYB |  |  | 11 kV |  | 415 V |  | MTM | 1000.00 kVA | 21/07/2013 |  | 1 | 14 | Fail | Please check "Voltage In/Out"
6488827 | TNB | DISTRIBUTION | CHERAS | Existing |  |  | TX1-B12833 | TMN SINAR HARAPAN |  | 1 | RYB |  |  | 11 kV |  | 415 V |  | MTM | 750.00 kVA | 19700101 |  | 1 | 1 | Fail | Please check "Voltage In/Out"
6593760 | TNB | DISTRIBUTION | CHERAS | Existing | BCRS/PCE/J00519/MATXF2 | 300266775 | TX2-B07826 | KONDOMINIUM VENICE HILL |  | 0 | RYB |  |  | 11 kV |  | 415 V |  | EWT | 1000.00 kVA | 20041101 |  | 1 | 0 | Fail | Please check "Voltage In/Out"
6593766 | TNB | DISTRIBUTION | CHERAS | Existing | BCRS/PCE/J00519/MATXF3 | 300266776 | TX3-B07829 | KONDOMINIUM VENICE HILL |  | 0 | RYB |  |  | 11 kV |  | 415 V |  | EWT | 1000.00 kVA | 20041101 |  | 1 | 0 | Fail | Please check "Voltage In/Out"
6593772 | TNB | DISTRIBUTION | CHERAS | Existing | BCRS/PCE/J00519/MATXF4 | 300266777 | TX4-B07830 | KONDOMINIUM VENICE HILL |  | 56 | RYB |  |  | 11 kV |  | 415 V |  | EWT | 1000.00 kVA | 20041101 |  | 1 | 1 | Fail | Please check "Voltage In/Out"
6593778 | TNB | DISTRIBUTION | CHERAS | Existing | BCRS/PCE/J00519/MATXF1 | 300266774 | TX1-B07825 | KONDOMINIUM VENICE HILL |  | 55 | RYB |  |  | 11 kV |  | 415 V |  | EWT | 1000.00 kVA | 20041101 |  | 1 | 1 | Fail | Please check "Voltage In/Out"
7525174 | TNB | DISTRIBUTION | CHERAS | Existing | BCRS/PCE/J00596/MATXF1 | 300268059 | TX1-B10178 | BAYU COURTYARD |  | 99 | RYB |  |  | 11 kV |  | 415 V |  | MTM | 1000.00 kVA | 20091101 |  | 1 | 99 | Fail | Please check "Voltage In/Out"
8386429 | TNB | DISTRIBUTION | CHERAS | Existing | BCRS/PCE/J01002/MATX1 | 307416334 | TX1-B11213 | TMN INDUSTRI TALENT JAYA NO 1 |  | 3 | RYB |  |  | 11 kV |  | 415 V |  | MTM | 750.00 kVA | 26/10/2010 |  | 1 | 5 | Fail | Please check "Voltage In/Out"
8407879 | TNB | DISTRIBUTION | CHERAS | Existing | BCRS/PCE/J01017/MATX1 | 300293659 | TX2-B12359 | JLN JADE HILL 4/1 |  | 27 | RYB |  |  | 11 kV |  | 415 V |  | SGB | 750.00 kVA | 20121111 |  | 1 | 27 | Fail | Please check "Voltage In/Out"
8678268 | TNB | DISTRIBUTION | CHERAS | Existing | BCRS/PCE/J00470/MATX2 | 300277427 | TX2-B07104 | JLN INANG BDR MAHKOTA CHERAS |  | 30 | RYB |  |  | 11 kV |  | 415 V |  | MTM | 1000.00 kVA | 20031101 |  | 1 | 31 | Fail | Please check "Voltage In/Out"
11005616 | TNB | DISTRIBUTION | CHERAS | Existing |  |  | TX1-B12702 | TAMAN CHERAS IDAMAN NO 2 |  | 64 | RYB |  |  | 11 kV |  | 415 V |  | MTM | 1000.00 kVA |  |  | 1 | 64 | Fail | Please check "Voltage In/Out"
11005617 | TNB | DISTRIBUTION | CHERAS | Existing |  |  | TX2-B12703 | TAMAN CHERAS IDAMAN NO 2 |  | 70 | RYB |  |  | 11 kV |  | 415 V |  | MTM | 1000.00 kVA |  |  | 1 | 70 | Fail | Please check "Voltage In/Out"
11723943 | TNB | DISTRIBUTION | CHERAS | Existing |  |  | TX2-B11409 | PE BANDAR MAHKOTA CHERAS 13 |  | 43 | RYB |  |  | 11 kV |  | 415 V |  | MTM | 1000.00 kVA |  |  | 1 | 43 | Fail | Please check "Voltage In/Out"
12736623 | TNB | DISTRIBUTION | CHERAS | Existing |  |  | TX1-B12748 | PE SURIA RESIDENCE BMC 2 |  | 143 | RYB |  |  | 11 kV |  | 415 V |  | EWT | 1000.00 kVA |  |  | 1 | 5 | Fail | Please check "Voltage In/Out"
12737955 | TNB | DISTRIBUTION | CHERAS | Existing |  |  | TX1-B12744 | PE SURIA RESIDENCE BMC NO. 1 |  | 0 | RYB |  |  | 11 kV |  | 415 V |  | EWT | 1000.00 kVA | 20130106 |  | 1 | 3 | Fail | Please check "Voltage In/Out"
12737956 | TNB | DISTRIBUTION | CHERAS | Existing |  |  | TX2-B12745 | PE SURIA RESIDENCE BMC NO. 1 |  | 321 | RYB |  |  | 11 kV |  | 415 V |  | EWT | 1000.00 kVA | 20130106 |  | 1 | 1 | Fail | Please check "Voltage In/Out"
12856845 | TNB | DISTRIBUTION | CHERAS | Existing | BCRS/PCE/J00789/MATX2 |  | TX2-B11322 | PE TMN P'IND ALFA IMPIAN NO.1 |  | 7 | RYB |  |  | 11 kV |  | 415 V |  | SGB | 1000.00 kVA | 19700101 |  | 1 | 8 | Fail | Please check "Voltage In/Out"
12857072 | TNB | DISTRIBUTION | CHERAS | Existing | BCRS/PCE/J00789/MATX1 | 300291133 | TX1-B11321 | TMN PERINDUSTRIAN ALFA IMPIAN |  | 8 | RYB |  |  | 11 kV |  | 415 V |  | MTM | 1000.00 kVA | 16/02/2011 |  | 1 | 8 | Fail | Please check "Voltage In/Out"
12857733 | TNB | DISTRIBUTION | CHERAS | Existing | BCRS/PCE/J00790/MATX1 | 300291134 | TX1-B11325 | TMN PERINDUSTRIAN ALFA IMPIAN |  | 10 | RYB |  |  | 11 kV |  | 415 V |  | MTM | 1000.00 kVA | 16/02/2011 |  | 1 | 11 | Fail | Please check "Voltage In/Out"
14900601 | TNB | DISTRIBUTION | CHERAS | Existing | BCRS/PCE/J00132/MATX2 | 300005177 | TX2-B10939 | KILANG CHEW TSU PEH |  | 1 | RYB |  |  | 11 kV |  | 415 V |  | MTM | 1000.00 kVA | 20031101 |  | 1 | 1 | Fail | Please check "Voltage In/Out"
14900744 | TNB | DISTRIBUTION | CHERAS | Existing | BCRS/PCE/J00679/MATX2 |  | TX2- B11611 | INDUSTRI RINGAN BKT ANGKAT NO 3 |  | 4 | RYB |  |  | 11 kV |  | 415 V |  | EWT | 1000.00 kVA |  |  | 1 | 4 | Fail | Please check "Voltage In/Out"
14901956 | TNB | DISTRIBUTION | CHERAS | Existing | BCRS/PCE/J00290/MATX1 | 300430755 | TX1-B04773 | LIN LIN CREAMERIES S/B |  | 1 | RYB |  |  | 11 kV |  | 415 V |  | MTM | 750.00 kVA | 20111111 |  | 1 | 1 | Fail | Please check "Voltage In/Out"
14904308 | TNB | DISTRIBUTION | CHERAS | Existing | BCRS/PCE/J00290/MATX2 | 300443423 | TX2-B11479 | LIN LIN CREAMERIES S/B |  | 8 | RYB |  |  | 11 kV |  | 415 V |  | MTM | 750.00 kVA | 15/06/2011 |  | 1 | 9 | Fail | Please check "Voltage In/Out"
22238705 | TNB | DISTRIBUTION | CHERAS | Existing | BCRS/PCE/J00430/MATX1 | 300277727 | TX1-B06970 | P/PURI SETIA KASTURI |  | 263 | RYB |  |  | 11 kV |  | 415 V |  | MTM | 1000.00 kVA | 20031111 |  | 1 | 2 | Fail | Please check "Voltage In/Out"
22238706 | TNB | DISTRIBUTION | CHERAS | Existing | BCRS/PCE/J00430/MATX2 | 300277728 | TX2-B06971 | P/PURI SETIA KASTURI |  | 157 | RYB |  |  | 11 kV |  | 415 V |  | MTM | 1000.00 kVA | 19981111 |  | 1 | 1 | Fail | Please check "Voltage In/Out"
22238900 | TNB | DISTRIBUTION | CHERAS | Existing | BCRS/PCE/J00338/MATX1 | 300010374 | TX1-B01415 | GRANITE TILES (M) SB |  | 1 | RYB |  |  | 11 kV |  | 415 V |  | EWT | 1000.00 kVA | 20081111 |  | 1 | 1 | Fail | Please check "Voltage In/Out"
26356663 | TNB | DISTRIBUTION | CHERAS | Existing | BCRS/PCE/J01004/MATX1 | 300289258 | TX1-B11159 | TMN INDUSTRI ANGKAT PERDANA NO |  | 15 | RYB |  |  | 11 kV |  | 415 V |  | SGB | 1000.00 kVA | 20101101 |  | 1 | 15 | Fail | Please check "Voltage In/Out"
26356669 | TNB | DISTRIBUTION | CHERAS | Existing | BCRS/PCE/J01004/MATX2 | 300289259 | TX2-B11160 | TMN INDUSTRI ANGKAT PERDANA NO |  | 8 | RYB |  |  | 11 kV |  | 415 V |  | SGB | 1000.00 kVA | 20131101 |  | 1 | 8 | Fail | Please check "Voltage In/Out"
26357018 | TNB | DISTRIBUTION | CHERAS | Existing | BCRS/PCE/J00857/MATX1 | 300277609 | TX1-B03973 | SENADAYA |  | 4 | RYB |  |  | 11 kV |  | 415 V |  | MTM | 1000.00 kVA | 18/07/1998 |  | 1 | 4 | Fail | Please check "Voltage In/Out"
26357110 | TNB | DISTRIBUTION | CHERAS | Existing | BCRS/PCE/J00973/MATX2 | 300319919 | TX2-B10884 | RUMAH KEDAI JUSCO |  | 30 | RYB |  |  | 11 kV |  | 415 V |  | MTM | 750.00 kVA | 16/09/2009 |  | 1 | 19 | Fail | Please check "Voltage In/Out"
26357111 | TNB | DISTRIBUTION | CHERAS | Existing | BCRS/PCE/J00973/MATX1 | 300287995 | TX1-B10883 | RUMAH KEDAI JUSCO |  | 49 | RYB |  |  | 11 kV |  | 415 V |  | MTM | 750.00 kVA | 16/09/2009 |  | 1 | 25 | Fail | Please check "Voltage In/Out"
27791719 | TNB | DISTRIBUTION | CHERAS | Existing | BCRS/PCE/J00866/MATX2 | 300277629 | TX2- B08320 | JLN SUTERA 2/5 |  | 106 | RYB |  |  | 11 kV |  | 415 V |  | MTM | 1000.00 kVA | 18/07/1998 |  | 1 | 107 | Fail | Please check "Voltage In/Out"
27791791 | TNB | DISTRIBUTION | CHERAS | Existing | BCRS/PCE/J00866/MATX1 | 300277628 | TX1-B08319 | JLN SUTERA 2/5 |  | 126 | RYB |  |  | 11 kV |  | 415 V |  | MTM | 1000.00 kVA | 18/07/1998 |  | 1 | 126 | Fail | Please check "Voltage In/Out"
28636571 | TNB | DISTRIBUTION | CHERAS | Existing | BCRS/PCE/J01022/MATX1 | 300309521 | TX1-B11603 | KILANG JLN TANMING 2 NO 1 |  | 11 | RYB |  |  | 11 kV |  | 415 V |  | MTM | 1000.00 kVA | 13/06/2012 |  | 1 | 11 | Fail | Please check "Voltage In/Out"
28636633 | TNB | DISTRIBUTION | CHERAS | Existing | BCRS/PCE/J01022/MATX2 | 300445948 | TX2-B11889 | KILANG JLN TANMING 2 NO 1 |  | 0 | RYB |  |  | 11 kV |  | 415 V |  | EWT | 500.00 kVA | 13/06/2012 |  | 1 | 1 | Fail | Please check "Voltage In/Out"
30281596 | TNB | DISTRIBUTION | CHERAS | Existing | BCRS/PCE/J01023/MATX1 | 300309522 | TX1-B11606 | KILANG JLN TANMING 2 NO 2 |  | 9 | RYB |  |  | 11 kV |  | 415 V |  | MTM | 1000.00 kVA | 19/04/2013 |  | 1 | 8 | Fail | Please check "Voltage In/Out"
30281774 | TNB | DISTRIBUTION | CHERAS | Existing | BCRS/PCE/J00132/MATX1 | 300005176 | TX1-B07879 | KILANG CHEW TSU PEH |  | 1 | RYB |  |  | 11 kV |  | 415 V |  | MTM | 1000.00 kVA | 20031101 |  | 1 | 1 | Fail | Please check "Voltage In/Out"
30282080 | TNB | DISTRIBUTION | CHERAS | Existing | BCRS/PCE/J00972/MATX2 | 300287773 | TX2-B10937 | BAYU PARK VILLE |  | 171 | RYB |  |  | 11 kV |  | 415 V |  | MTM | 750.00 kVA | 18/07/1998 |  | 1 | 173 | Fail | Please check "Voltage In/Out"
30282142 | TNB | DISTRIBUTION | CHERAS | Existing | BCRS/PCE/J00972/MATX1 | 300287772 | TX1-B10936 | BAYU PARK VILLE |  | 236 | RYB |  |  | 11 kV |  | 415 V |  | MTM | 750.00 kVA | 18/07/1998 |  | 1 | 236 | Fail | Please check "Voltage In/Out"
30282715 | TNB | DISTRIBUTION | CHERAS | Existing | BCRS/PCE/J00579/MATX2 | 300431044 | TX2-B11486 | TMN PERINDUSTRIAN BALAKONG NO 3 |  | 4 | RYB |  |  | 11 kV |  | 415 V |  | MTM | 500.00 kVA | 21/07/2011 |  | 1 | 5 | Fail | Please check "Voltage In/Out"
30282777 | TNB | DISTRIBUTION | CHERAS | Existing | BCRS/PCE/J00579/MATX1 | 300430765 | TX1-B11485 | TMN PERINDUSTRIAN BALAKONG NO 3 |  | 8 | RYB |  |  | 11 kV |  | 415 V |  | SGB | 1000.00 kVA | 21/07/2011 |  | 1 | 8 | Fail | Please check "Voltage In/Out"
30284961 | TNB | DISTRIBUTION | CHERAS | Existing | BCRS/PCE/J00733/MATX1 | 300270994 | TX1-B04457 | NO 5 TMN BALAKONG JAYA |  | 199 | RYB |  |  | 11 kV |  | 415 V |  | MTM | 1000.00 kVA | 18/07/1998 |  | 1 | 201 | Fail | Please check "Voltage In/Out"
30285023 | TNB | DISTRIBUTION | CHERAS | Existing | BCRS/PCE/J00733/MATX2 | 300270995 | TX2-B09978 | NO 5 TMN BALAKONG JAYA |  | 79 | RYB |  |  | 11 kV |  | 415 V |  | MTM | 1000.00 kVA | 18/07/1998 |  | 1 | 37 | Fail | Please check "Voltage In/Out"
30414774 | TNB | DISTRIBUTION | CHERAS | Existing | BCRS/PCE/J00723/MATX1 | 300270823 | TX1-B02811 | TANMING VEHICLE |  | 1 | RYB |  |  | 11 kV |  | 415 V |  | MTM | 1000.00 kVA | 18/07/1998 |  | 1 | 3 | Fail | Please check "Voltage In/Out"
30415785 | TNB | DISTRIBUTION | CHERAS | Existing | BCRS/PCE/J01003/MATX1 | 300289253 | TX1-B11217 | TMN INDUSTRI TALENT NO 2 |  | 6 | RYB |  |  | 11 kV |  | 415 V |  | EWT | 1000.00 kVA | 26/10/2010 |  | 1 | 7 | Fail | Please check "Voltage In/Out"
30415847 | TNB | DISTRIBUTION | CHERAS | Existing | BCRS/PCE/J01003/MATX2 | 300319312 | TX2-B11218 | TMN INDUSTRI TALENT NO 2 |  | 7 | RYB |  |  | 11 kV |  | 415 V |  | EWT | 1000.00 kVA | 26/10/2010 |  | 1 | 6 | Fail | Please check "Voltage In/Out"
30416757 | TNB | DISTRIBUTION | CHERAS | Existing | BCRS/PCE/J00985/MATX2 | 300319440 | TX2-B10984 | TMN TANMING MUTIARA NO 2 |  | 39 | RYB |  |  | 11 kV |  | 415 V |  | MTM | 750.00 kVA | 20101101 |  | 1 | 40 | Fail | Please check "Voltage In/Out"
32879334 | TNB | DISTRIBUTION | CHERAS | Existing | BCRS/PCE/J00979/MATX1 | 300288053 | TX1-B10606 | APARTMENT TERATAI NO 2 |  | 230 | RYB |  |  | 11 kV |  | 415 V |  | MTM | 1000.00 kVA | 18/07/1998 |  | 1 | 12 | Fail | Please check "Voltage In/Out"
34807904 | TNB | DISTRIBUTION | CHERAS | Existing | BCRS/PCE/J01085/MATX1 | 300448868 | TX1-B11806 | JLN DUTAMAS 9 |  | 65 | RYB |  |  | 11 kV |  | 415 V |  | EWT | 1000.00 kVA | 20121111 |  | 1 | 64 | Fail | Please check "Voltage In/Out"
34807976 | TNB | DISTRIBUTION | CHERAS | Existing | BCRS/PCE/J01085/MATX2 | 300448869 | TX2-B11807 | JLN DUTAMAS 9 |  | 50 | RYB |  |  | 11 kV |  | 415 V |  | MTM | 1000.00 kVA | 20121111 |  | 1 | 51 | Fail | Please check "Voltage In/Out"
34809258 | TNB | DISTRIBUTION | CHERAS | Existing | BCRS/PCE/J01075/MATX1 | 300431248 | TX1-B12018 | JLN MAHKOTA RESIDENCE NO 1 |  | 29 | RYB |  |  | 11 kV |  | 415 V |  | MTM | 1000.00 kVA | 20120811 |  | 1 | 10 | Fail | Please check "Voltage In/Out"
34809330 | TNB | DISTRIBUTION | CHERAS | Existing | BCRS/PCE/J01075/MATX2 | 300442790 | TX2-B12017 | JLN MAHKOTA RESIDENCE NO 1 |  | 62 | RYB |  |  | 11 kV |  | 415 V |  | EWT | 1000.00 kVA | 20120811 |  | 1 | 19 | Fail | Please check "Voltage In/Out"
34810003 | TNB | DISTRIBUTION | CHERAS | Existing | BCRS/PCE/J01048/MATX1 | 300442847 | TX1-B12014 | JLN MAHKOTA RESIDENCE NO 2 |  | 34 | RYB |  |  | 11 kV |  | 415 V |  | EWT | 500.00 kVA | 20120811 |  | 1 | 10 | Fail | Please check "Voltage In/Out"
34810893 | TNB | DISTRIBUTION | CHERAS | Existing |  |  | TX1-B11609 | PE TAMAN SUTERA 4/2 |  | 123 | RYB |  |  | 11 kV |  | 415 V |  | MTM | 750.00 kVA | 19700101 |  | 1 | 123 | Fail | Please check "Voltage In/Out"
34811395 | TNB | DISTRIBUTION | CHERAS | Existing | BCRS/PCE/J01076/MATX2 | 300448877 | TX2-B11892 | SURIA COURT |  | 218 | RYB |  |  | 11 kV |  | 415 V |  | SGB | 750.00 kVA | 13/09/2012 |  | 1 | 4 | Fail | Please check "Voltage In/Out"
34816050 | TNB | DISTRIBUTION | CHERAS | Existing | BCRS/PCE/J01025/MATX2 | 300309541 | TX2-B11706 | DATARAN C180 NO 1 |  | 0 | RYB |  |  | 11 kV |  | 415 V |  | MTM | 1000.00 kVA | 13/01/2012 |  | 1 | 0 | Fail | Please check "Voltage In/Out"
34816122 | TNB | DISTRIBUTION | CHERAS | Existing | BCRS/PCE/J01025/MATX1 | 300309540 | TX1-B11707 | DATARAN C180 NO 1 |  | 197 | RYB |  |  | 11 kV |  | 415 V |  | MTM | 1000.00 kVA | 13/01/2012 |  | 1 | 1 | Fail | Please check "Voltage In/Out"
34816493 | TNB | DISTRIBUTION | CHERAS | Existing | BCRS/PCE/J01061/MATX1 | 300387128 | TX1-B11739 | DATARAN C180 NO 2 |  | 2 | RYB |  |  | 11 kV |  | 415 V |  | MTM | 1000.00 kVA | 16/12/2011 | 1000 kVA | 1 | 5 | Fail | Please check "Voltage In/Out"
34816565 | TNB | DISTRIBUTION | CHERAS | Existing | BCRS/PCE/J01061/MATX2 | 300387129 | TX2-B11740 | DATARAN C180 NO 2 |  | 15 | RYB |  |  | 11 kV |  | 415 V |  | MTM | 1000.00 kVA | 16/12/2011 | 1000 kVA | 1 | 3 | Fail | Please check "Voltage In/Out"
34816935 | TNB | DISTRIBUTION | CHERAS | Existing | BCRS/PCE/J01056/MATX2 | 300380930 | TX2-B11744 | DATARAN C180 NO 3 |  | 1 | RYB |  |  | 11 kV |  | 415 V |  | MTM | 1000.00 kVA | 17/04/2012 |  | 1 | 1 | Fail | Please check "Voltage In/Out"
34817007 | TNB | DISTRIBUTION | CHERAS | Existing | BCRS/PCE/J01056/MATX1 | 300380929 | TX1-B11743 | DATARAN C180 NO 3 |  | 3 | RYB |  |  | 11 kV |  | 415 V |  | EWT | 500.00 kVA | 17/04/2012 |  | 1 | 4 | Fail | Please check "Voltage In/Out"
34817500 | TNB | DISTRIBUTION | CHERAS | Existing | BCRS/PCE/J00980/MATX1 | 300288046 | TX1-B11038 | C180 NO 1 BALAKONG |  | 48 | RYB |  |  | 11 kV |  | 415 V |  | MTM | 1000.00 kVA | 20100905 |  | 1 | 14 | Fail | Please check "Voltage In/Out"
34817572 | TNB | DISTRIBUTION | CHERAS | Existing | BCRS/PCE/J00980/MATX2 | 300433055 | TX2-B11039 | C180 NO 1 BALAKONG |  | 50 | RYB |  |  | 11 kV |  | 415 V |  | MTM | 1000.00 kVA | 20100905 |  | 1 | 19 | Fail | Please check "Voltage In/Out"
34818972 | TNB | DISTRIBUTION | CHERAS | Existing | BCRS/PCE/J01165/MATX2 |  | TX2-B11748 | DATARAN C180 NO 4 |  | 68 | RYB |  |  | 11 kV |  | 415 V |  | MTM | 1000.00 kVA | 19700101 |  | 1 | 25 | Fail | Please check "Voltage In/Out"
34819044 | TNB | DISTRIBUTION | CHERAS | Existing | BCRS/PCE/J01165/MATX1 |  | TX1-B11747 | DATARAN C180 NO 4 |  | 86 | RYB |  |  | 11 kV |  | 415 V |  | MTM | 1000.00 kVA | 19700101 |  | 1 | 14 | Fail | Please check "Voltage In/Out"
34988566 | TNB | DISTRIBUTION | CHERAS | Existing | BCRS/PCE/J01067/MATX1 | 300389914 | TX1-B12070 | S3 LAND |  | 5 | RYB |  |  | 11 kV |  | 415 V |  | SGB | 750.00 kVA | 20120612 |  | 1 | 5 | Fail | Please check "Voltage In/Out"
34988638 | TNB | DISTRIBUTION | CHERAS | Existing | BCRS/PCE/J01067/MATX2 | 300434853 | TX2- B12568 | S3 LAND |  | 9 | RYB |  |  | 11 kV |  | 415 V |  | EWT | 1000.00 kVA | 20120612 |  | 1 | 9 | Fail | Please check "Voltage In/Out"
34989013 | TNB | DISTRIBUTION | CHERAS | Existing | BCRS/PCE/J01040/MATX1 | 300430793 | TX1-B11688 | TMN SINAR MAHKOTA |  | 55 | RYB |  |  | 11 kV |  | 415 V |  | MTM | 750.00 kVA | 20121103 |  | 1 | 41 | Fail | Please check "Voltage In/Out"
35017579 | TNB | DISTRIBUTION | CHERAS | Existing | BCRS/PCE/J01076/MATX1 | 300431249 | TX1-B11891 | SURIA COURT |  | 0 | RYB |  |  | 11 kV |  | 415 V |  | MTM | 1000.00 kVA | 13/09/2012 |  | 1 | 0 | Fail | Please check "Voltage In/Out"
35018101 | TNB | DISTRIBUTION | CHERAS | Existing |  |  | TX2-B11672 | PE COMMERCIAL AREA |  | 35 | RYB |  |  | 11 kV |  | 415 V |  | MTM | 500.00 kVA | 19700101 |  | 1 | 17 | Fail | Please check "Voltage In/Out"
35018173 | TNB | DISTRIBUTION | CHERAS | Existing |  |  | TX1-B11671 | PE COMMERCIAL AREA |  | 35 | RYB |  |  | 11 kV |  | 415 V |  | MTM | 500.00 kVA | 19700101 |  | 1 | 17 | Fail | Please check "Voltage In/Out"
35020074 | TNB | DISTRIBUTION | CHERAS | Existing | BCRS/PCE/J00916/MATX1 | 300276817 | TX1-B10380 | CHEETAH BHD |  | 1 | RYB |  |  | 11 kV |  | 415 V |  | MTM | 1000.00 kVA | 26/10/2008 |  | 1 | 1 | Fail | Please check "Voltage In/Out"
35020311 | TNB | DISTRIBUTION | CHERAS | Existing | BCRS/PCE/J00772/MATX1 | 300430770 | TX1-B11565 | LOT 1809, JLN KPB 3 BALAKONG |  | 6 | RYB |  |  | 11 kV |  | 415 V |  | MTM | 750.00 kVA | 20111111 |  | 1 | 8 | Fail | Please check "Voltage In/Out"
35020646 | TNB | DISTRIBUTION | CHERAS | Existing | BCRS/PCE/J00922/MATX1 | 300444879 | TX1-B12021 | BINA PLASTIK NO 2 |  | 2 | RYB |  |  | 11 kV |  | 415 V |  | MTM | 1000.00 kVA | 20121111 |  | 1 | 3 | Fail | Please check "Voltage In/Out"
35021819 | TNB | DISTRIBUTION | CHERAS | Existing | BCRS/PCE/J01055/MATX1 | 300380924 | TX1-B11856 | SEK SRI MURNI |  | 1 | RYB |  |  | 11 kV |  | 415 V |  | SGB | 500.00 kVA | 20120408 |  | 1 | 1 | Fail | Please check "Voltage In/Out"
35185833 | TNB | DISTRIBUTION | CHERAS | Existing | BCRS/PCE/J01104/MATX1 | 300447750 | TX1-B12365 | MULIA BERSAMA KPB 1 |  | 1 | RYB |  |  | 11 kV |  | 415 V |  | EWT | 1000.00 kVA | 15/07/2013 | 1000KVA | 1 | 1 | Fail | Please check "Voltage In/Out"
35460443 | TNB | DISTRIBUTION | CHERAS | Existing | BCRS/PCE/J00486/MATFX1 | 300430758 | TX1- B08121 | APARTMENT PERDANA HEIGHT SEGAR |  | 60 | RYB |  |  | 11 kV |  | 415 V |  | EWT | 500.00 kVA | 20041111 |  | 1 | 60 | Fail | Please check "Voltage In/Out"
35541652 | TNB | DISTRIBUTION | CHERAS | Existing | BCRS/PCE/J00096/MATX1 | 300277599 | TX1-B11350 | JORDONE CORPORATION NO 3 |  | 1 | RYB |  |  | 11 kV |  | 415 V |  | MTM | 750.00 kVA | 31/01/2011 |  | 1 | 1 | Fail | Please check "Voltage In/Out"
35541894 | TNB | DISTRIBUTION | CHERAS | Existing | BCRS/PCE/J01046/MATX1 | 300357595 | TX1-B05510 | PADAT JURUNATURE, JLN TIMAH 3 |  | 0 | RYB |  |  | 11 kV |  | 415 V |  | EWT | 500.00 kVA | 20120507 |  | 1 | 0 | Fail | Please check "Voltage In/Out"
35542180 | TNB | DISTRIBUTION | CHERAS | Existing | BCRS/PCE/J01041/MATX1 | 300430794 | TX1-B11835 | SUTERA RESIDENCE NO 1 |  | 98 | RYB |  |  | 11 kV |  | 415 V |  | MTM | 750.00 kVA | 16/07/2012 |  | 1 | 4 | Fail | Please check "Voltage In/Out"
35542466 | TNB | DISTRIBUTION | CHERAS | Existing | BCRS/PCE/J01042/MATX1 | 300430797 | TX1-B11838 | SUTERA RESIDENCE NO 2 |  | 42 | RYB |  |  | 11 kV |  | 415 V |  | MTM | 1000.00 kVA | 16/07/2012 |  | 1 | 32 | Fail | Please check "Voltage In/Out"
35542790 | TNB | DISTRIBUTION | CHERAS | Existing | BCRS/PCE/J01062/MATX1 | 300389454 | TX1-B11895 | JLN KWSN PERINDUSTRIAN BUDIMAN |  | 4 | RYB |  |  | 11 kV |  | 415 V |  | MTM | 1000.00 kVA | 20120509 |  | 1 | 5 | Fail | Please check "Voltage In/Out"
35543076 | TNB | DISTRIBUTION | CHERAS | Existing | BCRS/PCE/J01043/MATX1 | 300430798 | TX1-B11841 | SUTERA RESIDENCE NO 3 |  | 72 | RYB |  |  | 11 kV |  | 415 V |  | MTM | 1000.00 kVA | 16/07/2012 |  | 1 | 64 | Fail | Please check "Voltage In/Out"
35544517 | TNB | DISTRIBUTION | CHERAS | Existing | BCRS/PCE/J00545/MATXF1 | 300266886 | TX1-B11489 | SURIA INDUSTRIAL PARK |  | 16 | RYB |  |  | 11 kV |  | 415 V |  | MTM | 1000.00 kVA | 20/07/2011 |  | 1 | 15 | Fail | Please check "Voltage In/Out"
35544589 | TNB | DISTRIBUTION | CHERAS | Existing | BCRS/PCE/J00545/MATXF2 | 300266887 | TX2- B12567 | SURIA INDUSTRIAL PARK |  | 14 | RYB |  |  | 11 kV |  | 415 V |  | MTM | 1000.00 kVA | 20/07/2011 |  | 1 | 15 | Fail | Please check "Voltage In/Out"
35545295 | TNB | DISTRIBUTION | CHERAS | Existing | BCRS/PCE/J01069/MATX1 | 300389900 | TX1-B12047 | TMN ONE LAGENDA |  | 13 | RYB |  |  | 11 kV |  | 415 V |  | MTM | 1000.00 kVA | 26/11/2012 |  | 1 | 14 | Fail | Please check "Voltage In/Out"
35545367 | TNB | DISTRIBUTION | CHERAS | Existing | BCRS/PCE/J01069/MATX2 | 300389901 | TX2-B12048 | TMN ONE LAGENDA |  | 11 | RYB |  |  | 11 kV |  | 415 V |  | SGB | 750.00 kVA | 26/11/2012 |  | 1 | 13 | Fail | Please check "Voltage In/Out"
35666413 | TNB | DISTRIBUTION | CHERAS | Existing | BCRS/PCE/J00122/MATX1 | 300350861 | TX1-B11934 | TIARA BKT HARTAMAS |  | 214 | RYB |  |  | 11 kV |  | 415 V |  | MTM | 1000.00 kVA | 20/09/2012 |  | 1 | 2 | Fail | Please check "Voltage In/Out"
35666485 | TNB | DISTRIBUTION | CHERAS | Existing | BCRS/PCE/J00122/MATX2 | 300357590 | TX2-B11935 | TIARA BKT HARTAMAS |  | 0 | RYB |  |  | 11 kV |  | 415 V |  | EWT | 500.00 kVA | 20/09/2012 |  | 1 | 0 | Fail | Please check "Voltage In/Out"
35666824 | TNB | DISTRIBUTION | CHERAS | Existing | BCRS/PCE/J00485/MATXF1 | 300277696 | TX1-B07550 | SILK SG LONG NO 2 |  | 8 | RYB |  |  | 11 kV |  | 415 V |  | MTM | 1000.00 kVA | 18/07/1998 |  | 1 | 8 | Fail | Please check "Voltage In/Out"
35667158 | TNB | DISTRIBUTION | CHERAS | Existing | BCRS/PCE/J00977/MATX1 | 300308863 | TX1-B11091 | LOT PT 22174 BALAKONG |  | 1 | RYB |  |  | 11 kV |  | 415 V |  | SGB | 1000.00 kVA | 18/07/1998 |  | 1 | 2 | Fail | Please check "Voltage In/Out"
35667442 | TNB | DISTRIBUTION | CHERAS | Existing | BCRS/PCE/J00533/MATXF1 | 300266868 | TX1-B10599 | GIANT VOICE |  | 0 | RYB |  |  | 11 kV |  | 415 V |  | MTM | 500.00 kVA | 18/07/1998 |  | 1 | 1 | Fail | Please check "Voltage In/Out"
35668031 | TNB | DISTRIBUTION | CHERAS | Existing | BCRS/PCE/J00311/MATX1 | 300010247 | TX1-B11418 | PADAT LOT 1875 |  | 3 | RYB |  |  | 11 kV |  | 415 V |  | MTM | 1000.00 kVA | 20101101 |  | 1 | 4 | Fail | Please check "Voltage In/Out"
35668320 | TNB | DISTRIBUTION | CHERAS | Existing | BCRS/PCE/J01071/MATX1 | 300389910 | TX1-B12064 | DIY KPB 6 |  | 2 | RYB |  |  | 11 kV |  | 415 V |  | SGB | 750.00 kVA | 20121112 |  | 1 | 2 | Fail | Please check "Voltage In/Out"
35668555 | TNB | DISTRIBUTION | CHERAS | Existing | BCRS/PCE/J00603/MATXF1 | 300269202 | TX1-B10658 | JOWAT MANUFACTURING |  | 1 | RYB |  |  | 11 kV |  | 415 V |  | MTM | 500.00 kVA | 20091101 |  | 1 | 1 | Fail | Please check "Voltage In/Out"
35668790 | TNB | DISTRIBUTION | CHERAS | Existing | BCRS/PCE/J00976/MATX1 | 300319470 | TX1-B10965 | MEHKO TANMING |  | 1 | RYB |  |  | 11 kV |  | 415 V |  | MTM | 1000.00 kVA | 18/07/1998 |  | 1 | 1 | Fail | Please check "Voltage In/Out"
35669025 | TNB | DISTRIBUTION | CHERAS | Existing | BCRS/PCE/J01068/MATX1 | 300389890 | TX1-B11916 | PETRONAS GREEN STATION |  | 15 | RYB |  |  | 11 kV |  | 415 V |  | MTM | 1000.00 kVA | 20120609 |  | 1 | 6 | Fail | Please check "Voltage In/Out"
35669546 | TNB | DISTRIBUTION | CHERAS | Existing | BCRS/PCE/J00964/MATX1 | 300308779 | TX1-B10822 | PADAT IBUSAWAT PDRM |  | 1 | RYB |  |  | 11 kV |  | 415 V |  | EWT | 500.00 kVA | 20101101 |  | 1 | 2 | Fail | Please check "Voltage In/Out"
35774231 | TNB | DISTRIBUTION | CHERAS | Existing | BCRS/PCE/J00946/MATX2 |  | TX2-B10703 | TAMAN KEMA CAHAYA, BLOK 3 |  | 61 | RYB |  |  | 11 kV |  | 415 V |  | SGB | 750.00 kVA | 19700101 |  | 1 | 1 | Fail | Please check "Voltage In/Out"
35774303 | TNB | DISTRIBUTION | CHERAS | Existing | BCRS/PCE/J00946/MATX1 | 300291922 | TX1-B10702 | TMN KEMACAHAYA BLOK 3 |  | 78 | RYB |  |  | 11 kV |  | 415 V |  | MTM | 1000.00 kVA | 18/07/1998 |  | 1 | 1 | Fail | Please check "Voltage In/Out"
35774540 | TNB | DISTRIBUTION | CHERAS | Existing | BCRS/PCE/J00945/MATX1 | 300291921 | TX1-B10559 | TMN SURIA RESIDENCE |  | 44 | RYB |  |  | 11 kV |  | 415 V |  | MTM | 1000.00 kVA | 18/07/1998 |  | 1 | 45 | Fail | Please check "Voltage In/Out"
35775081 | TNB | DISTRIBUTION | CHERAS | Existing | BCRS/PCE/J00282/MATX1 |  | TX1-B01264 | PE BINA PLASTIK SDN BHD |  | 3 | RYB |  |  | 11 kV |  | 415 V |  | SGB | 1000.00 kVA | 19700101 |  | 1 | 1 | Fail | Please check "Voltage In/Out"
35775529 | TNB | DISTRIBUTION | CHERAS | Existing | BCRS/PCE/J00906/MATX1 | 300277544 | TX1-B10032 | AVENUE ONE BTHO NO 2 |  | 39 | RYB |  |  | 11 kV |  | 415 V |  | MTM | 1000.00 kVA | 18/07/1998 |  | 1 | 39 | Fail | Please check "Voltage In/Out"
35821277 | TNB | DISTRIBUTION | CHERAS | Existing | BCRS/PCE/J00043/MATX1 | 300004240 | TX1-B04596 | KG ORG ASLI PANGSOON PADAT |  | 138 | RYB |  |  | 11 kV |  | 415 V |  | MTM | 500.00 kVA | 20001101 |  | 1 | 150 | Fail | Please check "Voltage In/Out"
35824393 | TNB | DISTRIBUTION | CHERAS | Existing | BCRS/PCE/J00995/MATX1 | 300288065 | TX1-B11016 | META ALLIANCE IND |  | 1 | RYB |  |  | 11 kV |  | 415 V |  | SGB | 1000.00 kVA | 20111101 |  | 1 | 1 | Fail | Please check "Voltage In/Out"
35844761 | TNB | DISTRIBUTION | CHERAS | Existing | BCRS/PCE/J01006/MATX1 | 300289657 | TX1-B11225 | TMN CHERAS INTAN |  | 78 | RYB |  |  | 11 kV |  | 415 V |  | MTM | 500.00 kVA | 20101111 |  | 1 | 1 | Fail | Please check "Voltage In/Out"
35941121 | TNB | DISTRIBUTION | CHERAS | Existing | BCRS/PCE/J00716/MATX1 | 300270816 | TX1-B10420 | SOUTHERN LAKE NO 2 |  | 16 | RYB |  |  | 11 kV |  | 415 V |  | MTM | 1000.00 kVA | 18/07/1998 |  | 1 | 15 | Fail | Please check "Voltage In/Out"
35941193 | TNB | DISTRIBUTION | CHERAS | Existing | BCRS/PCE/J00716/MATX2 | 300270817 | TX2-B10421 | SOUTHERN LAKE NO 2 |  | 13 | RYB |  |  | 11 kV |  | 415 V |  | MTM | 1000.00 kVA | 18/07/1998 |  | 1 | 12 | Fail | Please check "Voltage In/Out"
36039858 | TNB | DISTRIBUTION | CHERAS | Existing | BCRS/PCE/J00193/MATX1 | 300005605 | TX1-B06002 | FLORA GREEN CONDO |  | 65 | RYB |  |  | 11 kV |  | 415 V |  | MTM | 1000.00 kVA | 19991101 |  | 1 | 1 | Fail | Please check "Voltage In/Out"
36039930 | TNB | DISTRIBUTION | CHERAS | Existing | BCRS/PCE/J00193/MATX2 | 300005606 | TX2-B06003 | FLORA GREEN CONDO |  | 97 | RYB |  |  | 11 kV |  | 415 V |  | MTM | 1000.00 kVA | 19991101 |  | 1 | 4 | Fail | Please check "Voltage In/Out"
36190012 | TNB | DISTRIBUTION | CHERAS | Existing | BCRS/PCE/J01010/MATX1 | 300319291 | TX1-B11546 | LOT 5205 BLOK B |  | 1 | RYB |  |  | 11 kV |  | 415 V |  | MTM | 1000.00 kVA | 20110607 |  | 1 | 1 | Fail | Please check "Voltage In/Out"
36250047 | TNB | DISTRIBUTION | CHERAS | Existing |  |  | TX 750KVA | PE SUZUKACOAT M SDN BHD |  | 0 | RYB |  |  | 11 kV |  | 415 V |  |  | 1000.00 kVA | 19700101 |  | 1 | 0 | Fail | Please check "Voltage In/Out"
36293204 | TNB | DISTRIBUTION | CHERAS | Existing | BCRS/PCE/J00845/MATX1 | 300272457 | TX1-B04008 | WEI FONG |  | 1 | RYB |  |  | 11 kV |  | 415 V |  | MTM | 1000.00 kVA | 20/08/1991 |  | 1 | 1 | Fail | Please check "Voltage In/Out"
36293276 | TNB | DISTRIBUTION | CHERAS | Existing | BCRS/PCE/J00845/MATX2 | 300413125 | TX2-B10150 | WEI FONG |  | 1 | RYB |  |  | 11 kV |  | 415 V |  | MTM | 1000.00 kVA | 20/08/1991 |  | 1 | 1 | Fail | Please check "Voltage In/Out"
36387198 | TNB | DISTRIBUTION | CHERAS | Existing | BCRS/PCE/J01099/MATX1 | 300447697 | TX1- B12420 | BLUCONSTELLATION NO 2 |  | 57 | RYB |  |  | 11 kV |  | 415 V |  | MTM | 1000.00 kVA | 25/07/2013 |  | 1 | 61 | Fail | Please check "Voltage In/Out"
36420082 | TNB | DISTRIBUTION | CHERAS | Existing | BCRS/PCE/J01098/MATX1 | 300447694 | TX1-B12417 | BLUCONSTELLATION NO 1 |  | 58 | RYB |  |  | 11 kV |  | 415 V |  | MTM | 1000.00 kVA | 25/07/2013 |  | 1 | 58 | Fail | Please check "Voltage In/Out"
36514682 | TNB | DISTRIBUTION | CHERAS | Existing | BCRS/PCE/J01060/MATX2 | 300445181 | TX2-B12382 | PRIMA VILLA CONDO |  | 211 | RYB |  |  | 11 kV |  | 415 V |  | EWT | 750.00 kVA | 20131101 |  | 1 | 1 | Fail | Please check "Voltage In/Out"
36525653 | TNB | DISTRIBUTION | CHERAS | Existing |  |  | TX1-B02645 | SWS MINES WATERFRONT PARK |  | 77 | RYB |  |  | 11 kV |  | 415 V |  | MTM | 1000.00 kVA |  |  | 1 | 4 | Fail | Please check "Voltage In/Out"
36525739 | TNB | DISTRIBUTION | CHERAS | Existing | BCRS/PCE/J00757/MATX2 | 300448803 | TX2-B11969 | SEK ANTARABANGSA AUSTRALIA |  | 1 | RYB |  |  | 11 kV |  | 415 V |  | MTM | 1000.00 kVA | 20120910 |  | 1 | 1 | Fail | Please check "Voltage In/Out"
38212632 | TNB | DISTRIBUTION | CHERAS | Existing | BCRS/PCE/J01027/MATX1 | 300318538 | TX1-B11776 | D'IMPIAN TROPIKA |  | 81 | RYB |  |  | 11 kV |  | 415 V |  | MTM | 1000.00 kVA | 20120806 |  | 1 | 81 | Fail | Please check "Voltage In/Out"
38212704 | TNB | DISTRIBUTION | CHERAS | Existing | BCRS/PCE/J01027/MATX2 | 300445578 | TX2-B11777 | D'IMPIAN TROPIKA |  | 9 | RYB |  |  | 11 kV |  | 415 V |  | MTM | 1000.00 kVA | 20120806 |  | 1 | 10 | Fail | Please check "Voltage In/Out"
38216800 | TNB | DISTRIBUTION | CHERAS | Existing | BCRS/PCE/J01173/MATX1 |  | TX1-B12114 | THE ROYALE |  | 27 | RYB |  |  | 11 kV |  | 415 V |  | SGB | 750.00 kVA | 19700101 |  | 1 | 26 | Fail | Please check "Voltage In/Out"
38264004 | TNB | DISTRIBUTION | CHERAS | Existing | BCRS/PCE/J00771/MATX1 | 300277736 | TX1-B10612 | CAPITAL ROUTE PLAZA |  | 1 | RYB |  |  | 11 kV |  | 415 V |  | MTM | 1000.00 kVA | 18/07/1998 |  | 1 | 1 | Fail | Please check "Voltage In/Out"
38362766 | TNB | DISTRIBUTION | CHERAS | Existing | BCRS/PCE/J00851/MATX1 | 300266034 | TX1-B10226 | TMN PINGGIRAN SEKAMAT |  | 31 | RYB |  |  | 11 kV |  | 415 V |  | MTM | 1000.00 kVA | 18/07/1998 |  | 1 | 31 | Fail | Please check "Voltage In/Out"
38371354 | TNB | DISTRIBUTION | CHERAS | Existing | BCRS/PCE/J00997/MATX1 | 300288120 | TX1-B10727 | PE ADMIRAL PARK NO2 |  | 50 | RYB |  |  | 11 kV |  | 415 V |  | MTM | 1000.00 kVA | 20091009 |  | 1 | 49 | Fail | Please check "Voltage In/Out"
38392824 | TNB | DISTRIBUTION | CHERAS | Existing | BCRS/PCE/J00937/MATX1 | 300280717 | TX1-B10615 | BOULEVARD BELIMBING HILLS |  | 41 | RYB |  |  | 11 kV |  | 415 V |  | MTM | 1000.00 kVA | 20111111 |  | 1 | 43 | Fail | Please check "Voltage In/Out"
38500330 | TNB | DISTRIBUTION | CHERAS | Existing | BCRS/PCE/J00992/MATX1 | 300288270 | TX1-B10551 | PALM WALK NO 3 |  | 93 | RYB |  |  | 11 kV |  | 415 V |  | SGB | 750.00 kVA | 23/04/2009 |  | 1 | 92 | Fail | Please check "Voltage In/Out"
38500402 | TNB | DISTRIBUTION | CHERAS | Existing | BCRS/PCE/J00992/MATX2 | 300288271 | TX2-B10552 | PALM WALK NO 3 |  | 91 | RYB |  |  | 11 kV |  | 415 V |  | SGB | 750.00 kVA | 23/04/2009 |  | 1 | 91 | Fail | Please check "Voltage In/Out"
38508933 | TNB | DISTRIBUTION | CHERAS | Existing | BCRS/PCE/J01053/MATX1 | 300380820 | TX1-B12051 | JLN BENTARA 14/5 BMC |  | 58 | RYB |  |  | 11 kV |  | 415 V |  | MTM | 1000.00 kVA | 20/11/2012 |  | 1 | 54 | Fail | Please check "Voltage In/Out"
38509005 | TNB | DISTRIBUTION | CHERAS | Existing | BCRS/PCE/J01053/MATX2 | 300380821 | TX2-B12052 | JLN BENTARA 14/5 BMC |  | 81 | RYB |  |  | 11 kV |  | 415 V |  | MTM | 1000.00 kVA | 20/11/2012 |  | 1 | 81 | Fail | Please check "Voltage In/Out"
38530873 | TNB | DISTRIBUTION | CHERAS | Existing |  |  | TX2-B11716 | TMN SETIA IMPIAN NO 2 BKT ANGK |  | 49 | RYB |  |  | 11 kV |  | 415 V |  | EWT | 1000.00 kVA | 19700101 |  | 1 | 54 | Fail | Please check "Voltage In/Out"
38530945 | TNB | DISTRIBUTION | CHERAS | Existing |  |  | TX1-B11715 | TMN SETIA IMPIAN NO 2 BKT ANGK |  | 58 | RYB |  |  | 11 kV |  | 415 V |  | EWT | 1000.00 kVA | 19700101 |  | 1 | 63 | Fail | Please check "Voltage In/Out"
38534524 | TNB | DISTRIBUTION | CHERAS | Existing | BCRS/PCE/J01107/MATX1 |  | TX1-B11626 | PE JALAN BUKIT SUNGAI LONG 3/6 |  | 48 | RYB |  |  | 11 kV |  | 415 V |  | SGB | 1000.00 kVA | 19700101 |  | 1 | 50 | Fail | Please check "Voltage In/Out"
38547636 | TNB | DISTRIBUTION | CHERAS | Existing | BCRS/PCE/J01079/MATX1 | 300434882 | TX1-B11622 | JLN BKT SL 3/9 |  | 55 | RYB |  |  | 11 kV |  | 415 V |  | MTM | 500.00 kVA | 20111101 |  | 1 | 55 | Fail | Please check "Voltage In/Out"
38620529 | TNB | DISTRIBUTION | CHERAS | Existing | BCRS/PCE/J00953/MATX2 | 300319964 | TX2-B10665 | JLN PAHLAWAN 9/3 NO 2 |  | 71 | RYB |  |  | 11 kV |  | 415 V |  | MTM | 750.00 kVA | 20091208 |  | 1 | 71 | Fail | Please check "Voltage In/Out"
38629151 | TNB | DISTRIBUTION | CHERAS | Existing |  |  | TX1-B12221 | PE PERSIARAN JADE HILL |  | 28 | RYB |  |  | 11 kV |  | 415 V |  | SGB | 750.00 kVA | 19700101 |  | 1 | 14 | Fail | Please check "Voltage In/Out"
38629223 | TNB | DISTRIBUTION | CHERAS | Existing |  |  | TX2-B12222 | PE PERSIARAN JADE HILL |  | 26 | RYB |  |  | 11 kV |  | 415 V |  | SGB | 750.00 kVA | 19700101 |  | 1 | 13 | Fail | Please check "Voltage In/Out"
38650620 | TNB | DISTRIBUTION | CHERAS | Existing | BCRS/PCE/J00938/MATX1 | 300280720 | TX1-B10631 | HIJAUAN RESIDENCE NO 1 |  | 65 | RYB |  |  | 11 kV |  | 415 V |  | MTM | 1000.00 kVA | 18/07/1999 |  | 1 | 66 | Fail | Please check "Voltage In/Out"
38650692 | TNB | DISTRIBUTION | CHERAS | Existing | BCRS/PCE/J00938/MATX2 | 300447773 | TX2-B11234 | HIJAUAN RESIDENCE NO 1 |  | 32 | RYB |  |  | 11 kV |  | 415 V |  | MTM | 750.00 kVA | 18/07/1999 |  | 1 | 33 | Fail | Please check "Voltage In/Out"
38659223 | TNB | DISTRIBUTION | CHERAS | Existing | BCRS/PCE/J01059/MATX1 | 300430809 | TX1-B12174 | TMN SRI MAS NO 2 |  | 67 | RYB |  |  | 11 kV |  | 415 V |  | MTM | 500.00 kVA | 19700101 |  | 1 | 50 | Fail | Please check "Voltage In/Out"
38659295 | TNB | DISTRIBUTION | CHERAS | Existing | BCRS/PCE/J01059/MATX2 |  | TX2-B12175 | TAMAN SERI MAS HULU LANGAT NO 2 |  | 378 | RYB |  |  | 11 kV |  | 415 V |  | MTM | 500.00 kVA | 19700101 |  | 1 | 370 | Fail | Please check "Voltage In/Out"
38680522 | TNB | DISTRIBUTION | CHERAS | Existing | BCRS/PCE/J00578/MATX1 | 300319247 | TX1-B11379 | PADAT BUKIT DUKONG |  | 15 | RYB |  |  | 11 kV |  | 415 V |  | MTM | 1000.00 kVA | 20121101 |  | 1 | 10 | Fail | Please check "Voltage In/Out"
38684814 | TNB | DISTRIBUTION | CHERAS | Existing |  |  | TX1-B12134 | PE JLN DB 5/1 |  | 60 | RYB |  |  | 11 kV |  | 415 V |  | EWT | 500.00 kVA | 19700101 |  | 1 | 60 | Fail | Please check "Voltage In/Out"
38689112 | TNB | DISTRIBUTION | CHERAS | Existing | BCRS/PCE/J00850/MATX1 | 300010549 | TX1-B03990 | RUMAH BIDAN |  | 742 | RYB |  |  | 11 kV |  | 415 V |  | MTM | 1000.00 kVA | 18/07/1998 |  | 1 | 779 | Fail | Please check "Voltage In/Out"
38715030 | TNB | DISTRIBUTION | CHERAS | Existing | BCRS/PCE/J01077/MATX1 | 300444402 | TX1-B12258 | ML-16 INDUSTRIAL PARK |  | 8 | RYB |  |  | 11 kV |  | 415 V |  | EWT | 1000.00 kVA | 20131101 |  | 1 | 8 | Fail | Please check "Voltage In/Out"
38715102 | TNB | DISTRIBUTION | CHERAS | Existing | BCRS/PCE/J01077/MATX2 | 300444403 | TX2-B12259 | ML-16 INDUSTRIAL PARK |  | 9 | RYB |  |  | 11 kV |  | 415 V |  | EWT | 1000.00 kVA | 20131101 |  | 1 | 9 | Fail | Please check "Voltage In/Out"
38719166 | TNB | DISTRIBUTION | CHERAS | Existing | BCRS/PCE/J01066/MATX1 | 300389870 | TX1-B12121 | SUKMA PESONA SURIA |  | 166 | RYB |  |  | 11 kV |  | 415 V |  | SGB | 750.00 kVA | 20130701 |  | 1 | 36 | Fail | Please check "Voltage In/Out"
38727756 | TNB | DISTRIBUTION | CHERAS | Existing | BCRS/PCE/J00392/MATX1 | 300011070 | TX1-B02883 | BKT BELIMBING NO 2 |  | 219 | RYB |  |  | 11 kV |  | 415 V |  | MTM | 1000.00 kVA | 20081111 |  | 1 | 186 | Fail | Please check "Voltage In/Out"
38749382 | TNB | DISTRIBUTION | CHERAS | Existing | BCRS/PCE/J00954/MATX1 | 300290341 | TX1-B10675 | JLN IMPIAN INDAH NO 4 |  | 63 | RYB |  |  | 11 kV |  | 415 V |  | MTM | 1000.00 kVA | 19980511 |  | 1 | 62 | Fail | Please check "Voltage In/Out"
38749454 | TNB | DISTRIBUTION | CHERAS | Existing | BCRS/PCE/J00954/MATX2 | 300308273 | TX2-B10676 | JLN IMPIAN INDAH NO 4 |  | 66 | RYB |  |  | 11 kV |  | 415 V |  | MTM | 1000.00 kVA | 19980511 |  | 1 | 67 | Fail | Please check "Voltage In/Out"
38762264 | TNB | DISTRIBUTION | CHERAS | Existing |  |  | TX1-B12124 | PE TMN IND ANGKAT PERDANA |  | 8 | RYB |  |  | 11 kV |  | 415 V |  | EWT | 1000.00 kVA | 19700101 |  | 1 | 8 | Fail | Please check "Voltage In/Out"
38762336 | TNB | DISTRIBUTION | CHERAS | Existing |  |  | TX2-B12125 | PE TMN IND ANGKAT PERDANA 1 |  | 6 | RYB |  |  | 11 kV |  | 415 V |  | MTM | 1000.00 kVA | 19700101 |  | 1 | 6 | Fail | Please check "Voltage In/Out"
38809357 | TNB | DISTRIBUTION | CHERAS | Existing | BCRS/PCE/J00788/MATXF1 | 300291908 | TX1-B11166 | BT 10 3/4 JLN CHERAS |  | 1 | RYB |  |  | 11 kV |  | 415 V |  | MTM | 500.00 kVA | 18/07/1998 |  | 1 | 1 | Fail | Please check "Voltage In/Out"
38813634 | TNB | DISTRIBUTION | CHERAS | Existing | BCRS/PCE/J01052/MATX1 | 300378176 | TX1-B11682 | FOOK MEI |  | 1 | RYB |  |  | 11 kV |  | 415 V |  | MTM | 500.00 kVA | 27/02/2012 |  | 1 | 1 | Fail | Please check "Voltage In/Out"
38817928 | TNB | DISTRIBUTION | CHERAS | Existing | BCRS/PCE/J01033/MATX1 | 300344177 | TX1-B11710 | ESSO LANGAT JAYA |  | 2 | RYB |  |  | 11 kV |  | 415 V |  | SGB | 500.00 kVA | 20120807 |  | 1 | 2 | Fail | Please check "Voltage In/Out"
38823212 | TNB | DISTRIBUTION | CHERAS | Existing | BCRS/PCE/J01019/MATX1 | 300293661 | TX1-B11452 | PADAT OVERSEA |  | 2 | RYB |  |  | 11 kV |  | 415 V |  | INDKOM | 1000.00 kVA | 20111101 |  | 1 | 1 | Fail | Please check "Voltage In/Out"
38839400 | TNB | DISTRIBUTION | CHERAS | Existing | BCRS/PCE/J01026/MATX1 | 300430781 | TX1-B12011 | CENTRAL MALAYA |  | 0 | RYB |  |  | 11 kV |  | 415 V |  | EWT | 750.00 kVA | 20120711 |  | 1 | 1 | Fail | Please check "Voltage In/Out"
38852280 | TNB | DISTRIBUTION | CHERAS | Existing |  |  | TX1-B12300 | PE TAMAN MUTIARA JAYA NO 1 |  | 7 | RYB |  |  | 11 kV |  | 415 V |  | SGB | 500.00 kVA | 19700101 |  | 1 | 7 | Fail | Please check "Voltage In/Out"
38866320 | TNB | DISTRIBUTION | CHERAS | Existing | BCRS/PCE/J00795/MATX2 | 300271123 | TX2-B01954 | LFIP NO 3 |  | 30 | RYB |  |  | 11 kV |  | 415 V |  | MTM | 1000.00 kVA | 18/07/1998 |  | 1 | 30 | Fail | Please check "Voltage In/Out"
38866392 | TNB | DISTRIBUTION | CHERAS | Existing | BCRS/PCE/J00795/MATX3 | 300271124 | TX3-B05492 | LFIP NO 3 |  | 5 | RYB |  |  | 11 kV |  | 415 V |  | MTM | 1000.00 kVA | 18/07/1998 |  | 1 | 6 | Fail | Please check "Voltage In/Out"
38866464 | TNB | DISTRIBUTION | CHERAS | Existing | BCRS/PCE/J00795/MATX1 | 300271122 | TX1-B01953 | LFIP NO 3 |  | 19 | RYB |  |  | 11 kV |  | 415 V |  | MTM | 1000.00 kVA | 18/07/1998 |  | 1 | 19 | Fail | Please check "Voltage In/Out"
38869456 | TNB | DISTRIBUTION | CHERAS | Existing | BCRS/PCE/J01017/MATX2 | 300318579 | TX1-B11477 | JLN JADE HILL 4/1 |  | 60 | RYB |  |  | 11 kV |  | 415 V |  | SGB | 1000.00 kVA | 20130207 |  | 1 | 59 | Fail | Please check "Voltage In/Out"
38873908 | TNB | DISTRIBUTION | CHERAS | Existing | BCRS/PCE/J00971/MATX2 | 300319483 | TX2-B10927 | JLN JADE HILL 1/1 |  | 44 | RYB |  |  | 11 kV |  | 415 V |  | MTM | 1000.00 kVA | 20111111 |  | 1 | 46 | Fail | Please check "Voltage In/Out"
38873980 | TNB | DISTRIBUTION | CHERAS | Existing | BCRS/PCE/J00971/MATX1 | 300287766 | TX1-B10924 | JLN JADE HILL 1/1 |  | 39 | RYB |  |  | 11 kV |  | 415 V |  | MTM | 1000.00 kVA | 24/08/2010 |  | 1 | 39 | Fail | Please check "Voltage In/Out"
38878044 | TNB | DISTRIBUTION | CHERAS | Existing | BCRS/PCE/J01088/MATX1 |  | TX1-B12273 | PE TAMAN BAYU SEKAMAT |  | 44 | RYB |  |  | 11 kV |  | 415 V |  | MTM | 500.00 kVA | 19700101 |  | 1 | 44 | Fail | Please check "Voltage In/Out"
38882496 | TNB | DISTRIBUTION | CHERAS | Existing |  |  | TX2-B12263 | EAST PARK |  | 17 | RYB |  |  | 11 kV |  | 415 V |  | SGB | 500.00 kVA | 19700101 |  | 1 | 17 | Fail | Please check "Voltage In/Out"
38882568 | TNB | DISTRIBUTION | CHERAS | Existing |  |  | TX1-B12262 | EAST PARK |  | 45 | RYB |  |  | 11 kV |  | 415 V |  | MTM | 1000.00 kVA | 19700101 |  | 1 | 45 | Fail | Please check "Voltage In/Out"
38886790 | TNB | DISTRIBUTION | CHERAS | Existing | BCRS/PCE/J00958/MATX2 | 300287771 | TX2-B11235 | LAGENDA SURIA NO 2 |  | 38 | RYB |  |  | 11 kV |  | 415 V |  | SGB | 750.00 kVA | 20101111 |  | 1 | 19 | Fail | Please check "Voltage In/Out"
38886862 | TNB | DISTRIBUTION | CHERAS | Existing | BCRS/PCE/J00958/MATX1 | 300287770 | TX1-B10672 | LAGENDA SURIA NO 2 |  | 100 | RYB |  |  | 11 kV |  | 415 V |  | MTM | 750.00 kVA | 13/08/2009 |  | 1 | 79 | Fail | Please check "Voltage In/Out"
38899350 | TNB | DISTRIBUTION | CHERAS | Existing | BCRS/PCE/J00553/MATXF1 | 300268004 | TX1-B10809 | BINAFIMAS S/B |  | 4 | RYB |  |  | 11 kV |  | 415 V |  | MTM | 1000.00 kVA | 20091101 |  | 1 | 4 | Fail | Please check "Voltage In/Out"
38899351 | TNB | DISTRIBUTION | CHERAS | Existing |  |  | TX2-B10810 | PE BINAFIMAS SDN BHD |  | 5 | RYB |  |  | 11 kV |  | 415 V |  | MTM | 1000.00 kVA |  |  | 1 | 5 | Fail | Please check "Voltage In/Out"
38903808 | TNB | DISTRIBUTION | CHERAS | Existing |  |  | TX1-B12103 | PE AZR VTEC JLN SURIA 1 |  | 9 | RYB |  |  | 11 kV |  | 415 V |  | EWT | 1000.00 kVA | 19700101 |  | 1 | 9 | Fail | Please check "Voltage In/Out"
38929574 | TNB | DISTRIBUTION | CHERAS | Existing | BCRS/PCE/J01035/MATX1 | 300430789 | TX1-B12067 | PADAT SEK SG SERAI |  | 0 | RYB |  |  | 11 kV |  | 415 V |  | MTM | 500.00 kVA | 20120512 |  | 1 | 0 | Fail | Please check "Voltage In/Out"
38938164 | TNB | DISTRIBUTION | CHERAS | Existing | BCRS/PCE/J00924/MATX1 | 300280718 | TX1-B10586 | STP BTHO |  | 1 | RYB |  |  | 11 kV |  | 415 V |  | MTM | 1000.00 kVA | 18/07/1998 |  | 1 | 1 | Fail | Please check "Voltage In/Out"
38947361 | TNB | DISTRIBUTION | CHERAS | Existing |  |  | TX1-B12209 | JALAN TM 1/3 |  | 43 | RYB |  |  | 11 kV |  | 415 V |  | MTM | 1000.00 kVA | 19700101 |  | 1 | 52 | Fail | Please check "Voltage In/Out"
38951200 | TNB | DISTRIBUTION | CHERAS | Existing | BCRS/PCE/J01102/MATX2 | 300447723 | TX2-B12304 | PALM WALK 3 NO 2 |  | 101 | RYB |  |  | 11 kV |  | 415 V |  | MTM | 1000.00 kVA | 23/04/2013 |  | 1 | 101 | Fail | Please check "Voltage In/Out"
38951272 | TNB | DISTRIBUTION | CHERAS | Existing | BCRS/PCE/J01102/MATX1 | 300447722 | TX1-B12303 | PALM WALK 3 NO 2 |  | 76 | RYB |  |  | 11 kV |  | 415 V |  | MTM | 1000.00 kVA | 23/04/2013 |  | 1 | 76 | Fail | Please check "Voltage In/Out"
38959621 | TNB | DISTRIBUTION | CHERAS | Existing | BCRS/PCE/J00816/MATX1 | 300272420 | TX1-B11306 | BINAFIMAS S/B NO 2 |  | 6 | RYB |  |  | 11 kV |  | 415 V |  | MTM | 1000.00 kVA | 18/07/1998 |  | 1 | 6 | Fail | Please check "Voltage In/Out"
38963924 | TNB | DISTRIBUTION | CHERAS | Existing | BCRS/PCE/J01038/MATX1 | 300430791 | TX1-B12196 | PERSIARAN JADE HILL TIMUR |  | 52 | RYB |  |  | 11 kV |  | 415 V |  | SGB | 1000.00 kVA | 19/02/2013 |  | 1 | 52 | Fail | Please check "Voltage In/Out"
38968231 | TNB | DISTRIBUTION | CHERAS | Existing | BCRS/PCE/J00939/MATX1 | 300280721 | TX1-B10634 | HIJAUAN RESIDENCE NO 2 |  | 61 | RYB |  |  | 11 kV |  | 415 V |  | MTM | 1000.00 kVA | 18/07/2009 |  | 1 | 61 | Fail | Please check "Voltage In/Out"
38976828 | TNB | DISTRIBUTION | CHERAS | Existing | BCRS/PCE/J00518/MATXF1 | 300266773 | TX1-B11353 | PANGSAPURI VISTA MAHKOTA |  | 170 | RYB |  |  | 11 kV |  | 415 V |  | SGB | 1000.00 kVA | 16/03/2011 |  | 1 | 1 | Fail | Please check "Voltage In/Out"
38981102 | TNB | DISTRIBUTION | CHERAS | Existing |  |  | TX1-B12213 | PE TMN IND ANGKAT PERDANA 2 |  | 6 | RYB |  |  | 11 kV |  | 415 V |  | MTM | 1000.00 kVA | 19700101 |  | 1 | 6 | Fail | Please check "Voltage In/Out"
38985411 | TNB | DISTRIBUTION | CHERAS | Existing | BCRS/PCE/J01011/MATX1 | 300319289 | TX1-B11543 | LOT 5205 BLOK C |  | 1 | RYB |  |  | 11 kV |  | 415 V |  | MTM | 1000.00 kVA | 14/07/2011 |  | 1 | 1 | Fail | Please check "Voltage In/Out"
38989846 | TNB | DISTRIBUTION | CHERAS | Existing | BCRS/PCE/J00948/MATX2 | 300288050 | TX2-B10771 | RUMAH 2 TINGKAT FASA 4 |  | 102 | RYB |  |  | 11 kV |  | 415 V |  | MTM | 1000.00 kVA | 18/07/1998 |  | 1 | 103 | Fail | Please check "Voltage In/Out"
38989918 | TNB | DISTRIBUTION | CHERAS | Existing | BCRS/PCE/J00948/MATX1 | 300288049 | TX1-B10770 | RUMAH 2 TINGKAT FASA 4 |  | 105 | RYB |  |  | 11 kV |  | 415 V |  | MTM | 1000.00 kVA | 18/07/1998 |  | 1 | 105 | Fail | Please check "Voltage In/Out"
38998449 | TNB | DISTRIBUTION | CHERAS | Existing | BCRS/PCE/J01015/MATX2 | 300445585 | TX2- B11471 | TMN BUKIT SURIA NO 1 |  | 43 | RYB |  |  | 11 kV |  | 415 V |  | MTM | 750.00 kVA | 20121111 |  | 1 | 46 | Fail | Please check "Voltage In/Out"
38998521 | TNB | DISTRIBUTION | CHERAS | Existing | BCRS/PCE/J01015/MATX1 | 300293657 | TX1-B11470 | TMN BUKIT SURIA NO 1 |  | 5 | RYB |  |  | 11 kV |  | 415 V |  | SGB | 750.00 kVA | 14/07/2011 |  | 1 | 7 | Fail | Please check "Voltage In/Out"
39006954 | TNB | DISTRIBUTION | CHERAS | Existing | BCRS/PCE/J01030/MATX1 | 300342884 | TX1-B11619 | LOT 3396 JLN BJ 2 |  | 6 | RYB |  |  | 11 kV |  | 415 V |  | SGB | 1000.00 kVA | 20111111 |  | 1 | 6 | Fail | Please check "Voltage In/Out"
39011168 | TNB | DISTRIBUTION | CHERAS | Existing | BCRS/PCE/J00925/MATXF1 | 300277754 | TX1-B10517 | WISMA PAUSON |  | 160 | RYB |  |  | 11 kV |  | 415 V |  | MTM | 750.00 kVA | 20091101 |  | 1 | 158 | Fail | Please check "Voltage In/Out"
39036924 | TNB | DISTRIBUTION | CHERAS | Existing | BCRS/PCE/J00987/MATX1 | 300288060 | TX1-B10929 | JLN HULUBALANG 2/4 |  | 1 | RYB |  |  | 11 kV |  | 415 V |  | SGB | 300.00 kVA | 20100302 |  | 1 | 3 | Fail | Please check "Voltage In/Out"
39066982 | TNB | DISTRIBUTION | CHERAS | Existing | BCRS/PCE/J01018/MATX1 | 300293660 | TX1-B11429 | 99 SPEEDMART |  | 2 | RYB |  |  | 11 kV |  | 415 V |  | EWT | 500.00 kVA | 20051108 |  | 1 | 2 | Fail | Please check "Voltage In/Out"
39075568 | TNB | DISTRIBUTION | CHERAS | Existing | BCRS/PCE/J01028/MATX1 | 300340321 | TX1-B11685 | GIACOMO |  | 0 | RYB |  |  | 11 kV |  | 415 V |  | SGB | 500.00 kVA | 20121111 |  | 1 | 1 | Fail | Please check "Voltage In/Out"
39079864 | TNB | DISTRIBUTION | CHERAS | Existing | BCRS/PCE/J00644/MATX1 | 300277758 | TX1-B02775 | BALAKONG 275 |  | 1 | RYB |  |  | 11 kV |  | 415 V |  | MTM | 1000.00 kVA | 20001101 |  | 1 | 1 | Fail | Please check "Voltage In/Out"
39084314 | TNB | DISTRIBUTION | CHERAS | Existing | BCRS/PCE/J00949/MATX1 | 300288051 | TX1-B10603 | APARTMENT TERATAI NO 1 |  | 127 | RYB |  |  | 11 kV |  | 415 V |  | MTM | 1000.00 kVA | 18/07/1998 |  | 1 | 6 | Fail | Please check "Voltage In/Out"
39084386 | TNB | DISTRIBUTION | CHERAS | Existing | BCRS/PCE/J00949/MATX2 | 300288052 | TX2-B10602 | APARTMENT TERATAI NO 1 |  | 209 | RYB |  |  | 11 kV |  | 415 V |  | MTM | 1000.00 kVA | 18/07/1998 |  | 1 | 12 | Fail | Please check "Voltage In/Out"
39088608 | TNB | DISTRIBUTION | CHERAS | Existing |  |  | TX1-B11280 | KYK HEIGHT |  | 49 | RYB |  |  | 11 kV |  | 415 V |  | SGB | 1000.00 kVA | 19700101 |  | 1 | 56 | Fail | Please check "Voltage In/Out"
39088680 | TNB | DISTRIBUTION | CHERAS | Existing |  |  | TX2-B11281 | KYK HEIGHT |  | 48 | RYB |  |  | 11 kV |  | 415 V |  | SGB | 1000.00 kVA | 19700101 |  | 1 | 50 | Fail | Please check "Voltage In/Out"
39097040 | TNB | DISTRIBUTION | CHERAS | Existing | BCRS/PCE/J01007/MATX1 | 300289663 | TX1-B11247 | DAIDO AMISTAR (M) SDN BHD |  | 0 | RYB |  |  | 11 kV |  | 415 V |  | MTM | 1000.00 kVA | 20111101 |  | 1 | 1 | Fail | Please check "Voltage In/Out"
39105627 | TNB | DISTRIBUTION | CHERAS | Existing | BCRS/PCE/J00902/MATX1 | 300004497 | TX1- B11382 | TMN PERKASA NO 5 |  | 72 | RYB |  |  | 11 kV |  | 415 V |  | MTM | 1000.00 kVA | 18/07/1998 |  | 1 | 32 | Fail | Please check "Voltage In/Out"
39122960 | TNB | DISTRIBUTION | CHERAS | Existing | BCRS/PCE/J00983/MATX2 | 300288062 | TX2-B11063 | TMN DUTAMAS NO 1 |  | 68 | RYB |  |  | 11 kV |  | 415 V |  | MTM | 1000.00 kVA | 20110604 |  | 1 | 32 | Fail | Please check "Voltage In/Out"
39123032 | TNB | DISTRIBUTION | CHERAS | Existing | BCRS/PCE/J00983/MATX1 | 300288061 | TX1-B11062 | TMN DUTAMAS NO 1 |  | 69 | RYB |  |  | 11 kV |  | 415 V |  | MTM | 1000.00 kVA | 20110604 |  | 1 | 32 | Fail | Please check "Voltage In/Out"
39139995 | TNB | DISTRIBUTION | CHERAS | Existing | BCRS/PCE/J00854/MATX1 | 300430776 | TX1-B11392 | SMK DESA SERDANG |  | 3 | RYB |  |  | 11 kV |  | 415 V |  | SGB | 500.00 kVA | 20101111 |  | 1 | 1 | Fail | Please check "Voltage In/Out"
39144445 | TNB | DISTRIBUTION | CHERAS | Existing | BCRS/PCE/J00986/MATX1 | 300288215 | TX1-B11055 | JLN CHERAS VISTA NO 2 |  | 49 | RYB |  |  | 11 kV |  | 415 V |  | SGB | 750.00 kVA | 20/04/2010 |  | 1 | 48 | Fail | Please check "Voltage In/Out"
39144517 | TNB | DISTRIBUTION | CHERAS | Existing | BCRS/PCE/J00986/MATX2 | 300319436 | TX2-B11056 | JLN CHERAS VISTA NO 2 |  | 38 | RYB |  |  | 11 kV |  | 415 V |  | SGB | 750.00 kVA | 20/04/2010 |  | 1 | 38 | Fail | Please check "Voltage In/Out"
39148728 | TNB | DISTRIBUTION | CHERAS | Existing | BCRS/PCE/J00957/MATX2 | 300287769 | TX2- B10669 | LAGENDA SURIA NO 1 |  | 121 | RYB |  |  | 11 kV |  | 415 V |  | MTM | 750.00 kVA | 20111111 |  | 1 | 91 | Fail | Please check "Voltage In/Out"
39148800 | TNB | DISTRIBUTION | CHERAS | Existing | BCRS/PCE/J00957/MATX1 | 300287768 | TX1- B10668 | LAGENDA SURIA NO 1 |  | 101 | RYB |  |  | 11 kV |  | 415 V |  | MTM | 750.00 kVA | 13/08/2009 |  | 1 | 83 | Fail | Please check "Voltage In/Out"
39157296 | TNB | DISTRIBUTION | CHERAS | Existing | BCRS/PCE/J00592/MATXF1 | 300268050 | TX1-B10014 | TMN PERINDUSTIRAN BALAKONG NO 2 |  | 7 | RYB |  |  | 11 kV |  | 415 V |  | EWT | 1000.00 kVA | 18/07/1998 |  | 1 | 8 | Fail | Please check "Voltage In/Out"
39157368 | TNB | DISTRIBUTION | CHERAS | Existing | BCRS/PCE/J00592/MATXF2 | 300268051 | TX2-B10015 | TMN PERINDUSTIRAN BALAKONG NO 2 |  | 28 | RYB |  |  | 11 kV |  | 415 V |  | EWT | 1000.00 kVA | 18/07/1998 |  | 1 | 26 | Fail | Please check "Voltage In/Out"
39174336 | TNB | DISTRIBUTION | CHERAS | Existing | BCRS/PCE/J00951/MATX1 | 300288413 | TX1-B10661 | RUMAH PAM SOUTHERN LAKE |  | 0 | RYB |  |  | 11 kV |  | 415 V |  | MTM | 300.00 kVA | 18/07/1998 |  | 1 | 1 | Fail | Please check "Voltage In/Out"
39187212 | TNB | DISTRIBUTION | CHERAS | Existing | BCRS/PCE/J00961/MATX1 | 300287538 | TX1- B10825 | ASRAMA GURU DUSUN TUA |  | 5 | RYB |  |  | 11 kV |  | 415 V |  | SGB | 300.00 kVA | 20101101 |  | 1 | 1 | Fail | Please check "Voltage In/Out"
39200097 | TNB | DISTRIBUTION | CHERAS | Existing | BCRS/PCE/J00060/MATX1 | 300276999 | TX1- B05138 | KG SG SERAI |  | 214 | RYB |  |  | 11 kV |  | 415 V |  | MTM | 750.00 kVA | 19901101 |  | 1 | 252 | Fail | Please check "Voltage In/Out"
39204394 | TNB | DISTRIBUTION | CHERAS | Existing | BCRS/PCE/J00459/MATX | 300277650 | TX1-B08452 | TMN PINGGIRAN MAHKOTA - B2332 |  | 98 | RYB |  |  | 11 kV |  | 415 V |  | MTM | 1000.00 kVA | 20061101 |  | 1 | 99 | Fail | Please check "Voltage In/Out"
39208690 | TNB | DISTRIBUTION | CHERAS | Existing | BCRS/PCE/J00962/MATX1 | 300319938 | TX1-B10618 | PANGSAPURI AKASIA |  | 134 | RYB |  |  | 11 kV |  | 415 V |  | MTM | 1000.00 kVA | 24/06/2009 |  | 1 | 2 | Fail | Please check "Voltage In/Out"
39217464 | TNB | DISTRIBUTION | CHERAS | Existing | BCRS/PCE/J00984/MATX1 | 300288063 | TX1-B11066 | TMN DUTAMAS NO 2 |  | 58 | RYB |  |  | 11 kV |  | 415 V |  | MTM | 1000.00 kVA | 15/04/2010 |  | 1 | 33 | Fail | Please check "Voltage In/Out"
39217592 | TNB | DISTRIBUTION | CHERAS | Existing | BCRS/PCE/J00984/MATX2 | 300288064 | TX2-B11067 | TMN DUTAMAS NO 2 |  | 56 | RYB |  |  | 11 kV |  | 415 V |  | MTM | 1000.00 kVA | 20101105 |  | 1 | 31 | Fail | Please check "Voltage In/Out"
39221734 | TNB | DISTRIBUTION | CHERAS | Existing | BCRS/PCE/J00982/MATX1 | 300288066 | TX1-B11074 | COLOMBIA ASIA |  | 1 | RYB |  |  | 11 kV |  | 415 V |  | SGB | 1000.00 kVA | 31/05/2010 |  | 1 | 1 | Fail | Please check "Voltage In/Out"
39221862 | TNB | DISTRIBUTION | CHERAS | Existing | BCRS/PCE/J00982/MATX2 | 300288067 | TX2-B11075 | COLOMBIA ASIA |  | 0 | RYB |  |  | 11 kV |  | 415 V |  | SGB | 1000.00 kVA | 31/05/2010 |  | 1 | 1 | Fail | Please check "Voltage In/Out"
39230158 | TNB | DISTRIBUTION | CHERAS | Existing | BCRS/PCE/J01000/MATX1 | 300288190 | TX1- B11274 | KEDAI PEJABAT TMN SERI NANDING |  | 16 | RYB |  |  | 11 kV |  | 415 V |  | MTM | 500.00 kVA | 20101111 |  | 1 | 8 | Fail | Please check "Voltage In/Out"
39234454 | TNB | DISTRIBUTION | CHERAS | Existing | BCRS/PCE/J01065/MATX1 | 300389867 | TX1-B12044 | AVENUE TWO |  | 63 | RYB |  |  | 11 kV |  | 415 V |  | EWT | 1000.00 kVA | 22/11/2012 |  | 1 | 22 | Fail | Please check "Voltage In/Out"
39251630 | TNB | DISTRIBUTION | CHERAS | Existing | BCRS/PCE/J01044/MATX1 | 300378157 | TX1-B11817 | HAO RESIDENCE |  | 35 | RYB |  |  | 11 kV |  | 415 V |  | SGB | 1000.00 kVA | 26/06/2012 |  | 1 | 36 | Fail | Please check "Voltage In/Out"
39268968 | TNB | DISTRIBUTION | CHERAS | Existing | BCRS/PCE/J01093/MATX1 | 300444381 | TX1-B12040 | YEW LUM IND. |  | 5 | RYB |  |  | 11 kV |  | 415 V |  | MTM | 1000.00 kVA | 21/11/2012 |  | 1 | 5 | Fail | Please check "Voltage In/Out"
39269096 | TNB | DISTRIBUTION | CHERAS | Existing | BCRS/PCE/J01093/MATX2 | 300444382 | TX2-B12041 | YEW LUM IND. |  | 3 | RYB |  |  | 11 kV |  | 415 V |  | MTM | 1000.00 kVA | 21/11/2012 |  | 1 | 3 | Fail | Please check "Voltage In/Out"
39286148 | TNB | DISTRIBUTION | CHERAS | Existing | BCRS/PCE/J01082/MATX1 |  | TX1-B12178 | NO.1 JLN TEMENGGUNG 27/9 |  | 51 | RYB |  |  | 11 kV |  | 415 V |  | MTM | 1000.00 kVA | 19700101 |  | 1 | 18 | Fail | Please check "Voltage In/Out"
39286276 | TNB | DISTRIBUTION | CHERAS | Existing | BCRS/PCE/J01082/MATX2 |  | TX2-B12179 | NO.1 JLN TEMENGGUNG 27/9 |  | 39 | RYB |  |  | 11 kV |  | 415 V |  | MTM | 1000.00 kVA | 19700101 |  | 1 | 14 | Fail | Please check "Voltage In/Out"
39290442 | TNB | DISTRIBUTION | CHERAS | Existing | BCRS/PCE/J01047/MATX2 | 300443071 | TX2-B12145 | MAHKOTA CHERAS RESIDENCE |  | 0 | RYB |  |  | 11 kV |  | 415 V |  | SGB | 750.00 kVA | 20131101 |  | 1 | 0 | Fail | Please check "Voltage In/Out"
39290572 | TNB | DISTRIBUTION | CHERAS | Existing | BCRS/PCE/J01047/MATX1 | 300430800 | TX1-B12144 | MAHKOTA CHERAS RESIDENCE |  | 0 | RYB |  |  | 11 kV |  | 415 V |  | MTM | 1000.00 kVA | 20131101 |  | 1 | 0 | Fail | Please check "Voltage In/Out"
39294572 | TNB | DISTRIBUTION | CHERAS | Existing | BCRS/PCE/J00557/MATXF1 | 300268010 | TX1-B10628 | TMN BUKIT HARTAMAS FASA 2 |  | 52 | RYB |  |  | 11 kV |  | 415 V |  | MTM | 750.00 kVA | 18/07/1998 |  | 1 | 52 | Fail | Please check "Voltage In/Out"
39304052 | TNB | DISTRIBUTION | CHERAS | Existing |  |  | TX2-B10645 | PE JALAN CHERAS VISTA 2/1 |  | 52 | RYB |  |  | 11 kV |  | 415 V |  | MTM | 750.00 kVA | 19700101 |  | 1 | 52 | Fail | Please check "Voltage In/Out"
39304182 | TNB | DISTRIBUTION | CHERAS | Existing | BCRS/PCE/J00947/MATX1 | 300288212 | TX1-B10644 | JLN CHERAS VISTA 2/1 BMC |  | 40 | RYB |  |  | 11 kV |  | 415 V |  | MTM | 1000.00 kVA | 18/07/1998 |  | 1 | 40 | Fail | Please check "Voltage In/Out"
39316208 | TNB | DISTRIBUTION | CHERAS | Existing | BCRS/PCE/J01050/MATX2 |  | TX2- B12241 | VIRIDIAN |  | 15 | RYB |  |  | 11 kV |  | 415 V |  | SGB | 500.00 kVA | 19700101 |  | 1 | 15 | Fail | Please check "Voltage In/Out"
39316338 | TNB | DISTRIBUTION | CHERAS | Existing | BCRS/PCE/J01050/MATX1 | 300430806 | TX1-B12240 | VIRIDIAN |  | 69 | RYB |  |  | 11 kV |  | 415 V |  | MTM | 500.00 kVA | 19700101 |  | 1 | 69 | Fail | Please check "Voltage In/Out"
39328941 | TNB | DISTRIBUTION | CHERAS | Existing | BCRS/PCE/J01014/MATX1 | 300293656 | TX1-B11511 | PADAT BUKIT SURIA |  | 12 | RYB |  |  | 11 kV |  | 415 V |  | EWT | 1000.00 kVA | 26/07/2011 |  | 1 | 15 | Fail | Please check "Voltage In/Out"
39342018 | TNB | DISTRIBUTION | CHERAS | Existing | BCRS/PCE/J00217/MATX1 | 300005766 | TX1-B05398 | GARDEN PARK SG. LONG NO 1 |  | 226 | RYB |  |  | 11 kV |  | 415 V |  | MTM | 1000.00 kVA | 20011101 |  | 1 | 2 | Fail | Please check "Voltage In/Out"
39342152 | TNB | DISTRIBUTION | CHERAS | Existing | BCRS/PCE/J00217/MATX2 | 300005767 | TX2-B05399 | GARDEN PARK SG. LONG NO 1 |  | 0 | RYB |  |  | 11 kV |  | 415 V |  | MTM | 1000.00 kVA | 20011101 | BELUM DIGUNAKAN LAGI | 1 | 0 | Fail | Please check "Voltage In/Out"
39346152 | TNB | DISTRIBUTION | CHERAS | Existing | BCRS/PCE/J00864/MATX1 | 300277625 | TX1-B08064 | TMN SUTERA 2/3A (TMN SUTERA) |  | 169 | RYB |  |  | 11 kV |  | 415 V |  | MTM | 1000.00 kVA | 18/07/1998 |  | 1 | 167 | Fail | Please check "Voltage In/Out"
39350628 | TNB | DISTRIBUTION | CHERAS | Existing |  |  | TX1-B12182 | JALAN TEMENGGUNG 27/9 NO. 2 |  | 44 | RYB |  |  | 11 kV |  | 415 V |  | MTM | 1000.00 kVA | 19700101 |  | 1 | 15 | Fail | Please check "Voltage In/Out"
39350766 | TNB | DISTRIBUTION | CHERAS | Existing |  |  | TX2-B12183 | JALAN TEMENGGUNG 27/9 NO. 2 |  | 45 | RYB |  |  | 11 kV |  | 415 V |  | MTM | 1000.00 kVA | 19700101 |  | 1 | 15 | Fail | Please check "Voltage In/Out"
39354860 | TNB | DISTRIBUTION | CHERAS | Existing |  |  | TX1-B12199 | PE JLN JADE HILL 12/1 |  | 29 | RYB |  |  | 11 kV |  | 415 V |  | SGB | 750.00 kVA | 19700101 |  | 1 | 31 | Fail | Please check "Voltage In/Out"
39449293 | TNB | DISTRIBUTION | CHERAS | Existing | BCRS/PCE/J00963/MATX1 | 300290340 | TX1-B10840 | LOT 1842 JLN KPB 6 |  | 2 | RYB |  |  | 11 kV |  | 415 V |  | MTM | 1000.00 kVA | 20/03/2010 |  | 1 | 2 | Fail | Please check "Voltage In/Out"
39693971 | TNB | DISTRIBUTION | CHERAS | Existing | BCRS/PCE/J00996/MATX1 | 300319357 | TX1-B11343 | JLN DESA BUDIMAN |  | 5 | RYB |  |  | 11 kV |  | 415 V |  | EWT | 300.00 kVA | 20101101 |  | 1 | 5 | Fail | Please check "Voltage In/Out"
39694695 | TNB | DISTRIBUTION | CHERAS | Existing | BCRS/PCE/J01012/MATX1 | 300293654 | TX1-B11561 | JLN DESA BUDIMAN NO 2 |  | 38 | RYB |  |  | 11 kV |  | 415 V |  | SGB | 1000.00 kVA | 20110202 |  | 1 | 39 | Fail | Please check "Voltage In/Out"
39694888 | TNB | DISTRIBUTION | CHERAS | Existing | BCRS/PCE/J01012/MATX2 | 300433080 | TX2-B11562 | JLN DESA BUDIMAN NO 2 |  | 40 | RYB |  |  | 11 kV |  | 415 V |  | MTM | 750.00 kVA | 20110202 |  | 1 | 40 | Fail | Please check "Voltage In/Out"
39719739 | TNB | DISTRIBUTION | CHERAS | Existing | BCRS/PCE/J01121/MATX1 |  | TX1-B12269 | P/E TMN BKT BELIMBING LOT 52214 |  | 2 | RYB |  |  | 11 kV |  | 415 V |  | EWT | 750.00 kVA | 19700101 |  | 1 | 2 | Fail | Please check "Voltage In/Out"
39758459 | TNB | DISTRIBUTION | CHERAS | Existing | BCRS/PCE/J00017/MATX1 | 300004116 | TX1-B02148 | TMN MASRIA |  | 149 | RYB |  |  | 11 kV |  | 415 V |  | MTM | 1000.00 kVA | 19961101 |  | 1 | 93 | Fail | Please check "Voltage In/Out"
39762703 | TNB | DISTRIBUTION | CHERAS | Existing | BCRS/PCE/J00999/MATX1 | 300288121 | TX1-B11206 | WIRA HEIGHT |  | 87 | RYB |  |  | 11 kV |  | 415 V |  | MTM | 1000.00 kVA | 20111101 |  | 1 | 87 | Fail | Please check "Voltage In/Out"
39792764 | TNB | DISTRIBUTION | CHERAS | Existing | BCRS/PCE/J00698/MATX1 | 300277737 | TX1-B10397 | CLUB HOUSE JADE HILL |  | 2 | RYB |  |  | 11 kV |  | 415 V |  | MTM | 1000.00 kVA | 20091101 |  | 1 | 1 | Fail | Please check "Voltage In/Out"
39793451 | TNB | DISTRIBUTION | CHERAS | Existing | BCRS/PCE/J00970/MATX1 | 300287765 | TX1-B10923 | JLN JADEHILL 2/1 |  | 56 | RYB |  |  | 11 kV |  | 415 V |  | MTM | 1000.00 kVA | 20121111 |  | 1 | 56 | Fail | Please check "Voltage In/Out"
39793822 | TNB | DISTRIBUTION | CHERAS | Existing | BCRS/PCE/J00970/MATX2 | 300445580 | TX2-B11348 | JLN JADEHILL 2/1 |  | 57 | RYB |  |  | 11 kV |  | 415 V |  | MTM | 1000.00 kVA | 20121111 |  | 1 | 57 | Fail | Please check "Voltage In/Out"
39794954 | TNB | DISTRIBUTION | CHERAS | Existing | BCRS/PCE/J01054/MATX1 | 300380826 | TX1-B11944 | JLN PERSIARAN JADE HILL TIMUR |  | 46 | RYB |  |  | 11 kV |  | 415 V |  | MTM | 1000.00 kVA | 20130503 |  | 1 | 45 | Fail | Please check "Voltage In/Out"
39795325 | TNB | DISTRIBUTION | CHERAS | Existing | BCRS/PCE/J01054/MATX2 | 300445574 | TX2-B11945 | JLN PERSIARAN JADE HILL TIMUR |  | 48 | RYB |  |  | 11 kV |  | 415 V |  | MTM | 1000.00 kVA | 20121111 |  | 1 | 49 | Fail | Please check "Voltage In/Out"
39857812 | TNB | DISTRIBUTION | CHERAS | Existing | BCRS/PCE/J00981/MATX1 | 300288047 | TX1-B11042 | C180 NO 2 BALAKONG |  | 68 | RYB |  |  | 11 kV |  | 415 V |  | MTM | 1000.00 kVA | 20101111 |  | 1 | 22 | Fail | Please check "Voltage In/Out"
39858016 | TNB | DISTRIBUTION | CHERAS | Existing | BCRS/PCE/J00981/MATX2 | 300445933 | TX2-B11043 | C180 NO 2 BALAKONG |  | 128 | RYB |  |  | 11 kV |  | 415 V |  | MTM | 1000.00 kVA | 20121111 |  | 1 | 19 | Fail | Please check "Voltage In/Out"
39917268 | TNB | DISTRIBUTION | CHERAS | Existing | BCRS/PCE/J01049/MATX1 | 300430804 | TX1- B12339 | PADAT ADAPT HOUSING |  | 28 | RYB |  |  | 11 kV |  | 415 V |  | MTM | 500.00 kVA | 20131101 |  | 1 | 23 | Fail | Please check "Voltage In/Out"
39994773 | TNB | DISTRIBUTION | CHERAS | Existing | BCRS/PCE/J00593/MATXF2 | 300268053 | TX2-B10019 | TMN PERINDUSTIRAN BALAKONG NO 1 |  | 10 | RYB |  |  | 11 kV |  | 415 V |  | MTM | 1000.00 kVA | 20081101 |  | 1 | 10 | Fail | Please check "Voltage In/Out"
39994962 | TNB | DISTRIBUTION | CHERAS | Existing | BCRS/PCE/J00593/MATXF1 | 300268052 | TX1-B10018 | TMN PERINDUSTIRAN BALAKONG NO 1 |  | 6 | RYB |  |  | 11 kV |  | 415 V |  | MTM | 1000.00 kVA | 20081101 |  | 1 | 7 | Fail | Please check "Voltage In/Out"
40050385 | TNB | DISTRIBUTION | CHERAS | Existing | BCRS/PCE/J00931/MATX1 | 300277747 | TX1-B10579 | HEPTA LOT 1869 |  | 1 | RYB |  |  | 11 kV |  | 415 V |  | MTM | 750.00 kVA | 18/07/1998 |  | 1 | 1 | Fail | Please check "Voltage In/Out"
40094572 | TNB | DISTRIBUTION | CHERAS | Existing | BCRS/PCE/J00886/MATX1 | 300277718 | TX1-B10252 | VISTANA MAHKOTA JLN PAHLAWAN |  | 239 | RYB |  |  | 11 kV |  | 415 V |  | MTM | 1000.00 kVA | 18/07/1998 |  | 1 | 1 | Fail | Please check "Voltage In/Out"
40094767 | TNB | DISTRIBUTION | CHERAS | Existing | BCRS/PCE/J00886/MATX1 |  | TX2-B10251 | PE VISTANA MAHKOTA |  | 0 | RYB |  |  | 11 kV |  | 415 V |  | MTM | 750.00 kVA | 19700101 |  | 1 | 0 | Fail | Please check "Voltage In/Out"
40115506 | TNB | DISTRIBUTION | CHERAS | Existing | BCRS/PCE/J00901/MATX1 | 300430778 | TX1-B11552 | LFIP NO 8 |  | 4 | RYB |  |  | 11 kV |  | 415 V |  | MTM | 750.00 kVA | 20111111 |  | 1 | 4 | Fail | Please check "Voltage In/Out"
40116053 | TNB | DISTRIBUTION | CHERAS | Existing | BCRS/PCE/J00633/MATXF1 | 300269363 | TX1-B07334 | CHOY SOON HENG REALTY |  | 9 | RYB |  |  | 11 kV |  | 415 V |  | MTM | 750.00 kVA | 19971111 |  | 1 | 13 | Fail | Please check "Voltage In/Out"
40116704 | TNB | DISTRIBUTION | CHERAS | Existing | BCRS/PCE/J00974/MATX1 | 300444368 | TX1-1000 kVAB10968 | YEW LUM NO 3 |  | 0 | RYB |  |  | 11 kV |  | 415 V |  | MTM | 1000.00 kVA | 20101111 |  | 1 | 0 | Fail | Please check "Voltage In/Out"
40144855 | TNB | DISTRIBUTION | CHERAS | Existing | BCRS/PCE/J00489/MATFX1 | 300288082 | TX1- B10520 | COMPACT PANGSUN (EMPANGAN PANG |  | 25 | RYB |  |  | 11 kV |  | 415 V |  | MTM | 1000.00 kVA | 18/07/1998 |  | 1 | 31 | Fail | Please check "Voltage In/Out"
40329566 | TNB | DISTRIBUTION | CHERAS | Existing | BCRS/PCE/J00989/MATX1 | 300288266 | TX1-B08738 | RMH PAM PARAS RENDAH |  | 1 | RYB |  |  | 11 kV |  | 415 V |  | MTM | 1000.00 kVA | 20051101 |  | 1 | 1 | Fail | Please check "Voltage In/Out"
40330215 | TNB | DISTRIBUTION | CHERAS | Existing | BCRS/PCE/J00936/MATX1 | 300276812 | TX1-B10655 | TMN TANMING IMPIAN BMC |  | 21 | RYB |  |  | 11 kV |  | 415 V |  | MTM | 500.00 kVA | 18/07/1998 |  | 1 | 22 | Fail | Please check "Voltage In/Out"
40479840 | TNB | DISTRIBUTION | CHERAS | Existing | BCRS/PCE/J01103/MATX1 | 300447733 | TX1-B12307 | PALM WALK 3 NO 1 |  | 67 | RYB |  |  | 11 kV |  | 415 V |  | MTM | 750.00 kVA | 23/04/2013 |  | 1 | 67 | Fail | Please check "Voltage In/Out"
40480569 | TNB | DISTRIBUTION | CHERAS | Existing | BCRS/PCE/J00599/MATXF1 | 300268085 | TX1-B10555 | PALM WALK NO 4 |  | 102 | RYB |  |  | 11 kV |  | 415 V |  | MTM | 1000.00 kVA | 18/07/1998 |  | 1 | 103 | Fail | Please check "Voltage In/Out"
40480771 | TNB | DISTRIBUTION | CHERAS | Existing | BCRS/PCE/J00599/MATX2 |  | TX2-B10556 | PE PALM WALK NO 4 |  | 97 | RYB |  |  | 11 kV |  | 415 V |  | MTM | 750.00 kVA | 19700101 |  | 1 | 97 | Fail | Please check "Voltage In/Out"
40496958 | TNB | DISTRIBUTION | CHERAS | Existing | BCRS/PCE/J00888/MATX1 | 300276961 | TX1-B10086 | PANGSAPURI ANGSANA |  | 184 | RYB |  |  | 11 kV |  | 415 V |  | MTM | 1000.00 kVA | 18/07/1998 |  | 1 | 2 | Fail | Please check "Voltage In/Out"
40776067 | TNB | DISTRIBUTION | CHERAS | Existing | BCRS/PCE/J01086/MATX1 |  | TX1-B11992 | PE AVENUE 6 NO 1 |  | 50 | RYB |  |  | 11 kV |  | 415 V |  | MTM | 1000.00 kVA | 19700101 |  | 1 | 51 | Fail | Please check "Voltage In/Out"
40776566 | TNB | DISTRIBUTION | CHERAS | Existing | BCRS/PCE/J01051/MATX1 | 300378166 | TX1-B11994 | AVENUE 6 NO 2 |  | 54 | RYB |  |  | 11 kV |  | 415 V |  | MTM | 1000.00 kVA | 20120311 |  | 1 | 55 | Fail | Please check "Voltage In/Out"
40823306 | TNB | DISTRIBUTION | CHERAS | Existing | BCRS/PCE/J00560/MATXF1 | 300268012 | TX1-B09248 | TMN BUKIT SURIA NO 2 |  | 49 | RYB |  |  | 11 kV |  | 415 V |  | EWT | 500.00 kVA | 20031101 |  | 1 | 52 | Fail | Please check "Voltage In/Out"
40849370 | TNB | DISTRIBUTION | CHERAS | Existing | BCRS/PCE/J01032/MATX2 | 300448904 | TX2-B11931 | JLN TEMENGGUNG 3/9 |  | 28 | RYB |  |  | 11 kV |  | 415 V |  | SGB | 500.00 kVA | 18/09/2012 |  | 1 | 15 | Fail | Please check "Voltage In/Out"
40849617 | TNB | DISTRIBUTION | CHERAS | Existing | BCRS/PCE/J01032/MATX1 | 300430783 | TX1-B11930 | JLN TEMENGGUNG 3/9 |  | 2 | RYB |  |  | 11 kV |  | 415 V |  | MTM | 750.00 kVA | 18/09/2012 |  | 1 | 3 | Fail | Please check "Voltage In/Out"
41554070 | TNB | DISTRIBUTION | CHERAS | Existing |  |  | TX1-B11102 | PE TAMAN JELOK IMPIAN NO 2 |  | 0 | Unknown |  |  | 11 kV |  | 415 V |  | SGB | 1000.00 kVA | 19700101 |  | 1 | 0 | Fail | Please check "Phasing"
41554324 | TNB | DISTRIBUTION | CHERAS | Existing |  |  | TX2-B11103 | PE TAMAN JELOK IMPIAN NO 2 |  | 0 | Unknown |  |  | 11 kV |  | 415 V |  | SGB | 1000.00 kVA | 19700101 |  | 1 | 0 | Fail | Please check "Phasing"
41556119 | TNB | DISTRIBUTION | CHERAS | Existing |  |  | TX1 | PE TAMAN BUKIT PALMA NO 4 |  | 0 | Unknown |  |  | 11 kV |  | 415 V |  | SGB | 750.00 kVA | 19700101 |  | 1 | 0 | Fail | Please check "Phasing"
41695445 | TNB | DISTRIBUTION | CHERAS | Existing |  |  | TX1-B10720 | PE TAMAN BUKIT PALMA NO 1 |  | 0 | Unknown |  |  | 11 kV |  | 415 V |  | MTM | 1000.00 kVA | 19700101 |  | 1 | 0 | Fail | Please check "Phasing"
41697771 | TNB | DISTRIBUTION | CHERAS | Existing |  |  | TX1-B07936 | PE SILK KTDRR COMPACT NO 3 |  | 0 | Unknown |  |  | 11 kV |  | 415 V |  | EWT | 500.00 kVA | 19700101 |  | 1 | 0 | Fail | Please check "Phasing"
41698413 | TNB | DISTRIBUTION | CHERAS | Existing |  |  | TX1-B07939 | PE SILK KTDRR COMPACT NO 4 |  | 0 | Unknown |  |  | 11 kV |  | 415 V |  | EWT | 500.00 kVA | 19700101 |  | 1 | 0 | Fail | Please check "Phasing"
41802116 | TNB | DISTRIBUTION | CHERAS | Existing |  |  | TX1-B07627 | PE SILK KTDRR COMPACT NO 5 HIGHW |  | 0 | RYB |  |  | 11 kV |  | 415 V |  | EWT | 500.00 kVA | 19700101 |  | 1 | 0 | Fail | Please check "Voltage In/Out"
41888444 | TNB | DISTRIBUTION | CHERAS | Existing | BCRS/PCE/J00454/MATX | 300270048 | TX1-B08604 | JLN PAHLAWAN 9/3 |  | 96 | RYB |  |  | 11 kV |  | 415 V |  | MTM | 1000.00 kVA | 20051101 |  | 1 | 97 | Fail | Please check "Voltage In/Out"
41888813 | TNB | DISTRIBUTION | CHERAS | Existing | BCRS/PCE/J00454/MATX2 |  | TX2-B11713 | PE JALAN PAHLAWAN 9/3 |  | 55 | RYB |  |  | 11 kV |  | 415 V |  | MTM | 1000.00 kVA | 19700101 |  | 1 | 56 | Fail | Please check "Voltage In/Out"
41896800 | TNB | DISTRIBUTION | CHERAS | Existing | BCRS/PCE/J00956/MATX1 | 300308864 | TX1-B10801 | GOLDEN STAR CRYSTAL |  | 11 | RYB |  |  | 11 kV |  | 415 V |  | MTM | 750.00 kVA | 20091111 |  | 1 | 10 | Fail | Please check "Voltage In/Out"
42094341 | TNB | DISTRIBUTION | CHERAS | Existing | BCRS/PCE/J00975/MATX1 | 300319475 | TX1-B10991 | SEIK LAM COMPONENTS |  | 1 | RYB |  |  | 11 kV |  | 415 V |  | MTM | 1000.00 kVA | 18/07/1998 |  | 1 | 1 | Fail | Please check "Voltage In/Out"
42145857 | TNB | DISTRIBUTION | CHERAS | Existing | BCRS/PCE/J00779/MATX1 | 300271105 | TX1-B09456 | TMN DESA BARU NO 2 COMPACT |  | 28 | RYB |  |  | 11 kV |  | 415 V |  | MTM | 1000.00 kVA | 18/07/1998 |  | 1 | 28 | Fail | Please check "Voltage In/Out"
42150380 | TNB | DISTRIBUTION | CHERAS | Existing | BCRS/PCE/J01034/MATX2 | 300448557 | TX2-B11853 | PE JALAN PERUSAHAAN 3 |  | 6 | RYB |  |  | 11 kV |  | 415 V |  | EWT | 500.00 kVA | 28/07/2012 |  | 1 | 8 | Fail | Please check "Voltage In/Out"
42150767 | TNB | DISTRIBUTION | CHERAS | Existing | BCRS/PCE/J01034/MATX1 | 300430786 | TX1-B11852 | PE JALAN PERUSAHAAN 3 |  | 5 | RYB |  |  | 11 kV |  | 415 V |  | SGB | 1000.00 kVA | 28/07/2012 |  | 1 | 5 | Fail | Please check "Voltage In/Out"
42251649 | TNB | DISTRIBUTION | CHERAS | Existing | BCRS/PCE/J01024/MATX1 | 300309530 | TX1-B11648 | TMN SETIA IMPIAN BKT ANGKAT |  | 64 | RYB |  |  | 11 kV |  | 415 V |  | MTM | 1000.00 kVA | 20121201 |  | 1 | 64 | Fail | Please check "Voltage In/Out"
42252399 | TNB | DISTRIBUTION | CHERAS | Existing | BCRS/PCE/J01024/MATX2 | 300448874 | TX2-B11649 | TMN SETIA IMPIAN BKT ANGKAT |  | 38 | RYB |  |  | 11 kV |  | 415 V |  | SGB | 1000.00 kVA | 20121111 |  | 1 | 39 | Fail | Please check "Voltage In/Out"
43755860 | TNB | DISTRIBUTION | CHERAS | Existing | BCRS/PCE/J00302/MATX1 | 300010208 | TX1-B01541 | TMN CHERAS JAYA NO 4 |  | 154 | RYB |  |  | 11 kV |  | 415 V |  | MTM | 500.00 kVA | 19941111 |  | 1 | 155 | Fail | Please check "Voltage In/Out"
44644792 | TNB | DISTRIBUTION | CHERAS | Existing | BCRS/PCE/J00940/MATX1 | 300282143 | TX1- B09997 | TMN SERI SG LONG |  | 74 | RYB |  |  | 11 kV |  | 415 V |  | MTM | 1000.00 kVA | 18/07/1998 |  | 1 | 75 | Fail | Please check "Voltage In/Out"
44845111 | TNB | DISTRIBUTION | CHERAS | Existing | BCRS/PCE/J01097/MATX1 | 300447689 | TX1-B12423 | TMN TROPICANA CHERAS |  | 46 | RYB |  |  | 11 kV |  | 415 V |  | MTM | 1000.00 kVA | 24/07/2013 |  | 1 | 47 | Fail | Please check "Voltage In/Out"
44860324 | TNB | DISTRIBUTION | CHERAS | Existing | BCRS/PCE/J01097/MATX2 | 300447690 | TX2-B12424 | TMN TROPICANA CHERAS |  | 44 | RYB |  |  | 11 kV |  | 415 V |  | MTM | 1000.00 kVA | 24/07/2013 |  | 1 | 45 | Fail | Please check "Voltage In/Out"
44863489 | TNB | DISTRIBUTION | CHERAS | Existing | BCRS/PCE/J00993/MATX1 | 300319364 | TX1-B11415 | COMPACT JLN BENDAHARA |  | 58 | RYB |  |  | 11 kV |  | 415 V |  | MTM | 1000.00 kVA | 20121101 |  | 1 | 51 | Fail | Please check "Voltage In/Out"
44877431 | TNB | DISTRIBUTION | CHERAS | Existing | BCRS/PCE/J01060/MATX1 | 300430811 | TX1-B12383 | PRIMA VILLA CONDO |  | 0 | RYB |  |  | 11 kV |  | 415 V |  | SGB | 1000.00 kVA | 20131101 |  | 1 | 3 | Fail | Please check "Voltage In/Out"
44879866 | TNB | DISTRIBUTION | CHERAS | Existing | BCRS/PCE/J00609/MATX1 | 300277520 | TX1-B06552 | PERDANA HEIGHT (CHERAS PERDANA) |  | 36 | RYB |  |  | 11 kV |  | 415 V |  | MTM | 1000.00 kVA | 18/07/1998 |  | 1 | 40 | Fail | Please check "Voltage In/Out"
44879867 | TNB | DISTRIBUTION | CHERAS | Existing | BCRS/PCE/J00609/MATX2 | 300277521 | TX2-B06553 | PERDANA HEIGHT (CHERAS PERDANA) |  | 63 | RYB |  |  | 11 kV |  | 415 V |  | MTM | 1000.00 kVA | 18/07/1998 |  | 1 | 63 | Fail | Please check "Voltage In/Out"
44881180 | TNB | DISTRIBUTION | CHERAS | Existing | BCRS/PCE/J00891/MATX2 | 300276965 | TX2-B11982 | VISTA CITY JLN PANGLIMA |  | 35 | RYB |  |  | 11 kV |  | 415 V |  | MTM | 750.00 kVA | 18/07/1998 |  | 1 | 12 | Fail | Please check "Voltage In/Out"
44881839 | TNB | DISTRIBUTION | CHERAS | Existing | BCRS/PCE/J00232/MATX1 | 300005868 | TX1-B01789 | LOT 4166 (FONG YAT SIEW) |  | 21 | RYB |  |  | 11 kV |  | 415 V |  | EWT | 1000.00 kVA | 19981111 |  | 1 | 17 | Fail | Please check "Voltage In/Out"
44893829 | TNB | DISTRIBUTION | CHERAS | Existing | BCRS/PCE/J00978/MATX1 | 300288068 | TX1-B11059 | COUNTRY WIDE BOOK |  | 1 | RYB |  |  | 11 kV |  | 415 V |  | MTM | 500.00 kVA | 20/07/2010 |  | 1 | 1 | Fail | Please check "Voltage In/Out"
44893842 | TNB | DISTRIBUTION | CHERAS | Existing | BCRS/PCE/J00442/MATX1 | 300269666 | TX1-B10648 | PE EVERSMART |  | 1 | RYB |  |  | 11 kV |  | 415 V |  | MTM | 750.00 kVA | 20091111 |  | 1 | 1 | Fail | Please check "Voltage In/Out"
44914520 | TNB | DISTRIBUTION | CHERAS | Existing | BCRS/PCE/J00589/MATX1 | 300268046 | TX1-B01880 | TANMING RAYA NO 1 |  | 624 | RYB |  |  | 11 kV |  | 415 V |  | MTM | 750.00 kVA | 18/07/1998 |  | 1 | 213 | Fail | Please check "Voltage In/Out"
44960066 | TNB | DISTRIBUTION | CHERAS | Existing | BCRS/PCE/J00601/MATXF2 | 300556347 | TX2- B10973 | KAJANG HEIGHT NO 4 |  | 115 | RYB |  |  | 11 kV |  | 415 V |  | MTM | 1000.00 kVA | 20091101 |  | 1 | 118 | Fail | Please check "Voltage In/Out"
44960069 | TNB | DISTRIBUTION | CHERAS | Existing | BCRS/PCE/J00601/MATXF1 | 300269200 | TX1- B10112 | KAJANG HEIGHT NO 4 |  | 110 | RYB |  |  | 11 kV |  | 415 V |  | MTM | 1000.00 kVA | 20091101 | 750kVA | 1 | 111 | Fail | Please check "Voltage In/Out"
44960669 | TNB | DISTRIBUTION | CHERAS | Existing | BCRS/PCE/J01105/MATX1 | 300447753 | TX1-B12386 | PADAT R/KEDAI SETIA BALAKONG |  | 111 | RYB |  |  | 11 kV |  | 415 V |  | MTM | 1000.00 kVA | 16/07/2013 |  | 1 | 22 | Fail | Please check "Voltage In/Out"
44987277 | TNB | DISTRIBUTION | CHERAS | Existing | BCRS/PCE/J01101/MATX1 | 300447715 | TX1-B12434 | TANMING MUTIARA 2 |  | 15 | RYB |  |  | 11 kV |  | 415 V |  | MTM | 1000.00 kVA | 29/07/2013 |  | 1 | 30 | Fail | Please check "Voltage In/Out"
45035578 | TNB | DISTRIBUTION | CHERAS | Existing | BCRS/PCE/J01100/MATX1 | 300447709 | TX1-B12431 | TANMING MUTIARA 2 NO 1 |  | 30 | RYB |  |  | 11 kV |  | 415 V |  | MTM | 1000.00 kVA | 25/07/2013 |  | 1 | 34 | Fail | Please check "Voltage In/Out"
45038050 | TNB | DISTRIBUTION | CHERAS | Existing |  |  | TX2 | PE TAMAN DAMAI MEWAH 3 |  | 0 | RYB |  |  | 11 kV |  | 415 V |  | SGB | 750.00 kVA |  |  | 1 | 0 | Fail | Please check "Voltage In/Out"
45038755 | TNB | DISTRIBUTION | CHERAS | Existing | BCRS/PCE/J01020/MATX2 | 300309518 | TX2-B11596 | JALAN MAHKOTA 5 |  | 108 | RYB |  |  | 11 kV |  | 415 V |  | MTM | 1000.00 kVA | 20110211 |  | 1 | 64 | Fail | Please check "Voltage In/Out"
45039495 | TNB | DISTRIBUTION | CHERAS | Existing | BCRS/PCE/J00520/MATXF1 | 300266780 | TX1-B10562 | SEMI-D TMN DESA BARU |  | 39 | RYB |  |  | 11 kV |  | 415 V |  | MTM | 1000.00 kVA | 18/07/1998 |  | 1 | 39 | Fail | Please check "Voltage In/Out"
45044842 | TNB | DISTRIBUTION | CHERAS | Existing | BCRS/PCE/J01006/MATX2 | 300289659 | TX2-B11224 | TMN CHERAS INTAN |  | 211 | RYB |  |  | 11 kV |  | 415 V |  | MTM | 1000.00 kVA | 20101111 |  | 1 | 4 | Fail | Please check "Voltage In/Out"
45048943 | TNB | DISTRIBUTION | CHERAS | Existing | BCRS/PCE/J00894/MATX1 | 300005969 | TX1-B10364 | TMN WANGSA CHERAS NO 1 |  | 63 | RYB |  |  | 11 kV |  | 415 V |  | MTM | 1000.00 kVA | 18/07/2008 |  | 1 | 63 | Fail | Please check "Voltage In/Out"
45051977 | TNB | DISTRIBUTION | CHERAS | Existing | BCRS/PCE/J00952/MATX1 | 300287774 | TX1-B10682 | SUNWAY CHERAS LOW COST FLAT |  | 52 | RYB |  |  | 11 kV |  | 415 V |  | EWT | 500.00 kVA | 19/08/2007 |  | 1 | 2 | Fail | Please check "Voltage In/Out"
45124048 | TNB | DISTRIBUTION | CHERAS | Existing | BCRS/PCE/J01016/MATX1 | 300293658 | TX1-B11398 | TOWN PARK 1 NO 3 |  | 16 | RYB |  |  | 11 kV |  | 415 V |  | MTM | 1000.00 kVA | 20111101 |  | 1 | 10 | Fail | Please check "Voltage In/Out"
45321766 | TNB | DISTRIBUTION | CHERAS | Existing | BCRS/PCE/J00431/MATX1 | 300013436 | TX1-B06910 | TMN LAGENDA MAS NO 1 |  | 137 | RYB |  |  | 11 kV |  | 415 V |  | MTM | 1000.00 kVA | 20051101 |  | 1 | 139 | Fail | Please check "Voltage In/Out"
45499851 | TNB | DISTRIBUTION | CHERAS | Existing |  |  | TX2-B0583 | PE GENERAL LABEL |  | 0 | RYB |  |  | 11 kV |  | 415 V |  | Unknown | 1000.00 kVA |  |  | 1 | 0 | Fail | Please check "Voltage In/Out"
45502820 | TNB | DISTRIBUTION | CHERAS | Existing |  |  | TX1-B01966 | SS LI FONG COOPER |  | 1 | RYB |  |  | 11 kV |  | 415 V |  |  | 1000.00 kVA | 19700101 | DONE DR | 1 | 1 | Fail | Please check "Voltage In/Out"
45522576 | TNB | DISTRIBUTION | CHERAS | Existing | BCRS/PCE/J01029/MATX1 | 300340324 | TX1-B11652 | RICHWAY |  | 9 | RYB |  |  | 11 kV |  | 415 V |  | SGB | 750.00 kVA | 20111111 |  | 1 | 8 | Fail | Please check "Voltage In/Out"
45524909 | TNB | DISTRIBUTION | CHERAS | Existing | BCRS/PCE/J01029/MATX2 | 300340325 | TX2-B11653 | RICHWAY |  | 14 | RYB |  |  | 11 kV |  | 415 V |  | SGB | 750.00 kVA | 20111111 |  | 1 | 19 | Fail | Please check "Voltage In/Out"
45574162 | TNB | DISTRIBUTION | CHERAS | Existing | BCRS/PCE/J01009/MATX1 | 300319293 | TX1- B11549 | LOT 5205 BLOK A |  | 0 | RYB |  |  | 11 kV |  | 415 V |  | MTM | 1000.00 kVA | 20111101 |  | 1 | 1 | Fail | Please check "Voltage In/Out"
45574169 | TNB | DISTRIBUTION | CHERAS | Existing | BCRS/PCE/J00695/MATX1 | 300270378 | TX1-B10733 | STP JADE HILL |  | 0 | RYB |  |  | 11 kV |  | 415 V |  | MTM | 1000.00 kVA | 18/07/1998 |  | 1 | 2 | Fail | Please check "Voltage In/Out"
45699784 | TNB | DISTRIBUTION | CHERAS | Existing | BCRS/PCE/J00959/MATX1 | 300319946 | TX1-B10805 | SUNWAY QUARRY INDUSTRIES |  | 0 | RYB |  |  | 11 kV |  | 415 V |  | MTM | 1000.00 kVA | 18/07/1998 |  | 1 | 1 | Fail | Please check "Voltage In/Out"
45723587 | TNB | DISTRIBUTION | CHERAS | Existing |  |  | TX2-B10806 | PE SUNWAY QUARRY |  | 0 | RYB |  |  | 11 kV |  | 415 V |  | MTM | 750.00 kVA | 19700101 |  | 1 | 1 | Fail | Please check "Voltage In/Out"
45732594 | TNB | DISTRIBUTION | CHERAS | Existing | BCRS/PCE/J00003/MATX1 | 300291072 | TX1-B11304 | PUSAT KOKURIKULUM NEGERI SELAN |  | 0 | RYB |  |  | 11 kV |  | 415 V |  | MTM | 1000.00 kVA | 20101101 |  | 1 | 1 | Fail | Please check "Voltage In/Out"
45815614 | TNB | DISTRIBUTION | CHERAS | Existing | BCRS/PCE/J01058/MATX1 | 300430807 | TX1-B12169 | TMN SRI MAS NO 1 |  | 58 | RYB |  |  | 11 kV |  | 415 V |  | MTM | 500.00 kVA | 19700101 |  | 1 | 58 | Fail | Please check "Voltage In/Out"
45817947 | TNB | DISTRIBUTION | CHERAS | Existing | BCRS/PCE/J01058/MATX2 |  | TX2 B12170 | PE TMN MAS HULU LANGAT NO.1 |  | 107 | RYB |  |  | 11 kV |  | 415 V |  | SGB | 750.00 kVA | 19700101 |  | 1 | 108 | Fail | Please check "Voltage In/Out"
45850383 | TNB | DISTRIBUTION | CHERAS | Existing | BCRS/PCE/J00103/MATX1 | 300291920 | TX1-B02343 | KENEISON BROTHERS NO 1 |  | 1 | RYB |  |  | 11 kV |  | 415 V |  | MTM | 1000.00 kVA | 19901101 |  | 1 | 1 | Fail | Please check "Voltage In/Out"
45908083 | TNB | DISTRIBUTION | CHERAS | Existing | BCRS/PCE/J00431/MATX2 | 300013437 | TX2-B06911 | TMN LAGENDA MAS NO 1 |  | 215 | RYB |  |  | 11 kV |  | 415 V |  | MTM | 1000.00 kVA | 20051101 |  | 1 | 8 | Fail | Please check "Voltage In/Out"
46051969 | TNB | DISTRIBUTION | CHERAS | Existing | BCRS/PCE/J00428/MATX1 | 300010561 | TX1-B07006 | TMN SEGAR PERDANA NO 4 |  | 92 | RYB |  |  | 11 kV |  | 415 V |  | MTM | 1000.00 kVA | 20031101 |  | 1 | 92 | Fail | Please check "Voltage In/Out"
46054304 | TNB | DISTRIBUTION | CHERAS | Existing | BCRS/PCE/J00428/MATX2 | 300010680 | TX2-B07007 | TMN SEGAR PERDANA NO 4 |  | 144 | RYB |  |  | 11 kV |  | 415 V |  | MTM | 1000.00 kVA | 20031101 |  | 1 | 145 | Fail | Please check "Voltage In/Out"
47818328 | TNB | DISTRIBUTION | CHERAS | Existing | BCRS/PCE/J00152/MATX1 | 300005310 | TX1-B02089 | TMN PUTRI NO 6 |  | 200 | RYB |  |  | 11 kV |  | 415 V |  | EWT | 1000.00 kVA | 20001101 |  | 1 | 1 | Fail | Please check "Voltage In/Out"
47820688 | TNB | DISTRIBUTION | CHERAS | Existing | BCRS/PCE/J00152/MATX2 | 300005311 | TX2-B05472 | TMN PUTRI NO 6 |  | 238 | RYB |  |  | 11 kV |  | 415 V |  | EWT | 1000.00 kVA | 20001101 |  | 1 | 1 | Fail | Please check "Voltage In/Out"
47852717 | TNB | DISTRIBUTION | CHERAS | Existing | BCRS/PCE/J00512/MATXF1 | 300266756 | TX1- B07115 | JLN PERMAISURI NO 1 BDR MAHKOT |  | 90 | RYB |  |  | 11 kV |  | 415 V |  | MTM | 1000.00 kVA | 20021101 |  | 1 | 92 | Fail | Please check "Voltage In/Out"
47855077 | TNB | DISTRIBUTION | CHERAS | Existing | BCRS/PCE/J00512/MATXF2 | 300266757 | TX2- B07116 | JLN PERMAISURI NO 1 BDR MAHKOT |  | 134 | RYB |  |  | 11 kV |  | 415 V |  | EWT | 1000.00 kVA | 20021101 |  | 1 | 135 | Fail | Please check "Voltage In/Out"
47858136 | TNB | DISTRIBUTION | CHERAS | Existing | BCRS/PCE/J00955/MATX1 | 300287767 | TX1- B10679 | TMN PERKASA NO 4 |  | 84 | RYB |  |  | 11 kV |  | 415 V |  | MTM | 750.00 kVA | 17/08/2009 |  | 1 | 84 | Fail | Please check "Voltage In/Out"
47880058 | TNB | DISTRIBUTION | CHERAS | Existing | BCRS/PCE/J00896/MATX1 | 300010223 | TX1-B10374 | RUMAH KEDAI TMN AWANA |  | 19 | RYB |  |  | 11 kV |  | 415 V |  | MTM | 1000.00 kVA | 18/07/1998 |  | 1 | 19 | Fail | Please check "Voltage In/Out"
47936128 | TNB | DISTRIBUTION | CHERAS | Existing |  |  | TX2-B11146 | PE MIKA FOOD NO 2 |  | 1 | RYB |  |  | 11 kV |  | 415 V |  | EWT | 1000.00 kVA |  |  | 1 | 1 | Fail | Please check "Voltage In/Out"
47939627 | TNB | DISTRIBUTION | CHERAS | Existing | BCRS/PCE/J00103/MATX2 |  | TX2-B05458 | PE KENNEISON BROTHER SDN BHD N |  | 1 | RYB |  |  | 11 kV |  | 415 V |  | MTM | 1000.00 kVA | 19700101 |  | 1 | 1 | Fail | Please check "Voltage In/Out"
47942565 | TNB | DISTRIBUTION | CHERAS | Existing | BCRS/PCE/J00558/MATXF1 | 300268011 | TX1-B02125 | TMN RASA SELAMAT ( HVD ) |  | 4 | RYB |  |  | 11 kV |  | 415 V |  | MTM | 1000.00 kVA | 19941101 |  | 1 | 3 | Fail | Please check "Voltage In/Out"
47945566 | TNB | DISTRIBUTION | CHERAS | Existing | BCRS/PCE/J00445/MATX1 | 300269680 | TX1-B08747 | TAMAN SEGAR PERDANA NO 9 |  | 88 | RYB |  |  | 11 kV |  | 415 V |  | MTM | 500.00 kVA | 20051101 |  | 1 | 88 | Fail | Please check "Voltage In/Out"
48099298 | TNB | DISTRIBUTION | CHERAS | Existing |  |  | TX2-B06979 | PE RUMAH KEDAI APARTMENT NO 1 |  | 0 | RYB |  |  | 11 kV |  | 415 V |  | MTM | 1000.00 kVA |  |  | 1 | 0 | Fail | Please check "Voltage In/Out"
48117194 | TNB | DISTRIBUTION | CHERAS | Existing |  |  | TX2-B09990 | PE JALAN PAHLAWAN 6/3 |  | 35 | RYB |  |  | 11 kV |  | 415 V |  | MTM | 750.00 kVA |  |  | 1 | 17 | Fail | Please check "Voltage In/Out"
48118557 | TNB | DISTRIBUTION | CHERAS | Existing | BCRS/PCE/J00049/MATX1 | 300004270 | TX1-B02178 | TMN DESA PELANGI SG SERAI |  | 303 | RYB |  |  | 11 kV |  | 415 V |  | MTM | 1000.00 kVA | 20051101 |  | 1 | 329 | Fail | Please check "Voltage In/Out"
50046583 | TNB | DISTRIBUTION | CHERAS | Existing | BCRS/PCE/J00712/MATX2 | 300270810 | TX2-B08114 | INDUSTRI BALAKONG JAYA NO 3 |  | 20 | RYB |  |  | 11 kV |  | 415 V |  | MTM | 1000.00 kVA | 20041101 |  | 1 | 21 | Fail | Please check "Voltage In/Out"
50046586 | TNB | DISTRIBUTION | CHERAS | Existing | BCRS/PCE/J00712/MATX1 | 300270809 | TX1-B08113 | INDUSTRI BALAKONG JAYA NO 3 |  | 25 | RYB |  |  | 11 kV |  | 415 V |  | MTM | 1000.00 kVA | 20041101 |  | 1 | 22 | Fail | Please check "Voltage In/Out"
50734766 | TNB | DISTRIBUTION | CHERAS | Existing |  |  | TX1-B12659 | PE EXITWAY NO 1 |  | 56 | RYB |  |  | 11 kV |  | 415 V |  | EWT | 1000.00 kVA | 19700101 |  | 1 | 16 | Fail | Please check "Voltage In/Out"
50734772 | TNB | DISTRIBUTION | CHERAS | Existing |  |  | TX2-B12660 | PE EXITWAY NO 1 |  | 23 | RYB |  |  | 11 kV |  | 415 V |  | EWT | 1000.00 kVA | 19700101 |  | 1 | 5 | Fail | Please check "Voltage In/Out"
50736306 | TNB | DISTRIBUTION | CHERAS | Existing |  |  | TX1-B12655 | PE EXITWAY NO 2 |  | 0 | RYB |  |  | 11 kV |  | 415 V |  | MTM | 1000.00 kVA | 19700101 |  | 1 | 0 | Fail | Please check "Voltage In/Out"
50736312 | TNB | DISTRIBUTION | CHERAS | Existing |  |  | TX2-B12656 | PE EXITWAY NO 2 |  | 146 | RYB |  |  | 11 kV |  | 415 V |  | MTM | 1000.00 kVA | 19700101 |  | 1 | 1 | Fail | Please check "Voltage In/Out"
50737485 | TNB | DISTRIBUTION | CHERAS | Existing |  |  | TX1-B12651 | PE EXITWAY NO 3 |  | 0 | RYB |  |  | 11 kV |  | 415 V |  | EWT | 1000.00 kVA | 19700101 |  | 1 | 0 | Fail | Please check "Voltage In/Out"
50737491 | TNB | DISTRIBUTION | CHERAS | Existing |  |  | TX2-B12652 | PE EXITWAY NO 3 |  | 5 | RYB |  |  | 11 kV |  | 415 V |  | EWT | 1000.00 kVA | 19700101 |  | 1 | 1 | Fail | Please check "Voltage In/Out"
50747147 | TNB | DISTRIBUTION | CHERAS | Existing |  |  | TX1- B12583 | PE PADAT JALAN INANG |  | 62 | RYB |  |  | 11 kV |  | 415 V |  | INDKOM | 1000.00 kVA |  |  | 1 | 64 | Fail | Please check "Voltage In/Out"
50790676 | TNB | DISTRIBUTION | CHERAS | Existing | BCRS/PCE/J01145/MATX1 | 310523193 | TX1-B12649 | JLN WIRA HEIGHT 3 |  | 35 | RYB |  |  | 11 kV |  | 415 V |  | EWT | 500.00 kVA | 19700101 |  | 1 | 38 | Fail | Please check "Voltage In/Out"
52095994 | TNB | DISTRIBUTION | CHERAS | Existing |  |  | TX2-B11674 | PE TAMAN SRI SUNGAI LONG 2 |  | 25 | RYB |  |  | 11 kV |  | 415 V |  | SGB | 1000.00 kVA |  |  | 1 | 25 | Fail | Please check "Voltage In/Out"
52095995 | TNB | DISTRIBUTION | CHERAS | Existing | BCRS/PCE/J00564/MATXF1 | 300268017 | TX1-B10106 | TMN SRI SG LONG NO 2 |  | 99 | RYB |  |  | 11 kV |  | 415 V |  | MTM | 1000.00 kVA | 18/07/1998 |  | 1 | 101 | Fail | Please check "Voltage In/Out"
54276190 | TNB | DISTRIBUTION | CHERAS | Existing | BCRS/PCE/J00907/MATX2 | 300448620 | TX2-B11873 | TOWN PARK 1 NO 1 |  | 58 | RYB |  |  | 11 kV |  | 415 V |  | SGB | 1000.00 kVA | 20120208 |  | 1 | 20 | Fail | Please check "Voltage In/Out"
54331992 | TNB | DISTRIBUTION | CHERAS | Existing | BCRS/PCE/J00689/MATX2 | 300319319 | TX2-B11538 | SG SERING FASA 4 |  | 6 | RYB |  |  | 11 kV |  | 415 V |  | MTM | 300.00 kVA | 20111209 |  | 1 | 6 | Fail | Please check "Voltage In/Out"
54332071 | TNB | DISTRIBUTION | CHERAS | Existing | BCRS/PCE/J00912/MATX2 | 300277527 | TX2-B09972 | TAMAN ORKID NO 3 |  | 27 | RYB |  |  | 11 kV |  | 415 V |  | MTM | 1000.00 kVA | 18/07/1998 |  | 1 | 3 | Fail | Please check "Voltage In/Out"
54778631 | TNB | DISTRIBUTION | CHERAS | Existing | BCRS/PCE/J00985/MATX1 | 300288217 | TX1-B10983 | TMN TANMING MUTIARA NO 2 |  | 41 | RYB |  |  | 11 kV |  | 415 V |  | MTM | 750.00 kVA | 20101101 |  | 1 | 43 | Fail | Please check "Voltage In/Out"
55087754 | TNB | DISTRIBUTION | CHERAS | Existing |  |  | TX1-B13923 | PE PDT SENJA NO.1 |  | 1 | RYB |  |  | 11 kV |  | 415 V |  | INDKOM | 500.00 kVA | 19700101 |  | 1 | 1 | Fail | Please check "Voltage In/Out"
55222049 | TNB | DISTRIBUTION | CHERAS | Existing | BCRS/PCE/J00207/MATX1 | 300005699 | TX1-B01300 | FURNIWEB |  | 1 | RYB |  |  | 11 kV |  | 415 V |  | MTM | 1000.00 kVA | 19901101 |  | 1 | 1 | Fail | Please check "Voltage In/Out"
55809163 | TNB | DISTRIBUTION | CHERAS | Existing |  |  | TX1-B12587 | PE JLN DB 6/4 |  | 67 | RYB |  |  | 11 kV |  | 415 V |  | MTM | 1000.00 kVA |  |  | 1 | 67 | Fail | Please check "Voltage In/Out"
55809164 | TNB | DISTRIBUTION | CHERAS | Existing |  |  | TX2-B12588 | PE JLN DB 6/4 |  | 56 | RYB |  |  | 11 kV |  | 415 V |  | MTM | 1000.00 kVA |  |  | 1 | 56 | Fail | Please check "Voltage In/Out"
55852079 | TNB | DISTRIBUTION | CHERAS | Existing | BCRS/PCE/J00243/MATX1 | 300005939 | TX1-B01735 | FLAT DAMAI JAYA |  | 464 | RYB |  |  | 11 kV |  | 415 V |  | MTM | 1000.00 kVA | 20121111 |  | 1 | 249 | Fail | Please check "Voltage In/Out"
55869235 | TNB | DISTRIBUTION | CHERAS | Existing | BCRS/PCE/J00024/MATX1 | 300266934 | TX1-B02127 | TMN CHERAS PERMATA NO 1 |  | 140 | RYB |  |  | 11 kV |  | 415 V |  | MTM | 500.00 kVA | 19821101 |  | 1 | 124 | Fail | Please check "Voltage In/Out"
55877831 | TNB | DISTRIBUTION | CHERAS | Existing | BCRS/PCE/J00906/MATX2 |  | TX2-B12026 | PE AVENUE ONE BTHO N0. 2 |  | 56 | RYB |  |  | 11 kV |  | 415 V |  | EWT | 1000.00 kVA |  |  | 1 | 20 | Fail | Please check "Voltage In/Out"
56303029 | TNB | DISTRIBUTION | CHERAS | Existing | BCRS/PCE/J01225/MATX1 |  | TX1-B13914 | PE PDT LUTHERN CHURCH |  | 6 | RYB |  |  | 11 kV |  | 415 V |  | SGB | 500.00 kVA | 19700101 |  | 1 | 2 | Fail | Please check "Voltage In/Out"
56556868 | TNB | DISTRIBUTION | CHERAS | Existing | BCRS/PCE/J01159/MATX1 | 310523198 | TX1-B13118 | LOT 72887 TS WONG |  | 1 | RYB |  |  | 11 kV |  | 415 V |  | MTM | 1000.00 kVA | 19700101 |  | 1 | 1 | Fail | Please check "Voltage In/Out"
56561190 | TNB | DISTRIBUTION | CHERAS | Existing |  |  | TX1-B13463 | PE SUNSTONE COMPACT NO1 |  | 62 | RYB |  |  | 11 kV |  | 415 V |  | EWT | 1000.00 kVA | 19700101 |  | 1 | 61 | Fail | Please check "Voltage In/Out"
56720657 | TNB | DISTRIBUTION | CHERAS | Existing |  |  | TX1-B13124 | PE GIANT VOICE SEMI-D |  | 8 | RYB |  |  | 11 kV |  | 415 V |  | MTM | 1000.00 kVA |  |  | 1 | 8 | Fail | Please check "Voltage In/Out"
56720658 | TNB | DISTRIBUTION | CHERAS | Existing |  |  | TX2-B13125 | PE GIANT VOICE SEMI-D |  | 8 | RYB |  |  | 11 kV |  | 415 V |  | TOSHIBA | 1000.00 kVA |  |  | 1 | 8 | Fail | Please check "Voltage In/Out"
56729270 | TNB | DISTRIBUTION | CHERAS | Existing |  |  | TX1- B13298 | PE JLN SR 3/4 |  | 48 | RYB |  |  | 11 kV |  | 415 V |  | EWT | 1000.00 kVA |  |  | 1 | 48 | Fail | Please check "Voltage In/Out"
56729271 | TNB | DISTRIBUTION | CHERAS | Existing |  |  | TX2- B13299 | PE JLN SR 3/4 |  | 57 | RYB |  |  | 11 kV |  | 415 V |  | MTM | 750.00 kVA |  |  | 1 | 57 | Fail | Please check "Voltage In/Out"
56733539 | TNB | DISTRIBUTION | CHERAS | Existing |  |  | TX2-B13291 | PE AMAZON KPB 3 NO 1 |  | 5 | RYB |  |  | 11 kV |  | 415 V |  | SGB | 750.00 kVA |  |  | 1 | 5 | Fail | Please check "Voltage In/Out"
56733540 | TNB | DISTRIBUTION | CHERAS | Existing | BCRS/PCE/J01211/MATX1 | 300482700 | TX1-B13200 | PE AMAZON KPB 3 NO 1 |  | 5 | RYB |  |  | 11 kV |  | 415 V |  | MTM | 500.00 kVA |  |  | 1 | 5 | Fail | Please check "Voltage In/Out"
56745241 | TNB | DISTRIBUTION | CHERAS | Existing | BCRS/PCE/J00968/MATX2 |  | TX2-B13293 | PE RUMAH PANGSA MURAH TMN SURIA |  | 51 | RYB |  |  | 11 kV |  | 415 V |  | SGB | 500.00 kVA |  |  | 1 | 56 | Fail | Please check "Voltage In/Out"
56819399 | TNB | DISTRIBUTION | CHERAS | Existing |  |  | TX2-B13131 | PE GRAND INCOME SDN BHD |  | 1 | RYB |  |  | 11 kV |  | 415 V |  | SGB | 500.00 kVA | 19700101 |  | 1 | 1 | Fail | Please check "Voltage In/Out"
56827434 | TNB | DISTRIBUTION | CHERAS | Existing |  |  | TX1-B13153 | ONE INDUSTRIAL PARK NO 1 |  | 15 | RYB |  |  | 11 kV |  | 415 V |  | MTM | 1000.00 kVA |  |  | 1 | 15 | Fail | Please check "Voltage In/Out"
56828351 | TNB | DISTRIBUTION | CHERAS | Existing |  |  | TX1-B13156 | ONE INDUSTRIAL PARK NO 2 |  | 13 | RYB |  |  | 11 kV |  | 415 V |  | MTM | 1000.00 kVA |  |  | 1 | 14 | Fail | Please check "Voltage In/Out"
56840306 | TNB | DISTRIBUTION | CHERAS | Existing |  |  | TX1- B13162 | P/E BRILLIANT MERITS NO.2 |  | 3 | RYB |  |  | 11 kV |  | 415 V |  | EWT | 500.00 kVA | 19700101 |  | 1 | 4 | Fail | Please check "Voltage In/Out"
56841000 | TNB | DISTRIBUTION | CHERAS | Existing |  |  | TX1-B13159 | P/E BRILLIANT MERITS NO.1 |  | 3 | RYB |  |  | 11 kV |  | 415 V |  | INDKOM | 500.00 kVA | 19700101 |  | 1 | 4 | Fail | Please check "Voltage In/Out"
56844572 | TNB | DISTRIBUTION | CHERAS | Existing |  |  | TX1-B13142 | PE MENARA CELCOM H/LANGAT |  | 8 | RYB |  |  | 11 kV |  | 415 V |  | EWT | 500.00 kVA | 19700101 |  | 1 | 9 | Fail | Please check "Voltage In/Out"
56862359 | TNB | DISTRIBUTION | CHERAS | Existing |  |  | TX2-B13135 | PE TAMAN INDAH 2 ,SG LONG |  | 78 | RYB |  |  | 11 kV |  | 415 V |  | MTM | 1000.00 kVA |  |  | 1 | 81 | Fail | Please check "Voltage In/Out"
56862360 | TNB | DISTRIBUTION | CHERAS | Existing |  |  | TX1-B13136 | PE TAMAN INDAH 2 ,SG LONG |  | 41 | RYB |  |  | 11 kV |  | 415 V |  | MTM | 1000.00 kVA |  |  | 1 | 41 | Fail | Please check "Voltage In/Out"
56874668 | TNB | DISTRIBUTION | CHERAS | Existing |  |  | TX1-B13460 | PE PADAT SUNSTONE NO 2 |  | 58 | RYB |  |  | 11 kV |  | 415 V |  | EWT | 1000.00 kVA | 19700101 |  | 1 | 58 | Fail | Please check "Voltage In/Out"
56938534 | TNB | DISTRIBUTION | CHERAS | Existing | BCRS/PCE/J01260/MATX2 | 300506270 | TX2-B13950 | PE JADITE SUITE |  | 65 | Unknown |  |  | 11 kV |  | 415 V |  | EWT | 1000.00 kVA | 19700101 |  | 0 | 1 | Fail | Please check "Phasing"
56938540 | TNB | DISTRIBUTION | CHERAS | Existing | BCRS/PCE/J01260/MATX1 | 300506699 | TX1-B13949 | PE JADITE SUITE |  | 83 | Unknown |  |  | 11 kV |  | 415 V |  | MTM | 1000.00 kVA | 19700101 |  | 0 | 1 | Fail | Please check "Phasing"
57256812 | TNB | DISTRIBUTION | CHERAS | Existing |  |  | TX1-B13150 | PE PDT BAYU HEIGHT |  | 57 | RYB |  |  | 11 kV |  | 415 V |  | INDKOM | 1000.00 kVA | 19700101 |  | 1 | 58 | Fail | Please check "Voltage In/Out"
57290563 | TNB | DISTRIBUTION | CHERAS | Existing | BCRS/PCE/J00627/MATXF2 |  | TX2- B13148 | PE TUCK HUA NO. 3 |  | 0 | RYB |  |  | 11 kV |  | 415 V |  | MTM | 1000.00 kVA |  |  | 1 | 1 | Fail | Please check "Voltage In/Out"
57297359 | TNB | DISTRIBUTION | CHERAS | Existing |  |  | TX1-B13486 | PE PLATINUM STARHILL |  | 21 | RYB |  |  | 11 kV |  | 415 V |  | SGB | 500.00 kVA |  |  | 1 | 1 | Fail | Please check "Voltage In/Out"
57304610 | TNB | DISTRIBUTION | CHERAS | Existing |  |  | TX2-B13166 | PE SWEET WEALTH |  | 5 | RYB |  |  | 11 kV |  | 415 V |  | MTM | 1000.00 kVA | 19700101 |  | 1 | 6 | Fail | Please check "Voltage In/Out"
57304616 | TNB | DISTRIBUTION | CHERAS | Existing |  |  | TX1-B13165 | PE SWEET WEALTH |  | 12 | RYB |  |  | 11 kV |  | 415 V |  | MTM | 1000.00 kVA | 19700101 |  | 1 | 12 | Fail | Please check "Voltage In/Out"
57308917 | TNB | DISTRIBUTION | CHERAS | Existing | CRS 0391 |  | TX1- B13120 | PE JALAN MUTIARA 3/4 |  | 85 | RYB |  |  | 11 kV |  | 415 V |  | MTM | 1000.00 kVA | 19700101 |  | 1 | 85 | Fail | Please check "Voltage In/Out"
57334085 | TNB | DISTRIBUTION | CHERAS | Existing |  |  | TX1- B13466 | PE HEELEE ENTERPRISE (M) SDN B |  | 1 | RYB |  |  | 11 kV |  | 415 V |  | EWT | 500.00 kVA | 19700101 |  | 1 | 1 | Fail | Please check "Voltage In/Out"
57378201 | TNB | DISTRIBUTION | CHERAS | Existing | BCRS/PCE/J01187/MATX1 | 310523225 | TX1-B13302 | PE BELIA IKBN NO 6 |  | 1 | RYB |  |  | 11 kV |  | 415 V |  | MTM | 1000.00 kVA | 19700101 |  | 1 | 1 | Fail | Please check "Voltage In/Out"
57703960 | TNB | DISTRIBUTION | CHERAS | Existing | NOT AVAILABLE |  | TX2-B13307 | PE IMPERIAL RESIDENCE |  | 120 | RYB |  |  | 11 kV |  | 415 V |  | MTM | 1000.00 kVA | 19700101 |  | 1 | 1 | Fail | Please check "Voltage In/Out"
57703966 | TNB | DISTRIBUTION | CHERAS | Existing | NOT AVAILABLE |  | TX1-B13306 | PE IMPERIAL RESIDENCE |  | 0 | RYB |  |  | 11 kV |  | 415 V |  | MTM | 750.00 kVA | 19700101 |  | 1 | 2 | Fail | Please check "Voltage In/Out"
57841982 | TNB | DISTRIBUTION | CHERAS | Existing |  |  | TX1-B13454 | PE PDT CENDANA LAND NO 1 |  | 4 | RYB |  |  | 11 kV |  | 415 V |  | SCHNEIDER ELECTRIC | 1000.00 kVA | 19700101 | DETAIL TIDAK DI KETAHUI (PE COMPACT) | 1 | 4 | Fail | Please check "Voltage In/Out"
57842787 | TNB | DISTRIBUTION | CHERAS | Existing |  |  | TX1-B13457 | PE PDT CENDANA LAND NO 2 |  | 3 | RYB |  |  | 11 kV |  | 415 V |  | EWT | 500.00 kVA | 19700101 |  | 1 | 4 | Fail | Please check "Voltage In/Out"
58164934 | TNB | DISTRIBUTION | CHERAS | Existing | BCRS/PCE/J01005/MATX1 | 300289260 | TX1-B11163 | TMN INDUSTRI ANGKAT PERDANA NO |  | 15 | RYB |  |  | 11 kV |  | 415 V |  | MTM | 1000.00 kVA | 13/08/2010 | 1000 kVA | 1 | 15 | Fail | Please check "Voltage In/Out"
58164940 | TNB | DISTRIBUTION | CHERAS | Existing |  |  | TX2-B13303 | PE TMN INDUSTRI ANGKAT PERDANA 2 |  | 2 | RYB |  |  | 11 kV |  | 415 V |  | EWT | 500.00 kVA | 19700101 | 500 kVA | 1 | 1 | Fail | Please check "Voltage In/Out"
58245000 | TNB | DISTRIBUTION | CHERAS | Existing |  |  | TX1-B13476 | PE INDUSTRIES COMM NO 1 |  | 8 | RYB |  |  | 11 kV |  | 415 V |  | MTM | 1000.00 kVA | 19700101 | 1000 kVA | 1 | 8 | Fail | Please check "Voltage In/Out"
58245006 | TNB | DISTRIBUTION | CHERAS | Existing |  |  | TX2 - B13477 | P/E COM INDUSTRIAL PARK 1 |  | 9 | RYB |  |  | 11 kV |  | 415 V |  | MTM | 1000.00 kVA | 19700101 | 1000 kVA | 1 | 9 | Fail | Please check "Voltage In/Out"
58399000 | TNB | DISTRIBUTION | CHERAS | Existing |  |  | TX1-B13523 | PE AMAZON KBP 3 |  | 0 | RYB |  |  | 11 kV |  | 415 V |  | MTM | 500.00 kVA | 19700101 |  | 1 | 1 | Fail | Please check "Voltage In/Out"
58476292 | TNB | DISTRIBUTION | CHERAS | Existing |  |  | TX1-B13507 | PDT LESTARI MEWAH |  | 31 | RYB |  |  | 11 kV |  | 415 V |  | EWT | 500.00 kVA | 19700101 |  | 1 | 31 | Fail | Please check "Voltage In/Out"
58527818 | TNB | DISTRIBUTION | CHERAS | Existing |  |  | TX1-B13529 | PE BIG APPLE |  | 1 | RYB |  |  | 11 kV |  | 415 V |  | SGB | 500.00 kVA | 19700101 |  | 1 | 1 | Fail | Please check "Voltage In/Out"
58532129 | TNB | DISTRIBUTION | CHERAS | Existing | BCRS/PCE/J01193/MATX1 | 310525495 | TX1-B13484 | PE KEB VENTURES |  | 0 | RYB |  |  | 11 kV |  | 415 V |  | MTM | 1000.00 kVA | 19700101 |  | 1 | 2 | Fail | Please check "Voltage In/Out"
58567050 | TNB | DISTRIBUTION | CHERAS | Existing | BCRS/PCE/J01113/MATX2 | 300461038 | TX2-B13503 | SURIA VILLA |  | 36 | RYB | [6 empty] | MTM | 750.00 kVA | 19700101 |  | 1 | 36 | Fail | Please check "Voltage In/Out"
58567056 | TNB | DISTRIBUTION | CHERAS | Existing | BCRS/PCE/J01113/MATX1 | 300461022 | TX1-B13504 | SURIA VILLA |  | 28 | RYB | [6 empty] | MTM | 500.00 kVA | 19700101 |  | 1 | 28 | Fail | Please check "Voltage In/Out"
58575638 | TNB | DISTRIBUTION | CHERAS | Existing |  |  | TX1-B13513 | PE KIDAMAI INDUSTRIAL PARK |  | 5 | RYB |  |  | 11 kV |  | 415 V |  | MTM | 750.00 kVA | 19700101 | 750 kVA | 1 | 5 | Fail | Please check "Voltage In/Out"
58575644 | TNB | DISTRIBUTION | CHERAS | Existing |  |  | TX2-B13514 | PE KIDAMAI INDUSTRIAL PARK |  | 8 | RYB |  |  | 11 kV |  | 415 V |  | MTM | 1000.00 kVA | 19700101 | 1000 kVA | 1 | 8 | Fail | Please check "Voltage In/Out"
58579367 | TNB | DISTRIBUTION | CHERAS | Existing |  |  | TX1-B13480 | PE PDT CHUNDI BUSINESS |  | 79 | RYB |  |  | 11 kV |  | 415 V |  | INDKOM | 1000.00 kVA | 19700101 |  | 1 | 21 | Fail | Please check "Voltage In/Out"
58584230 | TNB | DISTRIBUTION | CHERAS | Existing |  |  | TX2-B13499 | PE GOOD VIEW NO 2 |  | 51 | RYB |  |  | 11 kV |  | 415 V |  | MTM | 1000.00 kVA | 19700101 |  | 1 | 51 | Fail | Please check "Voltage In/Out"
58584236 | TNB | DISTRIBUTION | CHERAS | Existing |  |  | TX1-B13450 | PE GOOD VIEW NO 2 |  | 41 | RYB |  |  | 11 kV |  | 415 V |  | MTM | 750.00 kVA | 19700101 |  | 1 | 41 | Fail | Please check "Voltage In/Out"
58626594 | TNB | DISTRIBUTION | CHERAS | Existing |  |  | TX1-B13517 | PE PADAT BANGLO LATIFAH |  | 2 | RYB |  |  | 11 kV |  | 415 V |  | EWT | 500.00 kVA |  |  | 1 | 2 | Fail | Please check "Voltage In/Out"
58630876 | TNB | DISTRIBUTION | CHERAS | Existing |  |  | TX1-B13526 | PE PDT TAMAN BERINGIN |  | 16 | RYB |  |  | 11 kV |  | 415 V |  | SGB | 500.00 kVA | 19700101 |  | 1 | 16 | Fail | Please check "Voltage In/Out"
58635774 | TNB | DISTRIBUTION | CHERAS | Existing | BCRS/PCE/J01184/MATX1 | 310523220 | TX1-B13469 | PE THE I-RESIDENCE NO 1 |  | 184 | RYB |  |  | 11 kV |  | 415 V |  | MTM | 1000.00 kVA |  |  | 1 | 1 | Fail | Please check "Voltage In/Out"
58635775 | TNB | DISTRIBUTION | CHERAS | Existing |  |  | TX2-B13470 | PE THE I-RESIDENCE NO 1 |  | 13 | RYB |  |  | 11 kV |  | 415 V |  | MTM | 1000.00 kVA |  |  | 1 | 1 | Fail | Please check "Voltage In/Out"
58635821 | TNB | DISTRIBUTION | CHERAS | Existing |  |  | TX1-B13473 | PE THE I-RESIDENCE NO 2 |  | 1 | RYB |  |  | 11 kV |  | 415 V |  | MTM | 1000.00 kVA |  |  | 1 | 1 | Fail | Please check "Voltage In/Out"
58904246 | TNB | DISTRIBUTION | CHERAS | Existing | BCRS/PCE/J00065/MATX2 | 300277596 | TX2-N/A | KEMACAHAYA NO 1 |  | 31 | RYB |  |  | 11 kV |  | 415 V |  | MTM | 1000.00 kVA | 20061101 |  | 1 | 13 | Fail | Please check "Voltage In/Out"
59334679 | TNB | DISTRIBUTION | CHERAS | Existing | BCRS/PCE/J01217/MATX2 |  | TX2-B13794 | PE WIRA MUTIARA |  | 24 | RYB |  |  | 11 kV |  | 415 V |  | MTM | 750.00 kVA | 19700101 |  | 1 | 24 | Fail | Please check "Voltage In/Out"
59334685 | TNB | DISTRIBUTION | CHERAS | Existing | BCRS/PCE/J01217/MATX1 |  | TX1-B13793 | PE WIRA MUTIARA |  | 19 | RYB |  |  | 11 kV |  | 415 V |  | MTM | 750.00 kVA | 19700101 |  | 1 | 21 | Fail | Please check "Voltage In/Out"
59849773 | TNB | DISTRIBUTION | CHERAS | Existing |  |  | TX1-B12342 | PE TAMAN GOOD VIEW |  | 167 | RYB |  |  | 11 kV |  | 415 V |  | MTM | 1000.00 kVA |  | 1000KVA | 1 | 119 | Fail | Please check "Voltage In/Out"
59849781 | TNB | DISTRIBUTION | CHERAS | Existing |  |  | TX2-B12343 | PE TAMAN GOOD VIEW |  | 78 | RYB |  |  | 11 kV |  | 415 V |  | EWT | 1000.00 kVA |  | 1000KVA | 1 | 79 | Fail | Please check "Voltage In/Out"
59875541 | TNB | DISTRIBUTION | CHERAS | Existing | BCRS/PCE/J00842/MATX2 | 300448856 | TX2-B09956 | PERSIARAN BKT SG LONG NO 2 |  | 16 | RYB |  |  | 11 kV |  | 415 V |  | MTM | 1000.00 kVA | 20101111 |  | 1 | 16 | Fail | Please check "Voltage In/Out"
60000066 | TNB | DISTRIBUTION | CHERAS | Existing | N/A | N/A | LOCAL TX | PPU MHCR2 |  | 0 | RYB |  |  | 11 kV |  | 415 V |  | EWT | 100.00 kVA |  | 100 | 1 | 0 | Fail | Please check "Voltage In/Out"
60017990 | TNB | DISTRIBUTION | CHERAS | Existing |  |  | TX2-B06593 | PE RAWATAN LOGI SISA NO:1 |  | 46 | RYB |  |  | 11 kV |  | 415 V |  | MTM | 1000.00 kVA |  |  | 1 | 34 | Fail | Please check "Voltage In/Out"
61637910 | TNB | DISTRIBUTION | CHERAS | Existing |  |  | TX1-B13797 | PE AVENUE 4 NO 1 |  | 31 | RYB |  |  | 11 kV |  | 415 V |  | MTM | 1000.00 kVA | 19700101 |  | 1 | 31 | Fail | Please check "Voltage In/Out"
61637916 | TNB | DISTRIBUTION | CHERAS | Existing |  |  | TX2-B13798 | PE AVENUE 4 NO 1 |  | 31 | RYB |  |  | 11 kV |  | 415 V |  | MTM | 1000.00 kVA | 19700101 |  | 1 | 31 | Fail | Please check "Voltage In/Out"
61638249 | TNB | DISTRIBUTION | CHERAS | Existing |  |  | TX1-B13806 | PE AVENUE 4 NO.2 |  | 33 | RYB |  |  | 11 kV |  | 415 V |  | EWT | 1000.00 kVA | 19700101 |  | 1 | 33 | Fail | Please check "Voltage In/Out"
61638255 | TNB | DISTRIBUTION | CHERAS | Existing |  |  | TX2-B13807 | PE AVENUE 4 NO.2 |  | 16 | RYB |  |  | 11 kV |  | 415 V |  | SGB | 750.00 kVA | 19700101 |  | 1 | 16 | Fail | Please check "Voltage In/Out"
61893804 | TNB | DISTRIBUTION | CHERAS | Existing | BCRS/PCE/J01201/MATX2 |  | TX2-B13565 | PE NOUVELLE BALAKONG NO 1 |  | 6 | RYB |  |  | 11 kV |  | 415 V |  | MTM | 1000.00 kVA | 19700101 |  | 1 | 6 | Fail | Please check "Voltage In/Out"
61893810 | TNB | DISTRIBUTION | CHERAS | Existing | BCRS/PCE/J01201/MATX1 |  | TX1-B13564 | PE NOUVELLE BALAKONG NO 1 |  | 4 | RYB |  |  | 11 kV |  | 415 V |  | MTM | 1000.00 kVA | 19700101 |  | 1 | 4 | Fail | Please check "Voltage In/Out"
61893824 | TNB | DISTRIBUTION | CHERAS | Existing | BCRS/PCE/J01202/MATX2 |  | TX2-B13770 | PE NOUVELLE BALAKONG NO 2 |  | 4 | RYB |  |  | 11 kV |  | 415 V |  | MTM | 1000.00 kVA | 19700101 |  | 1 | 4 | Fail | Please check "Voltage In/Out"
61893830 | TNB | DISTRIBUTION | CHERAS | Existing | BCRS/PCE/J01202/MATX1 |  | TX1-B13769 | PE NOUVELLE BALAKONG NO 2 |  | 5 | RYB |  |  | 11 kV |  | 415 V |  | MTM | 1000.00 kVA | 19700101 |  | 1 | 5 | Fail | Please check "Voltage In/Out"
61898029 | TNB | DISTRIBUTION | CHERAS | Existing | BCRS/PCE/J01204/MATX1 | 300482701 | TX1-B13543 | MIFTAHALUL ULUM |  | 18 | RYB |  |  | 11 kV |  | 415 V |  | MTM | 500.00 kVA | 19700101 |  | 1 | 8 | Fail | Please check "Voltage In/Out"
61902354 | TNB | DISTRIBUTION | CHERAS | Existing | BCRS/PCE/J01207/MATX1 | 300530248 | TX1-B13510 | PDT TK TENT |  | 1 | RYB |  |  | 11 kV |  | 415 V |  | EWT | 1000.00 kVA | 29/01/2015 |  | 1 | 1 | Fail | Please check "Voltage In/Out"
61911077 | TNB | DISTRIBUTION | CHERAS | Existing |  |  | TX1-B13561 | PE PDT VISTA HILL NO 2 |  | 27 | RYB |  |  | 11 kV |  | 415 V |  | SGB | 500.00 kVA | 19700101 |  | 1 | 27 | Fail | Please check "Voltage In/Out"
61911147 | TNB | DISTRIBUTION | CHERAS | Existing |  |  | TX1-B13558 | PE PDT VISTA HILL NO 1 |  | 34 | RYB |  |  | 11 kV |  | 415 V |  | EWT | 500.00 kVA | 19700101 |  | 1 | 19 | Fail | Please check "Voltage In/Out"
61928087 | TNB | DISTRIBUTION | CHERAS | Existing |  |  | TX1-B13496 | PE AREENA DEVP |  | 9 | RYB |  |  | 11 kV |  | 415 V |  | INDKOM | 1000.00 kVA | 19700101 | PLET TIADA PADA TX | 1 | 7 | Fail | Please check "Voltage In/Out"
61928231 | TNB | DISTRIBUTION | CHERAS | Existing | BCRS/PCE/J01214/MATX1 | 300461902 | TX1-B13555 | PE KUOK MENG NAI |  | 0 | RYB |  |  | 11 kV |  | 415 V |  | MTM | 750.00 kVA | 19700101 |  | 1 | 1 | Fail | Please check "Voltage In/Out"
61932384 | TNB | DISTRIBUTION | CHERAS | Existing |  |  | TX1-B13549 | PE PDT SUTERA RESIDENCE |  | 55 | RYB |  |  | 11 kV |  | 415 V |  | SGB | 500.00 kVA | 19700101 |  | 1 | 38 | Fail | Please check "Voltage In/Out"
61936675 | TNB | DISTRIBUTION | CHERAS | Existing |  |  | TX1-B13546 | PE PADAT TAMAN INDAH 2 |  | 28 | RYB |  |  | 11 kV |  | 415 V |  | EWT | 500.00 kVA | 19700101 |  | 1 | 38 | Fail | Please check "Voltage In/Out"
61941011 | TNB | DISTRIBUTION | CHERAS | Existing | BCRS/PCE/J01230/MATX |  | TX1-B13552 | PE JEMCO VENTURE |  | 4 | RYB |  |  | 11 kV |  | 415 V |  | INDKOM | 1000.00 kVA |  |  | 1 | 4 | Fail | Please check "Voltage In/Out"
61949573 | TNB | DISTRIBUTION | CHERAS | Existing | BCRS/PCE/J01237/MATX1 |  | TX1-B13493 | PE PADAT LEW KOK HOONG |  | 2 | RYB |  |  | 11 kV |  | 415 V |  | EWT | 500.00 kVA | 19700101 |  | 1 | 2 | Fail | Please check "Voltage In/Out"
61958178 | TNB | DISTRIBUTION | CHERAS | Existing | BCRS/PCE/J01197/MATX2 | 310525516 | TX2 - B13778 | PE YOU RESIDENCE NO 1 |  | 231 | RYB |  |  | 11 kV |  | 415 V |  | MTM | 1000.00 kVA | 19700101 |  | 1 | 1 | Fail | Please check "Voltage In/Out"
61958184 | TNB | DISTRIBUTION | CHERAS | Existing | BCRS/PCE/J01197/MATX1 | 310525515 | TX1-B13777 | PE YOU RESIDENCE NO 1 |  | 2 | RYB |  |  | 11 kV |  | 415 V |  | MTM | 1000.00 kVA | 19700101 |  | 1 | 1 | Fail | Please check "Voltage In/Out"
61958200 | TNB | DISTRIBUTION | CHERAS | Existing | BCRS/PCE/J01198/MATX1 | 310525521 | TX1-B13773 | PE YOU RESIDENCE NO 2 |  | 70 | RYB |  |  | 11 kV |  | 415 V |  | MTM | 1000.00 kVA | 19700101 |  | 1 | 1 | Fail | Please check "Voltage In/Out"
61958206 | TNB | DISTRIBUTION | CHERAS | Existing | BCRS/PCE/J01198/MATX2 | 310525519 | TX2-B13774 | PE YOU RESIDENCE NO 2 |  | 78 | RYB |  |  | 11 kV |  | 415 V |  | MTM | 1000.00 kVA | 19700101 |  | 1 | 1 | Fail | Please check "Voltage In/Out"
61962656 | TNB | DISTRIBUTION | CHERAS | Existing | BCRS/PCE/J01158/MATX2 | 300515324 | TX2-B13145 | DESA SAUJANA LANGAT |  | 54 | RYB |  |  | 11 kV |  | 415 V |  | MTM | 750.00 kVA | 20141111 |  | 1 | 82 | Fail | Please check "Voltage In/Out"
61962662 | TNB | DISTRIBUTION | CHERAS | Existing | BCRS/PCE/J01158/MATX1 | 300507464 | TX1-B13144 | DESA SAUJANA LANGAT |  | 83 | RYB |  |  | 11 kV |  | 415 V |  | MTM | 1000.00 kVA | 19700101 |  | 1 | 83 | Fail | Please check "Voltage In/Out"
62027253 | TNB | DISTRIBUTION | CHERAS | Existing |  |  | TX2-B13811 | PE LOT 1030 BUKIT ANGKAT |  | 5 | RYB |  |  | 11 kV |  | 415 V |  | MTM | 750.00 kVA | 19700101 |  | 1 | 5 | Fail | Please check "Voltage In/Out"
62027259 | TNB | DISTRIBUTION | CHERAS | Existing |  |  | TX1-B13810 | PE LOT 1030 BUKIT ANGKAT |  | 5 | RYB |  |  | 11 kV |  | 415 V |  | MTM | 750.00 kVA | 19700101 |  | 1 | 6 | Fail | Please check "Voltage In/Out"
62095594 | TNB | DISTRIBUTION | CHERAS | Existing |  |  | TX2-B13932 | PE GREEN SURIA NO 1 |  | 4 | RYB |  |  | 11 kV |  | 415 V |  | EWT | 1000.00 kVA | 19700101 |  | 1 | 1 | Fail | Please check "Voltage In/Out"
62095600 | TNB | DISTRIBUTION | CHERAS | Existing |  |  | TX1- B13931 | PE GREEN SURIA NO.1 |  | 234 | RYB |  |  | 11 kV |  | 415 V |  | SGB | 750.00 kVA | 19700101 |  | 1 | 6 | Fail | Please check "Voltage In/Out"
62095760 | TNB | DISTRIBUTION | CHERAS | Existing | BCRS/PCE/J01241/MATX1 | 300500356 | TX1-B13935 | PE GREEN SURIA NO 2 |  | 149 | RYB |  |  | 11 kV |  | 415 V |  | EWT | 1000.00 kVA | 19700101 |  | 1 | 5 | Fail | Please check "Voltage In/Out"
62095766 | TNB | DISTRIBUTION | CHERAS | Existing |  |  | TX2 - B13936 | PE GREEN SURIA NO.2 |  | 160 | RYB |  |  | 11 kV |  | 415 V |  | EWT | 1000.00 kVA | 19700101 |  | 1 | 1 | Fail | Please check "Voltage In/Out"
62099857 | TNB | DISTRIBUTION | CHERAS | Existing |  |  | TX1-B13781 | PE SURIALAND INDUSTRI |  | 10 | RYB |  |  | 11 kV |  | 415 V |  | MTM | 1000.00 kVA | 19700101 |  | 1 | 8 | Fail | Please check "Voltage In/Out"
62099863 | TNB | DISTRIBUTION | CHERAS | Existing |  |  | TX2-B13782 | PE SURIALAND INDUSTRI |  | 1 | RYB |  |  | 11 kV |  | 415 V |  | EWT | 500.00 kVA | 19700101 |  | 1 | 3 | Fail | Please check "Voltage In/Out"
62170517 | TNB | DISTRIBUTION | CHERAS | Existing | BCRS/PCE/J01205/MATX2 | 300553439 | TX2-B13791 | TMN TROPICANA NO 2 |  | 37 | RYB |  |  | 11 kV |  | 415 V |  | MTM | 1000.00 kVA | 19700101 |  | 1 | 37 | Fail | Please check "Voltage In/Out"
62170523 | TNB | DISTRIBUTION | CHERAS | Existing | BCRS/PCE/J01205/MATX1 | 300553438 | TX1-B13790 | TMN TROPICANA NO 2 |  | 50 | RYB |  |  | 11 kV |  | 415 V |  | MTM | 1000.00 kVA | 19700101 |  | 1 | 50 | Fail | Please check "Voltage In/Out"
62172846 | TNB | DISTRIBUTION | CHERAS | Existing | BCRS/PCE/J01269/MATX1 | 300499713 | TX1-B13944 | PE SJK (C) BDR SG LONG |  | 2 | RYB |  |  | 11 kV |  | 415 V |  | MTM | 500.00 kVA | 19700101 |  | 1 | 2 | Fail | Please check "Voltage In/Out"
62220113 | TNB | DISTRIBUTION | CHERAS | Existing | BCRS/PCE/J01223/MATX1 | 310525552 | TX1-B13786 | PE 3V ASIA FURNITURE |  | 1 | RYB |  |  | 11 kV |  | 415 V |  | MTM | 1000.00 kVA | 19700101 |  | 1 | 1 | Fail | Please check "Voltage In/Out"
62288811 | TNB | DISTRIBUTION | CHERAS | Existing | BCRS/PCE/J01239/MATX1 |  | TX1-B13920 | PE TOWN PARK 5 NO.1 |  | 31 | RYB |  |  | 11 kV |  | 415 V |  | EWT | 1000.00 kVA |  |  | 1 | 12 | Fail | Please check "Voltage In/Out"
63001750 | TNB | DISTRIBUTION | CHERAS | Existing | BCRS/PCE/J01021/MATX1 | 300309520 | TX1-B11600 | LOT 33&42, JLN BALAKONG |  | 0 | RYB |  |  | 11 kV |  | 415 V |  | MTM | 750.00 kVA | 20111111 |  | 1 | 0 | Fail | Please check "Voltage In/Out"
254716502 | TNB | DISTRIBUTION | CHERAS | Existing | BCRS/PCE/J00177/MATX2 | 300005485 | TX2-B05334 | BTHO NO 17 |  | 90 | RYB |  |  | 11 kV |  | 415 V |  | MTM | 1000.00 kVA | 20001101 |  | 1 | 90 | Fail | Please check "Voltage In/Out"
254716504 | TNB | DISTRIBUTION | CHERAS | Existing | BCRS/PCE/J00176/MATX1 | 300005474 | TX1-B05337 | BTHO NO 18 |  | 0 | RYB |  |  | 11 kV |  | 415 V |  | MTM | 1000.00 kVA | 20001101 |  | 1 | 0 | Fail | Please check "Voltage In/Out"
254716506 | TNB | DISTRIBUTION | CHERAS | Existing | BCRS/PCE/J00176/MATX2 | 300005475 | TX2-B05338 | BTHO NO 18 |  | 157 | RYB |  |  | 11 kV |  | 415 V |  | MTM | 1000.00 kVA | 20001101 |  | 1 | 157 | Fail | Please check "Voltage In/Out"
254716508 | TNB | DISTRIBUTION | CHERAS | Existing | BCRS/PCE/J00424/MATX1 | 300011330 | TX1-B02715 | BERKAT HASIL NO 6 |  | 31 | RYB |  |  | 11 kV |  | 415 V |  | MTM | 1000.00 kVA | 18/07/1998 |  | 1 | 28 | Fail | Please check "Voltage In/Out"
254716510 | TNB | DISTRIBUTION | CHERAS | Existing | BCRS/PCE/J00032/MATX1 | 300004178 | TX1-B01799 | CHERAS BT 9 |  | 399 | RYB |  |  | 11 kV |  | 415 V |  | MTM | 1000.00 kVA | 19961111 |  | 1 | 380 | Fail | Please check "Voltage In/Out"
254716512 | TNB | DISTRIBUTION | CHERAS | Existing | BCRS/PCE/J00258/MATX1 | 300006126 | TX1-B06755 | BDR MAHKOTA CHERAS NO 16 |  | 119 | RYB |  |  | 11 kV |  | 415 V |  | MTM | 1000.00 kVA | 20021101 |  | 1 | 107 | Fail | Please check "Voltage In/Out"
254716514 | TNB | DISTRIBUTION | CHERAS | Existing | BCRS/PCE/J00259/MATX1 | 300006136 | TX1-B06759 | BDR MAHKOTA CHERAS NO 17 |  | 30 | RYB |  |  | 11 kV |  | 415 V |  | MTM | 1000.00 kVA | 20021101 |  | 1 | 17 | Fail | Please check "Voltage In/Out"
254716516 | TNB | DISTRIBUTION | CHERAS | Existing | BCRS/PCE/J00145/MATX1 | 300005266 | TX1-N/A | TMN CHERAS PERMAI |  | 495 | RYB |  |  | 11 kV |  | 415 V |  | MTM | 750.00 kVA | 19911101 |  | 1 | 277 | Fail | Please check "Voltage In/Out"
254716518 | TNB | DISTRIBUTION | CHERAS | Existing | BCRS/PCE/J00145/MATX2 | 300005267 | TX2-B02071 | TMN CHERAS PERMAI |  | 50 | RYB |  |  | 11 kV |  | 415 V |  | SGB | 1000.00 kVA | 19981101 |  | 1 | 50 | Fail | Please check "Voltage In/Out"
254716520 | TNB | DISTRIBUTION | CHERAS | Existing | BCRS/PCE/J00025/MATX2 | 300266939 | TX2-B05461 | GOOD EARTH |  | 82 | RYB |  |  | 11 kV |  | 415 V |  | MTM | 1000.00 kVA | 20111101 |  | 1 | 22 | Fail | Please check "Voltage In/Out"
254716522 | TNB | DISTRIBUTION | CHERAS | Existing | BCRS/PCE/J00029/MATX1 | 300267334 | TX1-B05239 | SEKOLAH SRI CEMPAKA |  | 0 | RYB |  |  | 11 kV |  | 415 V |  | MTM | 1000.00 kVA | 20011101 |  | 1 | 0 | Fail | Please check "Voltage In/Out"
254716524 | TNB | DISTRIBUTION | CHERAS | Existing | BCRS/PCE/J00433/MATX1 | 300013462 | TX1-B06918 | KOMPLEKS PENGHULU CHERAS |  | 179 | RYB |  |  | 11 kV |  | 415 V |  | MTM | 1000.00 kVA | 20031101 |  | 1 | 205 | Fail | Please check "Voltage In/Out"
254716526 | TNB | DISTRIBUTION | CHERAS | Existing | BCRS/PCE/J00521/MATXF1 | 300266847 | TX1-B07337 | LOT BANGLO KG BARU TMN MAS |  | 41 | RYB |  |  | 11 kV |  | 415 V |  | MTM | 1000.00 kVA | 18/07/1998 |  | 1 | 42 | Fail | Please check "Voltage In/Out"
254716528 | TNB | DISTRIBUTION | CHERAS | Existing | BCRS/PCE/J00097/MATX2 | 300004464 | TX2-B02325 | TMN MAS JAYA IND NO 1 |  | 47 | RYB |  |  | 11 kV |  | 415 V |  | EWT | 1000.00 kVA | 19941111 |  | 1 | 51 | Fail | Please check "Voltage In/Out"
254716530 | TNB | DISTRIBUTION | CHERAS | Existing | BCRS/PCE/J00893/MATX1 | 300005692 | TX1-B09406 | SUNWAY CHERAS 1 |  | 135 | RYB |  |  | 11 kV |  | 415 V |  | EWT | 1000.00 kVA | 18/07/2007 |  | 1 | 135 | Fail | Please check "Voltage In/Out"
254716532 | TNB | DISTRIBUTION | CHERAS | Existing | BCRS/PCE/J00892/MATX2 | 300004168 | TX2-B09403 | SUNWAY CHERAS 2 |  | 60 | RYB |  |  | 11 kV |  | 415 V |  | MTM | 750.00 kVA | 18/07/2006 |  | 1 | 60 | Fail | Please check "Voltage In/Out"
254716628 | TNB | DISTRIBUTION | CHERAS | Existing | BCRS/PCE/J00892/MATX1 | 300004106 | TX1-B09402 | SUNWAY CHERAS 2 |  | 55 | RYB |  |  | 11 kV |  | 415 V |  | EWT | 750.00 kVA | 18/07/2006 |  | 1 | 57 | Fail | Please check "Voltage In/Out"
254716630 | TNB | DISTRIBUTION | CHERAS | Existing | BCRS/PCE/J00021/MATX2 | 300266929 | TX2-B05464 | TMN CHERAS AWANA NO 2 |  | 12 | RYB |  |  | 11 kV |  | 415 V |  | MTM | 1000.00 kVA | 19991101 |  | 1 | 12 | Fail | Please check "Voltage In/Out"
254716632 | TNB | DISTRIBUTION | CHERAS | Existing | BCRS/PCE/J00415/MATX1 | 300011243 | TX1-B02748 | BERKAT HASIL NO 12 |  | 28 | RYB |  |  | 11 kV |  | 415 V |  | MTM | 1000.00 kVA | 18/07/1998 |  | 1 | 28 | Fail | Please check "Voltage In/Out"
254716634 | TNB | DISTRIBUTION | CHERAS | Existing | BCRS/PCE/J00414/MATX1 | 300011233 | TX1-B02751 | BERKAT HASIL NO 16 |  | 24 | RYB |  |  | 11 kV |  | 415 V |  | MTM | 1000.00 kVA | 19971101 |  | 1 | 24 | Fail | Please check "Voltage In/Out"
254716636 | TNB | DISTRIBUTION | CHERAS | Existing | BCRS/PCE/J00414/MATX2 | 300011234 | TX2-B02752 | BERKAT HASIL NO 16 |  | 22 | RYB |  |  | 11 kV |  | 415 V |  | MTM | 1000.00 kVA | 19971101 |  | 1 | 22 | Fail | Please check "Voltage In/Out"
254716638 | TNB | DISTRIBUTION | CHERAS | Existing | BCRS/PCE/J00409/MATX1 | 300011164 | TX1-B01887 | BERKAT HASIL NO 3 |  | 182 | RYB |  |  | 11 kV |  | 415 V |  | MTM | 1000.00 kVA | 18/07/1998 |  | 1 | 91 | Fail | Please check "Voltage In/Out"
254716640 | TNB | DISTRIBUTION | CHERAS | Existing | BCRS/PCE/J00566/MATXF1 | 300430760 | TX1-B01288 | LIAN YEW ENGINEERING BALAKONG |  | 4 | RYB |  |  | 11 kV |  | 415 V |  | MTM | 1000.00 kVA | 19941111 |  | 1 | 3 | Fail | Please check "Voltage In/Out"
254716642 | TNB | DISTRIBUTION | CHERAS | Existing | BCRS/PCE/J00083/MATX1 | 300277767 | TX1-B05082 | MIRACON |  | 2 | RYB |  |  | 11 kV |  | 415 V |  | MTM | 1000.00 kVA | 20011101 |  | 1 | 2 | Fail | Please check "Voltage In/Out"
254716644 | TNB | DISTRIBUTION | CHERAS | Existing | BCRS/PCE/J00478/MATX | 300277764 | TX1-B08015 | RUMAH TERES JUARA JAYA |  | 115 | RYB |  |  | 11 kV |  | 415 V |  | MTM | 750.00 kVA | 19901111 |  | 1 | 115 | Fail | Please check "Voltage In/Out"
254716646 | TNB | DISTRIBUTION | CHERAS | Existing | BCRS/PCE/J00905/MATX1 | 300276990 | TX1-B09448 | JLN.MAS JAYA, MAS JAYA NO 2 |  | 121 | RYB |  |  | 11 kV |  | 415 V |  | MTM | 750.00 kVA | 18/07/1998 |  | 1 | 2 | Fail | Please check "Voltage In/Out"
254716648 | TNB | DISTRIBUTION | CHERAS | Existing | BCRS/PCE/J00905/MATX2 | 300276991 | TX2-B09447 | JLN.MAS JAYA, MAS JAYA NO 2 |  | 112 | RYB |  |  | 11 kV |  | 415 V |  | MTM | 1000.00 kVA | 18/07/1998 |  | 1 | 2 | Fail | Please check "Voltage In/Out"
254716650 | TNB | DISTRIBUTION | CHERAS | Existing | BCRS/PCE/J00887/MATX2 | 300277424 | TX2-B06287 | BDR MAHKOTA CHERAS NO 1 |  | 285 | RYB |  |  | 11 kV |  | 415 V |  | MTM | 750.00 kVA | 18/07/1998 |  | 1 | 70 | Fail | Please check "Voltage In/Out"
254716652 | TNB | DISTRIBUTION | CHERAS | Existing | BCRS/PCE/J00422/MATX2 | 300011311 | TX2-B02722 | BERKAT HASIL NO 13 |  | 5 | RYB |  |  | 11 kV |  | 415 V |  | MTM | 1000.00 kVA | 18/07/1998 |  | 1 | 5 | Fail | Please check "Voltage In/Out"
254716654 | TNB | DISTRIBUTION | CHERAS | Existing | BCRS/PCE/J00419/MATX1 | 300011280 | TX1-B02732 | BERKAT HASIL NO 10 |  | 31 | RYB |  |  | 11 kV |  | 415 V |  | MTM | 1000.00 kVA | 19951111 |  | 1 | 31 | Fail | Please check "Voltage In/Out"
254716656 | TNB | DISTRIBUTION | CHERAS | Existing | BCRS/PCE/J00410/MATX1 | 300011175 | TX1-B01883 | BERKAT HASIL NO 4 |  | 15 | RYB |  |  | 11 kV |  | 415 V |  | MTM | 1000.00 kVA | 18/07/1998 |  | 1 | 15 | Fail | Please check "Voltage In/Out"
254716658 | TNB | DISTRIBUTION | CHERAS | Existing | BCRS/PCE/J00410/MATX2 | 300011176 | TX2-B01884 | BERKAT HASIL NO 4 |  | 14 | RYB |  |  | 11 kV |  | 415 V |  | MTM | 1000.00 kVA | 18/07/1998 |  | 1 | 14 | Fail | Please check "Voltage In/Out"
254717138 | TNB | DISTRIBUTION | CHERAS | Existing | BCRS/PCE/J00211/MATX1 | 300005720 | TX1-B01282 | STARLIGHT |  | 16 | RYB |  |  | 11 kV |  | 415 V |  | MTM | 1000.00 kVA | 19961101 |  | 1 | 17 | Fail | Please check "Voltage In/Out"
254717140 | TNB | DISTRIBUTION | CHERAS | Existing | BCRS/PCE/J00408/MATX1 | 300011160 | TX1-B01891 | ZINCALU |  | 1 | RYB |  |  | 11 kV |  | 415 V |  | MTM | 1000.00 kVA | 19971101 |  | 1 | 1 | Fail | Please check "Voltage In/Out"
254717142 | TNB | DISTRIBUTION | CHERAS | Existing | BCRS/PCE/J00827/MATX2 | 300272437 | TX2-B05542 | CHIP NGAI |  | 1 | RYB |  |  | 11 kV |  | 415 V |  | MTM | 1000.00 kVA | 19981111 |  | 1 | 1 | Fail | Please check "Voltage In/Out"
254717144 | TNB | DISTRIBUTION | CHERAS | Existing | BCRS/PCE/J00827/MATX1 | 300272436 | TX1-B02905 | CHIP NGAI |  | 1 | RYB |  |  | 11 kV |  | 415 V |  | MTM | 1000.00 kVA | 19981111 |  | 1 | 1 | Fail | Please check "Voltage In/Out"
254717146 | TNB | DISTRIBUTION | CHERAS | Existing | BCRS/PCE/J00745/MATX1 | 300270851 | TX1-B02871 | MARVELLOUS |  | 1 | RYB |  |  | 11 kV |  | 415 V |  | MTM | 1000.00 kVA | 19961111 |  | 1 | 1 | Fail | Please check "Voltage In/Out"
254717148 | TNB | DISTRIBUTION | CHERAS | Existing | BCRS/PCE/J00604/MATXF1 | 300269203 | TX1-B02784 | UNITED U-LI |  | 2 | RYB |  |  | 11 kV |  | 415 V |  | MTM | 750.00 kVA | 19961111 |  | 1 | 1 | Fail | Please check "Voltage In/Out"
254717150 | TNB | DISTRIBUTION | CHERAS | Existing | BCRS/PCE/J00559/MATX1 | 300003254 | TX1-B02898 | TMN TANMING PERMAI |  | 40 | RYB |  |  | 11 kV |  | 415 V |  | MTM | 1000.00 kVA | 19981111 |  | 1 | 16 | Fail | Please check "Voltage In/Out"
254717152 | TNB | DISTRIBUTION | CHERAS | Existing | BCRS/PCE/J00559/MATX2 | 300003255 | TX2-B02899 | TMN TANMING PERMAI |  | 54 | RYB |  |  | 11 kV |  | 415 V |  | MTM | 1000.00 kVA | 19981111 |  | 1 | 16 | Fail | Please check "Voltage In/Out"
254717154 | TNB | DISTRIBUTION | CHERAS | Existing | BCRS/PCE/J00612/MATXF1 | 300269213 | TX1-B08922 | KONDO JUTA MINES BLOK A |  | 0 | RYB |  |  | 11 kV |  | 415 V |  | MTM | 1000.00 kVA | 19951111 |  | 1 | 0 | Fail | Please check "Voltage In/Out"
254717156 | TNB | DISTRIBUTION | CHERAS | Existing | BCRS/PCE/J00612/MATXF2 | 300269214 | TX2-B08923 | KONDO JUTA MINES BLOK A |  | 299 | RYB |  |  | 11 kV |  | 415 V |  | MTM | 1000.00 kVA | 19951111 |  | 1 | 1 | Fail | Please check "Voltage In/Out"
254717158 | TNB | DISTRIBUTION | CHERAS | Existing | BCRS/PCE/J00623/MATXF2 | 300269227 | TX2-B09259 | KONDO JUTA MINES BLOK B |  | 0 | RYB |  |  | 11 kV |  | 415 V |  | MTM | 1000.00 kVA | 20061111 |  | 1 | 0 | Fail | Please check "Voltage In/Out"
254717160 | TNB | DISTRIBUTION | CHERAS | Existing | BCRS/PCE/J00401/MATX1 | 300011124 | TX1-B01915 | BERKAT HASIL NO 1 |  | 152 | RYB |  |  | 11 kV |  | 415 V |  | MTM | 1000.00 kVA | 19991101 |  | 1 | 34 | Fail | Please check "Voltage In/Out"
254717162 | TNB | DISTRIBUTION | CHERAS | Existing | BCRS/PCE/J00398/MATX2 | 300011105 | TX2-B01925 | DAIREN DEVELOPMENT |  | 5 | RYB |  |  | 11 kV |  | 415 V |  | MTM | 1000.00 kVA | 18/07/1998 |  | 1 | 5 | Fail | Please check "Voltage In/Out"
254717164 | TNB | DISTRIBUTION | CHERAS | Existing | BCRS/PCE/J00398/MATX1 | 300011104 | TX1-B01924 | DAIREN DEVELOPMENT |  | 6 | RYB |  |  | 11 kV |  | 415 V |  | MTM | 1000.00 kVA | 18/07/1998 |  | 1 | 6 | Fail | Please check "Voltage In/Out"
254717166 | TNB | DISTRIBUTION | CHERAS | Existing | BCRS/PCE/J00038/MATX2 | 300004203 | TX2-B01761 | TMN MEGAH NO 3 |  | 41 | RYB |  |  | 11 kV |  | 415 V |  | MTM | 1000.00 kVA | 19851101 |  | 1 | 21 | Fail | Please check "Voltage In/Out"
254717168 | TNB | DISTRIBUTION | CHERAS | Existing | BCRS/PCE/J00038/MATX1 | 300004202 | TX1-B01760 | TMN MEGAH NO 3 |  | 472 | RYB |  |  | 11 kV |  | 415 V |  | MTM | 1000.00 kVA | 19851101 |  | 1 | 27 | Fail | Please check "Voltage In/Out"
254717264 | TNB | DISTRIBUTION | CHERAS | Existing | BCRS/PCE/J00040/MATX1 | 300004222 | TX1-B01753 | TMN MEGAH NO 4 |  | 457 | RYB |  |  | 11 kV |  | 415 V |  | MTM | 1000.00 kVA | 19851101 |  | 1 | 173 | Fail | Please check "Voltage In/Out"
254717266 | TNB | DISTRIBUTION | CHERAS | Existing | BCRS/PCE/J00039/MATX1 | 300004212 | TX1-B01756 | TMN MEGAH NO 5 |  | 159 | RYB |  |  | 11 kV |  | 415 V |  | MTM | 1000.00 kVA | 19851101 |  | 1 | 168 | Fail | Please check "Voltage In/Out"
254717268 | TNB | DISTRIBUTION | CHERAS | Existing | BCRS/PCE/J01283/MATX3 | 300510225 | TX3-B14264 | PE CHERAS SELATAN 118 |  | 31 | RYB |  |  | 11 kV |  | 415 V |  | MTM | 1000.00 kVA | 20091111 |  | 1 | 16 | Fail | Please check "Voltage In/Out"
254717270 | TNB | DISTRIBUTION | CHERAS | Existing | BCRS/PCE/J00396/MATX1 | 300011094 | TX1-B01931 | EVERLAST ALUMINIUM (M) SB |  | 3 | RYB |  |  | 11 kV |  | 415 V |  | MTM | 1000.00 kVA | 19951111 |  | 1 | 3 | Fail | Please check "Voltage In/Out"
254717272 | TNB | DISTRIBUTION | CHERAS | Existing | BCRS/PCE/J00021/MATX1 | 300266928 | TX1-B02140 | TMN CHERAS AWANA NO 2 |  | 73 | RYB |  |  | 11 kV |  | 415 V |  | MTM | 750.00 kVA | 19991101 |  | 1 | 21 | Fail | Please check "Voltage In/Out"
254717274 | TNB | DISTRIBUTION | CHERAS | Existing | BCRS/PCE/J00098/MATX2 | 300004472 | TX2-B02329 | TMN MAS JAYA IND NO 2 |  | 2 | RYB |  |  | 11 kV |  | 415 V |  | MTM | 1000.00 kVA | 20001101 |  | 1 | 2 | Fail | Please check "Voltage In/Out"
254717276 | TNB | DISTRIBUTION | CHERAS | Existing | BCRS/PCE/J00482/MATXF1 | 300251261 | TX1-B08850 | 4A JLN PENGGAWA 2/2 |  | 186 | RYB |  |  | 11 kV |  | 415 V |  | MTM | 1000.00 kVA | 20081101 |  | 1 | 3 | Fail | Please check "Voltage In/Out"
254717278 | TNB | DISTRIBUTION | CHERAS | Existing | BCRS/PCE/J00163/MATX2 | 300005381 | TX2-B05463 | TMN CHERAS AWANA NO 4 |  | 306 | RYB |  |  | 11 kV |  | 415 V |  | MTM | 750.00 kVA | 19971101 |  | 1 | 15 | Fail | Please check "Voltage In/Out"
254717280 | TNB | DISTRIBUTION | CHERAS | Existing | BCRS/PCE/J00163/MATX1 | 300005380 | TX1-B02137 | TMN CHERAS AWANA NO 4 |  | 337 | RYB |  |  | 11 kV |  | 415 V |  | MTM | 750.00 kVA | 19971101 |  | 1 | 12 | Fail | Please check "Voltage In/Out"
254717282 | TNB | DISTRIBUTION | CHERAS | Existing | BCRS/PPU/G00002/NALTX | 300051551 | TX3-LOCAL TRANS |  |  | 0 | RYB |  |  | 11 kV |  | 415 V |  | MTM | 300.00 kVA | 20030308 |  | 1 | 0 | Fail | Please check "Voltage In/Out"
254717284 | TNB | DISTRIBUTION | CHERAS | Existing | BCRS/PCE/J00027/MATX2 | 300267328 | TX2-B02108 | TMN ALAM JAYA NO 1 |  | 183 | RYB |  |  | 11 kV |  | 415 V |  | MTM | 1000.00 kVA | 19861101 |  | 1 | 52 | Fail | Please check "Voltage In/Out"
254717286 | TNB | DISTRIBUTION | CHERAS | Existing | BCRS/PCE/J00026/MATX1 | 300004158 | TX1-B02112 | TMN ALAM JAYA NO 2 |  | 99 | RYB |  |  | 11 kV |  | 415 V |  | EWT | 1000.00 kVA | 19951101 |  | 1 | 32 | Fail | Please check "Voltage In/Out"
254717288 | TNB | DISTRIBUTION | CHERAS | Existing | BCRS/PCE/J00133/MATX1 | 300005186 | TX1-B01673 | BTHO NO 2 |  | 110 | RYB |  |  | 11 kV |  | 415 V |  | MTM | 1000.00 kVA | 20001101 |  | 1 | 90 | Fail | Please check "Voltage In/Out"
254717290 | TNB | DISTRIBUTION | CHERAS | Existing | BCRS/PCE/J00413/MATX1 | 300011203 | TX1-B02709 | BERKAT HASIL NO 4B |  | 4 | RYB |  |  | 11 kV |  | 415 V |  | MTM | 1000.00 kVA | 18/07/1998 |  | 1 | 4 | Fail | Please check "Voltage In/Out"
254717292 | TNB | DISTRIBUTION | CHERAS | Existing | BCRS/PCE/J00412/MATX1 | 300011197 | TX1-B02706 | BERKAT HASIL NO 4A |  | 5 | RYB |  |  | 11 kV |  | 415 V |  | MTM | 1000.00 kVA | 18/07/1998 |  | 1 | 5 | Fail | Please check "Voltage In/Out"
254717294 | TNB | DISTRIBUTION | CHERAS | Existing | BCRS/PCE/J00423/MATX1 | 300011320 | TX1-B02718 | BERKAT HASIL NO 7 |  | 26 | RYB |  |  | 11 kV |  | 415 V |  | MTM | 1000.00 kVA | 18/07/1998 |  | 1 | 25 | Fail | Please check "Voltage In/Out"
254717384 | TNB | DISTRIBUTION | CHERAS | Existing | BCRS/PCE/J00417/MATX1 | 300011260 | TX1-B02740 | BERKAT HASIL NO 8 |  | 10 | RYB |  |  | 11 kV |  | 415 V |  | MTM | 1000.00 kVA | 19911111 |  | 1 | 10 | Fail | Please check "Voltage In/Out"
254717386 | TNB | DISTRIBUTION | CHERAS | Existing | BCRS/PCE/J00148/MATX1 | 300005288 | TX1-B05800 | PADAT TMN SUNTEX |  | 384 | RYB |  |  | 11 kV |  | 415 V |  | SGB | 1000.00 kVA | 20001105 |  | 1 | 318 | Fail | Please check "Voltage In/Out"
254717388 | TNB | DISTRIBUTION | CHERAS | Existing | BCRS/PCE/J00523/MATXF1 | 300266849 | TX1-B07807 | PANGSAPURI BLOK L7, JLN PENGG 179 RYB 11 kV 415 V MTM 750.00 kVA 11/01/2004 1 2 254717390 TNB DISTRIBUTION CHERAS Existing BCRS/PCE/J00524/MATXF1 300266850 TX1-B07810 PANGSAPURI BLOK L8, JLN PENGG |  | 239 | RYB |  |  | 11 kV |  | 415 V |  | SGB | 1000.00 kVA | 20041101 |  | 1 | 1 | Fail | Please check "Voltage In/Out"
254717392 | TNB | DISTRIBUTION | CHERAS | Existing | BCRS/PCE/J00525/MATXF1 | 300266851 | TX1-B07813 | PANGSAPURI BLOK L9, JLN PENGAW |  | 241 | RYB |  |  | 11 kV |  | 415 V |  | SGB | 1000.00 kVA | 20041101 |  | 1 | 2 | Fail | Please check "Voltage In/Out"
254717394 | TNB | DISTRIBUTION | CHERAS | Existing | BCRS/PCE/J00323/MATX1 | 300010303 | TX1-B01603 | LIN YAU BROTHER SB |  | 2 | RYB |  |  | 11 kV |  | 415 V |  | MTM | 750.00 kVA | 19901111 |  | 1 | 2 | Fail | Please check "Voltage In/Out"
254717396 | TNB | DISTRIBUTION | CHERAS | Existing | BCRS/PCE/J00008/MATX2 | 300266039 | TX2-B05546 | TMN JUARA JAYA |  | 116 | RYB |  |  | 11 kV |  | 415 V |  | SGB | 1000.00 kVA | 19991111 |  | 1 | 20 | Fail | Please check "Voltage In/Out"
254717398 | TNB | DISTRIBUTION | CHERAS | Existing | BCRS/PCE/J00008/MATX1 | 300266038 | TX1-B02874 | TMN JUARA JAYA |  | 121 | RYB |  |  | 11 kV |  | 415 V |  | SGB | 1000.00 kVA | 19991111 |  | 1 | 18 | Fail | Please check "Voltage In/Out"
254717400 | TNB | DISTRIBUTION | CHERAS | Existing | BCRS/PCE/J00344/MATX1 | 300010399 | TX1-B01393 | KHONG PENG |  | 5 | RYB |  |  | 11 kV |  | 415 V |  | MTM | 750.00 kVA | 19901111 |  | 1 | 5 | Fail | Please check "Voltage In/Out"
254717402 | TNB | DISTRIBUTION | CHERAS | Existing | BCRS/PCE/J00556/MATXF1 | 300268008 | TX1-B08935 | TAMAN SERI BELIMBING |  | 34 | RYB |  |  | 11 kV |  | 415 V |  | MTM | 750.00 kVA | 20061111 |  | 1 | 33 | Fail | Please check "Voltage In/Out"
254717404 | TNB | DISTRIBUTION | CHERAS | Existing | BCRS/PCE/J00556/MATXF2 | 300268009 | TX2-B08936 | TAMAN SERI BELIMBING |  | 44 | RYB |  |  | 11 kV |  | 415 V |  | MTM | 750.00 kVA | 20061111 |  | 1 | 43 | Fail | Please check "Voltage In/Out"
254717406 | TNB | DISTRIBUTION | CHERAS | Existing | BCRS/PCE/J00171/MATX1 | 300005431 | TX1-B01686 | BTHO NO 9 |  | 2 | RYB |  |  | 11 kV |  | 415 V |  | MTM | 1000.00 kVA | 19971101 |  | 1 | 1 | Fail | Please check "Voltage In/Out"
254717408 | TNB | DISTRIBUTION | CHERAS | Existing | BCRS/PCE/J00171/MATX2 | 300005432 | TX2-B05484 | BTHO NO 9 |  | 63 | RYB |  |  | 11 kV |  | 415 V |  | MTM | 1000.00 kVA | 19971101 |  | 1 | 32 | Fail | Please check "Voltage In/Out"
254717410 | TNB | DISTRIBUTION | CHERAS | Existing | BCRS/PCE/J00387/MATX1 | 300010691 | TX1-B01489 | CHIN HUAT |  | 0 | RYB |  |  | 11 kV |  | 415 V |  | MTM | 500.00 kVA | 18/07/1998 |  | 1 | 1 | Fail | Please check "Voltage In/Out"
254717412 | TNB | DISTRIBUTION | CHERAS | Existing | BCRS/PCE/J00829/MATX1 | 300272440 | TX1-B09080 | WAISUN CONFECTIONARY S/B |  | 1 | RYB |  |  | 11 kV |  | 415 V |  | MTM | 1000.00 kVA | 18/07/1998 |  | 1 | 1 | Fail | Please check "Voltage In/Out"
254717414 | TNB | DISTRIBUTION | CHERAS | Existing | BCRS/PCE/J00688/MATX1 | 300270637 | TX1-B01943 | YAT ENGINEERING |  | 1 | RYB |  |  | 11 kV |  | 415 V |  | MTM | 1000.00 kVA | 19971101 |  | 1 | 1 | Fail | Please check "Voltage In/Out"
254717514 | TNB | DISTRIBUTION | CHERAS | Existing | BCRS/PCE/J00420/MATX2 | 300011291 | TX2-B10521 | BERKAT HASIL NO 15 |  | 6 | RYB |  |  | 11 kV |  | 415 V |  | MTM | 1000.00 kVA | 19971111 |  | 1 | 6 | Fail | Please check "Voltage In/Out"
254717516 | TNB | DISTRIBUTION | CHERAS | Existing | BCRS/PCE/J00420/MATX1 | 300011290 | TX1-B02729 | BERKAT HASIL NO 15 |  | 16 | RYB |  |  | 11 kV |  | 415 V |  | MTM | 1000.00 kVA | 19971111 |  | 1 | 17 | Fail | Please check "Voltage In/Out"
254717518 | TNB | DISTRIBUTION | CHERAS | Existing | BCRS/PCE/J00640/MATXF1 | 300269373 | TX1-B02769 | WHITEX GARMENT |  | 4 | RYB |  |  | 11 kV |  | 415 V |  | MTM | 1000.00 kVA | 19901101 |  | 1 | 4 | Fail | Please check "Voltage In/Out"
254717520 | TNB | DISTRIBUTION | CHERAS | Existing | BCRS/PCE/J00746/MATX1 | 300270852 | TX1-B02868 | NI SHIN NO 2 |  | 1 | RYB |  |  | 11 kV |  | 415 V |  | MTM | 1000.00 kVA | 19971111 |  | 1 | 1 | Fail | Please check "Voltage In/Out"
254717522 | TNB | DISTRIBUTION | CHERAS | Existing | BCRS/PCE/J00465/MATX | 300277765 | TX1-B08359 | FLAT TAMAN HARMONI |  | 184 | RYB |  |  | 11 kV |  | 415 V |  | MTM | 1000.00 kVA | 20041111 |  | 1 | 5 | Fail | Please check "Voltage In/Out"
254717524 | TNB | DISTRIBUTION | CHERAS | Existing | BCRS/PCE/J00823/MATX2 | 300272432 | TX2-B07777 | KONDOMINIUM DESA SAUJANA |  | 334 | RYB |  |  | 11 kV |  | 415 V |  | MTM | 750.00 kVA | 18/07/1998 |  | 1 | 5 | Fail | Please check "Voltage In/Out"
254717526 | TNB | DISTRIBUTION | CHERAS | Existing | BCRS/PCE/J00011/MATX1 | 300266855 | TX1-B06445 | GOLDFOX IND |  | 1 | RYB |  |  | 11 kV |  | 415 V |  | MTM | 1000.00 kVA | 20011111 |  | 1 | 1 | Fail | Please check "Voltage In/Out"
254717528 | TNB | DISTRIBUTION | CHERAS | Existing | BCRS/PCE/J00071/MATX1 | 300010408 | TX1-B02667 | BELIA DUSUN TUA (IKBN) |  | 1 | RYB |  |  | 11 kV |  | 415 V |  | MTM | 750.00 kVA | 19901101 |  | 1 | 1 | Fail | Please check "Voltage In/Out"
254717530 | TNB | DISTRIBUTION | CHERAS | Existing | BCRS/PCE/J00691/MATX1 | 300270381 | TX1-B08874 | JORDONE CORPORATION NO 2 |  | 8 | RYB |  |  | 11 kV |  | 415 V |  | MTM | 1000.00 kVA | 18/07/1998 |  | 1 | 8 | Fail | Please check "Voltage In/Out"
254717532 | TNB | DISTRIBUTION | CHERAS | Existing | BCRS/PCE/J00785/MATX1 | 300271112 | TX1-B01334 | REYLON PRODUCTS |  | 12 | RYB |  |  | 11 kV |  | 415 V |  | SGB | 1000.00 kVA | 18/07/1998 |  | 1 | 16 | Fail | Please check "Voltage In/Out"
254717534 | TNB | DISTRIBUTION | CHERAS | Existing | BCRS/PCE/J00009/MATX1 | 300003268 | TX1-B06141 | RUMAH PAM BKT BELIMBING |  | 4 | RYB |  |  | 11 kV |  | 415 V |  | MTM | 500.00 kVA | 19991111 |  | 1 | 3 | Fail | Please check "Voltage In/Out"
254717536 | TNB | DISTRIBUTION | CHERAS | Existing | BCRS/PCE/J00112/MATX1 | 300004519 | TX1-B02217 | KG BARU CINA SG MACAU |  | 280 | RYB |  |  | 11 kV |  | 415 V |  | MTM | 1000.00 kVA | 19961101 |  | 1 | 288 | Fail | Please check "Voltage In/Out"
254717538 | TNB | DISTRIBUTION | CHERAS | Existing | BCRS/PCE/J00474/MATX | 300010418 | TX1-B08181 | BELIA IKBN DUSUN TUA NO 4 |  | 1 | RYB |  |  | 11 kV |  | 415 V |  | MTM | 1000.00 kVA | 20051101 |  | 1 | 1 | Fail | Please check "Voltage In/Out"
254717540 | TNB | DISTRIBUTION | CHERAS | Existing | BCRS/PCE/J00446/MATX | 300269686 | TX1-B08705 | IKBN DUSUN TUA NO 5 |  | 145 | RYB |  |  | 11 kV |  | 415 V |  | MTM | 750.00 kVA | 20051101 |  | 1 | 81 | Fail | Please check "Voltage In/Out"
254717542 | TNB | DISTRIBUTION | CHERAS | Existing | BCRS/PCE/J00342/MATX1 | 300277723 | TX1-B01399 | HARTA SISTEM NO 1 |  | 2 | RYB |  |  | 11 kV |  | 415 V |  | MTM | 1000.00 kVA | 19931101 |  | 1 | 3 | Fail | Please check "Voltage In/Out"
254717544 | TNB | DISTRIBUTION | CHERAS | Existing | BCRS/PCE/J00316/MATX1 | 300010279 | TX1-B01582 | SOUTH EAST ASIA NO 2 |  | 1 | RYB |  |  | 11 kV |  | 415 V |  | MTM | 750.00 kVA | 19941111 |  | 1 | 1 | Fail | Please check "Voltage In/Out"
254717616 | TNB | DISTRIBUTION | CHERAS | Existing | BCRS/PPU/G00008/NALTX | 300051575 | TX3-LOCAL TRANS |  |  | 0 | RYB |  |  | 11 kV |  | 415 V |  | MTM | 300.00 kVA | 19990107 | 300 kVA | 1 | 0 | Fail | Please check "Voltage In/Out"
254717618 | TNB | DISTRIBUTION | CHERAS | Existing | BCRS/PPU/G00001/NALTX | 300051578 | TX3-LOCAL TRANS |  |  | 0 | RYB |  |  | 11 kV |  | 415 V |  | MTM | 300.00 kVA | 17/08/1996 |  | 1 | 0 | Fail | Please check "Voltage In/Out"
254717620 | TNB | DISTRIBUTION | CHERAS | Existing |  |  | TX3-LOCAL TRANS |  |  | 0 | RYB |  |  | 11 kV |  | 415 V |  | EWT | 1000.00 kVA |  |  | 1 | 0 | Fail | Please check "Voltage In/Out"
254717622 | TNB | DISTRIBUTION | CHERAS | Existing | BCRS/PPU/G00003/NALTX | 300051569 | TX3-LOCAL TRANS |  |  | 0 | RYB |  |  | 11 kV |  | 415 V |  | MTM | 300.00 kVA | 13/01/1996 |  | 1 | 0 | Fail | Please check "Voltage In/Out"
254717624 | TNB | DISTRIBUTION | CHERAS | Existing | BCRS/PCE/J00354/MATX1 | 300010457 | TX1-B01863 | MITAH MANUFACTURE SB |  | 1 | RYB |  |  | 11 kV |  | 415 V |  | MTM | 1000.00 kVA | 19951101 |  | 1 | 1 | Fail | Please check "Voltage In/Out"
254717626 | TNB | DISTRIBUTION | CHERAS | Existing | BCRS/PCE/J00326/MATX1 | 300277440 | TX1-B01612 | FUJILITHO |  | 1 | RYB |  |  | 11 kV |  | 415 V |  | MTM | 1000.00 kVA | 19931111 |  | 1 | 1 | Fail | Please check "Voltage In/Out"
254717628 | TNB | DISTRIBUTION | CHERAS | Existing | BCRS/PCE/J00291/MATX1 | 300010067 | TX1-B01319 | GREAT ASIA TIN CAN SB |  | 3 | RYB |  |  | 11 kV |  | 415 V |  | MTM | 1000.00 kVA | 19921101 |  | 1 | 3 | Fail | Please check "Voltage In/Out"
254717630 | TNB | DISTRIBUTION | CHERAS | Existing | BCRS/PCE/J00374/MATX1 | 300010571 | TX1-B06626 | JELITA HEIGHT CHERAS JAYA |  | 1 | RYB |  |  | 11 kV |  | 415 V |  | MTM | 1000.00 kVA | 20001101 |  | 1 | 1 | Fail | Please check "Voltage In/Out"
254717632 | TNB | DISTRIBUTION | CHERAS | Existing | BCRS/PCE/J00357/MATX1 | 300010475 | TX1-B01854 | KAW PERUSAHAAN CHERAS JAYA NO 2 |  | 21 | RYB |  |  | 11 kV |  | 415 V |  | MTM | 1000.00 kVA | 19951101 |  | 1 | 23 | Fail | Please check "Voltage In/Out"
254717634 | TNB | DISTRIBUTION | CHERAS | Existing | BCRS/PCE/J00357/MATX2 | 300010476 | TX2-B05502 | KAW PERUSAHAAN CHERAS JAYA NO 2 |  | 13 | RYB |  |  | 11 kV |  | 415 V |  | MTM | 1000.00 kVA | 19951101 |  | 1 | 18 | Fail | Please check "Voltage In/Out"
254717636 | TNB | DISTRIBUTION | CHERAS | Existing | BCRS/PCE/J00339/MATX1 | 300010382 | TX1-B01409 | SENORITA |  | 1 | RYB |  |  | 11 kV |  | 415 V |  | MTM | 1000.00 kVA | 19961101 |  | 1 | 1 | Fail | Please check "Voltage In/Out"
254717638 | TNB | DISTRIBUTION | CHERAS | Existing | BCRS/PCE/J00516/MATFX2 | 300266768 | TX2-B07571 | JLN SUADAMAI 10/1 BTHO |  | 27 | RYB |  |  | 11 kV |  | 415 V |  | SGB | 1000.00 kVA | 19991111 |  | 1 | 27 | Fail | Please check "Voltage In/Out"
254717640 | TNB | DISTRIBUTION | CHERAS | Existing | BCRS/PCE/J00115/MATX1 | 300004523 | TX1-B02230 | KG SG LIMBAT A/T |  | 247 | RYB |  |  | 11 kV |  | 415 V |  | EWT | 300.00 kVA | 19901101 |  | 1 | 266 | Fail | Please check "Voltage In/Out"
254717726 | TNB | DISTRIBUTION | CHERAS | Existing | BCRS/PCE/J00349/MATX1 | 300010422 | TX1-B01560 | DR ENGINEERING SB |  | 2 | RYB |  |  | 11 kV |  | 415 V |  | MTM | 1000.00 kVA | 19951111 |  | 1 | 2 | Fail | Please check "Voltage In/Out"
254717728 | TNB | DISTRIBUTION | CHERAS | Existing | BCRS/PCE/J00304/MATX1 | 300010219 | TX1-B01546 | KRIS COMPONENT A.E. TECHNO NO 1 |  | 1 | RYB |  |  | 11 kV |  | 415 V |  | MTM | 750.00 kVA | 20101111 |  | 1 | 1 | Fail | Please check "Voltage In/Out"
254717730 | TNB | DISTRIBUTION | CHERAS | Existing | BCRS/PCE/J00804/MATX1 | 300272403 | TX1-B01512 | BERKAT KLASIK |  | 1 | RYB |  |  | 11 kV |  | 415 V |  | MTM | 1000.00 kVA | 19961101 |  | 1 | 1 | Fail | Please check "Voltage In/Out"
254717732 | TNB | DISTRIBUTION | CHERAS | Existing | BCRS/PCE/J00504/MATXF1 | 300266745 | TX1-B07084 | JLN CJ 3/13-1 TMN CHERAS JAYA |  | 39 | RYB |  |  | 11 kV |  | 415 V |  | MTM | 500.00 kVA | 20031111 |  | 1 | 22 | Fail | Please check "Voltage In/Out"
254717734 | TNB | DISTRIBUTION | CHERAS | Existing | BCRS/PCE/J00352/MATX1 | 300010445 | TX1-B01873 | MAGNAVILLA NO 1 |  | 278 | RYB |  |  | 11 kV |  | 415 V |  | MTM | 1000.00 kVA | 19981111 |  | 1 | 281 | Fail | Please check "Voltage In/Out"
254717736 | TNB | DISTRIBUTION | CHERAS | Existing | BCRS/PCE/J00352/MATX2 | 300010446 | TX2-B01874 | MAGNAVILLA NO 1 |  | 4 | RYB |  |  | 11 kV |  | 415 V |  | MTM | 1000.00 kVA | 19981111 |  | 1 | 4 | Fail | Please check "Voltage In/Out"
254717738 | TNB | DISTRIBUTION | CHERAS | Existing | BCRS/PCE/J00370/MATX2 | 300010554 | TX2-B01870 | MAGNAVILLA NO 2 |  | 104 | RYB |  |  | 11 kV |  | 415 V |  | MTM | 1000.00 kVA | 19981111 |  | 1 | 113 | Fail | Please check "Voltage In/Out"
254717740 | TNB | DISTRIBUTION | CHERAS | Existing | BCRS/PCE/J00351/MATX1 | 300010435 | TX1-B01563 | MIEL NO 1 CHERAS JAYA |  | 5 | RYB |  |  | 11 kV |  | 415 V |  | SGB | 1000.00 kVA | 19981111 |  | 1 | 6 | Fail | Please check "Voltage In/Out"
254717742 | TNB | DISTRIBUTION | CHERAS | Existing | BCRS/PCE/J00351/MATX2 | 300010436 | TX2-B01564 | MIEL NO 1 CHERAS JAYA |  | 0 | RYB |  |  | 11 kV |  | 415 V |  | MTM | 750.00 kVA | 19851101 | HERMATICALLY SEALED | 1 | 0 | Fail | Please check "Voltage In/Out"
254717744 | TNB | DISTRIBUTION | CHERAS | Existing | BCRS/PCE/J00363/MATX1 | 300010517 | TX1-B01836 | POLYGRAFIK |  | 1 | RYB |  |  | 11 kV |  | 415 V |  | MTM | 750.00 kVA | 19891111 |  | 1 | 1 | Fail | Please check "Voltage In/Out"
254717746 | TNB | DISTRIBUTION | CHERAS | Existing | BCRS/PCE/J00372/MATX1 | 300319650 | TX1-B06233 | SEK MEN CHERAS JAYA |  | 4 | RYB |  |  | 11 kV |  | 415 V |  | LKH | 1000.00 kVA | 20001111 |  | 1 | 4 | Fail | Please check "Voltage In/Out"
254717748 | TNB | DISTRIBUTION | CHERAS | Existing | BCRS/PCE/J00784/MATX1 | 300510418 | TX1-B01808 | MIEL NO 2 CHERAS JAYA |  | 1 | RYB |  |  | 11 kV |  | 415 V |  | MTM | 750.00 kVA | 19851111 |  | 1 | 1 | Fail | Please check "Voltage In/Out"
254717750 | TNB | DISTRIBUTION | CHERAS | Existing | BCRS/PCE/J00715/MATX1 | 300270815 | TX1-B09235 | TAMAN SETIA IMPIAN EHSAN COMPA |  | 147 | RYB |  |  | 11 kV |  | 415 V |  | MTM | 500.00 kVA | 18/07/1998 |  | 1 | 2 | Fail | Please check "Voltage In/Out"
254717752 | TNB | DISTRIBUTION | CHERAS | Existing | BCRS/PCE/J00703/MATX1 | 300270795 | TX1-B01455 | IMPIAN EHSAN NO 1 |  | 372 | RYB |  |  | 11 kV |  | 415 V |  | MTM | 1000.00 kVA | 20031101 |  | 1 | 99 | Fail | Please check "Voltage In/Out"
254717756 | TNB | DISTRIBUTION | CHERAS | Existing | BCRS/PCE/J00051/MATXF1 | 300276995 | TX1-B07078 | TMN SG SERAI TAMBAHAN |  | 125 | RYB |  |  | 11 kV |  | 415 V |  | MTM | 1000.00 kVA | 20031101 |  | 1 | 141 | Fail | Please check "Voltage In/Out"
254717856 | TNB | DISTRIBUTION | CHERAS | Existing | BCRS/PCE/J00536/MATXF1 | 300266874 | TX1-B05105 | PUSAT SERVIS PERODUA CHERAS JA |  | 1 | RYB |  |  | 11 kV |  | 415 V |  | MTM | 500.00 kVA | 19941111 |  | 1 | 1 | Fail | Please check "Voltage In/Out"
254717858 | TNB | DISTRIBUTION | CHERAS | Existing | BCRS/PCE/J00537/MATXF1 | 300266876 | TX1-B03993 | RUM.REHAT GRAND SAGA BKT.DUKONG |  | 59 | RYB |  |  | 11 kV |  | 415 V |  | LKH | 1000.00 kVA | 18/07/1998 |  | 1 | 63 | Fail | Please check "Voltage In/Out"
[24 empty] | Fail | Please check all fields
254717860 | TNB | DISTRIBUTION | CHERAS | Existing | BCRS/PCE/J00669/MATX1 | 300270612 | TX1-B01439 | PANG HONG |  | 19 | RYB |  |  | 11 kV |  | 415 V |  | MTM | 1000.00 kVA | 19971101 |  | 1 | 14 | Fail | Please check "Voltage In/Out"
254717862 | TNB | DISTRIBUTION | CHERAS | Existing | BCRS/PCE/J00684/MATX1 | 300270632 | TX1-B07268 | RMH PANGSA KOS RENDAH NO 2 IMP |  | 197 | RYB |  |  | 11 kV |  | 415 V |  | MTM | 1000.00 kVA | 20031101 |  | 1 | 13 | Fail | Please check "Voltage In/Out"
254717864 | TNB | DISTRIBUTION | CHERAS | Existing | BCRS/PCE/J00581/MATXF1 | 300268037 | TX1-B08141 | TMN IMPIAN INDAH NO 1 |  | 238 | RYB |  |  | 11 kV |  | 415 V |  | SGB | 1000.00 kVA | 20031101 |  | 1 | 7 | Fail | Please check "Voltage In/Out"
254717866 | TNB | DISTRIBUTION | CHERAS | Existing | BCRS/PCE/J00368/MATX1 | 300010543 | TX1-B01821 | TERAZZO |  | 1 | RYB |  |  | 11 kV |  | 415 V |  | MTM | 750.00 kVA | 19931111 |  | 1 | 1 | Fail | Please check "Voltage In/Out"
254717868 | TNB | DISTRIBUTION | CHERAS | Existing | BCRS/PCE/J00292/MATX2 | 300010074 | TX2-B05513 | THAM PONG AGRICULTURE SB |  | 11 | RYB |  |  | 11 kV |  | 415 V |  | MTM | 1000.00 kVA | 19971111 |  | 1 | 11 | Fail | Please check "Voltage In/Out"
254717870 | TNB | DISTRIBUTION | CHERAS | Existing | BCRS/PCE/J00817/MATX2 | 300272422 | TX2-B08146 | TMN IMPIAN INDAH NO 2 |  | 90 | RYB |  |  | 11 kV |  | 415 V |  | MTM | 1000.00 kVA | 18/07/1998 |  | 1 | 3 | Fail | Please check "Voltage In/Out"
254717872 | TNB | DISTRIBUTION | CHERAS | Existing | BCRS/PCE/J00817/MATX1 | 300272421 | TX1-B08145 | TMN IMPIAN INDAH NO 2 |  | 158 | RYB |  |  | 11 kV |  | 415 V |  | MTM | 1000.00 kVA | 18/07/1998 |  | 1 | 1 | Fail | Please check "Voltage In/Out"
254717874 | TNB | DISTRIBUTION | CHERAS | Existing | BCRS/PCE/J00818/MATX1 | 300272423 | TX1-B08149 | TMN IMPIAN INDAH NO 3 |  | 287 | RYB |  |  | 11 kV |  | 415 V |  | MTM | 1000.00 kVA | 18/07/1998 |  | 1 | 7 | Fail | Please check "Voltage In/Out"
254717876 | TNB | DISTRIBUTION | CHERAS | Existing | BCRS/PCE/J00300/MATX1 | 300010190 | TX1-B01521 | ES METAL |  | 1 | RYB |  |  | 11 kV |  | 415 V |  | MTM | 750.00 kVA | 19931111 |  | 1 | 1 | Fail | Please check "Voltage In/Out"
254717878 | TNB | DISTRIBUTION | CHERAS | Existing | BCRS/PCE/J00138/MATX1 | 300005224 | TX1-B01567 | CHERAS JAYA NO 1 |  | 181 | RYB |  |  | 11 kV |  | 415 V |  | MTM | 300.00 kVA | 19831111 |  | 1 | 182 | Fail | Please check "Voltage In/Out"
254717880 | TNB | DISTRIBUTION | CHERAS | Existing | BCRS/PCE/J00303/MATX1 | 300535333 | TX1-B01544 | TMN CHERAS JAYA NO 3 |  | 429 | RYB |  |  | 11 kV |  | 415 V |  | MTM | 1000.00 kVA | 20160405 |  | 1 | 433 | Fail | Please check "Voltage In/Out"
254717882 | TNB | DISTRIBUTION | CHERAS | Existing | BCRS/PCE/J00439/MATX1 | 300013652 | TX1-B01530 | MIEL NO 3 CHERAS JAYA |  | 3 | RYB |  |  | 11 kV |  | 415 V |  | MTM | 1000.00 kVA | 19901111 |  | 1 | 3 | Fail | Please check "Voltage In/Out"
254717884 | TNB | DISTRIBUTION | CHERAS | Existing | BCRS/PCE/J00439/MATX2 | 300013653 | TX2-B01531 | MIEL NO 3 CHERAS JAYA |  | 3 | RYB |  |  | 11 kV |  | 415 V |  | MTM | 1000.00 kVA | 19901111 |  | 1 | 3 | Fail | Please check "Voltage In/Out"
254717978 | TNB | DISTRIBUTION | CHERAS | Existing | BCRS/PCE/J00001/MATX1 | 300251941 | TX1-B01527 | AE TECHNOLOGY S/B NO 2 |  | 2 | RYB |  |  | 11 kV |  | 415 V |  | MTM | 1000.00 kVA | 19960307 |  | 1 | 1 | Fail | Please check "Voltage In/Out"
254717980 | TNB | DISTRIBUTION | CHERAS | Existing | BCRS/PCE/J00305/MATX1 | 300276230 | TX1-B01549 | SUN HUP HING LEONG ENG |  | 11 | RYB |  |  | 11 kV |  | 415 V |  | MTM | 1000.00 kVA | 19981111 |  | 1 | 11 | Fail | Please check "Voltage In/Out"
254717982 | TNB | DISTRIBUTION | CHERAS | Existing | BCRS/PCE/J00358/MATX2 | 300010486 | TX2-B05448 | KAW PERUSAHAAN CHERAS JAYA NO 1 |  | 8 | RYB |  |  | 11 kV |  | 415 V |  | MTM | 1000.00 kVA | 19951101 |  | 1 | 8 | Fail | Please check "Voltage In/Out"
254717984 | TNB | DISTRIBUTION | CHERAS | Existing | BCRS/PCE/J00358/MATX1 | 300010485 | TX1-B01851 | KAW PERUSAHAAN CHERAS JAYA NO 1 |  | 19 | RYB |  |  | 11 kV |  | 415 V |  | MTM | 1000.00 kVA | 19951101 |  | 1 | 22 | Fail | Please check "Voltage In/Out"
254717986 | TNB | DISTRIBUTION | CHERAS | Existing | BCRS/PCE/J00793/MATX1 | 300271120 | TX1-B09110 | BOGO OPTICAL |  | 1 | RYB |  |  | 11 kV |  | 415 V |  | EWT | 1000.00 kVA | 18/07/1998 |  | 1 | 1 | Fail | Please check "Voltage In/Out"
254717988 | TNB | DISTRIBUTION | CHERAS | Existing | BCRS/PCE/J00350/MATX1 | 300010428 | TX1-B01556 | TAI TAT |  | 7 | RYB |  |  | 11 kV |  | 415 V |  | EWT | 750.00 kVA | 20121111 |  | 1 | 6 | Fail | Please check "Voltage In/Out"
254717990 | TNB | DISTRIBUTION | CHERAS | Existing | BCRS/PCE/J00129/MATX1 | 300277552 | TX1-B01637 | BTHO NO 1 |  | 172 | RYB |  |  | 11 kV |  | 415 V |  | MTM | 1000.00 kVA | 20001101 |  | 1 | 173 | Fail | Please check "Voltage In/Out"
254717992 | TNB | DISTRIBUTION | CHERAS | Existing | BCRS/PCE/J00172/MATX1 | 300005441 | TX1-B01689 | BTHO NO 10 |  | 137 | RYB |  |  | 11 kV |  | 415 V |  | MTM | 1000.00 kVA | 19971111 |  | 1 | 139 | Fail | Please check "Voltage In/Out"
254717994 | TNB | DISTRIBUTION | CHERAS | Existing | BCRS/PCE/J00347/MATX1 | 300010412 | TX1-B01812 | LIAN NGOI |  | 2 | RYB |  |  | 11 kV |  | 415 V |  | SGB | 750.00 kVA | 20121111 |  | 1 | 1 | Fail | Please check "Voltage In/Out"
254717996 | TNB | DISTRIBUTION | CHERAS | Existing | BCRS/PCE/J00322/MATX1 | 300010299 | TX1-B01600 | KARPOH KNITTING |  | 1 | RYB |  |  | 11 kV |  | 415 V |  | MTM | 1000.00 kVA | 20011111 |  | 1 | 1 | Fail | Please check "Voltage In/Out"
254717998 | TNB | DISTRIBUTION | CHERAS | Existing | BCRS/PCE/J00355/MATX1 | 300010461 | TX1-B01860 | LOONG WENG PLASTIC |  | 1 | RYB |  |  | 11 kV |  | 415 V |  | MTM | 1000.00 kVA | 19961101 |  | 1 | 1 | Fail | Please check "Voltage In/Out"
254718000 | TNB | DISTRIBUTION | CHERAS | Existing | BCRS/PCE/J00356/MATX1 | 300010465 | TX1-B01857 | KAW PERUSAHAAN CHERAS JAYA NO 3 |  | 11 | RYB |  |  | 11 kV |  | 415 V |  | MTM | 1000.00 kVA | 19951101 |  | 1 | 13 | Fail | Please check "Voltage In/Out"
254718002 | TNB | DISTRIBUTION | CHERAS | Existing | BCRS/PCE/J00356/MATX2 | 300010466 | TX2-B05449 | KAW PERUSAHAAN CHERAS JAYA NO 3 |  | 10 | RYB |  |  | 11 kV |  | 415 V |  | MTM | 1000.00 kVA | 19951101 |  | 1 | 9 | Fail | Please check "Voltage In/Out"
254718004 | TNB | DISTRIBUTION | CHERAS | Existing | BCRS/PCE/J00343/MATX1 | 300010394 | TX1-B01396 | KINKU INDUSTRIES SB |  | 2 | RYB |  |  | 11 kV |  | 415 V |  | MTM | 1000.00 kVA | 19931111 |  | 1 | 2 | Fail | Please check "Voltage In/Out"
254718006 | TNB | DISTRIBUTION | CHERAS | Existing | BCRS/PCE/J00321/MATX1 | 300010295 | TX1-B01597 | DUA SAMA |  | 2 | RYB |  |  | 11 kV |  | 415 V |  | MTM | 750.00 kVA | 19921111 |  | 1 | 1 | Fail | Please check "Voltage In/Out"
254718008 | TNB | DISTRIBUTION | CHERAS | Existing | BCRS/PCE/J00320/MATX1 | 300010291 | TX1-B01594 | UNITED CASTING SB |  | 1 | RYB |  |  | 11 kV |  | 415 V |  | MTM | 1000.00 kVA | 20111101 |  | 1 | 1 | Fail | Please check "Voltage In/Out"
254718106 | TNB | DISTRIBUTION | CHERAS | Existing | BCRS/PCE/J00319/MATX1 | 300277722 | TX1-B01591 | SUPERIOR PRODUCT INC SB |  | 2 | RYB |  |  | 11 kV |  | 415 V |  | MTM | 1000.00 kVA | 20121101 |  | 1 | 2 | Fail | Please check "Voltage In/Out"
254718108 | TNB | DISTRIBUTION | CHERAS | Existing | BCRS/PCE/J00333/MATX1 | 300010337 | TX1-B01381 | RAKAN BERSATU NO 2 |  | 7 | RYB |  |  | 11 kV |  | 415 V |  | MTM | 1000.00 kVA | 19931101 |  | 1 | 7 | Fail | Please check "Voltage In/Out"
254718110 | TNB | DISTRIBUTION | CHERAS | Existing | BCRS/PCE/J00333/MATX3 | 300010339 | TX3-B05521 | RAKAN BERSATU NO 2 |  | 14 | RYB |  |  | 11 kV |  | 415 V |  | MTM | 1000.00 kVA | 19931101 |  | 1 | 15 | Fail | Please check "Voltage In/Out"
254718112 | TNB | DISTRIBUTION | CHERAS | Existing | BCRS/PCE/J00134/MATX2 | 300005198 | TX2-B01701 | BTHO NO 4 |  | 149 | RYB |  |  | 11 kV |  | 415 V |  | MTM | 750.00 kVA | 20001101 |  | 1 | 150 | Fail | Please check "Voltage In/Out"
254718114 | TNB | DISTRIBUTION | CHERAS | Existing | BCRS/PCE/J00134/MATX1 | 300005197 | TX1-B01700 | BTHO NO 4 |  | 189 | RYB |  |  | 11 kV |  | 415 V |  | MTM | 750.00 kVA | 20001101 |  | 1 | 190 | Fail | Please check "Voltage In/Out"
254718116 | TNB | DISTRIBUTION | CHERAS | Existing | BCRS/PCE/J00135/MATX2 | 300005208 | TX2-B01705 | BTHO NO 5 |  | 24 | RYB |  |  | 11 kV |  | 415 V |  | MTM | 1000.00 kVA | 20001101 |  | 1 | 23 | Fail | Please check "Voltage In/Out"
254718118 | TNB | DISTRIBUTION | CHERAS | Existing | BCRS/PCE/J00170/MATX1 | 300005421 | TX1-B01683 | BTHO NO 8 |  | 145 | RYB |  |  | 11 kV |  | 415 V |  | MTM | 1000.00 kVA | 19991101 |  | 1 | 146 | Fail | Please check "Voltage In/Out"
254718120 | TNB | DISTRIBUTION | CHERAS | Existing | BCRS/PCE/J00174/MATX1 | 300005461 | TX1-B01695 | BTHO NO 13 |  | 142 | RYB |  |  | 11 kV |  | 415 V |  | MTM | 1000.00 kVA | 19981111 |  | 1 | 142 | Fail | Please check "Voltage In/Out"
254718122 | TNB | DISTRIBUTION | CHERAS | Existing | BCRS/PCE/J00174/MATX2 | 300005462 | TX2-B05528 | BTHO NO 13 |  | 59 | RYB |  |  | 11 kV |  | 415 V |  | MTM | 1000.00 kVA | 19981111 |  | 1 | 59 | Fail | Please check "Voltage In/Out"
254718124 | TNB | DISTRIBUTION | CHERAS | Existing | BCRS/PCE/J00331/MATX1 | 300277730 | TX1-B01375 | RAKAN BERSATU NO 3 |  | 7 | RYB |  |  | 11 kV |  | 415 V |  | MTM | 1000.00 kVA | 19941101 |  | 1 | 7 | Fail | Please check "Voltage In/Out"
254718126 | TNB | DISTRIBUTION | CHERAS | Existing | BCRS/PCE/J00331/MATX2 | 300277731 | TX2-B05489 | RAKAN BERSATU NO 3 |  | 5 | RYB |  |  | 11 kV |  | 415 V |  | MTM | 1000.00 kVA | 19941111 |  | 1 | 5 | Fail | Please check "Voltage In/Out"
254718128 | TNB | DISTRIBUTION | CHERAS | Existing | BCRS/PCE/J00181/MATX1 | 300005509 | TX1-B05325 | BTHO NO 15 |  | 114 | RYB |  |  | 11 kV |  | 415 V |  | MTM | 1000.00 kVA | 20001101 |  | 1 | 98 | Fail | Please check "Voltage In/Out"
254718130 | TNB | DISTRIBUTION | CHERAS | Existing | BCRS/PCE/J00181/MATX2 | 300005510 | TX2-B05326 | BTHO NO 15 |  | 163 | RYB |  |  | 11 kV |  | 415 V |  | MTM | 1000.00 kVA | 20001101 |  | 1 | 144 | Fail | Please check "Voltage In/Out"
254718132 | TNB | DISTRIBUTION | CHERAS | Existing | BCRS/PCE/J00033/MATX1 | 300267729 | TX1-B01795 | TMN SRI RAYA (KAUSAR) |  | 354 | RYB |  |  | 11 kV |  | 415 V |  | MTM | 750.00 kVA | 19931111 |  | 1 | 372 | Fail | Please check "Voltage In/Out"
254718134 | TNB | DISTRIBUTION | CHERAS | Existing | BCRS/PCE/J00005/MATX1 | 300430751 | TX1-B04716 | ASAS EKUITI S/B |  | 3 | RYB |  |  | 11 kV |  | 415 V |  | MTM | 1000.00 kVA | 20000711 |  | 1 | 3 | Fail | Please check "Voltage In/Out"
254718136 | TNB | DISTRIBUTION | CHERAS | Existing | BCRS/PCE/J00608/MATXF1 | 300269208 | TX1-B07620 | BELIMBING HEIGHTS NO 2 |  | 246 | RYB |  |  | 11 kV |  | 415 V |  | EWT | 1000.00 kVA | 20041101 |  | 1 | 3 | Fail | Please check "Voltage In/Out"
254718238 | TNB | DISTRIBUTION | CHERAS | Existing | BCRS/PCE/J00608/MATXF2 | 300269209 | TX2-B07621 | BELIMBING HEIGHTS NO 2 |  | 158 | RYB |  |  | 11 kV |  | 415 V |  | EWT | 1000.00 kVA | 20041101 |  | 1 | 2 | Fail | Please check "Voltage In/Out"
254718240 | TNB | DISTRIBUTION | CHERAS | Existing | BCRS/PCE/J00416/MATX2 | 300011251 | TX2-B02745 | BERKAT HASIL NO 9 |  | 13 | RYB |  |  | 11 kV |  | 415 V |  | MTM | 1000.00 kVA | 19911111 |  | 1 | 14 | Fail | Please check "Voltage In/Out"
254718242 | TNB | DISTRIBUTION | CHERAS | Existing | BCRS/PCE/J00416/MATX1 | 300011250 | TX1-B02744 | BERKAT HASIL NO 9 |  | 26 | RYB |  |  | 11 kV |  | 415 V |  | MTM | 750.00 kVA | 19941111 |  | 1 | 26 | Fail | Please check "Voltage In/Out"
254718244 | TNB | DISTRIBUTION | CHERAS | Existing | BCRS/PCE/J00411/MATX1 | 300011187 | TX1-B02702 | BERKAT HASIL NO 5 |  | 31 | RYB |  |  | 11 kV |  | 415 V |  | MTM | 1000.00 kVA | 18/07/1998 |  | 1 | 30 | Fail | Please check "Voltage In/Out"
254718246 | TNB | DISTRIBUTION | CHERAS | Existing | BCRS/PCE/J00411/MATX2 | 300011188 | TX2-B02703 | BERKAT HASIL NO 5 |  | 29 | RYB |  |  | 11 kV |  | 415 V |  | MTM | 1000.00 kVA | 18/07/1998 |  | 1 | 31 | Fail | Please check "Voltage In/Out"
254718248 | TNB | DISTRIBUTION | CHERAS | Existing | BCRS/PCE/J00555/MATXF1 | 300268007 | TX1-B02104 | TMN ALAM JAYA NO 3 |  | 545 | RYB |  |  | 11 kV |  | 415 V |  | MTM | 1000.00 kVA | 18/07/1998 |  | 1 | 327 | Fail | Please check "Voltage In/Out"
254718252 | TNB | DISTRIBUTION | CHERAS | Existing | BCRS/PCE/J00149/MATX2 | 300005295 | TX2-B05460 | TMN EMAS CHERAS |  | 174 | RYB |  |  | 11 kV |  | 415 V |  | EWT | 1000.00 kVA | 19971101 |  | 1 | 29 | Fail | Please check "Voltage In/Out"
254718254 | TNB | DISTRIBUTION | CHERAS | Existing | BCRS/PCE/J00395/MATX1 | 300011088 | TX1-B01934 | HON SHING COMPACT |  | 4 | RYB |  |  | 11 kV |  | 415 V |  | MTM | 1000.00 kVA | 19951101 |  | 1 | 4 | Fail | Please check "Voltage In/Out"
254718256 | TNB | DISTRIBUTION | CHERAS | Existing | BCRS/PCE/J00421/MATX1 | 300011300 | TX1-B02725 | BERKAT HASIL NO 14 |  | 17 | RYB |  |  | 11 kV |  | 415 V |  | MTM | 1000.00 kVA | 19971111 |  | 1 | 17 | Fail | Please check "Voltage In/Out"
254718258 | TNB | DISTRIBUTION | CHERAS | Existing | BCRS/PCE/J00418/MATX2 | 300011271 | TX2-B02737 | BERKAT HASIL NO 11 |  | 27 | RYB |  |  | 11 kV |  | 415 V |  | EWT | 1000.00 kVA | 19951111 |  | 1 | 27 | Fail | Please check "Voltage In/Out"
254718260 | TNB | DISTRIBUTION | CHERAS | Existing | BCRS/PCE/J00501/MATX2 | 300266740 | TX2-B07135 | JEMCO MARKETING |  | 1 | RYB |  |  | 11 kV |  | 415 V |  | MTM | 1000.00 kVA | 20021101 |  | 1 | 1 | Fail | Please check "Voltage In/Out"
254718262 | TNB | DISTRIBUTION | CHERAS | Existing | BCRS/PCE/J00501/MATX1 | 300266739 | TX1-B07132 | JEMCO MARKETING |  | 1 | RYB |  |  | 11 kV |  | 415 V |  | MTM | 1000.00 kVA | 20021101 |  | 1 | 1 | Fail | Please check "Voltage In/Out"
254718264 | TNB | DISTRIBUTION | CHERAS | Existing | BCRS/PCE/J00144/MATX1 | 300005260 | TX1-B02068 | SUNTEX SUPERMARKET |  | 311 | RYB |  |  | 11 kV |  | 415 V |  | MTM | 1000.00 kVA | 19951111 |  | 1 | 260 | Fail | Please check "Voltage In/Out"
254718266 | TNB | DISTRIBUTION | CHERAS | Existing | BCRS/PCE/J00823/MATX1 | 300272430 | TX1-B07776 | KONDOMINIUM DESA SAUJANA |  | 10 | RYB |  |  | 11 kV |  | 415 V |  | MTM | 750.00 kVA | 18/07/1998 |  | 1 | 1 | Fail | Please check "Voltage In/Out"
254718268 | TNB | DISTRIBUTION | CHERAS | Existing | BCRS/PCE/J00393/MATX1 | 300011076 | TX1-B02880 | BKT BELIMBING NO 3 |  | 315 | RYB |  |  | 11 kV |  | 415 V |  | MTM | 1000.00 kVA | 19931111 |  | 1 | 320 | Fail | Please check "Voltage In/Out"
254718366 | TNB | DISTRIBUTION | CHERAS | Existing | BCRS/PCE/J00651/MATX1 | 300270367 | TX1-B09389 | ALEQUIP S/B |  | 1 | RYB |  |  | 11 kV |  | 415 V |  | EWT | 500.00 kVA | 20071101 |  | 1 | 1 | Fail | Please check "Voltage In/Out"
254718368 | TNB | DISTRIBUTION | CHERAS | Existing | BCRS/PCE/J00435/MATX1 | 300013537 | TX1-B05988 | APARTMENT JUARA JAYA |  | 129 | RYB |  |  | 11 kV |  | 415 V |  | EWT | 1000.00 kVA | 20021111 |  | 1 | 1 | Fail | Please check "Voltage In/Out"
254718370 | TNB | DISTRIBUTION | CHERAS | Existing |  |  | TX1-B01842 | PE LIEW MING SHOE |  | 1 | RYB |  |  | 11 kV |  | 415 V |  | MTM | 1000.00 kVA |  |  | 1 | 1 | Fail | Please check "Voltage In/Out"
254718372 | TNB | DISTRIBUTION | CHERAS | Existing | BCRS/PCE/J00373/MATX2 | 300010566 | TX2-B04470 | SENORITA NO 2 |  | 0 | RYB |  |  | 11 kV |  | 415 V |  | MTM | 1000.00 kVA | 20001101 |  | 1 | 0 | Fail | Please check "Voltage In/Out"
254718374 | TNB | DISTRIBUTION | CHERAS | Existing | BCRS/PCE/J00139/MATX1 | 300005234 | TX1-B01621 | TMN SRI INDAH |  | 378 | RYB |  |  | 11 kV |  | 415 V |  | MTM | 750.00 kVA | 19931111 |  | 1 | 379 | Fail | Please check "Voltage In/Out"
254718376 | TNB | DISTRIBUTION | CHERAS | Existing | BCRS/PCE/J00279/MATX1 | 300277757 | TX1-B02766 | NI SHIN CORP |  | 1 | RYB |  |  | 11 kV |  | 415 V |  | MTM | 1000.00 kVA | 19911101 |  | 1 | 1 | Fail | Please check "Voltage In/Out"
254718378 | TNB | DISTRIBUTION | CHERAS | Existing | BCRS/PCE/J00155/MATX1 | 300005322 | TX1-B02098 | TMN MUDUN |  | 242 | RYB |  |  | 11 kV |  | 415 V |  | MTM | 500.00 kVA | 20001101 |  | 1 | 237 | Fail | Please check "Voltage In/Out"
254718380 | TNB | DISTRIBUTION | CHERAS | Existing | BCRS/PCE/J00568/MATXF1 | 300268021 | TX1-B07664 | TMN ORKID NO 1 |  | 187 | RYB |  |  | 11 kV |  | 415 V |  | MTM | 1000.00 kVA | 20041101 |  | 1 | 39 | Fail | Please check "Voltage In/Out"
254718382 | TNB | DISTRIBUTION | CHERAS | Existing | BCRS/PCE/J00909/MATX1 | 300277522 | TX1-B07671 | TMN ORKID NO 2 |  | 171 | RYB |  |  | 11 kV |  | 415 V |  | MTM | 1000.00 kVA | 18/07/1998 |  | 1 | 37 | Fail | Please check "Voltage In/Out"
254718384 | TNB | DISTRIBUTION | CHERAS | Existing | BCRS/PCE/J00028/MATX1 | 300004164 | TX1-B00632 | P/PURI PERMATA CHERAS |  | 75 | RYB |  |  | 11 kV |  | 415 V |  | MTM | 1000.00 kVA | 20011101 |  | 1 | 1 | Fail | Please check "Voltage In/Out"
254718386 | TNB | DISTRIBUTION | CHERAS | Existing | BCRS/PCE/J00157/MATX1 | 300005334 | TX1-B08172 | JLN MEGAH 2/2 |  | 108 | RYB |  |  | 11 kV |  | 415 V |  | MTM | 1000.00 kVA | 20051101 |  | 1 | 108 | Fail | Please check "Voltage In/Out"
254718388 | TNB | DISTRIBUTION | CHERAS | Existing | BCRS/PCE/J00403/MATX1 | 300276166 | TX1-B01903 | KINMA RUBBER IND SB |  | 4 | RYB |  |  | 11 kV |  | 415 V |  | MTM | 750.00 kVA | 20051101 |  | 1 | 3 | Fail | Please check "Voltage In/Out"
254718390 | TNB | DISTRIBUTION | CHERAS | Existing | BCRS/PCE/J00402/MATX1 | 300011130 | TX1-B01912 | FLOORGO |  | 4 | RYB |  |  | 11 kV |  | 415 V |  | MTM | 1000.00 kVA | 19901101 |  | 1 | 4 | Fail | Please check "Voltage In/Out"
254718392 | TNB | DISTRIBUTION | CHERAS | Existing | BCRS/PCE/J00407/MATX1 | 300011154 | TX1-B01894 | GENERAL LABEL |  | 0 | RYB |  |  | 11 kV |  | 415 V |  | MTM | 1000.00 kVA | 19911101 |  | 1 | 1 | Fail | Please check "Voltage In/Out"
254718394 | TNB | DISTRIBUTION | CHERAS | Existing | BCRS/PCE/J00405/MATX1 | 300011144 | TX1-B01900 | MASTER JAYA |  | 5 | RYB |  |  | 11 kV |  | 415 V |  | MTM | 1000.00 kVA | 18/07/1998 |  | 1 | 5 | Fail | Please check "Voltage In/Out"
254718396 | TNB | DISTRIBUTION | CHERAS | Existing | BCRS/PCE/J00182/MATX1 | 300005517 | TX1-B05329 | BTHO NO 16 |  | 152 | RYB |  |  | 11 kV |  | 415 V |  | MTM | 1000.00 kVA | 20001101 |  | 1 | 152 | Fail | Please check "Voltage In/Out"
254722430 | TNB | DISTRIBUTION | CHERAS | Existing | BCRS/PCE/J00499/MATFX1 | 300274861 | TX1-B07553 | JALAN KASTURI TMN KASTURI |  | 76 | RYB |  |  | 11 kV |  | 415 V |  | MTM | 1000.00 kVA | 18/12/2003 |  | 1 | 9 | Fail | Please check "Voltage In/Out"
254722432 | TNB | DISTRIBUTION | CHERAS | Existing | BCRS/PCE/J00656/MATX1 | 300270372 | TX1-B00914 | DESA SERDANG NO 6 |  | 224 | RYB |  |  | 11 kV |  | 415 V |  | MTM | 1000.00 kVA | 19951111 |  | 1 | 225 | Fail | Please check "Voltage In/Out"
254722434 | TNB | DISTRIBUTION | CHERAS | Existing | BCRS/PCE/J00748/MATX1 | 300270854 | TX1-B02862 | TEH SEN HUIA |  | 5 | RYB |  |  | 11 kV |  | 415 V |  | EWT | 1000.00 kVA | 19971111 |  | 1 | 6 | Fail | Please check "Voltage In/Out"
254722436 | TNB | DISTRIBUTION | CHERAS | Existing | BCRS/PCE/J00724/MATX1 | 300270824 | TX1-B02808 | LAM KONG SUM |  | 1 | RYB |  |  | 11 kV |  | 415 V |  | MTM | 1000.00 kVA | 19971101 |  | 1 | 3 | Fail | Please check "Voltage In/Out"
254722438 | TNB | DISTRIBUTION | CHERAS | Existing | BCRS/PCE/J00655/MATX1 | 300270371 | TX1-B00911 | DESA SERDANG NO 5 |  | 219 | RYB |  |  | 11 kV |  | 415 V |  | MTM | 1000.00 kVA | 19981111 |  | 1 | 221 | Fail | Please check "Voltage In/Out"
254722440 | TNB | DISTRIBUTION | CHERAS | Existing | BCRS/PCE/J00654/MATX1 | 300270370 | TX1-B00917 | DESA SERDANG NO 7 |  | 404 | RYB |  |  | 11 kV |  | 415 V |  | MTM | 1000.00 kVA | 20021101 |  | 1 | 114 | Fail | Please check "Voltage In/Out"
254722442 | TNB | DISTRIBUTION | CHERAS | Existing | BCRS/PCE/J00588/MATXF1 | 300268045 | TX1-B08086 | TMN PUTRA BUDIMAN 1/2 PHASE 3 |  | 52 | RYB |  |  | 11 kV |  | 415 V |  | EWT | 300.00 kVA | 20041101 |  | 1 | 53 | Fail | Please check "Voltage In/Out"
254722476 | TNB | DISTRIBUTION | CHERAS | Existing | BCRS/PCE/J00429/MATX2 | 300277588 | TX2-B06991 | TMN IMPIAN LANGAT |  | 44 | RYB |  |  | 11 kV |  | 415 V |  | MTM | 1000.00 kVA | 18/07/1998 |  | 1 | 45 | Fail | Please check "Voltage In/Out"
254722478 | TNB | DISTRIBUTION | CHERAS | Existing | BCRS/PCE/J00058/MATX1 | 300277583 | TX1-B02206 | KG SG MICHU A/T |  | 440 | RYB |  |  | 11 kV |  | 415 V |  | MTM | 300.00 kVA | 19981101 |  | 1 | 458 | Fail | Please check "Voltage In/Out"
254722480 | TNB | DISTRIBUTION | CHERAS | Existing | BCRS/PCE/J00066/MATX1 | 300004334 | TX1-B02250 | FAIR VIEW |  | 369 | RYB |  |  | 11 kV |  | 415 V |  | MTM | 750.00 kVA | 20031101 |  | 1 | 396 | Fail | Please check "Voltage In/Out"
254722482 | TNB | DISTRIBUTION | CHERAS | Existing | BCRS/PCE/J00738/MATX1 | 300270841 | TX1-B08559 | BONANZA INDUSTRIAL PARK |  | 12 | RYB |  |  | 11 kV |  | 415 V |  | MTM | 500.00 kVA | 18/07/1998 |  | 1 | 11 | Fail | Please check "Voltage In/Out"
254722484 | TNB | DISTRIBUTION | CHERAS | Existing | BCRS/PCE/J00741/MATX2 | 300270844 | TX2-B02007 | ELEGANT CAPITAL NO 1 |  | 6 | RYB |  |  | 11 kV |  | 415 V |  | MTM | 1000.00 kVA | 18/07/1998 |  | 1 | 5 | Fail | Please check "Voltage In/Out"
254722486 | TNB | DISTRIBUTION | CHERAS | Existing | BCRS/PCE/J00196/MATX1 | 300277643 | TX1-B02403 | TMN RAKAN CHERAS NO 1 |  | 336 | RYB |  |  | 11 kV |  | 415 V |  | MTM | 1000.00 kVA | 19901101 |  | 1 | 337 | Fail | Please check "Voltage In/Out"
254722488 | TNB | DISTRIBUTION | CHERAS | Existing | BCRS/PCE/J00197/MATX1 | 300005636 | TX1-B02407 | TMN RAKAN CHERAS NO 2 |  | 292 | RYB |  |  | 11 kV |  | 415 V |  | MTM | 1000.00 kVA | 20051101 |  | 1 | 272 | Fail | Please check "Voltage In/Out"
254722490 | TNB | DISTRIBUTION | CHERAS | Existing | BCRS/PCE/J00006/MATX1 | 300003244 | TX1-B05156 | TMN HARMONI INDAH NO 2 |  | 85 | RYB |  |  | 11 kV |  | 415 V |  | MTM | 1000.00 kVA | 20011111 |  | 1 | 7 | Fail | Please check "Voltage In/Out"
254722492 | TNB | DISTRIBUTION | CHERAS | Existing | BCRS/PCE/J00006/MATX2 | 300003245 | TX2-B05157 | TMN HARMONI INDAH NO 2 |  | 132 | RYB |  |  | 11 kV |  | 415 V |  | MTM | 1000.00 kVA | 20011111 |  | 1 | 10 | Fail | Please check "Voltage In/Out"
254722494 | TNB | DISTRIBUTION | CHERAS | Existing | BCRS/PCE/J00918/MATX1 | 300277358 | TX1-B06281 | LIM KOK YONG |  | 6 | RYB |  |  | 11 kV |  | 415 V |  | LKH | 1000.00 kVA | 20001111 |  | 1 | 7 | Fail | Please check "Voltage In/Out"
254722496 | TNB | DISTRIBUTION | CHERAS | Existing | BCRS/PCE/J00235/MATX1 | 300005882 | TX1-B01780 | IPV |  | 26 | RYB |  |  | 11 kV |  | 415 V |  | MTM | 750.00 kVA | 19901101 |  | 1 | 39 | Fail | Please check "Voltage In/Out"
254722498 | TNB | DISTRIBUTION | CHERAS | Existing | BCRS/PCE/J00506/MATFX1 | 300266748 | TX1-B09275 | TMN LAGENDA MAS UTAMA |  | 71 | RYB |  |  | 11 kV |  | 415 V |  | MTM | 750.00 kVA | 20051101 |  | 1 | 71 | Fail | Please check "Voltage In/Out"
254722500 | TNB | DISTRIBUTION | CHERAS | Existing | BCRS/PCE/J00506/MATFX2 | 300266749 | TX2-B09276 | TMN LAGENDA MAS UTAMA |  | 69 | RYB |  |  | 11 kV |  | 415 V |  | MTM | 750.00 kVA | 20051101 |  | 1 | 70 | Fail | Please check "Voltage In/Out"
254722502 | TNB | DISTRIBUTION | CHERAS | Existing | BCRS/PCE/J00562/MATXF1 | 300268014 | TX1-B07533 | TMN DESA BARU COMPACT |  | 117 | RYB |  |  | 11 kV |  | 415 V |  | SGB | 1000.00 kVA | 20031101 |  | 1 | 114 | Fail | Please check "Voltage In/Out"
254722504 | TNB | DISTRIBUTION | CHERAS | Existing | BCRS/PCE/J00780/MATX1 | 300271106 | TX1-B08263 | COMPACT PAM MINYAK PROJET GRAN |  | 4 | RYB |  |  | 11 kV |  | 415 V |  | MTM | 300.00 kVA | 18/07/1998 |  | 1 | 4 | Fail | Please check "Voltage In/Out"
254722506 | TNB | DISTRIBUTION | CHERAS | Existing | BCRS/PCE/J00783/MATX1 | 300271109 | TX1-B01368 | SETIA KASTURI BUSSINESS PARK |  | 79 | RYB |  |  | 11 kV |  | 415 V |  | EWT | 1000.00 kVA | 18/07/1998 |  | 1 | 26 | Fail | Please check "Voltage In/Out"
254722540 | TNB | DISTRIBUTION | CHERAS | Existing | BCRS/PCE/J00131/MATX1 | 300005170 | TX1-B01631 | PEJABAT TAPAK CHERAS PERDANA |  | 205 | RYB |  |  | 11 kV |  | 415 V |  | EWT | 1000.00 kVA | 19981111 |  | 1 | 190 | Fail | Please check "Voltage In/Out"
254722544 | TNB | DISTRIBUTION | CHERAS | Existing | BCRS/PCE/J00125/MATX1 | 300005138 | TX1-B01651 | SEK MEN CHERAS PERDANA |  | 0 | RYB |  |  | 11 kV |  | 415 V |  | MTM | 1000.00 kVA | 19971101 | 500 kVA | 1 | 0 | Fail | Please check "Voltage In/Out"
254722546 | TNB | DISTRIBUTION | CHERAS | Existing | BCRS/PCE/J00722/MATX1 | 300270822 | TX1-B02814 | MALAYSIAN MEGA GALVANIES |  | 1 | RYB |  |  | 11 kV |  | 415 V |  | MTM | 1000.00 kVA | 19961101 |  | 1 | 2 | Fail | Please check "Voltage In/Out"
254722548 | TNB | DISTRIBUTION | CHERAS | Existing | BCRS/PCE/J00720/MATX1 | 300270820 | TX1-B02820 | UNITED COACH BUILDER |  | 5 | RYB |  |  | 11 kV |  | 415 V |  | MTM | 1000.00 kVA | 18/07/1998 |  | 1 | 5 | Fail | Please check "Voltage In/Out"
254722550 | TNB | DISTRIBUTION | CHERAS | Existing | BCRS/PCE/J00721/MATX1 | 300270821 | TX1-B02817 | KHOO MOK CHIN |  | 2 | RYB |  |  | 11 kV |  | 415 V |  | MTM | 1000.00 kVA | 19971101 |  | 1 | 2 | Fail | Please check "Voltage In/Out"
254722552 | TNB | DISTRIBUTION | CHERAS | Existing | BCRS/PCE/J00728/MATX1 | 300270827 | TX1-B06277 | KAJANG HEIGHT NO 1 |  | 2 | RYB |  |  | 11 kV |  | 415 V |  | MTM | 1000.00 kVA | 18/07/1998 |  | 1 | 3 | Fail | Please check "Voltage In/Out"
254722554 | TNB | DISTRIBUTION | CHERAS | Existing | BCRS/PCE/J00597/MATXF2 | 300268083 | TX2-B09453 | NO 4 JLN 11 TMN BALAKONG JAYA |  | 63 | RYB |  |  | 11 kV |  | 415 V |  | MTM | 1000.00 kVA | 20061101 |  | 1 | 30 | Fail | Please check "Voltage In/Out"
254722556 | TNB | DISTRIBUTION | CHERAS | Existing | BCRS/PCE/J00629/MATXF1 | 300269235 | TX1-B01982 | TAN KOK KWAH |  | 2 | RYB |  |  | 11 kV |  | 415 V |  | MTM | 1000.00 kVA | 19951111 |  | 1 | 2 | Fail | Please check "Voltage In/Out"
254722558 | TNB | DISTRIBUTION | CHERAS | Existing | BCRS/PCE/J00389/MATX1 | 300010700 | TX1-B01494 | SELANGOR PAPERMILL |  | 23 | RYB |  |  | 11 kV |  | 415 V |  | MTM | 1000.00 kVA | 20131101 |  | 1 | 9 | Fail | Please check "Voltage In/Out"
254722560 | TNB | DISTRIBUTION | CHERAS | Existing | BCRS/PCE/J00231/MATX1 | 300430754 | TX1-B01361 | TEXT FIBRE (THAM KOK ENG) |  | 104 | RYB |  |  | 11 kV |  | 415 V |  | MTM | 1000.00 kVA | 19951102 |  | 1 | 98 | Fail | Please check "Voltage In/Out"
254722604 | TNB | DISTRIBUTION | CHERAS | Existing | BCRS/PCE/J00709/MATX2 | 300270804 | TX2-B07846 | TAMAN SINARAN NO 1 |  | 136 | RYB |  |  | 11 kV |  | 415 V |  | MTM | 750.00 kVA | 20041101 |  | 1 | 74 | Fail | Please check "Voltage In/Out"
254722606 | TNB | DISTRIBUTION | CHERAS | Existing | BCRS/PCE/J00709/MATX1 | 300270803 | TX1-B07847 | TAMAN SINARAN NO 1 |  | 155 | RYB |  |  | 11 kV |  | 415 V |  | MTM | 750.00 kVA | 20041101 |  | 1 | 48 | Fail | Please check "Voltage In/Out"
254722608 | TNB | DISTRIBUTION | CHERAS | Existing | BCRS/PCE/J00711/MATX2 | 300270808 | TX2-B08110 | INDUSTRI BALAKONG JAYA NO 2 |  | 23 | RYB |  |  | 11 kV |  | 415 V |  | MTM | 1000.00 kVA | 20041101 |  | 1 | 23 | Fail | Please check "Voltage In/Out"
254722610 | TNB | DISTRIBUTION | CHERAS | Existing | BCRS/PCE/J00314/MATX2 | 300010270 | TX2-B06548 | SETIA KASTURI NO 2 |  | 53 | RYB |  |  | 11 kV |  | 415 V |  | MTM | 1000.00 kVA | 20021111 |  | 1 | 5 | Fail | Please check "Voltage In/Out"
254722612 | TNB | DISTRIBUTION | CHERAS | Existing | BCRS/PCE/J00313/MATX1 | 300010263 | TX1-B06551 | SETIA KASTURI NO 3 |  | 202 | RYB |  |  | 11 kV |  | 415 V |  | MTM | 1000.00 kVA | 20021111 |  | 1 | 15 | Fail | Please check "Voltage In/Out"
254722616 | TNB | DISTRIBUTION | CHERAS | Existing | BCRS/PCE/J00822/MATX2 | 300272429 | TX2-B07235 | SG BESI INDAH NO 4 |  | 141 | RYB |  |  | 11 kV |  | 415 V |  | MTM | 1000.00 kVA | 18/07/1998 |  | 1 | 142 | Fail | Please check "Voltage In/Out"
254722618 | TNB | DISTRIBUTION | CHERAS | Existing | BCRS/PCE/J00076/MATX1 | 301969064 | TX1-B02285 | BT 18 HULU LANGAT |  | 148 | RYB |  |  | 11 kV |  | 415 V |  | MTM | 1000.00 kVA | 18/06/2016 |  | 1 | 169 | Fail | Please check "Voltage In/Out"
254722620 | TNB | DISTRIBUTION | CHERAS | Existing | BCRS/PCE/J00711/MATX1 | 300270807 | TX1-B08109 | INDUSTRI BALAKONG JAYA NO 2 |  | 22 | RYB |  |  | 11 kV |  | 415 V |  | MTM | 1000.00 kVA | 20041101 |  | 1 | 22 | Fail | Please check "Voltage In/Out"
254722626 | TNB | DISTRIBUTION | CHERAS | Existing | BCRS/PCE/J00336/MATX2 | 300010361 | TX2-B06096 | KOH LABEL IND (M) SB |  | 2 | RYB |  |  | 11 kV |  | 415 V |  | MTM | 1000.00 kVA | 20001111 |  | 1 | 2 | Fail | Please check "Voltage In/Out"
254722628 | TNB | DISTRIBUTION | CHERAS | Existing | BCRS/PCE/J00336/MATX1 | 300010360 | TX1-B06097 | KOH LABEL IND (M) SB |  | 1 | RYB |  |  | 11 kV |  | 415 V |  | MTM | 1000.00 kVA | 20001111 |  | 1 | 1 | Fail | Please check "Voltage In/Out"
254722630 | TNB | DISTRIBUTION | CHERAS | Existing | BCRS/PCE/J00077/MATX1 | 300004374 | TX1-B02289 | KUALA PERDIK (OUTDOOR) |  | 291 | RYB |  |  | 11 kV |  | 415 V |  | MTM | 1000.00 kVA | 20001101 |  | 1 | 329 | Fail | Please check "Voltage In/Out"
254722632 | TNB | DISTRIBUTION | CHERAS | Existing | BCRS/PCE/J00042/MATX1 | 300004234 | TX1-B04593 | BT 21 PANGSOON PADAT |  | 38 | RYB |  |  | 11 kV |  | 415 V |  | MTM | 500.00 kVA | 20001101 |  | 1 | 43 | Fail | Please check "Voltage In/Out"
254722666 | TNB | DISTRIBUTION | CHERAS | Existing | BCRS/PCE/J00012/MATX1 | 300266862 | TX1-B02942 | HUTAN LIPUR SG CONGKAK |  | 46 | RYB |  |  | 11 kV |  | 415 V |  | MTM | 500.00 kVA | 19991101 |  | 1 | 61 | Fail | Please check "Voltage In/Out"
254722668 | TNB | DISTRIBUTION | CHERAS | Existing | BCRS/PCE/J00141/MATX2 |  | TX2-B08681 | PE P/PURI SUMMER FIELD |  | 171 | RYB |  |  | 11 kV |  | 415 V |  | MTM | 1000.00 kVA |  |  | 1 | 6 | Fail | Please check "Voltage In/Out"
254722670 | TNB | DISTRIBUTION | CHERAS | Existing | BCRS/PCE/J00502/MATX1 | 300266741 | TX1-B07899 | JLN BENDAHARA 4/7 BDR MAHKOTA |  | 129 | RYB |  |  | 11 kV |  | 415 V |  | MTM | 1000.00 kVA | 18/07/1998 |  | 1 | 131 | Fail | Please check "Voltage In/Out"
254722672 | TNB | DISTRIBUTION | CHERAS | Existing | BCRS/PCE/J00855/MATX1 | 300277603 | TX1-B03984 | TMN DELIMA NO 1 |  | 575 | RYB |  |  | 11 kV |  | 415 V |  | MTM | 1000.00 kVA | 18/07/1998 |  | 1 | 594 | Fail | Please check "Voltage In/Out"
254722674 | TNB | DISTRIBUTION | CHERAS | Existing | BCRS/PCE/J00923/MATX1 | 300277601 | TX1-B03981 | SMKU (SEK UGAMA PERSEKUTUAN) |  | 13 | RYB |  |  | 11 kV |  | 415 V |  | MTM | 1000.00 kVA | 18/07/1998 |  | 1 | 10 | Fail | Please check "Voltage In/Out"
254722676 | TNB | DISTRIBUTION | CHERAS | Existing | BCRS/PCE/J00812/MATX1 | 300272412 | TX1-B07910 | JALAN DAYANG 17/8 |  | 160 | RYB |  |  | 11 kV |  | 415 V |  | MTM | 750.00 kVA | 18/07/1998 |  | 1 | 161 | Fail | Please check "Voltage In/Out"
254722678 | TNB | DISTRIBUTION | CHERAS | Existing | BCRS/PCE/J00470/MATX1 | 300277426 | TX1-B07103 | JLN INANG BDR MAHKOTA CHERAS |  | 161 | RYB |  |  | 11 kV |  | 415 V |  | MTM | 1000.00 kVA | 20031101 |  | 1 | 162 | Fail | Please check "Voltage In/Out"
254722680 | TNB | DISTRIBUTION | CHERAS | Existing | BCRS/PCE/J00858/MATX1 | 300277613 | TX1-B09480 | AISTANA INDUSTRI |  | 1 | RYB |  |  | 11 kV |  | 415 V |  | MTM | 1000.00 kVA | 18/07/1998 |  | 1 | 1 | Fail | Please check "Voltage In/Out"
254722682 | TNB | DISTRIBUTION | CHERAS | Existing | BCRS/PCE/J00876/MATX1 | 300277633 | TX1-B08316 | ESSO GRAND SAGA |  | 1 | RYB |  |  | 11 kV |  | 415 V |  | MTM | 1000.00 kVA | 18/07/1998 |  | 1 | 1 | Fail | Please check "Voltage In/Out"
254722684 | TNB | DISTRIBUTION | CHERAS | Existing | BCRS/PCE/J00466/MATX | 300277423 | TX1-B08280 | PANGSAPURI MAHKOTA NO 1 |  | 148 | RYB |  |  | 11 kV |  | 415 V |  | MTM | 750.00 kVA | 20051101 |  | 1 | 50 | Fail | Please check "Voltage In/Out"
254722686 | TNB | DISTRIBUTION | CHERAS | Existing | BCRS/PCE/J00353/MATX1 | 300010453 | TX1-B01866 | SURUNG (EUROMAS) |  | 1 | RYB |  |  | 11 kV |  | 415 V |  | MTM | 1000.00 kVA | 19961101 |  | 1 | 1 | Fail | Please check "Voltage In/Out"
254722688 | TNB | DISTRIBUTION | CHERAS | Existing | BCRS/PCE/J00752/MATX1 | 300271074 | TX1-B06138 | IDEAPOLY S/B |  | 1 | RYB |  |  | 11 kV |  | 415 V |  | MTM | 1000.00 kVA | 20001111 |  | 1 | 1 | Fail | Please check "Voltage In/Out"
254722690 | TNB | DISTRIBUTION | CHERAS | Existing | BCRS/PCE/J00510/MATXF1 | 300266754 | TX1-B09399 | JLN PAHLAWAN 2A/3 BDR MAHKOTA |  | 99 | RYB |  |  | 11 kV |  | 415 V |  | EWT | 1000.00 kVA | 20061101 |  | 1 | 94 | Fail | Please check "Voltage In/Out"
254722692 | TNB | DISTRIBUTION | CHERAS | Existing | BCRS/PCE/J00591/MATXF1 | 300268049 | TX1-B07876 | NO 1 JLN BALAKONG JAYA 25 |  | 192 | RYB |  |  | 11 kV |  | 415 V |  | EWT | 1000.00 kVA | 18/07/1998 |  | 1 | 8 | Fail | Please check "Voltage In/Out"
254722694 | TNB | DISTRIBUTION | CHERAS | Existing | BCRS/PCE/J00747/MATX1 | 300270853 | TX1-B02865 | ASHIBA |  | 6 | RYB |  |  | 11 kV |  | 415 V |  | EWT | 1000.00 kVA | 19971111 |  | 1 | 6 | Fail | Please check "Voltage In/Out"
254722696 | TNB | DISTRIBUTION | CHERAS | Existing | BCRS/PCE/J00434/MATX2 | 300013528 | TX2-B05098 | DESA KARUMAS CONDO |  | 111 | RYB |  |  | 11 kV |  | 415 V |  | MTM | 1000.00 kVA | 18/07/1998 |  | 1 | 1 | Fail | Please check "Voltage In/Out"
254722732 | TNB | DISTRIBUTION | CHERAS | Existing | BCRS/PCE/J00607/MATXF1 | 300269206 | TX1-B07616 | BELIMBING HEIGHTS NO 1 |  | 0 | RYB |  |  | 11 kV |  | 415 V |  | EWT | 1000.00 kVA | 20041101 |  | 1 | 1 | Fail | Please check "Voltage In/Out"
254722734 | TNB | DISTRIBUTION | CHERAS | Existing | BCRS/PCE/J00607/MATXF2 | 300269207 | TX2-B07617 | BELIMBING HEIGHTS NO 1 |  | 0 | RYB |  |  | 11 kV |  | 415 V |  | EWT | 1000.00 kVA | 20041101 |  | 1 | 0 | Fail | Please check "Voltage In/Out"
254722736 | TNB | DISTRIBUTION | CHERAS | Existing | BCRS/PCE/J00507/MATFX1 | 300266750 | TX1-B09096 | JLN MAS 3 TMN LAGENDA MAS |  | 89 | RYB |  |  | 11 kV |  | 415 V |  | EWT | 1000.00 kVA | 18/07/1998 |  | 1 | 88 | Fail | Please check "Voltage In/Out"
254722738 | TNB | DISTRIBUTION | CHERAS | Existing | BCRS/PCE/J00693/MATX1 | 300270380 | TX1-B01732 | PUSAT KEBUDAYAAN SOKO GOKAI |  | 1 | RYB |  |  | 11 kV |  | 415 V |  | MTM | 1000.00 kVA | 20041111 |  | 1 | 2 | Fail | Please check "Voltage In/Out"
254722740 | TNB | DISTRIBUTION | CHERAS | Existing | BCRS/PCE/J00848/MATX1 | 300272458 | TX1-B03999 | KIAN ANN KEE (BYPASS AND DISMA |  | 24 | RYB |  |  | 11 kV |  | 415 V |  | MTM | 1000.00 kVA | 18/07/1998 |  | 1 | 34 | Fail | Please check "Voltage In/Out"
254722742 | TNB | DISTRIBUTION | CHERAS | Existing | BCRS/PCE/J00234/MATX1 | 300005878 | TX1-B01783 | RMH ORANG-ORANG TUA |  | 30 | RYB |  |  | 11 kV |  | 415 V |  | MTM | 1000.00 kVA | 20061101 |  | 1 | 16 | Fail | Please check "Voltage In/Out"
254722744 | TNB | DISTRIBUTION | CHERAS | Existing | BCRS/PCE/J00577/MATXF2 | 300268034 | TX2-B05516 | WETEX |  | 2 | RYB |  |  | 11 kV |  | 415 V |  | EWT | 1000.00 kVA | 19800101 |  | 1 | 2 | Fail | Please check "Voltage In/Out"
254722748 | TNB | DISTRIBUTION | CHERAS | Existing | BCRS/PCE/J01013/MATX1 | 300293655 | TX1-B11474 | TMN BUKIT SURIA NO 3 |  | 5 | RYB |  |  | 11 kV |  | 415 V |  | EWT | 1000.00 kVA | 14/07/2011 |  | 1 | 7 | Fail | Please check "Voltage In/Out"
254722750 | TNB | DISTRIBUTION | CHERAS | Existing | BCRS/PCE/J00233/MATX1 | 300005874 | TX1-B01786 | TAN SENG HUAT |  | 1 | RYB |  |  | 11 kV |  | 415 V |  | MTM | 1000.00 kVA | 19921111 |  | 1 | 1 | Fail | Please check "Voltage In/Out"
254722754 | TNB | DISTRIBUTION | CHERAS | Existing | BCRS/PCE/J00598/MATXF1 | 300268084 | TX1-B07010 | COMPACT PETRONAS |  | 3 | RYB |  |  | 11 kV |  | 415 V |  | MTM | 500.00 kVA | 20031111 |  | 1 | 2 | Fail | Please check "Voltage In/Out"
254722756 | TNB | DISTRIBUTION | CHERAS | Existing | BCRS/PCE/J00160/MATX1 | 300005352 | TX1-B02052 | TMN CHERAS MAS NO 1 |  | 354 | RYB |  |  | 11 kV |  | 415 V |  | MTM | 1000.00 kVA | 19941111 |  | 1 | 38 | Fail | Please check "Voltage In/Out"
254722758 | TNB | DISTRIBUTION | CHERAS | Existing | BCRS/PCE/J00427/MATX1 | 300277555 | TX1-B07738 | TMN SEGAR PERDANA NO 3 |  | 63 | RYB |  |  | 11 kV |  | 415 V |  | SGB | 750.00 kVA | 20041111 |  | 1 | 63 | Fail | Please check "Voltage In/Out"
254722760 | TNB | DISTRIBUTION | CHERAS | Existing | BCRS/PCE/J00427/MATX2 | 300277556 | TX2-B07739 | TMN SEGAR PERDANA NO 3 |  | 47 | RYB |  |  | 11 kV |  | 415 V |  | SGB | 750.00 kVA | 20041111 |  | 1 | 48 | Fail | Please check "Voltage In/Out"
254722762 | TNB | DISTRIBUTION | CHERAS | Existing | BCRS/PCE/J00483/MATX | 300277699 | TX1-B08977 | ADMIRAL PARK |  | 69 | RYB |  |  | 11 kV |  | 415 V |  | MTM | 1000.00 kVA | 18/07/1998 |  | 1 | 69 | Fail | Please check "Voltage In/Out"
254722764 | TNB | DISTRIBUTION | CHERAS | Existing | BCRS/PCE/J00449/MATX | 300269698 | TX1-B08696 | EMERALD POINT A |  | 160 | RYB |  |  | 11 kV |  | 415 V |  | MTM | 1000.00 kVA | 20051101 |  | 1 | 1 | Fail | Please check "Voltage In/Out"
254722766 | TNB | DISTRIBUTION | CHERAS | Existing | BCRS/PCE/J00447/MATX | 300269690 | TX1-B08702 | EMERALD POINT C |  | 159 | RYB |  |  | 11 kV |  | 415 V |  | MTM | 1000.00 kVA | 20051101 |  | 1 | 1 | Fail | Please check "Voltage In/Out"
254722768 | TNB | DISTRIBUTION | CHERAS | Existing | BCRS/PCE/J00161/MATX1 | 300005362 | TX1-B02049 | TMN CHERAS MAS NO 2 |  | 56 | RYB |  |  | 11 kV |  | 415 V |  | MTM | 1000.00 kVA | 19961111 |  | 1 | 58 | Fail | Please check "Voltage In/Out"
254722770 | TNB | DISTRIBUTION | CHERAS | Existing | BCRS/PCE/J00686/MATX1 | 300270635 | TX1-B01442 | TMN IMPIAN EHSAN NO 2 |  | 825 | RYB |  |  | 11 kV |  | 415 V |  | MTM | 1000.00 kVA | 18/07/1998 |  | 1 | 416 | Fail | Please check "Voltage In/Out"
254722772 | TNB | DISTRIBUTION | CHERAS | Existing | BCRS/PCE/J00686/MATX2 | 300270636 | TX2-B05533 | TMN IMPIAN EHSAN NO 2 |  | 400 | RYB |  |  | 11 kV |  | 415 V |  | MTM | 1000.00 kVA | 18/07/1998 |  | 1 | 20 | Fail | Please check "Voltage In/Out"
254722774 | TNB | DISTRIBUTION | CHERAS | Existing | BCRS/PCE/J00685/MATX1 | 300270633 | TX1-B06842 | RMH PANGSA KOS RENDAH NO 1 IMP |  | 235 | RYB |  |  | 11 kV |  | 415 V |  | MTM | 1000.00 kVA | 18/07/1998 |  | 1 | 7 | Fail | Please check "Voltage In/Out"
254722776 | TNB | DISTRIBUTION | CHERAS | Existing | BCRS/PCE/J00685/MATX2 | 300270634 | TX2-B06843 | RMH PANGSA KOS RENDAH NO 1 IMP |  | 321 | RYB |  |  | 11 kV |  | 415 V |  | MTM | 1000.00 kVA | 18/07/1998 |  | 1 | 9 | Fail | Please check "Voltage In/Out"
254722778 | TNB | DISTRIBUTION | CHERAS | Existing | BCRS/PCE/J00707/MATX2 | 300270801 | TX2-B02956 | NO 1, TMN SETIA BALAKONG |  | 116 | RYB |  |  | 11 kV |  | 415 V |  | MTM | 1000.00 kVA | 20001101 |  | 1 | 2 | Fail | Please check "Voltage In/Out"
254722780 | TNB | DISTRIBUTION | CHERAS | Existing | BCRS/PCE/J00706/MATX1 | 300270799 | TX1-B02959 | NO 2 TAMAN SETIA BALAKONG |  | 432 | RYB |  |  | 11 kV |  | 415 V |  | MTM | 1000.00 kVA | 20001101 |  | 1 | 5 | Fail | Please check "Voltage In/Out"
254722782 | TNB | DISTRIBUTION | CHERAS | Existing | BCRS/PCE/J00743/MATX1 | 300270847 | TX1-B02759 | SG BESI INDAH NO 6 |  | 172 | RYB |  |  | 11 kV |  | 415 V |  | MTM | 1000.00 kVA | 18/07/1998 |  | 1 | 173 | Fail | Please check "Voltage In/Out"
254722784 | TNB | DISTRIBUTION | CHERAS | Existing | BCRS/PCE/J00140/MATX1 | 300005244 | TX1-B06394 | SG BESI INDAH NO 6A |  | 36 | RYB |  |  | 11 kV |  | 415 V |  | MTM | 1000.00 kVA | 19901101 |  | 1 | 12 | Fail | Please check "Voltage In/Out"
254722786 | TNB | DISTRIBUTION | CHERAS | Existing | BCRS/PCE/J00140/MATX2 | 300287930 | TX2-B06395 | SG BESI INDAH NO 6A |  | 63 | RYB |  |  | 11 kV |  | 415 V |  | MTM | 1000.00 kVA | 19901101 |  | 1 | 21 | Fail | Please check "Voltage In/Out"
254722788 | TNB | DISTRIBUTION | CHERAS | Existing | BCRS/PCE/J00770/MATX2 | 300271098 | TX2-B04216 | 3V HOLDING |  | 2 | RYB |  |  | 11 kV |  | 415 V |  | MTM | 1000.00 kVA | 20011101 |  | 1 | 1 | Fail | Please check "Voltage In/Out"
254722790 | TNB | DISTRIBUTION | CHERAS | Existing | BCRS/PCE/J00013/MATXF1 | 300266870 | TX1-B07060 | TMN SG LONG MAKMUR |  | 33 | RYB |  |  | 11 kV |  | 415 V |  | MTM | 1000.00 kVA | 20031101 |  | 1 | 33 | Fail | Please check "Voltage In/Out"
254722792 | TNB | DISTRIBUTION | CHERAS | Existing | BCRS/PCE/J00548/MATXF1 | 300266925 | TX1-B04877 | SG BESI INDAH NO 9A COMPACT |  | 69 | RYB |  |  | 11 kV |  | 415 V |  | SGB | 1000.00 kVA | 20001111 |  | 1 | 33 | Fail | Please check "Voltage In/Out"
254722794 | TNB | DISTRIBUTION | CHERAS | Existing | BCRS/PCE/J00828/MATX2 | 300272439 | TX2-B05543 | PANGSAPURI SRI JASA |  | 208 | RYB |  |  | 11 kV |  | 415 V |  | MTM | 1000.00 kVA | 19961111 |  | 1 | 12 | Fail | Please check "Voltage In/Out"
254722796 | TNB | DISTRIBUTION | CHERAS | Existing | BCRS/PCE/J00826/MATX1 | 300272435 | TX1-B05736 | SG BESI INDAH NO 8 |  | 147 | RYB |  |  | 11 kV |  | 415 V |  | EWT | 500.00 kVA | 20111111 |  | 1 | 5 | Fail | Please check "Voltage In/Out"
254722798 | TNB | DISTRIBUTION | CHERAS | Existing | BCRS/PCE/J00123/MATX2 | 300005122 | TX2-B01658 | TMN CHERAS PERDANA NO 2 |  | 111 | RYB |  |  | 11 kV |  | 415 V |  | MTM | 750.00 kVA | 19931101 |  | 1 | 112 | Fail | Please check "Voltage In/Out"
254722800 | TNB | DISTRIBUTION | CHERAS | Existing | BCRS/PCE/J00123/MATX1 | 300005121 | TX1-B01657 | TMN CHERAS PERDANA NO 2 |  | 145 | RYB |  |  | 11 kV |  | 415 V |  | MTM | 750.00 kVA | 19931101 |  | 1 | 124 | Fail | Please check "Voltage In/Out"
254722802 | TNB | DISTRIBUTION | CHERAS | Existing | BCRS/PCE/J00269/MATX1 | 300007208 | TX1-B08074 | JLN MESRA NIAGA |  | 23 | RYB |  |  | 11 kV |  | 415 V |  | MTM | 1000.00 kVA | 20041101 |  | 1 | 9 | Fail | Please check "Voltage In/Out"
254722804 | TNB | DISTRIBUTION | CHERAS | Existing | BCRS/PCE/J00014/MATX1 | 300004100 | TX1-B03955 | LEBUHRAYA CHERAS NO 1 |  | 147 | RYB |  |  | 11 kV |  | 415 V |  | MTM | 1000.00 kVA | 19971101 |  | 1 | 151 | Fail | Please check "Voltage In/Out"
254722806 | TNB | DISTRIBUTION | CHERAS | Existing | BCRS/PCE/J00434/MATX1 | 300013527 | TX1-B05097 | DESA KARUMAS CONDO |  | 169 | RYB |  |  | 11 kV |  | 415 V |  | MTM | 1000.00 kVA | 18/07/1998 |  | 1 | 2 | Fail | Please check "Voltage In/Out"
254722808 | TNB | DISTRIBUTION | CHERAS | Existing | BCRS/PCE/J00776/MATX1 | 300271101 | TX1-B06950 | BKT ANGKAT NO 2 |  | 2 | RYB |  |  | 11 kV |  | 415 V |  | MTM | 750.00 kVA | 18/07/1998 |  | 1 | 3 | Fail | Please check "Voltage In/Out"
254722810 | TNB | DISTRIBUTION | CHERAS | Existing | BCRS/PCE/J00717/MATX1 | 300270818 | TX1-B01972 | QUILL CONSTRUCTION |  | 1 | RYB |  |  | 11 kV |  | 415 V |  | MTM | 1000.00 kVA | 18/07/1998 |  | 1 | 1 | Fail | Please check "Voltage In/Out"
254722812 | TNB | DISTRIBUTION | CHERAS | Existing | BCRS/PCE/J00632/MATXF2 | 300269361 | TX2-B01992 | LFIP NO 5 |  | 4 | RYB |  |  | 11 kV |  | 415 V |  | MTM | 1000.00 kVA | 19941111 |  | 1 | 6 | Fail | Please check "Voltage In/Out"
254722814 | TNB | DISTRIBUTION | CHERAS | Existing | BCRS/PCE/J00677/MATX2 | 300270623 | TX2-B06377 | DESA KARUNMAS NO 4 |  | 26 | RYB |  |  | 11 kV |  | 415 V |  | MTM | 1000.00 kVA | 20001101 |  | 1 | 20 | Fail | Please check "Voltage In/Out"
254722816 | TNB | DISTRIBUTION | CHERAS | Existing | BCRS/PCE/J00677/MATX1 | 300270622 | TX1-B06448 | DESA KARUNMAS NO 4 |  | 73 | RYB |  |  | 11 kV |  | 415 V |  | MTM | 1000.00 kVA | 20001101 |  | 1 | 79 | Fail | Please check "Voltage In/Out"
254722818 | TNB | DISTRIBUTION | CHERAS | Existing | BCRS/PCE/J00457/MATX | 300277753 | TX1-B08481 | RUMAH PANGSA TMN DESA KARUMAS |  | 98 | RYB |  |  | 11 kV |  | 415 V |  | MTM | 1000.00 kVA | 18/07/1998 |  | 1 | 3 | Fail | Please check "Voltage In/Out"
254722820 | TNB | DISTRIBUTION | CHERAS | Existing | BCRS/PCE/J00675/MATX1 | 300270619 | TX1-B04590 | DESA KARUNMAS NO 2 |  | 0 | RYB |  |  | 11 kV |  | 415 V |  | MTM | 1000.00 kVA | 20001101 |  | 1 | 0 | Fail | Please check "Voltage In/Out"
254722822 | TNB | DISTRIBUTION | CHERAS | Existing | BCRS/PCE/J00676/MATX1 | 300270621 | TX1-B04586 | DESA KARUNMAS NO 1 |  | 219 | RYB |  |  | 11 kV |  | 415 V |  | MTM | 1000.00 kVA | 20001101 |  | 1 | 214 | Fail | Please check "Voltage In/Out"
254722824 | TNB | DISTRIBUTION | CHERAS | Existing | BCRS/PCE/J00452/MATX | 300270034 | TX1-B08610 | JLN PAHLAWAN 1/3 |  | 115 | RYB |  |  | 11 kV |  | 415 V |  | MTM | 1000.00 kVA | 20051101 |  | 1 | 115 | Fail | Please check "Voltage In/Out"
254722826 | TNB | DISTRIBUTION | CHERAS | Existing | BCRS/PCE/J00268/MATX1 | 300277707 | TX1-B06691 | RUMAH PAM BDR MAHKOTA CHERAS |  | 1 | RYB |  |  | 11 kV |  | 415 V |  | MTM | 1000.00 kVA | 20021101 |  | 1 | 1 | Fail | Please check "Voltage In/Out"
254722828 | TNB | DISTRIBUTION | CHERAS | Existing |  |  | TX2-B06768 | PE BANDAR MAHKOTA CHERAS NO 19 |  | 44 | RYB |  |  | 11 kV |  | 415 V |  | MTM | 1000.00 kVA |  |  | 1 | 44 | Fail | Please check "Voltage In/Out"
254722868 | TNB | DISTRIBUTION | CHERAS | Existing | BCRS/PCE/J00161/MATX2 | 300005363 | TX2-B05468 | TMN CHERAS MAS NO 2 |  | 123 | RYB |  |  | 11 kV |  | 415 V |  | MTM | 1000.00 kVA | 19961111 |  | 1 | 122 | Fail | Please check "Voltage In/Out"
254722870 | TNB | DISTRIBUTION | CHERAS | Existing | BCRS/PCE/J00238/MATX1 | 300005901 | TX1-B01750 | TMN KOTA CHERAS NO 1 |  | 431 | RYB |  |  | 11 kV |  | 415 V |  | MTM | 500.00 kVA | 19911101 |  | 1 | 159 | Fail | Please check "Voltage In/Out"
254722872 | TNB | DISTRIBUTION | CHERAS | Existing | BCRS/PCE/J00202/MATX1 | 300005671 | TX1-B02423 | TMN KOPERASI CUEPAC NO 1 BT 12 |  | 193 | RYB |  |  | 11 kV |  | 415 V |  | MTM | 750.00 kVA | 19901111 |  | 1 | 201 | Fail | Please check "Voltage In/Out"
254722874 | TNB | DISTRIBUTION | CHERAS | Existing | BCRS/PCE/J00202/MATX2 | 300346211 | TX2-B05503 | TMN KOPERASI CUEPAC NO 1 BT 12 |  | 245 | RYB |  |  | 11 kV |  | 415 V |  | MTM | 750.00 kVA | 20051111 |  | 1 | 143 | Fail | Please check "Voltage In/Out"
254722876 | TNB | DISTRIBUTION | CHERAS | Existing | BCRS/PCE/J00201/MATX1 | 300005661 | TX1-B02419 | TMN KOPERASI CUEPAC NO 2 |  | 146 | RYB |  |  | 11 kV |  | 415 V |  | MTM | 1000.00 kVA | 19991101 |  | 1 | 75 | Fail | Please check "Voltage In/Out"
254722878 | TNB | DISTRIBUTION | CHERAS | Existing | BCRS/PCE/J00201/MATX2 | 300005662 | TX2-B02420 | TMN KOPERASI CUEPAC NO 2 |  | 230 | RYB |  |  | 11 kV |  | 415 V |  | MTM | 1000.00 kVA | 19991101 |  | 1 | 178 | Fail | Please check "Voltage In/Out"
254722880 | TNB | DISTRIBUTION | CHERAS | Existing | BCRS/PCE/J00200/MATX1 | 300005651 | TX1-B02415 | TMN KOPERASI CUEPACS NO 3 |  | 201 | RYB |  |  | 11 kV |  | 415 V |  | MTM | 1000.00 kVA | 19961101 |  | 1 | 4 | Fail | Please check "Voltage In/Out"
254722882 | TNB | DISTRIBUTION | CHERAS | Existing | BCRS/PCE/J00200/MATX2 | 300005652 | TX2-B02416 | TMN KOPERASI CUEPACS NO 3 |  | 209 | RYB |  |  | 11 kV |  | 415 V |  | MTM | 1000.00 kVA | 19961101 |  | 1 | 3 | Fail | Please check "Voltage In/Out"
254722886 | TNB | DISTRIBUTION | CHERAS | Existing | BCRS/PCE/J00229/MATX2 | 300005849 | TX2-B06615 | GREEN ACRE PARK NO 2 |  | 173 | RYB |  |  | 11 kV |  | 415 V |  | MTM | 1000.00 kVA | 20021101 |  | 1 | 2 | Fail | Please check "Voltage In/Out"
254722888 | TNB | DISTRIBUTION | CHERAS | Existing | BCRS/PCE/J00228/MATX1 | 300005838 | TX1-B05394 | GARDEN PARK SG LONG NO 3 |  | 225 | RYB |  |  | 11 kV |  | 415 V |  | LKH | 1000.00 kVA | 20011101 |  | 1 | 2 | Fail | Please check "Voltage In/Out"
254722890 | TNB | DISTRIBUTION | CHERAS | Existing | BCRS/PCE/J00744/MATX2 | 300270850 | TX2-B02756 | SG BESI INDAH NO 7 |  | 300 | RYB |  |  | 11 kV |  | 415 V |  | MTM | 1000.00 kVA | 18/07/1998 |  | 1 | 12 | Fail | Please check "Voltage In/Out"
254722892 | TNB | DISTRIBUTION | CHERAS | Existing | BCRS/PCE/J00744/MATX1 | 300270849 | TX1-B02755 | SG BESI INDAH NO 7 |  | 78 | RYB |  |  | 11 kV |  | 415 V |  | MTM | 1000.00 kVA | 18/07/1998 |  | 1 | 28 | Fail | Please check "Voltage In/Out"
254722894 | TNB | DISTRIBUTION | CHERAS | Existing | BCRS/PCE/J00756/MATX1 | 300271078 | TX1-B06986 | SOUTHERN LAKE NO 4 |  | 11 | RYB |  |  | 11 kV |  | 415 V |  | MTM | 1000.00 kVA | 18/07/1998 |  | 1 | 14 | Fail | Please check "Voltage In/Out"
254722896 | TNB | DISTRIBUTION | CHERAS | Existing | BCRS/PCE/J00758/MATX2 | 300271082 | TX2-B08296 | SOUTHERN LAKE NO 3 |  | 25 | RYB |  |  | 11 kV |  | 415 V |  | MTM | 1000.00 kVA | 18/07/1998 |  | 1 | 25 | Fail | Please check "Voltage In/Out"
254722898 | TNB | DISTRIBUTION | CHERAS | Existing | BCRS/PCE/J00760/MATX2 | 300271086 | TX2-B05519 | SG BESI INDAH NO 5 |  | 10 | RYB |  |  | 11 kV |  | 415 V |  | MTM | 1000.00 kVA | 18/07/1998 |  | 1 | 6 | Fail | Please check "Voltage In/Out"
254722900 | TNB | DISTRIBUTION | CHERAS | Existing | BCRS/PCE/J00760/MATX1 | 300271085 | TX1-B02657 | SG BESI INDAH NO 5 |  | 108 | RYB |  |  | 11 kV |  | 415 V |  | MTM | 1000.00 kVA | 18/07/1998 |  | 1 | 31 | Fail | Please check "Voltage In/Out"
254722902 | TNB | DISTRIBUTION | CHERAS | Existing | BCRS/PCE/J00759/MATX2 | 300271084 | TX2-B02654 | SG BESI INDAH NO 5A |  | 47 | RYB |  |  | 11 kV |  | 415 V |  | MTM | 1000.00 kVA | 18/07/1998 |  | 1 | 16 | Fail | Please check "Voltage In/Out"
254722904 | TNB | DISTRIBUTION | CHERAS | Existing | BCRS/PCE/J00759/MATX1 | 300271083 | TX1-B05717 | SG BESI INDAH NO 5A |  | 70 | RYB |  |  | 11 kV |  | 415 V |  | MTM | 1000.00 kVA | 18/07/1998 |  | 1 | 27 | Fail | Please check "Voltage In/Out"
254722906 | TNB | DISTRIBUTION | CHERAS | Existing | BCRS/PCE/J00325/MATX1 | 300009994 | TX1-B06180 | SG BESI INDAH NO 3 |  | 153 | RYB |  |  | 11 kV |  | 415 V |  | MTM | 1000.00 kVA | 20001101 | 1333.000 A | 1 | 121 | Fail | Please check "Voltage In/Out"
254722908 | TNB | DISTRIBUTION | CHERAS | Existing | BCRS/PCE/J00325/MATX2 |  | TX2-B06181 | PE TMN SG.BESI INDAH NO 3 |  | 65 | RYB |  |  | 11 kV |  | 415 V |  | MTM | 1000.00 kVA |  |  | 1 | 23 | Fail | Please check "Voltage In/Out"
254722910 | TNB | DISTRIBUTION | CHERAS | Existing | BCRS/PCE/J00625/MATXF1 | 300269229 | TX1-B02926 | TMN SERI JASA FASA 1 |  | 200 | RYB |  |  | 11 kV |  | 415 V |  | MTM | 750.00 kVA | 19911101 |  | 1 | 153 | Fail | Please check "Voltage In/Out"
254722952 | TNB | DISTRIBUTION | CHERAS | Existing | BCRS/PCE/J00239/MATX1 | 300005907 | TX1-B01747 | TMN KOTA CHERAS NO 2 |  | 562 | RYB |  |  | 11 kV |  | 415 V |  | MTM | 1000.00 kVA | 19971101 |  | 1 | 566 | Fail | Please check "Voltage In/Out"
254722958 | TNB | DISTRIBUTION | CHERAS | Existing | BCRS/PCE/J00031/MATX1 | 300004172 | TX1-B02033 | TOL PLAZA HULU LANGAT |  | 6 | RYB |  |  | 11 kV |  | 415 V |  | MTM | 500.00 kVA | 19981111 |  | 1 | 6 | Fail | Please check "Voltage In/Out"
254722962 | TNB | DISTRIBUTION | CHERAS | Existing | BCRS/PCE/J00444/MATX | 300269676 | TX1-B08744 | TAMAN SEGAR PERDANA NO 10 |  | 133 | RYB |  |  | 11 kV |  | 415 V |  | MTM | 1000.00 kVA | 20051101 |  | 1 | 134 | Fail | Please check "Voltage In/Out"
254722964 | TNB | DISTRIBUTION | CHERAS | Existing | BCRS/PCE/J00432/MATX2 | 300013447 | TX2-B06915 | TMN LAGENDA MAS NO 2 |  | 251 | RYB |  |  | 11 kV |  | 415 V |  | MTM | 1000.00 kVA | 20021101 |  | 1 | 249 | Fail | Please check "Voltage In/Out"
254722966 | TNB | DISTRIBUTION | CHERAS | Existing | BCRS/PCE/J00432/MATX1 | 300013446 | TX1-B06914 | TMN LAGENDA MAS NO 2 |  | 184 | RYB |  |  | 11 kV |  | 415 V |  | MTM | 1000.00 kVA | 20021101 |  | 1 | 184 | Fail | Please check "Voltage In/Out"
254722968 | TNB | DISTRIBUTION | CHERAS | Existing | BCRS/PCE/J00037/MATX1 | 300004196 | TX1-B01765 | TMN MEGAH NO 1 |  | 362 | RYB |  |  | 11 kV |  | 415 V |  | MTM | 1000.00 kVA | 19851101 |  | 1 | 137 | Fail | Please check "Voltage In/Out"
254722970 | TNB | DISTRIBUTION | CHERAS | Existing | BCRS/PCE/J00168/MATX2 | 300005414 | TX2-B06555 | TMN MINANG RIA |  | 278 | RYB |  |  | 11 kV |  | 415 V |  | MTM | 1000.00 kVA | 20021101 |  | 1 | 1 | Fail | Please check "Voltage In/Out"
254722980 | TNB | DISTRIBUTION | CHERAS | Existing | BCRS/PCE/J00227/MATX2 | 300005829 | TX2-B05391 | GARDEN PARK SG LONG NO 2 |  | 0 | RYB |  |  | 11 kV |  | 415 V |  | MTM | 1000.00 kVA | 20011101 |  | 1 | 0 | Fail | Please check "Voltage In/Out"
254722982 | TNB | DISTRIBUTION | CHERAS | Existing | BCRS/PCE/J00228/MATX2 | 300005839 | TX2-B05395 | GARDEN PARK SG LONG NO 3 |  | 0 | RYB |  |  | 11 kV |  | 415 V |  | LKH | 1000.00 kVA | 20011101 |  | 1 | 0 | Fail | Please check "Voltage In/Out"
254723302 | TNB | DISTRIBUTION | CHERAS | Existing | BCRS/PCE/J00628/MATXF1 | 300269233 | TX1-B01978 | LFIP NO 7 |  | 14 | RYB |  |  | 11 kV |  | 415 V |  | MTM | 1000.00 kVA | 19951111 |  | 1 | 13 | Fail | Please check "Voltage In/Out"
254723400 | TNB | DISTRIBUTION | CHERAS | Existing | BCRS/PCE/J00628/MATXF2 | 300269234 | TX2-B01979 | LFIP NO 7 |  | 12 | RYB |  |  | 11 kV |  | 415 V |  | MTM | 1000.00 kVA | 19951111 |  | 1 | 12 | Fail | Please check "Voltage In/Out"
254723402 | TNB | DISTRIBUTION | CHERAS | Existing | BCRS/PCE/J00594/MATXF1 | 300268054 | TX1-B07882 | PANGSAPURI SRI JATI |  | 128 | RYB |  |  | 11 kV |  | 415 V |  | EWT | 1000.00 kVA | 20031101 |  | 1 | 12 | Fail | Please check "Voltage In/Out"
254723404 | TNB | DISTRIBUTION | CHERAS | Existing | BCRS/PCE/J00751/MATX1 | 300271073 | TX1-B02853 | PEH AH SOON |  | 2 | RYB |  |  | 11 kV |  | 415 V |  | MTM | 1000.00 kVA | 19971111 |  | 1 | 2 | Fail | Please check "Voltage In/Out"
254723406 | TNB | DISTRIBUTION | CHERAS | Existing | BCRS/PCE/J00590/MATXF2 | 300268048 | TX2-B07873 | SRI PULAI |  | 222 | RYB |  |  | 11 kV |  | 415 V |  | MTM | 1000.00 kVA | 20041101 |  | 1 | 31 | Fail | Please check "Voltage In/Out"
254723412 | TNB | DISTRIBUTION | CHERAS | Existing | BCRS/PCE/J00600/MATXF1 | 300268086 | TX1-B06719 | K.K METAL |  | 1 | RYB |  |  | 11 kV |  | 415 V |  | SGB | 750.00 kVA | 20051101 |  | 1 | 1 | Fail | Please check "Voltage In/Out"
254723414 | TNB | DISTRIBUTION | CHERAS | Existing | BCRS/PCE/J00613/MATXF1 | 300269215 | TX1-B09410 | SUPERSAVE C.P |  | 1 | RYB |  |  | 11 kV |  | 415 V |  | SGB | 750.00 kVA | 20061101 |  | 1 | 1 | Fail | Please check "Voltage In/Out"
254723416 | TNB | DISTRIBUTION | CHERAS | Existing | BCRS/PCE/J00630/MATXF1 | 300269236 | TX1-B01985 | SIN YEE SENG |  | 4 | RYB |  |  | 11 kV |  | 415 V |  | MTM | 1000.00 kVA | 19961111 |  | 1 | 6 | Fail | Please check "Voltage In/Out"
254723418 | TNB | DISTRIBUTION | CHERAS | Existing | BCRS/PCE/J00631/MATXF1 | 300269359 | TX1-B01988 | SIN YEE SENG NO 2 |  | 3 | RYB |  |  | 11 kV |  | 415 V |  | MTM | 1000.00 kVA | 19971111 |  | 1 | 4 | Fail | Please check "Voltage In/Out"
254723420 | TNB | DISTRIBUTION | CHERAS | Existing | BCRS/PCE/J00204/MATX1 | 300277045 | TX1-B01316 | MAN FAT SEC 2 |  | 99 | RYB |  |  | 11 kV |  | 415 V |  | MTM | 1000.00 kVA | 19931111 |  | 1 | 31 | Fail | Please check "Voltage In/Out"
254723422 | TNB | DISTRIBUTION | CHERAS | Existing | BCRS/PCE/J00732/MATX1 | 300270832 | TX1-B02799 | SIERRA CHARM |  | 18 | RYB |  |  | 11 kV |  | 415 V |  | MTM | 1000.00 kVA | 18/07/1998 |  | 1 | 22 | Fail | Please check "Voltage In/Out"
254723424 | TNB | DISTRIBUTION | CHERAS | Existing | BCRS/PCE/J00621/MATXF1 | 300269224 | TX1-B07923 | BRISTOL 2 |  | 1 | RYB |  |  | 11 kV |  | 415 V |  | SGB | 1000.00 kVA | 20041101 |  | 1 | 1 | Fail | Please check "Voltage In/Out"
254723426 | TNB | DISTRIBUTION | CHERAS | Existing | BCRS/PCE/J00622/MATXF1 | 300269225 | TX1-B02841 | BRISTOL 1 |  | 2 | RYB |  |  | 11 kV |  | 415 V |  | MTM | 1000.00 kVA | 18/07/1998 |  | 1 | 2 | Fail | Please check "Voltage In/Out"
254723428 | TNB | DISTRIBUTION | CHERAS | Existing | BCRS/PCE/J00915/MATX1 | 300277735 | TX1-B00640 | NO 1 JLN BALAKONG JAYA |  | 99 | RYB |  |  | 11 kV |  | 415 V |  | MTM | 1000.00 kVA | 20001101 |  | 1 | 7 | Fail | Please check "Voltage In/Out"
254723430 | TNB | DISTRIBUTION | CHERAS | Existing | BCRS/PCE/J00384/MATX1 | 300277748 | TX1-B01478 | FU YUEN |  | 9 | RYB |  |  | 11 kV |  | 415 V |  | MTM | 1000.00 kVA | 18/07/1998 |  | 1 | 9 | Fail | Please check "Voltage In/Out"
254723528 | TNB | DISTRIBUTION | CHERAS | Existing | BCRS/PCE/J00768/MATX2 | 300271094 | TX2-B09915 | DENSHI MARUWA |  | 1 | RYB |  |  | 11 kV |  | 415 V |  | MTM | 1000.00 kVA | 18/07/1998 |  | 1 | 1 | Fail | Please check "Voltage In/Out"
254723530 | TNB | DISTRIBUTION | CHERAS | Existing | BCRS/PCE/J00768/MATX1 | 300271093 | TX1-B04209 | DENSHI MARUWA |  | 1 | RYB |  |  | 11 kV |  | 415 V |  | MTM | 1000.00 kVA | 18/07/1998 |  | 1 | 1 | Fail | Please check "Voltage In/Out"
254723534 | TNB | DISTRIBUTION | CHERAS | Existing | BCRS/PCE/J00056/MATX1 | 300277003 | TX1-B02200 | DUSUN NANDING NO 3 |  | 433 | RYB |  |  | 11 kV |  | 415 V |  | MTM | 1000.00 kVA | 19981101 |  | 1 | 439 | Fail | Please check "Voltage In/Out"
254723536 | TNB | DISTRIBUTION | CHERAS | Existing | BCRS/PCE/J00106/MATX1 | 300004491 | TX1-B02354 | TUCK SIN ENGINEERING |  | 39 | RYB |  |  | 11 kV |  | 415 V |  | MTM | 1000.00 kVA | 19901101 |  | 1 | 41 | Fail | Please check "Voltage In/Out"
254723538 | TNB | DISTRIBUTION | CHERAS | Existing | BCRS/PCE/J00120/MATX1 | 300277570 | TX1-B04565 | TIP CORPORATION NO 2 |  | 0 | RYB |  |  | 11 kV |  | 415 V |  | MTM | 1000.00 kVA | 19901101 |  | 1 | 0 | Fail | Please check "Voltage In/Out"
254723540 | TNB | DISTRIBUTION | CHERAS | Existing | BCRS/PCE/J00090/MATX1 | 300004426 | TX1-B02301 | KG JAWA |  | 257 | RYB |  |  | 11 kV |  | 415 V |  | MTM | 1000.00 kVA | 19981101 |  | 1 | 280 | Fail | Please check "Voltage In/Out"
254723546 | TNB | DISTRIBUTION | CHERAS | Existing | BCRS/PCE/J00679/MATX1 | 300270625 | TX1-B08272 | IND RINGAN BKT ANGKAT NO 3 |  | 6 | RYB |  |  | 11 kV |  | 415 V |  | MTM | 1000.00 kVA | 20051101 |  | 1 | 7 | Fail | Please check "Voltage In/Out"
254723548 | TNB | DISTRIBUTION | CHERAS | Existing | BCRS/PCE/J00250/MATX2 | 300277421 | TX2-B06357 | BDR MAHKOTA CHERAS NO. 12 |  | 107 | RYB |  |  | 11 kV |  | 415 V |  | MTM | 750.00 kVA | 20021101 |  | 1 | 108 | Fail | Please check "Voltage In/Out"
254723550 | TNB | DISTRIBUTION | CHERAS | Existing | BCRS/PCE/J00250/MATX1 | 300277422 | TX1-B06356 | BDR MAHKOTA CHERAS NO. 12 |  | 156 | RYB |  |  | 11 kV |  | 415 V |  | MTM | 1000.00 kVA | 20021101 |  | 1 | 156 | Fail | Please check "Voltage In/Out"
254723552 | TNB | DISTRIBUTION | CHERAS | Existing | BCRS/PCE/J00517/MATXF2 | 300266771 | TX2-B07112 | JLN TEMENGGUNG 10/7 BDR MAHKOT |  | 140 | RYB |  |  | 11 kV |  | 415 V |  | MTM | 1000.00 kVA | 20021101 |  | 1 | 142 | Fail | Please check "Voltage In/Out"
254723554 | TNB | DISTRIBUTION | CHERAS | Existing | BCRS/PCE/J00223/MATX2 | 300005803 | TX2-B04848 | P/PURI FOREST GREEN |  | 264 | RYB |  |  | 11 kV |  | 415 V |  | MTM | 1000.00 kVA | 20001101 |  | 1 | 266 | Fail | Please check "Voltage In/Out"
254723556 | TNB | DISTRIBUTION | CHERAS | Existing | BCRS/PCE/J00223/MATX1 | 300005802 | TX1-B04847 | P/PURI FOREST GREEN |  | 284 | RYB |  |  | 11 kV |  | 415 V |  | MTM | 1000.00 kVA | 20001101 |  | 1 | 3 | Fail | Please check "Voltage In/Out"
254723558 | TNB | DISTRIBUTION | CHERAS | Existing | BCRS/PCE/J00680/MATX1 | 300270626 | TX1-B09191 | IND RINGAN BKT ANGKAT NO 5 |  | 7 | RYB |  |  | 11 kV |  | 415 V |  | MTM | 1000.00 kVA | 20061101 |  | 1 | 7 | Fail | Please check "Voltage In/Out"
254723656 | TNB | DISTRIBUTION | CHERAS | Existing | BCRS/PCE/J00680/MATX2 | 300270627 | TX2-B09311 | IND RINGAN BKT ANGKAT NO 5 |  | 6 | RYB |  |  | 11 kV |  | 415 V |  | MTM | 1000.00 kVA | 20061101 |  | 1 | 6 | Fail | Please check "Voltage In/Out"
254723658 | TNB | DISTRIBUTION | CHERAS | Existing | BCRS/PCE/J00765/MATX1 | 300271090 | TX1-B04201 | PERCETAKAN SAKTI |  | 1 | RYB |  |  | 11 kV |  | 415 V |  | MTM | 1000.00 kVA | 18/07/1998 |  | 1 | 1 | Fail | Please check "Voltage In/Out"
254723660 | TNB | DISTRIBUTION | CHERAS | Existing | BCRS/PCE/J00774/MATX1 | 300271099 | TX1-B04225 | GIRIMAS NO 1 |  | 37 | RYB |  |  | 11 kV |  | 415 V |  | MTM | 1000.00 kVA | 18/07/1998 |  | 1 | 37 | Fail | Please check "Voltage In/Out"
254723868 | TNB | DISTRIBUTION | CHERAS | Existing | BCRS/PCE/J00114/MATX1 | 300277576 | TX1-B02233 | KG SG TEKALI NO 2 A/T |  | 27 | RYB |  |  | 11 kV |  | 415 V |  | MTM | 100.00 kVA | 20061101 |  | 1 | 34 | Fail | Please check "Voltage In/Out"
254723870 | TNB | DISTRIBUTION | CHERAS | Existing | BCRS/PCE/J00072/MATX1 | 300004350 | TX1-B02273 | RAKR DUSUN TUA |  | 275 | RYB |  |  | 11 kV |  | 415 V |  | MTM | 750.00 kVA | 19901101 |  | 1 | 300 | Fail | Please check "Voltage In/Out"
254723872 | TNB | DISTRIBUTION | CHERAS | Existing | BCRS/PCE/J00575/MATXF1 | 300268981 | TX1-B01946 | SUN HUP SENG |  | 4 | RYB |  |  | 11 kV |  | 415 V |  | MTM | 1000.00 kVA | 18/07/1998 |  | 1 | 4 | Fail | Please check "Voltage In/Out"
254723874 | TNB | DISTRIBUTION | CHERAS | Existing | BCRS/PCE/J00611/MATXF1 | 300269212 | TX1-B02895 | BESI UNION |  | 5 | RYB |  |  | 11 kV |  | 415 V |  | MTM | 1000.00 kVA | 19931111 |  | 1 | 5 | Fail | Please check "Voltage In/Out"
254723876 | TNB | DISTRIBUTION | CHERAS | Existing | BCRS/PCE/J00110/MATX1 | 300004507 | TX1-B02213 | PKNS SG MAKAU |  | 298 | RYB |  |  | 11 kV |  | 415 V |  | IEO BREDA | 500.00 kVA | 19901101 |  | 1 | 315 | Fail | Please check "Voltage In/Out"
254723878 | TNB | DISTRIBUTION | CHERAS | Existing | BCRS/PCE/J00111/MATX1 | 300004514 | TX1-B05880 | TMN INDAH JAYA NO 2 |  | 153 | RYB |  |  | 11 kV |  | 415 V |  | MTM | 1000.00 kVA | 20021101 |  | 1 | 159 | Fail | Please check "Voltage In/Out"
254723922 | TNB | DISTRIBUTION | CHERAS | Existing | BCRS/PCE/J00690/MATX1 | 300270382 | TX1-B07057 | WENG HIN NO 2 |  | 4 | RYB |  |  | 11 kV |  | 415 V |  | MTM | 1000.00 kVA | 20031111 |  | 1 | 5 | Fail | Please check "Voltage In/Out"
254723924 | TNB | DISTRIBUTION | CHERAS | Existing | BCRS/PCE/J00787/MATX1 | 300271114 | TX1-B01343 | SAMWON RUBBER |  | 2 | RYB |  |  | 11 kV |  | 415 V |  | MTM | 750.00 kVA | 18/07/1998 |  | 1 | 2 | Fail | Please check "Voltage In/Out"
254723926 | TNB | DISTRIBUTION | CHERAS | Existing | BCRS/PCE/J00666/MATX1 | 300270609 | TX1-B04405 | BUKIT BAYU NO 6 |  | 152 | RYB |  |  | 11 kV |  | 415 V |  | MTM | 1000.00 kVA | 19991101 |  | 1 | 34 | Fail | Please check "Voltage In/Out"
254723928 | TNB | DISTRIBUTION | CHERAS | Existing | BCRS/PCE/J00665/MATX1 | 300270608 | TX1-B04402 | BUKIT BAYU NO 5 |  | 41 | RYB |  |  | 11 kV |  | 415 V |  | MTM | 1000.00 kVA | 19991101 |  | 1 | 10 | Fail | Please check "Voltage In/Out"
254723930 | TNB | DISTRIBUTION | CHERAS | Existing | BCRS/PCE/J00664/MATX1 | 300270607 | TX1-B04398 | BUKIT BAYU NO 4 |  | 39 | RYB |  |  | 11 kV |  | 415 V |  | MTM | 1000.00 kVA | 19991101 |  | 1 | 37 | Fail | Please check "Voltage In/Out"
254723932 | TNB | DISTRIBUTION | CHERAS | Existing | BCRS/PCE/J00068/MATX1 | 300277732 | TX1-B02826 | FINE QUALITY |  | 2 | RYB |  |  | 11 kV |  | 415 V |  | MTM | 1000.00 kVA | 19951101 |  | 1 | 3 | Fail | Please check "Voltage In/Out"
254723934 | TNB | DISTRIBUTION | CHERAS | Existing | BCRS/PCE/J00614/MATXF1 | 300269217 | TX1-B02829 | YWE |  | 11 | RYB |  |  | 11 kV |  | 415 V |  | MTM | 1000.00 kVA | 19951101 |  | 1 | 12 | Fail | Please check "Voltage In/Out"
254723936 | TNB | DISTRIBUTION | CHERAS | Existing | BCRS/PCE/J00618/MATXF1 | 300269221 | TX1-B02835 | WING LONG |  | 1 | RYB |  |  | 11 kV |  | 415 V |  | MTM | 1000.00 kVA | 19951101 |  | 1 | 1 | Fail | Please check "Voltage In/Out"
254723938 | TNB | DISTRIBUTION | CHERAS | Existing | BCRS/PCE/J00661/MATX2 | 300270604 | TX2-B04390 | BUKIT BAYU NO 1 |  | 44 | RYB |  |  | 11 kV |  | 415 V |  | MTM | 1000.00 kVA | 18/07/1998 |  | 1 | 20 | Fail | Please check "Voltage In/Out"
254723940 | TNB | DISTRIBUTION | CHERAS | Existing | BCRS/PCE/J00312/MATX1 | 300010257 | TX1-B01365 | CHAN KWAN YING |  | 15 | RYB |  |  | 11 kV |  | 415 V |  | MTM | 750.00 kVA | 19981107 |  | 1 | 8 | Fail | Please check "Voltage In/Out"
254723942 | TNB | DISTRIBUTION | CHERAS | Existing | BCRS/PCE/J00490/MATXF1 | 300277749 | TX1-B08846 | CHERAS MAJU BT 11 CHERAS |  | 37 | RYB |  |  | 11 kV |  | 415 V |  | MTM | 1000.00 kVA | 20051101 |  | 1 | 13 | Fail | Please check "Voltage In/Out"
254723976 | TNB | DISTRIBUTION | CHERAS | Existing | BCRS/PCE/J00074/MATX1 | 300005888 | TX1-B02280 | DUSUN TUA SEBERANG A/T |  | 118 | RYB |  |  | 11 kV |  | 415 V |  | MTM | 300.00 kVA | 20031101 |  | 1 | 130 | Fail | Please check "Voltage In/Out"
254723978 | TNB | DISTRIBUTION | CHERAS | Existing | BCRS/PCE/J00075/MATX1 | 300004362 | TX1-B02282 | DUSUN TUA BT 17 A/T |  | 175 | RYB |  |  | 11 kV |  | 415 V |  | MTM | 300.00 kVA | 19901101 |  | 1 | 193 | Fail | Please check "Voltage In/Out"
254723980 | TNB | DISTRIBUTION | CHERAS | Existing | BCRS/PCE/J00391/MATX1 | 300011066 | TX1-B02886 | UNITED SENSATION SB |  | 1 | RYB |  |  | 11 kV |  | 415 V |  | MTM | 1000.00 kVA | 19941111 |  | 1 | 1 | Fail | Please check "Voltage In/Out"
254723982 | TNB | DISTRIBUTION | CHERAS | Existing | BCRS/PCE/J00652/MATX1 | 300270368 | TX1-B09083 | WONG SUE KAU |  | 4 | RYB |  |  | 11 kV |  | 415 V |  | MTM | 1000.00 kVA | 20111111 |  | 1 | 4 | Fail | Please check "Voltage In/Out"
254723984 | TNB | DISTRIBUTION | CHERAS | Existing | BCRS/PCE/J00461/MATX | 300277746 | TX1-B08448 | Y&L METAL INDUSTRIES - B2330 |  | 16 | RYB |  |  | 11 kV |  | 415 V |  | MTM | 1000.00 kVA | 18/07/1998 |  | 1 | 17 | Fail | Please check "Voltage In/Out"
254723986 | TNB | DISTRIBUTION | CHERAS | Existing | BCRS/PCE/J00297/MATX1 | 300010105 | TX1-B01340 | LAKSANA REALTY |  | 9 | RYB |  |  | 11 kV |  | 415 V |  | MTM | 1000.00 kVA | 19911101 |  | 1 | 9 | Fail | Please check "Voltage In/Out"
254723988 | TNB | DISTRIBUTION | CHERAS | Existing | BCRS/PCE/J00069/MATX1 | 300510389 | TX1-B02261 | KG DARUL HIDAYAH A/T |  | 162 | RYB |  |  | 11 kV |  | 415 V |  | MTM | 100.00 kVA |  |  | 1 | 169 | Fail | Please check "Voltage In/Out"
254723990 | TNB | DISTRIBUTION | CHERAS | Existing | BCRS/PCE/J00067/MATX1 | 300004339 | TX1-B02253 | PKNS BKT KUNDANG |  | 203 | RYB |  |  | 11 kV |  | 415 V |  | MTM | 1000.00 kVA | 19971101 |  | 1 | 214 | Fail | Please check "Voltage In/Out"
254723992 | TNB | DISTRIBUTION | CHERAS | Existing | BCRS/PCE/J00500/MATFX1 | 300266744 | TX1-B08946 | PADAT JLN WAWASAN 1A |  | 284 | RYB |  |  | 11 kV |  | 415 V |  | MTM | 1000.00 kVA | 20061101 |  | 1 | 98 | Fail | Please check "Voltage In/Out"
254723994 | TNB | DISTRIBUTION | CHERAS | Existing | BCRS/PCE/J00061/MATX1 | 300004313 | TX1-B02238 | TMN PINGGIRAN DELIMA NO 1 |  | 120 | RYB |  |  | 11 kV |  | 415 V |  | MTM | 1000.00 kVA | 19971101 |  | 1 | 125 | Fail | Please check "Voltage In/Out"
254723996 | TNB | DISTRIBUTION | CHERAS | Existing | BCRS/PCE/J00737/MATX1 | 300270839 | TX1-B02017 | ELEGANT CAPITAL NO 2 |  | 2 | RYB |  |  | 11 kV |  | 415 V |  | MTM | 1000.00 kVA | 18/07/1998 |  | 1 | 2 | Fail | Please check "Voltage In/Out"
254723998 | TNB | DISTRIBUTION | CHERAS | Existing | BCRS/PCE/J00121/MATX1 | 300277517 | TX1-B01664 | TMN CHERAS PERDANA NO 1 |  | 414 | RYB |  |  | 11 kV |  | 415 V |  | MTM | 1000.00 kVA | 20031101 |  | 1 | 399 | Fail | Please check "Voltage In/Out"
254724000 | TNB | DISTRIBUTION | CHERAS | Existing | BCRS/PCE/J00126/MATX1 | 300005142 | TX1-B01648 | TMN CHERAS PERDANA NO 3 |  | 373 | RYB |  |  | 11 kV |  | 415 V |  | MTM | 750.00 kVA | 20031101 | 750 kVA | 1 | 371 | Fail | Please check "Voltage In/Out"
254724002 | TNB | DISTRIBUTION | CHERAS | Existing | BCRS/PCE/J00128/MATX1 | 300005158 | TX1-B01641 | TMN CHERAS PERDANA NO 5 |  | 614 | RYB |  |  | 11 kV |  | 415 V |  | MTM | 1000.00 kVA | 20001101 |  | 1 | 603 | Fail | Please check "Voltage In/Out"
254724004 | TNB | DISTRIBUTION | CHERAS | Existing | BCRS/PCE/J00584/MATXF1 | 300268040 | TX1-B07313 | JLN BUDIMAN 2/4 TMN PUTRA BUDI |  | 71 | RYB |  |  | 11 kV |  | 415 V |  | MTM | 500.00 kVA | 20031101 |  | 1 | 72 | Fail | Please check "Voltage In/Out"
254724006 | TNB | DISTRIBUTION | CHERAS | Existing | BCRS/PCE/J00585/MATXF1 | 300268041 | TX1-B05078 | TMN PUTRA BUDIMAN NO 1 |  | 312 | RYB |  |  | 11 kV |  | 415 V |  | MTM | 1000.00 kVA | 20011101 |  | 1 | 19 | Fail | Please check "Voltage In/Out"
254724038 | TNB | DISTRIBUTION | CHERAS | Existing | BCRS/PCE/J00490/MATXF2 | 300277750 | TX2-B08847 | CHERAS MAJU BT 11 CHERAS |  | 39 | RYB |  |  | 11 kV |  | 415 V |  | MTM | 1000.00 kVA | 20051101 |  | 1 | 16 | Fail | Please check "Voltage In/Out"
254724040 | TNB | DISTRIBUTION | CHERAS | Existing | BCRS/PCE/J00731/MATX1 | 300270831 | TX1-B02802 | BHS HARDWERE |  | 1 | RYB |  |  | 11 kV |  | 415 V |  | MTM | 500.00 kVA | 18/07/1998 |  | 1 | 2 | Fail | Please check "Voltage In/Out"
254724042 | TNB | DISTRIBUTION | CHERAS | Existing | BCRS/PCE/J00663/MATX1 | 300270606 | TX1-B04395 | BUKIT BAYU NO 3 |  | 56 | RYB |  |  | 11 kV |  | 415 V |  | MTM | 1000.00 kVA | 19991101 |  | 1 | 56 | Fail | Please check "Voltage In/Out"
254724044 | TNB | DISTRIBUTION | CHERAS | Existing | BCRS/PCE/J00636/MATXF2 | 300269367 | TX2-B01996 | LFIP NO 4 |  | 35 | RYB |  |  | 11 kV |  | 415 V |  | MTM | 1000.00 kVA | 19941111 |  | 1 | 33 | Fail | Please check "Voltage In/Out"
254724046 | TNB | DISTRIBUTION | CHERAS | Existing | BCRS/PCE/J00636/MATXF1 | 300269366 | TX1-B01995 | LFIP NO 4 |  | 23 | RYB |  |  | 11 kV |  | 415 V |  | MTM | 1000.00 kVA | 19941111 |  | 1 | 23 | Fail | Please check "Voltage In/Out"
254724048 | TNB | DISTRIBUTION | CHERAS | Existing | BCRS/PCE/J00638/MATXF2 | 300269370 | TX2-B02000 | LFIP NO 6 |  | 36 | RYB |  |  | 11 kV |  | 415 V |  | MTM | 1000.00 kVA | 20001111 |  | 1 | 39 | Fail | Please check "Voltage In/Out"
254724050 | TNB | DISTRIBUTION | CHERAS | Existing | BCRS/PCE/J00554/MATXF2 | 300268006 | TX2-B09338 | TANMING JAYA INDUSTRIAL PARK |  | 1 | RYB |  |  | 11 kV |  | 415 V |  | MTM | 1000.00 kVA | 18/07/1998 |  | 1 | 3 | Fail | Please check "Voltage In/Out"
254724052 | TNB | DISTRIBUTION | CHERAS | Existing | BCRS/PCE/J00277/MATX1 | 300010004 | TX1-B02763 | YEW CHAI SENG |  | 1 | RYB |  |  | 11 kV |  | 415 V |  | MTM | 1000.00 kVA | 19911101 |  | 1 | 1 | Fail | Please check "Voltage In/Out"
254724054 | TNB | DISTRIBUTION | CHERAS | Existing | BCRS/PCE/J00265/MATX1 | 300006186 | TX1-B06328 | BDR MAHKOTA CHERAS NO. 5 |  | 156 | RYB |  |  | 11 kV |  | 415 V |  | MTM | 1000.00 kVA | 20021101 |  | 1 | 158 | Fail | Please check "Voltage In/Out"
254724056 | TNB | DISTRIBUTION | CHERAS | Existing | BCRS/PCE/J00265/MATX2 | 300006187 | TX2-B06329 | BDR MAHKOTA CHERAS NO. 5 |  | 0 | RYB |  |  | 11 kV |  | 415 V |  | MTM | 1000.00 kVA | 20021101 |  | 1 | 0 | Fail | Please check "Voltage In/Out"
254724058 | TNB | DISTRIBUTION | CHERAS | Existing | BCRS/PCE/J00260/MATX2 | 300006147 | TX2-B06764 | BDR MAHKOTA CHERAS NO 18 |  | 65 | RYB |  |  | 11 kV |  | 415 V |  | MTM | 1000.00 kVA | 20021101 |  | 1 | 63 | Fail | Please check "Voltage In/Out"
254724060 | TNB | DISTRIBUTION | CHERAS | Existing | BCRS/PCE/J00260/MATX1 | 300006146 | TX1-B06763 | BDR MAHKOTA CHERAS NO 18 |  | 57 | RYB |  |  | 11 kV |  | 415 V |  | MTM | 1000.00 kVA | 20021101 |  | 1 | 57 | Fail | Please check "Voltage In/Out"
254724062 | TNB | DISTRIBUTION | CHERAS | Existing | BCRS/PCE/J00262/MATX1 | 300277429 | TX1-B06316 | BDR MAHKOTA CHERAS NO. 2 |  | 143 | RYB |  |  | 11 kV |  | 415 V |  | MTM | 1000.00 kVA | 20021101 |  | 1 | 143 | Fail | Please check "Voltage In/Out"
254724064 | TNB | DISTRIBUTION | CHERAS | Existing |  |  | TX2-B09329 | PE COMMERCIAL AREA 10 |  | 46 | RYB |  |  | 11 kV |  | 415 V |  | Unknown | 1000.00 kVA |  |  | 1 | 16 | Fail | Please check "Voltage In/Out"
254724066 | TNB | DISTRIBUTION | CHERAS | Existing |  |  | TX2-B09326 | PE COMMERCIAL AREA 12 |  | 33 | RYB |  |  | 11 kV |  | 415 V |  | MTM | 1000.00 kVA |  |  | 1 | 14 | Fail | Please check "Voltage In/Out"
254724068 | TNB | DISTRIBUTION | CHERAS | Existing | BCRS/PCE/J00494/MATXF1 | 300277046 | TX1-B09321 | COMMERCIAL AREA NO 13 JLN TEME |  | 38 | RYB |  |  | 11 kV |  | 415 V |  | MTM | 1000.00 kVA | 20061101 |  | 1 | 13 | Fail | Please check "Voltage In/Out"
254724102 | TNB | DISTRIBUTION | CHERAS | Existing | BCRS/PCE/J00586/MATXF2 | 300268044 | TX2-B06307 | TMN PUTRA BUDIMAN NO 2 |  | 70 | RYB |  |  | 11 kV |  | 415 V |  | MTM | 1000.00 kVA | 20021101 |  | 1 | 39 | Fail | Please check "Voltage In/Out"
254724104 | TNB | DISTRIBUTION | CHERAS | Existing | BCRS/PCE/J00586/MATXF1 | 300268043 | TX1-B06306 | TMN PUTRA BUDIMAN NO 2 |  | 146 | RYB |  |  | 11 kV |  | 415 V |  | MTM | 1000.00 kVA | 20021101 |  | 1 | 147 | Fail | Please check "Voltage In/Out"
254724106 | TNB | DISTRIBUTION | CHERAS | Existing | BCRS/PCE/J00089/MATX1 | 300004420 | TX1-B02160 | TMN MAS NO 3 COMPACT |  | 73 | RYB |  |  | 11 kV |  | 415 V |  | EWT | 500.00 kVA | 20001101 |  | 1 | 78 | Fail | Please check "Voltage In/Out"
254724108 | TNB | DISTRIBUTION | CHERAS | Existing | BCRS/PCE/J00127/MATX1 | 300005148 | TX1-B01644 | TMN CHERAS PERDANA NO 4 |  | 293 | RYB |  |  | 11 kV |  | 415 V |  | MTM | 750.00 kVA | 20001101 | 750 kVA | 1 | 294 | Fail | Please check "Voltage In/Out"
254724110 | TNB | DISTRIBUTION | CHERAS | Existing | BCRS/PCE/J00137/MATX2 | 300277519 | TX2-B05481 | TMN CHERAS PERDANA RIA |  | 95 | RYB |  |  | 11 kV |  | 415 V |  | MTM | 1000.00 kVA | 19991101 |  | 1 | 4 | Fail | Please check "Voltage In/Out"
254724112 | TNB | DISTRIBUTION | CHERAS | Existing | BCRS/PCE/J00137/MATX1 | 300277518 | TX1-B01668 | TMN CHERAS PERDANA RIA |  | 96 | RYB |  |  | 11 kV |  | 415 V |  | MTM | 1000.00 kVA | 19991101 |  | 1 | 1 | Fail | Please check "Voltage In/Out"
254724114 | TNB | DISTRIBUTION | CHERAS | Existing | BCRS/PCE/J00641/MATXF1 | 300269374 | TX1-B02772 | MEGA MOULDING |  | 0 | RYB |  |  | 11 kV |  | 415 V |  | MTM | 1000.00 kVA | 18/07/1998 |  | 1 | 2 | Fail | Please check "Voltage In/Out"
254724116 | TNB | DISTRIBUTION | CHERAS | Existing | BCRS/PCE/J00634/MATXF1 | 300269364 | TX1-B05886 | KENG SENG CORPORATION |  | 1 | RYB |  |  | 11 kV |  | 415 V |  | MTM | 1000.00 kVA | 20021111 |  | 1 | 1 | Fail | Please check "Voltage In/Out"
254724120 | TNB | DISTRIBUTION | CHERAS | Existing | BCRS/PCE/J00671/MATX2 | 300270615 | TX2-B06148 | PANGSAPURI RAKYAT |  | 218 | RYB |  |  | 11 kV |  | 415 V |  | MTM | 1000.00 kVA | 19991101 |  | 1 | 8 | Fail | Please check "Voltage In/Out"
254724122 | TNB | DISTRIBUTION | CHERAS | Existing | BCRS/PCE/J00671/MATX1 | 300270614 | TX1-B06147 | PANGSAPURI RAKYAT |  | 136 | RYB |  |  | 11 kV |  | 415 V |  | MTM | 1000.00 kVA | 19991101 |  | 1 | 17 | Fail | Please check "Voltage In/Out"
254724124 | TNB | DISTRIBUTION | CHERAS | Existing | BCRS/PCE/J00185/MATX1 | 300005537 | TX1-B01500 | TMN INDAH NO 1 |  | 168 | RYB |  |  | 11 kV |  | 415 V |  | MTM | 1000.00 kVA | 19901101 |  | 1 | 113 | Fail | Please check "Voltage In/Out"
254724126 | TNB | DISTRIBUTION | CHERAS | Existing | BCRS/PCE/J00184/MATX1 | 300005531 | TX1-B01503 | TMN INDAH NO 2 |  | 407 | RYB |  |  | 11 kV |  | 415 V |  | MTM | 500.00 kVA | 19901101 |  | 1 | 377 | Fail | Please check "Voltage In/Out"
254724128 | TNB | DISTRIBUTION | CHERAS | Existing | BCRS/PCE/J00492/MATXF1 | 300277049 | TX1-B09334 | COMMERCIAL AREA NO 11 JLN TEME |  | 53 | RYB |  |  | 11 kV |  | 415 V |  | MTM | 1000.00 kVA | 20061101 |  | 1 | 18 | Fail | Please check "Voltage In/Out"
254724130 | TNB | DISTRIBUTION | CHERAS | Existing | BCRS/PCE/J00912/MATX1 | 300277526 | TX1-B07668 | TAMAN ORKID NO 3 |  | 115 | RYB |  |  | 11 kV |  | 415 V |  | MTM | 1000.00 kVA | 18/07/1998 |  | 1 | 25 | Fail | Please check "Voltage In/Out"
254724132 | TNB | DISTRIBUTION | CHERAS | Existing | BCRS/PCE/J00713/MATX2 | 300270812 | TX2-B08118 | INDUSTRI BALAKONG JAYA NO 4 |  | 23 | RYB |  |  | 11 kV |  | 415 V |  | MTM | 1000.00 kVA | 20061101 |  | 1 | 22 | Fail | Please check "Voltage In/Out"
254724166 | TNB | DISTRIBUTION | CHERAS | Existing | BCRS/PCE/J00813/MATX1 | 300272414 | TX1-B08638 | COMMERCIAL AREA NO 3 |  | 51 | RYB |  |  | 11 kV |  | 415 V |  | MTM | 750.00 kVA | 18/07/1998 |  | 1 | 17 | Fail | Please check "Voltage In/Out"
254724168 | TNB | DISTRIBUTION | CHERAS | Existing | BCRS/PCE/J00815/MATX2 | 300272419 | TX2-B08630 | COMMERCIAL AREA NO 5 |  | 70 | RYB |  |  | 11 kV |  | 415 V |  | MTM | 750.00 kVA | 18/07/1998 |  | 1 | 29 | Fail | Please check "Voltage In/Out"
254724170 | TNB | DISTRIBUTION | CHERAS | Existing | BCRS/PCE/J00815/MATX1 | 300272418 | TX1-B08629 | COMMERCIAL AREA NO 5 |  | 44 | RYB |  |  | 11 kV |  | 415 V |  | MTM | 750.00 kVA | 18/07/1998 |  | 1 | 17 | Fail | Please check "Voltage In/Out"
254724172 | TNB | DISTRIBUTION | CHERAS | Existing | BCRS/PCE/J00263/MATX1 | 300006166 | TX1-B06320 | BDR MAHKOTA CHERAS NO. 3 |  | 65 | RYB |  |  | 11 kV |  | 415 V |  | MTM | 1000.00 kVA | 20021101 |  | 1 | 68 | Fail | Please check "Voltage In/Out"
254724174 | TNB | DISTRIBUTION | CHERAS | Existing | BCRS/PCE/J00264/MATX1 | 300006176 | TX1-B06324 | BDR MAHKOTA CHERAS NO. 4 |  | 43 | RYB |  |  | 11 kV |  | 415 V |  | MTM | 1000.00 kVA | 20021101 |  | 1 | 23 | Fail | Please check "Voltage In/Out"
254724176 | TNB | DISTRIBUTION | CHERAS | Existing | BCRS/PCE/J00883/MATX2 | 300277709 | TX2-B07201 | JALAN DAYANG 4/8 BMC |  | 107 | RYB |  |  | 11 kV |  | 415 V |  | MTM | 1000.00 kVA | 18/07/1998 |  | 1 | 108 | Fail | Please check "Voltage In/Out"
254724178 | TNB | DISTRIBUTION | CHERAS | Existing | BCRS/PCE/J00883/MATX1 | 300277708 | TX1-B07200 | JALAN DAYANG 4/8 BMC |  | 101 | RYB |  |  | 11 kV |  | 415 V |  | MTM | 1000.00 kVA | 18/07/1998 |  | 1 | 104 | Fail | Please check "Voltage In/Out"
254724230 | TNB | DISTRIBUTION | CHERAS | Existing | BCRS/PCE/J00889/MATX1 | 300276953 | TX1-B09971 | JLN. PENGGAWA 2/2 ANGSANA |  | 187 | RYB |  |  | 11 kV |  | 415 V |  | MTM | 1000.00 kVA | 18/07/1998 |  | 1 | 2 | Fail | Please check "Voltage In/Out"
254724232 | TNB | DISTRIBUTION | CHERAS | Existing | BCRS/PCE/J00451/MATX1 | 300270028 | TX1-B08613 | COMMERCIAL AREA NO 8 BMC |  | 55 | RYB |  |  | 11 kV |  | 415 V |  | MTM | 1000.00 kVA | 20051101 |  | 1 | 19 | Fail | Please check "Voltage In/Out"
254724234 | TNB | DISTRIBUTION | CHERAS | Existing | BCRS/PCE/J00811/MATX2 | 300272411 | TX2-B08626 | COMMERCIAL AREA NO 1 |  | 33 | RYB |  |  | 11 kV |  | 415 V |  | MTM | 750.00 kVA | 18/07/1998 |  | 1 | 12 | Fail | Please check "Voltage In/Out"
254724236 | TNB | DISTRIBUTION | CHERAS | Existing | BCRS/PCE/J00811/MATX1 | 300272410 | TX1-B08625 | COMMERCIAL AREA NO 1 |  | 30 | RYB |  |  | 11 kV |  | 415 V |  | MTM | 750.00 kVA | 18/07/1998 |  | 1 | 10 | Fail | Please check "Voltage In/Out"
254724238 | TNB | DISTRIBUTION | CHERAS | Existing | BCRS/PCE/J00810/MATX2 | 300272409 | TX2-B08622 | COMMERCIAL AREA NO 2 |  | 63 | RYB |  |  | 11 kV |  | 415 V |  | MTM | 1000.00 kVA | 18/07/1998 |  | 1 | 18 | Fail | Please check "Voltage In/Out"
254724240 | TNB | DISTRIBUTION | CHERAS | Existing | BCRS/PCE/J00810/MATX1 | 300272408 | TX1-B08621 | COMMERCIAL AREA NO 2 |  | 72 | RYB |  |  | 11 kV |  | 415 V |  | MTM | 1000.00 kVA | 18/07/1998 |  | 1 | 17 | Fail | Please check "Voltage In/Out"
254724242 | TNB | DISTRIBUTION | CHERAS | Existing | BCRS/PCE/J00225/MATX2 | 300005819 | TX2-B05034 | MITRALAND |  | 43 | RYB |  |  | 11 kV |  | 415 V |  | MTM | 1000.00 kVA | 20001101 |  | 1 | 42 | Fail | Please check "Voltage In/Out"
254724244 | TNB | DISTRIBUTION | CHERAS | Existing | BCRS/PCE/J00761/MATX1 | 300271087 | TX1-B04189 | SAMA PLASTIK |  | 0 | RYB |  |  | 11 kV |  | 415 V |  | EWT | 1000.00 kVA | 23/06/2012 |  | 1 | 1 | Fail | Please check "Voltage In/Out"
254724246 | TNB | DISTRIBUTION | CHERAS | Existing | BCRS/PCE/J00769/MATX1 | 300271095 | TX1-B05876 | LIC INDUSTRI |  | 0 | RYB |  |  | 11 kV |  | 415 V |  | MTM | 1000.00 kVA | 20021111 |  | 1 | 1 | Fail | Please check "Voltage In/Out"
254724248 | TNB | DISTRIBUTION | CHERAS | Existing | BCRS/PCE/J00814/MATX1 | 300272416 | TX1-B08634 | COMMERCIAL AREA NO 6 |  | 40 | RYB |  |  | 11 kV |  | 415 V |  | MTM | 750.00 kVA | 18/07/1998 |  | 1 | 14 | Fail | Please check "Voltage In/Out"
254724250 | TNB | DISTRIBUTION | CHERAS | Existing | BCRS/PCE/J00222/MATX1 | 300277646 | TX1-B04687 | GARDEN PARK SG LONG NO 15 |  | 203 | RYB |  |  | 11 kV |  | 415 V |  | MTM | 1000.00 kVA | 20001101 |  | 1 | 30 | Fail | Please check "Voltage In/Out"
254724384 | TNB | DISTRIBUTION | CHERAS | Existing | BCRS/PCE/J00803/MATX1 | 300272401 | TX1-B05248 | PERUMAHAN SUMBANGAN DAYA |  | 135 | RYB |  |  | 11 kV |  | 415 V |  | MTM | 1000.00 kVA | 20011111 |  | 1 | 28 | Fail | Please check "Voltage In/Out"
254724386 | TNB | DISTRIBUTION | CHERAS | Existing | BCRS/PCE/J00803/MATX2 | 300272402 | TX2-B05249 | PERUMAHAN SUMBANGAN DAYA |  | 135 | RYB |  |  | 11 kV |  | 415 V |  | MTM | 1000.00 kVA | 20011111 |  | 1 | 29 | Fail | Please check "Voltage In/Out"
254724388 | TNB | DISTRIBUTION | CHERAS | Existing | BCRS/PCE/J00062/MATX1 | 300004318 | TX1-B02241 | TMN PINGGIRAN DELIMA NO 2 |  | 497 | RYB |  |  | 11 kV |  | 415 V |  | MTM | 1000.00 kVA | 19971101 |  | 1 | 86 | Fail | Please check "Voltage In/Out"
254724550 | TNB | DISTRIBUTION | CHERAS | Existing | BCRS/PCE/J00505/MATFX2 | 300266747 | TX2-B07144 | JLN IKHLAS SG LONG |  | 79 | RYB |  |  | 11 kV |  | 415 V |  | MTM | 750.00 kVA | 20021101 |  | 1 | 80 | Fail | Please check "Voltage In/Out"
254724552 | TNB | DISTRIBUTION | CHERAS | Existing | BCRS/PCE/J00218/MATX1 | 300005776 | TX1-B02397 | OAKHILL COMPACT |  | 1 | RYB |  |  | 11 kV |  | 415 V |  | MTM | 1000.00 kVA | 19981101 |  | 1 | 1 | Fail | Please check "Voltage In/Out"
254724554 | TNB | DISTRIBUTION | CHERAS | Existing | BCRS/PCE/J00543/MATXF1 | 300266884 | TX1-B09107 | SEKOLAH SERI SURIA HULU LANGAT |  | 1 | RYB |  |  | 11 kV |  | 415 V |  | MTM | 1000.00 kVA | 18/07/1998 |  | 1 | 1 | Fail | Please check "Voltage In/Out"
254724558 | TNB | DISTRIBUTION | CHERAS | Existing | BCRS/PCE/J00065/MATX1 | 300277594 | TX1-B02169 | KEMACAHAYA NO 1 |  | 36 | RYB |  |  | 11 kV |  | 415 V |  | MTM | 1000.00 kVA | 20061101 |  | 1 | 5 | Fail | Please check "Voltage In/Out"
254724560 | TNB | DISTRIBUTION | CHERAS | Existing | BCRS/PCE/J00047/MATX1 | 300004258 | TX1-B02172 | TMN LAVENDER |  | 492 | RYB |  |  | 11 kV |  | 415 V |  | MTM | 1000.00 kVA | 19911101 |  | 1 | 357 | Fail | Please check "Voltage In/Out"
254724562 | TNB | DISTRIBUTION | CHERAS | Existing | BCRS/PCE/J00052/MATX1 | 300277000 | TX1-B02188 | TMN PERKASA (TMN ANGKASA) |  | 338 | RYB |  |  | 11 kV |  | 415 V |  | MTM | 1000.00 kVA | 20041101 |  | 1 | 352 | Fail | Please check "Voltage In/Out"
254724564 | TNB | DISTRIBUTION | CHERAS | Existing | BCRS/PCE/J00569/MATXF1 | 300268023 | TX1-1000KVA | TMN PERKASA INDAH |  | 98 | RYB |  |  | 11 kV |  | 415 V |  | MTM | 1000.00 kVA | 20061101 |  | 1 | 98 | Fail | Please check "Voltage In/Out"
254724566 | TNB | DISTRIBUTION | CHERAS | Existing | BCRS/PCE/J00150/MATX1 | 300277539 | TX1-B02083 | TMN PUTRI NO 1 |  | 65 | RYB |  |  | 11 kV |  | 415 V |  | MTM | 1000.00 kVA | 19931101 |  | 1 | 2 | Fail | Please check "Voltage In/Out"
254724702 | TNB | DISTRIBUTION | CHERAS | Existing | BCRS/PCE/J00425/MATX1 | 300277553 | TX1-B06994 | TMN SEGAR PERDANA NO 1 |  | 148 | RYB |  |  | 11 kV |  | 415 V |  | EWT | 1000.00 kVA | 18/07/2002 |  | 1 | 125 | Fail | Please check "Voltage In/Out"
254724704 | TNB | DISTRIBUTION | CHERAS | Existing | BCRS/PCE/J00425/MATX2 | 300277554 | TX2-B06995 | TMN SEGAR PERDANA NO 1 |  | 97 | RYB |  |  | 11 kV |  | 415 V |  | EWT | 1000.00 kVA | 20031111 |  | 1 | 59 | Fail | Please check "Voltage In/Out"
254724706 | TNB | DISTRIBUTION | CHERAS | Existing | BCRS/PCE/J00248/MATX1 | 300277441 | TX1-B01715 | TMN SRI CHERAS NO 2 |  | 171 | RYB |  |  | 11 kV |  | 415 V |  | MTM | 1000.00 kVA | 19901101 |  | 1 | 179 | Fail | Please check "Voltage In/Out"
254724708 | TNB | DISTRIBUTION | CHERAS | Existing | BCRS/PCE/J00624/MATX1 | 300277515 | TX1-B01719 | TMN SRI CHERAS NO 3 |  | 8 | RYB |  |  | 11 kV |  | 415 V |  | MTM | 1000.00 kVA | 18/07/1998 |  | 1 | 8 | Fail | Please check "Voltage In/Out"
254724734 | TNB | DISTRIBUTION | CHERAS | Existing |  |  | TX2-B05520 | PE MINES RESORT NO.2 |  | 2 | RYB |  |  | 11 kV |  | 415 V |  | EWT | 1000.00 kVA |  |  | 1 | 4 | Fail | Please check "Voltage In/Out"
254725050 | TNB | DISTRIBUTION | CHERAS | Existing | BCRS/PCE/J00542/MATXF1 | 300266883 | TX1-B09167 | SEGAR PERDANA COURT PHASE 7B |  | 229 | RYB |  |  | 11 kV |  | 415 V |  | MTM | 750.00 kVA | 20061101 |  | 1 | 3 | Fail | Please check "Voltage In/Out"
254725052 | TNB | DISTRIBUTION | CHERAS | Existing | BCRS/PCE/J00463/MATX | 300010313 | TX1-B08387 | TMN BKT HARTAMAS |  | 126 | RYB |  |  | 11 kV |  | 415 V |  | MTM | 1000.00 kVA | 18/07/1998 |  | 1 | 125 | Fail | Please check "Voltage In/Out"
254725054 | TNB | DISTRIBUTION | CHERAS | Existing | BCRS/PCE/J00019/MATX1 | 300004128 | TX1-B02130 | TMN CHERAS PERMATA NO 2 |  | 134 | RYB |  |  | 11 kV |  | 415 V |  | MTM | 1000.00 kVA | 19821101 |  | 1 | 135 | Fail | Please check "Voltage In/Out"
254725056 | TNB | DISTRIBUTION | CHERAS | Existing | BCRS/PCE/J00203/MATX2 | 300005677 | TX2-B05387 | TMN LINGKARAN NUR |  | 43 | RYB |  |  | 11 kV |  | 415 V |  | MTM | 1000.00 kVA | 20021101 |  | 1 | 43 | Fail | Please check "Voltage In/Out"
254725058 | TNB | DISTRIBUTION | CHERAS | Existing | BCRS/PCE/J00203/MATX1 | 300005676 | TX1-B05386 | TMN LINGKARAN NUR |  | 199 | RYB |  |  | 11 kV |  | 415 V |  | MTM | 1000.00 kVA | 20021101 |  | 1 | 205 | Fail | Please check "Voltage In/Out"
254725060 | TNB | DISTRIBUTION | CHERAS | Existing | BCRS/PCE/J00697/MATX1 | 300270375 | TX1-B09100 | JLN MAS UTAMA |  | 31 | RYB |  |  | 11 kV |  | 415 V |  | MTM | 750.00 kVA | 20051101 |  | 1 | 32 | Fail | Please check "Voltage In/Out"
254725064 | TNB | DISTRIBUTION | CHERAS | Existing | BCRS/PCE/J00567/MATXF1 | 300268020 | TX1-B07786 | TMN SERI MINANG BTHO |  | 155 | RYB |  |  | 11 kV |  | 415 V |  | MTM | 750.00 kVA | 20041111 |  | 1 | 156 | Fail | Please check "Voltage In/Out"
254725066 | TNB | DISTRIBUTION | CHERAS | Existing | BCRS/PCE/J00696/MATX1 | 300270377 | TX1-B08138 | TMN CERIANA CHERAS |  | 42 | RYB |  |  | 11 kV |  | 415 V |  | EWT | 500.00 kVA | 20041111 |  | 1 | 42 | Fail | Please check "Voltage In/Out"
254725068 | TNB | DISTRIBUTION | CHERAS | Existing | BCRS/PCE/J00299/MATX1 | 300010184 | TX1-B01515 | GELOMBANG CEKAL (GAY KIM) |  | 1 | RYB |  |  | 11 kV |  | 415 V |  | MTM | 750.00 kVA | 19941111 |  | 1 | 2 | Fail | Please check "Voltage In/Out"
254725070 | TNB | DISTRIBUTION | CHERAS | Existing | BCRS/PCE/J00362/MATX1 | 300010511 | TX1-B01839 | HOOVER TILING SB |  | 2 | RYB |  |  | 11 kV |  | 415 V |  | MTM | 1000.00 kVA | 19951101 |  | 1 | 2 | Fail | Please check "Voltage In/Out"
254725072 | TNB | DISTRIBUTION | CHERAS | Existing | BCRS/PCE/J00572/MATX1 | 300268027 | TX1-B09089 | TMN TANMING MAJU CHERAS JAYA |  | 82 | RYB |  |  | 11 kV |  | 415 V |  | MTM | 1000.00 kVA | 20061111 |  | 1 | 2 | Fail | Please check "Voltage In/Out"
254725074 | TNB | DISTRIBUTION | CHERAS | Existing | BCRS/PCE/J00572/MATX2 | 300268028 | TX2-B09090 | TMN TANMING MAJU CHERAS JAYA |  | 108 | RYB |  |  | 11 kV |  | 415 V |  | MTM | 1000.00 kVA | 20061111 |  | 1 | 112 | Fail | Please check "Voltage In/Out"
254725076 | TNB | DISTRIBUTION | CHERAS | Existing | BCRS/PCE/J00705/MATX2 | 300270798 | TX2-B02963 | NO 3 TAMAN SETIA BALAKONG |  | 273 | RYB |  |  | 11 kV |  | 415 V |  | MTM | 1000.00 kVA | 20001101 |  | 1 | 37 | Fail | Please check "Voltage In/Out"
254725078 | TNB | DISTRIBUTION | CHERAS | Existing | BCRS/PCE/J00880/MATX1 | 300277051 | TX1-B10041 | TMN TANMING INDAH NO 3 |  | 44 | RYB |  |  | 11 kV |  | 415 V |  | MTM | 1000.00 kVA | 18/07/1998 |  | 1 | 44 | Fail | Please check "Voltage In/Out"
254725080 | TNB | DISTRIBUTION | CHERAS | Existing | BCRS/PCE/J00881/MATX1 | 300277053 | TX1-B08427 | TMN TANMING INDAH NO 2 |  | 68 | RYB |  |  | 11 kV |  | 415 V |  | MTM | 1000.00 kVA | 18/07/1998 |  | 1 | 45 | Fail | Please check "Voltage In/Out"
254725082 | TNB | DISTRIBUTION | CHERAS | Existing | BCRS/PCE/J00469/MATX | 300277701 | TX1-B08225 | SG LONG NO 5 PADAT |  | 238 | RYB |  |  | 11 kV |  | 415 V |  | MTM | 1000.00 kVA | 18/07/1998 |  | 1 | 236 | Fail | Please check "Voltage In/Out"
254725084 | TNB | DISTRIBUTION | CHERAS | Existing | BCRS/PCE/J00797/MATX1 | 300271126 | TX1-B06006 | CHAN & CHUA |  | 2 | RYB |  |  | 11 kV |  | 415 V |  | MTM | 1000.00 kVA | 18/07/1998 |  | 1 | 2 | Fail | Please check "Voltage In/Out"
254725086 | TNB | DISTRIBUTION | CHERAS | Existing | BCRS/PCE/J00151/MATX1 | 300005304 | TX1-B02086 | TMN PUTRI NO 2 |  | 210 | RYB |  |  | 11 kV |  | 415 V |  | MTM | 1000.00 kVA | 20001101 |  | 1 | 1 | Fail | Please check "Voltage In/Out"
254725088 | TNB | DISTRIBUTION | CHERAS | Existing | BCRS/PCE/J00102 ;; /MATX2 |  | TX2-B02347 | PE KENNEISON BROTHER SDN BHD NO2 |  | 1 | RYB |  |  | 11 kV |  | 415 V |  | MTM | 1000.00 kVA |  |  | 1 | 1 | Fail | Please check "Voltage In/Out"
254725154 | TNB | DISTRIBUTION | CHERAS | Existing | BCRS/PCE/J00257/MATX1 | 300006116 | TX1-B06751 | BDR MAHKOTA CHERAS NO 15 |  | 181 | RYB |  |  | 11 kV |  | 415 V |  | MTM | 1000.00 kVA | 20021101 |  | 1 | 182 | Fail | Please check "Voltage In/Out"
254725156 | TNB | DISTRIBUTION | CHERAS | Existing | BCRS/PCE/J00241/MATX2 | 300005922 | TX2-B05499 | PUTRI JAYA NO 2 |  | 280 | RYB |  |  | 11 kV |  | 415 V |  | EWT | 1000.00 kVA | 19991101 |  | 1 | 263 | Fail | Please check "Voltage In/Out"
254725158 | TNB | DISTRIBUTION | CHERAS | Existing | BCRS/PCE/J00240/MATX1 | 300005913 | TX1-B01744 | PUTRI JAYA NO 3 |  | 76 | RYB |  |  | 11 kV |  | 415 V |  | EWT | 1000.00 kVA | 19971101 |  | 1 | 76 | Fail | Please check "Voltage In/Out"
254725160 | TNB | DISTRIBUTION | CHERAS | Existing | BCRS/PCE/J00240/MATX2 | 300005914 | TX2-B05498 | PUTRI JAYA NO 3 |  | 161 | RYB |  |  | 11 kV |  | 415 V |  | EWT | 1000.00 kVA | 19971101 |  | 1 | 161 | Fail | Please check "Voltage In/Out"
254725162 | TNB | DISTRIBUTION | CHERAS | Existing | BCRS/PCE/J00159/MATX1 | 300005346 | TX1-B02055 | TMN RASA SAYANG NO 2 |  | 231 | RYB |  |  | 11 kV |  | 415 V |  | SGB | 500.00 kVA | 20111111 |  | 1 | 9 | Fail | Please check "Voltage In/Out"
254725164 | TNB | DISTRIBUTION | CHERAS | Existing | BCRS/PCE/J00165/MATX1 | 300005397 | TX1-B02058 | RASA SAYANG PRIMA |  | 107 | RYB |  |  | 11 kV |  | 415 V |  | SGB | 1000.00 kVA | 19991111 |  | 1 | 24 | Fail | Please check "Voltage In/Out"
254725166 | TNB | DISTRIBUTION | CHERAS | Existing | BCRS/PCE/J00237/MATX1 | 300005894 | TX1-B01774 | TMN SHAH JAYA |  | 173 | RYB |  |  | 11 kV |  | 415 V |  | MTM | 1000.00 kVA | 20051101 |  | 1 | 178 | Fail | Please check "Voltage In/Out"
254725168 | TNB | DISTRIBUTION | CHERAS | Existing | BCRS/PCE/J00426/MATX1 | 300266880 | TX1-B06999 | TMN SEGAR PERDANA NO 2 |  | 60 | RYB |  |  | 11 kV |  | 415 V |  | MTM | 1000.00 kVA | 20031111 |  | 1 | 60 | Fail | Please check "Voltage In/Out"
254725170 | TNB | DISTRIBUTION | CHERAS | Existing | BCRS/PCE/J00426/MATX2 | 300266881 | TX2-B06998 | TMN SEGAR PERDANA NO 2 |  | 150 | RYB |  |  | 11 kV |  | 415 V |  | EWT | 1000.00 kVA | 20031111 |  | 1 | 153 | Fail | Please check "Voltage In/Out"
254725172 | TNB | DISTRIBUTION | CHERAS | Existing | BCRS/PCE/J00246/MATX1 | 300005962 | TX1-B01722 | TMN SRI CHERAS JAYA |  | 315 | RYB |  |  | 11 kV |  | 415 V |  | MTM | 500.00 kVA | 19981101 |  | 1 | 323 | Fail | Please check "Voltage In/Out"
254725174 | TNB | DISTRIBUTION | CHERAS | Existing | BCRS/PCE/J00841/MATX1 | 300272453 | TX1-B08092 | JALAN SL 14/4 |  | 68 | RYB |  |  | 11 kV |  | 415 V |  | MTM | 1000.00 kVA | 18/07/1998 |  | 1 | 70 | Fail | Please check "Voltage In/Out"
254725176 | TNB | DISTRIBUTION | CHERAS | Existing | BCRS/PCE/J00462/MATX | 300277704 | TX1-B08390 | SEJATI HILL NO 2 |  | 29 | RYB |  |  | 11 kV |  | 415 V |  | MTM | 1000.00 kVA | 20041101 |  | 1 | 27 | Fail | Please check "Voltage In/Out"
254725178 | TNB | DISTRIBUTION | CHERAS | Existing | BCRS/PCE/J00477/MATX | 300277705 | TX1-B08033 | PE TMN SEJATI HILLL VILLA |  | 35 | RYB |  |  | 11 kV |  | 415 V |  | MTM | 1000.00 kVA | 20031101 |  | 1 | 35 | Fail | Please check "Voltage In/Out"
254725180 | TNB | DISTRIBUTION | CHERAS | Existing | BCRS/PCE/J00480/MATX | 300276968 | TX1-B07973 | P/PURI BIDARA LUMAYAN SG LONG |  | 283 | RYB |  |  | 11 kV |  | 415 V |  | MTM | 750.00 kVA | 20041101 |  | 1 | 21 | Fail | Please check "Voltage In/Out"
254725184 | TNB | DISTRIBUTION | CHERAS | Existing | BCRS/PCE/J00681/MATX1 | 300270628 | TX1-B08268 | IND RINGAN BKT ANGKAT NO 2 |  | 36 | RYB |  |  | 11 kV |  | 415 V |  | MTM | 1000.00 kVA | 20051101 |  | 1 | 37 | Fail | Please check "Voltage In/Out"
254725186 | TNB | DISTRIBUTION | CHERAS | Existing | BCRS/PCE/J00102/MATX1 | 300291919 | TX1-B02346 | KENEISON BROTHERS NO 2 |  | 1 | RYB |  |  | 11 kV |  | 415 V |  | MTM | 1000.00 kVA | 19901101 |  | 1 | 1 | Fail | Please check "Voltage In/Out"
254725188 | TNB | DISTRIBUTION | CHERAS | Existing | BCRS/PCE/J00456/MATX | 300277717 | TX1-B08666 | CHERAS VISTA BMC |  | 137 | RYB |  |  | 11 kV |  | 415 V |  | MTM | 1000.00 kVA | 20011101 |  | 1 | 136 | Fail | Please check "Voltage In/Out"
254725190 | TNB | DISTRIBUTION | CHERAS | Existing | BCRS/PCE/J00458/MATX3 | 300276994 | TX1-B08462 | PANGSAPURI(KONDO) LANGAT JAYA |  | 193 | RYB |  |  | 11 kV |  | 415 V |  | MTM | 1000.00 kVA | 18/07/1998 |  | 1 | 1 | Fail | Please check "Voltage In/Out"
254725192 | TNB | DISTRIBUTION | CHERAS | Existing | BCRS/PCE/J00458/MATX2 | 300276993 | TX2-B08459 | PANGSAPURI(KONDO) LANGAT JAYA |  | 221 | RYB |  |  | 11 kV |  | 415 V |  | MTM | 1000.00 kVA | 18/07/1998 |  | 1 | 1 | Fail | Please check "Voltage In/Out"
254725194 | TNB | DISTRIBUTION | CHERAS | Existing | BCRS/PCE/J00153/MATX2 | 300277543 | TX2-B05475 | TMN PUTRI NO 3 |  | 0 | RYB |  |  | 11 kV |  | 415 V |  | MTM | 1000.00 kVA | 19951101 |  | 1 | 1 | Fail | Please check "Voltage In/Out"
254725196 | TNB | DISTRIBUTION | CHERAS | Existing | BCRS/PCE/J00154/MATX1 | 300005316 | TX1-B02095 | TMN PUTRI NO 5 |  | 3 | RYB |  |  | 11 kV |  | 415 V |  | MTM | 750.00 kVA | 19951101 |  | 1 | 2 | Fail | Please check "Voltage In/Out"
254725200 | TNB | DISTRIBUTION | CHERAS | Existing | BCRS/PCE/J00214/MATX1 | 300005742 | TX1-B02393 | SG LONG NO 2 |  | 156 | RYB |  |  | 11 kV |  | 415 V |  | MTM | 750.00 kVA | 20061101 |  | 1 | 159 | Fail | Please check "Voltage In/Out"
254725202 | TNB | DISTRIBUTION | CHERAS | Existing | BCRS/PCE/J00214/MATX2 | 300005743 | TX2-B02394 | SG LONG NO 2 |  | 397 | RYB |  |  | 11 kV |  | 415 V |  | MTM | 1000.00 kVA | 20061101 |  | 1 | 398 | Fail | Please check "Voltage In/Out"
254725204 | TNB | DISTRIBUTION | CHERAS | Existing | BCRS/PCE/J00865/MATX1 | 300277626 | TX1-B08814 | JLN SUTERA 2/1A |  | 102 | RYB |  |  | 11 kV |  | 415 V |  | MTM | 1000.00 kVA | 18/07/1998 |  | 1 | 104 | Fail | Please check "Voltage In/Out"
254725206 | TNB | DISTRIBUTION | CHERAS | Existing | BCRS/PCE/J00865/MATX2 | 300277627 | TX2-B08815 | JLN SUTERA 2/1A |  | 69 | RYB |  |  | 11 kV |  | 415 V |  | MTM | 1000.00 kVA | 18/07/1998 |  | 1 | 70 | Fail | Please check "Voltage In/Out"
254725208 | TNB | DISTRIBUTION | CHERAS | Existing | BCRS/PCE/J00863/MATX1 | 300277620 | TX1-B08811 | RMH PAM TMN SUTERA |  | 0 | RYB |  |  | 11 kV |  | 415 V |  | MTM | 1000.00 kVA | 18/07/1998 |  | 1 | 1 | Fail | Please check "Voltage In/Out"
254725210 | TNB | DISTRIBUTION | CHERAS | Existing | BCRS/PCE/J00862/MATX2 | 300277619 | TX2-B07233 | CHERAS PRIMA NO 2 |  | 68 | RYB |  |  | 11 kV |  | 415 V |  | MTM | 1000.00 kVA | 18/07/1998 |  | 1 | 68 | Fail | Please check "Voltage In/Out"
254725212 | TNB | DISTRIBUTION | CHERAS | Existing | BCRS/PCE/J00835/MATX2 | 300272447 | TX2-B09975 | TMN LANGAT CERIA |  | 57 | RYB |  |  | 11 kV |  | 415 V |  | MTM | 1000.00 kVA | 18/07/1998 |  | 1 | 58 | Fail | Please check "Voltage In/Out"
254725214 | TNB | DISTRIBUTION | CHERAS | Existing | BCRS/PCE/J00835/MATX1 | 300272445 | TX1-B09974 | TMN LANGAT CERIA |  | 48 | RYB |  |  | 11 kV |  | 415 V |  | MTM | 1000.00 kVA | 18/07/1998 |  | 1 | 36 | Fail | Please check "Voltage In/Out"
254725216 | TNB | DISTRIBUTION | CHERAS | Existing | BCRS/PCE/J00668/MATX1 | 300430766 | TX1-B06465 | STRATEGIK PRODUCT |  | 1 | RYB |  |  | 11 kV |  | 415 V |  | MTM | 1000.00 kVA | 20011111 |  | 1 | 1 | Fail | Please check "Voltage In/Out"
254725282 | TNB | DISTRIBUTION | CHERAS | Existing | BCRS/PCE/J00189/MATX1 | 300005573 | TX1-B02369 | IBUSAWAT TELEKOM SG LONG |  | 9 | RYB |  |  | 11 kV |  | 415 V |  | MTM | 1000.00 kVA | 20001101 |  | 1 | 11 | Fail | Please check "Voltage In/Out"
254725284 | TNB | DISTRIBUTION | CHERAS | Existing | BCRS/PCE/J00511/MATXF1 | 300266755 | TX1-B07126 | JLN PERMAISURI 23/6 BDR MAHKOT |  | 266 | RYB |  |  | 11 kV |  | 415 V |  | MTM | 1000.00 kVA | 20021101 |  | 1 | 270 | Fail | Please check "Voltage In/Out"
254725286 | TNB | DISTRIBUTION | CHERAS | Existing | BCRS/PCE/J00874/MATX1 | 300277635 | TX1-B03964 | TREND PAPER |  | 94 | RYB |  |  | 11 kV |  | 415 V |  | MTM | 1000.00 kVA | 18/07/1998 |  | 1 | 99 | Fail | Please check "Voltage In/Out"
254725288 | TNB | DISTRIBUTION | CHERAS | Existing | BCRS/PCE/J00859/MATX1 | 300277614 | TX1-B03970 | ABD KARIM MANAN |  | 8 | RYB |  |  | 11 kV |  | 415 V |  | MTM | 1000.00 kVA | 18/07/1998 |  | 1 | 8 | Fail | Please check "Voltage In/Out"
254725290 | TNB | DISTRIBUTION | CHERAS | Existing | BCRS/PCE/J00825/MATX1 | 300272434 | TX1-B02918 | MINES LODGE |  | 239 | RYB |  |  | 11 kV |  | 415 V |  | SGB | 1000.00 kVA | 19981111 |  | 1 | 1 | Fail | Please check "Voltage In/Out"
254725292 | TNB | DISTRIBUTION | CHERAS | Existing | BCRS/PCE/J00094/MATX2 | 300004448 | TX2-B09444 | TMN ULU LANGAT JAYA NO 1 |  | 6 | RYB |  |  | 11 kV |  | 415 V |  | MTM | 1000.00 kVA | 20061101 |  | 1 | 6 | Fail | Please check "Voltage In/Out"
254725294 | TNB | DISTRIBUTION | CHERAS | Existing | BCRS/PCE/J00094/MATX1 | 300004447 | TX1-B09443 | TMN ULU LANGAT JAYA NO 1 |  | 89 | RYB |  |  | 11 kV |  | 415 V |  | MTM | 1000.00 kVA | 20061101 |  | 1 | 89 | Fail | Please check "Voltage In/Out"
254725296 | TNB | DISTRIBUTION | CHERAS | Existing | BCRS/PCE/J00464/MATX | 300010020 | TX1-B08283 | FELCRA SEMUNGKIS |  | 177 | RYB |  |  | 11 kV |  | 415 V |  | MTM | 1000.00 kVA | 19951101 |  | 1 | 190 | Fail | Please check "Voltage In/Out"
254725298 | TNB | DISTRIBUTION | CHERAS | Existing | BCRS/PCE/J00481/MATX | 300277651 | TX1-B07903 | JLN BENDAHARA 12/7 BMC |  | 122 | RYB |  |  | 11 kV |  | 415 V |  | MTM | 1000.00 kVA | 20041101 |  | 1 | 122 | Fail | Please check "Voltage In/Out"
254725300 | TNB | DISTRIBUTION | CHERAS | Existing | BCRS/PCE/J00503/MATFX1 | 300266743 | TX1-B09205 | JLN BENDAHARA 7A/7 |  | 29 | RYB |  |  | 11 kV |  | 415 V |  | MTM | 1000.00 kVA | 18/07/1998 |  | 1 | 30 | Fail | Please check "Voltage In/Out"
254725302 | TNB | DISTRIBUTION | CHERAS | Existing | BCRS/PCE/J00046/MATX1 | 300004252 | TX1-B02163 | BASE CRAFT |  | 9 | RYB |  |  | 11 kV |  | 415 V |  | EWT | 1000.00 kVA | 19911101 |  | 1 | 10 | Fail | Please check "Voltage In/Out"
254725304 | TNB | DISTRIBUTION | CHERAS | Existing | BCRS/PCE/J00900/MATX1 | 300266867 | TX1-B08089 | IDAMAN VILLA |  | 66 | RYB |  |  | 11 kV |  | 415 V |  | MTM | 500.00 kVA | 18/07/1998 |  | 1 | 80 | Fail | Please check "Voltage In/Out"
254725308 | TNB | DISTRIBUTION | CHERAS | Existing | BCRS/PCE/J00455/MATX | 300277420 | TX1-B08601 | JLN PAHLAWAN 20/3 |  | 113 | RYB |  |  | 11 kV |  | 415 V |  | MTM | 1000.00 kVA | 20051101 |  | 1 | 115 | Fail | Please check "Voltage In/Out"
254725310 | TNB | DISTRIBUTION | CHERAS | Existing | BCRS/PCE/J00295/MATX1 | 300010093 | TX1-B01332 | BOOM FUEN & SON (GALANT) |  | 1 | RYB |  |  | 11 kV |  | 415 V |  | MTM | 1000.00 kVA | 19941101 |  | 1 | 1 | Fail | Please check "Voltage In/Out"
254725312 | TNB | DISTRIBUTION | CHERAS | Existing | BCRS/PCE/J00295/MATX2 | 300010094 | TX2-B01330 | BOOM FUEN & SON (GALANT) |  | 0 | RYB |  |  | 11 kV |  | 415 V |  | LKH | 1000.00 kVA | 20001101 |  | 1 | 1 | Fail | Please check "Voltage In/Out"
254725410 | TNB | DISTRIBUTION | CHERAS | Existing | BCRS/PCE/J00682/MATX1 | 300270629 | TX1-B09418 | IND RINGAN BKT ANGKAT NO 4 |  | 42 | RYB |  |  | 11 kV |  | 415 V |  | MTM | 1000.00 kVA | 20071101 |  | 1 | 16 | Fail | Please check "Voltage In/Out"
254725414 | TNB | DISTRIBUTION | CHERAS | Existing | BCRS/PCE/J00702/MATX1 | 300270793 | TX1-B09113 | APARTMENT DESA RIA |  | 0 | RYB |  |  | 11 kV |  | 415 V |  | MTM | 750.00 kVA | 20051101 |  | 1 | 1 | Fail | Please check "Voltage In/Out"
254725416 | TNB | DISTRIBUTION | CHERAS | Existing | BCRS/PCE/J00070/MATX1 | 300004345 | TX1-B02263 | DUSUN TUA |  | 179 | RYB |  |  | 11 kV |  | 415 V |  | MTM | 1000.00 kVA | 19991101 |  | 1 | 190 | Fail | Please check "Voltage In/Out"
254725418 | TNB | DISTRIBUTION | CHERAS | Existing | BCRS/PCE/J00615/MATXF1 | 300269218 | TX1-B07220 | TIMELESS MILLION |  | 1 | RYB |  |  | 11 kV |  | 415 V |  | MTM | 500.00 kVA | 20031101 |  | 1 | 1 | Fail | Please check "Voltage In/Out"
254725420 | TNB | DISTRIBUTION | CHERAS | Existing | BCRS/PCE/J00635/MATXF1 | 300269365 | TX1-B08591 | PTM STEEL |  | 1 | RYB |  |  | 11 kV |  | 415 V |  | MTM | 1000.00 kVA | 20051111 |  | 1 | 1 | Fail | Please check "Voltage In/Out"
254725422 | TNB | DISTRIBUTION | CHERAS | Existing | BCRS/PCE/J00281/MATX1 | 300010016 | TX1-B01262 | MEIKA FOOD |  | 2 | RYB |  |  | 11 kV |  | 415 V |  | MTM | 1000.00 kVA | 20051101 |  | 1 | 2 | Fail | Please check "Voltage In/Out"
254725424 | TNB | DISTRIBUTION | CHERAS | Existing | BCRS/PCE/J00400/MATX1 | 300011118 | TX1-B01918 | CHOY AH BEE & SONS SB |  | 1 | RYB |  |  | 11 kV |  | 415 V |  | MTM | 1000.00 kVA | 19991101 |  | 1 | 1 | Fail | Please check "Voltage In/Out"
254725426 | TNB | DISTRIBUTION | CHERAS | Existing | BCRS/PCE/J00966/MATX1 | 300287539 | TX1-B03952 | SUMBER MAJU |  | 77 | RYB |  |  | 11 kV |  | 415 V |  | MTM | 1000.00 kVA | 18/07/1998 |  | 1 | 52 | Fail | Please check "Voltage In/Out"
254725428 | TNB | DISTRIBUTION | CHERAS | Existing | BCRS/PCE/J00670/MATX1 | 300270613 | TX1-B07822 | SETIA NO 2 BALAKONG |  | 65 | RYB |  |  | 11 kV |  | 415 V |  | MTM | 750.00 kVA | 20031101 |  | 1 | 65 | Fail | Please check "Voltage In/Out"
254725430 | TNB | DISTRIBUTION | CHERAS | Existing | BCRS/PCE/J00673/MATX1 | 300270616 | TX1-B08190 | TMN BKT EMAS NO 1 |  | 75 | RYB |  |  | 11 kV |  | 415 V |  | MTM | 500.00 kVA | 20041101 |  | 1 | 63 | Fail | Please check "Voltage In/Out"
254725432 | TNB | DISTRIBUTION | CHERAS | Existing | BCRS/PCE/J00860/MATX1 | 300277615 | TX1-B03957 | LIM KOK YEONG SIMPANG BALAK |  | 35 | RYB |  |  | 11 kV |  | 415 V |  | MTM | 1000.00 kVA | 18/07/1998 |  | 1 | 36 | Fail | Please check "Voltage In/Out"
254725434 | TNB | DISTRIBUTION | CHERAS | Existing | BCRS/PCE/J00544/MATXF1 | 300266885 | TX1-B07487 | SILK KTTDR SG LONG NO 1 |  | 1 | RYB |  |  | 11 kV |  | 415 V |  | EWT | 500.00 kVA | 18/07/1998 |  | 1 | 1 | Fail | Please check "Voltage In/Out"
254725436 | TNB | DISTRIBUTION | CHERAS | Existing | BCRS/PCE/J00550/MATXF1 | 300266927 | TX1-B08437 | TAMAN CHERAS IDAMAN |  | 175 | RYB |  |  | 11 kV |  | 415 V |  | MTM | 750.00 kVA | 20051101 |  | 1 | 177 | Fail | Please check "Voltage In/Out"
254725438 | TNB | DISTRIBUTION | CHERAS | Existing | BCRS/PCE/J00852/MATX1 | 309906546 | TX1-B03987 | TMN SEKAMAT UDA |  | 503 | RYB |  |  | 11 kV |  | 415 V |  | MTM | 1000.00 kVA | 20160108 |  | 1 | 491 | Fail | Please check "Voltage In/Out"
254725440 | TNB | DISTRIBUTION | CHERAS | Existing | BCRS/PCE/J00739/MATX1 | 300268166 | TX1-B02013 | TERAS OAK NO 2 |  | 4 | RYB |  |  | 11 kV |  | 415 V |  | MTM | 1000.00 kVA | 18/07/1998 |  | 1 | 4 | Fail | Please check "Voltage In/Out"
254725538 | TNB | DISTRIBUTION | CHERAS | Existing | BCRS/PCE/J00617/MATXF1 | 300269220 | TX1-B07967 | TROPICAL EXPANSION |  | 1 | RYB |  |  | 11 kV |  | 415 V |  | MTM | 750.00 kVA | 20041101 |  | 1 | 1 | Fail | Please check "Voltage In/Out"
254725540 | TNB | DISTRIBUTION | CHERAS | Existing | BCRS/PCE/J00913/MATX1 | 300277535 | TX1-B09933 | TMN ORKID JLN ORKID NO 5 |  | 137 | RYB |  |  | 11 kV |  | 415 V |  | MTM | 1000.00 kVA | 18/07/1998 |  | 1 | 17 | Fail | Please check "Voltage In/Out"
254725578 | TNB | DISTRIBUTION | CHERAS | Existing | BCRS/PCE/J00036/MATX1 | 300004190 | TX1-B01767 | TMN MEGAH NO 2 |  | 258 | RYB |  |  | 11 kV |  | 415 V |  | MTM | 1000.00 kVA | 19851101 |  | 1 | 266 | Fail | Please check "Voltage In/Out"
254725580 | TNB | DISTRIBUTION | CHERAS | Existing | BCRS/PCE/J00273/MATX1 | 300009981 | TX1-B01239 | CONTROL INSTRUMENT |  | 2 | RYB |  |  | 11 kV |  | 415 V |  | MTM | 1000.00 kVA | 20011111 |  | 1 | 3 | Fail | Please check "Voltage In/Out"
254725582 | TNB | DISTRIBUTION | CHERAS | Existing | BCRS/PCE/J00272/MATX2 | 300009974 | TX2-B01236 | MECOMB |  | 0 | RYB |  |  | 11 kV |  | 415 V |  | MTM | 1000.00 kVA | 19971111 |  | 1 | 0 | Fail | Please check "Voltage In/Out"
254725584 | TNB | DISTRIBUTION | CHERAS | Existing | BCRS/PCE/J00272/MATX1 | 300009973 | TX1-B01235 | MECOMB |  | 0 | RYB |  |  | 11 kV |  | 415 V |  | MTM | 1000.00 kVA | 19971111 |  | 1 | 0 | Fail | Please check "Voltage In/Out"
254725588 | TNB | DISTRIBUTION | CHERAS | Existing | BCRS/PCE/J00639/MATXF2 | 300269372 | TX2- B05494 | TERAS OAK NO 1 |  | 6 | RYB |  |  | 11 kV |  | 415 V |  | MTM | 1000.00 kVA | 18/07/1998 |  | 1 | 6 | Fail | Please check "Voltage In/Out"
254725590 | TNB | DISTRIBUTION | CHERAS | Existing | BCRS/PCE/J00639/MATXF1 | 300269371 | TX1-B02003 | TERAS OAK NO 1 |  | 6 | RYB |  |  | 11 kV |  | 415 V |  | MTM | 1000.00 kVA | 18/07/1998 |  | 1 | 7 | Fail | Please check "Voltage In/Out"
254725592 | TNB | DISTRIBUTION | CHERAS | Existing | BCRS/PCE/J00736/MATX1 | 300270835 | TX1-B02021 | LFIP NO 2 |  | 25 | RYB |  |  | 11 kV |  | 415 V |  | MTM | 1000.00 kVA | 18/07/1998 |  | 1 | 25 | Fail | Please check "Voltage In/Out"
254725594 | TNB | DISTRIBUTION | CHERAS | Existing | BCRS/PCE/J00285/MATX1 | 300010038 | TX1-B01307 | PANTAI UTAMA |  | 1 | RYB |  |  | 11 kV |  | 415 V |  | MTM | 1000.00 kVA | 19981111 |  | 1 | 1 | Fail | Please check "Voltage In/Out"
254725596 | TNB | DISTRIBUTION | CHERAS | Existing | BCRS/PCE/J00274/MATX1 | 300009988 | TX1-B01304 | VALIAND RUBBER PRODUCT |  | 1 | RYB |  |  | 11 kV |  | 415 V |  | MTM | 1000.00 kVA | 19961111 |  | 1 | 1 | Fail | Please check "Voltage In/Out"
254725598 | TNB | DISTRIBUTION | CHERAS | Existing | BCRS/PCE/J00208/MATX1 | 300005704 | TX1-B01297 | RSD SB |  | 7 | RYB |  |  | 11 kV |  | 415 V |  | MTM | 1000.00 kVA | 19941111 |  | 1 | 7 | Fail | Please check "Voltage In/Out"
254725600 | TNB | DISTRIBUTION | CHERAS | Existing | BCRS/PCE/J00219/MATX1 | 300005782 | TX1-B06029 | BDR SG LONG NO 11 |  | 77 | RYB |  |  | 11 kV |  | 415 V |  | MTM | 1000.00 kVA | 20001101 |  | 1 | 77 | Fail | Please check "Voltage In/Out"
254725668 | TNB | DISTRIBUTION | CHERAS | Existing | BCRS/PCE/J00809/MATX1 | 300272406 | TX1-B07906 | JALAN PUTRA BMC |  | 93 | RYB |  |  | 11 kV |  | 415 V |  | MTM | 1000.00 kVA | 18/07/1998 |  | 1 | 95 | Fail | Please check "Voltage In/Out"
254725670 | TNB | DISTRIBUTION | CHERAS | Existing | BCRS/PCE/J00236/MATX1 | 300452665 | TX1-B01777 | SG WAY QUARRY IND SB |  | 508 | RYB |  |  | 11 kV |  | 415 V |  | MTM | 1000.00 kVA | 20001101 |  | 1 | 41 | Fail | Please check "Voltage In/Out"
254725672 | TNB | DISTRIBUTION | CHERAS | Existing | BCRS/PCE/J00808/MATX1 | 300272405 | TX1-B08641 | JALAN PUTRA 13/1 |  | 72 | RYB |  |  | 11 kV |  | 415 V |  | MTM | 500.00 kVA | 18/07/1998 |  | 1 | 73 | Fail | Please check "Voltage In/Out"
254725674 | TNB | DISTRIBUTION | CHERAS | Existing | BCRS/PCE/J00471/MATX | 300277694 | TX1-B08175 | JLN SL 13/4 SG LONG |  | 93 | RYB |  |  | 11 kV |  | 415 V |  | MTM | 1000.00 kVA | 20041101 |  | 1 | 93 | Fail | Please check "Voltage In/Out"
254725676 | TNB | DISTRIBUTION | CHERAS | Existing | BCRS/PCE/J00379/MATX1 | 300010601 | TX1-B01430 | PST DAGANGAN BALAKONG NO 3 |  | 129 | RYB |  |  | 11 kV |  | 415 V |  | MTM | 750.00 kVA | 19971111 |  | 1 | 91 | Fail | Please check "Voltage In/Out"
254725678 | TNB | DISTRIBUTION | CHERAS | Existing | BCRS/PCE/J00379/MATX2 | 300010602 | TX2-B05532 | PST DAGANGAN BALAKONG NO 3 |  | 24 | RYB |  |  | 11 kV |  | 415 V |  | MTM | 750.00 kVA | 19971111 |  | 1 | 11 | Fail | Please check "Voltage In/Out"
254725680 | TNB | DISTRIBUTION | CHERAS | Existing | BCRS/PCE/J00378/MATX1 | 300010593 | TX1-B01427 | PST DAGANGAN BALAKONG NO 4 |  | 67 | RYB |  |  | 11 kV |  | 415 V |  | MTM | 750.00 kVA | 19971111 |  | 1 | 26 | Fail | Please check "Voltage In/Out"
254725682 | TNB | DISTRIBUTION | CHERAS | Existing | BCRS/PCE/J00514/MATFX1 | 300267966 | TX1-B07002 | JLN SP 3 TMN SEGAR PERDANA |  | 90 | RYB |  |  | 11 kV |  | 415 V |  | SGB | 750.00 kVA | 18/07/1998 |  | 1 | 91 | Fail | Please check "Voltage In/Out"
254725684 | TNB | DISTRIBUTION | CHERAS | Existing | BCRS/PCE/J00514/MATFX2 | 300266761 | TX2-B07003 | JLN SP 3 TMN SEGAR PERDANA |  | 123 | RYB |  |  | 11 kV |  | 415 V |  | SGB | 750.00 kVA | 18/07/1998 |  | 1 | 124 | Fail | Please check "Voltage In/Out"
254725690 | TNB | DISTRIBUTION | CHERAS | Existing | BCRS/PCE/J00436/MATX1 | 300010227 | TX1-B07075 | TMN SEGAR PERDANA NO 5 |  | 377 | RYB |  |  | 11 kV |  | 415 V |  | MTM | 1000.00 kVA | 20031101 |  | 1 | 9 | Fail | Please check "Voltage In/Out"
254725692 | TNB | DISTRIBUTION | CHERAS | Existing | BCRS/PCE/J00147/MATX1 | 300005282 | TX1-B02077 | TMN SRI MUJUR |  | 174 | RYB |  |  | 11 kV |  | 415 V |  | MTM | 750.00 kVA | 19921111 |  | 1 | 74 | Fail | Please check "Voltage In/Out"
254725694 | TNB | DISTRIBUTION | CHERAS | Existing | BCRS/PCE/J00515/MATFX1 | 300266764 | TX1-B07742 | JLN SP 6/3 TMN SEGAR PERDANA |  | 77 | RYB |  |  | 11 kV |  | 415 V |  | SGB | 750.00 kVA | 20041111 |  | 1 | 79 | Fail | Please check "Voltage In/Out"
254725696 | TNB | DISTRIBUTION | CHERAS | Existing | BCRS/PCE/J00187/MATX2 | 300005550 | TX2-B02361 | SG LONG NO 7 |  | 499 | RYB |  |  | 11 kV |  | 415 V |  | MTM | 1000.00 kVA | 20001101 |  | 1 | 20 | Fail | Please check "Voltage In/Out"
254725704 | TNB | DISTRIBUTION | CHERAS | Existing | BCRS/PCE/J00206 ;; /MATX1 |  | TX1-B01310 | PE MAURI FERMENTATION |  | 0 | RYB |  |  | 11 kV |  | 415 V |  | MTM | 1000.00 kVA |  |  | 1 | 0 | Fail | Please check "Voltage In/Out"
254725706 | TNB | DISTRIBUTION | CHERAS | Existing | BCRS/PCE/J00224/MATX1 | 300005812 | TX1-B04851 | P/PURI FOREST GREEN COMPACT |  | 192 | RYB |  |  | 11 kV |  | 415 V |  | SGB | 1000.00 kVA | 20001101 |  | 1 | 2 | Fail | Please check "Voltage In/Out"
254725708 | TNB | DISTRIBUTION | CHERAS | Existing |  |  | TX2-B07123 | PE VISTA GREEN CONDOMINIUM |  | 211 | RYB |  |  | 11 kV |  | 415 V |  | EWT | 1000.00 kVA |  |  | 1 | 2 | Fail | Please check "Voltage In/Out"
254725710 | TNB | DISTRIBUTION | CHERAS | Existing | BCRS/PCE/J00221/MATX2 |  | TX2-B04481 | PE BUKIT PERMAI SG LONG |  | 151 | RYB |  |  | 11 kV |  | 415 V |  | EWT | 1000.00 kVA |  |  | 1 | 159 | Fail | Please check "Voltage In/Out"
254725712 | TNB | DISTRIBUTION | CHERAS | Existing | BCRS/PCE/J00498/MATFX1 | 300277715 | TX1-B08070 | JALAN BENTARA 1/5 BDR MAHKOTA |  | 168 | RYB |  |  | 11 kV |  | 415 V |  | MTM | 1000.00 kVA | 20041101 |  | 2 | 174 | Fail | Please check "Voltage In/Out"
254725714 | TNB | DISTRIBUTION | CHERAS | Existing | BCRS/PCE/J00498/MATFX2 | 300277716 | TX2-B08071 | JALAN BENTARA 1/5 BDR MAHKOTA |  | 117 | RYB |  |  | 11 kV |  | 415 V |  | MTM | 1000.00 kVA | 20041101 |  | 1 | 119 | Fail | Please check "Voltage In/Out"
254725716 | TNB | DISTRIBUTION | CHERAS | Existing | BCRS/PCE/J00093/MATX1 | 300004437 | TX1-B05089 | RMH PANGSA TMN PERKASA NO 3 |  | 246 | RYB |  |  | 11 kV |  | 415 V |  | MTM | 1000.00 kVA | 20011101 |  | 1 | 13 | Fail | Please check "Voltage In/Out"
254725718 | TNB | DISTRIBUTION | CHERAS | Existing | BCRS/PCE/J00088/MATX1 | 300004414 | TX1-B02299 | PKNS KG PADANG |  | 259 | RYB |  |  | 11 kV |  | 415 V |  | MTM | 500.00 kVA | 19901101 |  | 1 | 296 | Fail | Please check "Voltage In/Out"
254725720 | TNB | DISTRIBUTION | CHERAS | Existing | BCRS/PCE/J00734/MATX1 | 300270833 | TX1-B09279 | TMN SURIA |  | 110 | RYB |  |  | 11 kV |  | 415 V |  | MTM | 1000.00 kVA | 18/07/1998 |  | 1 | 111 | Fail | Please check "Voltage In/Out"
254725724 | TNB | DISTRIBUTION | CHERAS | Existing | BCRS/PCE/J00059/MATX1 | 300004306 | TX1-B02209 | BT 14 HULU LANGAT |  | 205 | RYB |  |  | 11 kV |  | 415 V |  | MTM | 1000.00 kVA | 20041101 |  | 1 | 217 | Fail | Please check "Voltage In/Out"
254725726 | TNB | DISTRIBUTION | CHERAS | Existing | BCRS/PCE/J00109/MATX1 | 300308865 | TX1-B02219 | CG MEDICAL INDUSTRY |  | 5 | RYB |  |  | 11 kV |  | 415 V |  | MTM | 1000.00 kVA | 19901101 |  | 1 | 7 | Fail | Please check "Voltage In/Out"
254725794 | TNB | DISTRIBUTION | CHERAS | Existing | BCRS/PCE/J00527/MATXF1 | 300266853 | TX1-B08289 | RUMAH PAM BKT SG LONG |  | 1 | RYB |  |  | 11 kV |  | 415 V |  | EWT | 300.00 kVA | 20051101 |  | 1 | 1 | Fail | Please check "Voltage In/Out"
254725796 | TNB | DISTRIBUTION | CHERAS | Existing | BCRS/PCE/J00216/MATX1 | 300005762 | TX1-B02383 | SG LONG GOLF CLUB |  | 1 | RYB |  |  | 11 kV |  | 415 V |  | MTM | 1000.00 kVA | 20001101 |  | 1 | 1 | Fail | Please check "Voltage In/Out"
254725798 | TNB | DISTRIBUTION | CHERAS | Existing | BCRS/PCE/J00682/MATX2 | 300270630 | TX2-B09419 | IND RINGAN BKT ANGKAT NO 4 |  | 29 | RYB |  |  | 11 kV |  | 415 V |  | MTM | 1000.00 kVA | 20071101 |  | 1 | 15 | Fail | Please check "Voltage In/Out"
254725800 | TNB | DISTRIBUTION | CHERAS | Existing | BCRS/PCE/J00683/MATX1 | 300513183 | TX1-B08266 | IND RINGAN BKT ANGKAT NO 1 |  | 29 | RYB |  |  | 11 kV |  | 415 V |  | MTM | 500.00 kVA | 20051101 |  | 1 | 12 | Fail | Please check "Voltage In/Out"
254725802 | TNB | DISTRIBUTION | CHERAS | Existing | BCRS/PCE/J00871/MATX1 | 300277617 | TX1-B08564 | CHERAS PRIMA NO 3 |  | 189 | RYB |  |  | 11 kV |  | 415 V |  | MTM | 1000.00 kVA | 18/07/1998 |  | 1 | 4 | Fail | Please check "Voltage In/Out"
254725804 | TNB | DISTRIBUTION | CHERAS | Existing | BCRS/PCE/J00267/MATX1 | 300006206 | TX1-B06336 | BDR MAHKOTA CHERAS NO. 7 |  | 22 | RYB |  |  | 11 kV |  | 415 V |  | MTM | 1000.00 kVA | 20021101 |  | 1 | 23 | Fail | Please check "Voltage In/Out"
254725806 | TNB | DISTRIBUTION | CHERAS | Existing | BCRS/PCE/J00254/MATX2 | 300006100 | TX2-B06341 | BDR MAHKOTA CHERAS NO. 8 |  | 17 | RYB |  |  | 11 kV |  | 415 V |  | MTM | 1000.00 kVA | 20021101 |  | 1 | 18 | Fail | Please check "Voltage In/Out"
254725808 | TNB | DISTRIBUTION | CHERAS | Existing | BCRS/PCE/J00252/MATX2 | 300006080 | TX2-B06349 | BDR MAHKOTA CHERAS NO.10 |  | 17 | RYB |  |  | 11 kV |  | 415 V |  | MTM | 1000.00 kVA | 20021101 |  | 1 | 18 | Fail | Please check "Voltage In/Out"
254725810 | TNB | DISTRIBUTION | CHERAS | Existing | BCRS/PCE/J00509/MATXF1 | 300266753 | TX1-B07819 | JLN PAHLAWAN 22/3, BDR MAHKOT 222 RYB 11 kV 415 V EWT 1000.00 kVA 11/01/2004 1 222 254725812 TNB DISTRIBUTION CHERAS Existing BCRS/PCE/J00048/MATX1 300004264 TX1-B02175 KUATERS LOJI AIR LANGAT 50 RYB 11 kV 415 V MTM 1000.00 kVA 11/01/1991 1 51 254725814 TNB DISTRIBUTION CHERAS Existing BCRS/PCE/J00547/MATXF1 300266924 TX1-B06640 SMK DUSUN NANDING 19 RYB 11 kV 415 V MTM 1000.00 kVA 11/01/2002 1 19 254725816 TNB DISTRIBUTION CHERAS Existing BCRS/PCE/J00100/MATX1 300004502 TX1-B02335 KG NURUL IMAN 141 RYB 11 kV 415 V MTM 750.00 kVA 11/01/1993 1 148 254725822 TNB DISTRIBUTION CHERAS Existing BCRS/PCE/J00117/MATX1 300004529 TX1-B06032 CHASELAND NO 1 7 RYB 11 kV 415 V MTM 1000.00 kVA 11/01/1999 1 8 254725824 TNB DISTRIBUTION CHERAS Existing BCRS/PCE/J00119/MATX2 300004540 TX2-B06036 CHASELAND NO 2 8 RYB 11 kV 415 V MTM 1000.00 kVA 11/01/1999 1 9 254725826 TNB DISTRIBUTION CHERAS Existing BCRS/PCE/J00119/MATX1 300004539 TX1-B06035 CHASELAND NO 2 7 RYB 11 kV 415 V MTM 1000.00 kVA 11/01/1999 1 8 254725828 TNB DISTRIBUTION CHERAS Existing BCRS/PCE/J00837/MATX1 300272448 TX1-B09076 TMN IMPIAN WARISAN LANGAT 138 RYB 11 kV 415 V MTM 750.00 kVA 18/07/1998 1 3 254725830 TNB DISTRIBUTION CHERAS Existing BCRS/PCE/J00837/MATX2 300272449 TX2-B09077 TMN IMPIAN WARISAN LANGAT 135 RYB 11 kV 415 V MTM 750.00 kVA 18/07/1998 1 5 254725832 TNB DISTRIBUTION CHERAS Existing BCRS/PCE/J00766/MATX1 300271091 TX1-B04205 LOT 5757 KIDAMAI 5 RYB 11 kV 415 V MTM 1000.00 kVA 18/07/1998 1 6 254726046 TNB DISTRIBUTION CHERAS Existing BCRS/PCE/J00870/MATX1 300277637 TX1-B07229 CHERAS PRIMA NO 1 140 RYB 11 kV 415 V MTM 1000.00 kVA 18/07/1998 1 143 254726048 TNB DISTRIBUTION CHERAS Existing BCRS/PCE/J00870/MATX2 300277638 TX2-B08511 CHERAS PRIMA NO 1 177 RYB 11 kV 415 V MTM 1000.00 kVA 18/07/1998 1 14 254726050 TNB DISTRIBUTION CHERAS Existing BCRS/PCE/J00869/MATX1 300277639 TX1-B08567 CHERAS PRIMA NO 4 231 RYB 11 kV 415 V MTM 1000.00 kVA 18/07/1998 1 20 254726054 TNB DISTRIBUTION CHERAS Existing BCRS/PCE/J00092/MATX2 300277002 TX2-B05086 RMH PANGSA TMN PERKASA NO 2 185 RYB 11 kV 415 V MTM 750.00 kVA 11/01/2001 1 9 254726056 TNB DISTRIBUTION CHERAS Existing BCRS/PCE/J00913/MATX2 300277536 TX2-B09934 TMN ORKID JLN ORKID NO 5 79 RYB 11 kV 415 V MTM 1000.00 kVA 18/07/1998 1 10 254726058 TNB DISTRIBUTION CHERAS Existing BCRS/PCE/J00022/MATX2 300287932 TX2-B07174 TMN CHERAS AWANA NO 3 68 RYB 11 kV 415 V MTM 1000.00 kVA 11/01/1999 1 68 254726060 TNB DISTRIBUTION CHERAS Existing BCRS/PCE/J00710/MATX2 300270806 TX2-B08106 INDUSTRI BALAKONG JAYA NO 1 14 RYB 11 kV 415 V MTM 1000.00 kVA 18/07/1998 1 16 254726062 TNB DISTRIBUTION CHERAS Existing BCRS/PCE/J00022/MATX1 300004140 TX1-B02143 TMN CHERAS AWANA NO 3 331 RYB 11 kV 415 V MTM 750.00 kVA 11/01/1999 1 208 254726098 TNB DISTRIBUTION CHERAS Existing BCRS/PCE/J00187/MATX4 300005552 TX4-B02363 SG LONG NO 7 55 RYB 11 kV 415 V MTM 1000.00 kVA 11/01/2000 1 57 254726100 TNB DISTRIBUTION CHERAS Existing BCRS/PCE/J00574/MATXF1 300268030 TX1-B01949 LFIP NO 1 38 RYB 11 kV 415 V MTM 1000.00 kVA 18/07/1998 1 40 254726102 TNB DISTRIBUTION CHERAS Existing BCRS/PCE/J00574/MATXF2 300268031 TX2-B01950 LFIP NO 1 27 RYB 11 kV 415 V MTM 1000.00 kVA 18/07/1998 1 24 254726104 TNB DISTRIBUTION CHERAS Existing BCRS/PCE/J00574/MATXF3 300268032 TX3-B05491 LFIP NO 1 5 RYB 11 kV 415 V MTM 1000.00 kVA 18/07/1998 1 6 254726106 TNB DISTRIBUTION CHERAS Existing BCRS/PCE/J00359/MATX1 300010493 TX1-B01848 LUBS TECHNOLOGY SB 2 RYB 11 kV 415 V MTM 1000.00 kVA 11/01/1995 1 3 254726108 TNB DISTRIBUTION CHERAS Existing BCRS/PCE/J00381/MATX1 300010665 TX1-B01467 BRONLEY HILL NO 1 53 RYB 11 kV 415 V MTM 1000.00 kVA 18/07/1998 1 64 254726188 TNB DISTRIBUTION CHERAS Existing BCRS/PCE/J00162/MATX2 300005371 TX2-B05466 TMN RASA SAYANG NO 1 43 RYB 11 kV 415 V MTM 750.00 kVA 11/11/1988 1 22 254726190 TNB DISTRIBUTION CHERAS Existing BCRS/PCE/J00242/MATX1 300005929 TX1-B01738 TMN PUTERI JAYA NO 1 229 RYB 11 kV 415 V EWT 1000.00 kVA 11/11/1996 1 234 254726192 TNB DISTRIBUTION CHERAS Existing BCRS/PCE/J00242/MATX2 300005930 TX2-B05500 TMN PUTERI JAYA NO 1 111 RYB 11 kV 415 V EWT 1000.00 kVA 11/11/1996 1 114 254726194 TNB DISTRIBUTION CHERAS Existing BCRS/PCE/J00718/MATX1 300270819 TX1-B01969 INDUSTRONIC ENTERPRISE 0 RYB 11 kV 415 V MTM 750.00 kVA 11/01/1997 1 1 254726198 TNB DISTRIBUTION CHERAS Existing BCRS/PCE/J00742/MATX2 300270846 TX2-B05476 TANMING RAYA NO 2 22 RYB 11 kV 415 V MTM 750.00 kVA 11/11/1997 1 11 254726200 TNB DISTRIBUTION CHERAS Existing BCRS/PCE/J00742/MATX1 300270845 TX1-B01877 TANMING RAYA NO 2 125 RYB 11 kV 415 V MTM 1000.00 kVA 11/11/2002 1 56 254726202 TNB DISTRIBUTION CHERAS Existing BCRS/PCE/J00190/MATX1 300005579 TX1-B02372 SG LONG NO 6 185 RYB 11 kV 415 V MTM 1000.00 kVA 11/01/2000 1 93 254726204 TNB DISTRIBUTION CHERAS Existing BCRS/PCE/J00190/MATX2 300005580 TX2-B02373 SG LONG NO 6 211 RYB 11 kV 415 V MTM 1000.00 kVA 11/01/2000 1 81 254726206 TNB DISTRIBUTION CHERAS Existing BCRS/PCE/J00293/MATX1 300010081 TX1-B01325 KG BARU BALAKONG 179 RYB 11 kV 415 V LKH 1000.00 kVA 11/11/1999 1 175 | [15 empty] | Fail | Please check "Phasing"
[24 empty] | Fail | Please check all fields
[24 empty] | Fail | Please check all fields
[24 empty] | Fail | Please check all fields
[24 empty] | Fail | Please check all fields
[24 empty] | Fail | Please check all fields
[24 empty] | Fail | Please check all fields
[24 empty] | Fail | Please check all fields
[24 empty] | Fail | Please check all fields
[24 empty] | Fail | Please check all fields
[24 empty] | Fail | Please check all fields
[24 empty] | Fail | Please check all fields
[24 empty] | Fail | Please check all fields
[24 empty] | Fail | Please check all fields
[24 empty] | Fail | Please check all fields
[24 empty] | Fail | Please check all fields
[24 empty] | Fail | Please check all fields
[24 empty] | Fail | Please check all fields
[24 empty] | Fail | Please check all fields
[24 empty] | Fail | Please check all fields
[24 empty] | Fail | Please check all fields
[24 empty] | Fail | Please check all fields
[24 empty] | Fail | Please check all fields
[24 empty] | Fail | Please check all fields
[24 empty] | Fail | Please check all fields
[24 empty] | Fail | Please check all fields
[24 empty] | Fail | Please check all fields
[24 empty] | Fail | Please check all fields
[24 empty] | Fail | Please check all fields
[24 empty] | Fail | Please check all fields
[24 empty] | Fail | Please check all fields
[24 empty] | Fail | Please check all fields
[24 empty] | Fail | Please check all fields
254726208 | TNB | DISTRIBUTION | CHERAS | Existing | BCRS/PCE/J00294/MATX1 | 300010087 | TX1-B01328 | DAPAT |  | 2 | RYB |  |  | 11 kV |  | 415 V |  | MTM | 1000.00 kVA | 19941101 |  | 1 | 4 | Fail | Please check "Voltage In/Out"
254726210 | TNB | DISTRIBUTION | CHERAS | Existing | BCRS/PCE/J00528/MATXF1 | 300266854 | TX1-B08993 | PERSIARAN SG LONG 1 BDR SG LON |  | 75 | RYB |  |  | 11 kV |  | 415 V |  | SGB | 1000.00 kVA | 20061111 |  | 1 | 27 | Fail | Please check "Voltage In/Out"
254726212 | TNB | DISTRIBUTION | CHERAS | Existing | BCRS/PCE/J00530/MATXF1 | 300266861 | TX1-B09067 | PERSIARAN SG LONG 1 BDR SG LON |  | 59 | RYB |  |  | 11 kV |  | 415 V |  | MTM | 1000.00 kVA | 18/07/1998 |  | 1 | 20 | Fail | Please check "Voltage In/Out"
254726214 | TNB | DISTRIBUTION | CHERAS | Existing | BCRS/PCE/J00529/MATXF2 | 300266860 | TX2-B08990 | PERSIARAN SG LONG 1 BDR SG LON |  | 41 | RYB |  |  | 11 kV |  | 415 V |  | MTM | 750.00 kVA | 20061111 |  | 1 | 16 | Fail | Please check "Voltage In/Out"
254726216 | TNB | DISTRIBUTION | CHERAS | Existing | BCRS/PCE/J00879/MATX2 |  | TX2-B08424 | PE TAMAN TAMING INDAH P/E 1 |  | 65 | RYB |  |  | 11 kV |  | 415 V |  | SGB | 1000.00 kVA |  |  | 1 | 66 | Fail | Please check "Voltage In/Out"
254726218 | TNB | DISTRIBUTION | CHERAS | Existing | BCRS/PCE/J00286/MATX1 | 300010044 | TX1-B01232 | KG BARU BALAKONG COMPACT |  | 132 | RYB |  |  | 11 kV |  | 415 V |  | LKH | 1000.00 kVA | 20001111 |  | 1 | 132 | Fail | Please check "Voltage In/Out"
254726302 | TNB | DISTRIBUTION | CHERAS | Existing | BCRS/PCE/J00215/MATX1 | 300005752 | TX1-B02389 | SG LONG NO 8 |  | 266 | RYB |  |  | 11 kV |  | 415 V |  | MTM | 750.00 kVA | 20001101 |  | 1 | 268 | Fail | Please check "Voltage In/Out"
254726304 | TNB | DISTRIBUTION | CHERAS | Existing | BCRS/PCE/J00192/MATX2 | 300005596 | TX2-B02380 | SG LONG NO 9 |  | 191 | RYB |  |  | 11 kV |  | 415 V |  | MTM | 1000.00 kVA | 19961101 |  | 1 | 194 | Fail | Please check "Voltage In/Out"
254726306 | TNB | DISTRIBUTION | CHERAS | Existing | BCRS/PCE/J00192/MATX1 | 300005595 | TX1-B02379 | SG LONG NO 9 |  | 215 | RYB |  |  | 11 kV |  | 415 V |  | MTM | 1000.00 kVA | 19961101 |  | 1 | 217 | Fail | Please check "Voltage In/Out"
254726308 | TNB | DISTRIBUTION | CHERAS | Existing | BCRS/PCE/J00796/MATX1 | 300271125 | TX1-B05889 | WOON HWA TRADING |  | 1 | RYB |  |  | 11 kV |  | 415 V |  | MTM | 1000.00 kVA | 18/07/1998 |  | 1 | 1 | Fail | Please check "Voltage In/Out"
254726310 | TNB | DISTRIBUTION | CHERAS | Existing | BCRS/PCE/J00798/MATX2 | 300271129 | TX2-B05053 | YP PRESICIAN |  | 0 | RYB |  |  | 11 kV |  | 415 V |  | MTM | 1000.00 kVA | 20021101 |  | 1 | 0 | Fail | Please check "Voltage In/Out"
254726312 | TNB | DISTRIBUTION | CHERAS | Existing | BCRS/PCE/J00220/MATX1 | 300005792 | TX1-B02386 | BDR SG LONG NO 10 |  | 337 | RYB |  |  | 11 kV |  | 415 V |  | MTM | 1000.00 kVA | 20001101 |  | 1 | 336 | Fail | Please check "Voltage In/Out"
254726314 | TNB | DISTRIBUTION | CHERAS | Existing | BCRS/PCE/J00627/MATX1 | 300269231 | TX1-B09422 | TUCK HUA NO 3 |  | 0 | RYB |  |  | 11 kV |  | 415 V |  | MTM | 1000.00 kVA | 19991101 |  | 1 | 1 | Fail | Please check "Voltage In/Out"
254726316 | TNB | DISTRIBUTION | CHERAS | Existing | BCRS/PCE/J00271/MATX1 | 300009473 | TX1-B06747 | PADAT LAMAN KENCANA BT 19 H/L |  | 51 | RYB |  |  | 11 kV |  | 415 V |  | MTM | 500.00 kVA | 19991101 |  | 1 | 51 | Fail | Please check "Voltage In/Out"
254726318 | TNB | DISTRIBUTION | CHERAS | Existing | BCRS/PCE/J00082/MATX1 | 300004390 | TX1-B02307 | PKNS SG LUI |  | 198 | RYB |  |  | 11 kV |  | 415 V |  | MTM | 750.00 kVA | 19901101 |  | 1 | 214 | Fail | Please check "Voltage In/Out"
254726324 | TNB | DISTRIBUTION | CHERAS | Existing | BCRS/PCE/J00898/MATX1 | 300277640 | TX1-B02320 | DONGLAI |  | 44 | RYB |  |  | 11 kV |  | 415 V |  | MTM | 100.00 kVA | 18/07/1998 |  | 1 | 52 | Fail | Please check "Voltage In/Out"
254726326 | TNB | DISTRIBUTION | CHERAS | Existing | BCRS/PCE/J00087/MATX1 | 300277641 | TX1-B02322 | KG PAYA LEBAR A/T |  | 66 | RYB |  |  | 11 kV |  | 415 V |  | MTM | 100.00 kVA | 19901101 |  | 1 | 69 | Fail | Please check "Voltage In/Out"
254726328 | TNB | DISTRIBUTION | CHERAS | Existing | BCRS/PCE/J00086/MATX1 | 300004408 | TX1-B02317 | SG LUI NO 3 BT 23 A/T |  | 60 | RYB |  |  | 11 kV |  | 415 V |  | MTM | 100.00 kVA | 19901101 |  | 1 | 73 | Fail | Please check "Voltage In/Out"
254726330 | TNB | DISTRIBUTION | CHERAS | Existing | BCRS/PCE/J00801/MATX1 | 300430772 | TX1-B05046 | LEW MEW CHOI |  | 1 | RYB |  |  | 11 kV |  | 415 V |  | MTM | 1000.00 kVA | 20001111 |  | 1 | 1 | Fail | Please check "Voltage In/Out"
254726332 | TNB | DISTRIBUTION | CHERAS | Existing | BCRS/PCE/J00505/MATFX1 | 300266746 | TX1-B07141 | JLN IKHLAS SG LONG |  | 67 | RYB |  |  | 11 kV |  | 415 V |  | MTM | 750.00 kVA | 20021101 |  | 1 | 68 | Fail | Please check "Voltage In/Out"
254726526 | TNB | DISTRIBUTION | CHERAS | Existing | BCRS/PCE/J00657/MATX2 | 300270598 | TX2-B00908 | DESA SERDANG NO 4 |  | 254 | RYB |  |  | 11 kV |  | 415 V |  | MTM | 1000.00 kVA | 19941111 |  | 1 | 49 | Fail | Please check "Voltage In/Out"
254726630 | TNB | DISTRIBUTION | CHERAS | Existing | BCRS/PCE/J00908/MATX1 | 300276808 | TX1-B10287 | TOWN PARK 1 NO 2 |  | 60 | RYB |  |  | 11 kV |  | 415 V |  | MTM | 1000.00 kVA | 18/07/1998 |  | 1 | 19 | Fail | Please check "Voltage In/Out"
254726948 | TNB | DISTRIBUTION | CHERAS | Existing | BCRS/PCE/J00994/MATX1 | 300288452 | TX1-B10205 | JLN BENDAHARA 12 |  | 40 | RYB |  |  | 11 kV |  | 415 V |  | MTM | 750.00 kVA | 20080706 |  | 1 | 32 | Fail | Please check "Voltage In/Out"
254726950 | TNB | DISTRIBUTION | CHERAS | Existing | BCRS/PCE/J00904/MATX1 | 300276982 | TX1-B10208 | JALAN MAS JAYA NO 1 |  | 240 | RYB |  |  | 11 kV |  | 415 V |  | MTM | 750.00 kVA | 18/07/1998 |  | 1 | 5 | Fail | Please check "Voltage In/Out"
254726962 | TNB | DISTRIBUTION | CHERAS | Existing | BCRS/PCE/J00807/MATX1 | 300272404 | TX1-B10083 | JALAN BENDAHARA BMC |  | 35 | RYB |  |  | 11 kV |  | 415 V |  | MTM | 500.00 kVA | 18/07/1998 |  | 1 | 20 | Fail | Please check "Voltage In/Out"
254726964 | TNB | DISTRIBUTION | CHERAS | Existing | BCRS/PCE/J00836/MATX1 | 300272446 | TX1-B10152 | RUMAH PANGSA KOS RENDAH TMN WA |  | 354 | RYB |  |  | 11 kV |  | 415 V |  | MTM | 1000.00 kVA | 18/07/1998 |  | 1 | 7 | Fail | Please check "Voltage In/Out"
254726966 | TNB | DISTRIBUTION | CHERAS | Existing | BCRS/PCE/J00108/MATX1 | 300010333 | TX1-B02222 | MADAH PERKAYUAN |  | 5 | RYB |  |  | 11 kV |  | 415 V |  | MTM | 1000.00 kVA | 19931101 |  | 1 | 5 | Fail | Please check "Voltage In/Out"
254726968 | TNB | DISTRIBUTION | CHERAS | Existing | BCRS/PCE/J00650/MATXF1 | 300269379 | TX1-B10141 | HASIL KARYA S/B |  | 1 | RYB |  |  | 11 kV |  | 415 V |  | MTM | 1000.00 kVA | 20111111 |  | 1 | 1 | Fail | Please check "Voltage In/Out"
254727090 | TNB | DISTRIBUTION | CHERAS | Existing | BCRS/PCE/J00914/MATX1 | 300277537 | TX1-B10181 | TMN ORKID JLN ORKID 5/2 |  | 97 | RYB |  |  | 11 kV |  | 415 V |  | MTM | 1000.00 kVA | 18/07/1998 |  | 1 | 14 | Fail | Please check "Voltage In/Out"
254727092 | TNB | DISTRIBUTION | CHERAS | Existing | BCRS/PCE/J00914/MATX2 | 300277538 | TX2-B10182 | TMN ORKID JLN ORKID 5/2 |  | 121 | RYB |  |  | 11 kV |  | 415 V |  | MTM | 1000.00 kVA | 18/07/1998 |  | 1 | 13 | Fail | Please check "Voltage In/Out"
254727094 | TNB | DISTRIBUTION | CHERAS | Existing | BCRS/PCE/J00735/MATX1 | 300270834 | TX1-B10196 | TMN SURIA NO 2 |  | 125 | RYB |  |  | 11 kV |  | 415 V |  | MTM | 1000.00 kVA | 18/07/1998 |  | 1 | 125 | Fail | Please check "Voltage In/Out"
254727096 | TNB | DISTRIBUTION | CHERAS | Existing | BCRS/PCE/J00791/MATX1 | 300271118 | TX1-B10185 | DAIREN DEVELOPMENT NO 2 |  | 10 | RYB |  |  | 11 kV |  | 415 V |  | MTM | 1000.00 kVA | 20081111 |  | 1 | 10 | Fail | Please check "Voltage In/Out"
254727186 | TNB | DISTRIBUTION | CHERAS | Existing | BCRS/PCE/J00967/MATX1 | 300289193 | TX1- B00856 | COMPACT KG SETIA |  | 46 | RYB |  |  | 11 kV |  | 415 V |  | MTM | 500.00 kVA | 19971111 |  | 1 | 46 | Fail | Please check "Voltage In/Out"
254727188 | TNB | DISTRIBUTION | CHERAS | Existing | BCRS/PCE/J00660/MATX2 | 300443719 | TX2-B00852 | DESA SERDANG NO 1 |  | 14 | RYB |  |  | 11 kV |  | 415 V |  | MTM | 1000.00 kVA | 19961111 |  | 1 | 16 | Fail | Please check "Voltage In/Out"
254727190 | TNB | DISTRIBUTION | CHERAS | Existing | BCRS/PCE/J00660/MATX1 | 300270602 | TX1-B00851 | DESA SERDANG NO 1 |  | 23 | RYB |  |  | 11 kV |  | 415 V |  | MTM | 1000.00 kVA | 19941111 |  | 1 | 22 | Fail | Please check "Voltage In/Out"
254727192 | TNB | DISTRIBUTION | CHERAS | Existing | BCRS/PCE/J00659/MATX2 | 300443697 | TX2-B00899 | DESA SERDANG NO 2 |  | 16 | RYB |  |  | 11 kV |  | 415 V |  | MTM | 1000.00 kVA | 19941111 |  | 1 | 16 | Fail | Please check "Voltage In/Out"
254727290 | TNB | DISTRIBUTION | CHERAS | Existing | BCRS/PCE/J00659/MATX1 | 300270601 | TX1-B00900 | DESA SERDANG NO 2 |  | 15 | RYB |  |  | 11 kV |  | 415 V |  | MTM | 1000.00 kVA | 19941111 |  | 1 | 14 | Fail | Please check "Voltage In/Out"
254727416 | TNB | DISTRIBUTION | CHERAS | Existing |  |  | TX2-B02629 | PE CITY BEACH RESORT |  | 0 | RYB |  |  | 11 kV |  | 415 V |  | MTM | 1000.00 kVA |  |  | 1 | 0 | Fail | Please check "Voltage In/Out"
254727642 | TNB | DISTRIBUTION | CHERAS | Existing | BCRS/PCE/J00930/MATX1 | 300277744 | TX1-B02628 | CITY BEACH RESORT |  | 0 | RYB |  |  | 11 kV |  | 415 V |  | MTM | 1000.00 kVA | 18/07/1998 |  | 1 | 0 | Fail | Please check "Voltage In/Out"
254727644 | TNB | DISTRIBUTION | CHERAS | Existing | BCRS/PCE/J00928/MATX1 | 300277742 | TX1-B02622 | COUNTRY HEIGHT PARADE NO 2 |  | 22 | RYB |  |  | 11 kV |  | 415 V |  | MTM | 1000.00 kVA | 18/07/1998 |  | 1 | 20 | Fail | Please check "Voltage In/Out"
254727646 | TNB | DISTRIBUTION | CHERAS | Existing | BCRS/PCE/J00929/MATX1 | 300277743 | TX1-B08234 | MINES LOTUS 2/1 |  | 19 | RYB |  |  | 11 kV |  | 415 V |  | MTM | 1000.00 kVA | 18/07/1998 |  | 1 | 21 | Fail | Please check "Voltage In/Out"
254727648 | TNB | DISTRIBUTION | CHERAS | Existing | BCRS/PCE/J00943/MATX1 | 300288404 | TX1-B02639 | COUNTRY HEIGHT PARADE NO 1 |  | 14 | RYB |  |  | 11 kV |  | 415 V |  | MTM | 1000.00 kVA | 18/07/1998 |  | 1 | 15 | Fail | Please check "Voltage In/Out"
254727870 | TNB | DISTRIBUTION | CHERAS | Existing | BCRS/PCE/J00549/MATXF1 | 300266926 | TX1-B09951 | PERSIARAN BKT SG LONG NO 1 |  | 63 | RYB |  |  | 11 kV |  | 415 V |  | SGB | 1000.00 kVA | 18/07/1998 |  | 1 | 63 | Fail | Please check "Voltage In/Out"
254727872 | TNB | DISTRIBUTION | CHERAS | Existing | BCRS/PCE/J00843/MATX1 | 300272455 | TX1-B10132 | JLN BKT SL 3/1 |  | 76 | RYB |  |  | 11 kV |  | 415 V |  | MTM | 500.00 kVA | 20071111 |  | 1 | 77 | Fail | Please check "Voltage In/Out"
254728120 | TNB | DISTRIBUTION | CHERAS | Existing | BCRS/PCE/J00934/MATX2 | 300277548 | TX2-B10023 | JLN SUADAMAI 11/4 BTHO |  | 38 | RYB |  |  | 11 kV |  | 415 V |  | MTM | 750.00 kVA | 20071111 |  | 1 | 39 | Fail | Please check "Voltage In/Out"
254728122 | TNB | DISTRIBUTION | CHERAS | Existing | BCRS/PCE/J00842/MATX1 | 300272454 | TX1-B09955 | PERSIARAN BKT SG LONG NO 2 |  | 36 | RYB |  |  | 11 kV |  | 415 V |  | MTM | 750.00 kVA | 20101111 |  | 1 | 37 | Fail | Please check "Voltage In/Out"
254728156 | TNB | DISTRIBUTION | CHERAS | Existing | BCRS/PCE/J00944/MATX2 | 300288407 | TX2-B02636 | GREEN WATER ROCK NO 2 |  | 6 | RYB |  |  | 11 kV |  | 415 V |  | MTM | 1000.00 kVA | 18/07/1998 |  | 1 | 6 | Fail | Please check "Voltage In/Out"
254728158 | TNB | DISTRIBUTION | CHERAS | Existing | BCRS/PCE/J00944/MATX3 |  | TX3-B05625 | PE GREEN WATER ROCK NO.2 |  | 9 | RYB |  |  | 11 kV |  | 415 V |  | SGB | 1000.00 kVA |  |  | 1 | 9 | Fail | Please check "Voltage In/Out"
254728160 | TNB | DISTRIBUTION | CHERAS | Existing | BCRS/PCE/J00944/MATX1 | 300288406 | TX1-B02635 | GREEN WATER ROCK NO 2 |  | 20 | RYB |  |  | 11 kV |  | 415 V |  | MTM | 1000.00 kVA | 18/07/1998 |  | 1 | 22 | Fail | Please check "Voltage In/Out"
254728162 | TNB | DISTRIBUTION | CHERAS | Existing | BCRS/PCE/J00941/MATX1 | 300288402 | TX1-B02641 | GREEN WATER ROCK NO 1 |  | 27 | RYB |  |  | 11 kV |  | 415 V |  | MTM | 1000.00 kVA | 18/07/1998 |  | 1 | 25 | Fail | Please check "Voltage In/Out"
254728264 | TNB | DISTRIBUTION | CHERAS | Existing | BCRS/PCE/J00911/MATX1 | 300277524 | TX1-B10264 | PANGSAPURI CASAURINA |  | 126 | RYB |  |  | 11 kV |  | 415 V |  | MTM | 1000.00 kVA | 18/07/1998 |  | 1 | 2 | Fail | Please check "Voltage In/Out"
254728432 | TNB | DISTRIBUTION | CHERAS | Existing | BCRS/PCE/J00658/MATX2 | 300270600 | TX2-B00903 | DESA SERDANG NO 3 |  | 24 | RYB |  |  | 11 kV |  | 415 V |  | MTM | 1000.00 kVA | 19941111 |  | 1 | 24 | Fail | Please check "Voltage In/Out"
254730412 | TNB | DISTRIBUTION | CHERAS | Existing |  |  | TX2-B10403 | PE APARTMENT VISTA HARTAMAS |  | 108 | RYB |  |  | 11 kV |  | 415 V |  | MTM | 750.00 kVA |  |  | 1 | 3 | Fail | Please check "Voltage In/Out"
254730414 | TNB | DISTRIBUTION | CHERAS | Existing | BCRS/PCE/J00920/MATX1 | 300280729 | TX1-B10400 | RMH PANGSA BUKIT HARTAMAS |  | 193 | RYB |  |  | 11 kV |  | 415 V |  | MTM | 1000.00 kVA | 18/07/1998 |  | 1 | 6 | Fail | Please check "Voltage In/Out"
254730418 | TNB | DISTRIBUTION | CHERAS | Existing | BCRS/PCE/J00899/MATX1 | 300269204 | TX1-B10377 | RUMAH BANDAR TMN PUTRI |  | 137 | RYB |  |  | 11 kV |  | 415 V |  | MTM | 1000.00 kVA | 18/07/1998 |  | 1 | 144 | Fail | Please check "Voltage In/Out"
254730420 | TNB | DISTRIBUTION | CHERAS | Existing | BCRS/PCE/J00689/MATX1 | 300270638 | TX1-B10497 | SG SERING FASA 4 |  | 49 | RYB |  |  | 11 kV |  | 415 V |  | MTM | 1000.00 kVA | 31/01/2009 |  | 1 | 50 | Fail | Please check "Voltage In/Out"
254730440 | TNB | DISTRIBUTION | CHERAS | Existing | BCRS/PCE/J00730/MATX1 | 300270830 | TX1-B10338 | ARMADA CERGAS |  | 2 | RYB |  |  | 11 kV |  | 415 V |  | MTM | 1000.00 kVA | 18/07/1998 |  | 1 | 1 | Fail | Please check "Voltage In/Out"
254730442 | TNB | DISTRIBUTION | CHERAS | Existing | BCRS/PCE/J00692/MATX1 | 300277755 | TX1-B10433 | LOT 2374 FURNIWEB |  | 1 | RYB |  |  | 11 kV |  | 415 V |  | MTM | 1000.00 kVA | 20081111 |  | 1 | 1 | Fail | Please check "Voltage In/Out"
254732052 | TNB | DISTRIBUTION | CHERAS | Existing | BCRS/PCE/J00891/MATX1 | 300276964 | TX1-B10350 | VISTA CITY JLN PANGLIMA |  | 67 | RYB |  |  | 11 kV |  | 415 V |  | MTM | 1000.00 kVA | 18/07/1998 |  | 1 | 26 | Fail | Please check "Voltage In/Out"
254732276 | TNB | DISTRIBUTION | CHERAS | Existing | BCRS/PCE/J00800/MATX1 | 300277733 | TX1-B10456 | KK METAL NO 2 |  | 3 | RYB |  |  | 11 kV |  | 415 V |  | MTM | 1000.00 kVA | 18/07/1998 |  | 1 | 1 | Fail | Please check "Voltage In/Out"
254732656 | TNB | DISTRIBUTION | CHERAS | Existing | BCRS/PCE/J00647/MATX1 | 300277763 | TX1-B10322 | PIONER ALUMINIUM LOT 1870 |  | 1 | RYB |  |  | 11 kV |  | 415 V |  | MTM | 1000.00 kVA | 20081111 |  | 1 | 1 | Fail | Please check "Voltage In/Out"
254732672 | TNB | DISTRIBUTION | CHERAS | Existing | WKLS/PCE/J00917/MATX3 |  | TX-37359 | P/PURI PUNCAK BAIDURI |  | 0 | RYB |  |  | 11 kV |  | 415 V |  | Unknown | 1000.00 kVA |  |  | 1 | 0 | Fail | Please check "Voltage In/Out"
254732674 | TNB | DISTRIBUTION | CHERAS | Existing | WKLS/PCE/J00917/MATX1 |  | TX3-37355 | PE P/PURI PUNCAK BAIDURI |  | 0 | RYB |  |  | 11 kV |  | 415 V |  | MTM | 1000.00 kVA |  |  | 1 | 0 | Fail | Please check "Voltage In/Out"
254733072 | TNB | DISTRIBUTION | CHERAS | Existing | BCRS/PCE/J00390/MATX1 | 300277645 | TX1-B05312 | PADAT SAAS |  | 82 | RYB |  |  | 11 kV |  | 415 V |  | MTM | 1000.00 kVA | 18/07/1998 |  | 1 | 100 | Fail | Please check "Voltage In/Out"
254733800 | TNB | DISTRIBUTION | CHERAS | Existing | BCRS/PCE/J00053/MATX1 | 300004281 | TX1-B02191 | TMN UDA MURNI |  | 82 | RYB |  |  | 11 kV |  | 415 V |  | MTM | 1000.00 kVA | 19991101 |  | 1 | 84 | Fail | Please check "Voltage In/Out"
254733802 | TNB | DISTRIBUTION | CHERAS | Existing | BCRS/PCE/J00460/MATX2 |  | TX2-B10482 | PE TMN TAMING MUTIARA BNDR SG LG |  | 37 | RYB |  |  | 11 kV |  | 415 V |  | MTM | 750.00 kVA |  |  | 1 | 37 | Fail | Please check "Voltage In/Out"
254733804 | TNB | DISTRIBUTION | CHERAS | Existing | BCRS/PCE/J00460/MATX | 300277648 | TX1-B10481 | TANMING MUTIARA SG LONG |  | 30 | RYB |  |  | 11 kV |  | 415 V |  | MTM | 1000.00 kVA | 18/07/1998 |  | 1 | 30 | Fail | Please check "Voltage In/Out"
254733806 | TNB | DISTRIBUTION | CHERAS | Existing | BCRS/PCE/J00552/MATXF1 | 300268003 | TX1-B09146 | PE TMN. SUNNYSIDE VALE NO 4 |  | 46 | RYB |  |  | 11 kV |  | 415 V |  | SGB | 500.00 kVA | 18/07/1998 |  | 1 | 43 | Fail | Please check "Voltage In/Out"
254733808 | TNB | DISTRIBUTION | CHERAS | Existing | BCRS/PCE/J00882/MATX1 | 300277054 | TX1-B10389 | PANGSAPURI ADALIA |  | 378 | RYB |  |  | 11 kV |  | 415 V |  | MTM | 1000.00 kVA | 18/07/1998 |  | 1 | 19 | Fail | Please check "Voltage In/Out"
254733810 | TNB | DISTRIBUTION | CHERAS | Existing | BCRS/PCE/J00727/MATX1 | 300430768 | TX1-B10452 | TOYOTA 3S |  | 0 | RYB |  |  | 11 kV |  | 415 V |  | MTM | 750.00 kVA | 20121111 |  | 1 | 0 | Fail | Please check "Voltage In/Out"
254734084 | TNB | DISTRIBUTION | CHERAS | Existing | BCRS/PCE/J00646/MATX1 | 300277761 | TX1-B10188 | MINLON LIGHT INDUSTRIES A |  | 4 | RYB |  |  | 11 kV |  | 415 V |  | MTM | 1000.00 kVA | 20091101 |  | 1 | 4 | Fail | Please check "Voltage In/Out"
254734086 | TNB | DISTRIBUTION | CHERAS | Existing | BCRS/PCE/J00645/MATX1 | 300277759 | TX1-B10192 | MINLON LIGHT INDUSTRIES B |  | 4 | RYB |  |  | 11 kV |  | 415 V |  | MTM | 1000.00 kVA | 20091101 |  | 1 | 5 | Fail | Please check "Voltage In/Out"
254734096 | TNB | DISTRIBUTION | CHERAS | Existing | BCRS/PCE/J00884/MATX1 | 300277713 | TX1-B09487 | JALAN SERI BUDIMAN 1/3 TMN SRI |  | 83 | RYB |  |  | 11 kV |  | 415 V |  | MTM | 1000.00 kVA | 18/07/1998 |  | 1 | 83 | Fail | Please check "Voltage In/Out"
254734658 | TNB | DISTRIBUTION | CHERAS | Existing | WKLS/PCE/J00917/MATX2 |  | TX2-37356 | PE P/PURI PUNCAK BAIDURI |  | 0 | RYB |  |  | 11 kV |  | 415 V |  | MTM | 1000.00 kVA |  |  | 1 | 0 | Fail | Please check "Voltage In/Out"
254742422 | TNB | DISTRIBUTION | CHERAS | Existing | BCRS/PPU/G00004/NALTX | 300051587 | TX3-LOCAL TRANS |  |  | 0 | RYB |  |  | 11 kV |  | 415 V |  | MITSUBISHI | 300.00 kVA | 21/05/1993 |  | 1 | 0 | Fail | Please check "Voltage In/Out"
254742424 | TNB | DISTRIBUTION | CHERAS | Existing | BCRS/PCE/J00301/MATX1 | 300010194 | TX1-B01524 | SOLID GOLD |  | 3 | RYB |  |  | 11 kV |  | 415 V |  | MTM | 1000.00 kVA | 19921101 |  | 1 | 3 | Fail | Please check "Voltage In/Out"
254742426 | TNB | DISTRIBUTION | CHERAS | Existing | BCRS/PCE/J00942/MATX1 | 300288403 | TX1-B10462 | COMPACT DR SRI TIONG KING |  | 6 | RYB |  |  | 11 kV |  | 415 V |  | MTM | 1000.00 kVA | 18/07/1998 |  | 1 | 5 | Fail | Please check "Voltage In/Out"
254742596 | TNB | DISTRIBUTION | CHERAS | Existing | BCRS/PCE/J00397/MATX1 | 300011100 | TX1-B01928 | SWEET TAPE (BUONTIRO) |  | 1 | RYB |  |  | 11 kV |  | 415 V |  | MTM | 1000.00 kVA | 19951101 |  | 1 | 1 | Fail | Please check "Voltage In/Out"
254742598 | TNB | DISTRIBUTION | CHERAS | Existing | BCRS/PCE/J00738/MATX2 | 300270842 | TX2-B08560 | BONANZA INDUSTRIAL PARK |  | 14 | RYB |  |  | 11 kV |  | 415 V |  | MTM | 1000.00 kVA | 18/07/1998 |  | 1 | 13 | Fail | Please check "Voltage In/Out"
254742610 | TNB | DISTRIBUTION | CHERAS | Existing | BCRS/PCE/J00329/MATX1 | 300010323 | TX1-B01579 | PKNS CHERAS JAYA NO 6 |  | 237 | RYB |  |  | 11 kV |  | 415 V |  | MTM | 750.00 kVA | 19981111 |  | 1 | 239 | Fail | Please check "Voltage In/Out"
254742612 | TNB | DISTRIBUTION | CHERAS | Existing | BCRS/PCE/J00179/MATX1 | 300005498 | TX1-B04834 | TMN MEGAH NO 3A COMPACT |  | 194 | RYB |  |  | 11 kV |  | 415 V |  | EWT | 1000.00 kVA | 20001101 |  | 1 | 37 | Fail | Please check "Voltage In/Out"
254742614 | TNB | DISTRIBUTION | CHERAS | Existing | BCRS/PCE/J00318/MATX1 | 300510430 | TX1-B01588 | SOUTH EAST ASIA NO 1 SB |  | 1 | RYB |  |  | 11 kV |  | 415 V |  | MTM | 1000.00 kVA | 19891101 |  | 1 | 1 | Fail | Please check "Voltage In/Out"
254743132 | TNB | DISTRIBUTION | CHERAS | Existing |  |  | TX2-B02223 | PE MADAH PERKAYUAN |  | 8 | RYB |  |  | 11 kV |  | 415 V |  | MTM | 1000.00 kVA |  |  | 1 | 8 | Fail | Please check "Voltage In/Out"
254743250 | TNB | DISTRIBUTION | CHERAS | Existing | BCRS/PCE/J00365/MATX1 | 300010527 | TX1-B01829 | REALCO SB |  | 1 | RYB |  |  | 11 kV |  | 415 V |  | MTM | 1000.00 kVA | 19951111 |  | 1 | 1 | Fail | Please check "Voltage In/Out"
254743252 | TNB | DISTRIBUTION | CHERAS | Existing | BCRS/PCE/J00333/MATX2 | 300010338 | TX2-B05490 | RAKAN BERSATU NO 2 |  | 5 | RYB |  |  | 11 kV |  | 415 V |  | MTM | 1000.00 kVA | 19931101 |  | 1 | 5 | Fail | Please check "Voltage In/Out"
254743374 | TNB | DISTRIBUTION | CHERAS | Existing | BCRS/PCE/J00373/MATX1 | 300010565 | TX1-B04469 | SENORITA NO 2 |  | 1 | RYB |  |  | 11 kV |  | 415 V |  | MTM | 1000.00 kVA | 20001101 |  | 1 | 1 | Fail | Please check "Voltage In/Out"
254743376 | TNB | DISTRIBUTION | CHERAS | Existing | BCRS/PCE/J00623/MATXF1 | 300269226 | TX1-B09258 | KONDO JUTA MINES BLOK B |  | 303 | RYB |  |  | 11 kV |  | 415 V |  | MTM | 1000.00 kVA | 20061111 |  | 1 | 1 | Fail | Please check "Voltage In/Out"
254743862 | TNB | DISTRIBUTION | CHERAS | Existing | BCRS/PCE/J00360/MATX1 | 300010499 | TX1-B01845 | LIEW KON THAM |  | 1 | RYB |  |  | 11 kV |  | 415 V |  | MTM | 1000.00 kVA | 19971101 |  | 1 | 1 | Fail | Please check "Voltage In/Out"
254743866 | TNB | DISTRIBUTION | CHERAS | Existing | BCRS/PCE/J00033/MATX2 | 300267730 | TX2-B01796 | TMN SRI RAYA (KAUSAR) |  | 89 | RYB |  |  | 11 kV |  | 415 V |  | MTM | 750.00 kVA | 19931111 |  | 1 | 50 | Fail | Please check "Voltage In/Out"
254743868 | TNB | DISTRIBUTION | CHERAS | Existing | BCRS/PCE/J00146/MATX1 | 300005276 | TX1-B02074 | TMN SUNTEX |  | 380 | RYB |  |  | 11 kV |  | 415 V |  | MTM | 1000.00 kVA | 19961111 |  | 1 | 383 | Fail | Please check "Voltage In/Out"
254743870 | TNB | DISTRIBUTION | CHERAS | Existing | BCRS/PCE/J00182/MATX2 | 300005518 | TX2-B05330 | BTHO NO 16 |  | 81 | RYB |  |  | 11 kV |  | 415 V |  | MTM | 1000.00 kVA | 20001101 |  | 1 | 80 | Fail | Please check "Voltage In/Out"
254743874 | TNB | DISTRIBUTION | CHERAS | Existing | BCRS/PCE/J00080/MATX1 | 300277766 | TX1-B08363 | MIEKA FOOD 2 |  | 2 | RYB |  |  | 11 kV |  | 415 V |  | MTM | 1000.00 kVA | 20051101 |  | 1 | 2 | Fail | Please check "Voltage In/Out"
254743880 | TNB | DISTRIBUTION | CHERAS | Existing | BCRS/PCE/J00164/MATX1 | 300005390 | TX1-B01712 | BTHO NO 6 |  | 205 | RYB |  |  | 11 kV |  | 415 V |  | MTM | 1000.00 kVA | 20001101 |  | 1 | 15 | Fail | Please check "Voltage In/Out"
254744074 | TNB | DISTRIBUTION | CHERAS | Existing | BCRS/PCE/J00786/MATX1 | 300271113 | TX1-B01346 | TANMING RAYA NO 4 |  | 195 | RYB |  |  | 11 kV |  | 415 V |  | MTM | 1000.00 kVA | 18/07/1998 |  | 1 | 137 | Fail | Please check "Voltage In/Out"
254744082 | TNB | DISTRIBUTION | CHERAS | Existing |  |  | TX2-B08428 | PE TAMAN TAMING INDAH 2 |  | 42 | RYB |  |  | 11 kV |  | 415 V |  | SGB | 1000.00 kVA |  |  | 1 | 41 | Fail | Please check "Voltage In/Out"
254744088 | TNB | DISTRIBUTION | CHERAS | Existing | BCRS/PCE/J00736/MATX2 | 300270836 | TX2-B02022 | LFIP NO 2 |  | 18 | RYB |  |  | 11 kV |  | 415 V |  | MTM | 1000.00 kVA | 18/07/1998 |  | 1 | 18 | Fail | Please check "Voltage In/Out"
254744250 | TNB | DISTRIBUTION | CHERAS | Existing | BCRS/PCE/J00875/MATX1 | 300277634 | TX1-B03961 | SIMPANG BALAK A/T (OUDOOR) |  | 301 | RYB |  |  | 11 kV |  | 415 V |  | MTM | 1000.00 kVA | 18/07/1998 |  | 1 | 317 | Fail | Please check "Voltage In/Out"
254744258 | TNB | DISTRIBUTION | CHERAS | Existing | BCRS/PCE/J00704/MATX1 | 300270796 | TX1-B06071 | COMMOND WOOD PRODUCT |  | 3 | RYB |  |  | 11 kV |  | 415 V |  | MTM | 1000.00 kVA | 19991101 |  | 1 | 4 | Fail | Please check "Voltage In/Out"
254744326 | TNB | DISTRIBUTION | CHERAS | Existing | BCRS/PCE/J00624/MATX2 | 300277516 | TX2-B05502 | TMN SRI CHERAS NO 3 |  | 84 | RYB |  |  | 11 kV |  | 415 V |  | MTM | 1000.00 kVA | 18/07/1998 |  | 1 | 60 | Fail | Please check "Voltage In/Out"
254744362 | TNB | DISTRIBUTION | CHERAS | Existing |  |  | TX2-B09333 | PE COMMERCIAL AREA 11 |  | 48 | RYB |  |  | 11 kV |  | 415 V |  | MTM | 1000.00 kVA |  |  | 1 | 17 | Fail | Please check "Voltage In/Out"
254744364 | TNB | DISTRIBUTION | CHERAS | Existing | BCRS/PCE/J00814/MATX2 | 300272417 | TX2-B08633 | COMMERCIAL AREA NO 6 |  | 37 | RYB |  |  | 11 kV |  | 415 V |  | MTM | 750.00 kVA | 18/07/1998 |  | 1 | 13 | Fail | Please check "Voltage In/Out"
254744368 | TNB | DISTRIBUTION | CHERAS | Existing | BCRS/PCE/J00877/MATX1 | 300288055 | TX1-B03957 | COMPACT LAMPU JLN GRAND SAGA |  | 6 | RYB |  |  | 11 kV |  | 415 V |  | MTM | 1000.00 kVA | 18/07/1998 |  | 1 | 6 | Fail | Please check "Voltage In/Out"
254744438 | TNB | DISTRIBUTION | CHERAS | Existing | BCRS/PCE/J00919/MATX1 | 300277745 | TX1-B10280 | LOT 1849 JLN KPB 10 |  | 0 | RYB |  |  | 11 kV |  | 415 V |  | MTM | 1000.00 kVA | 18/07/1998 |  | 1 | 1 | Fail | Please check "Voltage In/Out"
254744652 | TNB | DISTRIBUTION | CHERAS | Existing | BCRS/PCE/J00794/MATX1 | 300271121 | TX1-B01412 | BINTANG PELANTAR |  | 1 | RYB |  |  | 11 kV |  | 415 V |  | MTM | 1000.00 kVA | 18/07/1998 |  | 1 | 1 | Fail | Please check "Voltage In/Out"
254744850 | TNB | DISTRIBUTION | CHERAS | Existing | BCRS/PCE/J00783/MATX2 | 300271110 | TX2-B01369 | SETIA KASTURI BUSSINESS PARK |  | 68 | RYB |  |  | 11 kV |  | 415 V |  | EWT | 1000.00 kVA | 18/07/1998 |  | 1 | 26 | Fail | Please check "Voltage In/Out"
254744852 | TNB | DISTRIBUTION | CHERAS | Existing | BCRS/PCE/J00762/MATX1 | 300271088 | TX1-B04192 | BKT ANGKAT COMPACT SG CHUA |  | 101 | RYB |  |  | 11 kV |  | 415 V |  | MTM | 1000.00 kVA | 19971101 |  | 1 | 113 | Fail | Please check "Voltage In/Out"
254744856 | TNB | DISTRIBUTION | CHERAS | Existing | BCRS/PCE/J00141/MATX1 | 300005248 | TX1-B07502 | APARTMENT SUMMERFIELD |  | 164 | RYB |  |  | 11 kV |  | 415 V |  | MTM | 1000.00 kVA | 20001101 |  | 1 | 5 | Fail | Please check "Voltage In/Out"
254745012 | TNB | DISTRIBUTION | CHERAS | Existing | BCRS/PCE/J00839/MATX1 | 300272450 | TX1-B08712 | JALAN DESA BUDIMAN 1/3 NO 1 |  | 33 | RYB |  |  | 11 kV |  | 415 V |  | MTM | 500.00 kVA | 18/07/1998 |  | 1 | 32 | Fail | Please check "Voltage In/Out"
254745014 | TNB | DISTRIBUTION | CHERAS | Existing | BCRS/PCE/J00187/MATX1 | 300005549 | TX1-B02360 | SG LONG NO 7 |  | 0 | RYB |  |  | 11 kV |  | 415 V |  | MTM | 1000.00 kVA | 20001101 |  | 1 | 0 | Fail | Please check "Voltage In/Out"
254745018 | TNB | DISTRIBUTION | CHERAS | Existing | BCRS/PCE/J00289/MATX1 | 300010060 | TX1-B06383 | IVORY ASCENT S/B |  | 1 | RYB |  |  | 11 kV |  | 415 V |  | MTM | 1000.00 kVA | 20011101 |  | 1 | 1 | Fail | Please check "Voltage In/Out"
254745102 | TNB | DISTRIBUTION | CHERAS | Existing | BCRS/PCE/J00124/MATX1 | 300005132 | TX1-B01654 | CHERAS PERDANA NO 6 |  | 326 | RYB |  |  | 11 kV |  | 415 V |  | MTM | 1000.00 kVA | 19941101 | 1000 kVA | 1 | 7 | Fail | Please check "Voltage In/Out"
254745104 | TNB | DISTRIBUTION | CHERAS | Existing | BCRS/PCE/J00713/MATX1 | 300270811 | TX1-B08117 | INDUSTRI BALAKONG JAYA NO 4 |  | 19 | RYB |  |  | 11 kV |  | 415 V |  | MTM | 1000.00 kVA | 20061101 |  | 1 | 21 | Fail | Please check "Voltage In/Out"
254745108 | TNB | DISTRIBUTION | CHERAS | Existing | BCRS/PCE/J00222/MATX2 | 300277647 | TX2-B04688 | GARDEN PARK SG LONG NO 15 |  | 127 | RYB |  |  | 11 kV |  | 415 V |  | MTM | 1000.00 kVA | 20001101 |  | 1 | 23 | Fail | Please check "Voltage In/Out"
254745124 | TNB | DISTRIBUTION | CHERAS | Existing | BCRS/PCE/J00264/MATX2 | 300006177 | TX2-B06325 | BDR MAHKOTA CHERAS NO. 4 |  | 114 | RYB |  |  | 11 kV |  | 415 V |  | MTM | 1000.00 kVA | 20021101 |  | 1 | 103 | Fail | Please check "Voltage In/Out"
254745128 | TNB | DISTRIBUTION | CHERAS | Existing | BCRS/PCE/J00063/MATX1 | 300004323 | TX1-B02244 | TMN PINGGIRAN DELIMA NO 3 |  | 252 | RYB |  |  | 11 kV |  | 415 V |  | EWT | 1000.00 kVA | 19981101 |  | 1 | 58 | Fail | Please check "Voltage In/Out"
254745132 | TNB | DISTRIBUTION | CHERAS | Existing | BCRS/PCE/J00244/MATX1 | 300005950 | TX1-B01729 | TMN MURNI |  | 410 | RYB |  |  | 11 kV |  | 415 V |  | EWT | 750.00 kVA | 20111111 |  | 1 | 397 | Fail | Please check "Voltage In/Out"
254745134 | TNB | DISTRIBUTION | CHERAS | Existing | BCRS/PCE/J00226/MATX | 300276977 | TX1-B05108 | SEK MEN KEB SG LONG |  | 28 | RYB |  |  | 11 kV |  | 415 V |  | MTM | 750.00 kVA | 20011101 |  | 1 | 27 | Fail | Please check "Voltage In/Out"
254745152 | TNB | DISTRIBUTION | CHERAS | Existing | BCRS/PCE/J00648/MATXF1 | 300269377 | TX1-B09383 | KENT LEE (M) S/B |  | 1 | RYB |  |  | 11 kV |  | 415 V |  | MTM | 1000.00 kVA | 20071111 |  | 1 | 1 | Fail | Please check "Voltage In/Out"
254745154 | TNB | DISTRIBUTION | CHERAS | Existing | BCRS/PCE/J00832/MATX1 | 300272443 | TX1-B08445 | CITIZEN SCREEN |  | 1 | RYB |  |  | 11 kV |  | 415 V |  | MTM | 1000.00 kVA | 18/07/1998 |  | 1 | 1 | Fail | Please check "Voltage In/Out"
254745168 | TNB | DISTRIBUTION | CHERAS | Existing |  |  | TX2-B09322 | PE COMMERCIAL AREA 13 |  | 73 | RYB |  |  | 11 kV |  | 415 V |  | MTM | 1000.00 kVA |  |  | 1 | 25 | Fail | Please check "Voltage In/Out"
254745174 | TNB | DISTRIBUTION | CHERAS | Existing | BCRS/PCE/J00725/MATX2 | 300270826 | TX2-B04616 | KAJANG HEIGHT NO 2 |  | 108 | RYB |  |  | 11 kV |  | 415 V |  | MTM | 1000.00 kVA | 18/07/1998 |  | 1 | 110 | Fail | Please check "Voltage In/Out"
254745206 | TNB | DISTRIBUTION | CHERAS | Existing | BCRS/PCE/J00988/MATX1 | 300288230 | TX1-B11088 | LOT 4161 LKC VANTURES |  | 2 | RYB |  |  | 11 kV |  | 415 V |  | EWT | 300.00 kVA | 20100408 |  | 1 | 3 | Fail | Please check "Voltage In/Out"
254745208 | TNB | DISTRIBUTION | CHERAS | Existing | BCRS/PCE/J00142/MATX1 | 300005254 | TX1-B01573 | TOL PLAZA BALAKONG |  | 3 | RYB |  |  | 11 kV |  | 415 V |  | SGB | 750.00 kVA | 19981111 |  | 1 | 4 | Fail | Please check "Voltage In/Out"
254745210 | TNB | DISTRIBUTION | CHERAS | Existing | BCRS/PCE/J00484/MATXF1 | 300277632 | TX1-B03949 | TMN MESRA |  | 504 | RYB |  |  | 11 kV |  | 415 V |  | MTM | 1000.00 kVA | 20061101 |  | 1 | 502 | Fail | Please check "Voltage In/Out"
254745212 | TNB | DISTRIBUTION | CHERAS | Existing | BCRS/PCE/J00754/MATX1 | 300271076 | TX1-B02847 | SOON HUAT |  | 2 | RYB |  |  | 11 kV |  | 415 V |  | MTM | 1000.00 kVA | 19971111 |  | 1 | 2 | Fail | Please check "Voltage In/Out"
254745216 | TNB | DISTRIBUTION | CHERAS | Existing | BCRS/PCE/J00694/MATX1 | 300270379 | TX1-B07036 | SMK PERIMBUN |  | 2 | RYB |  |  | 11 kV |  | 415 V |  | SGB | 500.00 kVA | 20031111 |  | 1 | 2 | Fail | Please check "Voltage In/Out"
254745218 | TNB | DISTRIBUTION | CHERAS | Existing | BCRS/PCE/J00778/MATX2 | 300271104 | TX2-B04882 | 3V PERABOT |  | 1 | RYB |  |  | 11 kV |  | 415 V |  | MTM | 1000.00 kVA | 18/07/1998 |  | 1 | 1 | Fail | Please check "Voltage In/Out"
254745220 | TNB | DISTRIBUTION | CHERAS | Existing | BCRS/PCE/J00261/MATX1 | 300006156 | TX1-B06767 | BDR MAHKOTA CHERAS NO 19 |  | 132 | RYB |  |  | 11 kV |  | 415 V |  | MTM | 1000.00 kVA | 20021101 |  | 1 | 134 | Fail | Please check "Voltage In/Out"
254745222 | TNB | DISTRIBUTION | CHERAS | Existing | BCRS/PCE/J00230/MATX1 | 300005858 | TX1-B06618 | GREEN ACRE PARK NO 1 |  | 171 | RYB |  |  | 11 kV |  | 415 V |  | MTM | 1000.00 kVA | 20021101 |  | 1 | 2 | Fail | Please check "Voltage In/Out"
254745224 | TNB | DISTRIBUTION | CHERAS | Existing | BCRS/PCE/J00821/MATX2 | 300272426 | TX2-B05734 | SG BESI INDAH NO 1 |  | 191 | RYB |  |  | 11 kV |  | 415 V |  | MTM | 750.00 kVA | 18/07/1998 |  | 1 | 192 | Fail | Please check "Voltage In/Out"
254745226 | TNB | DISTRIBUTION | CHERAS | Existing | BCRS/PCE/J00227/MATX1 | 300005828 | TX1-B05390 | GARDEN PARK SG LONG NO 2 |  | 232 | RYB |  |  | 11 kV |  | 415 V |  | MTM | 1000.00 kVA | 20011101 |  | 1 | 2 | Fail | Please check "Voltage In/Out"
254745330 | TNB | DISTRIBUTION | CHERAS | Existing | BCRS/PCE/J00632/MATXF3 | 300269362 | TX3-B05493 | LFIP NO 5 |  | 34 | RYB |  |  | 11 kV |  | 415 V |  | MTM | 1000.00 kVA | 19941111 |  | 1 | 35 | Fail | Please check "Voltage In/Out"
254745422 | TNB | DISTRIBUTION | CHERAS | Existing | BCRS/PCE/J00840/MATX1 | 300272451 | TX1-B09354 | SUKMA PESONA |  | 26 | RYB |  |  | 11 kV |  | 415 V |  | MTM | 750.00 kVA | 18/07/1998 |  | 1 | 9 | Fail | Please check "Voltage In/Out"
254745596 | TNB | DISTRIBUTION | CHERAS | Existing | BCRS/PCE/J00095/MATX1 | 300277592 | TX1-B05929 | TMN ULU LANGAT JAYA NO 2 |  | 116 | RYB |  |  | 11 kV |  | 415 V |  | MTM | 1000.00 kVA | 20061101 |  | 1 | 122 | Fail | Please check "Voltage In/Out"
254745598 | TNB | DISTRIBUTION | CHERAS | Existing | BCRS/PCE/J00380/MATX1 | 300010609 | TX1-B01432 | SYNLIGWAN |  | 53 | RYB |  |  | 11 kV |  | 415 V |  | MTM | 1000.00 kVA | 20111111 |  | 1 | 29 | Fail | Please check "Voltage In/Out"
254745656 | TNB | DISTRIBUTION | CHERAS | Existing | BCRS/PCE/J00616/MATXF1 | 300269219 | TX1-B02832 | LAI CHEE KONG |  | 4 | RYB |  |  | 11 kV |  | 415 V |  | MTM | 1000.00 kVA | 19951101 |  | 1 | 6 | Fail | Please check "Voltage In/Out"
254745662 | TNB | DISTRIBUTION | CHERAS | Existing | BCRS/PCE/J00813/MATX2 | 300272415 | TX2-B08637 | COMMERCIAL AREA NO 3 |  | 80 | RYB |  |  | 11 kV |  | 415 V |  | MTM | 1000.00 kVA | 18/07/1998 |  | 1 | 18 | Fail | Please check "Voltage In/Out"
254745668 | TNB | DISTRIBUTION | CHERAS | Existing | BCRS/PCE/J00725/MATX1 | 300270825 | TX1-B04618 | KAJANG HEIGHT NO 2 |  | 261 | RYB |  |  | 11 kV |  | 415 V |  | MTM | 1000.00 kVA | 18/07/1998 |  | 1 | 252 | Fail | Please check "Voltage In/Out"
254745702 | TNB | DISTRIBUTION | CHERAS | Existing | BCRS/PCE/J00526/MATXF1 | 300266852 | TX1-B08955 | PANGSAPURI INDAH TMN TANMING I |  | 159 | RYB |  |  | 11 kV |  | 415 V |  | SGB | 750.00 kVA | 18/07/1998 |  | 1 | 1 | Fail | Please check "Voltage In/Out"
254745704 | TNB | DISTRIBUTION | CHERAS | Existing | BCRS/PCE/J00252/MATX1 | 300006079 | TX1-B06348 | BDR MAHKOTA CHERAS NO.10 |  | 201 | RYB |  |  | 11 kV |  | 415 V |  | MTM | 1000.00 kVA | 20021101 |  | 1 | 204 | Fail | Please check "Voltage In/Out"
254745706 | TNB | DISTRIBUTION | CHERAS | Existing | BCRS/PCE/J00081/MATX1 | 300277642 | TX1-B02304 | KG SG LUI NO 1 |  | 449 | RYB |  |  | 11 kV |  | 415 V |  | MTM | 300.00 kVA | 19901101 |  | 1 | 486 | Fail | Please check "Voltage In/Out"
254745714 | TNB | DISTRIBUTION | CHERAS | Existing | BCRS/PCE/J00467/MATXF1 | 300274896 | TX1-B07440 | TMN TANMING RIA |  | 142 | RYB |  |  | 11 kV |  | 415 V |  | MTM | 1000.00 kVA | 20031101 |  | 1 | 50 | Fail | Please check "Voltage In/Out"
254745756 | TNB | DISTRIBUTION | CHERAS | Existing | BCRS/PCE/J00642/MATXF1 | 300269375 | TX1-B02781 | STRUKTUR TEGUH |  | 1 | RYB |  |  | 11 kV |  | 415 V |  | MTM | 750.00 kVA | 19931111 |  | 1 | 1 | Fail | Please check "Voltage In/Out"
254745758 | TNB | DISTRIBUTION | CHERAS | Existing | BCRS/PCE/J00039/MATX2 | 300004213 | TX2-B01757 | TMN MEGAH NO 5 |  | 40 | RYB |  |  | 11 kV |  | 415 V |  | MTM | 1000.00 kVA | 19851101 |  | 1 | 34 | Fail | Please check "Voltage In/Out"
254745808 | TNB | DISTRIBUTION | CHERAS | Existing | BCRS/PCE/J00577/MATXF1 | 300268033 | TX1-B04011 | WETEX |  | 2 | RYB |  |  | 11 kV |  | 415 V |  | IEO BREDA | 750.00 kVA | 19800101 |  | 1 | 2 | Fail | Please check "Voltage In/Out"
254746068 | TNB | DISTRIBUTION | CHERAS | Existing | BCRS/PCE/J00468/MATXF1 | 300277050 | TX1-B07122 | VISTA GREEN CONDO BDR MAHKOTA |  | 198 | RYB |  |  | 11 kV |  | 415 V |  | MTM | 1000.00 kVA | 20031101 |  | 1 | 4 | Fail | Please check "Voltage In/Out"
254746072 | TNB | DISTRIBUTION | CHERAS | Existing | BCRS/PCE/J00529/MATXF1 | 300266858 | TX1-B08989 | PERSIARAN SG LONG 1 BDR SG LON |  | 42 | RYB |  |  | 11 kV |  | 415 V |  | MTM | 750.00 kVA | 20061111 |  | 1 | 15 | Fail | Please check "Voltage In/Out"
254746126 | TNB | DISTRIBUTION | CHERAS | Existing | BCRS/PCE/J00619/MATXF1 | 300269222 | TX1-B02838 | TS MERG |  | 3 | RYB |  |  | 11 kV |  | 415 V |  | MTM | 1000.00 kVA | 18/07/1998 |  | 1 | 3 | Fail | Please check "Voltage In/Out"
254746234 | TNB | DISTRIBUTION | CHERAS | Existing | BCRS/PCE/J00620/MATXF1 | 300269223 | TX1-B10070 | INTRA DESIGN |  | 3 | RYB |  |  | 11 kV |  | 415 V |  | MTM | 500.00 kVA | 20081101 |  | 1 | 3 | Fail | Please check "Voltage In/Out"
254746318 | TNB | DISTRIBUTION | CHERAS | Existing | BCRS/PCE/J00934/MATX1 | 300277547 | TX1-B10022 | JLN SUADAMAI 11/4 BTHO |  | 39 | RYB |  |  | 11 kV |  | 415 V |  | MTM | 750.00 kVA | 20071111 |  | 1 | 40 | Fail | Please check "Voltage In/Out"
254746504 | TNB | DISTRIBUTION | CHERAS | Existing | BCRS/PCE/J00167/MATX1 | 300005403 | TX1-B04697 | BTHO NO 12 |  | 59 | RYB |  |  | 11 kV |  | 415 V |  | MTM | 1000.00 kVA | 19981111 |  | 1 | 61 | Fail | Please check "Voltage In/Out"
254746506 | TNB | DISTRIBUTION | CHERAS | Existing | BCRS/PCE/J00020/MATX1 | 300004134 | TX1-B02134 | TMN CHERAS AWANA NO 1 |  | 279 | RYB |  |  | 11 kV |  | 415 V |  | MTM | 750.00 kVA | 19991101 |  | 1 | 280 | Fail | Please check "Voltage In/Out"
254746508 | TNB | DISTRIBUTION | CHERAS | Existing | BCRS/PCE/J00133/MATX2 | 300005187 | TX2-B01674 | BTHO NO 2 |  | 306 | RYB |  |  | 11 kV |  | 415 V |  | MTM | 1000.00 kVA | 20001101 |  | 1 | 299 | Fail | Please check "Voltage In/Out"
254746510 | TNB | DISTRIBUTION | CHERAS | Existing | BCRS/PCE/J00472/MATX | 300268019 | TX1-B08187 | BELIA IKBN NO 2 DUSUN TUA |  | 1 | RYB |  |  | 11 kV |  | 415 V |  | MTM | 1000.00 kVA | 20051101 |  | 1 | 1 | Fail | Please check "Voltage In/Out"
254746594 | TNB | DISTRIBUTION | CHERAS | Existing | BCRS/PCE/J00799/MATX1 | 300271130 | TX1-B01960 | SHIN LEE COMPACT |  | 11 | RYB |  |  | 11 kV |  | 415 V |  | MTM | 1000.00 kVA | 18/07/1998 |  | 1 | 15 | Fail | Please check "Voltage In/Out"
254746596 | TNB | DISTRIBUTION | CHERAS | Existing | BCRS/PCE/J00741/MATX1 | 300270843 | TX1-B02006 | ELEGANT CAPITAL NO 1 |  | 6 | RYB |  |  | 11 kV |  | 415 V |  | MTM | 1000.00 kVA | 18/07/1998 |  | 1 | 6 | Fail | Please check "Voltage In/Out"
254746762 | TNB | DISTRIBUTION | CHERAS | Existing | BCRS/PCE/J00513/MATXF1 | 300261897 | TX1-B07119 | JLN PERMAISURI NO 2 BDR MAHKOT |  | 60 | RYB |  |  | 11 kV |  | 415 V |  | MTM | 1000.00 kVA | 20021101 |  | 1 | 56 | Fail | Please check "Voltage In/Out"
254746764 | TNB | DISTRIBUTION | CHERAS | Existing | BCRS/PCE/J00702/MATX2 | 300270794 | TX2-B09114 | APARTMENT DESA RIA |  | 210 | RYB |  |  | 11 kV |  | 415 V |  | MTM | 750.00 kVA | 20051101 |  | 1 | 2 | Fail | Please check "Voltage In/Out"
254746768 | TNB | DISTRIBUTION | CHERAS | Existing | BCRS/PCE/J00256/MATX1 | 300277649 | TX1-B06694 | BDR MAHKOTA CHERAS NO 14 |  | 107 | RYB |  |  | 11 kV |  | 415 V |  | MTM | 1000.00 kVA | 20021101 |  | 1 | 110 | Fail | Please check "Voltage In/Out"
254746770 | TNB | DISTRIBUTION | CHERAS | Existing | BCRS/PCE/J00868/MATX1 | 300277631 | TX1-B08299 | APARTMENT MAWAR |  | 209 | RYB |  |  | 11 kV |  | 415 V |  | MTM | 1000.00 kVA | 18/07/1998 |  | 1 | 10 | Fail | Please check "Voltage In/Out"
254746774 | TNB | DISTRIBUTION | CHERAS | Existing | BCRS/PCE/J00867/MATX1 | 300277630 | TX1-B08864 | JLN SUTERA 1/5 |  | 272 | RYB |  |  | 11 kV |  | 415 V |  | MTM | 1000.00 kVA | 18/07/1998 |  | 1 | 7 | Fail | Please check "Voltage In/Out"
254746868 | TNB | DISTRIBUTION | CHERAS | Existing | BCRS/PCE/J00705/MATX1 | 300270797 | TX1-B02962 | NO 3 TAMAN SETIA BALAKONG |  | 1 | RYB |  |  | 11 kV |  | 415 V |  | MTM | 1000.00 kVA | 20001101 |  | 1 | 1 | Fail | Please check "Voltage In/Out"
254746872 | TNB | DISTRIBUTION | CHERAS | Existing | BCRS/PCE/J00700/MATX1 | 300270373 | TX1-B01458 | JONG SENG COMPACT |  | 27 | RYB |  |  | 11 kV |  | 415 V |  | MTM | 1000.00 kVA | 19951101 |  | 1 | 31 | Fail | Please check "Voltage In/Out"
254746874 | TNB | DISTRIBUTION | CHERAS | Existing | BCRS/PCE/J00118/MATX1 | 300004534 | TX1-B06039 | CHASELAND NO 3 |  | 7 | RYB |  |  | 11 kV |  | 415 V |  | MTM | 1000.00 kVA | 19991101 |  | 1 | 9 | Fail | Please check "Voltage In/Out"
254747104 | TNB | DISTRIBUTION | CHERAS | Existing | BCRS/PCE/J00613/MATXF2 | 300269216 | TX2-B09411 | SUPERSAVE C.P |  | 0 | RYB |  |  | 11 kV |  | 415 V |  | MTM | 500.00 kVA | 20061101 |  | 1 | 0 | Fail | Please check "Voltage In/Out"
254747248 | TNB | DISTRIBUTION | CHERAS | Existing | BCRS/PCE/J00476/MATX | 300276279 | TX1-B08153 | SANYIN |  | 1 | RYB |  |  | 11 kV |  | 415 V |  | MTM | 300.00 kVA | 20041101 |  | 1 | 1 | Fail | Please check "Voltage In/Out"
254747250 | TNB | DISTRIBUTION | CHERAS | Existing | BCRS/PCE/J00840/MATX2 | 300272452 | TX2-B09355 | SUKMA PESONA |  | 39 | RYB |  |  | 11 kV |  | 415 V |  | MTM | 750.00 kVA | 18/07/1998 |  | 1 | 14 | Fail | Please check "Voltage In/Out"
254747352 | TNB | DISTRIBUTION | CHERAS | Existing | BCRS/PCE/J00092/MATX1 | 300277001 | TX1-B05085 | RMH PANGSA TMN PERKASA NO 2 |  | 178 | RYB |  |  | 11 kV |  | 415 V |  | MTM | 1000.00 kVA | 20011101 |  | 1 | 9 | Fail | Please check "Voltage In/Out"
254747356 | TNB | DISTRIBUTION | CHERAS | Existing | BCRS/PCE/J00191/MATX1 | 300005589 | TX1-B02376 | SG LONG NO 5 |  | 169 | RYB |  |  | 11 kV |  | 415 V |  | MTM | 1000.00 kVA | 20001101 |  | 1 | 171 | Fail | Please check "Voltage In/Out"
254747550 | TNB | DISTRIBUTION | CHERAS | Existing | BCRS/PCE/J00968/MATX1 | 300289194 | TX1-B08324 | RAKR TMN SURIA DESA SERDANG |  | 250 | RYB |  |  | 11 kV |  | 415 V |  | EWT | 1000.00 kVA | 20051111 |  | 1 | 1 | Fail | Please check "Voltage In/Out"
254747572 | TNB | DISTRIBUTION | CHERAS | Existing | BCRS/PCE/J00225/MATX1 | 300005818 | TX1-B05033 | MITRALAND |  | 90 | RYB |  |  | 11 kV |  | 415 V |  | MTM | 1000.00 kVA | 20001101 |  | 1 | 93 | Fail | Please check "Voltage In/Out"
254747578 | TNB | DISTRIBUTION | CHERAS | Existing | BCRS/PCE/J00538/MATXF1 | 300266877 | TX1-B07240 | RUMAH PAM SEGAR PERDANA |  | 2 | RYB |  |  | 11 kV |  | 415 V |  | MTM | 500.00 kVA | 20031101 |  | 1 | 2 | Fail | Please check "Voltage In/Out"
254747704 | TNB | DISTRIBUTION | CHERAS | Existing | BCRS/PCE/J00515/MATFX2 | 300266765 | TX2-B07743 | JLN SP 6/3 TMN SEGAR PERDANA |  | 43 | RYB |  |  | 11 kV |  | 415 V |  | SGB | 750.00 kVA | 20041111 |  | 1 | 43 | Fail | Please check "Voltage In/Out"
254747774 | TNB | DISTRIBUTION | CHERAS | Existing | BCRS/PCE/J00136/MATX1 | 300005218 | TX1-B01661 | FIRST WELCOME SUPERMARKET |  | 59 | RYB |  |  | 11 kV |  | 415 V |  | MTM | 1000.00 kVA | 19971101 |  | 1 | 24 | Fail | Please check "Voltage In/Out"
254747776 | TNB | DISTRIBUTION | CHERAS | Existing | BCRS/PCE/J00781/MATX1 | 300271107 | TX1-B08403 | SHUKOR SAKAM AIS RINTIK2 |  | 0 | RYB |  |  | 11 kV |  | 415 V |  | MTM | 750.00 kVA | 18/07/1998 |  | 1 | 1 | Fail | Please check "Voltage In/Out"
254747778 | TNB | DISTRIBUTION | CHERAS | Existing | BCRS/PCE/J01020/MATX1 | 300309516 | TX1-B11595 | JALAN MAHKOTA 5 |  | 35 | RYB |  |  | 11 kV |  | 415 V |  | MTM | 1000.00 kVA | 20110211 |  | 1 | 37 | Fail | Please check "Voltage In/Out"
254747800 | TNB | DISTRIBUTION | CHERAS | Existing | BCRS/PCE/J00770/MATX1 | 300271097 | TX1-B04215 | 3V HOLDING |  | 0 | RYB |  |  | 11 kV |  | 415 V |  | MTM | 1000.00 kVA | 20011101 |  | 1 | 1 | Fail | Please check "Voltage In/Out"
254747916 | TNB | DISTRIBUTION | CHERAS | Existing | BCRS/PCE/J00475/MATX | 300010056 | TX1-B08163 | RUMAH PANGSA BKT KUNDANG |  | 110 | RYB |  |  | 11 kV |  | 415 V |  | MTM | 1000.00 kVA | 20031101 |  | 1 | 2 | Fail | Please check "Voltage In/Out"
254747918 | TNB | DISTRIBUTION | CHERAS | Existing |  |  | TX2-B01975 | PE YEW LUM PROPERTIES S/B |  | 0 | RYB |  |  | 11 kV |  | 415 V |  | MTM | 1000.00 kVA |  |  | 1 | 0 | Fail | Please check "Voltage In/Out"
254748142 | TNB | DISTRIBUTION | CHERAS | Existing | BCRS/PCE/J00004/MATFX1 | 300266027 | TX1-B07256 | APARTMENT SUAKASIH BTHO |  | 232 | RYB |  |  | 11 kV |  | 415 V |  | MTM | 750.00 kVA | 19851101 |  | 1 | 5 | Fail | Please check "Voltage In/Out"
254748380 | TNB | DISTRIBUTION | CHERAS | Existing | BCRS/PCE/J00580/MATXF2 | 300268036 | TX2-B05525 | TANMING RAYA NO 3 |  | 313 | RYB |  |  | 11 kV |  | 415 V |  | MTM | 750.00 kVA | 18/07/1998 |  | 1 | 317 | Fail | Please check "Voltage In/Out"
254748562 | TNB | DISTRIBUTION | CHERAS | Existing | BCRS/PCE/J00887/MATX1 | 300277425 | TX1-B06286 | BDR MAHKOTA CHERAS NO 1 |  | 333 | RYB |  |  | 11 kV |  | 415 V |  | MTM | 1000.00 kVA | 18/07/1998 |  | 1 | 7 | Fail | Please check "Voltage In/Out"
254748802 | TNB | DISTRIBUTION | CHERAS | Existing | BCRS/PCE/J00441/MATX1 | 300013682 | TX1-B01372 | PKNS CHERAS JAYA NO 4 |  | 240 | RYB |  |  | 11 kV |  | 415 V |  | MTM | 1000.00 kVA | 19951111 |  | 1 | 241 | Fail | Please check "Voltage In/Out"
254748804 | TNB | DISTRIBUTION | CHERAS | Existing | BCRS/PCE/J00340/MATX1 | 300010386 | TX1-B01406 | NAM MEOW |  | 1 | RYB |  |  | 11 kV |  | 415 V |  | MTM | 1000.00 kVA | 19911101 |  | 1 | 1 | Fail | Please check "Voltage In/Out"
254748812 | TNB | DISTRIBUTION | CHERAS | Existing | BCRS/PCE/J00554/MATXF1 | 300268005 | TX1-B09337 | TANMING JAYA INDUSTRIAL PARK |  | 4 | RYB |  |  | 11 kV |  | 415 V |  | MTM | 1000.00 kVA | 18/07/1998 |  | 1 | 4 | Fail | Please check "Voltage In/Out"
254748818 | TNB | DISTRIBUTION | CHERAS | Existing | BCRS/PCE/J00626/MATXF1 | 300269230 | TX1-B01294 | CCP |  | 0 | RYB |  |  | 11 kV |  | 415 V |  | MTM | 750.00 kVA | 19901111 |  | 1 | 1 | Fail | Please check "Voltage In/Out"
254748820 | TNB | DISTRIBUTION | CHERAS | Existing | BCRS/PCE/J00054/MATX1 | 300004286 | TX1-B02194 | TMN DESA RAYA |  | 115 | RYB |  |  | 11 kV |  | 415 V |  | MTM | 1000.00 kVA | 20001101 |  | 1 | 114 | Fail | Please check "Voltage In/Out"
254748822 | TNB | DISTRIBUTION | CHERAS | Existing | BCRS/PCE/J00714/MATX1 | 300270813 | TX1-B01446 | TMN IMPIAN EHSAN NO 3 |  | 409 | RYB |  |  | 11 kV |  | 415 V |  | MTM | 750.00 kVA | 19951101 |  | 1 | 4 | Fail | Please check "Voltage In/Out"
254748916 | TNB | DISTRIBUTION | CHERAS | Existing | BCRS/PCE/J00822/MATX1 | 300272428 | TX1-B02912 | SG BESI INDAH NO 4 |  | 267 | RYB |  |  | 11 kV |  | 415 V |  | MTM | 1000.00 kVA | 18/07/1998 |  | 1 | 266 | Fail | Please check "Voltage In/Out"
254748918 | TNB | DISTRIBUTION | CHERAS | Existing | BCRS/PCE/J00448/MATX | 300269694 | TX1-B08699 | EMERALD POINT B |  | 159 | RYB |  |  | 11 kV |  | 415 V |  | MTM | 1000.00 kVA | 20051101 |  | 1 | 1 | Fail | Please check "Voltage In/Out"
254748920 | TNB | DISTRIBUTION | CHERAS | Existing | BCRS/PCE/J00828/MATX1 | 300272438 | TX1-B02902 | PANGSAPURI SRI JASA |  | 98 | RYB |  |  | 11 kV |  | 415 V |  | MTM | 1000.00 kVA | 19961111 |  | 1 | 5 | Fail | Please check "Voltage In/Out"
254748922 | TNB | DISTRIBUTION | CHERAS | Existing | BCRS/PCE/J00675/MATX2 | 300270620 | TX2-B04589 | DESA KARUNMAS NO 2 |  | 166 | RYB |  |  | 11 kV |  | 415 V |  | MTM | 1000.00 kVA | 20001101 |  | 1 | 172 | Fail | Please check "Voltage In/Out"
254749050 | TNB | DISTRIBUTION | CHERAS | Existing | BCRS/PCE/J00551/MATXF1 | 300268002 | TX1-B09138 | TAMAN SUNNYSIDE NO 3 |  | 80 | RYB |  |  | 11 kV |  | 415 V |  | EWT | 500.00 kVA | 20061101 |  | 1 | 80 | Fail | Please check "Voltage In/Out"
254749176 | TNB | DISTRIBUTION | CHERAS | Existing | BCRS/PCE/J00394/MATX1 | 300011082 | TX1-B02877 | BKT BELIMBING NO 4 |  | 281 | RYB |  |  | 11 kV |  | 415 V |  | MTM | 1000.00 kVA | 19931111 |  | 1 | 283 | Fail | Please check "Voltage In/Out"
254749178 | TNB | DISTRIBUTION | CHERAS | Existing | BCRS/PCE/J00418/MATX1 | 300011270 | TX1-B02736 | BERKAT HASIL NO 11 |  | 23 | RYB |  |  | 11 kV |  | 415 V |  | EWT | 1000.00 kVA | 19951111 |  | 1 | 22 | Fail | Please check "Voltage In/Out"
254749180 | TNB | DISTRIBUTION | CHERAS | Existing | BCRS/PCE/J00177/MATX1 | 300005484 | TX1-B05333 | BTHO NO 17 |  | 130 | RYB |  |  | 11 kV |  | 415 V |  | MTM | 1000.00 kVA | 20001101 |  | 1 | 132 | Fail | Please check "Voltage In/Out"
254749182 | TNB | DISTRIBUTION | CHERAS | Existing | BCRS/PCE/J00007/MATX1 | 300003262 | TX1-B02892 | TMN HARMONI |  | 268 | RYB |  |  | 11 kV |  | 415 V |  | EWT | 1000.00 kVA | 19981111 |  | 1 | 271 | Fail | Please check "Voltage In/Out"
254749184 | TNB | DISTRIBUTION | CHERAS | Existing | BCRS/PCE/J00180/MATX1 | 300005504 | TX1-B06819 | DESA WANGSA BTHO |  | 154 | RYB |  |  | 11 kV |  | 415 V |  | EWT | 1000.00 kVA | 20021101 |  | 1 | 93 | Fail | Please check "Voltage In/Out"
254749304 | TNB | DISTRIBUTION | CHERAS | Existing | BCRS/PCE/J00830/MATX1 | 300272441 | TX1-B08207 | SEK KEB SG BESI INDAH |  | 7 | RYB |  |  | 11 kV |  | 415 V |  | EWT | 300.00 kVA | 20041111 |  | 1 | 1 | Fail | Please check "Voltage In/Out"
254749308 | TNB | DISTRIBUTION | CHERAS | Existing | BCRS/PCE/J00245/MATX1 | 300005956 | TX1-B01725 | TMN SRI CHERAS NO 1 |  | 370 | RYB |  |  | 11 kV |  | 415 V |  | MTM | 1000.00 kVA | 20031111 |  | 1 | 149 | Fail | Please check "Voltage In/Out"