## LV Fuse
Id | Owner Type | Owner Name | Operational Area | Status | Phasing | Class | Mounting | Normal Status | Type | Bus Connection | Feeder Direction | LV Assembly Label | Manufacturer | Manufacture Type | Rating | Location Description | Remarks | LV Fuse Switch Units
256546986 | TNB | DISTRIBUTION | KUALA SELANGOR | Existing | RYB | LV FUSE SWITCH |  | OPEN | IEC MIDDLE CURVE | FUSES | SPARE |  | Unknown | Unknown |  |  |  | 6
256546991 | TNB | DISTRIBUTION | KUALA SELANGOR | Existing | RYB | LV FUSE SWITCH |  | OPEN | IEC MIDDLE CURVE | FUSES | SPARE |  | Unknown | Unknown |  |  |  | 6
256546996 | TNB | DISTRIBUTION | KUALA SELANGOR | Existing | RYB | LV FUSE SWITCH |  | CLOSED | IEC MIDDLE CURVE | FUSES | TO POLE |  | Unknown | Unknown | 100.000 A |  |  | 6
256547002 | TNB | DISTRIBUTION | KUALA SELANGOR | Existing | RYB | LV FUSE SWITCH |  | CLOSED | IEC MIDDLE CURVE | FUSES | TO POLE |  | Unknown | Unknown | 160.000 A |  |  | 6
256547008 | TNB | DISTRIBUTION | KUALA SELANGOR | Existing | RYB | LV FUSE SWITCH |  | OPEN | IEC MIDDLE CURVE | FUSES | SPARE |  | Unknown | Unknown |  |  |  | 6
256547012 | TNB | DISTRIBUTION | KUALA SELANGOR | Existing | RYB | LV FUSE SWITCH |  | CLOSED | IEC MIDDLE CURVE | FUSES | TO POLE NO |  | Unknown | Unknown | 125.000 A |  |  | 6
379512349 | TNB | DISTRIBUTION | KUALA SELANGOR | Existing | RYB | LV FUSE SWITCH |  | CLOSED | IEC MIDDLE CURVE | FUSES | SPARE |  |  |  | 250.000 A |  |  | 3
379512363 | TNB | DISTRIBUTION | KUALA SELANGOR | Existing | RYB | LV FUSE SWITCH |  | CLOSED | IEC MIDDLE CURVE | FUSES | SPARE |  |  |  | 250.000 A |  |  | 3
379512370 | TNB | DISTRIBUTION | KUALA SELANGOR | Existing | RYB | LV FUSE SWITCH |  | CLOSED | IEC MIDDLE CURVE | FUSES | SPARE |  |  |  | 250.000 A |  |  | 3
379512375 | TNB | DISTRIBUTION | KUALA SELANGOR | Existing | RYB | LV FUSE SWITCH |  | CLOSED | IEC MIDDLE CURVE | FUSES | SPARE |  |  |  | 250.000 A |  |  | 3
379512381 | TNB | DISTRIBUTION | KUALA SELANGOR | Existing | RYB | LV FUSE SWITCH |  | CLOSED | IEC MIDDLE CURVE | FUSES | SPARE |  |  |  | 250.000 A |  |  | 3
379512393 | TNB | DISTRIBUTION | KUALA SELANGOR | Existing | RYB | LV FUSE SWITCH |  | CLOSED | IEC MIDDLE CURVE | FUSES | SPARE |  |  |  | 250.000 A |  |  | 3
379512401 | TNB | DISTRIBUTION | KUALA SELANGOR | Existing | RYB | LV FUSE SWITCH |  | CLOSED | IEC MIDDLE CURVE | FUSES | SPARE |  |  |  | 250.000 A |  |  | 3
379512419 | TNB | DISTRIBUTION | KUALA SELANGOR | Existing | RYB | LV FUSE SWITCH |  | CLOSED | IEC MIDDLE CURVE | FUSES | SPARE |  |  |  | 250.000 A |  |  | 3
379512480 | TNB | DISTRIBUTION | KUALA SELANGOR | Existing | RYB | LV FUSE SWITCH |  | CLOSED | IEC MIDDLE CURVE | FUSES | SPARE |  |  |  | 250.000 A |  |  | 3
379512494 | TNB | DISTRIBUTION | KUALA SELANGOR | Existing | RYB | LV FUSE SWITCH |  | CLOSED | IEC MIDDLE CURVE | FUSES | SPARE |  |  |  | 250.000 A |  |  | 3
379512501 | TNB | DISTRIBUTION | KUALA SELANGOR | Existing | RYB | LV FUSE SWITCH |  | CLOSED | IEC MIDDLE CURVE | FUSES | SPARE |  |  |  | 250.000 A |  |  | 3
379512506 | TNB | DISTRIBUTION | KUALA SELANGOR | Existing | RYB | LV FUSE SWITCH |  | CLOSED | IEC MIDDLE CURVE | FUSES | SPARE |  |  |  | 250.000 A |  |  | 3
379512512 | TNB | DISTRIBUTION | KUALA SELANGOR | Existing | RYB | LV FUSE SWITCH |  | CLOSED | IEC MIDDLE CURVE | FUSES | SPARE |  |  |  | 250.000 A |  |  | 3
379512524 | TNB | DISTRIBUTION | KUALA SELANGOR | Existing | RYB | LV FUSE SWITCH |  | CLOSED | IEC MIDDLE CURVE | FUSES | SPARE |  |  |  | 250.000 A |  |  | 3
379512532 | TNB | DISTRIBUTION | KUALA SELANGOR | Existing | RYB | LV FUSE SWITCH |  | CLOSED | IEC MIDDLE CURVE | FUSES | SPARE |  |  |  | 250.000 A |  |  | 3
379512550 | TNB | DISTRIBUTION | KUALA SELANGOR | Existing | RYB | LV FUSE SWITCH |  | CLOSED | IEC MIDDLE CURVE | FUSES | SPARE |  |  |  | 250.000 A |  |  | 3
379632593 | TNB | DISTRIBUTION | KUALA SELANGOR | Existing | RYB | LV FUSE SWITCH |  | CLOSED | IEC MIDDLE CURVE | FUSES | SPARE |  |  |  | 250.000 A |  |  | 6
379632605 | TNB | DISTRIBUTION | KUALA SELANGOR | Existing | RYB | LV FUSE SWITCH |  | CLOSED | IEC MIDDLE CURVE | FUSES | SPARE |  |  |  | 250.000 A |  |  | 6
379632610 | TNB | DISTRIBUTION | KUALA SELANGOR | Existing | RYB | LV FUSE SWITCH |  | CLOSED | IEC MIDDLE CURVE | FUSES | SPARE |  |  |  | 250.000 A |  |  | 6
379632613 | TNB | DISTRIBUTION | KUALA SELANGOR | Existing | RYB | LV FUSE SWITCH |  | CLOSED | IEC MIDDLE CURVE | FUSES | SPARE |  |  |  | 250.000 A |  |  | 6
379632617 | TNB | DISTRIBUTION | KUALA SELANGOR | Existing | RYB | LV FUSE SWITCH |  | CLOSED | IEC MIDDLE CURVE | FUSES | SPARE |  |  |  | 250.000 A |  |  | 6
379632627 | TNB | DISTRIBUTION | KUALA SELANGOR | Existing | RYB | LV FUSE SWITCH |  | CLOSED | IEC MIDDLE CURVE | FUSES | SPARE |  |  |  | 250.000 A |  |  | 6
379632633 | TNB | DISTRIBUTION | KUALA SELANGOR | Existing | RYB | LV FUSE SWITCH |  | CLOSED | IEC MIDDLE CURVE | FUSES | SPARE |  |  |  | 250.000 A |  |  | 6
379632645 | TNB | DISTRIBUTION | KUALA SELANGOR | Existing | RYB | LV FUSE SWITCH |  | CLOSED | IEC MIDDLE CURVE | FUSES | SPARE |  |  |  | 250.000 A |  |  | 6
379787405 | TNB | DISTRIBUTION | KUALA SELANGOR | Existing | RYB | LV FUSE SWITCH |  | CLOSED | IEC MIDDLE CURVE | FUSES | SPARE |  |  |  | 250.000 A |  |  | 6
379787417 | TNB | DISTRIBUTION | KUALA SELANGOR | Existing | RYB | LV FUSE SWITCH |  | CLOSED | IEC MIDDLE CURVE | FUSES | SPARE |  |  |  | 250.000 A |  |  | 6
379787422 | TNB | DISTRIBUTION | KUALA SELANGOR | Existing | RYB | LV FUSE SWITCH |  | CLOSED | IEC MIDDLE CURVE | FUSES | SPARE |  |  |  | 250.000 A |  |  | 6
379787425 | TNB | DISTRIBUTION | KUALA SELANGOR | Existing | RYB | LV FUSE SWITCH |  | CLOSED | IEC MIDDLE CURVE | FUSES | SPARE |  |  |  | 250.000 A |  |  | 6
379787429 | TNB | DISTRIBUTION | KUALA SELANGOR | Existing | RYB | LV FUSE SWITCH |  | CLOSED | IEC MIDDLE CURVE | FUSES | SPARE |  |  |  | 250.000 A |  |  | 6
379787439 | TNB | DISTRIBUTION | KUALA SELANGOR | Existing | RYB | LV FUSE SWITCH |  | CLOSED | IEC MIDDLE CURVE | FUSES | SPARE |  |  |  | 250.000 A |  |  | 6
379787445 | TNB | DISTRIBUTION | KUALA SELANGOR | Existing | RYB | LV FUSE SWITCH |  | CLOSED | IEC MIDDLE CURVE | FUSES | SPARE |  |  |  | 250.000 A |  |  | 6
379787457 | TNB | DISTRIBUTION | KUALA SELANGOR | Existing | RYB | LV FUSE SWITCH |  | CLOSED | IEC MIDDLE CURVE | FUSES | SPARE |  |  |  | 250.000 A |  |  | 6
379787525 | TNB | DISTRIBUTION | KUALA SELANGOR | Existing | RYB | LV FUSE SWITCH |  | CLOSED | IEC MIDDLE CURVE | FUSES | SPARE |  |  |  | 250.000 A |  |  | 6
379787537 | TNB | DISTRIBUTION | KUALA SELANGOR | Existing | RYB | LV FUSE SWITCH |  | CLOSED | IEC MIDDLE CURVE | FUSES | SPARE |  |  |  | 250.000 A |  |  | 6
379787542 | TNB | DISTRIBUTION | KUALA SELANGOR | Existing | RYB | LV FUSE SWITCH |  | CLOSED | IEC MIDDLE CURVE | FUSES | SPARE |  |  |  | 250.000 A |  |  | 6
379787545 | TNB | DISTRIBUTION | KUALA SELANGOR | Existing | RYB | LV FUSE SWITCH |  | CLOSED | IEC MIDDLE CURVE | FUSES | SPARE |  |  |  | 250.000 A |  |  | 6
379787549 | TNB | DISTRIBUTION | KUALA SELANGOR | Existing | RYB | LV FUSE SWITCH |  | CLOSED | IEC MIDDLE CURVE | FUSES | SPARE |  |  |  | 250.000 A |  |  | 6
379787559 | TNB | DISTRIBUTION | KUALA SELANGOR | Existing | RYB | LV FUSE SWITCH |  | CLOSED | IEC MIDDLE CURVE | FUSES | SPARE |  |  |  | 250.000 A |  |  | 6
379787565 | TNB | DISTRIBUTION | KUALA SELANGOR | Existing | RYB | LV FUSE SWITCH |  | CLOSED | IEC MIDDLE CURVE | FUSES | SPARE |  |  |  | 250.000 A |  |  | 6
379787577 | TNB | DISTRIBUTION | KUALA SELANGOR | Existing | RYB | LV FUSE SWITCH |  | CLOSED | IEC MIDDLE CURVE | FUSES | SPARE |  |  |  | 250.000 A |  |  | 6
379787621 | TNB | DISTRIBUTION | KUALA SELANGOR | Existing | RYB | LV FUSE SWITCH |  | CLOSED | IEC MIDDLE CURVE | FUSES | SPARE |  |  |  | 250.000 A |  |  | 6
379787633 | TNB | DISTRIBUTION | KUALA SELANGOR | Existing | RYB | LV FUSE SWITCH |  | CLOSED | IEC MIDDLE CURVE | FUSES | SPARE |  |  |  | 250.000 A |  |  | 6
379787638 | TNB | DISTRIBUTION | KUALA SELANGOR | Existing | RYB | LV FUSE SWITCH |  | CLOSED | IEC MIDDLE CURVE | FUSES | SPARE |  |  |  | 250.000 A |  |  | 6
379787641 | TNB | DISTRIBUTION | KUALA SELANGOR | Existing | RYB | LV FUSE SWITCH |  | CLOSED | IEC MIDDLE CURVE | FUSES | SPARE |  |  |  | 250.000 A |  |  | 6
379787645 | TNB | DISTRIBUTION | KUALA SELANGOR | Existing | RYB | LV FUSE SWITCH |  | CLOSED | IEC MIDDLE CURVE | FUSES | SPARE |  |  |  | 250.000 A |  |  | 6
379787655 | TNB | DISTRIBUTION | KUALA SELANGOR | Existing | RYB | LV FUSE SWITCH |  | CLOSED | IEC MIDDLE CURVE | FUSES | SPARE |  |  |  | 250.000 A |  |  | 6
379787661 | TNB | DISTRIBUTION | KUALA SELANGOR | Existing | RYB | LV FUSE SWITCH |  | CLOSED | IEC MIDDLE CURVE | FUSES | SPARE |  |  |  | 250.000 A |  |  | 6
379787673 | TNB | DISTRIBUTION | KUALA SELANGOR | Existing | RYB | LV FUSE SWITCH |  | CLOSED | IEC MIDDLE CURVE | FUSES | SPARE |  |  |  | 250.000 A |  |  | 6
379787715 | TNB | DISTRIBUTION | KUALA SELANGOR | Existing | RYB | LV FUSE SWITCH |  | CLOSED | IEC MIDDLE CURVE | FUSES | SPARE |  |  |  | 250.000 A |  |  | 6
379787727 | TNB | DISTRIBUTION | KUALA SELANGOR | Existing | RYB | LV FUSE SWITCH |  | CLOSED | IEC MIDDLE CURVE | FUSES | SPARE |  |  |  | 250.000 A |  |  | 6
379787732 | TNB | DISTRIBUTION | KUALA SELANGOR | Existing | RYB | LV FUSE SWITCH |  | CLOSED | IEC MIDDLE CURVE | FUSES | SPARE |  |  |  | 250.000 A |  |  | 6
379787735 | TNB | DISTRIBUTION | KUALA SELANGOR | Existing | RYB | LV FUSE SWITCH |  | CLOSED | IEC MIDDLE CURVE | FUSES | SPARE |  |  |  | 250.000 A |  |  | 6
379787739 | TNB | DISTRIBUTION | KUALA SELANGOR | Existing | RYB | LV FUSE SWITCH |  | CLOSED | IEC MIDDLE CURVE | FUSES | SPARE |  |  |  | 250.000 A |  |  | 6
379787749 | TNB | DISTRIBUTION | KUALA SELANGOR | Existing | RYB | LV FUSE SWITCH |  | CLOSED | IEC MIDDLE CURVE | FUSES | SPARE |  |  |  | 250.000 A |  |  | 6
379787755 | TNB | DISTRIBUTION | KUALA SELANGOR | Existing | RYB | LV FUSE SWITCH |  | CLOSED | IEC MIDDLE CURVE | FUSES | SPARE |  |  |  | 250.000 A |  |  | 6
379787767 | TNB | DISTRIBUTION | KUALA SELANGOR | Existing | RYB | LV FUSE SWITCH |  | CLOSED | IEC MIDDLE CURVE | FUSES | SPARE |  |  |  | 250.000 A |  |  | 6
379791554 | TNB | DISTRIBUTION | KUALA SELANGOR | Existing | RYB | LV FUSE SWITCH |  | CLOSED | IEC MIDDLE CURVE | FUSES | SPARE |  |  |  | 250.000 A |  |  | 6
379791566 | TNB | DISTRIBUTION | KUALA SELANGOR | Existing | RYB | LV FUSE SWITCH |  | CLOSED | IEC MIDDLE CURVE | FUSES | SPARE |  |  |  | 250.000 A |  |  | 6
379791571 | TNB | DISTRIBUTION | KUALA SELANGOR | Existing | RYB | LV FUSE SWITCH |  | CLOSED | IEC MIDDLE CURVE | FUSES | SPARE |  |  |  | 250.000 A |  |  | 6
379791574 | TNB | DISTRIBUTION | KUALA SELANGOR | Existing | RYB | LV FUSE SWITCH |  | CLOSED | IEC MIDDLE CURVE | FUSES | SPARE |  |  |  | 250.000 A |  |  | 6
379791578 | TNB | DISTRIBUTION | KUALA SELANGOR | Existing | RYB | LV FUSE SWITCH |  | CLOSED | IEC MIDDLE CURVE | FUSES | SPARE |  |  |  | 250.000 A |  |  | 6
379791588 | TNB | DISTRIBUTION | KUALA SELANGOR | Existing | RYB | LV FUSE SWITCH |  | CLOSED | IEC MIDDLE CURVE | FUSES | SPARE |  |  |  | 250.000 A |  |  | 6
379791594 | TNB | DISTRIBUTION | KUALA SELANGOR | Existing | RYB | LV FUSE SWITCH |  | CLOSED | IEC MIDDLE CURVE | FUSES | SPARE |  |  |  | 250.000 A |  |  | 6
379791606 | TNB | DISTRIBUTION | KUALA SELANGOR | Existing | RYB | LV FUSE SWITCH |  | CLOSED | IEC MIDDLE CURVE | FUSES | SPARE |  |  |  | 250.000 A |  |  | 6
379791648 | TNB | DISTRIBUTION | KUALA SELANGOR | Existing | RYB | LV FUSE SWITCH |  | CLOSED | IEC MIDDLE CURVE | FUSES | SPARE |  |  |  | 250.000 A |  |  | 6
379791660 | TNB | DISTRIBUTION | KUALA SELANGOR | Existing | RYB | LV FUSE SWITCH |  | CLOSED | IEC MIDDLE CURVE | FUSES | SPARE |  |  |  | 250.000 A |  |  | 6
379791665 | TNB | DISTRIBUTION | KUALA SELANGOR | Existing | RYB | LV FUSE SWITCH |  | CLOSED | IEC MIDDLE CURVE | FUSES | SPARE |  |  |  | 250.000 A |  |  | 6
379791668 | TNB | DISTRIBUTION | KUALA SELANGOR | Existing | RYB | LV FUSE SWITCH |  | CLOSED | IEC MIDDLE CURVE | FUSES | SPARE |  |  |  | 250.000 A |  |  | 6
379791672 | TNB | DISTRIBUTION | KUALA SELANGOR | Existing | RYB | LV FUSE SWITCH |  | CLOSED | IEC MIDDLE CURVE | FUSES | SPARE |  |  |  | 250.000 A |  |  | 6
379791682 | TNB | DISTRIBUTION | KUALA SELANGOR | Existing | RYB | LV FUSE SWITCH |  | CLOSED | IEC MIDDLE CURVE | FUSES | SPARE |  |  |  | 250.000 A |  |  | 6
379791688 | TNB | DISTRIBUTION | KUALA SELANGOR | Existing | RYB | LV FUSE SWITCH |  | CLOSED | IEC MIDDLE CURVE | FUSES | SPARE |  |  |  | 250.000 A |  |  | 6
379791700 | TNB | DISTRIBUTION | KUALA SELANGOR | Existing | RYB | LV FUSE SWITCH |  | CLOSED | IEC MIDDLE CURVE | FUSES | SPARE |  |  |  | 250.000 A |  |  | 6
379791751 | TNB | DISTRIBUTION | KUALA SELANGOR | Existing | RYB | LV FUSE SWITCH |  | CLOSED | IEC MIDDLE CURVE | FUSES | SPARE |  |  |  | 250.000 A |  |  | 6
379791763 | TNB | DISTRIBUTION | KUALA SELANGOR | Existing | RYB | LV FUSE SWITCH |  | CLOSED | IEC MIDDLE CURVE | FUSES | SPARE |  |  |  | 250.000 A |  |  | 6
379791768 | TNB | DISTRIBUTION | KUALA SELANGOR | Existing | RYB | LV FUSE SWITCH |  | CLOSED | IEC MIDDLE CURVE | FUSES | SPARE |  |  |  | 250.000 A |  |  | 6
379791771 | TNB | DISTRIBUTION | KUALA SELANGOR | Existing | RYB | LV FUSE SWITCH |  | CLOSED | IEC MIDDLE CURVE | FUSES | SPARE |  |  |  | 250.000 A |  |  | 6
379791775 | TNB | DISTRIBUTION | KUALA SELANGOR | Existing | RYB | LV FUSE SWITCH |  | CLOSED | IEC MIDDLE CURVE | FUSES | SPARE |  |  |  | 250.000 A |  |  | 6
379791785 | TNB | DISTRIBUTION | KUALA SELANGOR | Existing | RYB | LV FUSE SWITCH |  | CLOSED | IEC MIDDLE CURVE | FUSES | SPARE |  |  |  | 250.000 A |  |  | 6
379791791 | TNB | DISTRIBUTION | KUALA SELANGOR | Existing | RYB | LV FUSE SWITCH |  | CLOSED | IEC MIDDLE CURVE | FUSES | SPARE |  |  |  | 250.000 A |  |  | 6
379791803 | TNB | DISTRIBUTION | KUALA SELANGOR | Existing | RYB | LV FUSE SWITCH |  | CLOSED | IEC MIDDLE CURVE | FUSES | SPARE |  |  |  | 250.000 A |  |  | 6
379791845 | TNB | DISTRIBUTION | KUALA SELANGOR | Existing | RYB | LV FUSE SWITCH |  | CLOSED | IEC MIDDLE CURVE | FUSES | SPARE |  |  |  | 250.000 A |  |  | 6
379791857 | TNB | DISTRIBUTION | KUALA SELANGOR | Existing | RYB | LV FUSE SWITCH |  | CLOSED | IEC MIDDLE CURVE | FUSES | SPARE |  |  |  | 250.000 A |  |  | 6
379791862 | TNB | DISTRIBUTION | KUALA SELANGOR | Existing | RYB | LV FUSE SWITCH |  | CLOSED | IEC MIDDLE CURVE | FUSES | SPARE |  |  |  | 250.000 A |  |  | 6
379791865 | TNB | DISTRIBUTION | KUALA SELANGOR | Existing | RYB | LV FUSE SWITCH |  | CLOSED | IEC MIDDLE CURVE | FUSES | SPARE |  |  |  | 250.000 A |  |  | 6
379791869 | TNB | DISTRIBUTION | KUALA SELANGOR | Existing | RYB | LV FUSE SWITCH |  | CLOSED | IEC MIDDLE CURVE | FUSES | SPARE |  |  |  | 250.000 A |  |  | 6
379791879 | TNB | DISTRIBUTION | KUALA SELANGOR | Existing | RYB | LV FUSE SWITCH |  | CLOSED | IEC MIDDLE CURVE | FUSES | SPARE |  |  |  | 250.000 A |  |  | 6
379791885 | TNB | DISTRIBUTION | KUALA SELANGOR | Existing | RYB | LV FUSE SWITCH |  | CLOSED | IEC MIDDLE CURVE | FUSES | SPARE |  |  |  | 250.000 A |  |  | 6
379791897 | TNB | DISTRIBUTION | KUALA SELANGOR | Existing | RYB | LV FUSE SWITCH |  | CLOSED | IEC MIDDLE CURVE | FUSES | SPARE |  |  |  | 250.000 A |  |  | 6
379791966 | TNB | DISTRIBUTION | KUALA SELANGOR | Existing | RYB | LV FUSE SWITCH |  | CLOSED | IEC MIDDLE CURVE | FUSES | SPARE |  |  |  | 250.000 A |  |  | 6
379791978 | TNB | DISTRIBUTION | KUALA SELANGOR | Existing | RYB | LV FUSE SWITCH |  | CLOSED | IEC MIDDLE CURVE | FUSES | SPARE |  |  |  | 250.000 A |  |  | 6
379791983 | TNB | DISTRIBUTION | KUALA SELANGOR | Existing | RYB | LV FUSE SWITCH |  | CLOSED | IEC MIDDLE CURVE | FUSES | SPARE |  |  |  | 250.000 A |  |  | 6
379791986 | TNB | DISTRIBUTION | KUALA SELANGOR | Existing | RYB | LV FUSE SWITCH |  | CLOSED | IEC MIDDLE CURVE | FUSES | SPARE |  |  |  | 250.000 A |  |  | 6
379791990 | TNB | DISTRIBUTION | KUALA SELANGOR | Existing | RYB | LV FUSE SWITCH |  | CLOSED | IEC MIDDLE CURVE | FUSES | SPARE |  |  |  | 250.000 A |  |  | 6
379792000 | TNB | DISTRIBUTION | KUALA SELANGOR | Existing | RYB | LV FUSE SWITCH |  | CLOSED | IEC MIDDLE CURVE | FUSES | SPARE |  |  |  | 250.000 A |  |  | 6
379792006 | TNB | DISTRIBUTION | KUALA SELANGOR | Existing | RYB | LV FUSE SWITCH |  | CLOSED | IEC MIDDLE CURVE | FUSES | SPARE |  |  |  | 250.000 A |  |  | 6
379792018 | TNB | DISTRIBUTION | KUALA SELANGOR | Existing | RYB | LV FUSE SWITCH |  | CLOSED | IEC MIDDLE CURVE | FUSES | SPARE |  |  |  | 250.000 A |  |  | 6
379792062 | TNB | DISTRIBUTION | KUALA SELANGOR | Existing | RYB | LV FUSE SWITCH |  | CLOSED | IEC MIDDLE CURVE | FUSES | SPARE |  |  |  | 250.000 A |  |  | 6
379792074 | TNB | DISTRIBUTION | KUALA SELANGOR | Existing | RYB | LV FUSE SWITCH |  | CLOSED | IEC MIDDLE CURVE | FUSES | SPARE |  |  |  | 250.000 A |  |  | 6
379792079 | TNB | DISTRIBUTION | KUALA SELANGOR | Existing | RYB | LV FUSE SWITCH |  | CLOSED | IEC MIDDLE CURVE | FUSES | SPARE |  |  |  | 250.000 A |  |  | 6
379792082 | TNB | DISTRIBUTION | KUALA SELANGOR | Existing | RYB | LV FUSE SWITCH |  | CLOSED | IEC MIDDLE CURVE | FUSES | SPARE |  |  |  | 250.000 A |  |  | 6
379792086 | TNB | DISTRIBUTION | KUALA SELANGOR | Existing | RYB | LV FUSE SWITCH |  | CLOSED | IEC MIDDLE CURVE | FUSES | SPARE |  |  |  | 250.000 A |  |  | 6
379792096 | TNB | DISTRIBUTION | KUALA SELANGOR | Existing | RYB | LV FUSE SWITCH |  | CLOSED | IEC MIDDLE CURVE | FUSES | SPARE |  |  |  | 250.000 A |  |  | 6
379792102 | TNB | DISTRIBUTION | KUALA SELANGOR | Existing | RYB | LV FUSE SWITCH |  | CLOSED | IEC MIDDLE CURVE | FUSES | SPARE |  |  |  | 250.000 A |  |  | 6
379792114 | TNB | DISTRIBUTION | KUALA SELANGOR | Existing | RYB | LV FUSE SWITCH |  | CLOSED | IEC MIDDLE CURVE | FUSES | SPARE |  |  |  | 250.000 A |  |  | 6
379792158 | TNB | DISTRIBUTION | KUALA SELANGOR | Existing | RYB | LV FUSE SWITCH |  | CLOSED | IEC MIDDLE CURVE | FUSES | SPARE |  |  |  | 250.000 A |  |  | 6
379792170 | TNB | DISTRIBUTION | KUALA SELANGOR | Existing | RYB | LV FUSE SWITCH |  | CLOSED | IEC MIDDLE CURVE | FUSES | SPARE |  |  |  | 250.000 A |  |  | 6
379792175 | TNB | DISTRIBUTION | KUALA SELANGOR | Existing | RYB | LV FUSE SWITCH |  | CLOSED | IEC MIDDLE CURVE | FUSES | SPARE |  |  |  | 250.000 A |  |  | 6
379792178 | TNB | DISTRIBUTION | KUALA SELANGOR | Existing | RYB | LV FUSE SWITCH |  | CLOSED | IEC MIDDLE CURVE | FUSES | SPARE |  |  |  | 250.000 A |  |  | 6
379792182 | TNB | DISTRIBUTION | KUALA SELANGOR | Existing | RYB | LV FUSE SWITCH |  | CLOSED | IEC MIDDLE CURVE | FUSES | SPARE |  |  |  | 250.000 A |  |  | 6
379792192 | TNB | DISTRIBUTION | KUALA SELANGOR | Existing | RYB | LV FUSE SWITCH |  | CLOSED | IEC MIDDLE CURVE | FUSES | SPARE |  |  |  | 250.000 A |  |  | 6
379792198 | TNB | DISTRIBUTION | KUALA SELANGOR | Existing | RYB | LV FUSE SWITCH |  | CLOSED | IEC MIDDLE CURVE | FUSES | SPARE |  |  |  | 250.000 A |  |  | 6
379792210 | TNB | DISTRIBUTION | KUALA SELANGOR | Existing | RYB | LV FUSE SWITCH |  | CLOSED | IEC MIDDLE CURVE | FUSES | SPARE |  |  |  | 250.000 A |  |  | 6
379792254 | TNB | DISTRIBUTION | KUALA SELANGOR | Existing | RYB | LV FUSE SWITCH |  | CLOSED | IEC MIDDLE CURVE | FUSES | SPARE |  |  |  | 250.000 A |  |  | 6
379792266 | TNB | DISTRIBUTION | KUALA SELANGOR | Existing | RYB | LV FUSE SWITCH |  | CLOSED | IEC MIDDLE CURVE | FUSES | SPARE |  |  |  | 250.000 A |  |  | 6
379792271 | TNB | DISTRIBUTION | KUALA SELANGOR | Existing | RYB | LV FUSE SWITCH |  | CLOSED | IEC MIDDLE CURVE | FUSES | SPARE |  |  |  | 250.000 A |  |  | 6
379792274 | TNB | DISTRIBUTION | KUALA SELANGOR | Existing | RYB | LV FUSE SWITCH |  | CLOSED | IEC MIDDLE CURVE | FUSES | SPARE |  |  |  | 250.000 A |  |  | 6
379792278 | TNB | DISTRIBUTION | KUALA SELANGOR | Existing | RYB | LV FUSE SWITCH |  | CLOSED | IEC MIDDLE CURVE | FUSES | SPARE |  |  |  | 250.000 A |  |  | 6
379792288 | TNB | DISTRIBUTION | KUALA SELANGOR | Existing | RYB | LV FUSE SWITCH |  | CLOSED | IEC MIDDLE CURVE | FUSES | SPARE |  |  |  | 250.000 A |  |  | 6
379792294 | TNB | DISTRIBUTION | KUALA SELANGOR | Existing | RYB | LV FUSE SWITCH |  | CLOSED | IEC MIDDLE CURVE | FUSES | SPARE |  |  |  | 250.000 A |  |  | 6
379792306 | TNB | DISTRIBUTION | KUALA SELANGOR | Existing | RYB | LV FUSE SWITCH |  | CLOSED | IEC MIDDLE CURVE | FUSES | SPARE |  |  |  | 250.000 A |  |  | 6
379792348 | TNB | DISTRIBUTION | KUALA SELANGOR | Existing | RYB | LV FUSE SWITCH |  | CLOSED | IEC MIDDLE CURVE | FUSES | SPARE |  |  |  | 250.000 A |  |  | 6
379792360 | TNB | DISTRIBUTION | KUALA SELANGOR | Existing | RYB | LV FUSE SWITCH |  | CLOSED | IEC MIDDLE CURVE | FUSES | SPARE |  |  |  | 250.000 A |  |  | 6
379792365 | TNB | DISTRIBUTION | KUALA SELANGOR | Existing | RYB | LV FUSE SWITCH |  | CLOSED | IEC MIDDLE CURVE | FUSES | SPARE |  |  |  | 250.000 A |  |  | 6
379792368 | TNB | DISTRIBUTION | KUALA SELANGOR | Existing | RYB | LV FUSE SWITCH |  | CLOSED | IEC MIDDLE CURVE | FUSES | SPARE |  |  |  | 250.000 A |  |  | 6
379792372 | TNB | DISTRIBUTION | KUALA SELANGOR | Existing | RYB | LV FUSE SWITCH |  | CLOSED | IEC MIDDLE CURVE | FUSES | SPARE |  |  |  | 250.000 A |  |  | 6
379792382 | TNB | DISTRIBUTION | KUALA SELANGOR | Existing | RYB | LV FUSE SWITCH |  | CLOSED | IEC MIDDLE CURVE | FUSES | SPARE |  |  |  | 250.000 A |  |  | 6
379792388 | TNB | DISTRIBUTION | KUALA SELANGOR | Existing | RYB | LV FUSE SWITCH |  | CLOSED | IEC MIDDLE CURVE | FUSES | SPARE |  |  |  | 250.000 A |  |  | 6
379792400 | TNB | DISTRIBUTION | KUALA SELANGOR | Existing | RYB | LV FUSE SWITCH |  | CLOSED | IEC MIDDLE CURVE | FUSES | SPARE |  |  |  | 250.000 A |  |  | 6
379792442 | TNB | DISTRIBUTION | KUALA SELANGOR | Existing | RYB | LV FUSE SWITCH |  | CLOSED | IEC MIDDLE CURVE | FUSES | SPARE |  |  |  | 250.000 A |  |  | 6
379792454 | TNB | DISTRIBUTION | KUALA SELANGOR | Existing | RYB | LV FUSE SWITCH |  | CLOSED | IEC MIDDLE CURVE | FUSES | SPARE |  |  |  | 250.000 A |  |  | 6
379792459 | TNB | DISTRIBUTION | KUALA SELANGOR | Existing | RYB | LV FUSE SWITCH |  | CLOSED | IEC MIDDLE CURVE | FUSES | SPARE |  |  |  | 250.000 A |  |  | 6
379792462 | TNB | DISTRIBUTION | KUALA SELANGOR | Existing | RYB | LV FUSE SWITCH |  | CLOSED | IEC MIDDLE CURVE | FUSES | SPARE |  |  |  | 250.000 A |  |  | 6
379792466 | TNB | DISTRIBUTION | KUALA SELANGOR | Existing | RYB | LV FUSE SWITCH |  | CLOSED | IEC MIDDLE CURVE | FUSES | SPARE |  |  |  | 250.000 A |  |  | 6
379792476 | TNB | DISTRIBUTION | KUALA SELANGOR | Existing | RYB | LV FUSE SWITCH |  | CLOSED | IEC MIDDLE CURVE | FUSES | SPARE |  |  |  | 250.000 A |  |  | 6
379792482 | TNB | DISTRIBUTION | KUALA SELANGOR | Existing | RYB | LV FUSE SWITCH |  | CLOSED | IEC MIDDLE CURVE | FUSES | SPARE |  |  |  | 250.000 A |  |  | 6
379792494 | TNB | DISTRIBUTION | KUALA SELANGOR | Existing | RYB | LV FUSE SWITCH |  | CLOSED | IEC MIDDLE CURVE | FUSES | SPARE |  |  |  | 250.000 A |  |  | 6
379792538 | TNB | DISTRIBUTION | KUALA SELANGOR | Existing | RYB | LV FUSE SWITCH |  | CLOSED | IEC MIDDLE CURVE | FUSES | SPARE |  |  |  | 250.000 A |  |  | 6
379792550 | TNB | DISTRIBUTION | KUALA SELANGOR | Existing | RYB | LV FUSE SWITCH |  | CLOSED | IEC MIDDLE CURVE | FUSES | SPARE |  |  |  | 250.000 A |  |  | 6
379792555 | TNB | DISTRIBUTION | KUALA SELANGOR | Existing | RYB | LV FUSE SWITCH |  | CLOSED | IEC MIDDLE CURVE | FUSES | SPARE |  |  |  | 250.000 A |  |  | 6
379792558 | TNB | DISTRIBUTION | KUALA SELANGOR | Existing | RYB | LV FUSE SWITCH |  | CLOSED | IEC MIDDLE CURVE | FUSES | SPARE |  |  |  | 250.000 A |  |  | 6
379792562 | TNB | DISTRIBUTION | KUALA SELANGOR | Existing | RYB | LV FUSE SWITCH |  | CLOSED | IEC MIDDLE CURVE | FUSES | SPARE |  |  |  | 250.000 A |  |  | 6
379792572 | TNB | DISTRIBUTION | KUALA SELANGOR | Existing | RYB | LV FUSE SWITCH |  | CLOSED | IEC MIDDLE CURVE | FUSES | SPARE |  |  |  | 250.000 A |  |  | 6
379792578 | TNB | DISTRIBUTION | KUALA SELANGOR | Existing | RYB | LV FUSE SWITCH |  | CLOSED | IEC MIDDLE CURVE | FUSES | SPARE |  |  |  | 250.000 A |  |  | 6
379792590 | TNB | DISTRIBUTION | KUALA SELANGOR | Existing | RYB | LV FUSE SWITCH |  | CLOSED | IEC MIDDLE CURVE | FUSES | SPARE |  |  |  | 250.000 A |  |  | 6
379792634 | TNB | DISTRIBUTION | KUALA SELANGOR | Existing | RYB | LV FUSE SWITCH |  | CLOSED | IEC MIDDLE CURVE | FUSES | SPARE |  |  |  | 250.000 A |  |  | 6
379792646 | TNB | DISTRIBUTION | KUALA SELANGOR | Existing | RYB | LV FUSE SWITCH |  | CLOSED | IEC MIDDLE CURVE | FUSES | SPARE |  |  |  | 250.000 A |  |  | 6
379792651 | TNB | DISTRIBUTION | KUALA SELANGOR | Existing | RYB | LV FUSE SWITCH |  | CLOSED | IEC MIDDLE CURVE | FUSES | SPARE |  |  |  | 250.000 A |  |  | 6
379792654 | TNB | DISTRIBUTION | KUALA SELANGOR | Existing | RYB | LV FUSE SWITCH |  | CLOSED | IEC MIDDLE CURVE | FUSES | SPARE |  |  |  | 250.000 A |  |  | 6
379792658 | TNB | DISTRIBUTION | KUALA SELANGOR | Existing | RYB | LV FUSE SWITCH |  | CLOSED | IEC MIDDLE CURVE | FUSES | SPARE |  |  |  | 250.000 A |  |  | 6
379792668 | TNB | DISTRIBUTION | KUALA SELANGOR | Existing | RYB | LV FUSE SWITCH |  | CLOSED | IEC MIDDLE CURVE | FUSES | SPARE |  |  |  | 250.000 A |  |  | 6
379792674 | TNB | DISTRIBUTION | KUALA SELANGOR | Existing | RYB | LV FUSE SWITCH |  | CLOSED | IEC MIDDLE CURVE | FUSES | SPARE |  |  |  | 250.000 A |  |  | 6
379792686 | TNB | DISTRIBUTION | KUALA SELANGOR | Existing | RYB | LV FUSE SWITCH |  | CLOSED | IEC MIDDLE CURVE | FUSES | SPARE |  |  |  | 250.000 A |  |  | 6
379792730 | TNB | DISTRIBUTION | KUALA SELANGOR | Existing | RYB | LV FUSE SWITCH |  | CLOSED | IEC MIDDLE CURVE | FUSES | SPARE |  |  |  | 250.000 A |  |  | 6
379792742 | TNB | DISTRIBUTION | KUALA SELANGOR | Existing | RYB | LV FUSE SWITCH |  | CLOSED | IEC MIDDLE CURVE | FUSES | SPARE |  |  |  | 250.000 A |  |  | 6
379792747 | TNB | DISTRIBUTION | KUALA SELANGOR | Existing | RYB | LV FUSE SWITCH |  | CLOSED | IEC MIDDLE CURVE | FUSES | SPARE |  |  |  | 250.000 A |  |  | 6
379792750 | TNB | DISTRIBUTION | KUALA SELANGOR | Existing | RYB | LV FUSE SWITCH |  | CLOSED | IEC MIDDLE CURVE | FUSES | SPARE |  |  |  | 250.000 A |  |  | 6
379792754 | TNB | DISTRIBUTION | KUALA SELANGOR | Existing | RYB | LV FUSE SWITCH |  | CLOSED | IEC MIDDLE CURVE | FUSES | SPARE |  |  |  | 250.000 A |  |  | 6
379792764 | TNB | DISTRIBUTION | KUALA SELANGOR | Existing | RYB | LV FUSE SWITCH |  | CLOSED | IEC MIDDLE CURVE | FUSES | SPARE |  |  |  | 250.000 A |  |  | 6
379792770 | TNB | DISTRIBUTION | KUALA SELANGOR | Existing | RYB | LV FUSE SWITCH |  | CLOSED | IEC MIDDLE CURVE | FUSES | SPARE |  |  |  | 250.000 A |  |  | 6
379792782 | TNB | DISTRIBUTION | KUALA SELANGOR | Existing | RYB | LV FUSE SWITCH |  | CLOSED | IEC MIDDLE CURVE | FUSES | SPARE |  |  |  | 250.000 A |  |  | 6
379792822 | TNB | DISTRIBUTION | KUALA SELANGOR | Existing | RYB | LV FUSE SWITCH |  | CLOSED | IEC MIDDLE CURVE | FUSES | SPARE |  |  |  | 250.000 A |  |  | 6
379792833 | TNB | DISTRIBUTION | KUALA SELANGOR | Existing | RYB | LV FUSE SWITCH |  | CLOSED | IEC MIDDLE CURVE | FUSES | SPARE |  |  |  | 250.000 A |  |  | 6
379792835 | TNB | DISTRIBUTION | KUALA SELANGOR | Existing | RYB | LV FUSE SWITCH |  | CLOSED | IEC MIDDLE CURVE | FUSES | SPARE |  |  |  | 250.000 A |  |  | 6
379792839 | TNB | DISTRIBUTION | KUALA SELANGOR | Existing | RYB | LV FUSE SWITCH |  | CLOSED | IEC MIDDLE CURVE | FUSES | SPARE |  |  |  | 250.000 A |  |  | 6
379792844 | TNB | DISTRIBUTION | KUALA SELANGOR | Existing | RYB | LV FUSE SWITCH |  | CLOSED | IEC MIDDLE CURVE | FUSES | SPARE |  |  |  | 250.000 A |  |  | 6
379792849 | TNB | DISTRIBUTION | KUALA SELANGOR | Existing | RYB | LV FUSE SWITCH |  | CLOSED | IEC MIDDLE CURVE | FUSES | SPARE |  |  |  | 250.000 A |  |  | 6
379792854 | TNB | DISTRIBUTION | KUALA SELANGOR | Existing | RYB | LV FUSE SWITCH |  | CLOSED | IEC MIDDLE CURVE | FUSES | SPARE |  |  |  | 250.000 A |  |  | 6
379792856 | TNB | DISTRIBUTION | KUALA SELANGOR | Existing | RYB | LV FUSE SWITCH |  | CLOSED | IEC MIDDLE CURVE | FUSES | SPARE |  |  |  | 250.000 A |  |  | 6
379792873 | TNB | DISTRIBUTION | KUALA SELANGOR | Existing | RYB | LV FUSE SWITCH |  | CLOSED | IEC MIDDLE CURVE | FUSES | SPARE |  |  |  | 250.000 A |  |  | 6
379792883 | TNB | DISTRIBUTION | KUALA SELANGOR | Existing | RYB | LV FUSE SWITCH |  | CLOSED | IEC MIDDLE CURVE | FUSES | SPARE |  |  |  | 250.000 A |  |  | 6
379792928 | TNB | DISTRIBUTION | KUALA SELANGOR | Existing | RYB | LV FUSE SWITCH |  | CLOSED | IEC MIDDLE CURVE | FUSES | SPARE |  |  |  | 250.000 A |  |  | 6
379792940 | TNB | DISTRIBUTION | KUALA SELANGOR | Existing | RYB | LV FUSE SWITCH |  | CLOSED | IEC MIDDLE CURVE | FUSES | SPARE |  |  |  | 250.000 A |  |  | 6
379792945 | TNB | DISTRIBUTION | KUALA SELANGOR | Existing | RYB | LV FUSE SWITCH |  | CLOSED | IEC MIDDLE CURVE | FUSES | SPARE |  |  |  | 250.000 A |  |  | 6
379792948 | TNB | DISTRIBUTION | KUALA SELANGOR | Existing | RYB | LV FUSE SWITCH |  | CLOSED | IEC MIDDLE CURVE | FUSES | SPARE |  |  |  | 250.000 A |  |  | 6
379792952 | TNB | DISTRIBUTION | KUALA SELANGOR | Existing | RYB | LV FUSE SWITCH |  | CLOSED | IEC MIDDLE CURVE | FUSES | SPARE |  |  |  | 250.000 A |  |  | 6
379792962 | TNB | DISTRIBUTION | KUALA SELANGOR | Existing | RYB | LV FUSE SWITCH |  | CLOSED | IEC MIDDLE CURVE | FUSES | SPARE |  |  |  | 250.000 A |  |  | 6
379792968 | TNB | DISTRIBUTION | KUALA SELANGOR | Existing | RYB | LV FUSE SWITCH |  | CLOSED | IEC MIDDLE CURVE | FUSES | SPARE |  |  |  | 250.000 A |  |  | 6
379792980 | TNB | DISTRIBUTION | KUALA SELANGOR | Existing | RYB | LV FUSE SWITCH |  | CLOSED | IEC MIDDLE CURVE | FUSES | SPARE |  |  |  | 250.000 A |  |  | 6
379793125 | TNB | DISTRIBUTION | KUALA SELANGOR | Existing | RYB | LV FUSE SWITCH |  | CLOSED | IEC MIDDLE CURVE | FUSES | SPARE |  |  |  | 250.000 A |  |  | 6
379793137 | TNB | DISTRIBUTION | KUALA SELANGOR | Existing | RYB | LV FUSE SWITCH |  | CLOSED | IEC MIDDLE CURVE | FUSES | SPARE |  |  |  | 250.000 A |  |  | 6
379793142 | TNB | DISTRIBUTION | KUALA SELANGOR | Existing | RYB | LV FUSE SWITCH |  | CLOSED | IEC MIDDLE CURVE | FUSES | SPARE |  |  |  | 250.000 A |  |  | 6
379793145 | TNB | DISTRIBUTION | KUALA SELANGOR | Existing | RYB | LV FUSE SWITCH |  | CLOSED | IEC MIDDLE CURVE | FUSES | SPARE |  |  |  | 250.000 A |  |  | 6
379793149 | TNB | DISTRIBUTION | KUALA SELANGOR | Existing | RYB | LV FUSE SWITCH |  | CLOSED | IEC MIDDLE CURVE | FUSES | SPARE |  |  |  | 250.000 A |  |  | 6
379793159 | TNB | DISTRIBUTION | KUALA SELANGOR | Existing | RYB | LV FUSE SWITCH |  | CLOSED | IEC MIDDLE CURVE | FUSES | SPARE |  |  |  | 250.000 A |  |  | 6
379793165 | TNB | DISTRIBUTION | KUALA SELANGOR | Existing | RYB | LV FUSE SWITCH |  | CLOSED | IEC MIDDLE CURVE | FUSES | SPARE |  |  |  | 250.000 A |  |  | 6
379793177 | TNB | DISTRIBUTION | KUALA SELANGOR | Existing | RYB | LV FUSE SWITCH |  | CLOSED | IEC MIDDLE CURVE | FUSES | SPARE |  |  |  | 250.000 A |  |  | 6
379793367 | TNB | DISTRIBUTION | KUALA SELANGOR | Existing | RYB | LV FUSE SWITCH |  | CLOSED | IEC MIDDLE CURVE | FUSES | SPARE |  |  |  | 250.000 A |  |  | 6
379793379 | TNB | DISTRIBUTION | KUALA SELANGOR | Existing | RYB | LV FUSE SWITCH |  | CLOSED | IEC MIDDLE CURVE | FUSES | SPARE |  |  |  | 250.000 A |  |  | 6
379793384 | TNB | DISTRIBUTION | KUALA SELANGOR | Existing | RYB | LV FUSE SWITCH |  | CLOSED | IEC MIDDLE CURVE | FUSES | SPARE |  |  |  | 250.000 A |  |  | 6
379793387 | TNB | DISTRIBUTION | KUALA SELANGOR | Existing | RYB | LV FUSE SWITCH |  | CLOSED | IEC MIDDLE CURVE | FUSES | SPARE |  |  |  | 250.000 A |  |  | 6
379793391 | TNB | DISTRIBUTION | KUALA SELANGOR | Existing | RYB | LV FUSE SWITCH |  | CLOSED | IEC MIDDLE CURVE | FUSES | SPARE |  |  |  | 250.000 A |  |  | 6
379793401 | TNB | DISTRIBUTION | KUALA SELANGOR | Existing | RYB | LV FUSE SWITCH |  | CLOSED | IEC MIDDLE CURVE | FUSES | SPARE |  |  |  | 250.000 A |  |  | 6
379793407 | TNB | DISTRIBUTION | KUALA SELANGOR | Existing | RYB | LV FUSE SWITCH |  | CLOSED | IEC MIDDLE CURVE | FUSES | SPARE |  |  |  | 250.000 A |  |  | 6
379793419 | TNB | DISTRIBUTION | KUALA SELANGOR | Existing | RYB | LV FUSE SWITCH |  | CLOSED | IEC MIDDLE CURVE | FUSES | SPARE |  |  |  | 250.000 A |  |  | 6
379793461 | TNB | DISTRIBUTION | KUALA SELANGOR | Existing | RYB | LV FUSE SWITCH |  | CLOSED | IEC MIDDLE CURVE | FUSES | SPARE |  |  |  | 250.000 A |  |  | 6
379793473 | TNB | DISTRIBUTION | KUALA SELANGOR | Existing | RYB | LV FUSE SWITCH |  | CLOSED | IEC MIDDLE CURVE | FUSES | SPARE |  |  |  | 250.000 A |  |  | 6
379793478 | TNB | DISTRIBUTION | KUALA SELANGOR | Existing | RYB | LV FUSE SWITCH |  | CLOSED | IEC MIDDLE CURVE | FUSES | SPARE |  |  |  | 250.000 A |  |  | 6
379793481 | TNB | DISTRIBUTION | KUALA SELANGOR | Existing | RYB | LV FUSE SWITCH |  | CLOSED | IEC MIDDLE CURVE | FUSES | SPARE |  |  |  | 250.000 A |  |  | 6
379793485 | TNB | DISTRIBUTION | KUALA SELANGOR | Existing | RYB | LV FUSE SWITCH |  | CLOSED | IEC MIDDLE CURVE | FUSES | SPARE |  |  |  | 250.000 A |  |  | 6
379793495 | TNB | DISTRIBUTION | KUALA SELANGOR | Existing | RYB | LV FUSE SWITCH |  | CLOSED | IEC MIDDLE CURVE | FUSES | SPARE |  |  |  | 250.000 A |  |  | 6
379793501 | TNB | DISTRIBUTION | KUALA SELANGOR | Existing | RYB | LV FUSE SWITCH |  | CLOSED | IEC MIDDLE CURVE | FUSES | SPARE |  |  |  | 250.000 A |  |  | 6
379793513 | TNB | DISTRIBUTION | KUALA SELANGOR | Existing | RYB | LV FUSE SWITCH |  | CLOSED | IEC MIDDLE CURVE | FUSES | SPARE |  |  |  | 250.000 A |  |  | 6
379793575 | TNB | DISTRIBUTION | KUALA SELANGOR | Existing | RYB | LV FUSE SWITCH |  | CLOSED | IEC MIDDLE CURVE | FUSES | SPARE |  |  |  | 250.000 A |  |  | 6
379793587 | TNB | DISTRIBUTION | KUALA SELANGOR | Existing | RYB | LV FUSE SWITCH |  | CLOSED | IEC MIDDLE CURVE | FUSES | SPARE |  |  |  | 250.000 A |  |  | 6
379793592 | TNB | DISTRIBUTION | KUALA SELANGOR | Existing | RYB | LV FUSE SWITCH |  | CLOSED | IEC MIDDLE CURVE | FUSES | SPARE |  |  |  | 250.000 A |  |  | 6
379793595 | TNB | DISTRIBUTION | KUALA SELANGOR | Existing | RYB | LV FUSE SWITCH |  | CLOSED | IEC MIDDLE CURVE | FUSES | SPARE |  |  |  | 250.000 A |  |  | 6
379793599 | TNB | DISTRIBUTION | KUALA SELANGOR | Existing | RYB | LV FUSE SWITCH |  | CLOSED | IEC MIDDLE CURVE | FUSES | SPARE |  |  |  | 250.000 A |  |  | 6
379793609 | TNB | DISTRIBUTION | KUALA SELANGOR | Existing | RYB | LV FUSE SWITCH |  | CLOSED | IEC MIDDLE CURVE | FUSES | SPARE |  |  |  | 250.000 A |  |  | 6
379793615 | TNB | DISTRIBUTION | KUALA SELANGOR | Existing | RYB | LV FUSE SWITCH |  | CLOSED | IEC MIDDLE CURVE | FUSES | SPARE |  |  |  | 250.000 A |  |  | 6
379793627 | TNB | DISTRIBUTION | KUALA SELANGOR | Existing | RYB | LV FUSE SWITCH |  | CLOSED | IEC MIDDLE CURVE | FUSES | SPARE |  |  |  | 250.000 A |  |  | 6
379793750 | TNB | DISTRIBUTION | KUALA SELANGOR | Existing | RYB | LV FUSE SWITCH |  | CLOSED | IEC MIDDLE CURVE | FUSES | SPARE |  |  |  | 250.000 A |  |  | 6
379793762 | TNB | DISTRIBUTION | KUALA SELANGOR | Existing | RYB | LV FUSE SWITCH |  | CLOSED | IEC MIDDLE CURVE | FUSES | SPARE |  |  |  | 250.000 A |  |  | 6
379793767 | TNB | DISTRIBUTION | KUALA SELANGOR | Existing | RYB | LV FUSE SWITCH |  | CLOSED | IEC MIDDLE CURVE | FUSES | SPARE |  |  |  | 250.000 A |  |  | 6
379793770 | TNB | DISTRIBUTION | KUALA SELANGOR | Existing | RYB | LV FUSE SWITCH |  | CLOSED | IEC MIDDLE CURVE | FUSES | SPARE |  |  |  | 250.000 A |  |  | 6
379793774 | TNB | DISTRIBUTION | KUALA SELANGOR | Existing | RYB | LV FUSE SWITCH |  | CLOSED | IEC MIDDLE CURVE | FUSES | SPARE |  |  |  | 250.000 A |  |  | 6
379793784 | TNB | DISTRIBUTION | KUALA SELANGOR | Existing | RYB | LV FUSE SWITCH |  | CLOSED | IEC MIDDLE CURVE | FUSES | SPARE |  |  |  | 250.000 A |  |  | 6
379793790 | TNB | DISTRIBUTION | KUALA SELANGOR | Existing | RYB | LV FUSE SWITCH |  | CLOSED | IEC MIDDLE CURVE | FUSES | SPARE |  |  |  | 250.000 A |  |  | 6
379793802 | TNB | DISTRIBUTION | KUALA SELANGOR | Existing | RYB | LV FUSE SWITCH |  | CLOSED | IEC MIDDLE CURVE | FUSES | SPARE |  |  |  | 250.000 A |  |  | 6
379794029 | TNB | DISTRIBUTION | KUALA SELANGOR | Existing | RYB | LV FUSE SWITCH |  | CLOSED | IEC MIDDLE CURVE | FUSES | SPARE |  |  |  | 250.000 A |  |  | 6
379794041 | TNB | DISTRIBUTION | KUALA SELANGOR | Existing | RYB | LV FUSE SWITCH |  | CLOSED | IEC MIDDLE CURVE | FUSES | SPARE |  |  |  | 250.000 A |  |  | 6
379794046 | TNB | DISTRIBUTION | KUALA SELANGOR | Existing | RYB | LV FUSE SWITCH |  | CLOSED | IEC MIDDLE CURVE | FUSES | SPARE |  |  |  | 250.000 A |  |  | 6
379794049 | TNB | DISTRIBUTION | KUALA SELANGOR | Existing | RYB | LV FUSE SWITCH |  | CLOSED | IEC MIDDLE CURVE | FUSES | SPARE |  |  |  | 250.000 A |  |  | 6
379794053 | TNB | DISTRIBUTION | KUALA SELANGOR | Existing | RYB | LV FUSE SWITCH |  | CLOSED | IEC MIDDLE CURVE | FUSES | SPARE |  |  |  | 250.000 A |  |  | 6
379794063 | TNB | DISTRIBUTION | KUALA SELANGOR | Existing | RYB | LV FUSE SWITCH |  | CLOSED | IEC MIDDLE CURVE | FUSES | SPARE |  |  |  | 250.000 A |  |  | 6
379794069 | TNB | DISTRIBUTION | KUALA SELANGOR | Existing | RYB | LV FUSE SWITCH |  | CLOSED | IEC MIDDLE CURVE | FUSES | SPARE |  |  |  | 250.000 A |  |  | 6
379794081 | TNB | DISTRIBUTION | KUALA SELANGOR | Existing | RYB | LV FUSE SWITCH |  | CLOSED | IEC MIDDLE CURVE | FUSES | SPARE |  |  |  | 250.000 A |  |  | 6
379794200 | TNB | DISTRIBUTION | KUALA SELANGOR | Existing | RYB | LV FUSE SWITCH |  | CLOSED | IEC MIDDLE CURVE | FUSES | SPARE |  |  |  | 250.000 A |  |  | 6
379794212 | TNB | DISTRIBUTION | KUALA SELANGOR | Existing | RYB | LV FUSE SWITCH |  | CLOSED | IEC MIDDLE CURVE | FUSES | SPARE |  |  |  | 250.000 A |  |  | 6
379794217 | TNB | DISTRIBUTION | KUALA SELANGOR | Existing | RYB | LV FUSE SWITCH |  | CLOSED | IEC MIDDLE CURVE | FUSES | SPARE |  |  |  | 250.000 A |  |  | 6
379794220 | TNB | DISTRIBUTION | KUALA SELANGOR | Existing | RYB | LV FUSE SWITCH |  | CLOSED | IEC MIDDLE CURVE | FUSES | SPARE |  |  |  | 250.000 A |  |  | 6
379794224 | TNB | DISTRIBUTION | KUALA SELANGOR | Existing | RYB | LV FUSE SWITCH |  | CLOSED | IEC MIDDLE CURVE | FUSES | SPARE |  |  |  | 250.000 A |  |  | 6
379794234 | TNB | DISTRIBUTION | KUALA SELANGOR | Existing | RYB | LV FUSE SWITCH |  | CLOSED | IEC MIDDLE CURVE | FUSES | SPARE |  |  |  | 250.000 A |  |  | 6
379794240 | TNB | DISTRIBUTION | KUALA SELANGOR | Existing | RYB | LV FUSE SWITCH |  | CLOSED | IEC MIDDLE CURVE | FUSES | SPARE |  |  |  | 250.000 A |  |  | 6
379794252 | TNB | DISTRIBUTION | KUALA SELANGOR | Existing | RYB | LV FUSE SWITCH |  | CLOSED | IEC MIDDLE CURVE | FUSES | SPARE |  |  |  | 250.000 A |  |  | 6
379794388 | TNB | DISTRIBUTION | KUALA SELANGOR | Existing | RYB | LV FUSE SWITCH |  | CLOSED | IEC MIDDLE CURVE | FUSES | SPARE |  |  |  | 250.000 A |  |  | 6
379794400 | TNB | DISTRIBUTION | KUALA SELANGOR | Existing | RYB | LV FUSE SWITCH |  | CLOSED | IEC MIDDLE CURVE | FUSES | SPARE |  |  |  | 250.000 A |  |  | 6
379794405 | TNB | DISTRIBUTION | KUALA SELANGOR | Existing | RYB | LV FUSE SWITCH |  | CLOSED | IEC MIDDLE CURVE | FUSES | SPARE |  |  |  | 250.000 A |  |  | 6
379794408 | TNB | DISTRIBUTION | KUALA SELANGOR | Existing | RYB | LV FUSE SWITCH |  | CLOSED | IEC MIDDLE CURVE | FUSES | SPARE |  |  |  | 250.000 A |  |  | 6
379794412 | TNB | DISTRIBUTION | KUALA SELANGOR | Existing | RYB | LV FUSE SWITCH |  | CLOSED | IEC MIDDLE CURVE | FUSES | SPARE |  |  |  | 250.000 A |  |  | 6
379794422 | TNB | DISTRIBUTION | KUALA SELANGOR | Existing | RYB | LV FUSE SWITCH |  | CLOSED | IEC MIDDLE CURVE | FUSES | SPARE |  |  |  | 250.000 A |  |  | 6
379794428 | TNB | DISTRIBUTION | KUALA SELANGOR | Existing | RYB | LV FUSE SWITCH |  | CLOSED | IEC MIDDLE CURVE | FUSES | SPARE |  |  |  | 250.000 A |  |  | 6
379794440 | TNB | DISTRIBUTION | KUALA SELANGOR | Existing | RYB | LV FUSE SWITCH |  | CLOSED | IEC MIDDLE CURVE | FUSES | SPARE |  |  |  | 250.000 A |  |  | 6
379794502 | TNB | DISTRIBUTION | KUALA SELANGOR | Existing | RYB | LV FUSE SWITCH |  | CLOSED | IEC MIDDLE CURVE | FUSES | SPARE |  |  |  | 250.000 A |  |  | 6
379794514 | TNB | DISTRIBUTION | KUALA SELANGOR | Existing | RYB | LV FUSE SWITCH |  | CLOSED | IEC MIDDLE CURVE | FUSES | SPARE |  |  |  | 250.000 A |  |  | 6
379794519 | TNB | DISTRIBUTION | KUALA SELANGOR | Existing | RYB | LV FUSE SWITCH |  | CLOSED | IEC MIDDLE CURVE | FUSES | SPARE |  |  |  | 250.000 A |  |  | 6
379794522 | TNB | DISTRIBUTION | KUALA SELANGOR | Existing | RYB | LV FUSE SWITCH |  | CLOSED | IEC MIDDLE CURVE | FUSES | SPARE |  |  |  | 250.000 A |  |  | 6
379794526 | TNB | DISTRIBUTION | KUALA SELANGOR | Existing | RYB | LV FUSE SWITCH |  | CLOSED | IEC MIDDLE CURVE | FUSES | SPARE |  |  |  | 250.000 A |  |  | 6
379794536 | TNB | DISTRIBUTION | KUALA SELANGOR | Existing | RYB | LV FUSE SWITCH |  | CLOSED | IEC MIDDLE CURVE | FUSES | SPARE |  |  |  | 250.000 A |  |  | 6
379794542 | TNB | DISTRIBUTION | KUALA SELANGOR | Existing | RYB | LV FUSE SWITCH |  | CLOSED | IEC MIDDLE CURVE | FUSES | SPARE |  |  |  | 250.000 A |  |  | 6
379794554 | TNB | DISTRIBUTION | KUALA SELANGOR | Existing | RYB | LV FUSE SWITCH |  | CLOSED | IEC MIDDLE CURVE | FUSES | SPARE |  |  |  | 250.000 A |  |  | 6
379794559 | TNB | DISTRIBUTION | KUALA SELANGOR | Existing | RYB | LV FUSE SWITCH |  | CLOSED | IEC MIDDLE CURVE | FUSES | SPARE |  |  |  | 250.000 A |  |  | 6
379794571 | TNB | DISTRIBUTION | KUALA SELANGOR | Existing | RYB | LV FUSE SWITCH |  | CLOSED | IEC MIDDLE CURVE | FUSES | SPARE |  |  |  | 250.000 A |  |  | 6
379794576 | TNB | DISTRIBUTION | KUALA SELANGOR | Existing | RYB | LV FUSE SWITCH |  | CLOSED | IEC MIDDLE CURVE | FUSES | SPARE |  |  |  | 250.000 A |  |  | 6
379794579 | TNB | DISTRIBUTION | KUALA SELANGOR | Existing | RYB | LV FUSE SWITCH |  | CLOSED | IEC MIDDLE CURVE | FUSES | SPARE |  |  |  | 250.000 A |  |  | 6
379794583 | TNB | DISTRIBUTION | KUALA SELANGOR | Existing | RYB | LV FUSE SWITCH |  | CLOSED | IEC MIDDLE CURVE | FUSES | SPARE |  |  |  | 250.000 A |  |  | 6
379794593 | TNB | DISTRIBUTION | KUALA SELANGOR | Existing | RYB | LV FUSE SWITCH |  | CLOSED | IEC MIDDLE CURVE | FUSES | SPARE |  |  |  | 250.000 A |  |  | 6
379794599 | TNB | DISTRIBUTION | KUALA SELANGOR | Existing | RYB | LV FUSE SWITCH |  | CLOSED | IEC MIDDLE CURVE | FUSES | SPARE |  |  |  | 250.000 A |  |  | 6
379794611 | TNB | DISTRIBUTION | KUALA SELANGOR | Existing | RYB | LV FUSE SWITCH |  | CLOSED | IEC MIDDLE CURVE | FUSES | SPARE |  |  |  | 250.000 A |  |  | 6
379794677 | TNB | DISTRIBUTION | KUALA SELANGOR | Existing | RYB | LV FUSE SWITCH |  | CLOSED | IEC MIDDLE CURVE | FUSES | SPARE |  |  |  | 250.000 A |  |  | 6
379794689 | TNB | DISTRIBUTION | KUALA SELANGOR | Existing | RYB | LV FUSE SWITCH |  | CLOSED | IEC MIDDLE CURVE | FUSES | SPARE |  |  |  | 250.000 A |  |  | 6
379794694 | TNB | DISTRIBUTION | KUALA SELANGOR | Existing | RYB | LV FUSE SWITCH |  | CLOSED | IEC MIDDLE CURVE | FUSES | SPARE |  |  |  | 250.000 A |  |  | 6
379794697 | TNB | DISTRIBUTION | KUALA SELANGOR | Existing | RYB | LV FUSE SWITCH |  | CLOSED | IEC MIDDLE CURVE | FUSES | SPARE |  |  |  | 250.000 A |  |  | 6
379794701 | TNB | DISTRIBUTION | KUALA SELANGOR | Existing | RYB | LV FUSE SWITCH |  | CLOSED | IEC MIDDLE CURVE | FUSES | SPARE |  |  |  | 250.000 A |  |  | 6
379794711 | TNB | DISTRIBUTION | KUALA SELANGOR | Existing | RYB | LV FUSE SWITCH |  | CLOSED | IEC MIDDLE CURVE | FUSES | SPARE |  |  |  | 250.000 A |  |  | 6
379794717 | TNB | DISTRIBUTION | KUALA SELANGOR | Existing | RYB | LV FUSE SWITCH |  | CLOSED | IEC MIDDLE CURVE | FUSES | SPARE |  |  |  | 250.000 A |  |  | 6
379794729 | TNB | DISTRIBUTION | KUALA SELANGOR | Existing | RYB | LV FUSE SWITCH |  | CLOSED | IEC MIDDLE CURVE | FUSES | SPARE |  |  |  | 250.000 A |  |  | 6
379794734 | TNB | DISTRIBUTION | KUALA SELANGOR | Existing | RYB | LV FUSE SWITCH |  | CLOSED | IEC MIDDLE CURVE | FUSES | SPARE |  |  |  | 250.000 A |  |  | 6
379794746 | TNB | DISTRIBUTION | KUALA SELANGOR | Existing | RYB | LV FUSE SWITCH |  | CLOSED | IEC MIDDLE CURVE | FUSES | SPARE |  |  |  | 250.000 A |  |  | 6
379794751 | TNB | DISTRIBUTION | KUALA SELANGOR | Existing | RYB | LV FUSE SWITCH |  | CLOSED | IEC MIDDLE CURVE | FUSES | SPARE |  |  |  | 250.000 A |  |  | 6
379794754 | TNB | DISTRIBUTION | KUALA SELANGOR | Existing | RYB | LV FUSE SWITCH |  | CLOSED | IEC MIDDLE CURVE | FUSES | SPARE |  |  |  | 250.000 A |  |  | 6
379794758 | TNB | DISTRIBUTION | KUALA SELANGOR | Existing | RYB | LV FUSE SWITCH |  | CLOSED | IEC MIDDLE CURVE | FUSES | SPARE |  |  |  | 250.000 A |  |  | 6
379794768 | TNB | DISTRIBUTION | KUALA SELANGOR | Existing | RYB | LV FUSE SWITCH |  | CLOSED | IEC MIDDLE CURVE | FUSES | SPARE |  |  |  | 250.000 A |  |  | 6
379794774 | TNB | DISTRIBUTION | KUALA SELANGOR | Existing | RYB | LV FUSE SWITCH |  | CLOSED | IEC MIDDLE CURVE | FUSES | SPARE |  |  |  | 250.000 A |  |  | 6
379794786 | TNB | DISTRIBUTION | KUALA SELANGOR | Existing | RYB | LV FUSE SWITCH |  | CLOSED | IEC MIDDLE CURVE | FUSES | SPARE |  |  |  | 250.000 A |  |  | 6
379794848 | TNB | DISTRIBUTION | KUALA SELANGOR | Existing | RYB | LV FUSE SWITCH |  | CLOSED | IEC MIDDLE CURVE | FUSES | SPARE |  |  |  | 250.000 A |  |  | 6
379794860 | TNB | DISTRIBUTION | KUALA SELANGOR | Existing | RYB | LV FUSE SWITCH |  | CLOSED | IEC MIDDLE CURVE | FUSES | SPARE |  |  |  | 250.000 A |  |  | 6
379794865 | TNB | DISTRIBUTION | KUALA SELANGOR | Existing | RYB | LV FUSE SWITCH |  | CLOSED | IEC MIDDLE CURVE | FUSES | SPARE |  |  |  | 250.000 A |  |  | 6
379794868 | TNB | DISTRIBUTION | KUALA SELANGOR | Existing | RYB | LV FUSE SWITCH |  | CLOSED | IEC MIDDLE CURVE | FUSES | SPARE |  |  |  | 250.000 A |  |  | 6
379794872 | TNB | DISTRIBUTION | KUALA SELANGOR | Existing | RYB | LV FUSE SWITCH |  | CLOSED | IEC MIDDLE CURVE | FUSES | SPARE |  |  |  | 250.000 A |  |  | 6
379794882 | TNB | DISTRIBUTION | KUALA SELANGOR | Existing | RYB | LV FUSE SWITCH |  | CLOSED | IEC MIDDLE CURVE | FUSES | SPARE |  |  |  | 250.000 A |  |  | 6
379794888 | TNB | DISTRIBUTION | KUALA SELANGOR | Existing | RYB | LV FUSE SWITCH |  | CLOSED | IEC MIDDLE CURVE | FUSES | SPARE |  |  |  | 250.000 A |  |  | 6
379794900 | TNB | DISTRIBUTION | KUALA SELANGOR | Existing | RYB | LV FUSE SWITCH |  | CLOSED | IEC MIDDLE CURVE | FUSES | SPARE |  |  |  | 250.000 A |  |  | 6
379794905 | TNB | DISTRIBUTION | KUALA SELANGOR | Existing | RYB | LV FUSE SWITCH |  | CLOSED | IEC MIDDLE CURVE | FUSES | SPARE |  |  |  | 250.000 A |  |  | 6
379794917 | TNB | DISTRIBUTION | KUALA SELANGOR | Existing | RYB | LV FUSE SWITCH |  | CLOSED | IEC MIDDLE CURVE | FUSES | SPARE |  |  |  | 250.000 A |  |  | 6
379794922 | TNB | DISTRIBUTION | KUALA SELANGOR | Existing | RYB | LV FUSE SWITCH |  | CLOSED | IEC MIDDLE CURVE | FUSES | SPARE |  |  |  | 250.000 A |  |  | 6
379794925 | TNB | DISTRIBUTION | KUALA SELANGOR | Existing | RYB | LV FUSE SWITCH |  | CLOSED | IEC MIDDLE CURVE | FUSES | SPARE |  |  |  | 250.000 A |  |  | 6
379794929 | TNB | DISTRIBUTION | KUALA SELANGOR | Existing | RYB | LV FUSE SWITCH |  | CLOSED | IEC MIDDLE CURVE | FUSES | SPARE |  |  |  | 250.000 A |  |  | 6
379794939 | TNB | DISTRIBUTION | KUALA SELANGOR | Existing | RYB | LV FUSE SWITCH |  | CLOSED | IEC MIDDLE CURVE | FUSES | SPARE |  |  |  | 250.000 A |  |  | 6
379794945 | TNB | DISTRIBUTION | KUALA SELANGOR | Existing | RYB | LV FUSE SWITCH |  | CLOSED | IEC MIDDLE CURVE | FUSES | SPARE |  |  |  | 250.000 A |  |  | 6
379794957 | TNB | DISTRIBUTION | KUALA SELANGOR | Existing | RYB | LV FUSE SWITCH |  | CLOSED | IEC MIDDLE CURVE | FUSES | SPARE |  |  |  | 250.000 A |  |  | 6
379794999 | TNB | DISTRIBUTION | KUALA SELANGOR | Existing | RYB | LV FUSE SWITCH |  | CLOSED | IEC MIDDLE CURVE | FUSES | SPARE |  |  |  | 250.000 A |  |  | 6
379795011 | TNB | DISTRIBUTION | KUALA SELANGOR | Existing | RYB | LV FUSE SWITCH |  | CLOSED | IEC MIDDLE CURVE | FUSES | SPARE |  |  |  | 250.000 A |  |  | 6
379795016 | TNB | DISTRIBUTION | KUALA SELANGOR | Existing | RYB | LV FUSE SWITCH |  | CLOSED | IEC MIDDLE CURVE | FUSES | SPARE |  |  |  | 250.000 A |  |  | 6
379795019 | TNB | DISTRIBUTION | KUALA SELANGOR | Existing | RYB | LV FUSE SWITCH |  | CLOSED | IEC MIDDLE CURVE | FUSES | SPARE |  |  |  | 250.000 A |  |  | 6
379795023 | TNB | DISTRIBUTION | KUALA SELANGOR | Existing | RYB | LV FUSE SWITCH |  | CLOSED | IEC MIDDLE CURVE | FUSES | SPARE |  |  |  | 250.000 A |  |  | 6
379795033 | TNB | DISTRIBUTION | KUALA SELANGOR | Existing | RYB | LV FUSE SWITCH |  | CLOSED | IEC MIDDLE CURVE | FUSES | SPARE |  |  |  | 250.000 A |  |  | 6
379795039 | TNB | DISTRIBUTION | KUALA SELANGOR | Existing | RYB | LV FUSE SWITCH |  | CLOSED | IEC MIDDLE CURVE | FUSES | SPARE |  |  |  | 250.000 A |  |  | 6
379795051 | TNB | DISTRIBUTION | KUALA SELANGOR | Existing | RYB | LV FUSE SWITCH |  | CLOSED | IEC MIDDLE CURVE | FUSES | SPARE |  |  |  | 250.000 A |  |  | 6
379795095 | TNB | DISTRIBUTION | KUALA SELANGOR | Existing | RYB | LV FUSE SWITCH |  | CLOSED | IEC MIDDLE CURVE | FUSES | SPARE |  |  |  | 250.000 A |  |  | 6
379795107 | TNB | DISTRIBUTION | KUALA SELANGOR | Existing | RYB | LV FUSE SWITCH |  | CLOSED | IEC MIDDLE CURVE | FUSES | SPARE |  |  |  | 250.000 A |  |  | 6
379795112 | TNB | DISTRIBUTION | KUALA SELANGOR | Existing | RYB | LV FUSE SWITCH |  | CLOSED | IEC MIDDLE CURVE | FUSES | SPARE |  |  |  | 250.000 A |  |  | 6
379795115 | TNB | DISTRIBUTION | KUALA SELANGOR | Existing | RYB | LV FUSE SWITCH |  | CLOSED | IEC MIDDLE CURVE | FUSES | SPARE |  |  |  | 250.000 A |  |  | 6
379795119 | TNB | DISTRIBUTION | KUALA SELANGOR | Existing | RYB | LV FUSE SWITCH |  | CLOSED | IEC MIDDLE CURVE | FUSES | SPARE |  |  |  | 250.000 A |  |  | 6
379795129 | TNB | DISTRIBUTION | KUALA SELANGOR | Existing | RYB | LV FUSE SWITCH |  | CLOSED | IEC MIDDLE CURVE | FUSES | SPARE |  |  |  | 250.000 A |  |  | 6
379795135 | TNB | DISTRIBUTION | KUALA SELANGOR | Existing | RYB | LV FUSE SWITCH |  | CLOSED | IEC MIDDLE CURVE | FUSES | SPARE |  |  |  | 250.000 A |  |  | 6
379795147 | TNB | DISTRIBUTION | KUALA SELANGOR | Existing | RYB | LV FUSE SWITCH |  | CLOSED | IEC MIDDLE CURVE | FUSES | SPARE |  |  |  | 250.000 A |  |  | 6
379795189 | TNB | DISTRIBUTION | KUALA SELANGOR | Existing | RYB | LV FUSE SWITCH |  | CLOSED | IEC MIDDLE CURVE | FUSES | SPARE |  |  |  | 250.000 A |  |  | 6
379795201 | TNB | DISTRIBUTION | KUALA SELANGOR | Existing | RYB | LV FUSE SWITCH |  | CLOSED | IEC MIDDLE CURVE | FUSES | SPARE |  |  |  | 250.000 A |  |  | 6
379795206 | TNB | DISTRIBUTION | KUALA SELANGOR | Existing | RYB | LV FUSE SWITCH |  | CLOSED | IEC MIDDLE CURVE | FUSES | SPARE |  |  |  | 250.000 A |  |  | 6
379795209 | TNB | DISTRIBUTION | KUALA SELANGOR | Existing | RYB | LV FUSE SWITCH |  | CLOSED | IEC MIDDLE CURVE | FUSES | SPARE |  |  |  | 250.000 A |  |  | 6
379795213 | TNB | DISTRIBUTION | KUALA SELANGOR | Existing | RYB | LV FUSE SWITCH |  | CLOSED | IEC MIDDLE CURVE | FUSES | SPARE |  |  |  | 250.000 A |  |  | 6
379795223 | TNB | DISTRIBUTION | KUALA SELANGOR | Existing | RYB | LV FUSE SWITCH |  | CLOSED | IEC MIDDLE CURVE | FUSES | SPARE |  |  |  | 250.000 A |  |  | 6
379795229 | TNB | DISTRIBUTION | KUALA SELANGOR | Existing | RYB | LV FUSE SWITCH |  | CLOSED | IEC MIDDLE CURVE | FUSES | SPARE |  |  |  | 250.000 A |  |  | 6
379795241 | TNB | DISTRIBUTION | KUALA SELANGOR | Existing | RYB | LV FUSE SWITCH |  | CLOSED | IEC MIDDLE CURVE | FUSES | SPARE |  |  |  | 250.000 A |  |  | 6
379795283 | TNB | DISTRIBUTION | KUALA SELANGOR | Existing | RYB | LV FUSE SWITCH |  | CLOSED | IEC MIDDLE CURVE | FUSES | SPARE |  |  |  | 250.000 A |  |  | 6
379795295 | TNB | DISTRIBUTION | KUALA SELANGOR | Existing | RYB | LV FUSE SWITCH |  | CLOSED | IEC MIDDLE CURVE | FUSES | SPARE |  |  |  | 250.000 A |  |  | 6
379795300 | TNB | DISTRIBUTION | KUALA SELANGOR | Existing | RYB | LV FUSE SWITCH |  | CLOSED | IEC MIDDLE CURVE | FUSES | SPARE |  |  |  | 250.000 A |  |  | 6
379795303 | TNB | DISTRIBUTION | KUALA SELANGOR | Existing | RYB | LV FUSE SWITCH |  | CLOSED | IEC MIDDLE CURVE | FUSES | SPARE |  |  |  | 250.000 A |  |  | 6
379795307 | TNB | DISTRIBUTION | KUALA SELANGOR | Existing | RYB | LV FUSE SWITCH |  | CLOSED | IEC MIDDLE CURVE | FUSES | SPARE |  |  |  | 250.000 A |  |  | 6
379795317 | TNB | DISTRIBUTION | KUALA SELANGOR | Existing | RYB | LV FUSE SWITCH |  | CLOSED | IEC MIDDLE CURVE | FUSES | SPARE |  |  |  | 250.000 A |  |  | 6
379795323 | TNB | DISTRIBUTION | KUALA SELANGOR | Existing | RYB | LV FUSE SWITCH |  | CLOSED | IEC MIDDLE CURVE | FUSES | SPARE |  |  |  | 250.000 A |  |  | 6
379795335 | TNB | DISTRIBUTION | KUALA SELANGOR | Existing | RYB | LV FUSE SWITCH |  | CLOSED | IEC MIDDLE CURVE | FUSES | SPARE |  |  |  | 250.000 A |  |  | 6
379795377 | TNB | DISTRIBUTION | KUALA SELANGOR | Existing | RYB | LV FUSE SWITCH |  | CLOSED | IEC MIDDLE CURVE | FUSES | SPARE |  |  |  | 250.000 A |  |  | 6
379795389 | TNB | DISTRIBUTION | KUALA SELANGOR | Existing | RYB | LV FUSE SWITCH |  | CLOSED | IEC MIDDLE CURVE | FUSES | SPARE |  |  |  | 250.000 A |  |  | 6
379795394 | TNB | DISTRIBUTION | KUALA SELANGOR | Existing | RYB | LV FUSE SWITCH |  | CLOSED | IEC MIDDLE CURVE | FUSES | SPARE |  |  |  | 250.000 A |  |  | 6
379795397 | TNB | DISTRIBUTION | KUALA SELANGOR | Existing | RYB | LV FUSE SWITCH |  | CLOSED | IEC MIDDLE CURVE | FUSES | SPARE |  |  |  | 250.000 A |  |  | 6
379795401 | TNB | DISTRIBUTION | KUALA SELANGOR | Existing | RYB | LV FUSE SWITCH |  | CLOSED | IEC MIDDLE CURVE | FUSES | SPARE |  |  |  | 250.000 A |  |  | 6
379795411 | TNB | DISTRIBUTION | KUALA SELANGOR | Existing | RYB | LV FUSE SWITCH |  | CLOSED | IEC MIDDLE CURVE | FUSES | SPARE |  |  |  | 250.000 A |  |  | 6
379795417 | TNB | DISTRIBUTION | KUALA SELANGOR | Existing | RYB | LV FUSE SWITCH |  | CLOSED | IEC MIDDLE CURVE | FUSES | SPARE |  |  |  | 250.000 A |  |  | 6
379795429 | TNB | DISTRIBUTION | KUALA SELANGOR | Existing | RYB | LV FUSE SWITCH |  | CLOSED | IEC MIDDLE CURVE | FUSES | SPARE |  |  |  | 250.000 A |  |  | 6
379795471 | TNB | DISTRIBUTION | KUALA SELANGOR | Existing | RYB | LV FUSE SWITCH |  | CLOSED | IEC MIDDLE CURVE | FUSES | SPARE |  |  |  | 250.000 A |  |  | 6
379795483 | TNB | DISTRIBUTION | KUALA SELANGOR | Existing | RYB | LV FUSE SWITCH |  | CLOSED | IEC MIDDLE CURVE | FUSES | SPARE |  |  |  | 250.000 A |  |  | 6
379795488 | TNB | DISTRIBUTION | KUALA SELANGOR | Existing | RYB | LV FUSE SWITCH |  | CLOSED | IEC MIDDLE CURVE | FUSES | SPARE |  |  |  | 250.000 A |  |  | 6
379795491 | TNB | DISTRIBUTION | KUALA SELANGOR | Existing | RYB | LV FUSE SWITCH |  | CLOSED | IEC MIDDLE CURVE | FUSES | SPARE |  |  |  | 250.000 A |  |  | 6
379795495 | TNB | DISTRIBUTION | KUALA SELANGOR | Existing | RYB | LV FUSE SWITCH |  | CLOSED | IEC MIDDLE CURVE | FUSES | SPARE |  |  |  | 250.000 A |  |  | 6
379795505 | TNB | DISTRIBUTION | KUALA SELANGOR | Existing | RYB | LV FUSE SWITCH |  | CLOSED | IEC MIDDLE CURVE | FUSES | SPARE |  |  |  | 250.000 A |  |  | 6
379795511 | TNB | DISTRIBUTION | KUALA SELANGOR | Existing | RYB | LV FUSE SWITCH |  | CLOSED | IEC MIDDLE CURVE | FUSES | SPARE |  |  |  | 250.000 A |  |  | 6
379795523 | TNB | DISTRIBUTION | KUALA SELANGOR | Existing | RYB | LV FUSE SWITCH |  | CLOSED | IEC MIDDLE CURVE | FUSES | SPARE |  |  |  | 250.000 A |  |  | 6
379795565 | TNB | DISTRIBUTION | KUALA SELANGOR | Existing | RYB | LV FUSE SWITCH |  | CLOSED | IEC MIDDLE CURVE | FUSES | SPARE |  |  |  | 250.000 A |  |  | 6
379795577 | TNB | DISTRIBUTION | KUALA SELANGOR | Existing | RYB | LV FUSE SWITCH |  | CLOSED | IEC MIDDLE CURVE | FUSES | SPARE |  |  |  | 250.000 A |  |  | 6
379795582 | TNB | DISTRIBUTION | KUALA SELANGOR | Existing | RYB | LV FUSE SWITCH |  | CLOSED | IEC MIDDLE CURVE | FUSES | SPARE |  |  |  | 250.000 A |  |  | 6
379795585 | TNB | DISTRIBUTION | KUALA SELANGOR | Existing | RYB | LV FUSE SWITCH |  | CLOSED | IEC MIDDLE CURVE | FUSES | SPARE |  |  |  | 250.000 A |  |  | 6
379795589 | TNB | DISTRIBUTION | KUALA SELANGOR | Existing | RYB | LV FUSE SWITCH |  | CLOSED | IEC MIDDLE CURVE | FUSES | SPARE |  |  |  | 250.000 A |  |  | 6
379795599 | TNB | DISTRIBUTION | KUALA SELANGOR | Existing | RYB | LV FUSE SWITCH |  | CLOSED | IEC MIDDLE CURVE | FUSES | SPARE |  |  |  | 250.000 A |  |  | 6
379795605 | TNB | DISTRIBUTION | KUALA SELANGOR | Existing | RYB | LV FUSE SWITCH |  | CLOSED | IEC MIDDLE CURVE | FUSES | SPARE |  |  |  | 250.000 A |  |  | 6
379795617 | TNB | DISTRIBUTION | KUALA SELANGOR | Existing | RYB | LV FUSE SWITCH |  | CLOSED | IEC MIDDLE CURVE | FUSES | SPARE |  |  |  | 250.000 A |  |  | 6
379795671 | TNB | DISTRIBUTION | KUALA SELANGOR | Existing | RYB | LV FUSE SWITCH |  | CLOSED | IEC MIDDLE CURVE | FUSES | SPARE |  |  |  | 250.000 A |  |  | 6
379795676 | TNB | DISTRIBUTION | KUALA SELANGOR | Existing | RYB | LV FUSE SWITCH |  | CLOSED | IEC MIDDLE CURVE | FUSES | SPARE |  |  |  | 250.000 A |  |  | 6
379795679 | TNB | DISTRIBUTION | KUALA SELANGOR | Existing | RYB | LV FUSE SWITCH |  | CLOSED | IEC MIDDLE CURVE | FUSES | SPARE |  |  |  | 250.000 A |  |  | 6
379795778 | TNB | DISTRIBUTION | KUALA SELANGOR | Existing | RYB | LV FUSE SWITCH |  | CLOSED | IEC MIDDLE CURVE | FUSES | SPARE |  |  |  | 250.000 A |  |  | 6
379795790 | TNB | DISTRIBUTION | KUALA SELANGOR | Existing | RYB | LV FUSE SWITCH |  | CLOSED | IEC MIDDLE CURVE | FUSES | SPARE |  |  |  | 250.000 A |  |  | 6
379795795 | TNB | DISTRIBUTION | KUALA SELANGOR | Existing | RYB | LV FUSE SWITCH |  | CLOSED | IEC MIDDLE CURVE | FUSES | SPARE |  |  |  | 250.000 A |  |  | 6
379795798 | TNB | DISTRIBUTION | KUALA SELANGOR | Existing | RYB | LV FUSE SWITCH |  | CLOSED | IEC MIDDLE CURVE | FUSES | SPARE |  |  |  | 250.000 A |  |  | 6
379795802 | TNB | DISTRIBUTION | KUALA SELANGOR | Existing | RYB | LV FUSE SWITCH |  | CLOSED | IEC MIDDLE CURVE | FUSES | SPARE |  |  |  | 250.000 A |  |  | 6
379795812 | TNB | DISTRIBUTION | KUALA SELANGOR | Existing | RYB | LV FUSE SWITCH |  | CLOSED | IEC MIDDLE CURVE | FUSES | SPARE |  |  |  | 250.000 A |  |  | 6
379795818 | TNB | DISTRIBUTION | KUALA SELANGOR | Existing | RYB | LV FUSE SWITCH |  | CLOSED | IEC MIDDLE CURVE | FUSES | SPARE |  |  |  | 250.000 A |  |  | 6
379795830 | TNB | DISTRIBUTION | KUALA SELANGOR | Existing | RYB | LV FUSE SWITCH |  | CLOSED | IEC MIDDLE CURVE | FUSES | SPARE |  |  |  | 250.000 A |  |  | 6
379795872 | TNB | DISTRIBUTION | KUALA SELANGOR | Existing | RYB | LV FUSE SWITCH |  | CLOSED | IEC MIDDLE CURVE | FUSES | SPARE |  |  |  | 250.000 A |  |  | 6
379795884 | TNB | DISTRIBUTION | KUALA SELANGOR | Existing | RYB | LV FUSE SWITCH |  | CLOSED | IEC MIDDLE CURVE | FUSES | SPARE |  |  |  | 250.000 A |  |  | 6
379795889 | TNB | DISTRIBUTION | KUALA SELANGOR | Existing | RYB | LV FUSE SWITCH |  | CLOSED | IEC MIDDLE CURVE | FUSES | SPARE |  |  |  | 250.000 A |  |  | 6
379795892 | TNB | DISTRIBUTION | KUALA SELANGOR | Existing | RYB | LV FUSE SWITCH |  | CLOSED | IEC MIDDLE CURVE | FUSES | SPARE |  |  |  | 250.000 A |  |  | 6
379795896 | TNB | DISTRIBUTION | KUALA SELANGOR | Existing | RYB | LV FUSE SWITCH |  | CLOSED | IEC MIDDLE CURVE | FUSES | SPARE |  |  |  | 250.000 A |  |  | 6
379795906 | TNB | DISTRIBUTION | KUALA SELANGOR | Existing | RYB | LV FUSE SWITCH |  | CLOSED | IEC MIDDLE CURVE | FUSES | SPARE |  |  |  | 250.000 A |  |  | 6
379795912 | TNB | DISTRIBUTION | KUALA SELANGOR | Existing | RYB | LV FUSE SWITCH |  | CLOSED | IEC MIDDLE CURVE | FUSES | SPARE |  |  |  | 250.000 A |  |  | 6
379795924 | TNB | DISTRIBUTION | KUALA SELANGOR | Existing | RYB | LV FUSE SWITCH |  | CLOSED | IEC MIDDLE CURVE | FUSES | SPARE |  |  |  | 250.000 A |  |  | 6
379795966 | TNB | DISTRIBUTION | KUALA SELANGOR | Existing | RYB | LV FUSE SWITCH |  | CLOSED | IEC MIDDLE CURVE | FUSES | SPARE |  |  |  | 250.000 A |  |  | 6
379795978 | TNB | DISTRIBUTION | KUALA SELANGOR | Existing | RYB | LV FUSE SWITCH |  | CLOSED | IEC MIDDLE CURVE | FUSES | SPARE |  |  |  | 250.000 A |  |  | 6
379795983 | TNB | DISTRIBUTION | KUALA SELANGOR | Existing | RYB | LV FUSE SWITCH |  | CLOSED | IEC MIDDLE CURVE | FUSES | SPARE |  |  |  | 250.000 A |  |  | 6
379795986 | TNB | DISTRIBUTION | KUALA SELANGOR | Existing | RYB | LV FUSE SWITCH |  | CLOSED | IEC MIDDLE CURVE | FUSES | SPARE |  |  |  | 250.000 A |  |  | 6
379795990 | TNB | DISTRIBUTION | KUALA SELANGOR | Existing | RYB | LV FUSE SWITCH |  | CLOSED | IEC MIDDLE CURVE | FUSES | SPARE |  |  |  | 250.000 A |  |  | 6
379796000 | TNB | DISTRIBUTION | KUALA SELANGOR | Existing | RYB | LV FUSE SWITCH |  | CLOSED | IEC MIDDLE CURVE | FUSES | SPARE |  |  |  | 250.000 A |  |  | 6
379796006 | TNB | DISTRIBUTION | KUALA SELANGOR | Existing | RYB | LV FUSE SWITCH |  | CLOSED | IEC MIDDLE CURVE | FUSES | SPARE |  |  |  | 250.000 A |  |  | 6
379796018 | TNB | DISTRIBUTION | KUALA SELANGOR | Existing | RYB | LV FUSE SWITCH |  | CLOSED | IEC MIDDLE CURVE | FUSES | SPARE |  |  |  | 250.000 A |  |  | 6
379796060 | TNB | DISTRIBUTION | KUALA SELANGOR | Existing | RYB | LV FUSE SWITCH |  | CLOSED | IEC MIDDLE CURVE | FUSES | SPARE |  |  |  | 250.000 A |  |  | 6
379796072 | TNB | DISTRIBUTION | KUALA SELANGOR | Existing | RYB | LV FUSE SWITCH |  | CLOSED | IEC MIDDLE CURVE | FUSES | SPARE |  |  |  | 250.000 A |  |  | 6
379796077 | TNB | DISTRIBUTION | KUALA SELANGOR | Existing | RYB | LV FUSE SWITCH |  | CLOSED | IEC MIDDLE CURVE | FUSES | SPARE |  |  |  | 250.000 A |  |  | 6
379796080 | TNB | DISTRIBUTION | KUALA SELANGOR | Existing | RYB | LV FUSE SWITCH |  | CLOSED | IEC MIDDLE CURVE | FUSES | SPARE |  |  |  | 250.000 A |  |  | 6
379796084 | TNB | DISTRIBUTION | KUALA SELANGOR | Existing | RYB | LV FUSE SWITCH |  | CLOSED | IEC MIDDLE CURVE | FUSES | SPARE |  |  |  | 250.000 A |  |  | 6
379796094 | TNB | DISTRIBUTION | KUALA SELANGOR | Existing | RYB | LV FUSE SWITCH |  | CLOSED | IEC MIDDLE CURVE | FUSES | SPARE |  |  |  | 250.000 A |  |  | 6
379796100 | TNB | DISTRIBUTION | KUALA SELANGOR | Existing | RYB | LV FUSE SWITCH |  | CLOSED | IEC MIDDLE CURVE | FUSES | SPARE |  |  |  | 250.000 A |  |  | 6
379796112 | TNB | DISTRIBUTION | KUALA SELANGOR | Existing | RYB | LV FUSE SWITCH |  | CLOSED | IEC MIDDLE CURVE | FUSES | SPARE |  |  |  | 250.000 A |  |  | 6
379796154 | TNB | DISTRIBUTION | KUALA SELANGOR | Existing | RYB | LV FUSE SWITCH |  | CLOSED | IEC MIDDLE CURVE | FUSES | SPARE |  |  |  | 250.000 A |  |  | 6
379796166 | TNB | DISTRIBUTION | KUALA SELANGOR | Existing | RYB | LV FUSE SWITCH |  | CLOSED | IEC MIDDLE CURVE | FUSES | SPARE |  |  |  | 250.000 A |  |  | 6
379796171 | TNB | DISTRIBUTION | KUALA SELANGOR | Existing | RYB | LV FUSE SWITCH |  | CLOSED | IEC MIDDLE CURVE | FUSES | SPARE |  |  |  | 250.000 A |  |  | 6
379796174 | TNB | DISTRIBUTION | KUALA SELANGOR | Existing | RYB | LV FUSE SWITCH |  | CLOSED | IEC MIDDLE CURVE | FUSES | SPARE |  |  |  | 250.000 A |  |  | 6
379796178 | TNB | DISTRIBUTION | KUALA SELANGOR | Existing | RYB | LV FUSE SWITCH |  | CLOSED | IEC MIDDLE CURVE | FUSES | SPARE |  |  |  | 250.000 A |  |  | 6
379796188 | TNB | DISTRIBUTION | KUALA SELANGOR | Existing | RYB | LV FUSE SWITCH |  | CLOSED | IEC MIDDLE CURVE | FUSES | SPARE |  |  |  | 250.000 A |  |  | 6
379796194 | TNB | DISTRIBUTION | KUALA SELANGOR | Existing | RYB | LV FUSE SWITCH |  | CLOSED | IEC MIDDLE CURVE | FUSES | SPARE |  |  |  | 250.000 A |  |  | 6
379796206 | TNB | DISTRIBUTION | KUALA SELANGOR | Existing | RYB | LV FUSE SWITCH |  | CLOSED | IEC MIDDLE CURVE | FUSES | SPARE |  |  |  | 250.000 A |  |  | 6
379796248 | TNB | DISTRIBUTION | KUALA SELANGOR | Existing | RYB | LV FUSE SWITCH |  | CLOSED | IEC MIDDLE CURVE | FUSES | SPARE |  |  |  | 250.000 A |  |  | 6
379796260 | TNB | DISTRIBUTION | KUALA SELANGOR | Existing | RYB | LV FUSE SWITCH |  | CLOSED | IEC MIDDLE CURVE | FUSES | SPARE |  |  |  | 250.000 A |  |  | 6
379796265 | TNB | DISTRIBUTION | KUALA SELANGOR | Existing | RYB | LV FUSE SWITCH |  | CLOSED | IEC MIDDLE CURVE | FUSES | SPARE |  |  |  | 250.000 A |  |  | 6
379796268 | TNB | DISTRIBUTION | KUALA SELANGOR | Existing | RYB | LV FUSE SWITCH |  | CLOSED | IEC MIDDLE CURVE | FUSES | SPARE |  |  |  | 250.000 A |  |  | 6
379796272 | TNB | DISTRIBUTION | KUALA SELANGOR | Existing | RYB | LV FUSE SWITCH |  | CLOSED | IEC MIDDLE CURVE | FUSES | SPARE |  |  |  | 250.000 A |  |  | 6
379796282 | TNB | DISTRIBUTION | KUALA SELANGOR | Existing | RYB | LV FUSE SWITCH |  | CLOSED | IEC MIDDLE CURVE | FUSES | SPARE |  |  |  | 250.000 A |  |  | 6
379796288 | TNB | DISTRIBUTION | KUALA SELANGOR | Existing | RYB | LV FUSE SWITCH |  | CLOSED | IEC MIDDLE CURVE | FUSES | SPARE |  |  |  | 250.000 A |  |  | 6
379796300 | TNB | DISTRIBUTION | KUALA SELANGOR | Existing | RYB | LV FUSE SWITCH |  | CLOSED | IEC MIDDLE CURVE | FUSES | SPARE |  |  |  | 250.000 A |  |  | 6
379796342 | TNB | DISTRIBUTION | KUALA SELANGOR | Existing | RYB | LV FUSE SWITCH |  | CLOSED | IEC MIDDLE CURVE | FUSES | SPARE |  |  |  | 250.000 A |  |  | 6
379796354 | TNB | DISTRIBUTION | KUALA SELANGOR | Existing | RYB | LV FUSE SWITCH |  | CLOSED | IEC MIDDLE CURVE | FUSES | SPARE |  |  |  | 250.000 A |  |  | 6
379796359 | TNB | DISTRIBUTION | KUALA SELANGOR | Existing | RYB | LV FUSE SWITCH |  | CLOSED | IEC MIDDLE CURVE | FUSES | SPARE |  |  |  | 250.000 A |  |  | 6
379796362 | TNB | DISTRIBUTION | KUALA SELANGOR | Existing | RYB | LV FUSE SWITCH |  | CLOSED | IEC MIDDLE CURVE | FUSES | SPARE |  |  |  | 250.000 A |  |  | 6
379796366 | TNB | DISTRIBUTION | KUALA SELANGOR | Existing | RYB | LV FUSE SWITCH |  | CLOSED | IEC MIDDLE CURVE | FUSES | SPARE |  |  |  | 250.000 A |  |  | 6
379796376 | TNB | DISTRIBUTION | KUALA SELANGOR | Existing | RYB | LV FUSE SWITCH |  | CLOSED | IEC MIDDLE CURVE | FUSES | SPARE |  |  |  | 250.000 A |  |  | 6
379796382 | TNB | DISTRIBUTION | KUALA SELANGOR | Existing | RYB | LV FUSE SWITCH |  | CLOSED | IEC MIDDLE CURVE | FUSES | SPARE |  |  |  | 250.000 A |  |  | 6
379796394 | TNB | DISTRIBUTION | KUALA SELANGOR | Existing | RYB | LV FUSE SWITCH |  | CLOSED | IEC MIDDLE CURVE | FUSES | SPARE |  |  |  | 250.000 A |  |  | 6
379796568 | TNB | DISTRIBUTION | KUALA SELANGOR | Existing | RYB | LV FUSE SWITCH |  | CLOSED | IEC MIDDLE CURVE | FUSES | SPARE |  |  |  | 250.000 A |  |  | 6
379796580 | TNB | DISTRIBUTION | KUALA SELANGOR | Existing | RYB | LV FUSE SWITCH |  | CLOSED | IEC MIDDLE CURVE | FUSES | SPARE |  |  |  | 250.000 A |  |  | 6
379796585 | TNB | DISTRIBUTION | KUALA SELANGOR | Existing | RYB | LV FUSE SWITCH |  | CLOSED | IEC MIDDLE CURVE | FUSES | SPARE |  |  |  | 250.000 A |  |  | 6
379796588 | TNB | DISTRIBUTION | KUALA SELANGOR | Existing | RYB | LV FUSE SWITCH |  | CLOSED | IEC MIDDLE CURVE | FUSES | SPARE |  |  |  | 250.000 A |  |  | 6
379796592 | TNB | DISTRIBUTION | KUALA SELANGOR | Existing | RYB | LV FUSE SWITCH |  | CLOSED | IEC MIDDLE CURVE | FUSES | SPARE |  |  |  | 250.000 A |  |  | 6
379796602 | TNB | DISTRIBUTION | KUALA SELANGOR | Existing | RYB | LV FUSE SWITCH |  | CLOSED | IEC MIDDLE CURVE | FUSES | SPARE |  |  |  | 250.000 A |  |  | 6
379796608 | TNB | DISTRIBUTION | KUALA SELANGOR | Existing | RYB | LV FUSE SWITCH |  | CLOSED | IEC MIDDLE CURVE | FUSES | SPARE |  |  |  | 250.000 A |  |  | 6
379796620 | TNB | DISTRIBUTION | KUALA SELANGOR | Existing | RYB | LV FUSE SWITCH |  | CLOSED | IEC MIDDLE CURVE | FUSES | SPARE |  |  |  | 250.000 A |  |  | 6
379796625 | TNB | DISTRIBUTION | KUALA SELANGOR | Existing | RYB | LV FUSE SWITCH |  | CLOSED | IEC MIDDLE CURVE | FUSES | SPARE |  |  |  | 250.000 A |  |  | 6
379796637 | TNB | DISTRIBUTION | KUALA SELANGOR | Existing | RYB | LV FUSE SWITCH |  | CLOSED | IEC MIDDLE CURVE | FUSES | SPARE |  |  |  | 250.000 A |  |  | 6
379796642 | TNB | DISTRIBUTION | KUALA SELANGOR | Existing | RYB | LV FUSE SWITCH |  | CLOSED | IEC MIDDLE CURVE | FUSES | SPARE |  |  |  | 250.000 A |  |  | 6
379796645 | TNB | DISTRIBUTION | KUALA SELANGOR | Existing | RYB | LV FUSE SWITCH |  | CLOSED | IEC MIDDLE CURVE | FUSES | SPARE |  |  |  | 250.000 A |  |  | 6
379796649 | TNB | DISTRIBUTION | KUALA SELANGOR | Existing | RYB | LV FUSE SWITCH |  | CLOSED | IEC MIDDLE CURVE | FUSES | SPARE |  |  |  | 250.000 A |  |  | 6
379796659 | TNB | DISTRIBUTION | KUALA SELANGOR | Existing | RYB | LV FUSE SWITCH |  | CLOSED | IEC MIDDLE CURVE | FUSES | SPARE |  |  |  | 250.000 A |  |  | 6
379796665 | TNB | DISTRIBUTION | KUALA SELANGOR | Existing | RYB | LV FUSE SWITCH |  | CLOSED | IEC MIDDLE CURVE | FUSES | SPARE |  |  |  | 250.000 A |  |  | 6
379796677 | TNB | DISTRIBUTION | KUALA SELANGOR | Existing | RYB | LV FUSE SWITCH |  | CLOSED | IEC MIDDLE CURVE | FUSES | SPARE |  |  |  | 250.000 A |  |  | 6
379796813 | TNB | DISTRIBUTION | KUALA SELANGOR | Existing | RYB | LV FUSE SWITCH |  | CLOSED | IEC MIDDLE CURVE | FUSES | SPARE |  |  |  | 250.000 A |  |  | 6
379796825 | TNB | DISTRIBUTION | KUALA SELANGOR | Existing | RYB | LV FUSE SWITCH |  | CLOSED | IEC MIDDLE CURVE | FUSES | SPARE |  |  |  | 250.000 A |  |  | 6
379796830 | TNB | DISTRIBUTION | KUALA SELANGOR | Existing | RYB | LV FUSE SWITCH |  | CLOSED | IEC MIDDLE CURVE | FUSES | SPARE |  |  |  | 250.000 A |  |  | 6
379796833 | TNB | DISTRIBUTION | KUALA SELANGOR | Existing | RYB | LV FUSE SWITCH |  | CLOSED | IEC MIDDLE CURVE | FUSES | SPARE |  |  |  | 250.000 A |  |  | 6
379796837 | TNB | DISTRIBUTION | KUALA SELANGOR | Existing | RYB | LV FUSE SWITCH |  | CLOSED | IEC MIDDLE CURVE | FUSES | SPARE |  |  |  | 250.000 A |  |  | 6
379796847 | TNB | DISTRIBUTION | KUALA SELANGOR | Existing | RYB | LV FUSE SWITCH |  | CLOSED | IEC MIDDLE CURVE | FUSES | SPARE |  |  |  | 250.000 A |  |  | 6
379796853 | TNB | DISTRIBUTION | KUALA SELANGOR | Existing | RYB | LV FUSE SWITCH |  | CLOSED | IEC MIDDLE CURVE | FUSES | SPARE |  |  |  | 250.000 A |  |  | 6
379796865 | TNB | DISTRIBUTION | KUALA SELANGOR | Existing | RYB | LV FUSE SWITCH |  | CLOSED | IEC MIDDLE CURVE | FUSES | SPARE |  |  |  | 250.000 A |  |  | 6
379796907 | TNB | DISTRIBUTION | KUALA SELANGOR | Existing | RYB | LV FUSE SWITCH |  | CLOSED | IEC MIDDLE CURVE | FUSES | SPARE |  |  |  | 250.000 A |  |  | 6
379796919 | TNB | DISTRIBUTION | KUALA SELANGOR | Existing | RYB | LV FUSE SWITCH |  | CLOSED | IEC MIDDLE CURVE | FUSES | SPARE |  |  |  | 250.000 A |  |  | 6
379796924 | TNB | DISTRIBUTION | KUALA SELANGOR | Existing | RYB | LV FUSE SWITCH |  | CLOSED | IEC MIDDLE CURVE | FUSES | SPARE |  |  |  | 250.000 A |  |  | 6
379796927 | TNB | DISTRIBUTION | KUALA SELANGOR | Existing | RYB | LV FUSE SWITCH |  | CLOSED | IEC MIDDLE CURVE | FUSES | SPARE |  |  |  | 250.000 A |  |  | 6
379796931 | TNB | DISTRIBUTION | KUALA SELANGOR | Existing | RYB | LV FUSE SWITCH |  | CLOSED | IEC MIDDLE CURVE | FUSES | SPARE |  |  |  | 250.000 A |  |  | 6
379796941 | TNB | DISTRIBUTION | KUALA SELANGOR | Existing | RYB | LV FUSE SWITCH |  | CLOSED | IEC MIDDLE CURVE | FUSES | SPARE |  |  |  | 250.000 A |  |  | 6
379796947 | TNB | DISTRIBUTION | KUALA SELANGOR | Existing | RYB | LV FUSE SWITCH |  | CLOSED | IEC MIDDLE CURVE | FUSES | SPARE |  |  |  | 250.000 A |  |  | 6
379796959 | TNB | DISTRIBUTION | KUALA SELANGOR | Existing | RYB | LV FUSE SWITCH |  | CLOSED | IEC MIDDLE CURVE | FUSES | SPARE |  |  |  | 250.000 A |  |  | 6
379797001 | TNB | DISTRIBUTION | KUALA SELANGOR | Existing | RYB | LV FUSE SWITCH |  | CLOSED | IEC MIDDLE CURVE | FUSES | SPARE |  |  |  | 250.000 A |  |  | 6
379797013 | TNB | DISTRIBUTION | KUALA SELANGOR | Existing | RYB | LV FUSE SWITCH |  | CLOSED | IEC MIDDLE CURVE | FUSES | SPARE |  |  |  | 250.000 A |  |  | 6
379797018 | TNB | DISTRIBUTION | KUALA SELANGOR | Existing | RYB | LV FUSE SWITCH |  | CLOSED | IEC MIDDLE CURVE | FUSES | SPARE |  |  |  | 250.000 A |  |  | 6
379797021 | TNB | DISTRIBUTION | KUALA SELANGOR | Existing | RYB | LV FUSE SWITCH |  | CLOSED | IEC MIDDLE CURVE | FUSES | SPARE |  |  |  | 250.000 A |  |  | 6
379797025 | TNB | DISTRIBUTION | KUALA SELANGOR | Existing | RYB | LV FUSE SWITCH |  | CLOSED | IEC MIDDLE CURVE | FUSES | SPARE |  |  |  | 250.000 A |  |  | 6
379797035 | TNB | DISTRIBUTION | KUALA SELANGOR | Existing | RYB | LV FUSE SWITCH |  | CLOSED | IEC MIDDLE CURVE | FUSES | SPARE |  |  |  | 250.000 A |  |  | 6
379797041 | TNB | DISTRIBUTION | KUALA SELANGOR | Existing | RYB | LV FUSE SWITCH |  | CLOSED | IEC MIDDLE CURVE | FUSES | SPARE |  |  |  | 250.000 A |  |  | 6
379797053 | TNB | DISTRIBUTION | KUALA SELANGOR | Existing | RYB | LV FUSE SWITCH |  | CLOSED | IEC MIDDLE CURVE | FUSES | SPARE |  |  |  | 250.000 A |  |  | 6
379797095 | TNB | DISTRIBUTION | KUALA SELANGOR | Existing | RYB | LV FUSE SWITCH |  | CLOSED | IEC MIDDLE CURVE | FUSES | SPARE |  |  |  | 250.000 A |  |  | 6
379797107 | TNB | DISTRIBUTION | KUALA SELANGOR | Existing | RYB | LV FUSE SWITCH |  | CLOSED | IEC MIDDLE CURVE | FUSES | SPARE |  |  |  | 250.000 A |  |  | 6
379797112 | TNB | DISTRIBUTION | KUALA SELANGOR | Existing | RYB | LV FUSE SWITCH |  | CLOSED | IEC MIDDLE CURVE | FUSES | SPARE |  |  |  | 250.000 A |  |  | 6
379797115 | TNB | DISTRIBUTION | KUALA SELANGOR | Existing | RYB | LV FUSE SWITCH |  | CLOSED | IEC MIDDLE CURVE | FUSES | SPARE |  |  |  | 250.000 A |  |  | 6
379797119 | TNB | DISTRIBUTION | KUALA SELANGOR | Existing | RYB | LV FUSE SWITCH |  | CLOSED | IEC MIDDLE CURVE | FUSES | SPARE |  |  |  | 250.000 A |  |  | 6
379797129 | TNB | DISTRIBUTION | KUALA SELANGOR | Existing | RYB | LV FUSE SWITCH |  | CLOSED | IEC MIDDLE CURVE | FUSES | SPARE |  |  |  | 250.000 A |  |  | 6
379797135 | TNB | DISTRIBUTION | KUALA SELANGOR | Existing | RYB | LV FUSE SWITCH |  | CLOSED | IEC MIDDLE CURVE | FUSES | SPARE |  |  |  | 250.000 A |  |  | 6
379797147 | TNB | DISTRIBUTION | KUALA SELANGOR | Existing | RYB | LV FUSE SWITCH |  | CLOSED | IEC MIDDLE CURVE | FUSES | SPARE |  |  |  | 250.000 A |  |  | 6
379797189 | TNB | DISTRIBUTION | KUALA SELANGOR | Existing | RYB | LV FUSE SWITCH |  | CLOSED | IEC MIDDLE CURVE | FUSES | SPARE |  |  |  | 250.000 A |  |  | 6
379797201 | TNB | DISTRIBUTION | KUALA SELANGOR | Existing | RYB | LV FUSE SWITCH |  | CLOSED | IEC MIDDLE CURVE | FUSES | SPARE |  |  |  | 250.000 A |  |  | 6
379797206 | TNB | DISTRIBUTION | KUALA SELANGOR | Existing | RYB | LV FUSE SWITCH |  | CLOSED | IEC MIDDLE CURVE | FUSES | SPARE |  |  |  | 250.000 A |  |  | 6
379797209 | TNB | DISTRIBUTION | KUALA SELANGOR | Existing | RYB | LV FUSE SWITCH |  | CLOSED | IEC MIDDLE CURVE | FUSES | SPARE |  |  |  | 250.000 A |  |  | 6
379797213 | TNB | DISTRIBUTION | KUALA SELANGOR | Existing | RYB | LV FUSE SWITCH |  | CLOSED | IEC MIDDLE CURVE | FUSES | SPARE |  |  |  | 250.000 A |  |  | 6
379797223 | TNB | DISTRIBUTION | KUALA SELANGOR | Existing | RYB | LV FUSE SWITCH |  | CLOSED | IEC MIDDLE CURVE | FUSES | SPARE |  |  |  | 250.000 A |  |  | 6
379797229 | TNB | DISTRIBUTION | KUALA SELANGOR | Existing | RYB | LV FUSE SWITCH |  | CLOSED | IEC MIDDLE CURVE | FUSES | SPARE |  |  |  | 250.000 A |  |  | 6
379797241 | TNB | DISTRIBUTION | KUALA SELANGOR | Existing | RYB | LV FUSE SWITCH |  | CLOSED | IEC MIDDLE CURVE | FUSES | SPARE |  |  |  | 250.000 A |  |  | 6
379797283 | TNB | DISTRIBUTION | KUALA SELANGOR | Existing | RYB | LV FUSE SWITCH |  | CLOSED | IEC MIDDLE CURVE | FUSES | SPARE |  |  |  | 250.000 A |  |  | 6
379797295 | TNB | DISTRIBUTION | KUALA SELANGOR | Existing | RYB | LV FUSE SWITCH |  | CLOSED | IEC MIDDLE CURVE | FUSES | SPARE |  |  |  | 250.000 A |  |  | 6
379797300 | TNB | DISTRIBUTION | KUALA SELANGOR | Existing | RYB | LV FUSE SWITCH |  | CLOSED | IEC MIDDLE CURVE | FUSES | SPARE |  |  |  | 250.000 A |  |  | 6
379797303 | TNB | DISTRIBUTION | KUALA SELANGOR | Existing | RYB | LV FUSE SWITCH |  | CLOSED | IEC MIDDLE CURVE | FUSES | SPARE |  |  |  | 250.000 A |  |  | 6
379797307 | TNB | DISTRIBUTION | KUALA SELANGOR | Existing | RYB | LV FUSE SWITCH |  | CLOSED | IEC MIDDLE CURVE | FUSES | SPARE |  |  |  | 250.000 A |  |  | 6
379797317 | TNB | DISTRIBUTION | KUALA SELANGOR | Existing | RYB | LV FUSE SWITCH |  | CLOSED | IEC MIDDLE CURVE | FUSES | SPARE |  |  |  | 250.000 A |  |  | 6
379797323 | TNB | DISTRIBUTION | KUALA SELANGOR | Existing | RYB | LV FUSE SWITCH |  | CLOSED | IEC MIDDLE CURVE | FUSES | SPARE |  |  |  | 250.000 A |  |  | 6
379797335 | TNB | DISTRIBUTION | KUALA SELANGOR | Existing | RYB | LV FUSE SWITCH |  | CLOSED | IEC MIDDLE CURVE | FUSES | SPARE |  |  |  | 250.000 A |  |  | 6
379797397 | TNB | DISTRIBUTION | KUALA SELANGOR | Existing | RYB | LV FUSE SWITCH |  | CLOSED | IEC MIDDLE CURVE | FUSES | SPARE |  |  |  | 250.000 A |  |  | 6
379797409 | TNB | DISTRIBUTION | KUALA SELANGOR | Existing | RYB | LV FUSE SWITCH |  | CLOSED | IEC MIDDLE CURVE | FUSES | SPARE |  |  |  | 250.000 A |  |  | 6
379797414 | TNB | DISTRIBUTION | KUALA SELANGOR | Existing | RYB | LV FUSE SWITCH |  | CLOSED | IEC MIDDLE CURVE | FUSES | SPARE |  |  |  | 250.000 A |  |  | 6
379797417 | TNB | DISTRIBUTION | KUALA SELANGOR | Existing | RYB | LV FUSE SWITCH |  | CLOSED | IEC MIDDLE CURVE | FUSES | SPARE |  |  |  | 250.000 A |  |  | 6
379797421 | TNB | DISTRIBUTION | KUALA SELANGOR | Existing | RYB | LV FUSE SWITCH |  | CLOSED | IEC MIDDLE CURVE | FUSES | SPARE |  |  |  | 250.000 A |  |  | 6
379797431 | TNB | DISTRIBUTION | KUALA SELANGOR | Existing | RYB | LV FUSE SWITCH |  | CLOSED | IEC MIDDLE CURVE | FUSES | SPARE |  |  |  | 250.000 A |  |  | 6
379797437 | TNB | DISTRIBUTION | KUALA SELANGOR | Existing | RYB | LV FUSE SWITCH |  | CLOSED | IEC MIDDLE CURVE | FUSES | SPARE |  |  |  | 250.000 A |  |  | 6
379797449 | TNB | DISTRIBUTION | KUALA SELANGOR | Existing | RYB | LV FUSE SWITCH |  | CLOSED | IEC MIDDLE CURVE | FUSES | SPARE |  |  |  | 250.000 A |  |  | 6
379797454 | TNB | DISTRIBUTION | KUALA SELANGOR | Existing | RYB | LV FUSE SWITCH |  | CLOSED | IEC MIDDLE CURVE | FUSES | SPARE |  |  |  | 250.000 A |  |  | 6
379797466 | TNB | DISTRIBUTION | KUALA SELANGOR | Existing | RYB | LV FUSE SWITCH |  | CLOSED | IEC MIDDLE CURVE | FUSES | SPARE |  |  |  | 250.000 A |  |  | 6
379797471 | TNB | DISTRIBUTION | KUALA SELANGOR | Existing | RYB | LV FUSE SWITCH |  | CLOSED | IEC MIDDLE CURVE | FUSES | SPARE |  |  |  | 250.000 A |  |  | 6
379797474 | TNB | DISTRIBUTION | KUALA SELANGOR | Existing | RYB | LV FUSE SWITCH |  | CLOSED | IEC MIDDLE CURVE | FUSES | SPARE |  |  |  | 250.000 A |  |  | 6
379797478 | TNB | DISTRIBUTION | KUALA SELANGOR | Existing | RYB | LV FUSE SWITCH |  | CLOSED | IEC MIDDLE CURVE | FUSES | SPARE |  |  |  | 250.000 A |  |  | 6
379797488 | TNB | DISTRIBUTION | KUALA SELANGOR | Existing | RYB | LV FUSE SWITCH |  | CLOSED | IEC MIDDLE CURVE | FUSES | SPARE |  |  |  | 250.000 A |  |  | 6
379797494 | TNB | DISTRIBUTION | KUALA SELANGOR | Existing | RYB | LV FUSE SWITCH |  | CLOSED | IEC MIDDLE CURVE | FUSES | SPARE |  |  |  | 250.000 A |  |  | 6
379797506 | TNB | DISTRIBUTION | KUALA SELANGOR | Existing | RYB | LV FUSE SWITCH |  | CLOSED | IEC MIDDLE CURVE | FUSES | SPARE |  |  |  | 250.000 A |  |  | 6
379797548 | TNB | DISTRIBUTION | KUALA SELANGOR | Existing | RYB | LV FUSE SWITCH |  | CLOSED | IEC MIDDLE CURVE | FUSES | SPARE |  |  |  | 250.000 A |  |  | 6
379797560 | TNB | DISTRIBUTION | KUALA SELANGOR | Existing | RYB | LV FUSE SWITCH |  | CLOSED | IEC MIDDLE CURVE | FUSES | SPARE |  |  |  | 250.000 A |  |  | 6
379797565 | TNB | DISTRIBUTION | KUALA SELANGOR | Existing | RYB | LV FUSE SWITCH |  | CLOSED | IEC MIDDLE CURVE | FUSES | SPARE |  |  |  | 250.000 A |  |  | 6
379797568 | TNB | DISTRIBUTION | KUALA SELANGOR | Existing | RYB | LV FUSE SWITCH |  | CLOSED | IEC MIDDLE CURVE | FUSES | SPARE |  |  |  | 250.000 A |  |  | 6
379797572 | TNB | DISTRIBUTION | KUALA SELANGOR | Existing | RYB | LV FUSE SWITCH |  | CLOSED | IEC MIDDLE CURVE | FUSES | SPARE |  |  |  | 250.000 A |  |  | 6
379797582 | TNB | DISTRIBUTION | KUALA SELANGOR | Existing | RYB | LV FUSE SWITCH |  | CLOSED | IEC MIDDLE CURVE | FUSES | SPARE |  |  |  | 250.000 A |  |  | 6
379797588 | TNB | DISTRIBUTION | KUALA SELANGOR | Existing | RYB | LV FUSE SWITCH |  | CLOSED | IEC MIDDLE CURVE | FUSES | SPARE |  |  |  | 250.000 A |  |  | 6
379797600 | TNB | DISTRIBUTION | KUALA SELANGOR | Existing | RYB | LV FUSE SWITCH |  | CLOSED | IEC MIDDLE CURVE | FUSES | SPARE |  |  |  | 250.000 A |  |  | 6
379797642 | TNB | DISTRIBUTION | KUALA SELANGOR | Existing | RYB | LV FUSE SWITCH |  | CLOSED | IEC MIDDLE CURVE | FUSES | SPARE |  |  |  | 250.000 A |  |  | 6
379797654 | TNB | DISTRIBUTION | KUALA SELANGOR | Existing | RYB | LV FUSE SWITCH |  | CLOSED | IEC MIDDLE CURVE | FUSES | SPARE |  |  |  | 250.000 A |  |  | 6
379797659 | TNB | DISTRIBUTION | KUALA SELANGOR | Existing | RYB | LV FUSE SWITCH |  | CLOSED | IEC MIDDLE CURVE | FUSES | SPARE |  |  |  | 250.000 A |  |  | 6
379797662 | TNB | DISTRIBUTION | KUALA SELANGOR | Existing | RYB | LV FUSE SWITCH |  | CLOSED | IEC MIDDLE CURVE | FUSES | SPARE |  |  |  | 250.000 A |  |  | 6
379797666 | TNB | DISTRIBUTION | KUALA SELANGOR | Existing | RYB | LV FUSE SWITCH |  | CLOSED | IEC MIDDLE CURVE | FUSES | SPARE |  |  |  | 250.000 A |  |  | 6
379797676 | TNB | DISTRIBUTION | KUALA SELANGOR | Existing | RYB | LV FUSE SWITCH |  | CLOSED | IEC MIDDLE CURVE | FUSES | SPARE |  |  |  | 250.000 A |  |  | 6
379797682 | TNB | DISTRIBUTION | KUALA SELANGOR | Existing | RYB | LV FUSE SWITCH |  | CLOSED | IEC MIDDLE CURVE | FUSES | SPARE |  |  |  | 250.000 A |  |  | 6
379797694 | TNB | DISTRIBUTION | KUALA SELANGOR | Existing | RYB | LV FUSE SWITCH |  | CLOSED | IEC MIDDLE CURVE | FUSES | SPARE |  |  |  | 250.000 A |  |  | 6
379797736 | TNB | DISTRIBUTION | KUALA SELANGOR | Existing | RYB | LV FUSE SWITCH |  | CLOSED | IEC MIDDLE CURVE | FUSES | SPARE |  |  |  | 250.000 A |  |  | 6
379797748 | TNB | DISTRIBUTION | KUALA SELANGOR | Existing | RYB | LV FUSE SWITCH |  | CLOSED | IEC MIDDLE CURVE | FUSES | SPARE |  |  |  | 250.000 A |  |  | 6
379797753 | TNB | DISTRIBUTION | KUALA SELANGOR | Existing | RYB | LV FUSE SWITCH |  | CLOSED | IEC MIDDLE CURVE | FUSES | SPARE |  |  |  | 250.000 A |  |  | 6
379797756 | TNB | DISTRIBUTION | KUALA SELANGOR | Existing | RYB | LV FUSE SWITCH |  | CLOSED | IEC MIDDLE CURVE | FUSES | SPARE |  |  |  | 250.000 A |  |  | 6
379797760 | TNB | DISTRIBUTION | KUALA SELANGOR | Existing | RYB | LV FUSE SWITCH |  | CLOSED | IEC MIDDLE CURVE | FUSES | SPARE |  |  |  | 250.000 A |  |  | 6
379797770 | TNB | DISTRIBUTION | KUALA SELANGOR | Existing | RYB | LV FUSE SWITCH |  | CLOSED | IEC MIDDLE CURVE | FUSES | SPARE |  |  |  | 250.000 A |  |  | 6
379797776 | TNB | DISTRIBUTION | KUALA SELANGOR | Existing | RYB | LV FUSE SWITCH |  | CLOSED | IEC MIDDLE CURVE | FUSES | SPARE |  |  |  | 250.000 A |  |  | 6
379797788 | TNB | DISTRIBUTION | KUALA SELANGOR | Existing | RYB | LV FUSE SWITCH |  | CLOSED | IEC MIDDLE CURVE | FUSES | SPARE |  |  |  | 250.000 A |  |  | 6
379798046 | TNB | DISTRIBUTION | KUALA SELANGOR | Existing | RYB | LV FUSE SWITCH |  | CLOSED | IEC MIDDLE CURVE | FUSES | SPARE |  |  |  | 250.000 A |  |  | 6
379798058 | TNB | DISTRIBUTION | KUALA SELANGOR | Existing | RYB | LV FUSE SWITCH |  | CLOSED | IEC MIDDLE CURVE | FUSES | SPARE |  |  |  | 250.000 A |  |  | 6
379798063 | TNB | DISTRIBUTION | KUALA SELANGOR | Existing | RYB | LV FUSE SWITCH |  | CLOSED | IEC MIDDLE CURVE | FUSES | SPARE |  |  |  | 250.000 A |  |  | 6
379798066 | TNB | DISTRIBUTION | KUALA SELANGOR | Existing | RYB | LV FUSE SWITCH |  | CLOSED | IEC MIDDLE CURVE | FUSES | SPARE |  |  |  | 250.000 A |  |  | 6
379798070 | TNB | DISTRIBUTION | KUALA SELANGOR | Existing | RYB | LV FUSE SWITCH |  | CLOSED | IEC MIDDLE CURVE | FUSES | SPARE |  |  |  | 250.000 A |  |  | 6
379798080 | TNB | DISTRIBUTION | KUALA SELANGOR | Existing | RYB | LV FUSE SWITCH |  | CLOSED | IEC MIDDLE CURVE | FUSES | SPARE |  |  |  | 250.000 A |  |  | 6
379798086 | TNB | DISTRIBUTION | KUALA SELANGOR | Existing | RYB | LV FUSE SWITCH |  | CLOSED | IEC MIDDLE CURVE | FUSES | SPARE |  |  |  | 250.000 A |  |  | 6
379798098 | TNB | DISTRIBUTION | KUALA SELANGOR | Existing | RYB | LV FUSE SWITCH |  | CLOSED | IEC MIDDLE CURVE | FUSES | SPARE |  |  |  | 250.000 A |  |  | 6
379798140 | TNB | DISTRIBUTION | KUALA SELANGOR | Existing | RYB | LV FUSE SWITCH |  | CLOSED | IEC MIDDLE CURVE | FUSES | SPARE |  |  |  | 250.000 A |  |  | 6
379798152 | TNB | DISTRIBUTION | KUALA SELANGOR | Existing | RYB | LV FUSE SWITCH |  | CLOSED | IEC MIDDLE CURVE | FUSES | SPARE |  |  |  | 250.000 A |  |  | 6
379798157 | TNB | DISTRIBUTION | KUALA SELANGOR | Existing | RYB | LV FUSE SWITCH |  | CLOSED | IEC MIDDLE CURVE | FUSES | SPARE |  |  |  | 250.000 A |  |  | 6
379798160 | TNB | DISTRIBUTION | KUALA SELANGOR | Existing | RYB | LV FUSE SWITCH |  | CLOSED | IEC MIDDLE CURVE | FUSES | SPARE |  |  |  | 250.000 A |  |  | 6
379798164 | TNB | DISTRIBUTION | KUALA SELANGOR | Existing | RYB | LV FUSE SWITCH |  | CLOSED | IEC MIDDLE CURVE | FUSES | SPARE |  |  |  | 250.000 A |  |  | 6
379798174 | TNB | DISTRIBUTION | KUALA SELANGOR | Existing | RYB | LV FUSE SWITCH |  | CLOSED | IEC MIDDLE CURVE | FUSES | SPARE |  |  |  | 250.000 A |  |  | 6
379798180 | TNB | DISTRIBUTION | KUALA SELANGOR | Existing | RYB | LV FUSE SWITCH |  | CLOSED | IEC MIDDLE CURVE | FUSES | SPARE |  |  |  | 250.000 A |  |  | 6
379798192 | TNB | DISTRIBUTION | KUALA SELANGOR | Existing | RYB | LV FUSE SWITCH |  | CLOSED | IEC MIDDLE CURVE | FUSES | SPARE |  |  |  | 250.000 A |  |  | 6
379798422 | TNB | DISTRIBUTION | KUALA SELANGOR | Existing | RYB | LV FUSE SWITCH |  | CLOSED | IEC MIDDLE CURVE | FUSES | SPARE |  |  |  | 250.000 A |  |  | 6
379798434 | TNB | DISTRIBUTION | KUALA SELANGOR | Existing | RYB | LV FUSE SWITCH |  | CLOSED | IEC MIDDLE CURVE | FUSES | SPARE |  |  |  | 250.000 A |  |  | 6
379798439 | TNB | DISTRIBUTION | KUALA SELANGOR | Existing | RYB | LV FUSE SWITCH |  | CLOSED | IEC MIDDLE CURVE | FUSES | SPARE |  |  |  | 250.000 A |  |  | 6
379798442 | TNB | DISTRIBUTION | KUALA SELANGOR | Existing | RYB | LV FUSE SWITCH |  | CLOSED | IEC MIDDLE CURVE | FUSES | SPARE |  |  |  | 250.000 A |  |  | 6
379798446 | TNB | DISTRIBUTION | KUALA SELANGOR | Existing | RYB | LV FUSE SWITCH |  | CLOSED | IEC MIDDLE CURVE | FUSES | SPARE |  |  |  | 250.000 A |  |  | 6
379798456 | TNB | DISTRIBUTION | KUALA SELANGOR | Existing | RYB | LV FUSE SWITCH |  | CLOSED | IEC MIDDLE CURVE | FUSES | SPARE |  |  |  | 250.000 A |  |  | 6
379798462 | TNB | DISTRIBUTION | KUALA SELANGOR | Existing | RYB | LV FUSE SWITCH |  | CLOSED | IEC MIDDLE CURVE | FUSES | SPARE |  |  |  | 250.000 A |  |  | 6
379798474 | TNB | DISTRIBUTION | KUALA SELANGOR | Existing | RYB | LV FUSE SWITCH |  | CLOSED | IEC MIDDLE CURVE | FUSES | SPARE |  |  |  | 250.000 A |  |  | 6
379864682 | TNB | DISTRIBUTION | KUALA SELANGOR | Existing | RYB | LV FUSE SWITCH |  | CLOSED | IEC MIDDLE CURVE | FUSES | SPARE |  |  |  | 250.000 A |  |  | 6
379864694 | TNB | DISTRIBUTION | KUALA SELANGOR | Existing | RYB | LV FUSE SWITCH |  | CLOSED | IEC MIDDLE CURVE | FUSES | SPARE |  |  |  | 250.000 A |  |  | 6
379864699 | TNB | DISTRIBUTION | KUALA SELANGOR | Existing | RYB | LV FUSE SWITCH |  | CLOSED | IEC MIDDLE CURVE | FUSES | SPARE |  |  |  | 250.000 A |  |  | 6
379864702 | TNB | DISTRIBUTION | KUALA SELANGOR | Existing | RYB | LV FUSE SWITCH |  | CLOSED | IEC MIDDLE CURVE | FUSES | SPARE |  |  |  | 250.000 A |  |  | 6
379864706 | TNB | DISTRIBUTION | KUALA SELANGOR | Existing | RYB | LV FUSE SWITCH |  | CLOSED | IEC MIDDLE CURVE | FUSES | SPARE |  |  |  | 250.000 A |  |  | 6
379864716 | TNB | DISTRIBUTION | KUALA SELANGOR | Existing | RYB | LV FUSE SWITCH |  | CLOSED | IEC MIDDLE CURVE | FUSES | SPARE |  |  |  | 250.000 A |  |  | 6
379864722 | TNB | DISTRIBUTION | KUALA SELANGOR | Existing | RYB | LV FUSE SWITCH |  | CLOSED | IEC MIDDLE CURVE | FUSES | SPARE |  |  |  | 250.000 A |  |  | 6
379864734 | TNB | DISTRIBUTION | KUALA SELANGOR | Existing | RYB | LV FUSE SWITCH |  | CLOSED | IEC MIDDLE CURVE | FUSES | SPARE |  |  |  | 250.000 A |  |  | 6
379864776 | TNB | DISTRIBUTION | KUALA SELANGOR | Existing | RYB | LV FUSE SWITCH |  | CLOSED | IEC MIDDLE CURVE | FUSES | SPARE |  |  |  | 250.000 A |  |  | 6
379864828 | TNB | DISTRIBUTION | KUALA SELANGOR | Existing | RYB | LV FUSE SWITCH |  | CLOSED | IEC MIDDLE CURVE | FUSES | SPARE |  |  |  | 250.000 A |  |  | 6
379864870 | TNB | DISTRIBUTION | KUALA SELANGOR | Existing | RYB | LV FUSE SWITCH |  | CLOSED | IEC MIDDLE CURVE | FUSES | SPARE |  |  |  | 250.000 A |  |  | 6
379864882 | TNB | DISTRIBUTION | KUALA SELANGOR | Existing | RYB | LV FUSE SWITCH |  | CLOSED | IEC MIDDLE CURVE | FUSES | SPARE |  |  |  | 250.000 A |  |  | 6
379864887 | TNB | DISTRIBUTION | KUALA SELANGOR | Existing | RYB | LV FUSE SWITCH |  | CLOSED | IEC MIDDLE CURVE | FUSES | SPARE |  |  |  | 250.000 A |  |  | 6
379864890 | TNB | DISTRIBUTION | KUALA SELANGOR | Existing | RYB | LV FUSE SWITCH |  | CLOSED | IEC MIDDLE CURVE | FUSES | SPARE |  |  |  | 250.000 A |  |  | 6
379864894 | TNB | DISTRIBUTION | KUALA SELANGOR | Existing | RYB | LV FUSE SWITCH |  | CLOSED | IEC MIDDLE CURVE | FUSES | SPARE |  |  |  | 250.000 A |  |  | 6
379864904 | TNB | DISTRIBUTION | KUALA SELANGOR | Existing | RYB | LV FUSE SWITCH |  | CLOSED | IEC MIDDLE CURVE | FUSES | SPARE |  |  |  | 250.000 A |  |  | 6
379864910 | TNB | DISTRIBUTION | KUALA SELANGOR | Existing | RYB | LV FUSE SWITCH |  | CLOSED | IEC MIDDLE CURVE | FUSES | SPARE |  |  |  | 250.000 A |  |  | 6
379864922 | TNB | DISTRIBUTION | KUALA SELANGOR | Existing | RYB | LV FUSE SWITCH |  | CLOSED | IEC MIDDLE CURVE | FUSES | SPARE |  |  |  | 250.000 A |  |  | 6
379869266 | TNB | DISTRIBUTION | KUALA SELANGOR | Existing | RYB | LV FUSE SWITCH |  | CLOSED | IEC MIDDLE CURVE | FUSES | SPARE |  |  |  | 250.000 A |  |  | 6
379869278 | TNB | DISTRIBUTION | KUALA SELANGOR | Existing | RYB | LV FUSE SWITCH |  | CLOSED | IEC MIDDLE CURVE | FUSES | SPARE |  |  |  | 250.000 A |  |  | 6
379869283 | TNB | DISTRIBUTION | KUALA SELANGOR | Existing | RYB | LV FUSE SWITCH |  | CLOSED | IEC MIDDLE CURVE | FUSES | SPARE |  |  |  | 250.000 A |  |  | 6
379869286 | TNB | DISTRIBUTION | KUALA SELANGOR | Existing | RYB | LV FUSE SWITCH |  | CLOSED | IEC MIDDLE CURVE | FUSES | SPARE |  |  |  | 250.000 A |  |  | 6
379869290 | TNB | DISTRIBUTION | KUALA SELANGOR | Existing | RYB | LV FUSE SWITCH |  | CLOSED | IEC MIDDLE CURVE | FUSES | SPARE |  |  |  | 250.000 A |  |  | 6
379869300 | TNB | DISTRIBUTION | KUALA SELANGOR | Existing | RYB | LV FUSE SWITCH |  | CLOSED | IEC MIDDLE CURVE | FUSES | SPARE |  |  |  | 250.000 A |  |  | 6
379869306 | TNB | DISTRIBUTION | KUALA SELANGOR | Existing | RYB | LV FUSE SWITCH |  | CLOSED | IEC MIDDLE CURVE | FUSES | SPARE |  |  |  | 250.000 A |  |  | 6
379869318 | TNB | DISTRIBUTION | KUALA SELANGOR | Existing | RYB | LV FUSE SWITCH |  | CLOSED | IEC MIDDLE CURVE | FUSES | SPARE |  |  |  | 250.000 A |  |  | 6
379869359 | TNB | DISTRIBUTION | KUALA SELANGOR | Existing | RYB | LV FUSE SWITCH |  | CLOSED | IEC MIDDLE CURVE | FUSES | SPARE |  |  |  | 250.000 A |  |  | 6
379869361 | TNB | DISTRIBUTION | KUALA SELANGOR | Existing | RYB | LV FUSE SWITCH |  | CLOSED | IEC MIDDLE CURVE | FUSES | SPARE |  |  |  | 250.000 A |  |  | 6
379869372 | TNB | DISTRIBUTION | KUALA SELANGOR | Existing | RYB | LV FUSE SWITCH |  | CLOSED | IEC MIDDLE CURVE | FUSES | SPARE |  |  |  | 250.000 A |  |  | 6
379869382 | TNB | DISTRIBUTION | KUALA SELANGOR | Existing | RYB | LV FUSE SWITCH |  | CLOSED | IEC MIDDLE CURVE | FUSES | SPARE |  |  |  | 250.000 A |  |  | 6
379869387 | TNB | DISTRIBUTION | KUALA SELANGOR | Existing | RYB | LV FUSE SWITCH |  | CLOSED | IEC MIDDLE CURVE | FUSES | SPARE |  |  |  | 250.000 A |  |  | 6
379869394 | TNB | DISTRIBUTION | KUALA SELANGOR | Existing | RYB | LV FUSE SWITCH |  | CLOSED | IEC MIDDLE CURVE | FUSES | SPARE |  |  |  | 250.000 A |  |  | 6
379869402 | TNB | DISTRIBUTION | KUALA SELANGOR | Existing | RYB | LV FUSE SWITCH |  | CLOSED | IEC MIDDLE CURVE | FUSES | SPARE |  |  |  | 250.000 A |  |  | 6
379869407 | TNB | DISTRIBUTION | KUALA SELANGOR | Existing | RYB | LV FUSE SWITCH |  | CLOSED | IEC MIDDLE CURVE | FUSES | SPARE |  |  |  | 250.000 A |  |  | 6
379870252 | TNB | DISTRIBUTION | KUALA SELANGOR | Existing | RYB | LV FUSE SWITCH |  | CLOSED | IEC MIDDLE CURVE | FUSES | SPARE |  |  |  | 250.000 A |  |  | 6
379870254 | TNB | DISTRIBUTION | KUALA SELANGOR | Existing | RYB | LV FUSE SWITCH |  | CLOSED | IEC MIDDLE CURVE | FUSES | SPARE |  |  |  | 250.000 A |  |  | 6
379870265 | TNB | DISTRIBUTION | KUALA SELANGOR | Existing | RYB | LV FUSE SWITCH |  | CLOSED | IEC MIDDLE CURVE | FUSES | SPARE |  |  |  | 250.000 A |  |  | 6
379870275 | TNB | DISTRIBUTION | KUALA SELANGOR | Existing | RYB | LV FUSE SWITCH |  | CLOSED | IEC MIDDLE CURVE | FUSES | SPARE |  |  |  | 250.000 A |  |  | 6
379870280 | TNB | DISTRIBUTION | KUALA SELANGOR | Existing | RYB | LV FUSE SWITCH |  | CLOSED | IEC MIDDLE CURVE | FUSES | SPARE |  |  |  | 250.000 A |  |  | 6
379870287 | TNB | DISTRIBUTION | KUALA SELANGOR | Existing | RYB | LV FUSE SWITCH |  | CLOSED | IEC MIDDLE CURVE | FUSES | SPARE |  |  |  | 250.000 A |  |  | 6
379870295 | TNB | DISTRIBUTION | KUALA SELANGOR | Existing | RYB | LV FUSE SWITCH |  | CLOSED | IEC MIDDLE CURVE | FUSES | SPARE |  |  |  | 250.000 A |  |  | 6
379870300 | TNB | DISTRIBUTION | KUALA SELANGOR | Existing | RYB | LV FUSE SWITCH |  | CLOSED | IEC MIDDLE CURVE | FUSES | SPARE |  |  |  | 250.000 A |  |  | 6
379870354 | TNB | DISTRIBUTION | KUALA SELANGOR | Existing | RYB | LV FUSE SWITCH |  | CLOSED | IEC MIDDLE CURVE | FUSES | SPARE |  |  |  | 250.000 A |  |  | 6
379870356 | TNB | DISTRIBUTION | KUALA SELANGOR | Existing | RYB | LV FUSE SWITCH |  | CLOSED | IEC MIDDLE CURVE | FUSES | SPARE |  |  |  | 250.000 A |  |  | 6
379870367 | TNB | DISTRIBUTION | KUALA SELANGOR | Existing | RYB | LV FUSE SWITCH |  | CLOSED | IEC MIDDLE CURVE | FUSES | SPARE |  |  |  | 250.000 A |  |  | 6
379870377 | TNB | DISTRIBUTION | KUALA SELANGOR | Existing | RYB | LV FUSE SWITCH |  | CLOSED | IEC MIDDLE CURVE | FUSES | SPARE |  |  |  | 250.000 A |  |  | 6
379870382 | TNB | DISTRIBUTION | KUALA SELANGOR | Existing | RYB | LV FUSE SWITCH |  | CLOSED | IEC MIDDLE CURVE | FUSES | SPARE |  |  |  | 250.000 A |  |  | 6
379870389 | TNB | DISTRIBUTION | KUALA SELANGOR | Existing | RYB | LV FUSE SWITCH |  | CLOSED | IEC MIDDLE CURVE | FUSES | SPARE |  |  |  | 250.000 A |  |  | 6
379870397 | TNB | DISTRIBUTION | KUALA SELANGOR | Existing | RYB | LV FUSE SWITCH |  | CLOSED | IEC MIDDLE CURVE | FUSES | SPARE |  |  |  | 250.000 A |  |  | 6
379870402 | TNB | DISTRIBUTION | KUALA SELANGOR | Existing | RYB | LV FUSE SWITCH |  | CLOSED | IEC MIDDLE CURVE | FUSES | SPARE |  |  |  | 250.000 A |  |  | 6
379870448 | TNB | DISTRIBUTION | KUALA SELANGOR | Existing | RYB | LV FUSE SWITCH |  | CLOSED | IEC MIDDLE CURVE | FUSES | SPARE |  |  |  | 250.000 A |  |  | 6
379870450 | TNB | DISTRIBUTION | KUALA SELANGOR | Existing | RYB | LV FUSE SWITCH |  | CLOSED | IEC MIDDLE CURVE | FUSES | SPARE |  |  |  | 250.000 A |  |  | 6
379870461 | TNB | DISTRIBUTION | KUALA SELANGOR | Existing | RYB | LV FUSE SWITCH |  | CLOSED | IEC MIDDLE CURVE | FUSES | SPARE |  |  |  | 250.000 A |  |  | 6
379870471 | TNB | DISTRIBUTION | KUALA SELANGOR | Existing | RYB | LV FUSE SWITCH |  | CLOSED | IEC MIDDLE CURVE | FUSES | SPARE |  |  |  | 250.000 A |  |  | 6
379870476 | TNB | DISTRIBUTION | KUALA SELANGOR | Existing | RYB | LV FUSE SWITCH |  | CLOSED | IEC MIDDLE CURVE | FUSES | SPARE |  |  |  | 250.000 A |  |  | 6
379870483 | TNB | DISTRIBUTION | KUALA SELANGOR | Existing | RYB | LV FUSE SWITCH |  | CLOSED | IEC MIDDLE CURVE | FUSES | SPARE |  |  |  | 250.000 A |  |  | 6
379870491 | TNB | DISTRIBUTION | KUALA SELANGOR | Existing | RYB | LV FUSE SWITCH |  | CLOSED | IEC MIDDLE CURVE | FUSES | SPARE |  |  |  | 250.000 A |  |  | 6
379870496 | TNB | DISTRIBUTION | KUALA SELANGOR | Existing | RYB | LV FUSE SWITCH |  | CLOSED | IEC MIDDLE CURVE | FUSES | SPARE |  |  |  | 250.000 A |  |  | 6
379870544 | TNB | DISTRIBUTION | KUALA SELANGOR | Existing | RYB | LV FUSE SWITCH |  | CLOSED | IEC MIDDLE CURVE | FUSES | SPARE |  |  |  | 250.000 A |  |  | 6
379870556 | TNB | DISTRIBUTION | KUALA SELANGOR | Existing | RYB | LV FUSE SWITCH |  | CLOSED | IEC MIDDLE CURVE | FUSES | SPARE |  |  |  | 250.000 A |  |  | 6
379870561 | TNB | DISTRIBUTION | KUALA SELANGOR | Existing | RYB | LV FUSE SWITCH |  | CLOSED | IEC MIDDLE CURVE | FUSES | SPARE |  |  |  | 250.000 A |  |  | 6
379870564 | TNB | DISTRIBUTION | KUALA SELANGOR | Existing | RYB | LV FUSE SWITCH |  | CLOSED | IEC MIDDLE CURVE | FUSES | SPARE |  |  |  | 250.000 A |  |  | 6
379870568 | TNB | DISTRIBUTION | KUALA SELANGOR | Existing | RYB | LV FUSE SWITCH |  | CLOSED | IEC MIDDLE CURVE | FUSES | SPARE |  |  |  | 250.000 A |  |  | 6
379870578 | TNB | DISTRIBUTION | KUALA SELANGOR | Existing | RYB | LV FUSE SWITCH |  | CLOSED | IEC MIDDLE CURVE | FUSES | SPARE |  |  |  | 250.000 A |  |  | 6
379870584 | TNB | DISTRIBUTION | KUALA SELANGOR | Existing | RYB | LV FUSE SWITCH |  | CLOSED | IEC MIDDLE CURVE | FUSES | SPARE |  |  |  | 250.000 A |  |  | 6
379870596 | TNB | DISTRIBUTION | KUALA SELANGOR | Existing | RYB | LV FUSE SWITCH |  | CLOSED | IEC MIDDLE CURVE | FUSES | SPARE |  |  |  | 250.000 A |  |  | 6
379870640 | TNB | DISTRIBUTION | KUALA SELANGOR | Existing | RYB | LV FUSE SWITCH |  | CLOSED | IEC MIDDLE CURVE | FUSES | SPARE |  |  |  | 250.000 A |  |  | 6
379870642 | TNB | DISTRIBUTION | KUALA SELANGOR | Existing | RYB | LV FUSE SWITCH |  | CLOSED | IEC MIDDLE CURVE | FUSES | SPARE |  |  |  | 250.000 A |  |  | 6
379870653 | TNB | DISTRIBUTION | KUALA SELANGOR | Existing | RYB | LV FUSE SWITCH |  | CLOSED | IEC MIDDLE CURVE | FUSES | SPARE |  |  |  | 250.000 A |  |  | 6
379870663 | TNB | DISTRIBUTION | KUALA SELANGOR | Existing | RYB | LV FUSE SWITCH |  | CLOSED | IEC MIDDLE CURVE | FUSES | SPARE |  |  |  | 250.000 A |  |  | 6
379870668 | TNB | DISTRIBUTION | KUALA SELANGOR | Existing | RYB | LV FUSE SWITCH |  | CLOSED | IEC MIDDLE CURVE | FUSES | SPARE |  |  |  | 250.000 A |  |  | 6
379870675 | TNB | DISTRIBUTION | KUALA SELANGOR | Existing | RYB | LV FUSE SWITCH |  | CLOSED | IEC MIDDLE CURVE | FUSES | SPARE |  |  |  | 250.000 A |  |  | 6
379870683 | TNB | DISTRIBUTION | KUALA SELANGOR | Existing | RYB | LV FUSE SWITCH |  | CLOSED | IEC MIDDLE CURVE | FUSES | SPARE |  |  |  | 250.000 A |  |  | 6
379870688 | TNB | DISTRIBUTION | KUALA SELANGOR | Existing | RYB | LV FUSE SWITCH |  | CLOSED | IEC MIDDLE CURVE | FUSES | SPARE |  |  |  | 250.000 A |  |  | 6
379870794 | TNB | DISTRIBUTION | KUALA SELANGOR | Existing | RYB | LV FUSE SWITCH |  | CLOSED | IEC MIDDLE CURVE | FUSES | SPARE |  |  |  | 250.000 A |  |  | 6
379870796 | TNB | DISTRIBUTION | KUALA SELANGOR | Existing | RYB | LV FUSE SWITCH |  | CLOSED | IEC MIDDLE CURVE | FUSES | SPARE |  |  |  | 250.000 A |  |  | 6
379870807 | TNB | DISTRIBUTION | KUALA SELANGOR | Existing | RYB | LV FUSE SWITCH |  | CLOSED | IEC MIDDLE CURVE | FUSES | SPARE |  |  |  | 250.000 A |  |  | 6
379870817 | TNB | DISTRIBUTION | KUALA SELANGOR | Existing | RYB | LV FUSE SWITCH |  | CLOSED | IEC MIDDLE CURVE | FUSES | SPARE |  |  |  | 250.000 A |  |  | 6
379870822 | TNB | DISTRIBUTION | KUALA SELANGOR | Existing | RYB | LV FUSE SWITCH |  | CLOSED | IEC MIDDLE CURVE | FUSES | SPARE |  |  |  | 250.000 A |  |  | 6
379870829 | TNB | DISTRIBUTION | KUALA SELANGOR | Existing | RYB | LV FUSE SWITCH |  | CLOSED | IEC MIDDLE CURVE | FUSES | SPARE |  |  |  | 250.000 A |  |  | 6
379870837 | TNB | DISTRIBUTION | KUALA SELANGOR | Existing | RYB | LV FUSE SWITCH |  | CLOSED | IEC MIDDLE CURVE | FUSES | SPARE |  |  |  | 250.000 A |  |  | 6
379870842 | TNB | DISTRIBUTION | KUALA SELANGOR | Existing | RYB | LV FUSE SWITCH |  | CLOSED | IEC MIDDLE CURVE | FUSES | SPARE |  |  |  | 250.000 A |  |  | 6
379870890 | TNB | DISTRIBUTION | KUALA SELANGOR | Existing | RYB | LV FUSE SWITCH |  | CLOSED | IEC MIDDLE CURVE | FUSES | SPARE |  |  |  | 250.000 A |  |  | 6
379870892 | TNB | DISTRIBUTION | KUALA SELANGOR | Existing | RYB | LV FUSE SWITCH |  | CLOSED | IEC MIDDLE CURVE | FUSES | SPARE |  |  |  | 250.000 A |  |  | 6
379870903 | TNB | DISTRIBUTION | KUALA SELANGOR | Existing | RYB | LV FUSE SWITCH |  | CLOSED | IEC MIDDLE CURVE | FUSES | SPARE |  |  |  | 250.000 A |  |  | 6
379870913 | TNB | DISTRIBUTION | KUALA SELANGOR | Existing | RYB | LV FUSE SWITCH |  | CLOSED | IEC MIDDLE CURVE | FUSES | SPARE |  |  |  | 250.000 A |  |  | 6
379870918 | TNB | DISTRIBUTION | KUALA SELANGOR | Existing | RYB | LV FUSE SWITCH |  | CLOSED | IEC MIDDLE CURVE | FUSES | SPARE |  |  |  | 250.000 A |  |  | 6
379870925 | TNB | DISTRIBUTION | KUALA SELANGOR | Existing | RYB | LV FUSE SWITCH |  | CLOSED | IEC MIDDLE CURVE | FUSES | SPARE |  |  |  | 250.000 A |  |  | 6
379870933 | TNB | DISTRIBUTION | KUALA SELANGOR | Existing | RYB | LV FUSE SWITCH |  | CLOSED | IEC MIDDLE CURVE | FUSES | SPARE |  |  |  | 250.000 A |  |  | 6
379870938 | TNB | DISTRIBUTION | KUALA SELANGOR | Existing | RYB | LV FUSE SWITCH |  | CLOSED | IEC MIDDLE CURVE | FUSES | SPARE |  |  |  | 250.000 A |  |  | 6
379870985 | TNB | DISTRIBUTION | KUALA SELANGOR | Existing | RYB | LV FUSE SWITCH |  | CLOSED | IEC MIDDLE CURVE | FUSES | SPARE |  |  |  | 250.000 A |  |  | 6
379870987 | TNB | DISTRIBUTION | KUALA SELANGOR | Existing | RYB | LV FUSE SWITCH |  | CLOSED | IEC MIDDLE CURVE | FUSES | SPARE |  |  |  | 250.000 A |  |  | 6
379870998 | TNB | DISTRIBUTION | KUALA SELANGOR | Existing | RYB | LV FUSE SWITCH |  | CLOSED | IEC MIDDLE CURVE | FUSES | SPARE |  |  |  | 250.000 A |  |  | 6
379871008 | TNB | DISTRIBUTION | KUALA SELANGOR | Existing | RYB | LV FUSE SWITCH |  | CLOSED | IEC MIDDLE CURVE | FUSES | SPARE |  |  |  | 250.000 A |  |  | 6
379871013 | TNB | DISTRIBUTION | KUALA SELANGOR | Existing | RYB | LV FUSE SWITCH |  | CLOSED | IEC MIDDLE CURVE | FUSES | SPARE |  |  |  | 250.000 A |  |  | 6
379871020 | TNB | DISTRIBUTION | KUALA SELANGOR | Existing | RYB | LV FUSE SWITCH |  | CLOSED | IEC MIDDLE CURVE | FUSES | SPARE |  |  |  | 250.000 A |  |  | 6
379871028 | TNB | DISTRIBUTION | KUALA SELANGOR | Existing | RYB | LV FUSE SWITCH |  | CLOSED | IEC MIDDLE CURVE | FUSES | SPARE |  |  |  | 250.000 A |  |  | 6
379871033 | TNB | DISTRIBUTION | KUALA SELANGOR | Existing | RYB | LV FUSE SWITCH |  | CLOSED | IEC MIDDLE CURVE | FUSES | SPARE |  |  |  | 250.000 A |  |  | 6
379871135 | TNB | DISTRIBUTION | KUALA SELANGOR | Existing | RYB | LV FUSE SWITCH |  | CLOSED | IEC MIDDLE CURVE | FUSES | SPARE |  |  |  | 250.000 A |  |  | 6
379871147 | TNB | DISTRIBUTION | KUALA SELANGOR | Existing | RYB | LV FUSE SWITCH |  | CLOSED | IEC MIDDLE CURVE | FUSES | SPARE |  |  |  | 250.000 A |  |  | 6
379871152 | TNB | DISTRIBUTION | KUALA SELANGOR | Existing | RYB | LV FUSE SWITCH |  | CLOSED | IEC MIDDLE CURVE | FUSES | SPARE |  |  |  | 250.000 A |  |  | 6
379871155 | TNB | DISTRIBUTION | KUALA SELANGOR | Existing | RYB | LV FUSE SWITCH |  | CLOSED | IEC MIDDLE CURVE | FUSES | SPARE |  |  |  | 250.000 A |  |  | 6
379871159 | TNB | DISTRIBUTION | KUALA SELANGOR | Existing | RYB | LV FUSE SWITCH |  | CLOSED | IEC MIDDLE CURVE | FUSES | SPARE |  |  |  | 250.000 A |  |  | 6
379871169 | TNB | DISTRIBUTION | KUALA SELANGOR | Existing | RYB | LV FUSE SWITCH |  | CLOSED | IEC MIDDLE CURVE | FUSES | SPARE |  |  |  | 250.000 A |  |  | 6
379871175 | TNB | DISTRIBUTION | KUALA SELANGOR | Existing | RYB | LV FUSE SWITCH |  | CLOSED | IEC MIDDLE CURVE | FUSES | SPARE |  |  |  | 250.000 A |  |  | 6
379871187 | TNB | DISTRIBUTION | KUALA SELANGOR | Existing | RYB | LV FUSE SWITCH |  | CLOSED | IEC MIDDLE CURVE | FUSES | SPARE |  |  |  | 250.000 A |  |  | 6
379871366 | TNB | DISTRIBUTION | KUALA SELANGOR | Existing | RYB | LV FUSE SWITCH |  | CLOSED | IEC MIDDLE CURVE | FUSES | SPARE |  |  |  | 250.000 A |  |  | 6
379871368 | TNB | DISTRIBUTION | KUALA SELANGOR | Existing | RYB | LV FUSE SWITCH |  | CLOSED | IEC MIDDLE CURVE | FUSES | SPARE |  |  |  | 250.000 A |  |  | 6
379871379 | TNB | DISTRIBUTION | KUALA SELANGOR | Existing | RYB | LV FUSE SWITCH |  | CLOSED | IEC MIDDLE CURVE | FUSES | SPARE |  |  |  | 250.000 A |  |  | 6
379871389 | TNB | DISTRIBUTION | KUALA SELANGOR | Existing | RYB | LV FUSE SWITCH |  | CLOSED | IEC MIDDLE CURVE | FUSES | SPARE |  |  |  | 250.000 A |  |  | 6
379871394 | TNB | DISTRIBUTION | KUALA SELANGOR | Existing | RYB | LV FUSE SWITCH |  | CLOSED | IEC MIDDLE CURVE | FUSES | SPARE |  |  |  | 250.000 A |  |  | 6
379871401 | TNB | DISTRIBUTION | KUALA SELANGOR | Existing | RYB | LV FUSE SWITCH |  | CLOSED | IEC MIDDLE CURVE | FUSES | SPARE |  |  |  | 250.000 A |  |  | 6
379871409 | TNB | DISTRIBUTION | KUALA SELANGOR | Existing | RYB | LV FUSE SWITCH |  | CLOSED | IEC MIDDLE CURVE | FUSES | SPARE |  |  |  | 250.000 A |  |  | 6
379871414 | TNB | DISTRIBUTION | KUALA SELANGOR | Existing | RYB | LV FUSE SWITCH |  | CLOSED | IEC MIDDLE CURVE | FUSES | SPARE |  |  |  | 250.000 A |  |  | 6
379871489 | TNB | DISTRIBUTION | KUALA SELANGOR | Existing | RYB | LV FUSE SWITCH |  | CLOSED | IEC MIDDLE CURVE | FUSES | SPARE |  |  |  | 250.000 A |  |  | 6
379871491 | TNB | DISTRIBUTION | KUALA SELANGOR | Existing | RYB | LV FUSE SWITCH |  | CLOSED | IEC MIDDLE CURVE | FUSES | SPARE |  |  |  | 250.000 A |  |  | 6
379871502 | TNB | DISTRIBUTION | KUALA SELANGOR | Existing | RYB | LV FUSE SWITCH |  | CLOSED | IEC MIDDLE CURVE | FUSES | SPARE |  |  |  | 250.000 A |  |  | 6
379871512 | TNB | DISTRIBUTION | KUALA SELANGOR | Existing | RYB | LV FUSE SWITCH |  | CLOSED | IEC MIDDLE CURVE | FUSES | SPARE |  |  |  | 250.000 A |  |  | 6
379871517 | TNB | DISTRIBUTION | KUALA SELANGOR | Existing | RYB | LV FUSE SWITCH |  | CLOSED | IEC MIDDLE CURVE | FUSES | SPARE |  |  |  | 250.000 A |  |  | 6
379871524 | TNB | DISTRIBUTION | KUALA SELANGOR | Existing | RYB | LV FUSE SWITCH |  | CLOSED | IEC MIDDLE CURVE | FUSES | SPARE |  |  |  | 250.000 A |  |  | 6
379871532 | TNB | DISTRIBUTION | KUALA SELANGOR | Existing | RYB | LV FUSE SWITCH |  | CLOSED | IEC MIDDLE CURVE | FUSES | SPARE |  |  |  | 250.000 A |  |  | 6
379871537 | TNB | DISTRIBUTION | KUALA SELANGOR | Existing | RYB | LV FUSE SWITCH |  | CLOSED | IEC MIDDLE CURVE | FUSES | SPARE |  |  |  | 250.000 A |  |  | 6
379871597 | TNB | DISTRIBUTION | KUALA SELANGOR | Existing | RYB | LV FUSE SWITCH |  | CLOSED | IEC MIDDLE CURVE | FUSES | SPARE |  |  |  | 250.000 A |  |  | 6
379871599 | TNB | DISTRIBUTION | KUALA SELANGOR | Existing | RYB | LV FUSE SWITCH |  | CLOSED | IEC MIDDLE CURVE | FUSES | SPARE |  |  |  | 250.000 A |  |  | 6
379871610 | TNB | DISTRIBUTION | KUALA SELANGOR | Existing | RYB | LV FUSE SWITCH |  | CLOSED | IEC MIDDLE CURVE | FUSES | SPARE |  |  |  | 250.000 A |  |  | 6
379871620 | TNB | DISTRIBUTION | KUALA SELANGOR | Existing | RYB | LV FUSE SWITCH |  | CLOSED | IEC MIDDLE CURVE | FUSES | SPARE |  |  |  | 250.000 A |  |  | 6
379871625 | TNB | DISTRIBUTION | KUALA SELANGOR | Existing | RYB | LV FUSE SWITCH |  | CLOSED | IEC MIDDLE CURVE | FUSES | SPARE |  |  |  | 250.000 A |  |  | 6
379871632 | TNB | DISTRIBUTION | KUALA SELANGOR | Existing | RYB | LV FUSE SWITCH |  | CLOSED | IEC MIDDLE CURVE | FUSES | SPARE |  |  |  | 250.000 A |  |  | 6
379871640 | TNB | DISTRIBUTION | KUALA SELANGOR | Existing | RYB | LV FUSE SWITCH |  | CLOSED | IEC MIDDLE CURVE | FUSES | SPARE |  |  |  | 250.000 A |  |  | 6
379871645 | TNB | DISTRIBUTION | KUALA SELANGOR | Existing | RYB | LV FUSE SWITCH |  | CLOSED | IEC MIDDLE CURVE | FUSES | SPARE |  |  |  | 250.000 A |  |  | 6
379890306 | TNB | DISTRIBUTION | KUALA SELANGOR | Existing | RYB | LV FUSE SWITCH |  | CLOSED | IEC MIDDLE CURVE | FUSES | SPARE |  |  |  | 250.000 A |  |  | 6
379890318 | TNB | DISTRIBUTION | KUALA SELANGOR | Existing | RYB | LV FUSE SWITCH |  | CLOSED | IEC MIDDLE CURVE | FUSES | SPARE |  |  |  | 250.000 A |  |  | 6
379890323 | TNB | DISTRIBUTION | KUALA SELANGOR | Existing | RYB | LV FUSE SWITCH |  | CLOSED | IEC MIDDLE CURVE | FUSES | SPARE |  |  |  | 250.000 A |  |  | 6
379890326 | TNB | DISTRIBUTION | KUALA SELANGOR | Existing | RYB | LV FUSE SWITCH |  | CLOSED | IEC MIDDLE CURVE | FUSES | SPARE |  |  |  | 250.000 A |  |  | 6
379890330 | TNB | DISTRIBUTION | KUALA SELANGOR | Existing | RYB | LV FUSE SWITCH |  | CLOSED | IEC MIDDLE CURVE | FUSES | SPARE |  |  |  | 250.000 A |  |  | 6
379890340 | TNB | DISTRIBUTION | KUALA SELANGOR | Existing | RYB | LV FUSE SWITCH |  | CLOSED | IEC MIDDLE CURVE | FUSES | SPARE |  |  |  | 250.000 A |  |  | 6
379890346 | TNB | DISTRIBUTION | KUALA SELANGOR | Existing | RYB | LV FUSE SWITCH |  | CLOSED | IEC MIDDLE CURVE | FUSES | SPARE |  |  |  | 250.000 A |  |  | 6
379890358 | TNB | DISTRIBUTION | KUALA SELANGOR | Existing | RYB | LV FUSE SWITCH |  | CLOSED | IEC MIDDLE CURVE | FUSES | SPARE |  |  |  | 250.000 A |  |  | 6
379890363 | TNB | DISTRIBUTION | KUALA SELANGOR | Existing | RYB | LV FUSE SWITCH |  | CLOSED | IEC MIDDLE CURVE | FUSES | SPARE |  |  |  | 250.000 A |  |  | 6
379890375 | TNB | DISTRIBUTION | KUALA SELANGOR | Existing | RYB | LV FUSE SWITCH |  | CLOSED | IEC MIDDLE CURVE | FUSES | SPARE |  |  |  | 250.000 A |  |  | 6
379890380 | TNB | DISTRIBUTION | KUALA SELANGOR | Existing | RYB | LV FUSE SWITCH |  | CLOSED | IEC MIDDLE CURVE | FUSES | SPARE |  |  |  | 250.000 A |  |  | 6
379890383 | TNB | DISTRIBUTION | KUALA SELANGOR | Existing | RYB | LV FUSE SWITCH |  | CLOSED | IEC MIDDLE CURVE | FUSES | SPARE |  |  |  | 250.000 A |  |  | 6
379890387 | TNB | DISTRIBUTION | KUALA SELANGOR | Existing | RYB | LV FUSE SWITCH |  | CLOSED | IEC MIDDLE CURVE | FUSES | SPARE |  |  |  | 250.000 A |  |  | 6
379890397 | TNB | DISTRIBUTION | KUALA SELANGOR | Existing | RYB | LV FUSE SWITCH |  | CLOSED | IEC MIDDLE CURVE | FUSES | SPARE |  |  |  | 250.000 A |  |  | 6
379890403 | TNB | DISTRIBUTION | KUALA SELANGOR | Existing | RYB | LV FUSE SWITCH |  | CLOSED | IEC MIDDLE CURVE | FUSES | SPARE |  |  |  | 250.000 A |  |  | 6
379890415 | TNB | DISTRIBUTION | KUALA SELANGOR | Existing | RYB | LV FUSE SWITCH |  | CLOSED | IEC MIDDLE CURVE | FUSES | SPARE |  |  |  | 250.000 A |  |  | 6
379890477 | TNB | DISTRIBUTION | KUALA SELANGOR | Existing | RYB | LV FUSE SWITCH |  | CLOSED | IEC MIDDLE CURVE | FUSES | SPARE |  |  |  | 250.000 A |  |  | 6
379890489 | TNB | DISTRIBUTION | KUALA SELANGOR | Existing | RYB | LV FUSE SWITCH |  | CLOSED | IEC MIDDLE CURVE | FUSES | SPARE |  |  |  | 250.000 A |  |  | 6
379890494 | TNB | DISTRIBUTION | KUALA SELANGOR | Existing | RYB | LV FUSE SWITCH |  | CLOSED | IEC MIDDLE CURVE | FUSES | SPARE |  |  |  | 250.000 A |  |  | 6
379890497 | TNB | DISTRIBUTION | KUALA SELANGOR | Existing | RYB | LV FUSE SWITCH |  | CLOSED | IEC MIDDLE CURVE | FUSES | SPARE |  |  |  | 250.000 A |  |  | 6
379890501 | TNB | DISTRIBUTION | KUALA SELANGOR | Existing | RYB | LV FUSE SWITCH |  | CLOSED | IEC MIDDLE CURVE | FUSES | SPARE |  |  |  | 250.000 A |  |  | 6
379890511 | TNB | DISTRIBUTION | KUALA SELANGOR | Existing | RYB | LV FUSE SWITCH |  | CLOSED | IEC MIDDLE CURVE | FUSES | SPARE |  |  |  | 250.000 A |  |  | 6
379890517 | TNB | DISTRIBUTION | KUALA SELANGOR | Existing | RYB | LV FUSE SWITCH |  | CLOSED | IEC MIDDLE CURVE | FUSES | SPARE |  |  |  | 250.000 A |  |  | 6
379890529 | TNB | DISTRIBUTION | KUALA SELANGOR | Existing | RYB | LV FUSE SWITCH |  | CLOSED | IEC MIDDLE CURVE | FUSES | SPARE |  |  |  | 250.000 A |  |  | 6
379890534 | TNB | DISTRIBUTION | KUALA SELANGOR | Existing | RYB | LV FUSE SWITCH |  | CLOSED | IEC MIDDLE CURVE | FUSES | SPARE |  |  |  | 250.000 A |  |  | 6
379890546 | TNB | DISTRIBUTION | KUALA SELANGOR | Existing | RYB | LV FUSE SWITCH |  | CLOSED | IEC MIDDLE CURVE | FUSES | SPARE |  |  |  | 250.000 A |  |  | 6
379890551 | TNB | DISTRIBUTION | KUALA SELANGOR | Existing | RYB | LV FUSE SWITCH |  | CLOSED | IEC MIDDLE CURVE | FUSES | SPARE |  |  |  | 250.000 A |  |  | 6
379890554 | TNB | DISTRIBUTION | KUALA SELANGOR | Existing | RYB | LV FUSE SWITCH |  | CLOSED | IEC MIDDLE CURVE | FUSES | SPARE |  |  |  | 250.000 A |  |  | 6
379890558 | TNB | DISTRIBUTION | KUALA SELANGOR | Existing | RYB | LV FUSE SWITCH |  | CLOSED | IEC MIDDLE CURVE | FUSES | SPARE |  |  |  | 250.000 A |  |  | 6
379890568 | TNB | DISTRIBUTION | KUALA SELANGOR | Existing | RYB | LV FUSE SWITCH |  | CLOSED | IEC MIDDLE CURVE | FUSES | SPARE |  |  |  | 250.000 A |  |  | 6
379890574 | TNB | DISTRIBUTION | KUALA SELANGOR | Existing | RYB | LV FUSE SWITCH |  | CLOSED | IEC MIDDLE CURVE | FUSES | SPARE |  |  |  | 250.000 A |  |  | 6
379890586 | TNB | DISTRIBUTION | KUALA SELANGOR | Existing | RYB | LV FUSE SWITCH |  | CLOSED | IEC MIDDLE CURVE | FUSES | SPARE |  |  |  | 250.000 A |  |  | 6
379890628 | TNB | DISTRIBUTION | KUALA SELANGOR | Existing | RYB | LV FUSE SWITCH |  | CLOSED | IEC MIDDLE CURVE | FUSES | SPARE |  |  |  | 250.000 A |  |  | 6
379890640 | TNB | DISTRIBUTION | KUALA SELANGOR | Existing | RYB | LV FUSE SWITCH |  | CLOSED | IEC MIDDLE CURVE | FUSES | SPARE |  |  |  | 250.000 A |  |  | 3
379890645 | TNB | DISTRIBUTION | KUALA SELANGOR | Existing | RYB | LV FUSE SWITCH |  | CLOSED | IEC MIDDLE CURVE | FUSES | SPARE |  |  |  | 250.000 A |  |  | 6
379890648 | TNB | DISTRIBUTION | KUALA SELANGOR | Existing | RYB | LV FUSE SWITCH |  | CLOSED | IEC MIDDLE CURVE | FUSES | SPARE |  |  |  | 250.000 A |  |  | 6
379890652 | TNB | DISTRIBUTION | KUALA SELANGOR | Existing | RYB | LV FUSE SWITCH |  | CLOSED | IEC MIDDLE CURVE | FUSES | SPARE |  |  |  | 250.000 A |  |  | 6
379890662 | TNB | DISTRIBUTION | KUALA SELANGOR | Existing | RYB | LV FUSE SWITCH |  | CLOSED | IEC MIDDLE CURVE | FUSES | SPARE |  |  |  | 250.000 A |  |  | 6
379890668 | TNB | DISTRIBUTION | KUALA SELANGOR | Existing | RYB | LV FUSE SWITCH |  | CLOSED | IEC MIDDLE CURVE | FUSES | SPARE |  |  |  | 250.000 A |  |  | 6
379890680 | TNB | DISTRIBUTION | KUALA SELANGOR | Existing | RYB | LV FUSE SWITCH |  | CLOSED | IEC MIDDLE CURVE | FUSES | SPARE |  |  |  | 250.000 A |  |  | 6
379890731 | TNB | DISTRIBUTION | KUALA SELANGOR | Existing | RYB | LV FUSE SWITCH |  | CLOSED | IEC MIDDLE CURVE | FUSES | SPARE |  |  |  | 250.000 A |  |  | 6
379890743 | TNB | DISTRIBUTION | KUALA SELANGOR | Existing | RYB | LV FUSE SWITCH |  | CLOSED | IEC MIDDLE CURVE | FUSES | SPARE |  |  |  | 250.000 A |  |  | 6
379890748 | TNB | DISTRIBUTION | KUALA SELANGOR | Existing | RYB | LV FUSE SWITCH |  | CLOSED | IEC MIDDLE CURVE | FUSES | SPARE |  |  |  | 250.000 A |  |  | 6
379890751 | TNB | DISTRIBUTION | KUALA SELANGOR | Existing | RYB | LV FUSE SWITCH |  | CLOSED | IEC MIDDLE CURVE | FUSES | SPARE |  |  |  | 250.000 A |  |  | 6
379890755 | TNB | DISTRIBUTION | KUALA SELANGOR | Existing | RYB | LV FUSE SWITCH |  | CLOSED | IEC MIDDLE CURVE | FUSES | SPARE |  |  |  | 250.000 A |  |  | 6
379890765 | TNB | DISTRIBUTION | KUALA SELANGOR | Existing | RYB | LV FUSE SWITCH |  | CLOSED | IEC MIDDLE CURVE | FUSES | SPARE |  |  |  | 250.000 A |  |  | 6
379890771 | TNB | DISTRIBUTION | KUALA SELANGOR | Existing | RYB | LV FUSE SWITCH |  | CLOSED | IEC MIDDLE CURVE | FUSES | SPARE |  |  |  | 250.000 A |  |  | 6
379890783 | TNB | DISTRIBUTION | KUALA SELANGOR | Existing | RYB | LV FUSE SWITCH |  | CLOSED | IEC MIDDLE CURVE | FUSES | SPARE |  |  |  | 250.000 A |  |  | 6
379890886 | TNB | DISTRIBUTION | KUALA SELANGOR | Existing | RYB | LV FUSE SWITCH |  | CLOSED | IEC MIDDLE CURVE | FUSES | SPARE |  |  |  | 250.000 A |  |  | 6
379890898 | TNB | DISTRIBUTION | KUALA SELANGOR | Existing | RYB | LV FUSE SWITCH |  | CLOSED | IEC MIDDLE CURVE | FUSES | SPARE |  |  |  | 250.000 A |  |  | 6
379890903 | TNB | DISTRIBUTION | KUALA SELANGOR | Existing | RYB | LV FUSE SWITCH |  | CLOSED | IEC MIDDLE CURVE | FUSES | SPARE |  |  |  | 250.000 A |  |  | 6
379890906 | TNB | DISTRIBUTION | KUALA SELANGOR | Existing | RYB | LV FUSE SWITCH |  | CLOSED | IEC MIDDLE CURVE | FUSES | SPARE |  |  |  | 250.000 A |  |  | 6
379890910 | TNB | DISTRIBUTION | KUALA SELANGOR | Existing | RYB | LV FUSE SWITCH |  | CLOSED | IEC MIDDLE CURVE | FUSES | SPARE |  |  |  | 250.000 A |  |  | 6
379890920 | TNB | DISTRIBUTION | KUALA SELANGOR | Existing | RYB | LV FUSE SWITCH |  | CLOSED | IEC MIDDLE CURVE | FUSES | SPARE |  |  |  | 250.000 A |  |  | 6
379890926 | TNB | DISTRIBUTION | KUALA SELANGOR | Existing | RYB | LV FUSE SWITCH |  | CLOSED | IEC MIDDLE CURVE | FUSES | SPARE |  |  |  | 250.000 A |  |  | 6
379890938 | TNB | DISTRIBUTION | KUALA SELANGOR | Existing | RYB | LV FUSE SWITCH |  | CLOSED | IEC MIDDLE CURVE | FUSES | SPARE |  |  |  | 250.000 A |  |  | 6
379891000 | TNB | DISTRIBUTION | KUALA SELANGOR | Existing | RYB | LV FUSE SWITCH |  | CLOSED | IEC MIDDLE CURVE | FUSES | SPARE |  |  |  | 250.000 A |  |  | 6
379891012 | TNB | DISTRIBUTION | KUALA SELANGOR | Existing | RYB | LV FUSE SWITCH |  | CLOSED | IEC MIDDLE CURVE | FUSES | SPARE |  |  |  | 250.000 A |  |  | 6
379891017 | TNB | DISTRIBUTION | KUALA SELANGOR | Existing | RYB | LV FUSE SWITCH |  | CLOSED | IEC MIDDLE CURVE | FUSES | SPARE |  |  |  | 250.000 A |  |  | 6
379891020 | TNB | DISTRIBUTION | KUALA SELANGOR | Existing | RYB | LV FUSE SWITCH |  | CLOSED | IEC MIDDLE CURVE | FUSES | SPARE |  |  |  | 250.000 A |  |  | 6
379891024 | TNB | DISTRIBUTION | KUALA SELANGOR | Existing | RYB | LV FUSE SWITCH |  | CLOSED | IEC MIDDLE CURVE | FUSES | SPARE |  |  |  | 250.000 A |  |  | 6
379891034 | TNB | DISTRIBUTION | KUALA SELANGOR | Existing | RYB | LV FUSE SWITCH |  | CLOSED | IEC MIDDLE CURVE | FUSES | SPARE |  |  |  | 250.000 A |  |  | 6
379891040 | TNB | DISTRIBUTION | KUALA SELANGOR | Existing | RYB | LV FUSE SWITCH |  | CLOSED | IEC MIDDLE CURVE | FUSES | SPARE |  |  |  | 250.000 A |  |  | 6
379891052 | TNB | DISTRIBUTION | KUALA SELANGOR | Existing | RYB | LV FUSE SWITCH |  | CLOSED | IEC MIDDLE CURVE | FUSES | SPARE |  |  |  | 250.000 A |  |  | 6
379891057 | TNB | DISTRIBUTION | KUALA SELANGOR | Existing | RYB | LV FUSE SWITCH |  | CLOSED | IEC MIDDLE CURVE | FUSES | SPARE |  |  |  | 250.000 A |  |  | 6
379891069 | TNB | DISTRIBUTION | KUALA SELANGOR | Existing | RYB | LV FUSE SWITCH |  | CLOSED | IEC MIDDLE CURVE | FUSES | SPARE |  |  |  | 250.000 A |  |  | 6
379891074 | TNB | DISTRIBUTION | KUALA SELANGOR | Existing | RYB | LV FUSE SWITCH |  | CLOSED | IEC MIDDLE CURVE | FUSES | SPARE |  |  |  | 250.000 A |  |  | 6
379891077 | TNB | DISTRIBUTION | KUALA SELANGOR | Existing | RYB | LV FUSE SWITCH |  | CLOSED | IEC MIDDLE CURVE | FUSES | SPARE |  |  |  | 250.000 A |  |  | 6
379891081 | TNB | DISTRIBUTION | KUALA SELANGOR | Existing | RYB | LV FUSE SWITCH |  | CLOSED | IEC MIDDLE CURVE | FUSES | SPARE |  |  |  | 250.000 A |  |  | 6
379891091 | TNB | DISTRIBUTION | KUALA SELANGOR | Existing | RYB | LV FUSE SWITCH |  | CLOSED | IEC MIDDLE CURVE | FUSES | SPARE |  |  |  | 250.000 A |  |  | 6
379891097 | TNB | DISTRIBUTION | KUALA SELANGOR | Existing | RYB | LV FUSE SWITCH |  | CLOSED | IEC MIDDLE CURVE | FUSES | SPARE |  |  |  | 250.000 A |  |  | 6
379891109 | TNB | DISTRIBUTION | KUALA SELANGOR | Existing | RYB | LV FUSE SWITCH |  | CLOSED | IEC MIDDLE CURVE | FUSES | SPARE |  |  |  | 250.000 A |  |  | 6
379891346 | TNB | DISTRIBUTION | KUALA SELANGOR | Existing | RYB | LV FUSE SWITCH |  | CLOSED | IEC MIDDLE CURVE | FUSES | SPARE |  |  |  | 250.000 A |  |  | 6
379891358 | TNB | DISTRIBUTION | KUALA SELANGOR | Existing | RYB | LV FUSE SWITCH |  | CLOSED | IEC MIDDLE CURVE | FUSES | SPARE |  |  |  | 250.000 A |  |  | 6
379891363 | TNB | DISTRIBUTION | KUALA SELANGOR | Existing | RYB | LV FUSE SWITCH |  | CLOSED | IEC MIDDLE CURVE | FUSES | SPARE |  |  |  | 250.000 A |  |  | 6
379891366 | TNB | DISTRIBUTION | KUALA SELANGOR | Existing | RYB | LV FUSE SWITCH |  | CLOSED | IEC MIDDLE CURVE | FUSES | SPARE |  |  |  | 250.000 A |  |  | 6
379891370 | TNB | DISTRIBUTION | KUALA SELANGOR | Existing | RYB | LV FUSE SWITCH |  | CLOSED | IEC MIDDLE CURVE | FUSES | SPARE |  |  |  | 250.000 A |  |  | 6
379891380 | TNB | DISTRIBUTION | KUALA SELANGOR | Existing | RYB | LV FUSE SWITCH |  | CLOSED | IEC MIDDLE CURVE | FUSES | SPARE |  |  |  | 250.000 A |  |  | 6
379891386 | TNB | DISTRIBUTION | KUALA SELANGOR | Existing | RYB | LV FUSE SWITCH |  | CLOSED | IEC MIDDLE CURVE | FUSES | SPARE |  |  |  | 250.000 A |  |  | 6
379891398 | TNB | DISTRIBUTION | KUALA SELANGOR | Existing | RYB | LV FUSE SWITCH |  | CLOSED | IEC MIDDLE CURVE | FUSES | SPARE |  |  |  | 250.000 A |  |  | 6
379891403 | TNB | DISTRIBUTION | KUALA SELANGOR | Existing | RYB | LV FUSE SWITCH |  | CLOSED | IEC MIDDLE CURVE | FUSES | SPARE |  |  |  | 250.000 A |  |  | 6
379891415 | TNB | DISTRIBUTION | KUALA SELANGOR | Existing | RYB | LV FUSE SWITCH |  | CLOSED | IEC MIDDLE CURVE | FUSES | SPARE |  |  |  | 250.000 A |  |  | 6
379891420 | TNB | DISTRIBUTION | KUALA SELANGOR | Existing | RYB | LV FUSE SWITCH |  | CLOSED | IEC MIDDLE CURVE | FUSES | SPARE |  |  |  | 250.000 A |  |  | 6
379891423 | TNB | DISTRIBUTION | KUALA SELANGOR | Existing | RYB | LV FUSE SWITCH |  | CLOSED | IEC MIDDLE CURVE | FUSES | SPARE |  |  |  | 250.000 A |  |  | 6
379891427 | TNB | DISTRIBUTION | KUALA SELANGOR | Existing | RYB | LV FUSE SWITCH |  | CLOSED | IEC MIDDLE CURVE | FUSES | SPARE |  |  |  | 250.000 A |  |  | 6
379891437 | TNB | DISTRIBUTION | KUALA SELANGOR | Existing | RYB | LV FUSE SWITCH |  | CLOSED | IEC MIDDLE CURVE | FUSES | SPARE |  |  |  | 250.000 A |  |  | 6
379891443 | TNB | DISTRIBUTION | KUALA SELANGOR | Existing | RYB | LV FUSE SWITCH |  | CLOSED | IEC MIDDLE CURVE | FUSES | SPARE |  |  |  | 250.000 A |  |  | 6
379891455 | TNB | DISTRIBUTION | KUALA SELANGOR | Existing | RYB | LV FUSE SWITCH |  | CLOSED | IEC MIDDLE CURVE | FUSES | SPARE |  |  |  | 250.000 A |  |  | 6
379891591 | TNB | DISTRIBUTION | KUALA SELANGOR | Existing | RYB | LV FUSE SWITCH |  | CLOSED | IEC MIDDLE CURVE | FUSES | SPARE |  |  |  | 250.000 A |  |  | 6
379891603 | TNB | DISTRIBUTION | KUALA SELANGOR | Existing | RYB | LV FUSE SWITCH |  | CLOSED | IEC MIDDLE CURVE | FUSES | SPARE |  |  |  | 250.000 A |  |  | 6
379891608 | TNB | DISTRIBUTION | KUALA SELANGOR | Existing | RYB | LV FUSE SWITCH |  | CLOSED | IEC MIDDLE CURVE | FUSES | SPARE |  |  |  | 250.000 A |  |  | 6
379891611 | TNB | DISTRIBUTION | KUALA SELANGOR | Existing | RYB | LV FUSE SWITCH |  | CLOSED | IEC MIDDLE CURVE | FUSES | SPARE |  |  |  | 250.000 A |  |  | 6
379891615 | TNB | DISTRIBUTION | KUALA SELANGOR | Existing | RYB | LV FUSE SWITCH |  | CLOSED | IEC MIDDLE CURVE | FUSES | SPARE |  |  |  | 250.000 A |  |  | 6
379891625 | TNB | DISTRIBUTION | KUALA SELANGOR | Existing | RYB | LV FUSE SWITCH |  | CLOSED | IEC MIDDLE CURVE | FUSES | SPARE |  |  |  | 250.000 A |  |  | 6
379891631 | TNB | DISTRIBUTION | KUALA SELANGOR | Existing | RYB | LV FUSE SWITCH |  | CLOSED | IEC MIDDLE CURVE | FUSES | SPARE |  |  |  | 250.000 A |  |  | 6
379891643 | TNB | DISTRIBUTION | KUALA SELANGOR | Existing | RYB | LV FUSE SWITCH |  | CLOSED | IEC MIDDLE CURVE | FUSES | SPARE |  |  |  | 250.000 A |  |  | 6
379891685 | TNB | DISTRIBUTION | KUALA SELANGOR | Existing | RYB | LV FUSE SWITCH |  | CLOSED | IEC MIDDLE CURVE | FUSES | SPARE |  |  |  | 250.000 A |  |  | 6
379891697 | TNB | DISTRIBUTION | KUALA SELANGOR | Existing | RYB | LV FUSE SWITCH |  | CLOSED | IEC MIDDLE CURVE | FUSES | SPARE |  |  |  | 250.000 A |  |  | 6
379891702 | TNB | DISTRIBUTION | KUALA SELANGOR | Existing | RYB | LV FUSE SWITCH |  | CLOSED | IEC MIDDLE CURVE | FUSES | SPARE |  |  |  | 250.000 A |  |  | 6
379891705 | TNB | DISTRIBUTION | KUALA SELANGOR | Existing | RYB | LV FUSE SWITCH |  | CLOSED | IEC MIDDLE CURVE | FUSES | SPARE |  |  |  | 250.000 A |  |  | 6
379891709 | TNB | DISTRIBUTION | KUALA SELANGOR | Existing | RYB | LV FUSE SWITCH |  | CLOSED | IEC MIDDLE CURVE | FUSES | SPARE |  |  |  | 250.000 A |  |  | 6
379891719 | TNB | DISTRIBUTION | KUALA SELANGOR | Existing | RYB | LV FUSE SWITCH |  | CLOSED | IEC MIDDLE CURVE | FUSES | SPARE |  |  |  | 250.000 A |  |  | 6
379891725 | TNB | DISTRIBUTION | KUALA SELANGOR | Existing | RYB | LV FUSE SWITCH |  | CLOSED | IEC MIDDLE CURVE | FUSES | SPARE |  |  |  | 250.000 A |  |  | 6
379891737 | TNB | DISTRIBUTION | KUALA SELANGOR | Existing | RYB | LV FUSE SWITCH |  | CLOSED | IEC MIDDLE CURVE | FUSES | SPARE |  |  |  | 250.000 A |  |  | 6
379891779 | TNB | DISTRIBUTION | KUALA SELANGOR | Existing | RYB | LV FUSE SWITCH |  | CLOSED | IEC MIDDLE CURVE | FUSES | SPARE |  |  |  | 250.000 A |  |  | 6
379891791 | TNB | DISTRIBUTION | KUALA SELANGOR | Existing | RYB | LV FUSE SWITCH |  | CLOSED | IEC MIDDLE CURVE | FUSES | SPARE |  |  |  | 250.000 A |  |  | 6
379891796 | TNB | DISTRIBUTION | KUALA SELANGOR | Existing | RYB | LV FUSE SWITCH |  | CLOSED | IEC MIDDLE CURVE | FUSES | SPARE |  |  |  | 250.000 A |  |  | 6
379891799 | TNB | DISTRIBUTION | KUALA SELANGOR | Existing | RYB | LV FUSE SWITCH |  | CLOSED | IEC MIDDLE CURVE | FUSES | SPARE |  |  |  | 250.000 A |  |  | 6
379891803 | TNB | DISTRIBUTION | KUALA SELANGOR | Existing | RYB | LV FUSE SWITCH |  | CLOSED | IEC MIDDLE CURVE | FUSES | SPARE |  |  |  | 250.000 A |  |  | 6
379891813 | TNB | DISTRIBUTION | KUALA SELANGOR | Existing | RYB | LV FUSE SWITCH |  | CLOSED | IEC MIDDLE CURVE | FUSES | SPARE |  |  |  | 250.000 A |  |  | 6
379891819 | TNB | DISTRIBUTION | KUALA SELANGOR | Existing | RYB | LV FUSE SWITCH |  | CLOSED | IEC MIDDLE CURVE | FUSES | SPARE |  |  |  | 250.000 A |  |  | 6
379891831 | TNB | DISTRIBUTION | KUALA SELANGOR | Existing | RYB | LV FUSE SWITCH |  | CLOSED | IEC MIDDLE CURVE | FUSES | SPARE |  |  |  | 250.000 A |  |  | 6
379891873 | TNB | DISTRIBUTION | KUALA SELANGOR | Existing | RYB | LV FUSE SWITCH |  | CLOSED | IEC MIDDLE CURVE | FUSES | SPARE |  |  |  | 250.000 A |  |  | 6
379891885 | TNB | DISTRIBUTION | KUALA SELANGOR | Existing | RYB | LV FUSE SWITCH |  | CLOSED | IEC MIDDLE CURVE | FUSES | SPARE |  |  |  | 250.000 A |  |  | 6
379891890 | TNB | DISTRIBUTION | KUALA SELANGOR | Existing | RYB | LV FUSE SWITCH |  | CLOSED | IEC MIDDLE CURVE | FUSES | SPARE |  |  |  | 250.000 A |  |  | 6
379891893 | TNB | DISTRIBUTION | KUALA SELANGOR | Existing | RYB | LV FUSE SWITCH |  | CLOSED | IEC MIDDLE CURVE | FUSES | SPARE |  |  |  | 250.000 A |  |  | 6
379891897 | TNB | DISTRIBUTION | KUALA SELANGOR | Existing | RYB | LV FUSE SWITCH |  | CLOSED | IEC MIDDLE CURVE | FUSES | SPARE |  |  |  | 250.000 A |  |  | 6
379891907 | TNB | DISTRIBUTION | KUALA SELANGOR | Existing | RYB | LV FUSE SWITCH |  | CLOSED | IEC MIDDLE CURVE | FUSES | SPARE |  |  |  | 250.000 A |  |  | 6
379891913 | TNB | DISTRIBUTION | KUALA SELANGOR | Existing | RYB | LV FUSE SWITCH |  | CLOSED | IEC MIDDLE CURVE | FUSES | SPARE |  |  |  | 250.000 A |  |  | 6
379891925 | TNB | DISTRIBUTION | KUALA SELANGOR | Existing | RYB | LV FUSE SWITCH |  | CLOSED | IEC MIDDLE CURVE | FUSES | SPARE |  |  |  | 250.000 A |  |  | 6
379891967 | TNB | DISTRIBUTION | KUALA SELANGOR | Existing | RYB | LV FUSE SWITCH |  | CLOSED | IEC MIDDLE CURVE | FUSES | SPARE |  |  |  | 250.000 A |  |  | 6
379891979 | TNB | DISTRIBUTION | KUALA SELANGOR | Existing | RYB | LV FUSE SWITCH |  | CLOSED | IEC MIDDLE CURVE | FUSES | SPARE |  |  |  | 250.000 A |  |  | 6
379891984 | TNB | DISTRIBUTION | KUALA SELANGOR | Existing | RYB | LV FUSE SWITCH |  | CLOSED | IEC MIDDLE CURVE | FUSES | SPARE |  |  |  | 250.000 A |  |  | 6
379891987 | TNB | DISTRIBUTION | KUALA SELANGOR | Existing | RYB | LV FUSE SWITCH |  | CLOSED | IEC MIDDLE CURVE | FUSES | SPARE |  |  |  | 250.000 A |  |  | 6
379891991 | TNB | DISTRIBUTION | KUALA SELANGOR | Existing | RYB | LV FUSE SWITCH |  | CLOSED | IEC MIDDLE CURVE | FUSES | SPARE |  |  |  | 250.000 A |  |  | 6
379892001 | TNB | DISTRIBUTION | KUALA SELANGOR | Existing | RYB | LV FUSE SWITCH |  | CLOSED | IEC MIDDLE CURVE | FUSES | SPARE |  |  |  | 250.000 A |  |  | 6
379892007 | TNB | DISTRIBUTION | KUALA SELANGOR | Existing | RYB | LV FUSE SWITCH |  | CLOSED | IEC MIDDLE CURVE | FUSES | SPARE |  |  |  | 250.000 A |  |  | 6
379892019 | TNB | DISTRIBUTION | KUALA SELANGOR | Existing | RYB | LV FUSE SWITCH |  | CLOSED | IEC MIDDLE CURVE | FUSES | SPARE |  |  |  | 250.000 A |  |  | 6
379892061 | TNB | DISTRIBUTION | KUALA SELANGOR | Existing | RYB | LV FUSE SWITCH |  | CLOSED | IEC MIDDLE CURVE | FUSES | SPARE |  |  |  | 250.000 A |  |  | 6
379892073 | TNB | DISTRIBUTION | KUALA SELANGOR | Existing | RYB | LV FUSE SWITCH |  | CLOSED | IEC MIDDLE CURVE | FUSES | SPARE |  |  |  | 250.000 A |  |  | 6
379892078 | TNB | DISTRIBUTION | KUALA SELANGOR | Existing | RYB | LV FUSE SWITCH |  | CLOSED | IEC MIDDLE CURVE | FUSES | SPARE |  |  |  | 250.000 A |  |  | 6
379892081 | TNB | DISTRIBUTION | KUALA SELANGOR | Existing | RYB | LV FUSE SWITCH |  | CLOSED | IEC MIDDLE CURVE | FUSES | SPARE |  |  |  | 250.000 A |  |  | 6
379892085 | TNB | DISTRIBUTION | KUALA SELANGOR | Existing | RYB | LV FUSE SWITCH |  | CLOSED | IEC MIDDLE CURVE | FUSES | SPARE |  |  |  | 250.000 A |  |  | 6
379892095 | TNB | DISTRIBUTION | KUALA SELANGOR | Existing | RYB | LV FUSE SWITCH |  | CLOSED | IEC MIDDLE CURVE | FUSES | SPARE |  |  |  | 250.000 A |  |  | 6
379892101 | TNB | DISTRIBUTION | KUALA SELANGOR | Existing | RYB | LV FUSE SWITCH |  | CLOSED | IEC MIDDLE CURVE | FUSES | SPARE |  |  |  | 250.000 A |  |  | 6
379892113 | TNB | DISTRIBUTION | KUALA SELANGOR | Existing | RYB | LV FUSE SWITCH |  | CLOSED | IEC MIDDLE CURVE | FUSES | SPARE |  |  |  | 250.000 A |  |  | 6
379892517 | TNB | DISTRIBUTION | KUALA SELANGOR | Existing | RYB | LV FUSE SWITCH |  | CLOSED | IEC MIDDLE CURVE | FUSES | SPARE |  |  |  | 250.000 A |  |  | 6
379892529 | TNB | DISTRIBUTION | KUALA SELANGOR | Existing | RYB | LV FUSE SWITCH |  | CLOSED | IEC MIDDLE CURVE | FUSES | SPARE |  |  |  | 250.000 A |  |  | 6
379892534 | TNB | DISTRIBUTION | KUALA SELANGOR | Existing | RYB | LV FUSE SWITCH |  | CLOSED | IEC MIDDLE CURVE | FUSES | SPARE |  |  |  | 250.000 A |  |  | 6
379892537 | TNB | DISTRIBUTION | KUALA SELANGOR | Existing | RYB | LV FUSE SWITCH |  | CLOSED | IEC MIDDLE CURVE | FUSES | SPARE |  |  |  | 250.000 A |  |  | 6
379892541 | TNB | DISTRIBUTION | KUALA SELANGOR | Existing | RYB | LV FUSE SWITCH |  | CLOSED | IEC MIDDLE CURVE | FUSES | SPARE |  |  |  | 250.000 A |  |  | 6
379892551 | TNB | DISTRIBUTION | KUALA SELANGOR | Existing | RYB | LV FUSE SWITCH |  | CLOSED | IEC MIDDLE CURVE | FUSES | SPARE |  |  |  | 250.000 A |  |  | 6
379892557 | TNB | DISTRIBUTION | KUALA SELANGOR | Existing | RYB | LV FUSE SWITCH |  | CLOSED | IEC MIDDLE CURVE | FUSES | SPARE |  |  |  | 250.000 A |  |  | 6
379892569 | TNB | DISTRIBUTION | KUALA SELANGOR | Existing | RYB | LV FUSE SWITCH |  | CLOSED | IEC MIDDLE CURVE | FUSES | SPARE |  |  |  | 250.000 A |  |  | 6
379892574 | TNB | DISTRIBUTION | KUALA SELANGOR | Existing | RYB | LV FUSE SWITCH |  | CLOSED | IEC MIDDLE CURVE | FUSES | SPARE |  |  |  | 250.000 A |  |  | 6
379892586 | TNB | DISTRIBUTION | KUALA SELANGOR | Existing | RYB | LV FUSE SWITCH |  | CLOSED | IEC MIDDLE CURVE | FUSES | SPARE |  |  |  | 250.000 A |  |  | 6
379892591 | TNB | DISTRIBUTION | KUALA SELANGOR | Existing | RYB | LV FUSE SWITCH |  | CLOSED | IEC MIDDLE CURVE | FUSES | SPARE |  |  |  | 250.000 A |  |  | 6
379892594 | TNB | DISTRIBUTION | KUALA SELANGOR | Existing | RYB | LV FUSE SWITCH |  | CLOSED | IEC MIDDLE CURVE | FUSES | SPARE |  |  |  | 250.000 A |  |  | 6
379892598 | TNB | DISTRIBUTION | KUALA SELANGOR | Existing | RYB | LV FUSE SWITCH |  | CLOSED | IEC MIDDLE CURVE | FUSES | SPARE |  |  |  | 250.000 A |  |  | 6
379892608 | TNB | DISTRIBUTION | KUALA SELANGOR | Existing | RYB | LV FUSE SWITCH |  | CLOSED | IEC MIDDLE CURVE | FUSES | SPARE |  |  |  | 250.000 A |  |  | 6
379892614 | TNB | DISTRIBUTION | KUALA SELANGOR | Existing | RYB | LV FUSE SWITCH |  | CLOSED | IEC MIDDLE CURVE | FUSES | SPARE |  |  |  | 250.000 A |  |  | 6
379892626 | TNB | DISTRIBUTION | KUALA SELANGOR | Existing | RYB | LV FUSE SWITCH |  | CLOSED | IEC MIDDLE CURVE | FUSES | SPARE |  |  |  | 250.000 A |  |  | 6
379892668 | TNB | DISTRIBUTION | KUALA SELANGOR | Existing | RYB | LV FUSE SWITCH |  | CLOSED | IEC MIDDLE CURVE | FUSES | SPARE |  |  |  | 250.000 A |  |  | 6
379892680 | TNB | DISTRIBUTION | KUALA SELANGOR | Existing | RYB | LV FUSE SWITCH |  | CLOSED | IEC MIDDLE CURVE | FUSES | SPARE |  |  |  | 250.000 A |  |  | 6
379892685 | TNB | DISTRIBUTION | KUALA SELANGOR | Existing | RYB | LV FUSE SWITCH |  | CLOSED | IEC MIDDLE CURVE | FUSES | SPARE |  |  |  | 250.000 A |  |  | 6
379892688 | TNB | DISTRIBUTION | KUALA SELANGOR | Existing | RYB | LV FUSE SWITCH |  | CLOSED | IEC MIDDLE CURVE | FUSES | SPARE |  |  |  | 250.000 A |  |  | 6
379892692 | TNB | DISTRIBUTION | KUALA SELANGOR | Existing | RYB | LV FUSE SWITCH |  | CLOSED | IEC MIDDLE CURVE | FUSES | SPARE |  |  |  | 250.000 A |  |  | 6
379892702 | TNB | DISTRIBUTION | KUALA SELANGOR | Existing | RYB | LV FUSE SWITCH |  | CLOSED | IEC MIDDLE CURVE | FUSES | SPARE |  |  |  | 250.000 A |  |  | 6
379892708 | TNB | DISTRIBUTION | KUALA SELANGOR | Existing | RYB | LV FUSE SWITCH |  | CLOSED | IEC MIDDLE CURVE | FUSES | SPARE |  |  |  | 250.000 A |  |  | 6
379892720 | TNB | DISTRIBUTION | KUALA SELANGOR | Existing | RYB | LV FUSE SWITCH |  | CLOSED | IEC MIDDLE CURVE | FUSES | SPARE |  |  |  | 250.000 A |  |  | 6
379892762 | TNB | DISTRIBUTION | KUALA SELANGOR | Existing | RYB | LV FUSE SWITCH |  | CLOSED | IEC MIDDLE CURVE | FUSES | SPARE |  |  |  | 250.000 A |  |  | 6
379892774 | TNB | DISTRIBUTION | KUALA SELANGOR | Existing | RYB | LV FUSE SWITCH |  | CLOSED | IEC MIDDLE CURVE | FUSES | SPARE |  |  |  | 250.000 A |  |  | 6
379892779 | TNB | DISTRIBUTION | KUALA SELANGOR | Existing | RYB | LV FUSE SWITCH |  | CLOSED | IEC MIDDLE CURVE | FUSES | SPARE |  |  |  | 250.000 A |  |  | 6
379892782 | TNB | DISTRIBUTION | KUALA SELANGOR | Existing | RYB | LV FUSE SWITCH |  | CLOSED | IEC MIDDLE CURVE | FUSES | SPARE |  |  |  | 250.000 A |  |  | 6
379892786 | TNB | DISTRIBUTION | KUALA SELANGOR | Existing | RYB | LV FUSE SWITCH |  | CLOSED | IEC MIDDLE CURVE | FUSES | SPARE |  |  |  | 250.000 A |  |  | 6
379892796 | TNB | DISTRIBUTION | KUALA SELANGOR | Existing | RYB | LV FUSE SWITCH |  | CLOSED | IEC MIDDLE CURVE | FUSES | SPARE |  |  |  | 250.000 A |  |  | 6
379892802 | TNB | DISTRIBUTION | KUALA SELANGOR | Existing | RYB | LV FUSE SWITCH |  | CLOSED | IEC MIDDLE CURVE | FUSES | SPARE |  |  |  | 250.000 A |  |  | 6
379892814 | TNB | DISTRIBUTION | KUALA SELANGOR | Existing | RYB | LV FUSE SWITCH |  | CLOSED | IEC MIDDLE CURVE | FUSES | SPARE |  |  |  | 250.000 A |  |  | 6
379893011 | TNB | DISTRIBUTION | KUALA SELANGOR | Existing | RYB | LV FUSE SWITCH |  | CLOSED | IEC MIDDLE CURVE | FUSES | SPARE |  |  |  | 250.000 A |  |  | 6
379893023 | TNB | DISTRIBUTION | KUALA SELANGOR | Existing | RYB | LV FUSE SWITCH |  | CLOSED | IEC MIDDLE CURVE | FUSES | SPARE |  |  |  | 250.000 A |  |  | 6
379893028 | TNB | DISTRIBUTION | KUALA SELANGOR | Existing | RYB | LV FUSE SWITCH |  | CLOSED | IEC MIDDLE CURVE | FUSES | SPARE |  |  |  | 250.000 A |  |  | 6
379893031 | TNB | DISTRIBUTION | KUALA SELANGOR | Existing | RYB | LV FUSE SWITCH |  | CLOSED | IEC MIDDLE CURVE | FUSES | SPARE |  |  |  | 250.000 A |  |  | 6
379893035 | TNB | DISTRIBUTION | KUALA SELANGOR | Existing | RYB | LV FUSE SWITCH |  | CLOSED | IEC MIDDLE CURVE | FUSES | SPARE |  |  |  | 250.000 A |  |  | 6
379893045 | TNB | DISTRIBUTION | KUALA SELANGOR | Existing | RYB | LV FUSE SWITCH |  | CLOSED | IEC MIDDLE CURVE | FUSES | SPARE |  |  |  | 250.000 A |  |  | 6
379893051 | TNB | DISTRIBUTION | KUALA SELANGOR | Existing | RYB | LV FUSE SWITCH |  | CLOSED | IEC MIDDLE CURVE | FUSES | SPARE |  |  |  | 250.000 A |  |  | 6
379893063 | TNB | DISTRIBUTION | KUALA SELANGOR | Existing | RYB | LV FUSE SWITCH |  | CLOSED | IEC MIDDLE CURVE | FUSES | SPARE |  |  |  | 250.000 A |  |  | 6
379893105 | TNB | DISTRIBUTION | KUALA SELANGOR | Existing | RYB | LV FUSE SWITCH |  | CLOSED | IEC MIDDLE CURVE | FUSES | SPARE |  |  |  | 250.000 A |  |  | 6
379893117 | TNB | DISTRIBUTION | KUALA SELANGOR | Existing | RYB | LV FUSE SWITCH |  | CLOSED | IEC MIDDLE CURVE | FUSES | SPARE |  |  |  | 250.000 A |  |  | 6
379893122 | TNB | DISTRIBUTION | KUALA SELANGOR | Existing | RYB | LV FUSE SWITCH |  | CLOSED | IEC MIDDLE CURVE | FUSES | SPARE |  |  |  | 250.000 A |  |  | 6
379893125 | TNB | DISTRIBUTION | KUALA SELANGOR | Existing | RYB | LV FUSE SWITCH |  | CLOSED | IEC MIDDLE CURVE | FUSES | SPARE |  |  |  | 250.000 A |  |  | 6
379893129 | TNB | DISTRIBUTION | KUALA SELANGOR | Existing | RYB | LV FUSE SWITCH |  | CLOSED | IEC MIDDLE CURVE | FUSES | SPARE |  |  |  | 250.000 A |  |  | 6
379893139 | TNB | DISTRIBUTION | KUALA SELANGOR | Existing | RYB | LV FUSE SWITCH |  | CLOSED | IEC MIDDLE CURVE | FUSES | SPARE |  |  |  | 250.000 A |  |  | 6
379893145 | TNB | DISTRIBUTION | KUALA SELANGOR | Existing | RYB | LV FUSE SWITCH |  | CLOSED | IEC MIDDLE CURVE | FUSES | SPARE |  |  |  | 250.000 A |  |  | 6
379893157 | TNB | DISTRIBUTION | KUALA SELANGOR | Existing | RYB | LV FUSE SWITCH |  | CLOSED | IEC MIDDLE CURVE | FUSES | SPARE |  |  |  | 250.000 A |  |  | 6
379893199 | TNB | DISTRIBUTION | KUALA SELANGOR | Existing | RYB | LV FUSE SWITCH |  | CLOSED | IEC MIDDLE CURVE | FUSES | SPARE |  |  |  | 250.000 A |  |  | 6
379893211 | TNB | DISTRIBUTION | KUALA SELANGOR | Existing | RYB | LV FUSE SWITCH |  | CLOSED | IEC MIDDLE CURVE | FUSES | SPARE |  |  |  | 250.000 A |  |  | 6
379893216 | TNB | DISTRIBUTION | KUALA SELANGOR | Existing | RYB | LV FUSE SWITCH |  | CLOSED | IEC MIDDLE CURVE | FUSES | SPARE |  |  |  | 250.000 A |  |  | 6
379893219 | TNB | DISTRIBUTION | KUALA SELANGOR | Existing | RYB | LV FUSE SWITCH |  | CLOSED | IEC MIDDLE CURVE | FUSES | SPARE |  |  |  | 250.000 A |  |  | 6
379893223 | TNB | DISTRIBUTION | KUALA SELANGOR | Existing | RYB | LV FUSE SWITCH |  | CLOSED | IEC MIDDLE CURVE | FUSES | SPARE |  |  |  | 250.000 A |  |  | 6
379893233 | TNB | DISTRIBUTION | KUALA SELANGOR | Existing | RYB | LV FUSE SWITCH |  | CLOSED | IEC MIDDLE CURVE | FUSES | SPARE |  |  |  | 250.000 A |  |  | 6
379893239 | TNB | DISTRIBUTION | KUALA SELANGOR | Existing | RYB | LV FUSE SWITCH |  | CLOSED | IEC MIDDLE CURVE | FUSES | SPARE |  |  |  | 250.000 A |  |  | 6
379893251 | TNB | DISTRIBUTION | KUALA SELANGOR | Existing | RYB | LV FUSE SWITCH |  | CLOSED | IEC MIDDLE CURVE | FUSES | SPARE |  |  |  | 250.000 A |  |  | 6
379893293 | TNB | DISTRIBUTION | KUALA SELANGOR | Existing | RYB | LV FUSE SWITCH |  | CLOSED | IEC MIDDLE CURVE | FUSES | SPARE |  |  |  | 250.000 A |  |  | 6
379893305 | TNB | DISTRIBUTION | KUALA SELANGOR | Existing | RYB | LV FUSE SWITCH |  | CLOSED | IEC MIDDLE CURVE | FUSES | SPARE |  |  |  | 250.000 A |  |  | 6
379893310 | TNB | DISTRIBUTION | KUALA SELANGOR | Existing | RYB | LV FUSE SWITCH |  | CLOSED | IEC MIDDLE CURVE | FUSES | SPARE |  |  |  | 250.000 A |  |  | 6
379893313 | TNB | DISTRIBUTION | KUALA SELANGOR | Existing | RYB | LV FUSE SWITCH |  | CLOSED | IEC MIDDLE CURVE | FUSES | SPARE |  |  |  | 250.000 A |  |  | 6
379893317 | TNB | DISTRIBUTION | KUALA SELANGOR | Existing | RYB | LV FUSE SWITCH |  | CLOSED | IEC MIDDLE CURVE | FUSES | SPARE |  |  |  | 250.000 A |  |  | 6
379893327 | TNB | DISTRIBUTION | KUALA SELANGOR | Existing | RYB | LV FUSE SWITCH |  | CLOSED | IEC MIDDLE CURVE | FUSES | SPARE |  |  |  | 250.000 A |  |  | 6
379893333 | TNB | DISTRIBUTION | KUALA SELANGOR | Existing | RYB | LV FUSE SWITCH |  | CLOSED | IEC MIDDLE CURVE | FUSES | SPARE |  |  |  | 250.000 A |  |  | 6
379893345 | TNB | DISTRIBUTION | KUALA SELANGOR | Existing | RYB | LV FUSE SWITCH |  | CLOSED | IEC MIDDLE CURVE | FUSES | SPARE |  |  |  | 250.000 A |  |  | 6
379893407 | TNB | DISTRIBUTION | KUALA SELANGOR | Existing | RYB | LV FUSE SWITCH |  | CLOSED | IEC MIDDLE CURVE | FUSES | SPARE |  |  |  | 250.000 A |  |  | 6
379893419 | TNB | DISTRIBUTION | KUALA SELANGOR | Existing | RYB | LV FUSE SWITCH |  | CLOSED | IEC MIDDLE CURVE | FUSES | SPARE |  |  |  | 250.000 A |  |  | 6
379893424 | TNB | DISTRIBUTION | KUALA SELANGOR | Existing | RYB | LV FUSE SWITCH |  | CLOSED | IEC MIDDLE CURVE | FUSES | SPARE |  |  |  | 250.000 A |  |  | 6
379893427 | TNB | DISTRIBUTION | KUALA SELANGOR | Existing | RYB | LV FUSE SWITCH |  | CLOSED | IEC MIDDLE CURVE | FUSES | SPARE |  |  |  | 250.000 A |  |  | 6
379893431 | TNB | DISTRIBUTION | KUALA SELANGOR | Existing | RYB | LV FUSE SWITCH |  | CLOSED | IEC MIDDLE CURVE | FUSES | SPARE |  |  |  | 250.000 A |  |  | 6
379893441 | TNB | DISTRIBUTION | KUALA SELANGOR | Existing | RYB | LV FUSE SWITCH |  | CLOSED | IEC MIDDLE CURVE | FUSES | SPARE |  |  |  | 250.000 A |  |  | 6
379893447 | TNB | DISTRIBUTION | KUALA SELANGOR | Existing | RYB | LV FUSE SWITCH |  | CLOSED | IEC MIDDLE CURVE | FUSES | SPARE |  |  |  | 250.000 A |  |  | 6
379893459 | TNB | DISTRIBUTION | KUALA SELANGOR | Existing | RYB | LV FUSE SWITCH |  | CLOSED | IEC MIDDLE CURVE | FUSES | SPARE |  |  |  | 250.000 A |  |  | 6
379893464 | TNB | DISTRIBUTION | KUALA SELANGOR | Existing | RYB | LV FUSE SWITCH |  | CLOSED | IEC MIDDLE CURVE | FUSES | SPARE |  |  |  | 250.000 A |  |  | 6
379893476 | TNB | DISTRIBUTION | KUALA SELANGOR | Existing | RYB | LV FUSE SWITCH |  | CLOSED | IEC MIDDLE CURVE | FUSES | SPARE |  |  |  | 250.000 A |  |  | 6
379893481 | TNB | DISTRIBUTION | KUALA SELANGOR | Existing | RYB | LV FUSE SWITCH |  | CLOSED | IEC MIDDLE CURVE | FUSES | SPARE |  |  |  | 250.000 A |  |  | 6
379893484 | TNB | DISTRIBUTION | KUALA SELANGOR | Existing | RYB | LV FUSE SWITCH |  | CLOSED | IEC MIDDLE CURVE | FUSES | SPARE |  |  |  | 250.000 A |  |  | 6
379893488 | TNB | DISTRIBUTION | KUALA SELANGOR | Existing | RYB | LV FUSE SWITCH |  | CLOSED | IEC MIDDLE CURVE | FUSES | SPARE |  |  |  | 250.000 A |  |  | 6
379893498 | TNB | DISTRIBUTION | KUALA SELANGOR | Existing | RYB | LV FUSE SWITCH |  | CLOSED | IEC MIDDLE CURVE | FUSES | SPARE |  |  |  | 250.000 A |  |  | 6
379893504 | TNB | DISTRIBUTION | KUALA SELANGOR | Existing | RYB | LV FUSE SWITCH |  | CLOSED | IEC MIDDLE CURVE | FUSES | SPARE |  |  |  | 250.000 A |  |  | 6
379893516 | TNB | DISTRIBUTION | KUALA SELANGOR | Existing | RYB | LV FUSE SWITCH |  | CLOSED | IEC MIDDLE CURVE | FUSES | SPARE |  |  |  | 250.000 A |  |  | 6
379893578 | TNB | DISTRIBUTION | KUALA SELANGOR | Existing | RYB | LV FUSE SWITCH |  | CLOSED | IEC MIDDLE CURVE | FUSES | SPARE |  |  |  | 250.000 A |  |  | 6
379893590 | TNB | DISTRIBUTION | KUALA SELANGOR | Existing | RYB | LV FUSE SWITCH |  | CLOSED | IEC MIDDLE CURVE | FUSES | SPARE |  |  |  | 250.000 A |  |  | 6
379893595 | TNB | DISTRIBUTION | KUALA SELANGOR | Existing | RYB | LV FUSE SWITCH |  | CLOSED | IEC MIDDLE CURVE | FUSES | SPARE |  |  |  | 250.000 A |  |  | 6
379893598 | TNB | DISTRIBUTION | KUALA SELANGOR | Existing | RYB | LV FUSE SWITCH |  | CLOSED | IEC MIDDLE CURVE | FUSES | SPARE |  |  |  | 250.000 A |  |  | 6
379893602 | TNB | DISTRIBUTION | KUALA SELANGOR | Existing | RYB | LV FUSE SWITCH |  | CLOSED | IEC MIDDLE CURVE | FUSES | SPARE |  |  |  | 250.000 A |  |  | 6
379893612 | TNB | DISTRIBUTION | KUALA SELANGOR | Existing | RYB | LV FUSE SWITCH |  | CLOSED | IEC MIDDLE CURVE | FUSES | SPARE |  |  |  | 250.000 A |  |  | 6
379893618 | TNB | DISTRIBUTION | KUALA SELANGOR | Existing | RYB | LV FUSE SWITCH |  | CLOSED | IEC MIDDLE CURVE | FUSES | SPARE |  |  |  | 250.000 A |  |  | 6
379893630 | TNB | DISTRIBUTION | KUALA SELANGOR | Existing | RYB | LV FUSE SWITCH |  | CLOSED | IEC MIDDLE CURVE | FUSES | SPARE |  |  |  | 250.000 A |  |  | 6
379893635 | TNB | DISTRIBUTION | KUALA SELANGOR | Existing | RYB | LV FUSE SWITCH |  | CLOSED | IEC MIDDLE CURVE | FUSES | SPARE |  |  |  | 250.000 A |  |  | 6
379893647 | TNB | DISTRIBUTION | KUALA SELANGOR | Existing | RYB | LV FUSE SWITCH |  | CLOSED | IEC MIDDLE CURVE | FUSES | SPARE |  |  |  | 250.000 A |  |  | 6
379893652 | TNB | DISTRIBUTION | KUALA SELANGOR | Existing | RYB | LV FUSE SWITCH |  | CLOSED | IEC MIDDLE CURVE | FUSES | SPARE |  |  |  | 250.000 A |  |  | 6
379893655 | TNB | DISTRIBUTION | KUALA SELANGOR | Existing | RYB | LV FUSE SWITCH |  | CLOSED | IEC MIDDLE CURVE | FUSES | SPARE |  |  |  | 250.000 A |  |  | 6
379893659 | TNB | DISTRIBUTION | KUALA SELANGOR | Existing | RYB | LV FUSE SWITCH |  | CLOSED | IEC MIDDLE CURVE | FUSES | SPARE |  |  |  | 250.000 A |  |  | 6
379893669 | TNB | DISTRIBUTION | KUALA SELANGOR | Existing | RYB | LV FUSE SWITCH |  | CLOSED | IEC MIDDLE CURVE | FUSES | SPARE |  |  |  | 250.000 A |  |  | 6
379893675 | TNB | DISTRIBUTION | KUALA SELANGOR | Existing | RYB | LV FUSE SWITCH |  | CLOSED | IEC MIDDLE CURVE | FUSES | SPARE |  |  |  | 250.000 A |  |  | 6
379893687 | TNB | DISTRIBUTION | KUALA SELANGOR | Existing | RYB | LV FUSE SWITCH |  | CLOSED | IEC MIDDLE CURVE | FUSES | SPARE |  |  |  | 250.000 A |  |  | 6
379893755 | TNB | DISTRIBUTION | KUALA SELANGOR | Existing | RYB | LV FUSE SWITCH |  | CLOSED | IEC MIDDLE CURVE | FUSES | SPARE |  |  |  | 250.000 A |  |  | 6
379893767 | TNB | DISTRIBUTION | KUALA SELANGOR | Existing | RYB | LV FUSE SWITCH |  | CLOSED | IEC MIDDLE CURVE | FUSES | SPARE |  |  |  | 250.000 A |  |  | 6
379893772 | TNB | DISTRIBUTION | KUALA SELANGOR | Existing | RYB | LV FUSE SWITCH |  | CLOSED | IEC MIDDLE CURVE | FUSES | SPARE |  |  |  | 250.000 A |  |  | 6
379893775 | TNB | DISTRIBUTION | KUALA SELANGOR | Existing | RYB | LV FUSE SWITCH |  | CLOSED | IEC MIDDLE CURVE | FUSES | SPARE |  |  |  | 250.000 A |  |  | 6
379893779 | TNB | DISTRIBUTION | KUALA SELANGOR | Existing | RYB | LV FUSE SWITCH |  | CLOSED | IEC MIDDLE CURVE | FUSES | SPARE |  |  |  | 250.000 A |  |  | 6
379893789 | TNB | DISTRIBUTION | KUALA SELANGOR | Existing | RYB | LV FUSE SWITCH |  | CLOSED | IEC MIDDLE CURVE | FUSES | SPARE |  |  |  | 250.000 A |  |  | 6
379893795 | TNB | DISTRIBUTION | KUALA SELANGOR | Existing | RYB | LV FUSE SWITCH |  | CLOSED | IEC MIDDLE CURVE | FUSES | SPARE |  |  |  | 250.000 A |  |  | 6
379893807 | TNB | DISTRIBUTION | KUALA SELANGOR | Existing | RYB | LV FUSE SWITCH |  | CLOSED | IEC MIDDLE CURVE | FUSES | SPARE |  |  |  | 250.000 A |  |  | 6
379893849 | TNB | DISTRIBUTION | KUALA SELANGOR | Existing | RYB | LV FUSE SWITCH |  | CLOSED | IEC MIDDLE CURVE | FUSES | SPARE |  |  |  | 250.000 A |  |  | 6
379893861 | TNB | DISTRIBUTION | KUALA SELANGOR | Existing | RYB | LV FUSE SWITCH |  | CLOSED | IEC MIDDLE CURVE | FUSES | SPARE |  |  |  | 250.000 A |  |  | 6
379893866 | TNB | DISTRIBUTION | KUALA SELANGOR | Existing | RYB | LV FUSE SWITCH |  | CLOSED | IEC MIDDLE CURVE | FUSES | SPARE |  |  |  | 250.000 A |  |  | 6
379893869 | TNB | DISTRIBUTION | KUALA SELANGOR | Existing | RYB | LV FUSE SWITCH |  | CLOSED | IEC MIDDLE CURVE | FUSES | SPARE |  |  |  | 250.000 A |  |  | 6
379893873 | TNB | DISTRIBUTION | KUALA SELANGOR | Existing | RYB | LV FUSE SWITCH |  | CLOSED | IEC MIDDLE CURVE | FUSES | SPARE |  |  |  | 250.000 A |  |  | 6
379893883 | TNB | DISTRIBUTION | KUALA SELANGOR | Existing | RYB | LV FUSE SWITCH |  | CLOSED | IEC MIDDLE CURVE | FUSES | SPARE |  |  |  | 250.000 A |  |  | 6
379893889 | TNB | DISTRIBUTION | KUALA SELANGOR | Existing | RYB | LV FUSE SWITCH |  | CLOSED | IEC MIDDLE CURVE | FUSES | SPARE |  |  |  | 250.000 A |  |  | 6
379893901 | TNB | DISTRIBUTION | KUALA SELANGOR | Existing | RYB | LV FUSE SWITCH |  | CLOSED | IEC MIDDLE CURVE | FUSES | SPARE |  |  |  | 250.000 A |  |  | 6
379893963 | TNB | DISTRIBUTION | KUALA SELANGOR | Existing | RYB | LV FUSE SWITCH |  | CLOSED | IEC MIDDLE CURVE | FUSES | SPARE |  |  |  | 250.000 A |  |  | 6
379893975 | TNB | DISTRIBUTION | KUALA SELANGOR | Existing | RYB | LV FUSE SWITCH |  | CLOSED | IEC MIDDLE CURVE | FUSES | SPARE |  |  |  | 250.000 A |  |  | 6
379893980 | TNB | DISTRIBUTION | KUALA SELANGOR | Existing | RYB | LV FUSE SWITCH |  | CLOSED | IEC MIDDLE CURVE | FUSES | SPARE |  |  |  | 250.000 A |  |  | 6
379893983 | TNB | DISTRIBUTION | KUALA SELANGOR | Existing | RYB | LV FUSE SWITCH |  | CLOSED | IEC MIDDLE CURVE | FUSES | SPARE |  |  |  | 250.000 A |  |  | 6
379893987 | TNB | DISTRIBUTION | KUALA SELANGOR | Existing | RYB | LV FUSE SWITCH |  | CLOSED | IEC MIDDLE CURVE | FUSES | SPARE |  |  |  | 250.000 A |  |  | 6
379893997 | TNB | DISTRIBUTION | KUALA SELANGOR | Existing | RYB | LV FUSE SWITCH |  | CLOSED | IEC MIDDLE CURVE | FUSES | SPARE |  |  |  | 250.000 A |  |  | 6
379894003 | TNB | DISTRIBUTION | KUALA SELANGOR | Existing | RYB | LV FUSE SWITCH |  | CLOSED | IEC MIDDLE CURVE | FUSES | SPARE |  |  |  | 250.000 A |  |  | 6
379894015 | TNB | DISTRIBUTION | KUALA SELANGOR | Existing | RYB | LV FUSE SWITCH |  | CLOSED | IEC MIDDLE CURVE | FUSES | SPARE |  |  |  | 250.000 A |  |  | 6
379894020 | TNB | DISTRIBUTION | KUALA SELANGOR | Existing | RYB | LV FUSE SWITCH |  | CLOSED | IEC MIDDLE CURVE | FUSES | SPARE |  |  |  | 250.000 A |  |  | 6
379894032 | TNB | DISTRIBUTION | KUALA SELANGOR | Existing | RYB | LV FUSE SWITCH |  | CLOSED | IEC MIDDLE CURVE | FUSES | SPARE |  |  |  | 250.000 A |  |  | 6
379894037 | TNB | DISTRIBUTION | KUALA SELANGOR | Existing | RYB | LV FUSE SWITCH |  | CLOSED | IEC MIDDLE CURVE | FUSES | SPARE |  |  |  | 250.000 A |  |  | 6
379894040 | TNB | DISTRIBUTION | KUALA SELANGOR | Existing | RYB | LV FUSE SWITCH |  | CLOSED | IEC MIDDLE CURVE | FUSES | SPARE |  |  |  | 250.000 A |  |  | 6
379894044 | TNB | DISTRIBUTION | KUALA SELANGOR | Existing | RYB | LV FUSE SWITCH |  | CLOSED | IEC MIDDLE CURVE | FUSES | SPARE |  |  |  | 250.000 A |  |  | 6
379894054 | TNB | DISTRIBUTION | KUALA SELANGOR | Existing | RYB | LV FUSE SWITCH |  | CLOSED | IEC MIDDLE CURVE | FUSES | SPARE |  |  |  | 250.000 A |  |  | 6
379894060 | TNB | DISTRIBUTION | KUALA SELANGOR | Existing | RYB | LV FUSE SWITCH |  | CLOSED | IEC MIDDLE CURVE | FUSES | SPARE |  |  |  | 250.000 A |  |  | 6
379894072 | TNB | DISTRIBUTION | KUALA SELANGOR | Existing | RYB | LV FUSE SWITCH |  | CLOSED | IEC MIDDLE CURVE | FUSES | SPARE |  |  |  | 250.000 A |  |  | 6
379894114 | TNB | DISTRIBUTION | KUALA SELANGOR | Existing | RYB | LV FUSE SWITCH |  | CLOSED | IEC MIDDLE CURVE | FUSES | SPARE |  |  |  | 250.000 A |  |  | 6
379894126 | TNB | DISTRIBUTION | KUALA SELANGOR | Existing | RYB | LV FUSE SWITCH |  | CLOSED | IEC MIDDLE CURVE | FUSES | SPARE |  |  |  | 250.000 A |  |  | 6
379894131 | TNB | DISTRIBUTION | KUALA SELANGOR | Existing | RYB | LV FUSE SWITCH |  | CLOSED | IEC MIDDLE CURVE | FUSES | SPARE |  |  |  | 250.000 A |  |  | 6
379894134 | TNB | DISTRIBUTION | KUALA SELANGOR | Existing | RYB | LV FUSE SWITCH |  | CLOSED | IEC MIDDLE CURVE | FUSES | SPARE |  |  |  | 250.000 A |  |  | 6
379894138 | TNB | DISTRIBUTION | KUALA SELANGOR | Existing | RYB | LV FUSE SWITCH |  | CLOSED | IEC MIDDLE CURVE | FUSES | SPARE |  |  |  | 250.000 A |  |  | 6
379894148 | TNB | DISTRIBUTION | KUALA SELANGOR | Existing | RYB | LV FUSE SWITCH |  | CLOSED | IEC MIDDLE CURVE | FUSES | SPARE |  |  |  | 250.000 A |  |  | 6
379894154 | TNB | DISTRIBUTION | KUALA SELANGOR | Existing | RYB | LV FUSE SWITCH |  | CLOSED | IEC MIDDLE CURVE | FUSES | SPARE |  |  |  | 250.000 A |  |  | 6
379894166 | TNB | DISTRIBUTION | KUALA SELANGOR | Existing | RYB | LV FUSE SWITCH |  | CLOSED | IEC MIDDLE CURVE | FUSES | SPARE |  |  |  | 250.000 A |  |  | 6
379894208 | TNB | DISTRIBUTION | KUALA SELANGOR | Existing | RYB | LV FUSE SWITCH |  | CLOSED | IEC MIDDLE CURVE | FUSES | SPARE |  |  |  | 250.000 A |  |  | 6
379894220 | TNB | DISTRIBUTION | KUALA SELANGOR | Existing | RYB | LV FUSE SWITCH |  | CLOSED | IEC MIDDLE CURVE | FUSES | SPARE |  |  |  | 250.000 A |  |  | 6
379894225 | TNB | DISTRIBUTION | KUALA SELANGOR | Existing | RYB | LV FUSE SWITCH |  | CLOSED | IEC MIDDLE CURVE | FUSES | SPARE |  |  |  | 250.000 A |  |  | 6
379894228 | TNB | DISTRIBUTION | KUALA SELANGOR | Existing | RYB | LV FUSE SWITCH |  | CLOSED | IEC MIDDLE CURVE | FUSES | SPARE |  |  |  | 250.000 A |  |  | 6
379894232 | TNB | DISTRIBUTION | KUALA SELANGOR | Existing | RYB | LV FUSE SWITCH |  | CLOSED | IEC MIDDLE CURVE | FUSES | SPARE |  |  |  | 250.000 A |  |  | 6
379894242 | TNB | DISTRIBUTION | KUALA SELANGOR | Existing | RYB | LV FUSE SWITCH |  | CLOSED | IEC MIDDLE CURVE | FUSES | SPARE |  |  |  | 250.000 A |  |  | 6
379894248 | TNB | DISTRIBUTION | KUALA SELANGOR | Existing | RYB | LV FUSE SWITCH |  | CLOSED | IEC MIDDLE CURVE | FUSES | SPARE |  |  |  | 250.000 A |  |  | 6
379894260 | TNB | DISTRIBUTION | KUALA SELANGOR | Existing | RYB | LV FUSE SWITCH |  | CLOSED | IEC MIDDLE CURVE | FUSES | SPARE |  |  |  | 250.000 A |  |  | 6
379894302 | TNB | DISTRIBUTION | KUALA SELANGOR | Existing | RYB | LV FUSE SWITCH |  | CLOSED | IEC MIDDLE CURVE | FUSES | SPARE |  |  |  | 250.000 A |  |  | 6
379894314 | TNB | DISTRIBUTION | KUALA SELANGOR | Existing | RYB | LV FUSE SWITCH |  | CLOSED | IEC MIDDLE CURVE | FUSES | SPARE |  |  |  | 250.000 A |  |  | 6
379894319 | TNB | DISTRIBUTION | KUALA SELANGOR | Existing | RYB | LV FUSE SWITCH |  | CLOSED | IEC MIDDLE CURVE | FUSES | SPARE |  |  |  | 250.000 A |  |  | 6
379894322 | TNB | DISTRIBUTION | KUALA SELANGOR | Existing | RYB | LV FUSE SWITCH |  | CLOSED | IEC MIDDLE CURVE | FUSES | SPARE |  |  |  | 250.000 A |  |  | 6
379894326 | TNB | DISTRIBUTION | KUALA SELANGOR | Existing | RYB | LV FUSE SWITCH |  | CLOSED | IEC MIDDLE CURVE | FUSES | SPARE |  |  |  | 250.000 A |  |  | 6
379894336 | TNB | DISTRIBUTION | KUALA SELANGOR | Existing | RYB | LV FUSE SWITCH |  | CLOSED | IEC MIDDLE CURVE | FUSES | SPARE |  |  |  | 250.000 A |  |  | 6
379894342 | TNB | DISTRIBUTION | KUALA SELANGOR | Existing | RYB | LV FUSE SWITCH |  | CLOSED | IEC MIDDLE CURVE | FUSES | SPARE |  |  |  | 250.000 A |  |  | 6
379894354 | TNB | DISTRIBUTION | KUALA SELANGOR | Existing | RYB | LV FUSE SWITCH |  | CLOSED | IEC MIDDLE CURVE | FUSES | SPARE |  |  |  | 250.000 A |  |  | 6
379894416 | TNB | DISTRIBUTION | KUALA SELANGOR | Existing | RYB | LV FUSE SWITCH |  | CLOSED | IEC MIDDLE CURVE | FUSES | SPARE |  |  |  | 250.000 A |  |  | 6
379894428 | TNB | DISTRIBUTION | KUALA SELANGOR | Existing | RYB | LV FUSE SWITCH |  | CLOSED | IEC MIDDLE CURVE | FUSES | SPARE |  |  |  | 250.000 A |  |  | 6
379894433 | TNB | DISTRIBUTION | KUALA SELANGOR | Existing | RYB | LV FUSE SWITCH |  | CLOSED | IEC MIDDLE CURVE | FUSES | SPARE |  |  |  | 250.000 A |  |  | 6
379894436 | TNB | DISTRIBUTION | KUALA SELANGOR | Existing | RYB | LV FUSE SWITCH |  | CLOSED | IEC MIDDLE CURVE | FUSES | SPARE |  |  |  | 250.000 A |  |  | 6
379894440 | TNB | DISTRIBUTION | KUALA SELANGOR | Existing | RYB | LV FUSE SWITCH |  | CLOSED | IEC MIDDLE CURVE | FUSES | SPARE |  |  |  | 250.000 A |  |  | 6
379894450 | TNB | DISTRIBUTION | KUALA SELANGOR | Existing | RYB | LV FUSE SWITCH |  | CLOSED | IEC MIDDLE CURVE | FUSES | SPARE |  |  |  | 250.000 A |  |  | 6
379894456 | TNB | DISTRIBUTION | KUALA SELANGOR | Existing | RYB | LV FUSE SWITCH |  | CLOSED | IEC MIDDLE CURVE | FUSES | SPARE |  |  |  | 250.000 A |  |  | 6
379894468 | TNB | DISTRIBUTION | KUALA SELANGOR | Existing | RYB | LV FUSE SWITCH |  | CLOSED | IEC MIDDLE CURVE | FUSES | SPARE |  |  |  | 250.000 A |  |  | 6
379894473 | TNB | DISTRIBUTION | KUALA SELANGOR | Existing | RYB | LV FUSE SWITCH |  | CLOSED | IEC MIDDLE CURVE | FUSES | SPARE |  |  |  | 250.000 A |  |  | 6
379894790 | TNB | DISTRIBUTION | KUALA SELANGOR | Existing | RYB | LV FUSE SWITCH |  | CLOSED | IEC MIDDLE CURVE | FUSES | SPARE |  |  |  | 250.000 A |  |  | 6
379894802 | TNB | DISTRIBUTION | KUALA SELANGOR | Existing | RYB | LV FUSE SWITCH |  | CLOSED | IEC MIDDLE CURVE | FUSES | SPARE |  |  |  | 250.000 A |  |  | 6
379894807 | TNB | DISTRIBUTION | KUALA SELANGOR | Existing | RYB | LV FUSE SWITCH |  | CLOSED | IEC MIDDLE CURVE | FUSES | SPARE |  |  |  | 250.000 A |  |  | 6
379894810 | TNB | DISTRIBUTION | KUALA SELANGOR | Existing | RYB | LV FUSE SWITCH |  | CLOSED | IEC MIDDLE CURVE | FUSES | SPARE |  |  |  | 250.000 A |  |  | 6
379894814 | TNB | DISTRIBUTION | KUALA SELANGOR | Existing | RYB | LV FUSE SWITCH |  | CLOSED | IEC MIDDLE CURVE | FUSES | SPARE |  |  |  | 250.000 A |  |  | 6
379894824 | TNB | DISTRIBUTION | KUALA SELANGOR | Existing | RYB | LV FUSE SWITCH |  | CLOSED | IEC MIDDLE CURVE | FUSES | SPARE |  |  |  | 250.000 A |  |  | 6
379894830 | TNB | DISTRIBUTION | KUALA SELANGOR | Existing | RYB | LV FUSE SWITCH |  | CLOSED | IEC MIDDLE CURVE | FUSES | SPARE |  |  |  | 250.000 A |  |  | 6
379894842 | TNB | DISTRIBUTION | KUALA SELANGOR | Existing | RYB | LV FUSE SWITCH |  | CLOSED | IEC MIDDLE CURVE | FUSES | SPARE |  |  |  | 250.000 A |  |  | 6
379894897 | TNB | DISTRIBUTION | KUALA SELANGOR | Existing | RYB | LV FUSE SWITCH |  | CLOSED | IEC MIDDLE CURVE | FUSES | SPARE |  |  |  | 250.000 A |  |  | 6
379894909 | TNB | DISTRIBUTION | KUALA SELANGOR | Existing | RYB | LV FUSE SWITCH |  | CLOSED | IEC MIDDLE CURVE | FUSES | SPARE |  |  |  | 250.000 A |  |  | 6
379894914 | TNB | DISTRIBUTION | KUALA SELANGOR | Existing | RYB | LV FUSE SWITCH |  | CLOSED | IEC MIDDLE CURVE | FUSES | SPARE |  |  |  | 250.000 A |  |  | 6
379894917 | TNB | DISTRIBUTION | KUALA SELANGOR | Existing | RYB | LV FUSE SWITCH |  | CLOSED | IEC MIDDLE CURVE | FUSES | SPARE |  |  |  | 250.000 A |  |  | 6
379894921 | TNB | DISTRIBUTION | KUALA SELANGOR | Existing | RYB | LV FUSE SWITCH |  | CLOSED | IEC MIDDLE CURVE | FUSES | SPARE |  |  |  | 250.000 A |  |  | 6
379894931 | TNB | DISTRIBUTION | KUALA SELANGOR | Existing | RYB | LV FUSE SWITCH |  | CLOSED | IEC MIDDLE CURVE | FUSES | SPARE |  |  |  | 250.000 A |  |  | 6
379894937 | TNB | DISTRIBUTION | KUALA SELANGOR | Existing | RYB | LV FUSE SWITCH |  | CLOSED | IEC MIDDLE CURVE | FUSES | SPARE |  |  |  | 250.000 A |  |  | 6
379894949 | TNB | DISTRIBUTION | KUALA SELANGOR | Existing | RYB | LV FUSE SWITCH |  | CLOSED | IEC MIDDLE CURVE | FUSES | SPARE |  |  |  | 250.000 A |  |  | 6
379894991 | TNB | DISTRIBUTION | KUALA SELANGOR | Existing | RYB | LV FUSE SWITCH |  | CLOSED | IEC MIDDLE CURVE | FUSES | SPARE |  |  |  | 250.000 A |  |  | 6
379895003 | TNB | DISTRIBUTION | KUALA SELANGOR | Existing | RYB | LV FUSE SWITCH |  | CLOSED | IEC MIDDLE CURVE | FUSES | SPARE |  |  |  | 250.000 A |  |  | 6
379895008 | TNB | DISTRIBUTION | KUALA SELANGOR | Existing | RYB | LV FUSE SWITCH |  | CLOSED | IEC MIDDLE CURVE | FUSES | SPARE |  |  |  | 250.000 A |  |  | 6
379895011 | TNB | DISTRIBUTION | KUALA SELANGOR | Existing | RYB | LV FUSE SWITCH |  | CLOSED | IEC MIDDLE CURVE | FUSES | SPARE |  |  |  | 250.000 A |  |  | 6
379895015 | TNB | DISTRIBUTION | KUALA SELANGOR | Existing | RYB | LV FUSE SWITCH |  | CLOSED | IEC MIDDLE CURVE | FUSES | SPARE |  |  |  | 250.000 A |  |  | 6
379895025 | TNB | DISTRIBUTION | KUALA SELANGOR | Existing | RYB | LV FUSE SWITCH |  | CLOSED | IEC MIDDLE CURVE | FUSES | SPARE |  |  |  | 250.000 A |  |  | 6
379895031 | TNB | DISTRIBUTION | KUALA SELANGOR | Existing | RYB | LV FUSE SWITCH |  | CLOSED | IEC MIDDLE CURVE | FUSES | SPARE |  |  |  | 250.000 A |  |  | 6
379895043 | TNB | DISTRIBUTION | KUALA SELANGOR | Existing | RYB | LV FUSE SWITCH |  | CLOSED | IEC MIDDLE CURVE | FUSES | SPARE |  |  |  | 250.000 A |  |  | 6
379895085 | TNB | DISTRIBUTION | KUALA SELANGOR | Existing | RYB | LV FUSE SWITCH |  | CLOSED | IEC MIDDLE CURVE | FUSES | SPARE |  |  |  | 250.000 A |  |  | 6
379895097 | TNB | DISTRIBUTION | KUALA SELANGOR | Existing | RYB | LV FUSE SWITCH |  | CLOSED | IEC MIDDLE CURVE | FUSES | SPARE |  |  |  | 250.000 A |  |  | 6
379895102 | TNB | DISTRIBUTION | KUALA SELANGOR | Existing | RYB | LV FUSE SWITCH |  | CLOSED | IEC MIDDLE CURVE | FUSES | SPARE |  |  |  | 250.000 A |  |  | 6
379895105 | TNB | DISTRIBUTION | KUALA SELANGOR | Existing | RYB | LV FUSE SWITCH |  | CLOSED | IEC MIDDLE CURVE | FUSES | SPARE |  |  |  | 250.000 A |  |  | 6
379895109 | TNB | DISTRIBUTION | KUALA SELANGOR | Existing | RYB | LV FUSE SWITCH |  | CLOSED | IEC MIDDLE CURVE | FUSES | SPARE |  |  |  | 250.000 A |  |  | 6
379895119 | TNB | DISTRIBUTION | KUALA SELANGOR | Existing | RYB | LV FUSE SWITCH |  | CLOSED | IEC MIDDLE CURVE | FUSES | SPARE |  |  |  | 250.000 A |  |  | 6
379895125 | TNB | DISTRIBUTION | KUALA SELANGOR | Existing | RYB | LV FUSE SWITCH |  | CLOSED | IEC MIDDLE CURVE | FUSES | SPARE |  |  |  | 250.000 A |  |  | 6
379895137 | TNB | DISTRIBUTION | KUALA SELANGOR | Existing | RYB | LV FUSE SWITCH |  | CLOSED | IEC MIDDLE CURVE | FUSES | SPARE |  |  |  | 250.000 A |  |  | 6
379895282 | TNB | DISTRIBUTION | KUALA SELANGOR | Existing | RYB | LV FUSE SWITCH |  | CLOSED | IEC MIDDLE CURVE | FUSES | SPARE |  |  |  | 250.000 A |  |  | 6
379895294 | TNB | DISTRIBUTION | KUALA SELANGOR | Existing | RYB | LV FUSE SWITCH |  | CLOSED | IEC MIDDLE CURVE | FUSES | SPARE |  |  |  | 250.000 A |  |  | 6
379895299 | TNB | DISTRIBUTION | KUALA SELANGOR | Existing | RYB | LV FUSE SWITCH |  | CLOSED | IEC MIDDLE CURVE | FUSES | SPARE |  |  |  | 250.000 A |  |  | 6
379895302 | TNB | DISTRIBUTION | KUALA SELANGOR | Existing | RYB | LV FUSE SWITCH |  | CLOSED | IEC MIDDLE CURVE | FUSES | SPARE |  |  |  | 250.000 A |  |  | 6
379895306 | TNB | DISTRIBUTION | KUALA SELANGOR | Existing | RYB | LV FUSE SWITCH |  | CLOSED | IEC MIDDLE CURVE | FUSES | SPARE |  |  |  | 250.000 A |  |  | 6
379895316 | TNB | DISTRIBUTION | KUALA SELANGOR | Existing | RYB | LV FUSE SWITCH |  | CLOSED | IEC MIDDLE CURVE | FUSES | SPARE |  |  |  | 250.000 A |  |  | 6
379895322 | TNB | DISTRIBUTION | KUALA SELANGOR | Existing | RYB | LV FUSE SWITCH |  | CLOSED | IEC MIDDLE CURVE | FUSES | SPARE |  |  |  | 250.000 A |  |  | 6
379895334 | TNB | DISTRIBUTION | KUALA SELANGOR | Existing | RYB | LV FUSE SWITCH |  | CLOSED | IEC MIDDLE CURVE | FUSES | SPARE |  |  |  | 250.000 A |  |  | 6
379895690 | TNB | DISTRIBUTION | KUALA SELANGOR | Existing | RYB | LV FUSE SWITCH |  | CLOSED | IEC MIDDLE CURVE | FUSES | SPARE |  |  |  | 250.000 A |  |  | 6
379895692 | TNB | DISTRIBUTION | KUALA SELANGOR | Existing | RYB | LV FUSE SWITCH |  | CLOSED | IEC MIDDLE CURVE | FUSES | SPARE |  |  |  | 250.000 A |  |  | 6
379895703 | TNB | DISTRIBUTION | KUALA SELANGOR | Existing | RYB | LV FUSE SWITCH |  | CLOSED | IEC MIDDLE CURVE | FUSES | SPARE |  |  |  | 250.000 A |  |  | 6
379895713 | TNB | DISTRIBUTION | KUALA SELANGOR | Existing | RYB | LV FUSE SWITCH |  | CLOSED | IEC MIDDLE CURVE | FUSES | SPARE |  |  |  | 250.000 A |  |  | 6
379895718 | TNB | DISTRIBUTION | KUALA SELANGOR | Existing | RYB | LV FUSE SWITCH |  | CLOSED | IEC MIDDLE CURVE | FUSES | SPARE |  |  |  | 250.000 A |  |  | 6
379895725 | TNB | DISTRIBUTION | KUALA SELANGOR | Existing | RYB | LV FUSE SWITCH |  | CLOSED | IEC MIDDLE CURVE | FUSES | SPARE |  |  |  | 250.000 A |  |  | 6
379895733 | TNB | DISTRIBUTION | KUALA SELANGOR | Existing | RYB | LV FUSE SWITCH |  | CLOSED | IEC MIDDLE CURVE | FUSES | SPARE |  |  |  | 250.000 A |  |  | 6
379895738 | TNB | DISTRIBUTION | KUALA SELANGOR | Existing | RYB | LV FUSE SWITCH |  | CLOSED | IEC MIDDLE CURVE | FUSES | SPARE |  |  |  | 250.000 A |  |  | 6
379895823 | TNB | DISTRIBUTION | KUALA SELANGOR | Existing | RYB | LV FUSE SWITCH |  | OPEN | IEC MIDDLE CURVE | FUSES | SPARE |  |  |  | 250.000 A |  |  | 6
379895835 | TNB | DISTRIBUTION | KUALA SELANGOR | Existing | RYB | LV FUSE SWITCH |  | OPEN | IEC MIDDLE CURVE | FUSES | SPARE |  |  |  | 250.000 A |  |  | 6
379895840 | TNB | DISTRIBUTION | KUALA SELANGOR | Existing | RYB | LV FUSE SWITCH |  | CLOSED | IEC MIDDLE CURVE | FUSES | SPARE |  |  |  | 250.000 A |  |  | 6
379895843 | TNB | DISTRIBUTION | KUALA SELANGOR | Existing | RYB | LV FUSE SWITCH |  | OPEN | IEC MIDDLE CURVE | FUSES | SPARE |  |  |  | 250.000 A |  |  | 6
379895847 | TNB | DISTRIBUTION | KUALA SELANGOR | Existing | RYB | LV FUSE SWITCH |  | CLOSED | IEC MIDDLE CURVE | FUSES | SPARE |  |  |  | 250.000 A |  |  | 6
379895857 | TNB | DISTRIBUTION | KUALA SELANGOR | Existing | RYB | LV FUSE SWITCH |  | CLOSED | IEC MIDDLE CURVE | FUSES | SPARE |  |  |  | 250.000 A |  |  | 6
379895863 | TNB | DISTRIBUTION | KUALA SELANGOR | Existing | RYB | LV FUSE SWITCH |  | CLOSED | IEC MIDDLE CURVE | FUSES | SPARE |  |  |  | 250.000 A |  |  | 6
379895875 | TNB | DISTRIBUTION | KUALA SELANGOR | Existing | RYB | LV FUSE SWITCH |  | OPEN | IEC MIDDLE CURVE | FUSES | SPARE |  |  |  | 250.000 A |  |  | 6
379895919 | TNB | DISTRIBUTION | KUALA SELANGOR | Existing | RYB | LV FUSE SWITCH |  | CLOSED | IEC MIDDLE CURVE | FUSES | SPARE |  |  |  | 250.000 A |  |  | 6
379895931 | TNB | DISTRIBUTION | KUALA SELANGOR | Existing | RYB | LV FUSE SWITCH |  | OPEN | IEC MIDDLE CURVE | FUSES | SPARE |  |  |  | 250.000 A |  |  | 6
379895936 | TNB | DISTRIBUTION | KUALA SELANGOR | Existing | RYB | LV FUSE SWITCH |  | OPEN | IEC MIDDLE CURVE | FUSES | SPARE |  |  |  | 250.000 A |  |  | 6
379895939 | TNB | DISTRIBUTION | KUALA SELANGOR | Existing | RYB | LV FUSE SWITCH |  | OPEN | IEC MIDDLE CURVE | FUSES | SPARE |  |  |  | 250.000 A |  |  | 6
379895943 | TNB | DISTRIBUTION | KUALA SELANGOR | Existing | RYB | LV FUSE SWITCH |  | OPEN | IEC MIDDLE CURVE | FUSES | SPARE |  |  |  | 250.000 A |  |  | 6
379895953 | TNB | DISTRIBUTION | KUALA SELANGOR | Existing | RYB | LV FUSE SWITCH |  | OPEN | IEC MIDDLE CURVE | FUSES | SPARE |  |  |  | 250.000 A |  |  | 6
379895959 | TNB | DISTRIBUTION | KUALA SELANGOR | Existing | RYB | LV FUSE SWITCH |  | OPEN | IEC MIDDLE CURVE | FUSES | SPARE |  |  |  | 250.000 A |  |  | 6
379895971 | TNB | DISTRIBUTION | KUALA SELANGOR | Existing | RYB | LV FUSE SWITCH |  | CLOSED | IEC MIDDLE CURVE | FUSES | SPARE |  |  |  | 250.000 A |  |  | 6
379896013 | TNB | DISTRIBUTION | KUALA SELANGOR | Existing | RYB | LV FUSE SWITCH |  | CLOSED | IEC MIDDLE CURVE | FUSES | SPARE |  |  |  | 250.000 A |  |  | 6
379896025 | TNB | DISTRIBUTION | KUALA SELANGOR | Existing | RYB | LV FUSE SWITCH |  | CLOSED | IEC MIDDLE CURVE | FUSES | SPARE |  |  |  | 250.000 A |  |  | 6
379896030 | TNB | DISTRIBUTION | KUALA SELANGOR | Existing | RYB | LV FUSE SWITCH |  | CLOSED | IEC MIDDLE CURVE | FUSES | SPARE |  |  |  | 250.000 A |  |  | 6
379896033 | TNB | DISTRIBUTION | KUALA SELANGOR | Existing | RYB | LV FUSE SWITCH |  | CLOSED | IEC MIDDLE CURVE | FUSES | SPARE |  |  |  | 250.000 A |  |  | 6
379896037 | TNB | DISTRIBUTION | KUALA SELANGOR | Existing | RYB | LV FUSE SWITCH |  | CLOSED | IEC MIDDLE CURVE | FUSES | SPARE |  |  |  | 250.000 A |  |  | 6
379896047 | TNB | DISTRIBUTION | KUALA SELANGOR | Existing | RYB | LV FUSE SWITCH |  | CLOSED | IEC MIDDLE CURVE | FUSES | SPARE |  |  |  | 250.000 A |  |  | 6
379896053 | TNB | DISTRIBUTION | KUALA SELANGOR | Existing | RYB | LV FUSE SWITCH |  | CLOSED | IEC MIDDLE CURVE | FUSES | SPARE |  |  |  | 250.000 A |  |  | 6
379896065 | TNB | DISTRIBUTION | KUALA SELANGOR | Existing | RYB | LV FUSE SWITCH |  | CLOSED | IEC MIDDLE CURVE | FUSES | SPARE |  |  |  | 250.000 A |  |  | 6
379896107 | TNB | DISTRIBUTION | KUALA SELANGOR | Existing | RYB | LV FUSE SWITCH |  | CLOSED | IEC MIDDLE CURVE | FUSES | SPARE |  |  |  | 250.000 A |  |  | 6
379896119 | TNB | DISTRIBUTION | KUALA SELANGOR | Existing | RYB | LV FUSE SWITCH |  | CLOSED | IEC MIDDLE CURVE | FUSES | SPARE |  |  |  | 250.000 A |  |  | 6
379896124 | TNB | DISTRIBUTION | KUALA SELANGOR | Existing | RYB | LV FUSE SWITCH |  | CLOSED | IEC MIDDLE CURVE | FUSES | SPARE |  |  |  | 250.000 A |  |  | 6
379896127 | TNB | DISTRIBUTION | KUALA SELANGOR | Existing | RYB | LV FUSE SWITCH |  | CLOSED | IEC MIDDLE CURVE | FUSES | SPARE |  |  |  | 250.000 A |  |  | 6
379896131 | TNB | DISTRIBUTION | KUALA SELANGOR | Existing | RYB | LV FUSE SWITCH |  | CLOSED | IEC MIDDLE CURVE | FUSES | SPARE |  |  |  | 250.000 A |  |  | 6
379896141 | TNB | DISTRIBUTION | KUALA SELANGOR | Existing | RYB | LV FUSE SWITCH |  | CLOSED | IEC MIDDLE CURVE | FUSES | SPARE |  |  |  | 250.000 A |  |  | 6
379896147 | TNB | DISTRIBUTION | KUALA SELANGOR | Existing | RYB | LV FUSE SWITCH |  | CLOSED | IEC MIDDLE CURVE | FUSES | SPARE |  |  |  | 250.000 A |  |  | 6
379896159 | TNB | DISTRIBUTION | KUALA SELANGOR | Existing | RYB | LV FUSE SWITCH |  | CLOSED | IEC MIDDLE CURVE | FUSES | SPARE |  |  |  | 250.000 A |  |  | 6
379896201 | TNB | DISTRIBUTION | KUALA SELANGOR | Existing | RYB | LV FUSE SWITCH |  | CLOSED | IEC MIDDLE CURVE | FUSES | SPARE |  |  |  | 250.000 A |  |  | 6
379896213 | TNB | DISTRIBUTION | KUALA SELANGOR | Existing | RYB | LV FUSE SWITCH |  | CLOSED | IEC MIDDLE CURVE | FUSES | SPARE |  |  |  | 250.000 A |  |  | 6
379896218 | TNB | DISTRIBUTION | KUALA SELANGOR | Existing | RYB | LV FUSE SWITCH |  | CLOSED | IEC MIDDLE CURVE | FUSES | SPARE |  |  |  | 250.000 A |  |  | 6
379896221 | TNB | DISTRIBUTION | KUALA SELANGOR | Existing | RYB | LV FUSE SWITCH |  | CLOSED | IEC MIDDLE CURVE | FUSES | SPARE |  |  |  | 250.000 A |  |  | 6
379896225 | TNB | DISTRIBUTION | KUALA SELANGOR | Existing | RYB | LV FUSE SWITCH |  | CLOSED | IEC MIDDLE CURVE | FUSES | SPARE |  |  |  | 250.000 A |  |  | 6
379896235 | TNB | DISTRIBUTION | KUALA SELANGOR | Existing | RYB | LV FUSE SWITCH |  | CLOSED | IEC MIDDLE CURVE | FUSES | SPARE |  |  |  | 250.000 A |  |  | 6
379896241 | TNB | DISTRIBUTION | KUALA SELANGOR | Existing | RYB | LV FUSE SWITCH |  | CLOSED | IEC MIDDLE CURVE | FUSES | SPARE |  |  |  | 250.000 A |  |  | 6
379896253 | TNB | DISTRIBUTION | KUALA SELANGOR | Existing | RYB | LV FUSE SWITCH |  | CLOSED | IEC MIDDLE CURVE | FUSES | SPARE |  |  |  | 250.000 A |  |  | 6
379896315 | TNB | DISTRIBUTION | KUALA SELANGOR | Existing | RYB | LV FUSE SWITCH |  | CLOSED | IEC MIDDLE CURVE | FUSES | SPARE |  |  |  | 250.000 A |  |  | 6
379896327 | TNB | DISTRIBUTION | KUALA SELANGOR | Existing | RYB | LV FUSE SWITCH |  | CLOSED | IEC MIDDLE CURVE | FUSES | SPARE |  |  |  | 250.000 A |  |  | 6
379896332 | TNB | DISTRIBUTION | KUALA SELANGOR | Existing | RYB | LV FUSE SWITCH |  | CLOSED | IEC MIDDLE CURVE | FUSES | SPARE |  |  |  | 250.000 A |  |  | 6
379896335 | TNB | DISTRIBUTION | KUALA SELANGOR | Existing | RYB | LV FUSE SWITCH |  | CLOSED | IEC MIDDLE CURVE | FUSES | SPARE |  |  |  | 250.000 A |  |  | 6
379896339 | TNB | DISTRIBUTION | KUALA SELANGOR | Existing | RYB | LV FUSE SWITCH |  | CLOSED | IEC MIDDLE CURVE | FUSES | SPARE |  |  |  | 250.000 A |  |  | 6
379896349 | TNB | DISTRIBUTION | KUALA SELANGOR | Existing | RYB | LV FUSE SWITCH |  | CLOSED | IEC MIDDLE CURVE | FUSES | SPARE |  |  |  | 250.000 A |  |  | 6
379896355 | TNB | DISTRIBUTION | KUALA SELANGOR | Existing | RYB | LV FUSE SWITCH |  | CLOSED | IEC MIDDLE CURVE | FUSES | SPARE |  |  |  | 250.000 A |  |  | 6
379896367 | TNB | DISTRIBUTION | KUALA SELANGOR | Existing | RYB | LV FUSE SWITCH |  | CLOSED | IEC MIDDLE CURVE | FUSES | SPARE |  |  |  | 250.000 A |  |  | 6
379896372 | TNB | DISTRIBUTION | KUALA SELANGOR | Existing | RYB | LV FUSE SWITCH |  | CLOSED | IEC MIDDLE CURVE | FUSES | SPARE |  |  |  | 250.000 A |  |  | 6
379896384 | TNB | DISTRIBUTION | KUALA SELANGOR | Existing | RYB | LV FUSE SWITCH |  | CLOSED | IEC MIDDLE CURVE | FUSES | SPARE |  |  |  | 250.000 A |  |  | 6
379896389 | TNB | DISTRIBUTION | KUALA SELANGOR | Existing | RYB | LV FUSE SWITCH |  | CLOSED | IEC MIDDLE CURVE | FUSES | SPARE |  |  |  | 250.000 A |  |  | 6
379896392 | TNB | DISTRIBUTION | KUALA SELANGOR | Existing | RYB | LV FUSE SWITCH |  | CLOSED | IEC MIDDLE CURVE | FUSES | SPARE |  |  |  | 250.000 A |  |  | 6
379896396 | TNB | DISTRIBUTION | KUALA SELANGOR | Existing | RYB | LV FUSE SWITCH |  | CLOSED | IEC MIDDLE CURVE | FUSES | SPARE |  |  |  | 250.000 A |  |  | 6
379896406 | TNB | DISTRIBUTION | KUALA SELANGOR | Existing | RYB | LV FUSE SWITCH |  | CLOSED | IEC MIDDLE CURVE | FUSES | SPARE |  |  |  | 250.000 A |  |  | 6
379896412 | TNB | DISTRIBUTION | KUALA SELANGOR | Existing | RYB | LV FUSE SWITCH |  | CLOSED | IEC MIDDLE CURVE | FUSES | SPARE |  |  |  | 250.000 A |  |  | 6
379896424 | TNB | DISTRIBUTION | KUALA SELANGOR | Existing | RYB | LV FUSE SWITCH |  | CLOSED | IEC MIDDLE CURVE | FUSES | SPARE |  |  |  | 250.000 A |  |  | 6
379896466 | TNB | DISTRIBUTION | KUALA SELANGOR | Existing | RYB | LV FUSE SWITCH |  | CLOSED | IEC MIDDLE CURVE | FUSES | SPARE |  |  |  | 250.000 A |  |  | 6
379896478 | TNB | DISTRIBUTION | KUALA SELANGOR | Existing | RYB | LV FUSE SWITCH |  | CLOSED | IEC MIDDLE CURVE | FUSES | SPARE |  |  |  | 250.000 A |  |  | 6
379896483 | TNB | DISTRIBUTION | KUALA SELANGOR | Existing | RYB | LV FUSE SWITCH |  | CLOSED | IEC MIDDLE CURVE | FUSES | SPARE |  |  |  | 250.000 A |  |  | 6
379896486 | TNB | DISTRIBUTION | KUALA SELANGOR | Existing | RYB | LV FUSE SWITCH |  | CLOSED | IEC MIDDLE CURVE | FUSES | SPARE |  |  |  | 250.000 A |  |  | 6
379896490 | TNB | DISTRIBUTION | KUALA SELANGOR | Existing | RYB | LV FUSE SWITCH |  | CLOSED | IEC MIDDLE CURVE | FUSES | SPARE |  |  |  | 250.000 A |  |  | 6
379896500 | TNB | DISTRIBUTION | KUALA SELANGOR | Existing | RYB | LV FUSE SWITCH |  | CLOSED | IEC MIDDLE CURVE | FUSES | SPARE |  |  |  | 250.000 A |  |  | 6
379896506 | TNB | DISTRIBUTION | KUALA SELANGOR | Existing | RYB | LV FUSE SWITCH |  | CLOSED | IEC MIDDLE CURVE | FUSES | SPARE |  |  |  | 250.000 A |  |  | 6
379896518 | TNB | DISTRIBUTION | KUALA SELANGOR | Existing | RYB | LV FUSE SWITCH |  | CLOSED | IEC MIDDLE CURVE | FUSES | SPARE |  |  |  | 250.000 A |  |  | 6
379896597 | TNB | DISTRIBUTION | KUALA SELANGOR | Existing | RYB | LV FUSE SWITCH |  | CLOSED | IEC MIDDLE CURVE | FUSES | SPARE |  |  |  | 250.000 A |  |  | 6
379896609 | TNB | DISTRIBUTION | KUALA SELANGOR | Existing | RYB | LV FUSE SWITCH |  | CLOSED | IEC MIDDLE CURVE | FUSES | SPARE |  |  |  | 250.000 A |  |  | 6
379896614 | TNB | DISTRIBUTION | KUALA SELANGOR | Existing | RYB | LV FUSE SWITCH |  | CLOSED | IEC MIDDLE CURVE | FUSES | SPARE |  |  |  | 250.000 A |  |  | 6
379896617 | TNB | DISTRIBUTION | KUALA SELANGOR | Existing | RYB | LV FUSE SWITCH |  | CLOSED | IEC MIDDLE CURVE | FUSES | SPARE |  |  |  | 250.000 A |  |  | 6
379896621 | TNB | DISTRIBUTION | KUALA SELANGOR | Existing | RYB | LV FUSE SWITCH |  | CLOSED | IEC MIDDLE CURVE | FUSES | SPARE |  |  |  | 250.000 A |  |  | 6
379896631 | TNB | DISTRIBUTION | KUALA SELANGOR | Existing | RYB | LV FUSE SWITCH |  | CLOSED | IEC MIDDLE CURVE | FUSES | SPARE |  |  |  | 250.000 A |  |  | 6
379896637 | TNB | DISTRIBUTION | KUALA SELANGOR | Existing | RYB | LV FUSE SWITCH |  | CLOSED | IEC MIDDLE CURVE | FUSES | SPARE |  |  |  | 250.000 A |  |  | 6
379896649 | TNB | DISTRIBUTION | KUALA SELANGOR | Existing | RYB | LV FUSE SWITCH |  | CLOSED | IEC MIDDLE CURVE | FUSES | SPARE |  |  |  | 250.000 A |  |  | 6
379896875 | TNB | DISTRIBUTION | KUALA SELANGOR | Existing | RYB | LV FUSE SWITCH |  | CLOSED | IEC MIDDLE CURVE | FUSES | SPARE |  |  |  | 250.000 A |  |  | 6
379896887 | TNB | DISTRIBUTION | KUALA SELANGOR | Existing | RYB | LV FUSE SWITCH |  | CLOSED | IEC MIDDLE CURVE | FUSES | SPARE |  |  |  | 250.000 A |  |  | 6
379896892 | TNB | DISTRIBUTION | KUALA SELANGOR | Existing | RYB | LV FUSE SWITCH |  | CLOSED | IEC MIDDLE CURVE | FUSES | SPARE |  |  |  | 250.000 A |  |  | 6
379896895 | TNB | DISTRIBUTION | KUALA SELANGOR | Existing | RYB | LV FUSE SWITCH |  | CLOSED | IEC MIDDLE CURVE | FUSES | SPARE |  |  |  | 250.000 A |  |  | 6
379896899 | TNB | DISTRIBUTION | KUALA SELANGOR | Existing | RYB | LV FUSE SWITCH |  | CLOSED | IEC MIDDLE CURVE | FUSES | SPARE |  |  |  | 250.000 A |  |  | 6
379896909 | TNB | DISTRIBUTION | KUALA SELANGOR | Existing | RYB | LV FUSE SWITCH |  | CLOSED | IEC MIDDLE CURVE | FUSES | SPARE |  |  |  | 250.000 A |  |  | 6
379896915 | TNB | DISTRIBUTION | KUALA SELANGOR | Existing | RYB | LV FUSE SWITCH |  | CLOSED | IEC MIDDLE CURVE | FUSES | SPARE |  |  |  | 250.000 A |  |  | 6
379896927 | TNB | DISTRIBUTION | KUALA SELANGOR | Existing | RYB | LV FUSE SWITCH |  | CLOSED | IEC MIDDLE CURVE | FUSES | SPARE |  |  |  | 250.000 A |  |  | 6
379896969 | TNB | DISTRIBUTION | KUALA SELANGOR | Existing | RYB | LV FUSE SWITCH |  | CLOSED | IEC MIDDLE CURVE | FUSES | SPARE |  |  |  | 250.000 A |  |  | 6
379896981 | TNB | DISTRIBUTION | KUALA SELANGOR | Existing | RYB | LV FUSE SWITCH |  | CLOSED | IEC MIDDLE CURVE | FUSES | SPARE |  |  |  | 250.000 A |  |  | 6
379896986 | TNB | DISTRIBUTION | KUALA SELANGOR | Existing | RYB | LV FUSE SWITCH |  | CLOSED | IEC MIDDLE CURVE | FUSES | SPARE |  |  |  | 250.000 A |  |  | 6
379896989 | TNB | DISTRIBUTION | KUALA SELANGOR | Existing | RYB | LV FUSE SWITCH |  | CLOSED | IEC MIDDLE CURVE | FUSES | SPARE |  |  |  | 250.000 A |  |  | 6
379896993 | TNB | DISTRIBUTION | KUALA SELANGOR | Existing | RYB | LV FUSE SWITCH |  | CLOSED | IEC MIDDLE CURVE | FUSES | SPARE |  |  |  | 250.000 A |  |  | 6
379897003 | TNB | DISTRIBUTION | KUALA SELANGOR | Existing | RYB | LV FUSE SWITCH |  | CLOSED | IEC MIDDLE CURVE | FUSES | SPARE |  |  |  | 250.000 A |  |  | 6
379897009 | TNB | DISTRIBUTION | KUALA SELANGOR | Existing | RYB | LV FUSE SWITCH |  | CLOSED | IEC MIDDLE CURVE | FUSES | SPARE |  |  |  | 250.000 A |  |  | 6
379897021 | TNB | DISTRIBUTION | KUALA SELANGOR | Existing | RYB | LV FUSE SWITCH |  | CLOSED | IEC MIDDLE CURVE | FUSES | SPARE |  |  |  | 250.000 A |  |  | 6
379897579 | TNB | DISTRIBUTION | KUALA SELANGOR | Existing | RYB | LV FUSE SWITCH |  | CLOSED | IEC MIDDLE CURVE | FUSES | SPARE |  |  |  | 250.000 A |  |  | 6
379897591 | TNB | DISTRIBUTION | KUALA SELANGOR | Existing | RYB | LV FUSE SWITCH |  | CLOSED | IEC MIDDLE CURVE | FUSES | SPARE |  |  |  | 250.000 A |  |  | 6
379897596 | TNB | DISTRIBUTION | KUALA SELANGOR | Existing | RYB | LV FUSE SWITCH |  | CLOSED | IEC MIDDLE CURVE | FUSES | SPARE |  |  |  | 250.000 A |  |  | 6
379897599 | TNB | DISTRIBUTION | KUALA SELANGOR | Existing | RYB | LV FUSE SWITCH |  | CLOSED | IEC MIDDLE CURVE | FUSES | SPARE |  |  |  | 250.000 A |  |  | 6
379897603 | TNB | DISTRIBUTION | KUALA SELANGOR | Existing | RYB | LV FUSE SWITCH |  | CLOSED | IEC MIDDLE CURVE | FUSES | SPARE |  |  |  | 250.000 A |  |  | 6
379897613 | TNB | DISTRIBUTION | KUALA SELANGOR | Existing | RYB | LV FUSE SWITCH |  | CLOSED | IEC MIDDLE CURVE | FUSES | SPARE |  |  |  | 250.000 A |  |  | 6
379897619 | TNB | DISTRIBUTION | KUALA SELANGOR | Existing | RYB | LV FUSE SWITCH |  | CLOSED | IEC MIDDLE CURVE | FUSES | SPARE |  |  |  | 250.000 A |  |  | 6
379897631 | TNB | DISTRIBUTION | KUALA SELANGOR | Existing | RYB | LV FUSE SWITCH |  | CLOSED | IEC MIDDLE CURVE | FUSES | SPARE |  |  |  | 250.000 A |  |  | 6
379897812 | TNB | DISTRIBUTION | KUALA SELANGOR | Existing | RYB | LV FUSE SWITCH |  | CLOSED | IEC MIDDLE CURVE | FUSES | SPARE |  |  |  | 250.000 A |  |  | 6
379897824 | TNB | DISTRIBUTION | KUALA SELANGOR | Existing | RYB | LV FUSE SWITCH |  | CLOSED | IEC MIDDLE CURVE | FUSES | SPARE |  |  |  | 250.000 A |  |  | 6
379897829 | TNB | DISTRIBUTION | KUALA SELANGOR | Existing | RYB | LV FUSE SWITCH |  | CLOSED | IEC MIDDLE CURVE | FUSES | SPARE |  |  |  | 250.000 A |  |  | 6
379897832 | TNB | DISTRIBUTION | KUALA SELANGOR | Existing | RYB | LV FUSE SWITCH |  | CLOSED | IEC MIDDLE CURVE | FUSES | SPARE |  |  |  | 250.000 A |  |  | 6
379897836 | TNB | DISTRIBUTION | KUALA SELANGOR | Existing | RYB | LV FUSE SWITCH |  | CLOSED | IEC MIDDLE CURVE | FUSES | SPARE |  |  |  | 250.000 A |  |  | 6
379897846 | TNB | DISTRIBUTION | KUALA SELANGOR | Existing | RYB | LV FUSE SWITCH |  | CLOSED | IEC MIDDLE CURVE | FUSES | SPARE |  |  |  | 250.000 A |  |  | 6
379897852 | TNB | DISTRIBUTION | KUALA SELANGOR | Existing | RYB | LV FUSE SWITCH |  | CLOSED | IEC MIDDLE CURVE | FUSES | SPARE |  |  |  | 250.000 A |  |  | 6
379897864 | TNB | DISTRIBUTION | KUALA SELANGOR | Existing | RYB | LV FUSE SWITCH |  | CLOSED | IEC MIDDLE CURVE | FUSES | SPARE |  |  |  | 250.000 A |  |  | 6
379897906 | TNB | DISTRIBUTION | KUALA SELANGOR | Existing | RYB | LV FUSE SWITCH |  | CLOSED | IEC MIDDLE CURVE | FUSES | SPARE |  |  |  | 250.000 A |  |  | 6
379897918 | TNB | DISTRIBUTION | KUALA SELANGOR | Existing | RYB | LV FUSE SWITCH |  | CLOSED | IEC MIDDLE CURVE | FUSES | SPARE |  |  |  | 250.000 A |  |  | 6
379897923 | TNB | DISTRIBUTION | KUALA SELANGOR | Existing | RYB | LV FUSE SWITCH |  | CLOSED | IEC MIDDLE CURVE | FUSES | SPARE |  |  |  | 250.000 A |  |  | 6
379897926 | TNB | DISTRIBUTION | KUALA SELANGOR | Existing | RYB | LV FUSE SWITCH |  | CLOSED | IEC MIDDLE CURVE | FUSES | SPARE |  |  |  | 250.000 A |  |  | 6
379897930 | TNB | DISTRIBUTION | KUALA SELANGOR | Existing | RYB | LV FUSE SWITCH |  | CLOSED | IEC MIDDLE CURVE | FUSES | SPARE |  |  |  | 250.000 A |  |  | 6
379897940 | TNB | DISTRIBUTION | KUALA SELANGOR | Existing | RYB | LV FUSE SWITCH |  | CLOSED | IEC MIDDLE CURVE | FUSES | SPARE |  |  |  | 250.000 A |  |  | 6
379897946 | TNB | DISTRIBUTION | KUALA SELANGOR | Existing | RYB | LV FUSE SWITCH |  | CLOSED | IEC MIDDLE CURVE | FUSES | SPARE |  |  |  | 250.000 A |  |  | 6
379897958 | TNB | DISTRIBUTION | KUALA SELANGOR | Existing | RYB | LV FUSE SWITCH |  | CLOSED | IEC MIDDLE CURVE | FUSES | SPARE |  |  |  | 250.000 A |  |  | 6
379898000 | TNB | DISTRIBUTION | KUALA SELANGOR | Existing | RYB | LV FUSE SWITCH |  | CLOSED | IEC MIDDLE CURVE | FUSES | SPARE |  |  |  | 250.000 A |  |  | 6
379898012 | TNB | DISTRIBUTION | KUALA SELANGOR | Existing | RYB | LV FUSE SWITCH |  | CLOSED | IEC MIDDLE CURVE | FUSES | SPARE |  |  |  | 250.000 A |  |  | 6
379898017 | TNB | DISTRIBUTION | KUALA SELANGOR | Existing | RYB | LV FUSE SWITCH |  | CLOSED | IEC MIDDLE CURVE | FUSES | SPARE |  |  |  | 250.000 A |  |  | 6
379898020 | TNB | DISTRIBUTION | KUALA SELANGOR | Existing | RYB | LV FUSE SWITCH |  | CLOSED | IEC MIDDLE CURVE | FUSES | SPARE |  |  |  | 250.000 A |  |  | 6
379898024 | TNB | DISTRIBUTION | KUALA SELANGOR | Existing | RYB | LV FUSE SWITCH |  | CLOSED | IEC MIDDLE CURVE | FUSES | SPARE |  |  |  | 250.000 A |  |  | 6
379898034 | TNB | DISTRIBUTION | KUALA SELANGOR | Existing | RYB | LV FUSE SWITCH |  | CLOSED | IEC MIDDLE CURVE | FUSES | SPARE |  |  |  | 250.000 A |  |  | 6
379898040 | TNB | DISTRIBUTION | KUALA SELANGOR | Existing | RYB | LV FUSE SWITCH |  | CLOSED | IEC MIDDLE CURVE | FUSES | SPARE |  |  |  | 250.000 A |  |  | 6
379898052 | TNB | DISTRIBUTION | KUALA SELANGOR | Existing | RYB | LV FUSE SWITCH |  | CLOSED | IEC MIDDLE CURVE | FUSES | SPARE |  |  |  | 250.000 A |  |  | 6
379898094 | TNB | DISTRIBUTION | KUALA SELANGOR | Existing | RYB | LV FUSE SWITCH |  | CLOSED | IEC MIDDLE CURVE | FUSES | SPARE |  |  |  | 250.000 A |  |  | 6
379898106 | TNB | DISTRIBUTION | KUALA SELANGOR | Existing | RYB | LV FUSE SWITCH |  | CLOSED | IEC MIDDLE CURVE | FUSES | SPARE |  |  |  | 250.000 A |  |  | 6
379898111 | TNB | DISTRIBUTION | KUALA SELANGOR | Existing | RYB | LV FUSE SWITCH |  | CLOSED | IEC MIDDLE CURVE | FUSES | SPARE |  |  |  | 250.000 A |  |  | 6
379898114 | TNB | DISTRIBUTION | KUALA SELANGOR | Existing | RYB | LV FUSE SWITCH |  | CLOSED | IEC MIDDLE CURVE | FUSES | SPARE |  |  |  | 250.000 A |  |  | 6
379898118 | TNB | DISTRIBUTION | KUALA SELANGOR | Existing | RYB | LV FUSE SWITCH |  | CLOSED | IEC MIDDLE CURVE | FUSES | SPARE |  |  |  | 250.000 A |  |  | 6
379898128 | TNB | DISTRIBUTION | KUALA SELANGOR | Existing | RYB | LV FUSE SWITCH |  | CLOSED | IEC MIDDLE CURVE | FUSES | SPARE |  |  |  | 250.000 A |  |  | 6
379898134 | TNB | DISTRIBUTION | KUALA SELANGOR | Existing | RYB | LV FUSE SWITCH |  | CLOSED | IEC MIDDLE CURVE | FUSES | SPARE |  |  |  | 250.000 A |  |  | 6
379898146 | TNB | DISTRIBUTION | KUALA SELANGOR | Existing | RYB | LV FUSE SWITCH |  | CLOSED | IEC MIDDLE CURVE | FUSES | SPARE |  |  |  | 250.000 A |  |  | 6
379898215 | TNB | DISTRIBUTION | KUALA SELANGOR | Existing | RYB | LV FUSE SWITCH |  | CLOSED | IEC MIDDLE CURVE | FUSES | SPARE |  |  |  | 250.000 A |  |  | 6
379898227 | TNB | DISTRIBUTION | KUALA SELANGOR | Existing | RYB | LV FUSE SWITCH |  | CLOSED | IEC MIDDLE CURVE | FUSES | SPARE |  |  |  | 250.000 A |  |  | 6
379898232 | TNB | DISTRIBUTION | KUALA SELANGOR | Existing | RYB | LV FUSE SWITCH |  | CLOSED | IEC MIDDLE CURVE | FUSES | SPARE |  |  |  | 250.000 A |  |  | 6
379898235 | TNB | DISTRIBUTION | KUALA SELANGOR | Existing | RYB | LV FUSE SWITCH |  | CLOSED | IEC MIDDLE CURVE | FUSES | SPARE |  |  |  | 250.000 A |  |  | 6
379898239 | TNB | DISTRIBUTION | KUALA SELANGOR | Existing | RYB | LV FUSE SWITCH |  | CLOSED | IEC MIDDLE CURVE | FUSES | SPARE |  |  |  | 250.000 A |  |  | 6
379898249 | TNB | DISTRIBUTION | KUALA SELANGOR | Existing | RYB | LV FUSE SWITCH |  | CLOSED | IEC MIDDLE CURVE | FUSES | SPARE |  |  |  | 250.000 A |  |  | 6
379898255 | TNB | DISTRIBUTION | KUALA SELANGOR | Existing | RYB | LV FUSE SWITCH |  | CLOSED | IEC MIDDLE CURVE | FUSES | SPARE |  |  |  | 250.000 A |  |  | 6
379898267 | TNB | DISTRIBUTION | KUALA SELANGOR | Existing | RYB | LV FUSE SWITCH |  | CLOSED | IEC MIDDLE CURVE | FUSES | SPARE |  |  |  | 250.000 A |  |  | 6
379898309 | TNB | DISTRIBUTION | KUALA SELANGOR | Existing | RYB | LV FUSE SWITCH |  | CLOSED | IEC MIDDLE CURVE | FUSES | SPARE |  |  |  | 250.000 A |  |  | 6
379898321 | TNB | DISTRIBUTION | KUALA SELANGOR | Existing | RYB | LV FUSE SWITCH |  | CLOSED | IEC MIDDLE CURVE | FUSES | SPARE |  |  |  | 250.000 A |  |  | 6
379898326 | TNB | DISTRIBUTION | KUALA SELANGOR | Existing | RYB | LV FUSE SWITCH |  | CLOSED | IEC MIDDLE CURVE | FUSES | SPARE |  |  |  | 250.000 A |  |  | 6
379898329 | TNB | DISTRIBUTION | KUALA SELANGOR | Existing | RYB | LV FUSE SWITCH |  | CLOSED | IEC MIDDLE CURVE | FUSES | SPARE |  |  |  | 250.000 A |  |  | 6
379898333 | TNB | DISTRIBUTION | KUALA SELANGOR | Existing | RYB | LV FUSE SWITCH |  | CLOSED | IEC MIDDLE CURVE | FUSES | SPARE |  |  |  | 250.000 A |  |  | 6
379898343 | TNB | DISTRIBUTION | KUALA SELANGOR | Existing | RYB | LV FUSE SWITCH |  | CLOSED | IEC MIDDLE CURVE | FUSES | SPARE |  |  |  | 250.000 A |  |  | 6
379898349 | TNB | DISTRIBUTION | KUALA SELANGOR | Existing | RYB | LV FUSE SWITCH |  | CLOSED | IEC MIDDLE CURVE | FUSES | SPARE |  |  |  | 250.000 A |  |  | 6
379898361 | TNB | DISTRIBUTION | KUALA SELANGOR | Existing | RYB | LV FUSE SWITCH |  | CLOSED | IEC MIDDLE CURVE | FUSES | SPARE |  |  |  | 250.000 A |  |  | 6
379898405 | TNB | DISTRIBUTION | KUALA SELANGOR | Existing | RYB | LV FUSE SWITCH |  | CLOSED | IEC MIDDLE CURVE | FUSES | SPARE |  |  |  | 250.000 A |  |  | 6
379898417 | TNB | DISTRIBUTION | KUALA SELANGOR | Existing | RYB | LV FUSE SWITCH |  | CLOSED | IEC MIDDLE CURVE | FUSES | SPARE |  |  |  | 250.000 A |  |  | 6
379898422 | TNB | DISTRIBUTION | KUALA SELANGOR | Existing | RYB | LV FUSE SWITCH |  | CLOSED | IEC MIDDLE CURVE | FUSES | SPARE |  |  |  | 250.000 A |  |  | 6
379898425 | TNB | DISTRIBUTION | KUALA SELANGOR | Existing | RYB | LV FUSE SWITCH |  | CLOSED | IEC MIDDLE CURVE | FUSES | SPARE |  |  |  | 250.000 A |  |  | 6
379898429 | TNB | DISTRIBUTION | KUALA SELANGOR | Existing | RYB | LV FUSE SWITCH |  | CLOSED | IEC MIDDLE CURVE | FUSES | SPARE |  |  |  | 250.000 A |  |  | 6
379898439 | TNB | DISTRIBUTION | KUALA SELANGOR | Existing | RYB | LV FUSE SWITCH |  | CLOSED | IEC MIDDLE CURVE | FUSES | SPARE |  |  |  | 250.000 A |  |  | 6
379898445 | TNB | DISTRIBUTION | KUALA SELANGOR | Existing | RYB | LV FUSE SWITCH |  | CLOSED | IEC MIDDLE CURVE | FUSES | SPARE |  |  |  | 250.000 A |  |  | 6
379898457 | TNB | DISTRIBUTION | KUALA SELANGOR | Existing | RYB | LV FUSE SWITCH |  | CLOSED | IEC MIDDLE CURVE | FUSES | SPARE |  |  |  | 250.000 A |  |  | 6
379898501 | TNB | DISTRIBUTION | KUALA SELANGOR | Existing | RYB | LV FUSE SWITCH |  | CLOSED | IEC MIDDLE CURVE | FUSES | SPARE |  |  |  | 250.000 A |  |  | 6
379898513 | TNB | DISTRIBUTION | KUALA SELANGOR | Existing | RYB | LV FUSE SWITCH |  | CLOSED | IEC MIDDLE CURVE | FUSES | SPARE |  |  |  | 250.000 A |  |  | 6
379898518 | TNB | DISTRIBUTION | KUALA SELANGOR | Existing | RYB | LV FUSE SWITCH |  | CLOSED | IEC MIDDLE CURVE | FUSES | SPARE |  |  |  | 250.000 A |  |  | 6
379898521 | TNB | DISTRIBUTION | KUALA SELANGOR | Existing | RYB | LV FUSE SWITCH |  | CLOSED | IEC MIDDLE CURVE | FUSES | SPARE |  |  |  | 250.000 A |  |  | 6
379898525 | TNB | DISTRIBUTION | KUALA SELANGOR | Existing | RYB | LV FUSE SWITCH |  | CLOSED | IEC MIDDLE CURVE | FUSES | SPARE |  |  |  | 250.000 A |  |  | 6
379898535 | TNB | DISTRIBUTION | KUALA SELANGOR | Existing | RYB | LV FUSE SWITCH |  | CLOSED | IEC MIDDLE CURVE | FUSES | SPARE |  |  |  | 250.000 A |  |  | 6
379898541 | TNB | DISTRIBUTION | KUALA SELANGOR | Existing | RYB | LV FUSE SWITCH |  | CLOSED | IEC MIDDLE CURVE | FUSES | SPARE |  |  |  | 250.000 A |  |  | 6
379898553 | TNB | DISTRIBUTION | KUALA SELANGOR | Existing | RYB | LV FUSE SWITCH |  | CLOSED | IEC MIDDLE CURVE | FUSES | SPARE |  |  |  | 250.000 A |  |  | 6
379898597 | TNB | DISTRIBUTION | KUALA SELANGOR | Existing | RYB | LV FUSE SWITCH |  | CLOSED | IEC MIDDLE CURVE | FUSES | SPARE |  |  |  | 250.000 A |  |  | 6
379898609 | TNB | DISTRIBUTION | KUALA SELANGOR | Existing | RYB | LV FUSE SWITCH |  | CLOSED | IEC MIDDLE CURVE | FUSES | SPARE |  |  |  | 250.000 A |  |  | 6
379898614 | TNB | DISTRIBUTION | KUALA SELANGOR | Existing | RYB | LV FUSE SWITCH |  | CLOSED | IEC MIDDLE CURVE | FUSES | SPARE |  |  |  | 250.000 A |  |  | 6
379898617 | TNB | DISTRIBUTION | KUALA SELANGOR | Existing | RYB | LV FUSE SWITCH |  | CLOSED | IEC MIDDLE CURVE | FUSES | SPARE |  |  |  | 250.000 A |  |  | 6
379898621 | TNB | DISTRIBUTION | KUALA SELANGOR | Existing | RYB | LV FUSE SWITCH |  | CLOSED | IEC MIDDLE CURVE | FUSES | SPARE |  |  |  | 250.000 A |  |  | 6
379898631 | TNB | DISTRIBUTION | KUALA SELANGOR | Existing | RYB | LV FUSE SWITCH |  | CLOSED | IEC MIDDLE CURVE | FUSES | SPARE |  |  |  | 250.000 A |  |  | 6
379898637 | TNB | DISTRIBUTION | KUALA SELANGOR | Existing | RYB | LV FUSE SWITCH |  | CLOSED | IEC MIDDLE CURVE | FUSES | SPARE |  |  |  | 250.000 A |  |  | 6
379898649 | TNB | DISTRIBUTION | KUALA SELANGOR | Existing | RYB | LV FUSE SWITCH |  | CLOSED | IEC MIDDLE CURVE | FUSES | SPARE |  |  |  | 250.000 A |  |  | 6
379898691 | TNB | DISTRIBUTION | KUALA SELANGOR | Existing | RYB | LV FUSE SWITCH |  | CLOSED | IEC MIDDLE CURVE | FUSES | SPARE |  |  |  | 250.000 A |  |  | 6
379898703 | TNB | DISTRIBUTION | KUALA SELANGOR | Existing | RYB | LV FUSE SWITCH |  | CLOSED | IEC MIDDLE CURVE | FUSES | SPARE |  |  |  | 250.000 A |  |  | 6
379898708 | TNB | DISTRIBUTION | KUALA SELANGOR | Existing | RYB | LV FUSE SWITCH |  | CLOSED | IEC MIDDLE CURVE | FUSES | SPARE |  |  |  | 250.000 A |  |  | 6
379898711 | TNB | DISTRIBUTION | KUALA SELANGOR | Existing | RYB | LV FUSE SWITCH |  | CLOSED | IEC MIDDLE CURVE | FUSES | SPARE |  |  |  | 250.000 A |  |  | 6
379898715 | TNB | DISTRIBUTION | KUALA SELANGOR | Existing | RYB | LV FUSE SWITCH |  | CLOSED | IEC MIDDLE CURVE | FUSES | SPARE |  |  |  | 250.000 A |  |  | 6
379898725 | TNB | DISTRIBUTION | KUALA SELANGOR | Existing | RYB | LV FUSE SWITCH |  | CLOSED | IEC MIDDLE CURVE | FUSES | SPARE |  |  |  | 250.000 A |  |  | 6
379898731 | TNB | DISTRIBUTION | KUALA SELANGOR | Existing | RYB | LV FUSE SWITCH |  | CLOSED | IEC MIDDLE CURVE | FUSES | SPARE |  |  |  | 250.000 A |  |  | 6
379898743 | TNB | DISTRIBUTION | KUALA SELANGOR | Existing | RYB | LV FUSE SWITCH |  | CLOSED | IEC MIDDLE CURVE | FUSES | SPARE |  |  |  | 250.000 A |  |  | 6
379916056 | TNB | DISTRIBUTION | KUALA SELANGOR | Existing | RYB | LV FUSE SWITCH |  | CLOSED | IEC MIDDLE CURVE | FUSES | SPARE |  |  |  | 250.000 A |  |  | 6
379916068 | TNB | DISTRIBUTION | KUALA SELANGOR | Existing | RYB | LV FUSE SWITCH |  | CLOSED | IEC MIDDLE CURVE | FUSES | SPARE |  |  |  | 250.000 A |  |  | 6
379916073 | TNB | DISTRIBUTION | KUALA SELANGOR | Existing | RYB | LV FUSE SWITCH |  | CLOSED | IEC MIDDLE CURVE | FUSES | SPARE |  |  |  | 250.000 A |  |  | 6
379916076 | TNB | DISTRIBUTION | KUALA SELANGOR | Existing | RYB | LV FUSE SWITCH |  | CLOSED | IEC MIDDLE CURVE | FUSES | SPARE |  |  |  | 250.000 A |  |  | 6
379916080 | TNB | DISTRIBUTION | KUALA SELANGOR | Existing | RYB | LV FUSE SWITCH |  | CLOSED | IEC MIDDLE CURVE | FUSES | SPARE |  |  |  | 250.000 A |  |  | 6
379916090 | TNB | DISTRIBUTION | KUALA SELANGOR | Existing | RYB | LV FUSE SWITCH |  | CLOSED | IEC MIDDLE CURVE | FUSES | SPARE |  |  |  | 250.000 A |  |  | 6
379916096 | TNB | DISTRIBUTION | KUALA SELANGOR | Existing | RYB | LV FUSE SWITCH |  | CLOSED | IEC MIDDLE CURVE | FUSES | SPARE |  |  |  | 250.000 A |  |  | 6
379916108 | TNB | DISTRIBUTION | KUALA SELANGOR | Existing | RYB | LV FUSE SWITCH |  | CLOSED | IEC MIDDLE CURVE | FUSES | SPARE |  |  |  | 250.000 A |  |  | 6
379916113 | TNB | DISTRIBUTION | KUALA SELANGOR | Existing | RYB | LV FUSE SWITCH |  | CLOSED | IEC MIDDLE CURVE | FUSES | SPARE |  |  |  | 250.000 A |  |  | 6
379916125 | TNB | DISTRIBUTION | KUALA SELANGOR | Existing | RYB | LV FUSE SWITCH |  | CLOSED | IEC MIDDLE CURVE | FUSES | SPARE |  |  |  | 250.000 A |  |  | 6
379916130 | TNB | DISTRIBUTION | KUALA SELANGOR | Existing | RYB | LV FUSE SWITCH |  | CLOSED | IEC MIDDLE CURVE | FUSES | SPARE |  |  |  | 250.000 A |  |  | 6
379916133 | TNB | DISTRIBUTION | KUALA SELANGOR | Existing | RYB | LV FUSE SWITCH |  | CLOSED | IEC MIDDLE CURVE | FUSES | SPARE |  |  |  | 250.000 A |  |  | 6
379916137 | TNB | DISTRIBUTION | KUALA SELANGOR | Existing | RYB | LV FUSE SWITCH |  | CLOSED | IEC MIDDLE CURVE | FUSES | SPARE |  |  |  | 250.000 A |  |  | 6
379916147 | TNB | DISTRIBUTION | KUALA SELANGOR | Existing | RYB | LV FUSE SWITCH |  | CLOSED | IEC MIDDLE CURVE | FUSES | SPARE |  |  |  | 250.000 A |  |  | 6
379916153 | TNB | DISTRIBUTION | KUALA SELANGOR | Existing | RYB | LV FUSE SWITCH |  | CLOSED | IEC MIDDLE CURVE | FUSES | SPARE |  |  |  | 250.000 A |  |  | 6
379916165 | TNB | DISTRIBUTION | KUALA SELANGOR | Existing | RYB | LV FUSE SWITCH |  | CLOSED | IEC MIDDLE CURVE | FUSES | SPARE |  |  |  | 250.000 A |  |  | 6
379916433 | TNB | DISTRIBUTION | KUALA SELANGOR | Existing | RYB | LV FUSE SWITCH |  | CLOSED | IEC MIDDLE CURVE | FUSES | SPARE |  |  |  | 250.000 A |  |  | 6
379916445 | TNB | DISTRIBUTION | KUALA SELANGOR | Existing | RYB | LV FUSE SWITCH |  | CLOSED | IEC MIDDLE CURVE | FUSES | SPARE |  |  |  | 250.000 A |  |  | 6
379916450 | TNB | DISTRIBUTION | KUALA SELANGOR | Existing | RYB | LV FUSE SWITCH |  | CLOSED | IEC MIDDLE CURVE | FUSES | SPARE |  |  |  | 250.000 A |  |  | 6
379916453 | TNB | DISTRIBUTION | KUALA SELANGOR | Existing | RYB | LV FUSE SWITCH |  | CLOSED | IEC MIDDLE CURVE | FUSES | SPARE |  |  |  | 250.000 A |  |  | 6
379916457 | TNB | DISTRIBUTION | KUALA SELANGOR | Existing | RYB | LV FUSE SWITCH |  | CLOSED | IEC MIDDLE CURVE | FUSES | SPARE |  |  |  | 250.000 A |  |  | 6
379916467 | TNB | DISTRIBUTION | KUALA SELANGOR | Existing | RYB | LV FUSE SWITCH |  | CLOSED | IEC MIDDLE CURVE | FUSES | SPARE |  |  |  | 250.000 A |  |  | 6
379916473 | TNB | DISTRIBUTION | KUALA SELANGOR | Existing | RYB | LV FUSE SWITCH |  | CLOSED | IEC MIDDLE CURVE | FUSES | SPARE |  |  |  | 250.000 A |  |  | 6
379916485 | TNB | DISTRIBUTION | KUALA SELANGOR | Existing | RYB | LV FUSE SWITCH |  | CLOSED | IEC MIDDLE CURVE | FUSES | SPARE |  |  |  | 250.000 A |  |  | 6
379916621 | TNB | DISTRIBUTION | KUALA SELANGOR | Existing | RYB | LV FUSE SWITCH |  | CLOSED | IEC MIDDLE CURVE | FUSES | SPARE |  |  |  | 250.000 A |  |  | 6
379916633 | TNB | DISTRIBUTION | KUALA SELANGOR | Existing | RYB | LV FUSE SWITCH |  | CLOSED | IEC MIDDLE CURVE | FUSES | SPARE |  |  |  | 250.000 A |  |  | 6
379916638 | TNB | DISTRIBUTION | KUALA SELANGOR | Existing | RYB | LV FUSE SWITCH |  | CLOSED | IEC MIDDLE CURVE | FUSES | SPARE |  |  |  | 250.000 A |  |  | 6
379916641 | TNB | DISTRIBUTION | KUALA SELANGOR | Existing | RYB | LV FUSE SWITCH |  | CLOSED | IEC MIDDLE CURVE | FUSES | SPARE |  |  |  | 250.000 A |  |  | 6
379916645 | TNB | DISTRIBUTION | KUALA SELANGOR | Existing | RYB | LV FUSE SWITCH |  | CLOSED | IEC MIDDLE CURVE | FUSES | SPARE |  |  |  | 250.000 A |  |  | 6
379916655 | TNB | DISTRIBUTION | KUALA SELANGOR | Existing | RYB | LV FUSE SWITCH |  | CLOSED | IEC MIDDLE CURVE | FUSES | SPARE |  |  |  | 250.000 A |  |  | 6
379916661 | TNB | DISTRIBUTION | KUALA SELANGOR | Existing | RYB | LV FUSE SWITCH |  | CLOSED | IEC MIDDLE CURVE | FUSES | SPARE |  |  |  | 250.000 A |  |  | 6
379916673 | TNB | DISTRIBUTION | KUALA SELANGOR | Existing | RYB | LV FUSE SWITCH |  | CLOSED | IEC MIDDLE CURVE | FUSES | SPARE |  |  |  | 250.000 A |  |  | 6
379916744 | TNB | DISTRIBUTION | KUALA SELANGOR | Existing | RYB | LV FUSE SWITCH |  | CLOSED | IEC MIDDLE CURVE | FUSES | SPARE |  |  |  | 250.000 A |  |  | 6
379916756 | TNB | DISTRIBUTION | KUALA SELANGOR | Existing | RYB | LV FUSE SWITCH |  | CLOSED | IEC MIDDLE CURVE | FUSES | SPARE |  |  |  | 250.000 A |  |  | 6
379916761 | TNB | DISTRIBUTION | KUALA SELANGOR | Existing | RYB | LV FUSE SWITCH |  | CLOSED | IEC MIDDLE CURVE | FUSES | SPARE |  |  |  | 250.000 A |  |  | 6
379916764 | TNB | DISTRIBUTION | KUALA SELANGOR | Existing | RYB | LV FUSE SWITCH |  | CLOSED | IEC MIDDLE CURVE | FUSES | SPARE |  |  |  | 250.000 A |  |  | 6
379916768 | TNB | DISTRIBUTION | KUALA SELANGOR | Existing | RYB | LV FUSE SWITCH |  | CLOSED | IEC MIDDLE CURVE | FUSES | SPARE |  |  |  | 250.000 A |  |  | 6
379916778 | TNB | DISTRIBUTION | KUALA SELANGOR | Existing | RYB | LV FUSE SWITCH |  | CLOSED | IEC MIDDLE CURVE | FUSES | SPARE |  |  |  | 250.000 A |  |  | 6
379916784 | TNB | DISTRIBUTION | KUALA SELANGOR | Existing | RYB | LV FUSE SWITCH |  | CLOSED | IEC MIDDLE CURVE | FUSES | SPARE |  |  |  | 250.000 A |  |  | 6
379916796 | TNB | DISTRIBUTION | KUALA SELANGOR | Existing | RYB | LV FUSE SWITCH |  | CLOSED | IEC MIDDLE CURVE | FUSES | SPARE |  |  |  | 250.000 A |  |  | 6
379916801 | TNB | DISTRIBUTION | KUALA SELANGOR | Existing | RYB | LV FUSE SWITCH |  | CLOSED | IEC MIDDLE CURVE | FUSES | SPARE |  |  |  | 250.000 A |  |  | 6
379916813 | TNB | DISTRIBUTION | KUALA SELANGOR | Existing | RYB | LV FUSE SWITCH |  | CLOSED | IEC MIDDLE CURVE | FUSES | SPARE |  |  |  | 250.000 A |  |  | 6
379916818 | TNB | DISTRIBUTION | KUALA SELANGOR | Existing | RYB | LV FUSE SWITCH |  | CLOSED | IEC MIDDLE CURVE | FUSES | SPARE |  |  |  | 250.000 A |  |  | 6
379916821 | TNB | DISTRIBUTION | KUALA SELANGOR | Existing | RYB | LV FUSE SWITCH |  | CLOSED | IEC MIDDLE CURVE | FUSES | SPARE |  |  |  | 250.000 A |  |  | 6
379916825 | TNB | DISTRIBUTION | KUALA SELANGOR | Existing | RYB | LV FUSE SWITCH |  | CLOSED | IEC MIDDLE CURVE | FUSES | SPARE |  |  |  | 250.000 A |  |  | 6
379916835 | TNB | DISTRIBUTION | KUALA SELANGOR | Existing | RYB | LV FUSE SWITCH |  | CLOSED | IEC MIDDLE CURVE | FUSES | SPARE |  |  |  | 250.000 A |  |  | 6
379916841 | TNB | DISTRIBUTION | KUALA SELANGOR | Existing | RYB | LV FUSE SWITCH |  | CLOSED | IEC MIDDLE CURVE | FUSES | SPARE |  |  |  | 250.000 A |  |  | 6
379916853 | TNB | DISTRIBUTION | KUALA SELANGOR | Existing | RYB | LV FUSE SWITCH |  | CLOSED | IEC MIDDLE CURVE | FUSES | SPARE |  |  |  | 250.000 A |  |  | 6
379916897 | TNB | DISTRIBUTION | KUALA SELANGOR | Existing | RYB | LV FUSE SWITCH |  | CLOSED | IEC MIDDLE CURVE | FUSES | SPARE |  |  |  | 250.000 A |  |  | 6
379916909 | TNB | DISTRIBUTION | KUALA SELANGOR | Existing | RYB | LV FUSE SWITCH |  | CLOSED | IEC MIDDLE CURVE | FUSES | SPARE |  |  |  | 250.000 A |  |  | 6
379916914 | TNB | DISTRIBUTION | KUALA SELANGOR | Existing | RYB | LV FUSE SWITCH |  | CLOSED | IEC MIDDLE CURVE | FUSES | SPARE |  |  |  | 250.000 A |  |  | 6
379916917 | TNB | DISTRIBUTION | KUALA SELANGOR | Existing | RYB | LV FUSE SWITCH |  | CLOSED | IEC MIDDLE CURVE | FUSES | SPARE |  |  |  | 250.000 A |  |  | 6
379916921 | TNB | DISTRIBUTION | KUALA SELANGOR | Existing | RYB | LV FUSE SWITCH |  | CLOSED | IEC MIDDLE CURVE | FUSES | SPARE |  |  |  | 250.000 A |  |  | 6
379916931 | TNB | DISTRIBUTION | KUALA SELANGOR | Existing | RYB | LV FUSE SWITCH |  | CLOSED | IEC MIDDLE CURVE | FUSES | SPARE |  |  |  | 250.000 A |  |  | 6
379916937 | TNB | DISTRIBUTION | KUALA SELANGOR | Existing | RYB | LV FUSE SWITCH |  | CLOSED | IEC MIDDLE CURVE | FUSES | SPARE |  |  |  | 250.000 A |  |  | 6
379916949 | TNB | DISTRIBUTION | KUALA SELANGOR | Existing | RYB | LV FUSE SWITCH |  | CLOSED | IEC MIDDLE CURVE | FUSES | SPARE |  |  |  | 250.000 A |  |  | 6
379917287 | TNB | DISTRIBUTION | KUALA SELANGOR | Existing | RYB | LV FUSE SWITCH |  | CLOSED | IEC MIDDLE CURVE | FUSES | SPARE |  |  |  | 250.000 A |  |  | 6
379917299 | TNB | DISTRIBUTION | KUALA SELANGOR | Existing | RYB | LV FUSE SWITCH |  | CLOSED | IEC MIDDLE CURVE | FUSES | SPARE |  |  |  | 250.000 A |  |  | 6
379917304 | TNB | DISTRIBUTION | KUALA SELANGOR | Existing | RYB | LV FUSE SWITCH |  | CLOSED | IEC MIDDLE CURVE | FUSES | SPARE |  |  |  | 250.000 A |  |  | 6
379917307 | TNB | DISTRIBUTION | KUALA SELANGOR | Existing | RYB | LV FUSE SWITCH |  | CLOSED | IEC MIDDLE CURVE | FUSES | SPARE |  |  |  | 250.000 A |  |  | 6
379917311 | TNB | DISTRIBUTION | KUALA SELANGOR | Existing | RYB | LV FUSE SWITCH |  | CLOSED | IEC MIDDLE CURVE | FUSES | SPARE |  |  |  | 250.000 A |  |  | 6
379917321 | TNB | DISTRIBUTION | KUALA SELANGOR | Existing | RYB | LV FUSE SWITCH |  | CLOSED | IEC MIDDLE CURVE | FUSES | SPARE |  |  |  | 250.000 A |  |  | 6
379917327 | TNB | DISTRIBUTION | KUALA SELANGOR | Existing | RYB | LV FUSE SWITCH |  | CLOSED | IEC MIDDLE CURVE | FUSES | SPARE |  |  |  | 250.000 A |  |  | 6
379917339 | TNB | DISTRIBUTION | KUALA SELANGOR | Existing | RYB | LV FUSE SWITCH |  | CLOSED | IEC MIDDLE CURVE | FUSES | SPARE |  |  |  | 250.000 A |  |  | 6
379917485 | TNB | DISTRIBUTION | KUALA SELANGOR | Existing | RYB | LV FUSE SWITCH |  | CLOSED | IEC MIDDLE CURVE | FUSES | SPARE |  |  |  | 250.000 A |  |  | 6
379917497 | TNB | DISTRIBUTION | KUALA SELANGOR | Existing | RYB | LV FUSE SWITCH |  | CLOSED | IEC MIDDLE CURVE | FUSES | SPARE |  |  |  | 250.000 A |  |  | 6
379917502 | TNB | DISTRIBUTION | KUALA SELANGOR | Existing | RYB | LV FUSE SWITCH |  | CLOSED | IEC MIDDLE CURVE | FUSES | SPARE |  |  |  | 250.000 A |  |  | 6
379917505 | TNB | DISTRIBUTION | KUALA SELANGOR | Existing | RYB | LV FUSE SWITCH |  | CLOSED | IEC MIDDLE CURVE | FUSES | SPARE |  |  |  | 250.000 A |  |  | 6
379917509 | TNB | DISTRIBUTION | KUALA SELANGOR | Existing | RYB | LV FUSE SWITCH |  | CLOSED | IEC MIDDLE CURVE | FUSES | SPARE |  |  |  | 250.000 A |  |  | 6
379917519 | TNB | DISTRIBUTION | KUALA SELANGOR | Existing | RYB | LV FUSE SWITCH |  | CLOSED | IEC MIDDLE CURVE | FUSES | SPARE |  |  |  | 250.000 A |  |  | 6
379917525 | TNB | DISTRIBUTION | KUALA SELANGOR | Existing | RYB | LV FUSE SWITCH |  | CLOSED | IEC MIDDLE CURVE | FUSES | SPARE |  |  |  | 250.000 A |  |  | 6
379917537 | TNB | DISTRIBUTION | KUALA SELANGOR | Existing | RYB | LV FUSE SWITCH |  | CLOSED | IEC MIDDLE CURVE | FUSES | SPARE |  |  |  | 250.000 A |  |  | 6
379917579 | TNB | DISTRIBUTION | KUALA SELANGOR | Existing | RYB | LV FUSE SWITCH |  | CLOSED | IEC MIDDLE CURVE | FUSES | SPARE |  |  |  | 250.000 A |  |  | 6
379917591 | TNB | DISTRIBUTION | KUALA SELANGOR | Existing | RYB | LV FUSE SWITCH |  | OPEN | IEC MIDDLE CURVE | FUSES | SPARE |  |  |  | 250.000 A |  |  | 6
379917596 | TNB | DISTRIBUTION | KUALA SELANGOR | Existing | RYB | LV FUSE SWITCH |  | OPEN | IEC MIDDLE CURVE | FUSES | SPARE |  |  |  | 250.000 A |  |  | 6
379917599 | TNB | DISTRIBUTION | KUALA SELANGOR | Existing | RYB | LV FUSE SWITCH |  | OPEN | IEC MIDDLE CURVE | FUSES | SPARE |  |  |  | 250.000 A |  |  | 6
379917603 | TNB | DISTRIBUTION | KUALA SELANGOR | Existing | RYB | LV FUSE SWITCH |  | OPEN | IEC MIDDLE CURVE | FUSES | SPARE |  |  |  | 250.000 A |  |  | 6
379917613 | TNB | DISTRIBUTION | KUALA SELANGOR | Existing | RYB | LV FUSE SWITCH |  | OPEN | IEC MIDDLE CURVE | FUSES | SPARE |  |  |  | 250.000 A |  |  | 6
379917619 | TNB | DISTRIBUTION | KUALA SELANGOR | Existing | RYB | LV FUSE SWITCH |  | OPEN | IEC MIDDLE CURVE | FUSES | SPARE |  |  |  | 250.000 A |  |  | 6
379917631 | TNB | DISTRIBUTION | KUALA SELANGOR | Existing | RYB | LV FUSE SWITCH |  | CLOSED | IEC MIDDLE CURVE | FUSES | SPARE |  |  |  | 250.000 A |  |  | 6
379917791 | TNB | DISTRIBUTION | KUALA SELANGOR | Existing | RYB | LV FUSE SWITCH |  | CLOSED | IEC MIDDLE CURVE | FUSES | SPARE |  |  |  | 250.000 A |  |  | 6
379917803 | TNB | DISTRIBUTION | KUALA SELANGOR | Existing | RYB | LV FUSE SWITCH |  | CLOSED | IEC MIDDLE CURVE | FUSES | SPARE |  |  |  | 250.000 A |  |  | 6
379917808 | TNB | DISTRIBUTION | KUALA SELANGOR | Existing | RYB | LV FUSE SWITCH |  | CLOSED | IEC MIDDLE CURVE | FUSES | SPARE |  |  |  | 250.000 A |  |  | 6
379917811 | TNB | DISTRIBUTION | KUALA SELANGOR | Existing | RYB | LV FUSE SWITCH |  | CLOSED | IEC MIDDLE CURVE | FUSES | SPARE |  |  |  | 250.000 A |  |  | 6
379917815 | TNB | DISTRIBUTION | KUALA SELANGOR | Existing | RYB | LV FUSE SWITCH |  | CLOSED | IEC MIDDLE CURVE | FUSES | SPARE |  |  |  | 250.000 A |  |  | 6
379917825 | TNB | DISTRIBUTION | KUALA SELANGOR | Existing | RYB | LV FUSE SWITCH |  | CLOSED | IEC MIDDLE CURVE | FUSES | SPARE |  |  |  | 250.000 A |  |  | 6
379917831 | TNB | DISTRIBUTION | KUALA SELANGOR | Existing | RYB | LV FUSE SWITCH |  | CLOSED | IEC MIDDLE CURVE | FUSES | SPARE |  |  |  | 250.000 A |  |  | 6
379917843 | TNB | DISTRIBUTION | KUALA SELANGOR | Existing | RYB | LV FUSE SWITCH |  | CLOSED | IEC MIDDLE CURVE | FUSES | SPARE |  |  |  | 250.000 A |  |  | 6
379917942 | TNB | DISTRIBUTION | KUALA SELANGOR | Existing | RYB | LV FUSE SWITCH |  | CLOSED | IEC MIDDLE CURVE | FUSES | SPARE |  |  |  | 250.000 A |  |  | 6
379917954 | TNB | DISTRIBUTION | KUALA SELANGOR | Existing | RYB | LV FUSE SWITCH |  | CLOSED | IEC MIDDLE CURVE | FUSES | SPARE |  |  |  | 250.000 A |  |  | 6
379917959 | TNB | DISTRIBUTION | KUALA SELANGOR | Existing | RYB | LV FUSE SWITCH |  | CLOSED | IEC MIDDLE CURVE | FUSES | SPARE |  |  |  | 250.000 A |  |  | 6
379917962 | TNB | DISTRIBUTION | KUALA SELANGOR | Existing | RYB | LV FUSE SWITCH |  | CLOSED | IEC MIDDLE CURVE | FUSES | SPARE |  |  |  | 250.000 A |  |  | 6
379917966 | TNB | DISTRIBUTION | KUALA SELANGOR | Existing | RYB | LV FUSE SWITCH |  | CLOSED | IEC MIDDLE CURVE | FUSES | SPARE |  |  |  | 250.000 A |  |  | 6
379917976 | TNB | DISTRIBUTION | KUALA SELANGOR | Existing | RYB | LV FUSE SWITCH |  | CLOSED | IEC MIDDLE CURVE | FUSES | SPARE |  |  |  | 250.000 A |  |  | 6
379917982 | TNB | DISTRIBUTION | KUALA SELANGOR | Existing | RYB | LV FUSE SWITCH |  | CLOSED | IEC MIDDLE CURVE | FUSES | SPARE |  |  |  | 250.000 A |  |  | 6
379917994 | TNB | DISTRIBUTION | KUALA SELANGOR | Existing | RYB | LV FUSE SWITCH |  | CLOSED | IEC MIDDLE CURVE | FUSES | SPARE |  |  |  | 250.000 A |  |  | 6
379918036 | TNB | DISTRIBUTION | KUALA SELANGOR | Existing | RYB | LV FUSE SWITCH |  | CLOSED | IEC MIDDLE CURVE | FUSES | SPARE |  |  |  | 250.000 A |  |  | 6
379918048 | TNB | DISTRIBUTION | KUALA SELANGOR | Existing | RYB | LV FUSE SWITCH |  | CLOSED | IEC MIDDLE CURVE | FUSES | SPARE |  |  |  | 250.000 A |  |  | 6
379918053 | TNB | DISTRIBUTION | KUALA SELANGOR | Existing | RYB | LV FUSE SWITCH |  | CLOSED | IEC MIDDLE CURVE | FUSES | SPARE |  |  |  | 250.000 A |  |  | 6
379918056 | TNB | DISTRIBUTION | KUALA SELANGOR | Existing | RYB | LV FUSE SWITCH |  | CLOSED | IEC MIDDLE CURVE | FUSES | SPARE |  |  |  | 250.000 A |  |  | 6
379918060 | TNB | DISTRIBUTION | KUALA SELANGOR | Existing | RYB | LV FUSE SWITCH |  | CLOSED | IEC MIDDLE CURVE | FUSES | SPARE |  |  |  | 250.000 A |  |  | 6
379918070 | TNB | DISTRIBUTION | KUALA SELANGOR | Existing | RYB | LV FUSE SWITCH |  | CLOSED | IEC MIDDLE CURVE | FUSES | SPARE |  |  |  | 250.000 A |  |  | 6
379918076 | TNB | DISTRIBUTION | KUALA SELANGOR | Existing | RYB | LV FUSE SWITCH |  | CLOSED | IEC MIDDLE CURVE | FUSES | SPARE |  |  |  | 250.000 A |  |  | 6
379918088 | TNB | DISTRIBUTION | KUALA SELANGOR | Existing | RYB | LV FUSE SWITCH |  | CLOSED | IEC MIDDLE CURVE | FUSES | SPARE |  |  |  | 250.000 A |  |  | 6
379918130 | TNB | DISTRIBUTION | KUALA SELANGOR | Existing | RYB | LV FUSE SWITCH |  | CLOSED | IEC MIDDLE CURVE | FUSES | SPARE |  |  |  | 250.000 A |  |  | 6
379918142 | TNB | DISTRIBUTION | KUALA SELANGOR | Existing | RYB | LV FUSE SWITCH |  | CLOSED | IEC MIDDLE CURVE | FUSES | SPARE |  |  |  | 250.000 A |  |  | 6
379918147 | TNB | DISTRIBUTION | KUALA SELANGOR | Existing | RYB | LV FUSE SWITCH |  | CLOSED | IEC MIDDLE CURVE | FUSES | SPARE |  |  |  | 250.000 A |  |  | 6
379918150 | TNB | DISTRIBUTION | KUALA SELANGOR | Existing | RYB | LV FUSE SWITCH |  | CLOSED | IEC MIDDLE CURVE | FUSES | SPARE |  |  |  | 250.000 A |  |  | 6
379918154 | TNB | DISTRIBUTION | KUALA SELANGOR | Existing | RYB | LV FUSE SWITCH |  | CLOSED | IEC MIDDLE CURVE | FUSES | SPARE |  |  |  | 250.000 A |  |  | 6
379918164 | TNB | DISTRIBUTION | KUALA SELANGOR | Existing | RYB | LV FUSE SWITCH |  | CLOSED | IEC MIDDLE CURVE | FUSES | SPARE |  |  |  | 250.000 A |  |  | 6
379918170 | TNB | DISTRIBUTION | KUALA SELANGOR | Existing | RYB | LV FUSE SWITCH |  | CLOSED | IEC MIDDLE CURVE | FUSES | SPARE |  |  |  | 250.000 A |  |  | 6
379918182 | TNB | DISTRIBUTION | KUALA SELANGOR | Existing | RYB | LV FUSE SWITCH |  | CLOSED | IEC MIDDLE CURVE | FUSES | SPARE |  |  |  | 250.000 A |  |  | 6
379918224 | TNB | DISTRIBUTION | KUALA SELANGOR | Existing | RYB | LV FUSE SWITCH |  | CLOSED | IEC MIDDLE CURVE | FUSES | SPARE |  |  |  | 250.000 A |  |  | 6
379918236 | TNB | DISTRIBUTION | KUALA SELANGOR | Existing | RYB | LV FUSE SWITCH |  | CLOSED | IEC MIDDLE CURVE | FUSES | SPARE |  |  |  | 250.000 A |  |  | 6
379918241 | TNB | DISTRIBUTION | KUALA SELANGOR | Existing | RYB | LV FUSE SWITCH |  | CLOSED | IEC MIDDLE CURVE | FUSES | SPARE |  |  |  | 250.000 A |  |  | 6
379918244 | TNB | DISTRIBUTION | KUALA SELANGOR | Existing | RYB | LV FUSE SWITCH |  | CLOSED | IEC MIDDLE CURVE | FUSES | SPARE |  |  |  | 250.000 A |  |  | 6
379918248 | TNB | DISTRIBUTION | KUALA SELANGOR | Existing | RYB | LV FUSE SWITCH |  | CLOSED | IEC MIDDLE CURVE | FUSES | SPARE |  |  |  | 250.000 A |  |  | 6
379918258 | TNB | DISTRIBUTION | KUALA SELANGOR | Existing | RYB | LV FUSE SWITCH |  | CLOSED | IEC MIDDLE CURVE | FUSES | SPARE |  |  |  | 250.000 A |  |  | 6
379918264 | TNB | DISTRIBUTION | KUALA SELANGOR | Existing | RYB | LV FUSE SWITCH |  | CLOSED | IEC MIDDLE CURVE | FUSES | SPARE |  |  |  | 250.000 A |  |  | 6
379918276 | TNB | DISTRIBUTION | KUALA SELANGOR | Existing | RYB | LV FUSE SWITCH |  | CLOSED | IEC MIDDLE CURVE | FUSES | SPARE |  |  |  | 250.000 A |  |  | 6
379918318 | TNB | DISTRIBUTION | KUALA SELANGOR | Existing | RYB | LV FUSE SWITCH |  | CLOSED | IEC MIDDLE CURVE | FUSES | SPARE |  |  |  | 250.000 A |  |  | 6
379918330 | TNB | DISTRIBUTION | KUALA SELANGOR | Existing | RYB | LV FUSE SWITCH |  | CLOSED | IEC MIDDLE CURVE | FUSES | SPARE |  |  |  | 250.000 A |  |  | 6
379918335 | TNB | DISTRIBUTION | KUALA SELANGOR | Existing | RYB | LV FUSE SWITCH |  | CLOSED | IEC MIDDLE CURVE | FUSES | SPARE |  |  |  | 250.000 A |  |  | 6
379918338 | TNB | DISTRIBUTION | KUALA SELANGOR | Existing | RYB | LV FUSE SWITCH |  | CLOSED | IEC MIDDLE CURVE | FUSES | SPARE |  |  |  | 250.000 A |  |  | 6
379918342 | TNB | DISTRIBUTION | KUALA SELANGOR | Existing | RYB | LV FUSE SWITCH |  | CLOSED | IEC MIDDLE CURVE | FUSES | SPARE |  |  |  | 250.000 A |  |  | 6
379918352 | TNB | DISTRIBUTION | KUALA SELANGOR | Existing | RYB | LV FUSE SWITCH |  | CLOSED | IEC MIDDLE CURVE | FUSES | SPARE |  |  |  | 250.000 A |  |  | 6
379918358 | TNB | DISTRIBUTION | KUALA SELANGOR | Existing | RYB | LV FUSE SWITCH |  | CLOSED | IEC MIDDLE CURVE | FUSES | SPARE |  |  |  | 250.000 A |  |  | 6
379918370 | TNB | DISTRIBUTION | KUALA SELANGOR | Existing | RYB | LV FUSE SWITCH |  | CLOSED | IEC MIDDLE CURVE | FUSES | SPARE |  |  |  | 250.000 A |  |  | 6
379918519 | TNB | DISTRIBUTION | KUALA SELANGOR | Existing | RYB | LV FUSE SWITCH |  | CLOSED | IEC MIDDLE CURVE | FUSES | SPARE |  |  |  | 250.000 A |  |  | 6
379918531 | TNB | DISTRIBUTION | KUALA SELANGOR | Existing | RYB | LV FUSE SWITCH |  | CLOSED | IEC MIDDLE CURVE | FUSES | SPARE |  |  |  | 250.000 A |  |  | 6
379918536 | TNB | DISTRIBUTION | KUALA SELANGOR | Existing | RYB | LV FUSE SWITCH |  | CLOSED | IEC MIDDLE CURVE | FUSES | SPARE |  |  |  | 250.000 A |  |  | 6
379918539 | TNB | DISTRIBUTION | KUALA SELANGOR | Existing | RYB | LV FUSE SWITCH |  | CLOSED | IEC MIDDLE CURVE | FUSES | SPARE |  |  |  | 250.000 A |  |  | 6
379918543 | TNB | DISTRIBUTION | KUALA SELANGOR | Existing | RYB | LV FUSE SWITCH |  | CLOSED | IEC MIDDLE CURVE | FUSES | SPARE |  |  |  | 250.000 A |  |  | 6
379918553 | TNB | DISTRIBUTION | KUALA SELANGOR | Existing | RYB | LV FUSE SWITCH |  | CLOSED | IEC MIDDLE CURVE | FUSES | SPARE |  |  |  | 250.000 A |  |  | 6
379918559 | TNB | DISTRIBUTION | KUALA SELANGOR | Existing | RYB | LV FUSE SWITCH |  | CLOSED | IEC MIDDLE CURVE | FUSES | SPARE |  |  |  | 250.000 A |  |  | 6
379918571 | TNB | DISTRIBUTION | KUALA SELANGOR | Existing | RYB | LV FUSE SWITCH |  | CLOSED | IEC MIDDLE CURVE | FUSES | SPARE |  |  |  | 250.000 A |  |  | 6
379918613 | TNB | DISTRIBUTION | KUALA SELANGOR | Existing | RYB | LV FUSE SWITCH |  | CLOSED | IEC MIDDLE CURVE | FUSES | SPARE |  |  |  | 250.000 A |  |  | 6
379918625 | TNB | DISTRIBUTION | KUALA SELANGOR | Existing | RYB | LV FUSE SWITCH |  | CLOSED | IEC MIDDLE CURVE | FUSES | SPARE |  |  |  | 250.000 A |  |  | 6
379918630 | TNB | DISTRIBUTION | KUALA SELANGOR | Existing | RYB | LV FUSE SWITCH |  | CLOSED | IEC MIDDLE CURVE | FUSES | SPARE |  |  |  | 250.000 A |  |  | 6
379918633 | TNB | DISTRIBUTION | KUALA SELANGOR | Existing | RYB | LV FUSE SWITCH |  | CLOSED | IEC MIDDLE CURVE | FUSES | SPARE |  |  |  | 250.000 A |  |  | 6
379918637 | TNB | DISTRIBUTION | KUALA SELANGOR | Existing | RYB | LV FUSE SWITCH |  | CLOSED | IEC MIDDLE CURVE | FUSES | SPARE |  |  |  | 250.000 A |  |  | 6
379918647 | TNB | DISTRIBUTION | KUALA SELANGOR | Existing | RYB | LV FUSE SWITCH |  | CLOSED | IEC MIDDLE CURVE | FUSES | SPARE |  |  |  | 250.000 A |  |  | 6
379918653 | TNB | DISTRIBUTION | KUALA SELANGOR | Existing | RYB | LV FUSE SWITCH |  | CLOSED | IEC MIDDLE CURVE | FUSES | SPARE |  |  |  | 250.000 A |  |  | 6
379918665 | TNB | DISTRIBUTION | KUALA SELANGOR | Existing | RYB | LV FUSE SWITCH |  | CLOSED | IEC MIDDLE CURVE | FUSES | SPARE |  |  |  | 250.000 A |  |  | 6
379918707 | TNB | DISTRIBUTION | KUALA SELANGOR | Existing | RYB | LV FUSE SWITCH |  | CLOSED | IEC MIDDLE CURVE | FUSES | SPARE |  |  |  | 250.000 A |  |  | 6
379918719 | TNB | DISTRIBUTION | KUALA SELANGOR | Existing | RYB | LV FUSE SWITCH |  | CLOSED | IEC MIDDLE CURVE | FUSES | SPARE |  |  |  | 250.000 A |  |  | 6
379918724 | TNB | DISTRIBUTION | KUALA SELANGOR | Existing | RYB | LV FUSE SWITCH |  | CLOSED | IEC MIDDLE CURVE | FUSES | SPARE |  |  |  | 250.000 A |  |  | 6
379918727 | TNB | DISTRIBUTION | KUALA SELANGOR | Existing | RYB | LV FUSE SWITCH |  | CLOSED | IEC MIDDLE CURVE | FUSES | SPARE |  |  |  | 250.000 A |  |  | 6
379918731 | TNB | DISTRIBUTION | KUALA SELANGOR | Existing | RYB | LV FUSE SWITCH |  | CLOSED | IEC MIDDLE CURVE | FUSES | SPARE |  |  |  | 250.000 A |  |  | 6
379918741 | TNB | DISTRIBUTION | KUALA SELANGOR | Existing | RYB | LV FUSE SWITCH |  | CLOSED | IEC MIDDLE CURVE | FUSES | SPARE |  |  |  | 250.000 A |  |  | 6
379918747 | TNB | DISTRIBUTION | KUALA SELANGOR | Existing | RYB | LV FUSE SWITCH |  | CLOSED | IEC MIDDLE CURVE | FUSES | SPARE |  |  |  | 250.000 A |  |  | 6
379918759 | TNB | DISTRIBUTION | KUALA SELANGOR | Existing | RYB | LV FUSE SWITCH |  | CLOSED | IEC MIDDLE CURVE | FUSES | SPARE |  |  |  | 250.000 A |  |  | 6
379918891 | TNB | DISTRIBUTION | KUALA SELANGOR | Existing | RYB | LV FUSE SWITCH |  | CLOSED | IEC MIDDLE CURVE | FUSES | SPARE |  |  |  | 250.000 A |  |  | 6
379918903 | TNB | DISTRIBUTION | KUALA SELANGOR | Existing | RYB | LV FUSE SWITCH |  | CLOSED | IEC MIDDLE CURVE | FUSES | SPARE |  |  |  | 250.000 A |  |  | 6
379918908 | TNB | DISTRIBUTION | KUALA SELANGOR | Existing | RYB | LV FUSE SWITCH |  | CLOSED | IEC MIDDLE CURVE | FUSES | SPARE |  |  |  | 250.000 A |  |  | 6
379918911 | TNB | DISTRIBUTION | KUALA SELANGOR | Existing | RYB | LV FUSE SWITCH |  | CLOSED | IEC MIDDLE CURVE | FUSES | SPARE |  |  |  | 250.000 A |  |  | 6
379918915 | TNB | DISTRIBUTION | KUALA SELANGOR | Existing | RYB | LV FUSE SWITCH |  | CLOSED | IEC MIDDLE CURVE | FUSES | SPARE |  |  |  | 250.000 A |  |  | 6
379918925 | TNB | DISTRIBUTION | KUALA SELANGOR | Existing | RYB | LV FUSE SWITCH |  | CLOSED | IEC MIDDLE CURVE | FUSES | SPARE |  |  |  | 250.000 A |  |  | 6
379918931 | TNB | DISTRIBUTION | KUALA SELANGOR | Existing | RYB | LV FUSE SWITCH |  | CLOSED | IEC MIDDLE CURVE | FUSES | SPARE |  |  |  | 250.000 A |  |  | 6
379918943 | TNB | DISTRIBUTION | KUALA SELANGOR | Existing | RYB | LV FUSE SWITCH |  | CLOSED | IEC MIDDLE CURVE | FUSES | SPARE |  |  |  | 250.000 A |  |  | 6
379918994 | TNB | DISTRIBUTION | KUALA SELANGOR | Existing | RYB | LV FUSE SWITCH |  | CLOSED | IEC MIDDLE CURVE | FUSES | SPARE |  |  |  | 250.000 A |  |  | 6
379919006 | TNB | DISTRIBUTION | KUALA SELANGOR | Existing | RYB | LV FUSE SWITCH |  | CLOSED | IEC MIDDLE CURVE | FUSES | SPARE |  |  |  | 250.000 A |  |  | 6
379919011 | TNB | DISTRIBUTION | KUALA SELANGOR | Existing | RYB | LV FUSE SWITCH |  | CLOSED | IEC MIDDLE CURVE | FUSES | SPARE |  |  |  | 250.000 A |  |  | 6
379919014 | TNB | DISTRIBUTION | KUALA SELANGOR | Existing | RYB | LV FUSE SWITCH |  | CLOSED | IEC MIDDLE CURVE | FUSES | SPARE |  |  |  | 250.000 A |  |  | 6
379919018 | TNB | DISTRIBUTION | KUALA SELANGOR | Existing | RYB | LV FUSE SWITCH |  | CLOSED | IEC MIDDLE CURVE | FUSES | SPARE |  |  |  | 250.000 A |  |  | 6
379919028 | TNB | DISTRIBUTION | KUALA SELANGOR | Existing | RYB | LV FUSE SWITCH |  | CLOSED | IEC MIDDLE CURVE | FUSES | SPARE |  |  |  | 250.000 A |  |  | 6
379919034 | TNB | DISTRIBUTION | KUALA SELANGOR | Existing | RYB | LV FUSE SWITCH |  | CLOSED | IEC MIDDLE CURVE | FUSES | SPARE |  |  |  | 250.000 A |  |  | 6
379919046 | TNB | DISTRIBUTION | KUALA SELANGOR | Existing | RYB | LV FUSE SWITCH |  | CLOSED | IEC MIDDLE CURVE | FUSES | SPARE |  |  |  | 250.000 A |  |  | 6
379919226 | TNB | DISTRIBUTION | KUALA SELANGOR | Existing | RYB | LV FUSE SWITCH |  | CLOSED | IEC MIDDLE CURVE | FUSES | SPARE |  |  |  | 250.000 A |  |  | 6
379919238 | TNB | DISTRIBUTION | KUALA SELANGOR | Existing | RYB | LV FUSE SWITCH |  | CLOSED | IEC MIDDLE CURVE | FUSES | SPARE |  |  |  | 250.000 A |  |  | 6
379919243 | TNB | DISTRIBUTION | KUALA SELANGOR | Existing | RYB | LV FUSE SWITCH |  | CLOSED | IEC MIDDLE CURVE | FUSES | SPARE |  |  |  | 250.000 A |  |  | 6
379919246 | TNB | DISTRIBUTION | KUALA SELANGOR | Existing | RYB | LV FUSE SWITCH |  | CLOSED | IEC MIDDLE CURVE | FUSES | SPARE |  |  |  | 250.000 A |  |  | 6
379919250 | TNB | DISTRIBUTION | KUALA SELANGOR | Existing | RYB | LV FUSE SWITCH |  | CLOSED | IEC MIDDLE CURVE | FUSES | SPARE |  |  |  | 250.000 A |  |  | 6
379919260 | TNB | DISTRIBUTION | KUALA SELANGOR | Existing | RYB | LV FUSE SWITCH |  | CLOSED | IEC MIDDLE CURVE | FUSES | SPARE |  |  |  | 250.000 A |  |  | 6
379919266 | TNB | DISTRIBUTION | KUALA SELANGOR | Existing | RYB | LV FUSE SWITCH |  | CLOSED | IEC MIDDLE CURVE | FUSES | SPARE |  |  |  | 250.000 A |  |  | 6
379919278 | TNB | DISTRIBUTION | KUALA SELANGOR | Existing | RYB | LV FUSE SWITCH |  | CLOSED | IEC MIDDLE CURVE | FUSES | SPARE |  |  |  | 250.000 A |  |  | 6
379919320 | TNB | DISTRIBUTION | KUALA SELANGOR | Existing | RYB | LV FUSE SWITCH |  | CLOSED | IEC MIDDLE CURVE | FUSES | SPARE |  |  |  | 250.000 A |  |  | 6
379919332 | TNB | DISTRIBUTION | KUALA SELANGOR | Existing | RYB | LV FUSE SWITCH |  | CLOSED | IEC MIDDLE CURVE | FUSES | SPARE |  |  |  | 250.000 A |  |  | 6
379919337 | TNB | DISTRIBUTION | KUALA SELANGOR | Existing | RYB | LV FUSE SWITCH |  | CLOSED | IEC MIDDLE CURVE | FUSES | SPARE |  |  |  | 250.000 A |  |  | 6
379919340 | TNB | DISTRIBUTION | KUALA SELANGOR | Existing | RYB | LV FUSE SWITCH |  | CLOSED | IEC MIDDLE CURVE | FUSES | SPARE |  |  |  | 250.000 A |  |  | 6
379919344 | TNB | DISTRIBUTION | KUALA SELANGOR | Existing | RYB | LV FUSE SWITCH |  | CLOSED | IEC MIDDLE CURVE | FUSES | SPARE |  |  |  | 250.000 A |  |  | 6
379919354 | TNB | DISTRIBUTION | KUALA SELANGOR | Existing | RYB | LV FUSE SWITCH |  | CLOSED | IEC MIDDLE CURVE | FUSES | SPARE |  |  |  | 250.000 A |  |  | 6
379919360 | TNB | DISTRIBUTION | KUALA SELANGOR | Existing | RYB | LV FUSE SWITCH |  | CLOSED | IEC MIDDLE CURVE | FUSES | SPARE |  |  |  | 250.000 A |  |  | 6
379919372 | TNB | DISTRIBUTION | KUALA SELANGOR | Existing | RYB | LV FUSE SWITCH |  | CLOSED | IEC MIDDLE CURVE | FUSES | SPARE |  |  |  | 250.000 A |  |  | 6
379919414 | TNB | DISTRIBUTION | KUALA SELANGOR | Existing | RYB | LV FUSE SWITCH |  | CLOSED | IEC MIDDLE CURVE | FUSES | SPARE |  |  |  | 250.000 A |  |  | 6
379919426 | TNB | DISTRIBUTION | KUALA SELANGOR | Existing | RYB | LV FUSE SWITCH |  | CLOSED | IEC MIDDLE CURVE | FUSES | SPARE |  |  |  | 250.000 A |  |  | 6
379919431 | TNB | DISTRIBUTION | KUALA SELANGOR | Existing | RYB | LV FUSE SWITCH |  | CLOSED | IEC MIDDLE CURVE | FUSES | SPARE |  |  |  | 250.000 A |  |  | 6
379919434 | TNB | DISTRIBUTION | KUALA SELANGOR | Existing | RYB | LV FUSE SWITCH |  | CLOSED | IEC MIDDLE CURVE | FUSES | SPARE |  |  |  | 250.000 A |  |  | 6
379919438 | TNB | DISTRIBUTION | KUALA SELANGOR | Existing | RYB | LV FUSE SWITCH |  | CLOSED | IEC MIDDLE CURVE | FUSES | SPARE |  |  |  | 250.000 A |  |  | 6
379919448 | TNB | DISTRIBUTION | KUALA SELANGOR | Existing | RYB | LV FUSE SWITCH |  | CLOSED | IEC MIDDLE CURVE | FUSES | SPARE |  |  |  | 250.000 A |  |  | 6
379919454 | TNB | DISTRIBUTION | KUALA SELANGOR | Existing | RYB | LV FUSE SWITCH |  | CLOSED | IEC MIDDLE CURVE | FUSES | SPARE |  |  |  | 250.000 A |  |  | 6
379919466 | TNB | DISTRIBUTION | KUALA SELANGOR | Existing | RYB | LV FUSE SWITCH |  | CLOSED | IEC MIDDLE CURVE | FUSES | SPARE |  |  |  | 250.000 A |  |  | 6
379919508 | TNB | DISTRIBUTION | KUALA SELANGOR | Existing | RYB | LV FUSE SWITCH |  | CLOSED | IEC MIDDLE CURVE | FUSES | SPARE |  |  |  | 250.000 A |  |  | 6
379919520 | TNB | DISTRIBUTION | KUALA SELANGOR | Existing | RYB | LV FUSE SWITCH |  | CLOSED | IEC MIDDLE CURVE | FUSES | SPARE |  |  |  | 250.000 A |  |  | 6
379919525 | TNB | DISTRIBUTION | KUALA SELANGOR | Existing | RYB | LV FUSE SWITCH |  | CLOSED | IEC MIDDLE CURVE | FUSES | SPARE |  |  |  | 250.000 A |  |  | 6
379919528 | TNB | DISTRIBUTION | KUALA SELANGOR | Existing | RYB | LV FUSE SWITCH |  | CLOSED | IEC MIDDLE CURVE | FUSES | SPARE |  |  |  | 250.000 A |  |  | 6
379919532 | TNB | DISTRIBUTION | KUALA SELANGOR | Existing | RYB | LV FUSE SWITCH |  | CLOSED | IEC MIDDLE CURVE | FUSES | SPARE |  |  |  | 250.000 A |  |  | 6
379919542 | TNB | DISTRIBUTION | KUALA SELANGOR | Existing | RYB | LV FUSE SWITCH |  | CLOSED | IEC MIDDLE CURVE | FUSES | SPARE |  |  |  | 250.000 A |  |  | 6
379919548 | TNB | DISTRIBUTION | KUALA SELANGOR | Existing | RYB | LV FUSE SWITCH |  | CLOSED | IEC MIDDLE CURVE | FUSES | SPARE |  |  |  | 250.000 A |  |  | 6
379919560 | TNB | DISTRIBUTION | KUALA SELANGOR | Existing | RYB | LV FUSE SWITCH |  | CLOSED | IEC MIDDLE CURVE | FUSES | SPARE |  |  |  | 250.000 A |  |  | 6
379919604 | TNB | DISTRIBUTION | KUALA SELANGOR | Existing | RYB | LV FUSE SWITCH |  | CLOSED | IEC MIDDLE CURVE | FUSES | SPARE |  |  |  | 250.000 A |  |  | 6
379919616 | TNB | DISTRIBUTION | KUALA SELANGOR | Existing | RYB | LV FUSE SWITCH |  | CLOSED | IEC MIDDLE CURVE | FUSES | SPARE |  |  |  | 250.000 A |  |  | 6
379919621 | TNB | DISTRIBUTION | KUALA SELANGOR | Existing | RYB | LV FUSE SWITCH |  | CLOSED | IEC MIDDLE CURVE | FUSES | SPARE |  |  |  | 250.000 A |  |  | 6
379919624 | TNB | DISTRIBUTION | KUALA SELANGOR | Existing | RYB | LV FUSE SWITCH |  | CLOSED | IEC MIDDLE CURVE | FUSES | SPARE |  |  |  | 250.000 A |  |  | 6
379919628 | TNB | DISTRIBUTION | KUALA SELANGOR | Existing | RYB | LV FUSE SWITCH |  | CLOSED | IEC MIDDLE CURVE | FUSES | SPARE |  |  |  | 250.000 A |  |  | 6
379919638 | TNB | DISTRIBUTION | KUALA SELANGOR | Existing | RYB | LV FUSE SWITCH |  | CLOSED | IEC MIDDLE CURVE | FUSES | SPARE |  |  |  | 250.000 A |  |  | 6
379919644 | TNB | DISTRIBUTION | KUALA SELANGOR | Existing | RYB | LV FUSE SWITCH |  | CLOSED | IEC MIDDLE CURVE | FUSES | SPARE |  |  |  | 250.000 A |  |  | 6
379919656 | TNB | DISTRIBUTION | KUALA SELANGOR | Existing | RYB | LV FUSE SWITCH |  | CLOSED | IEC MIDDLE CURVE | FUSES | SPARE |  |  |  | 250.000 A |  |  | 6
379919709 | TNB | DISTRIBUTION | KUALA SELANGOR | Existing | RYB | LV FUSE SWITCH |  | CLOSED | IEC MIDDLE CURVE | FUSES | SPARE |  |  |  | 250.000 A |  |  | 6
379919721 | TNB | DISTRIBUTION | KUALA SELANGOR | Existing | RYB | LV FUSE SWITCH |  | CLOSED | IEC MIDDLE CURVE | FUSES | SPARE |  |  |  | 250.000 A |  |  | 6
379919726 | TNB | DISTRIBUTION | KUALA SELANGOR | Existing | RYB | LV FUSE SWITCH |  | CLOSED | IEC MIDDLE CURVE | FUSES | SPARE |  |  |  | 250.000 A |  |  | 6
379919729 | TNB | DISTRIBUTION | KUALA SELANGOR | Existing | RYB | LV FUSE SWITCH |  | CLOSED | IEC MIDDLE CURVE | FUSES | SPARE |  |  |  | 250.000 A |  |  | 6
379919733 | TNB | DISTRIBUTION | KUALA SELANGOR | Existing | RYB | LV FUSE SWITCH |  | CLOSED | IEC MIDDLE CURVE | FUSES | SPARE |  |  |  | 250.000 A |  |  | 6
379919743 | TNB | DISTRIBUTION | KUALA SELANGOR | Existing | RYB | LV FUSE SWITCH |  | CLOSED | IEC MIDDLE CURVE | FUSES | SPARE |  |  |  | 250.000 A |  |  | 6
379919749 | TNB | DISTRIBUTION | KUALA SELANGOR | Existing | RYB | LV FUSE SWITCH |  | CLOSED | IEC MIDDLE CURVE | FUSES | SPARE |  |  |  | 250.000 A |  |  | 6
379919761 | TNB | DISTRIBUTION | KUALA SELANGOR | Existing | RYB | LV FUSE SWITCH |  | CLOSED | IEC MIDDLE CURVE | FUSES | SPARE |  |  |  | 250.000 A |  |  | 6
379919897 | TNB | DISTRIBUTION | KUALA SELANGOR | Existing | RYB | LV FUSE SWITCH |  | CLOSED | IEC MIDDLE CURVE | FUSES | SPARE |  |  |  | 250.000 A |  |  | 6
379919909 | TNB | DISTRIBUTION | KUALA SELANGOR | Existing | RYB | LV FUSE SWITCH |  | CLOSED | IEC MIDDLE CURVE | FUSES | SPARE |  |  |  | 250.000 A |  |  | 6
379919914 | TNB | DISTRIBUTION | KUALA SELANGOR | Existing | RYB | LV FUSE SWITCH |  | CLOSED | IEC MIDDLE CURVE | FUSES | SPARE |  |  |  | 250.000 A |  |  | 6
379919917 | TNB | DISTRIBUTION | KUALA SELANGOR | Existing | RYB | LV FUSE SWITCH |  | CLOSED | IEC MIDDLE CURVE | FUSES | SPARE |  |  |  | 250.000 A |  |  | 6
379919921 | TNB | DISTRIBUTION | KUALA SELANGOR | Existing | RYB | LV FUSE SWITCH |  | CLOSED | IEC MIDDLE CURVE | FUSES | SPARE |  |  |  | 250.000 A |  |  | 6
379919931 | TNB | DISTRIBUTION | KUALA SELANGOR | Existing | RYB | LV FUSE SWITCH |  | CLOSED | IEC MIDDLE CURVE | FUSES | SPARE |  |  |  | 250.000 A |  |  | 6
379919937 | TNB | DISTRIBUTION | KUALA SELANGOR | Existing | RYB | LV FUSE SWITCH |  | CLOSED | IEC MIDDLE CURVE | FUSES | SPARE |  |  |  | 250.000 A |  |  | 6
379919949 | TNB | DISTRIBUTION | KUALA SELANGOR | Existing | RYB | LV FUSE SWITCH |  | CLOSED | IEC MIDDLE CURVE | FUSES | SPARE |  |  |  | 250.000 A |  |  | 6
379919991 | TNB | DISTRIBUTION | KUALA SELANGOR | Existing | RYB | LV FUSE SWITCH |  | CLOSED | IEC MIDDLE CURVE | FUSES | SPARE |  |  |  | 250.000 A |  |  | 6
379920003 | TNB | DISTRIBUTION | KUALA SELANGOR | Existing | RYB | LV FUSE SWITCH |  | CLOSED | IEC MIDDLE CURVE | FUSES | SPARE |  |  |  | 250.000 A |  |  | 6
379920008 | TNB | DISTRIBUTION | KUALA SELANGOR | Existing | RYB | LV FUSE SWITCH |  | CLOSED | IEC MIDDLE CURVE | FUSES | SPARE |  |  |  | 250.000 A |  |  | 6
379920011 | TNB | DISTRIBUTION | KUALA SELANGOR | Existing | RYB | LV FUSE SWITCH |  | CLOSED | IEC MIDDLE CURVE | FUSES | SPARE |  |  |  | 250.000 A |  |  | 6
379920015 | TNB | DISTRIBUTION | KUALA SELANGOR | Existing | RYB | LV FUSE SWITCH |  | CLOSED | IEC MIDDLE CURVE | FUSES | SPARE |  |  |  | 250.000 A |  |  | 6
379920025 | TNB | DISTRIBUTION | KUALA SELANGOR | Existing | RYB | LV FUSE SWITCH |  | CLOSED | IEC MIDDLE CURVE | FUSES | SPARE |  |  |  | 250.000 A |  |  | 6
379920031 | TNB | DISTRIBUTION | KUALA SELANGOR | Existing | RYB | LV FUSE SWITCH |  | CLOSED | IEC MIDDLE CURVE | FUSES | SPARE |  |  |  | 250.000 A |  |  | 6
379920043 | TNB | DISTRIBUTION | KUALA SELANGOR | Existing | RYB | LV FUSE SWITCH |  | CLOSED | IEC MIDDLE CURVE | FUSES | SPARE |  |  |  | 250.000 A |  |  | 6
379920085 | TNB | DISTRIBUTION | KUALA SELANGOR | Existing | RYB | LV FUSE SWITCH |  | CLOSED | IEC MIDDLE CURVE | FUSES | SPARE |  |  |  | 250.000 A |  |  | 6
379920097 | TNB | DISTRIBUTION | KUALA SELANGOR | Existing | RYB | LV FUSE SWITCH |  | CLOSED | IEC MIDDLE CURVE | FUSES | SPARE |  |  |  | 250.000 A |  |  | 6
379920102 | TNB | DISTRIBUTION | KUALA SELANGOR | Existing | RYB | LV FUSE SWITCH |  | CLOSED | IEC MIDDLE CURVE | FUSES | SPARE |  |  |  | 250.000 A |  |  | 6
379920105 | TNB | DISTRIBUTION | KUALA SELANGOR | Existing | RYB | LV FUSE SWITCH |  | CLOSED | IEC MIDDLE CURVE | FUSES | SPARE |  |  |  | 250.000 A |  |  | 6
379920109 | TNB | DISTRIBUTION | KUALA SELANGOR | Existing | RYB | LV FUSE SWITCH |  | CLOSED | IEC MIDDLE CURVE | FUSES | SPARE |  |  |  | 250.000 A |  |  | 6
379920119 | TNB | DISTRIBUTION | KUALA SELANGOR | Existing | RYB | LV FUSE SWITCH |  | CLOSED | IEC MIDDLE CURVE | FUSES | SPARE |  |  |  | 250.000 A |  |  | 6
379920125 | TNB | DISTRIBUTION | KUALA SELANGOR | Existing | RYB | LV FUSE SWITCH |  | CLOSED | IEC MIDDLE CURVE | FUSES | SPARE |  |  |  | 250.000 A |  |  | 6
379920137 | TNB | DISTRIBUTION | KUALA SELANGOR | Existing | RYB | LV FUSE SWITCH |  | CLOSED | IEC MIDDLE CURVE | FUSES | SPARE |  |  |  | 250.000 A |  |  | 6
379920179 | TNB | DISTRIBUTION | KUALA SELANGOR | Existing | RYB | LV FUSE SWITCH |  | CLOSED | IEC MIDDLE CURVE | FUSES | SPARE |  |  |  | 250.000 A |  |  | 6
379920191 | TNB | DISTRIBUTION | KUALA SELANGOR | Existing | RYB | LV FUSE SWITCH |  | OPEN | IEC MIDDLE CURVE | FUSES | SPARE |  |  |  | 250.000 A |  |  | 6
379920196 | TNB | DISTRIBUTION | KUALA SELANGOR | Existing | RYB | LV FUSE SWITCH |  | OPEN | IEC MIDDLE CURVE | FUSES | SPARE |  |  |  | 250.000 A |  |  | 6
379920199 | TNB | DISTRIBUTION | KUALA SELANGOR | Existing | RYB | LV FUSE SWITCH |  | OPEN | IEC MIDDLE CURVE | FUSES | SPARE |  |  |  | 250.000 A |  |  | 6
379920203 | TNB | DISTRIBUTION | KUALA SELANGOR | Existing | RYB | LV FUSE SWITCH |  | OPEN | IEC MIDDLE CURVE | FUSES | SPARE |  |  |  | 250.000 A |  |  | 6
379920213 | TNB | DISTRIBUTION | KUALA SELANGOR | Existing | RYB | LV FUSE SWITCH |  | OPEN | IEC MIDDLE CURVE | FUSES | SPARE |  |  |  | 250.000 A |  |  | 6
379920219 | TNB | DISTRIBUTION | KUALA SELANGOR | Existing | RYB | LV FUSE SWITCH |  | OPEN | IEC MIDDLE CURVE | FUSES | SPARE |  |  |  | 250.000 A |  |  | 6
379920231 | TNB | DISTRIBUTION | KUALA SELANGOR | Existing | RYB | LV FUSE SWITCH |  | CLOSED | IEC MIDDLE CURVE | FUSES | SPARE |  |  |  | 250.000 A |  |  | 6
379993682 | TNB | DISTRIBUTION | KUALA SELANGOR | Existing | RYB | LV FUSE SWITCH |  | CLOSED | IEC MIDDLE CURVE | FUSES | SPARE |  |  |  | 250.000 A |  |  | 6
379993694 | TNB | DISTRIBUTION | KUALA SELANGOR | Existing | RYB | LV FUSE SWITCH |  | CLOSED | IEC MIDDLE CURVE | FUSES | SPARE |  |  |  | 250.000 A |  |  | 6
379993699 | TNB | DISTRIBUTION | KUALA SELANGOR | Existing | RYB | LV FUSE SWITCH |  | CLOSED | IEC MIDDLE CURVE | FUSES | SPARE |  |  |  | 250.000 A |  |  | 6
379993702 | TNB | DISTRIBUTION | KUALA SELANGOR | Existing | RYB | LV FUSE SWITCH |  | CLOSED | IEC MIDDLE CURVE | FUSES | SPARE |  |  |  | 250.000 A |  |  | 6
379993706 | TNB | DISTRIBUTION | KUALA SELANGOR | Existing | RYB | LV FUSE SWITCH |  | CLOSED | IEC MIDDLE CURVE | FUSES | SPARE |  |  |  | 250.000 A |  |  | 6
379993716 | TNB | DISTRIBUTION | KUALA SELANGOR | Existing | RYB | LV FUSE SWITCH |  | CLOSED | IEC MIDDLE CURVE | FUSES | SPARE |  |  |  | 250.000 A |  |  | 6
379993722 | TNB | DISTRIBUTION | KUALA SELANGOR | Existing | RYB | LV FUSE SWITCH |  | CLOSED | IEC MIDDLE CURVE | FUSES | SPARE |  |  |  | 250.000 A |  |  | 6
379993734 | TNB | DISTRIBUTION | KUALA SELANGOR | Existing | RYB | LV FUSE SWITCH |  | CLOSED | IEC MIDDLE CURVE | FUSES | SPARE |  |  |  | 250.000 A |  |  | 6
379993739 | TNB | DISTRIBUTION | KUALA SELANGOR | Existing | RYB | LV FUSE SWITCH |  | CLOSED | IEC MIDDLE CURVE | FUSES | SPARE |  |  |  | 250.000 A |  |  | 6
379993751 | TNB | DISTRIBUTION | KUALA SELANGOR | Existing | RYB | LV FUSE SWITCH |  | CLOSED | IEC MIDDLE CURVE | FUSES | SPARE |  |  |  | 250.000 A |  |  | 6
379993756 | TNB | DISTRIBUTION | KUALA SELANGOR | Existing | RYB | LV FUSE SWITCH |  | CLOSED | IEC MIDDLE CURVE | FUSES | SPARE |  |  |  | 250.000 A |  |  | 6
379993759 | TNB | DISTRIBUTION | KUALA SELANGOR | Existing | RYB | LV FUSE SWITCH |  | CLOSED | IEC MIDDLE CURVE | FUSES | SPARE |  |  |  | 250.000 A |  |  | 6
379993763 | TNB | DISTRIBUTION | KUALA SELANGOR | Existing | RYB | LV FUSE SWITCH |  | CLOSED | IEC MIDDLE CURVE | FUSES | SPARE |  |  |  | 250.000 A |  |  | 6
379993773 | TNB | DISTRIBUTION | KUALA SELANGOR | Existing | RYB | LV FUSE SWITCH |  | CLOSED | IEC MIDDLE CURVE | FUSES | SPARE |  |  |  | 250.000 A |  |  | 6
379993779 | TNB | DISTRIBUTION | KUALA SELANGOR | Existing | RYB | LV FUSE SWITCH |  | CLOSED | IEC MIDDLE CURVE | FUSES | SPARE |  |  |  | 250.000 A |  |  | 6
379993791 | TNB | DISTRIBUTION | KUALA SELANGOR | Existing | RYB | LV FUSE SWITCH |  | CLOSED | IEC MIDDLE CURVE | FUSES | SPARE |  |  |  | 250.000 A |  |  | 6
379993853 | TNB | DISTRIBUTION | KUALA SELANGOR | Existing | RYB | LV FUSE SWITCH |  | CLOSED | IEC MIDDLE CURVE | FUSES | SPARE |  |  |  | 250.000 A |  |  | 6
379993865 | TNB | DISTRIBUTION | KUALA SELANGOR | Existing | RYB | LV FUSE SWITCH |  | CLOSED | IEC MIDDLE CURVE | FUSES | SPARE |  |  |  | 250.000 A |  |  | 6
379993870 | TNB | DISTRIBUTION | KUALA SELANGOR | Existing | RYB | LV FUSE SWITCH |  | CLOSED | IEC MIDDLE CURVE | FUSES | SPARE |  |  |  | 250.000 A |  |  | 6
379993873 | TNB | DISTRIBUTION | KUALA SELANGOR | Existing | RYB | LV FUSE SWITCH |  | CLOSED | IEC MIDDLE CURVE | FUSES | SPARE |  |  |  | 250.000 A |  |  | 6
379993877 | TNB | DISTRIBUTION | KUALA SELANGOR | Existing | RYB | LV FUSE SWITCH |  | CLOSED | IEC MIDDLE CURVE | FUSES | SPARE |  |  |  | 250.000 A |  |  | 6
379993887 | TNB | DISTRIBUTION | KUALA SELANGOR | Existing | RYB | LV FUSE SWITCH |  | CLOSED | IEC MIDDLE CURVE | FUSES | SPARE |  |  |  | 250.000 A |  |  | 6
379993893 | TNB | DISTRIBUTION | KUALA SELANGOR | Existing | RYB | LV FUSE SWITCH |  | CLOSED | IEC MIDDLE CURVE | FUSES | SPARE |  |  |  | 250.000 A |  |  | 6
379993905 | TNB | DISTRIBUTION | KUALA SELANGOR | Existing | RYB | LV FUSE SWITCH |  | CLOSED | IEC MIDDLE CURVE | FUSES | SPARE |  |  |  | 250.000 A |  |  | 6
379993910 | TNB | DISTRIBUTION | KUALA SELANGOR | Existing | RYB | LV FUSE SWITCH |  | CLOSED | IEC MIDDLE CURVE | FUSES | SPARE |  |  |  | 250.000 A |  |  | 6
379993922 | TNB | DISTRIBUTION | KUALA SELANGOR | Existing | RYB | LV FUSE SWITCH |  | CLOSED | IEC MIDDLE CURVE | FUSES | SPARE |  |  |  | 250.000 A |  |  | 6
379993927 | TNB | DISTRIBUTION | KUALA SELANGOR | Existing | RYB | LV FUSE SWITCH |  | CLOSED | IEC MIDDLE CURVE | FUSES | SPARE |  |  |  | 250.000 A |  |  | 6
379993930 | TNB | DISTRIBUTION | KUALA SELANGOR | Existing | RYB | LV FUSE SWITCH |  | CLOSED | IEC MIDDLE CURVE | FUSES | SPARE |  |  |  | 250.000 A |  |  | 6
379993934 | TNB | DISTRIBUTION | KUALA SELANGOR | Existing | RYB | LV FUSE SWITCH |  | CLOSED | IEC MIDDLE CURVE | FUSES | SPARE |  |  |  | 250.000 A |  |  | 6
379993944 | TNB | DISTRIBUTION | KUALA SELANGOR | Existing | RYB | LV FUSE SWITCH |  | CLOSED | IEC MIDDLE CURVE | FUSES | SPARE |  |  |  | 250.000 A |  |  | 6
379993950 | TNB | DISTRIBUTION | KUALA SELANGOR | Existing | RYB | LV FUSE SWITCH |  | CLOSED | IEC MIDDLE CURVE | FUSES | SPARE |  |  |  | 250.000 A |  |  | 6
379993962 | TNB | DISTRIBUTION | KUALA SELANGOR | Existing | RYB | LV FUSE SWITCH |  | CLOSED | IEC MIDDLE CURVE | FUSES | SPARE |  |  |  | 250.000 A |  |  | 6
379994004 | TNB | DISTRIBUTION | KUALA SELANGOR | Existing | RYB | LV FUSE SWITCH |  | CLOSED | IEC MIDDLE CURVE | FUSES | SPARE |  |  |  | 250.000 A |  |  | 6
379994016 | TNB | DISTRIBUTION | KUALA SELANGOR | Existing | RYB | LV FUSE SWITCH |  | CLOSED | IEC MIDDLE CURVE | FUSES | SPARE |  |  |  | 250.000 A |  |  | 6
379994021 | TNB | DISTRIBUTION | KUALA SELANGOR | Existing | RYB | LV FUSE SWITCH |  | CLOSED | IEC MIDDLE CURVE | FUSES | SPARE |  |  |  | 250.000 A |  |  | 6
379994024 | TNB | DISTRIBUTION | KUALA SELANGOR | Existing | RYB | LV FUSE SWITCH |  | CLOSED | IEC MIDDLE CURVE | FUSES | SPARE |  |  |  | 250.000 A |  |  | 6
379994028 | TNB | DISTRIBUTION | KUALA SELANGOR | Existing | RYB | LV FUSE SWITCH |  | CLOSED | IEC MIDDLE CURVE | FUSES | SPARE |  |  |  | 250.000 A |  |  | 6
379994038 | TNB | DISTRIBUTION | KUALA SELANGOR | Existing | RYB | LV FUSE SWITCH |  | CLOSED | IEC MIDDLE CURVE | FUSES | SPARE |  |  |  | 250.000 A |  |  | 6
379994044 | TNB | DISTRIBUTION | KUALA SELANGOR | Existing | RYB | LV FUSE SWITCH |  | CLOSED | IEC MIDDLE CURVE | FUSES | SPARE |  |  |  | 250.000 A |  |  | 6
379994056 | TNB | DISTRIBUTION | KUALA SELANGOR | Existing | RYB | LV FUSE SWITCH |  | CLOSED | IEC MIDDLE CURVE | FUSES | SPARE |  |  |  | 250.000 A |  |  | 6
379994118 | TNB | DISTRIBUTION | KUALA SELANGOR | Existing | RYB | LV FUSE SWITCH |  | CLOSED | IEC MIDDLE CURVE | FUSES | SPARE |  |  |  | 250.000 A |  |  | 6
379994130 | TNB | DISTRIBUTION | KUALA SELANGOR | Existing | RYB | LV FUSE SWITCH |  | CLOSED | IEC MIDDLE CURVE | FUSES | SPARE |  |  |  | 250.000 A |  |  | 6
379994135 | TNB | DISTRIBUTION | KUALA SELANGOR | Existing | RYB | LV FUSE SWITCH |  | CLOSED | IEC MIDDLE CURVE | FUSES | SPARE |  |  |  | 250.000 A |  |  | 6
379994138 | TNB | DISTRIBUTION | KUALA SELANGOR | Existing | RYB | LV FUSE SWITCH |  | CLOSED | IEC MIDDLE CURVE | FUSES | SPARE |  |  |  | 250.000 A |  |  | 6
379994142 | TNB | DISTRIBUTION | KUALA SELANGOR | Existing | RYB | LV FUSE SWITCH |  | CLOSED | IEC MIDDLE CURVE | FUSES | SPARE |  |  |  | 250.000 A |  |  | 6
379994152 | TNB | DISTRIBUTION | KUALA SELANGOR | Existing | RYB | LV FUSE SWITCH |  | CLOSED | IEC MIDDLE CURVE | FUSES | SPARE |  |  |  | 250.000 A |  |  | 6
379994158 | TNB | DISTRIBUTION | KUALA SELANGOR | Existing | RYB | LV FUSE SWITCH |  | CLOSED | IEC MIDDLE CURVE | FUSES | SPARE |  |  |  | 250.000 A |  |  | 6
379994170 | TNB | DISTRIBUTION | KUALA SELANGOR | Existing | RYB | LV FUSE SWITCH |  | CLOSED | IEC MIDDLE CURVE | FUSES | SPARE |  |  |  | 250.000 A |  |  | 6
379994175 | TNB | DISTRIBUTION | KUALA SELANGOR | Existing | RYB | LV FUSE SWITCH |  | CLOSED | IEC MIDDLE CURVE | FUSES | SPARE |  |  |  | 250.000 A |  |  | 6
379994187 | TNB | DISTRIBUTION | KUALA SELANGOR | Existing | RYB | LV FUSE SWITCH |  | CLOSED | IEC MIDDLE CURVE | FUSES | SPARE |  |  |  | 250.000 A |  |  | 6
379994192 | TNB | DISTRIBUTION | KUALA SELANGOR | Existing | RYB | LV FUSE SWITCH |  | CLOSED | IEC MIDDLE CURVE | FUSES | SPARE |  |  |  | 250.000 A |  |  | 6
379994195 | TNB | DISTRIBUTION | KUALA SELANGOR | Existing | RYB | LV FUSE SWITCH |  | CLOSED | IEC MIDDLE CURVE | FUSES | SPARE |  |  |  | 250.000 A |  |  | 6
379994199 | TNB | DISTRIBUTION | KUALA SELANGOR | Existing | RYB | LV FUSE SWITCH |  | CLOSED | IEC MIDDLE CURVE | FUSES | SPARE |  |  |  | 250.000 A |  |  | 6
379994209 | TNB | DISTRIBUTION | KUALA SELANGOR | Existing | RYB | LV FUSE SWITCH |  | CLOSED | IEC MIDDLE CURVE | FUSES | SPARE |  |  |  | 250.000 A |  |  | 6
379994215 | TNB | DISTRIBUTION | KUALA SELANGOR | Existing | RYB | LV FUSE SWITCH |  | CLOSED | IEC MIDDLE CURVE | FUSES | SPARE |  |  |  | 250.000 A |  |  | 6
379994227 | TNB | DISTRIBUTION | KUALA SELANGOR | Existing | RYB | LV FUSE SWITCH |  | CLOSED | IEC MIDDLE CURVE | FUSES | SPARE |  |  |  | 250.000 A |  |  | 6
379994289 | TNB | DISTRIBUTION | KUALA SELANGOR | Existing | RYB | LV FUSE SWITCH |  | CLOSED | IEC MIDDLE CURVE | FUSES | SPARE |  |  |  | 250.000 A |  |  | 6
379994301 | TNB | DISTRIBUTION | KUALA SELANGOR | Existing | RYB | LV FUSE SWITCH |  | CLOSED | IEC MIDDLE CURVE | FUSES | SPARE |  |  |  | 250.000 A |  |  | 6
379994306 | TNB | DISTRIBUTION | KUALA SELANGOR | Existing | RYB | LV FUSE SWITCH |  | CLOSED | IEC MIDDLE CURVE | FUSES | SPARE |  |  |  | 250.000 A |  |  | 6
379994309 | TNB | DISTRIBUTION | KUALA SELANGOR | Existing | RYB | LV FUSE SWITCH |  | CLOSED | IEC MIDDLE CURVE | FUSES | SPARE |  |  |  | 250.000 A |  |  | 6
379994313 | TNB | DISTRIBUTION | KUALA SELANGOR | Existing | RYB | LV FUSE SWITCH |  | CLOSED | IEC MIDDLE CURVE | FUSES | SPARE |  |  |  | 250.000 A |  |  | 6
379994323 | TNB | DISTRIBUTION | KUALA SELANGOR | Existing | RYB | LV FUSE SWITCH |  | CLOSED | IEC MIDDLE CURVE | FUSES | SPARE |  |  |  | 250.000 A |  |  | 6
379994329 | TNB | DISTRIBUTION | KUALA SELANGOR | Existing | RYB | LV FUSE SWITCH |  | CLOSED | IEC MIDDLE CURVE | FUSES | SPARE |  |  |  | 250.000 A |  |  | 6
379994341 | TNB | DISTRIBUTION | KUALA SELANGOR | Existing | RYB | LV FUSE SWITCH |  | CLOSED | IEC MIDDLE CURVE | FUSES | SPARE |  |  |  | 250.000 A |  |  | 6
379994346 | TNB | DISTRIBUTION | KUALA SELANGOR | Existing | RYB | LV FUSE SWITCH |  | CLOSED | IEC MIDDLE CURVE | FUSES | SPARE |  |  |  | 250.000 A |  |  | 6
379994358 | TNB | DISTRIBUTION | KUALA SELANGOR | Existing | RYB | LV FUSE SWITCH |  | CLOSED | IEC MIDDLE CURVE | FUSES | SPARE |  |  |  | 250.000 A |  |  | 6
379994363 | TNB | DISTRIBUTION | KUALA SELANGOR | Existing | RYB | LV FUSE SWITCH |  | CLOSED | IEC MIDDLE CURVE | FUSES | SPARE |  |  |  | 250.000 A |  |  | 6
379994366 | TNB | DISTRIBUTION | KUALA SELANGOR | Existing | RYB | LV FUSE SWITCH |  | CLOSED | IEC MIDDLE CURVE | FUSES | SPARE |  |  |  | 250.000 A |  |  | 6
379994370 | TNB | DISTRIBUTION | KUALA SELANGOR | Existing | RYB | LV FUSE SWITCH |  | CLOSED | IEC MIDDLE CURVE | FUSES | SPARE |  |  |  | 250.000 A |  |  | 6
379994380 | TNB | DISTRIBUTION | KUALA SELANGOR | Existing | RYB | LV FUSE SWITCH |  | CLOSED | IEC MIDDLE CURVE | FUSES | SPARE |  |  |  | 250.000 A |  |  | 6
379994386 | TNB | DISTRIBUTION | KUALA SELANGOR | Existing | RYB | LV FUSE SWITCH |  | CLOSED | IEC MIDDLE CURVE | FUSES | SPARE |  |  |  | 250.000 A |  |  | 6
379994398 | TNB | DISTRIBUTION | KUALA SELANGOR | Existing | RYB | LV FUSE SWITCH |  | CLOSED | IEC MIDDLE CURVE | FUSES | SPARE |  |  |  | 250.000 A |  |  | 6
379994460 | TNB | DISTRIBUTION | KUALA SELANGOR | Existing | RYB | LV FUSE SWITCH |  | CLOSED | IEC MIDDLE CURVE | FUSES | SPARE |  |  |  | 250.000 A |  |  | 6
379994472 | TNB | DISTRIBUTION | KUALA SELANGOR | Existing | RYB | LV FUSE SWITCH |  | CLOSED | IEC MIDDLE CURVE | FUSES | SPARE |  |  |  | 250.000 A |  |  | 6
379994477 | TNB | DISTRIBUTION | KUALA SELANGOR | Existing | RYB | LV FUSE SWITCH |  | CLOSED | IEC MIDDLE CURVE | FUSES | SPARE |  |  |  | 250.000 A |  |  | 6
379994480 | TNB | DISTRIBUTION | KUALA SELANGOR | Existing | RYB | LV FUSE SWITCH |  | CLOSED | IEC MIDDLE CURVE | FUSES | SPARE |  |  |  | 250.000 A |  |  | 6
379994484 | TNB | DISTRIBUTION | KUALA SELANGOR | Existing | RYB | LV FUSE SWITCH |  | CLOSED | IEC MIDDLE CURVE | FUSES | SPARE |  |  |  | 250.000 A |  |  | 6
379994494 | TNB | DISTRIBUTION | KUALA SELANGOR | Existing | RYB | LV FUSE SWITCH |  | CLOSED | IEC MIDDLE CURVE | FUSES | SPARE |  |  |  | 250.000 A |  |  | 6
379994500 | TNB | DISTRIBUTION | KUALA SELANGOR | Existing | RYB | LV FUSE SWITCH |  | CLOSED | IEC MIDDLE CURVE | FUSES | SPARE |  |  |  | 250.000 A |  |  | 6
379994512 | TNB | DISTRIBUTION | KUALA SELANGOR | Existing | RYB | LV FUSE SWITCH |  | CLOSED | IEC MIDDLE CURVE | FUSES | SPARE |  |  |  | 250.000 A |  |  | 6
379994517 | TNB | DISTRIBUTION | KUALA SELANGOR | Existing | RYB | LV FUSE SWITCH |  | CLOSED | IEC MIDDLE CURVE | FUSES | SPARE |  |  |  | 250.000 A |  |  | 6
379994529 | TNB | DISTRIBUTION | KUALA SELANGOR | Existing | RYB | LV FUSE SWITCH |  | CLOSED | IEC MIDDLE CURVE | FUSES | SPARE |  |  |  | 250.000 A |  |  | 6
379994534 | TNB | DISTRIBUTION | KUALA SELANGOR | Existing | RYB | LV FUSE SWITCH |  | CLOSED | IEC MIDDLE CURVE | FUSES | SPARE |  |  |  | 250.000 A |  |  | 6
379994537 | TNB | DISTRIBUTION | KUALA SELANGOR | Existing | RYB | LV FUSE SWITCH |  | CLOSED | IEC MIDDLE CURVE | FUSES | SPARE |  |  |  | 250.000 A |  |  | 6
379994541 | TNB | DISTRIBUTION | KUALA SELANGOR | Existing | RYB | LV FUSE SWITCH |  | CLOSED | IEC MIDDLE CURVE | FUSES | SPARE |  |  |  | 250.000 A |  |  | 6
379994551 | TNB | DISTRIBUTION | KUALA SELANGOR | Existing | RYB | LV FUSE SWITCH |  | CLOSED | IEC MIDDLE CURVE | FUSES | SPARE |  |  |  | 250.000 A |  |  | 6
379994557 | TNB | DISTRIBUTION | KUALA SELANGOR | Existing | RYB | LV FUSE SWITCH |  | CLOSED | IEC MIDDLE CURVE | FUSES | SPARE |  |  |  | 250.000 A |  |  | 6
379994569 | TNB | DISTRIBUTION | KUALA SELANGOR | Existing | RYB | LV FUSE SWITCH |  | CLOSED | IEC MIDDLE CURVE | FUSES | SPARE |  |  |  | 250.000 A |  |  | 6
379994631 | TNB | DISTRIBUTION | KUALA SELANGOR | Existing | RYB | LV FUSE SWITCH |  | CLOSED | IEC MIDDLE CURVE | FUSES | SPARE |  |  |  | 250.000 A |  |  | 6
379994643 | TNB | DISTRIBUTION | KUALA SELANGOR | Existing | RYB | LV FUSE SWITCH |  | CLOSED | IEC MIDDLE CURVE | FUSES | SPARE |  |  |  | 250.000 A |  |  | 6
379994648 | TNB | DISTRIBUTION | KUALA SELANGOR | Existing | RYB | LV FUSE SWITCH |  | CLOSED | IEC MIDDLE CURVE | FUSES | SPARE |  |  |  | 250.000 A |  |  | 6
379994651 | TNB | DISTRIBUTION | KUALA SELANGOR | Existing | RYB | LV FUSE SWITCH |  | CLOSED | IEC MIDDLE CURVE | FUSES | SPARE |  |  |  | 250.000 A |  |  | 6
379994655 | TNB | DISTRIBUTION | KUALA SELANGOR | Existing | RYB | LV FUSE SWITCH |  | CLOSED | IEC MIDDLE CURVE | FUSES | SPARE |  |  |  | 250.000 A |  |  | 6
379994665 | TNB | DISTRIBUTION | KUALA SELANGOR | Existing | RYB | LV FUSE SWITCH |  | CLOSED | IEC MIDDLE CURVE | FUSES | SPARE |  |  |  | 250.000 A |  |  | 6
379994671 | TNB | DISTRIBUTION | KUALA SELANGOR | Existing | RYB | LV FUSE SWITCH |  | CLOSED | IEC MIDDLE CURVE | FUSES | SPARE |  |  |  | 250.000 A |  |  | 6
379994683 | TNB | DISTRIBUTION | KUALA SELANGOR | Existing | RYB | LV FUSE SWITCH |  | CLOSED | IEC MIDDLE CURVE | FUSES | SPARE |  |  |  | 250.000 A |  |  | 6
379994688 | TNB | DISTRIBUTION | KUALA SELANGOR | Existing | RYB | LV FUSE SWITCH |  | CLOSED | IEC MIDDLE CURVE | FUSES | SPARE |  |  |  | 250.000 A |  |  | 6
379994700 | TNB | DISTRIBUTION | KUALA SELANGOR | Existing | RYB | LV FUSE SWITCH |  | CLOSED | IEC MIDDLE CURVE | FUSES | SPARE |  |  |  | 250.000 A |  |  | 6
379994705 | TNB | DISTRIBUTION | KUALA SELANGOR | Existing | RYB | LV FUSE SWITCH |  | CLOSED | IEC MIDDLE CURVE | FUSES | SPARE |  |  |  | 250.000 A |  |  | 6
379994708 | TNB | DISTRIBUTION | KUALA SELANGOR | Existing | RYB | LV FUSE SWITCH |  | CLOSED | IEC MIDDLE CURVE | FUSES | SPARE |  |  |  | 250.000 A |  |  | 6
379994712 | TNB | DISTRIBUTION | KUALA SELANGOR | Existing | RYB | LV FUSE SWITCH |  | CLOSED | IEC MIDDLE CURVE | FUSES | SPARE |  |  |  | 250.000 A |  |  | 6
379994722 | TNB | DISTRIBUTION | KUALA SELANGOR | Existing | RYB | LV FUSE SWITCH |  | CLOSED | IEC MIDDLE CURVE | FUSES | SPARE |  |  |  | 250.000 A |  |  | 6
379994728 | TNB | DISTRIBUTION | KUALA SELANGOR | Existing | RYB | LV FUSE SWITCH |  | CLOSED | IEC MIDDLE CURVE | FUSES | SPARE |  |  |  | 250.000 A |  |  | 6
379994740 | TNB | DISTRIBUTION | KUALA SELANGOR | Existing | RYB | LV FUSE SWITCH |  | CLOSED | IEC MIDDLE CURVE | FUSES | SPARE |  |  |  | 250.000 A |  |  | 6
379994782 | TNB | DISTRIBUTION | KUALA SELANGOR | Existing | RYB | LV FUSE SWITCH |  | CLOSED | IEC MIDDLE CURVE | FUSES | SPARE |  |  |  | 250.000 A |  |  | 6
379994794 | TNB | DISTRIBUTION | KUALA SELANGOR | Existing | RYB | LV FUSE SWITCH |  | CLOSED | IEC MIDDLE CURVE | FUSES | SPARE |  |  |  | 250.000 A |  |  | 6
379994799 | TNB | DISTRIBUTION | KUALA SELANGOR | Existing | RYB | LV FUSE SWITCH |  | CLOSED | IEC MIDDLE CURVE | FUSES | SPARE |  |  |  | 250.000 A |  |  | 6
379994802 | TNB | DISTRIBUTION | KUALA SELANGOR | Existing | RYB | LV FUSE SWITCH |  | CLOSED | IEC MIDDLE CURVE | FUSES | SPARE |  |  |  | 250.000 A |  |  | 6
379994806 | TNB | DISTRIBUTION | KUALA SELANGOR | Existing | RYB | LV FUSE SWITCH |  | CLOSED | IEC MIDDLE CURVE | FUSES | SPARE |  |  |  | 250.000 A |  |  | 6
379994816 | TNB | DISTRIBUTION | KUALA SELANGOR | Existing | RYB | LV FUSE SWITCH |  | CLOSED | IEC MIDDLE CURVE | FUSES | SPARE |  |  |  | 250.000 A |  |  | 6
379994822 | TNB | DISTRIBUTION | KUALA SELANGOR | Existing | RYB | LV FUSE SWITCH |  | CLOSED | IEC MIDDLE CURVE | FUSES | SPARE |  |  |  | 250.000 A |  |  | 6
379994834 | TNB | DISTRIBUTION | KUALA SELANGOR | Existing | RYB | LV FUSE SWITCH |  | CLOSED | IEC MIDDLE CURVE | FUSES | SPARE |  |  |  | 250.000 A |  |  | 6
379994876 | TNB | DISTRIBUTION | KUALA SELANGOR | Existing | RYB | LV FUSE SWITCH |  | CLOSED | IEC MIDDLE CURVE | FUSES | SPARE |  |  |  | 250.000 A |  |  | 6
379994888 | TNB | DISTRIBUTION | KUALA SELANGOR | Existing | RYB | LV FUSE SWITCH |  | CLOSED | IEC MIDDLE CURVE | FUSES | SPARE |  |  |  | 250.000 A |  |  | 6
379994893 | TNB | DISTRIBUTION | KUALA SELANGOR | Existing | RYB | LV FUSE SWITCH |  | CLOSED | IEC MIDDLE CURVE | FUSES | SPARE |  |  |  | 250.000 A |  |  | 6
379994896 | TNB | DISTRIBUTION | KUALA SELANGOR | Existing | RYB | LV FUSE SWITCH |  | CLOSED | IEC MIDDLE CURVE | FUSES | SPARE |  |  |  | 250.000 A |  |  | 6
379994900 | TNB | DISTRIBUTION | KUALA SELANGOR | Existing | RYB | LV FUSE SWITCH |  | CLOSED | IEC MIDDLE CURVE | FUSES | SPARE |  |  |  | 250.000 A |  |  | 6
379994910 | TNB | DISTRIBUTION | KUALA SELANGOR | Existing | RYB | LV FUSE SWITCH |  | CLOSED | IEC MIDDLE CURVE | FUSES | SPARE |  |  |  | 250.000 A |  |  | 6
379994916 | TNB | DISTRIBUTION | KUALA SELANGOR | Existing | RYB | LV FUSE SWITCH |  | CLOSED | IEC MIDDLE CURVE | FUSES | SPARE |  |  |  | 250.000 A |  |  | 6
379994928 | TNB | DISTRIBUTION | KUALA SELANGOR | Existing | RYB | LV FUSE SWITCH |  | CLOSED | IEC MIDDLE CURVE | FUSES | SPARE |  |  |  | 250.000 A |  |  | 6
379994970 | TNB | DISTRIBUTION | KUALA SELANGOR | Existing | RYB | LV FUSE SWITCH |  | CLOSED | IEC MIDDLE CURVE | FUSES | SPARE |  |  |  | 250.000 A |  |  | 6
379994982 | TNB | DISTRIBUTION | KUALA SELANGOR | Existing | RYB | LV FUSE SWITCH |  | CLOSED | IEC MIDDLE CURVE | FUSES | SPARE |  |  |  | 250.000 A |  |  | 6
379994987 | TNB | DISTRIBUTION | KUALA SELANGOR | Existing | RYB | LV FUSE SWITCH |  | CLOSED | IEC MIDDLE CURVE | FUSES | SPARE |  |  |  | 250.000 A |  |  | 6
379994990 | TNB | DISTRIBUTION | KUALA SELANGOR | Existing | RYB | LV FUSE SWITCH |  | CLOSED | IEC MIDDLE CURVE | FUSES | SPARE |  |  |  | 250.000 A |  |  | 6
379994994 | TNB | DISTRIBUTION | KUALA SELANGOR | Existing | RYB | LV FUSE SWITCH |  | CLOSED | IEC MIDDLE CURVE | FUSES | SPARE |  |  |  | 250.000 A |  |  | 6
379995004 | TNB | DISTRIBUTION | KUALA SELANGOR | Existing | RYB | LV FUSE SWITCH |  | CLOSED | IEC MIDDLE CURVE | FUSES | SPARE |  |  |  | 250.000 A |  |  | 6
379995010 | TNB | DISTRIBUTION | KUALA SELANGOR | Existing | RYB | LV FUSE SWITCH |  | CLOSED | IEC MIDDLE CURVE | FUSES | SPARE |  |  |  | 250.000 A |  |  | 6
379995022 | TNB | DISTRIBUTION | KUALA SELANGOR | Existing | RYB | LV FUSE SWITCH |  | CLOSED | IEC MIDDLE CURVE | FUSES | SPARE |  |  |  | 250.000 A |  |  | 6
379995084 | TNB | DISTRIBUTION | KUALA SELANGOR | Existing | RYB | LV FUSE SWITCH |  | CLOSED | IEC MIDDLE CURVE | FUSES | SPARE |  |  |  | 250.000 A |  |  | 6
379995096 | TNB | DISTRIBUTION | KUALA SELANGOR | Existing | RYB | LV FUSE SWITCH |  | CLOSED | IEC MIDDLE CURVE | FUSES | SPARE |  |  |  | 250.000 A |  |  | 6
379995101 | TNB | DISTRIBUTION | KUALA SELANGOR | Existing | RYB | LV FUSE SWITCH |  | CLOSED | IEC MIDDLE CURVE | FUSES | SPARE |  |  |  | 250.000 A |  |  | 6
379995104 | TNB | DISTRIBUTION | KUALA SELANGOR | Existing | RYB | LV FUSE SWITCH |  | CLOSED | IEC MIDDLE CURVE | FUSES | SPARE |  |  |  | 250.000 A |  |  | 6
379995108 | TNB | DISTRIBUTION | KUALA SELANGOR | Existing | RYB | LV FUSE SWITCH |  | CLOSED | IEC MIDDLE CURVE | FUSES | SPARE |  |  |  | 250.000 A |  |  | 6
379995118 | TNB | DISTRIBUTION | KUALA SELANGOR | Existing | RYB | LV FUSE SWITCH |  | CLOSED | IEC MIDDLE CURVE | FUSES | SPARE |  |  |  | 250.000 A |  |  | 6
379995124 | TNB | DISTRIBUTION | KUALA SELANGOR | Existing | RYB | LV FUSE SWITCH |  | CLOSED | IEC MIDDLE CURVE | FUSES | SPARE |  |  |  | 250.000 A |  |  | 6
379995136 | TNB | DISTRIBUTION | KUALA SELANGOR | Existing | RYB | LV FUSE SWITCH |  | CLOSED | IEC MIDDLE CURVE | FUSES | SPARE |  |  |  | 250.000 A |  |  | 6
379995141 | TNB | DISTRIBUTION | KUALA SELANGOR | Existing | RYB | LV FUSE SWITCH |  | CLOSED | IEC MIDDLE CURVE | FUSES | SPARE |  |  |  | 250.000 A |  |  | 6
379995153 | TNB | DISTRIBUTION | KUALA SELANGOR | Existing | RYB | LV FUSE SWITCH |  | CLOSED | IEC MIDDLE CURVE | FUSES | SPARE |  |  |  | 250.000 A |  |  | 6
379995158 | TNB | DISTRIBUTION | KUALA SELANGOR | Existing | RYB | LV FUSE SWITCH |  | CLOSED | IEC MIDDLE CURVE | FUSES | SPARE |  |  |  | 250.000 A |  |  | 6
379995161 | TNB | DISTRIBUTION | KUALA SELANGOR | Existing | RYB | LV FUSE SWITCH |  | CLOSED | IEC MIDDLE CURVE | FUSES | SPARE |  |  |  | 250.000 A |  |  | 6
379995165 | TNB | DISTRIBUTION | KUALA SELANGOR | Existing | RYB | LV FUSE SWITCH |  | CLOSED | IEC MIDDLE CURVE | FUSES | SPARE |  |  |  | 250.000 A |  |  | 6
379995175 | TNB | DISTRIBUTION | KUALA SELANGOR | Existing | RYB | LV FUSE SWITCH |  | CLOSED | IEC MIDDLE CURVE | FUSES | SPARE |  |  |  | 250.000 A |  |  | 6
379995181 | TNB | DISTRIBUTION | KUALA SELANGOR | Existing | RYB | LV FUSE SWITCH |  | CLOSED | IEC MIDDLE CURVE | FUSES | SPARE |  |  |  | 250.000 A |  |  | 6
379995193 | TNB | DISTRIBUTION | KUALA SELANGOR | Existing | RYB | LV FUSE SWITCH |  | CLOSED | IEC MIDDLE CURVE | FUSES | SPARE |  |  |  | 250.000 A |  |  | 6
379995244 | TNB | DISTRIBUTION | KUALA SELANGOR | Existing | RYB | LV FUSE SWITCH |  | CLOSED | IEC MIDDLE CURVE | FUSES | SPARE |  |  |  | 250.000 A |  |  | 6
379995256 | TNB | DISTRIBUTION | KUALA SELANGOR | Existing | RYB | LV FUSE SWITCH |  | CLOSED | IEC MIDDLE CURVE | FUSES | SPARE |  |  |  | 250.000 A |  |  | 6
379995261 | TNB | DISTRIBUTION | KUALA SELANGOR | Existing | RYB | LV FUSE SWITCH |  | CLOSED | IEC MIDDLE CURVE | FUSES | SPARE |  |  |  | 250.000 A |  |  | 6
379995264 | TNB | DISTRIBUTION | KUALA SELANGOR | Existing | RYB | LV FUSE SWITCH |  | CLOSED | IEC MIDDLE CURVE | FUSES | SPARE |  |  |  | 250.000 A |  |  | 6
379995268 | TNB | DISTRIBUTION | KUALA SELANGOR | Existing | RYB | LV FUSE SWITCH |  | CLOSED | IEC MIDDLE CURVE | FUSES | SPARE |  |  |  | 250.000 A |  |  | 6
379995278 | TNB | DISTRIBUTION | KUALA SELANGOR | Existing | RYB | LV FUSE SWITCH |  | CLOSED | IEC MIDDLE CURVE | FUSES | SPARE |  |  |  | 250.000 A |  |  | 6
379995284 | TNB | DISTRIBUTION | KUALA SELANGOR | Existing | RYB | LV FUSE SWITCH |  | CLOSED | IEC MIDDLE CURVE | FUSES | SPARE |  |  |  | 250.000 A |  |  | 6
379995296 | TNB | DISTRIBUTION | KUALA SELANGOR | Existing | RYB | LV FUSE SWITCH |  | CLOSED | IEC MIDDLE CURVE | FUSES | SPARE |  |  |  | 250.000 A |  |  | 6
379995338 | TNB | DISTRIBUTION | KUALA SELANGOR | Existing | RYB | LV FUSE SWITCH |  | CLOSED | IEC MIDDLE CURVE | FUSES | SPARE |  |  |  | 250.000 A |  |  | 6
379995350 | TNB | DISTRIBUTION | KUALA SELANGOR | Existing | RYB | LV FUSE SWITCH |  | CLOSED | IEC MIDDLE CURVE | FUSES | SPARE |  |  |  | 250.000 A |  |  | 6
379995355 | TNB | DISTRIBUTION | KUALA SELANGOR | Existing | RYB | LV FUSE SWITCH |  | CLOSED | IEC MIDDLE CURVE | FUSES | SPARE |  |  |  | 250.000 A |  |  | 6
379995358 | TNB | DISTRIBUTION | KUALA SELANGOR | Existing | RYB | LV FUSE SWITCH |  | CLOSED | IEC MIDDLE CURVE | FUSES | SPARE |  |  |  | 250.000 A |  |  | 6
379995362 | TNB | DISTRIBUTION | KUALA SELANGOR | Existing | RYB | LV FUSE SWITCH |  | CLOSED | IEC MIDDLE CURVE | FUSES | SPARE |  |  |  | 250.000 A |  |  | 6
379995372 | TNB | DISTRIBUTION | KUALA SELANGOR | Existing | RYB | LV FUSE SWITCH |  | CLOSED | IEC MIDDLE CURVE | FUSES | SPARE |  |  |  | 250.000 A |  |  | 6
379995378 | TNB | DISTRIBUTION | KUALA SELANGOR | Existing | RYB | LV FUSE SWITCH |  | CLOSED | IEC MIDDLE CURVE | FUSES | SPARE |  |  |  | 250.000 A |  |  | 6
379995390 | TNB | DISTRIBUTION | KUALA SELANGOR | Existing | RYB | LV FUSE SWITCH |  | CLOSED | IEC MIDDLE CURVE | FUSES | SPARE |  |  |  | 250.000 A |  |  | 6
379995452 | TNB | DISTRIBUTION | KUALA SELANGOR | Existing | RYB | LV FUSE SWITCH |  | CLOSED | IEC MIDDLE CURVE | FUSES | SPARE |  |  |  | 250.000 A |  |  | 6
379995464 | TNB | DISTRIBUTION | KUALA SELANGOR | Existing | RYB | LV FUSE SWITCH |  | CLOSED | IEC MIDDLE CURVE | FUSES | SPARE |  |  |  | 250.000 A |  |  | 6
379995469 | TNB | DISTRIBUTION | KUALA SELANGOR | Existing | RYB | LV FUSE SWITCH |  | CLOSED | IEC MIDDLE CURVE | FUSES | SPARE |  |  |  | 250.000 A |  |  | 6
379995472 | TNB | DISTRIBUTION | KUALA SELANGOR | Existing | RYB | LV FUSE SWITCH |  | CLOSED | IEC MIDDLE CURVE | FUSES | SPARE |  |  |  | 250.000 A |  |  | 6
379995476 | TNB | DISTRIBUTION | KUALA SELANGOR | Existing | RYB | LV FUSE SWITCH |  | CLOSED | IEC MIDDLE CURVE | FUSES | SPARE |  |  |  | 250.000 A |  |  | 6
379995486 | TNB | DISTRIBUTION | KUALA SELANGOR | Existing | RYB | LV FUSE SWITCH |  | CLOSED | IEC MIDDLE CURVE | FUSES | SPARE |  |  |  | 250.000 A |  |  | 6
379995492 | TNB | DISTRIBUTION | KUALA SELANGOR | Existing | RYB | LV FUSE SWITCH |  | CLOSED | IEC MIDDLE CURVE | FUSES | SPARE |  |  |  | 250.000 A |  |  | 6
379995504 | TNB | DISTRIBUTION | KUALA SELANGOR | Existing | RYB | LV FUSE SWITCH |  | CLOSED | IEC MIDDLE CURVE | FUSES | SPARE |  |  |  | 250.000 A |  |  | 6
379995509 | TNB | DISTRIBUTION | KUALA SELANGOR | Existing | RYB | LV FUSE SWITCH |  | CLOSED | IEC MIDDLE CURVE | FUSES | SPARE |  |  |  | 250.000 A |  |  | 6
379995521 | TNB | DISTRIBUTION | KUALA SELANGOR | Existing | RYB | LV FUSE SWITCH |  | CLOSED | IEC MIDDLE CURVE | FUSES | SPARE |  |  |  | 250.000 A |  |  | 6
379995526 | TNB | DISTRIBUTION | KUALA SELANGOR | Existing | RYB | LV FUSE SWITCH |  | CLOSED | IEC MIDDLE CURVE | FUSES | SPARE |  |  |  | 250.000 A |  |  | 6
379995529 | TNB | DISTRIBUTION | KUALA SELANGOR | Existing | RYB | LV FUSE SWITCH |  | CLOSED | IEC MIDDLE CURVE | FUSES | SPARE |  |  |  | 250.000 A |  |  | 6
379995533 | TNB | DISTRIBUTION | KUALA SELANGOR | Existing | RYB | LV FUSE SWITCH |  | CLOSED | IEC MIDDLE CURVE | FUSES | SPARE |  |  |  | 250.000 A |  |  | 6
379995543 | TNB | DISTRIBUTION | KUALA SELANGOR | Existing | RYB | LV FUSE SWITCH |  | CLOSED | IEC MIDDLE CURVE | FUSES | SPARE |  |  |  | 250.000 A |  |  | 6
379995549 | TNB | DISTRIBUTION | KUALA SELANGOR | Existing | RYB | LV FUSE SWITCH |  | CLOSED | IEC MIDDLE CURVE | FUSES | SPARE |  |  |  | 250.000 A |  |  | 6
379995561 | TNB | DISTRIBUTION | KUALA SELANGOR | Existing | RYB | LV FUSE SWITCH |  | CLOSED | IEC MIDDLE CURVE | FUSES | SPARE |  |  |  | 250.000 A |  |  | 6
379995623 | TNB | DISTRIBUTION | KUALA SELANGOR | Existing | RYB | LV FUSE SWITCH |  | CLOSED | IEC MIDDLE CURVE | FUSES | SPARE |  |  |  | 250.000 A |  |  | 6
379995635 | TNB | DISTRIBUTION | KUALA SELANGOR | Existing | RYB | LV FUSE SWITCH |  | CLOSED | IEC MIDDLE CURVE | FUSES | SPARE |  |  |  | 250.000 A |  |  | 6
379995640 | TNB | DISTRIBUTION | KUALA SELANGOR | Existing | RYB | LV FUSE SWITCH |  | CLOSED | IEC MIDDLE CURVE | FUSES | SPARE |  |  |  | 250.000 A |  |  | 6
379995643 | TNB | DISTRIBUTION | KUALA SELANGOR | Existing | RYB | LV FUSE SWITCH |  | CLOSED | IEC MIDDLE CURVE | FUSES | SPARE |  |  |  | 250.000 A |  |  | 6
379995647 | TNB | DISTRIBUTION | KUALA SELANGOR | Existing | RYB | LV FUSE SWITCH |  | CLOSED | IEC MIDDLE CURVE | FUSES | SPARE |  |  |  | 250.000 A |  |  | 6
379995657 | TNB | DISTRIBUTION | KUALA SELANGOR | Existing | RYB | LV FUSE SWITCH |  | CLOSED | IEC MIDDLE CURVE | FUSES | SPARE |  |  |  | 250.000 A |  |  | 6
379995663 | TNB | DISTRIBUTION | KUALA SELANGOR | Existing | RYB | LV FUSE SWITCH |  | CLOSED | IEC MIDDLE CURVE | FUSES | SPARE |  |  |  | 250.000 A |  |  | 6
379995675 | TNB | DISTRIBUTION | KUALA SELANGOR | Existing | RYB | LV FUSE SWITCH |  | CLOSED | IEC MIDDLE CURVE | FUSES | SPARE |  |  |  | 250.000 A |  |  | 6
379995680 | TNB | DISTRIBUTION | KUALA SELANGOR | Existing | RYB | LV FUSE SWITCH |  | CLOSED | IEC MIDDLE CURVE | FUSES | SPARE |  |  |  | 250.000 A |  |  | 6
379995692 | TNB | DISTRIBUTION | KUALA SELANGOR | Existing | RYB | LV FUSE SWITCH |  | CLOSED | IEC MIDDLE CURVE | FUSES | SPARE |  |  |  | 250.000 A |  |  | 6
379995697 | TNB | DISTRIBUTION | KUALA SELANGOR | Existing | RYB | LV FUSE SWITCH |  | CLOSED | IEC MIDDLE CURVE | FUSES | SPARE |  |  |  | 250.000 A |  |  | 6
379995700 | TNB | DISTRIBUTION | KUALA SELANGOR | Existing | RYB | LV FUSE SWITCH |  | CLOSED | IEC MIDDLE CURVE | FUSES | SPARE |  |  |  | 250.000 A |  |  | 6
379995704 | TNB | DISTRIBUTION | KUALA SELANGOR | Existing | RYB | LV FUSE SWITCH |  | CLOSED | IEC MIDDLE CURVE | FUSES | SPARE |  |  |  | 250.000 A |  |  | 6
379995714 | TNB | DISTRIBUTION | KUALA SELANGOR | Existing | RYB | LV FUSE SWITCH |  | CLOSED | IEC MIDDLE CURVE | FUSES | SPARE |  |  |  | 250.000 A |  |  | 6
379995720 | TNB | DISTRIBUTION | KUALA SELANGOR | Existing | RYB | LV FUSE SWITCH |  | CLOSED | IEC MIDDLE CURVE | FUSES | SPARE |  |  |  | 250.000 A |  |  | 6
379995732 | TNB | DISTRIBUTION | KUALA SELANGOR | Existing | RYB | LV FUSE SWITCH |  | CLOSED | IEC MIDDLE CURVE | FUSES | SPARE |  |  |  | 250.000 A |  |  | 6
379995794 | TNB | DISTRIBUTION | KUALA SELANGOR | Existing | RYB | LV FUSE SWITCH |  | CLOSED | IEC MIDDLE CURVE | FUSES | SPARE |  |  |  | 250.000 A |  |  | 6
379995806 | TNB | DISTRIBUTION | KUALA SELANGOR | Existing | RYB | LV FUSE SWITCH |  | CLOSED | IEC MIDDLE CURVE | FUSES | SPARE |  |  |  | 250.000 A |  |  | 6
379995811 | TNB | DISTRIBUTION | KUALA SELANGOR | Existing | RYB | LV FUSE SWITCH |  | CLOSED | IEC MIDDLE CURVE | FUSES | SPARE |  |  |  | 250.000 A |  |  | 6
379995814 | TNB | DISTRIBUTION | KUALA SELANGOR | Existing | RYB | LV FUSE SWITCH |  | CLOSED | IEC MIDDLE CURVE | FUSES | SPARE |  |  |  | 250.000 A |  |  | 6
379995818 | TNB | DISTRIBUTION | KUALA SELANGOR | Existing | RYB | LV FUSE SWITCH |  | CLOSED | IEC MIDDLE CURVE | FUSES | SPARE |  |  |  | 250.000 A |  |  | 6
379995828 | TNB | DISTRIBUTION | KUALA SELANGOR | Existing | RYB | LV FUSE SWITCH |  | CLOSED | IEC MIDDLE CURVE | FUSES | SPARE |  |  |  | 250.000 A |  |  | 6
379995834 | TNB | DISTRIBUTION | KUALA SELANGOR | Existing | RYB | LV FUSE SWITCH |  | CLOSED | IEC MIDDLE CURVE | FUSES | SPARE |  |  |  | 250.000 A |  |  | 6
379995846 | TNB | DISTRIBUTION | KUALA SELANGOR | Existing | RYB | LV FUSE SWITCH |  | CLOSED | IEC MIDDLE CURVE | FUSES | SPARE |  |  |  | 250.000 A |  |  | 6
379995851 | TNB | DISTRIBUTION | KUALA SELANGOR | Existing | RYB | LV FUSE SWITCH |  | CLOSED | IEC MIDDLE CURVE | FUSES | SPARE |  |  |  | 250.000 A |  |  | 6
379995863 | TNB | DISTRIBUTION | KUALA SELANGOR | Existing | RYB | LV FUSE SWITCH |  | CLOSED | IEC MIDDLE CURVE | FUSES | SPARE |  |  |  | 250.000 A |  |  | 6
379995868 | TNB | DISTRIBUTION | KUALA SELANGOR | Existing | RYB | LV FUSE SWITCH |  | CLOSED | IEC MIDDLE CURVE | FUSES | SPARE |  |  |  | 250.000 A |  |  | 6
379995871 | TNB | DISTRIBUTION | KUALA SELANGOR | Existing | RYB | LV FUSE SWITCH |  | CLOSED | IEC MIDDLE CURVE | FUSES | SPARE |  |  |  | 250.000 A |  |  | 6
379995875 | TNB | DISTRIBUTION | KUALA SELANGOR | Existing | RYB | LV FUSE SWITCH |  | CLOSED | IEC MIDDLE CURVE | FUSES | SPARE |  |  |  | 250.000 A |  |  | 6
379995885 | TNB | DISTRIBUTION | KUALA SELANGOR | Existing | RYB | LV FUSE SWITCH |  | CLOSED | IEC MIDDLE CURVE | FUSES | SPARE |  |  |  | 250.000 A |  |  | 6
379995891 | TNB | DISTRIBUTION | KUALA SELANGOR | Existing | RYB | LV FUSE SWITCH |  | CLOSED | IEC MIDDLE CURVE | FUSES | SPARE |  |  |  | 250.000 A |  |  | 6
379995903 | TNB | DISTRIBUTION | KUALA SELANGOR | Existing | RYB | LV FUSE SWITCH |  | CLOSED | IEC MIDDLE CURVE | FUSES | SPARE |  |  |  | 250.000 A |  |  | 6
379995965 | TNB | DISTRIBUTION | KUALA SELANGOR | Existing | RYB | LV FUSE SWITCH |  | CLOSED | IEC MIDDLE CURVE | FUSES | SPARE |  |  |  | 250.000 A |  |  | 6
379995977 | TNB | DISTRIBUTION | KUALA SELANGOR | Existing | RYB | LV FUSE SWITCH |  | CLOSED | IEC MIDDLE CURVE | FUSES | SPARE |  |  |  | 250.000 A |  |  | 6
379995982 | TNB | DISTRIBUTION | KUALA SELANGOR | Existing | RYB | LV FUSE SWITCH |  | CLOSED | IEC MIDDLE CURVE | FUSES | SPARE |  |  |  | 250.000 A |  |  | 6
379995985 | TNB | DISTRIBUTION | KUALA SELANGOR | Existing | RYB | LV FUSE SWITCH |  | CLOSED | IEC MIDDLE CURVE | FUSES | SPARE |  |  |  | 250.000 A |  |  | 6
379995989 | TNB | DISTRIBUTION | KUALA SELANGOR | Existing | RYB | LV FUSE SWITCH |  | CLOSED | IEC MIDDLE CURVE | FUSES | SPARE |  |  |  | 250.000 A |  |  | 6
379995999 | TNB | DISTRIBUTION | KUALA SELANGOR | Existing | RYB | LV FUSE SWITCH |  | CLOSED | IEC MIDDLE CURVE | FUSES | SPARE |  |  |  | 250.000 A |  |  | 6
379996005 | TNB | DISTRIBUTION | KUALA SELANGOR | Existing | RYB | LV FUSE SWITCH |  | CLOSED | IEC MIDDLE CURVE | FUSES | SPARE |  |  |  | 250.000 A |  |  | 6
379996017 | TNB | DISTRIBUTION | KUALA SELANGOR | Existing | RYB | LV FUSE SWITCH |  | CLOSED | IEC MIDDLE CURVE | FUSES | SPARE |  |  |  | 250.000 A |  |  | 6
379996022 | TNB | DISTRIBUTION | KUALA SELANGOR | Existing | RYB | LV FUSE SWITCH |  | CLOSED | IEC MIDDLE CURVE | FUSES | SPARE |  |  |  | 250.000 A |  |  | 6
379996034 | TNB | DISTRIBUTION | KUALA SELANGOR | Existing | RYB | LV FUSE SWITCH |  | CLOSED | IEC MIDDLE CURVE | FUSES | SPARE |  |  |  | 250.000 A |  |  | 6
379996039 | TNB | DISTRIBUTION | KUALA SELANGOR | Existing | RYB | LV FUSE SWITCH |  | CLOSED | IEC MIDDLE CURVE | FUSES | SPARE |  |  |  | 250.000 A |  |  | 6
379996042 | TNB | DISTRIBUTION | KUALA SELANGOR | Existing | RYB | LV FUSE SWITCH |  | CLOSED | IEC MIDDLE CURVE | FUSES | SPARE |  |  |  | 250.000 A |  |  | 6
379996046 | TNB | DISTRIBUTION | KUALA SELANGOR | Existing | RYB | LV FUSE SWITCH |  | CLOSED | IEC MIDDLE CURVE | FUSES | SPARE |  |  |  | 250.000 A |  |  | 6
379996056 | TNB | DISTRIBUTION | KUALA SELANGOR | Existing | RYB | LV FUSE SWITCH |  | CLOSED | IEC MIDDLE CURVE | FUSES | SPARE |  |  |  | 250.000 A |  |  | 6
379996062 | TNB | DISTRIBUTION | KUALA SELANGOR | Existing | RYB | LV FUSE SWITCH |  | CLOSED | IEC MIDDLE CURVE | FUSES | SPARE |  |  |  | 250.000 A |  |  | 6
379996074 | TNB | DISTRIBUTION | KUALA SELANGOR | Existing | RYB | LV FUSE SWITCH |  | CLOSED | IEC MIDDLE CURVE | FUSES | SPARE |  |  |  | 250.000 A |  |  | 6
379996116 | TNB | DISTRIBUTION | KUALA SELANGOR | Existing | RYB | LV FUSE SWITCH |  | CLOSED | IEC MIDDLE CURVE | FUSES | SPARE |  |  |  | 250.000 A |  |  | 6
379996128 | TNB | DISTRIBUTION | KUALA SELANGOR | Existing | RYB | LV FUSE SWITCH |  | CLOSED | IEC MIDDLE CURVE | FUSES | SPARE |  |  |  | 250.000 A |  |  | 6
379996133 | TNB | DISTRIBUTION | KUALA SELANGOR | Existing | RYB | LV FUSE SWITCH |  | CLOSED | IEC MIDDLE CURVE | FUSES | SPARE |  |  |  | 250.000 A |  |  | 6
379996136 | TNB | DISTRIBUTION | KUALA SELANGOR | Existing | RYB | LV FUSE SWITCH |  | CLOSED | IEC MIDDLE CURVE | FUSES | SPARE |  |  |  | 250.000 A |  |  | 6
379996140 | TNB | DISTRIBUTION | KUALA SELANGOR | Existing | RYB | LV FUSE SWITCH |  | CLOSED | IEC MIDDLE CURVE | FUSES | SPARE |  |  |  | 250.000 A |  |  | 6
379996150 | TNB | DISTRIBUTION | KUALA SELANGOR | Existing | RYB | LV FUSE SWITCH |  | CLOSED | IEC MIDDLE CURVE | FUSES | SPARE |  |  |  | 250.000 A |  |  | 6
379996156 | TNB | DISTRIBUTION | KUALA SELANGOR | Existing | RYB | LV FUSE SWITCH |  | CLOSED | IEC MIDDLE CURVE | FUSES | SPARE |  |  |  | 250.000 A |  |  | 6
379996168 | TNB | DISTRIBUTION | KUALA SELANGOR | Existing | RYB | LV FUSE SWITCH |  | CLOSED | IEC MIDDLE CURVE | FUSES | SPARE |  |  |  | 250.000 A |  |  | 6
379996230 | TNB | DISTRIBUTION | KUALA SELANGOR | Existing | RYB | LV FUSE SWITCH |  | CLOSED | IEC MIDDLE CURVE | FUSES | SPARE |  |  |  | 250.000 A |  |  | 6
379996242 | TNB | DISTRIBUTION | KUALA SELANGOR | Existing | RYB | LV FUSE SWITCH |  | CLOSED | IEC MIDDLE CURVE | FUSES | SPARE |  |  |  | 250.000 A |  |  | 6
379996247 | TNB | DISTRIBUTION | KUALA SELANGOR | Existing | RYB | LV FUSE SWITCH |  | CLOSED | IEC MIDDLE CURVE | FUSES | SPARE |  |  |  | 250.000 A |  |  | 6
379996250 | TNB | DISTRIBUTION | KUALA SELANGOR | Existing | RYB | LV FUSE SWITCH |  | CLOSED | IEC MIDDLE CURVE | FUSES | SPARE |  |  |  | 250.000 A |  |  | 6
379996254 | TNB | DISTRIBUTION | KUALA SELANGOR | Existing | RYB | LV FUSE SWITCH |  | CLOSED | IEC MIDDLE CURVE | FUSES | SPARE |  |  |  | 250.000 A |  |  | 6
379996264 | TNB | DISTRIBUTION | KUALA SELANGOR | Existing | RYB | LV FUSE SWITCH |  | CLOSED | IEC MIDDLE CURVE | FUSES | SPARE |  |  |  | 250.000 A |  |  | 6
379996270 | TNB | DISTRIBUTION | KUALA SELANGOR | Existing | RYB | LV FUSE SWITCH |  | CLOSED | IEC MIDDLE CURVE | FUSES | SPARE |  |  |  | 250.000 A |  |  | 6
379996282 | TNB | DISTRIBUTION | KUALA SELANGOR | Existing | RYB | LV FUSE SWITCH |  | CLOSED | IEC MIDDLE CURVE | FUSES | SPARE |  |  |  | 250.000 A |  |  | 6
379996287 | TNB | DISTRIBUTION | KUALA SELANGOR | Existing | RYB | LV FUSE SWITCH |  | CLOSED | IEC MIDDLE CURVE | FUSES | SPARE |  |  |  | 250.000 A |  |  | 6
379996299 | TNB | DISTRIBUTION | KUALA SELANGOR | Existing | RYB | LV FUSE SWITCH |  | CLOSED | IEC MIDDLE CURVE | FUSES | SPARE |  |  |  | 250.000 A |  |  | 6
379996304 | TNB | DISTRIBUTION | KUALA SELANGOR | Existing | RYB | LV FUSE SWITCH |  | CLOSED | IEC MIDDLE CURVE | FUSES | SPARE |  |  |  | 250.000 A |  |  | 6
379996307 | TNB | DISTRIBUTION | KUALA SELANGOR | Existing | RYB | LV FUSE SWITCH |  | CLOSED | IEC MIDDLE CURVE | FUSES | SPARE |  |  |  | 250.000 A |  |  | 6
379996311 | TNB | DISTRIBUTION | KUALA SELANGOR | Existing | RYB | LV FUSE SWITCH |  | CLOSED | IEC MIDDLE CURVE | FUSES | SPARE |  |  |  | 250.000 A |  |  | 6
379996321 | TNB | DISTRIBUTION | KUALA SELANGOR | Existing | RYB | LV FUSE SWITCH |  | CLOSED | IEC MIDDLE CURVE | FUSES | SPARE |  |  |  | 250.000 A |  |  | 6
379996327 | TNB | DISTRIBUTION | KUALA SELANGOR | Existing | RYB | LV FUSE SWITCH |  | CLOSED | IEC MIDDLE CURVE | FUSES | SPARE |  |  |  | 250.000 A |  |  | 6
379996339 | TNB | DISTRIBUTION | KUALA SELANGOR | Existing | RYB | LV FUSE SWITCH |  | CLOSED | IEC MIDDLE CURVE | FUSES | SPARE |  |  |  | 250.000 A |  |  | 6
379996381 | TNB | DISTRIBUTION | KUALA SELANGOR | Existing | RYB | LV FUSE SWITCH |  | CLOSED | IEC MIDDLE CURVE | FUSES | SPARE |  |  |  | 250.000 A |  |  | 6
379996393 | TNB | DISTRIBUTION | KUALA SELANGOR | Existing | RYB | LV FUSE SWITCH |  | CLOSED | IEC MIDDLE CURVE | FUSES | SPARE |  |  |  | 250.000 A |  |  | 6
379996398 | TNB | DISTRIBUTION | KUALA SELANGOR | Existing | RYB | LV FUSE SWITCH |  | CLOSED | IEC MIDDLE CURVE | FUSES | SPARE |  |  |  | 250.000 A |  |  | 6
379996401 | TNB | DISTRIBUTION | KUALA SELANGOR | Existing | RYB | LV FUSE SWITCH |  | CLOSED | IEC MIDDLE CURVE | FUSES | SPARE |  |  |  | 250.000 A |  |  | 6
379996405 | TNB | DISTRIBUTION | KUALA SELANGOR | Existing | RYB | LV FUSE SWITCH |  | CLOSED | IEC MIDDLE CURVE | FUSES | SPARE |  |  |  | 250.000 A |  |  | 6
379996415 | TNB | DISTRIBUTION | KUALA SELANGOR | Existing | RYB | LV FUSE SWITCH |  | CLOSED | IEC MIDDLE CURVE | FUSES | SPARE |  |  |  | 250.000 A |  |  | 6
379996421 | TNB | DISTRIBUTION | KUALA SELANGOR | Existing | RYB | LV FUSE SWITCH |  | CLOSED | IEC MIDDLE CURVE | FUSES | SPARE |  |  |  | 250.000 A |  |  | 6
379996433 | TNB | DISTRIBUTION | KUALA SELANGOR | Existing | RYB | LV FUSE SWITCH |  | CLOSED | IEC MIDDLE CURVE | FUSES | SPARE |  |  |  | 250.000 A |  |  | 6
379996495 | TNB | DISTRIBUTION | KUALA SELANGOR | Existing | RYB | LV FUSE SWITCH |  | CLOSED | IEC MIDDLE CURVE | FUSES | SPARE |  |  |  | 250.000 A |  |  | 6
379996507 | TNB | DISTRIBUTION | KUALA SELANGOR | Existing | RYB | LV FUSE SWITCH |  | CLOSED | IEC MIDDLE CURVE | FUSES | SPARE |  |  |  | 250.000 A |  |  | 6
379996512 | TNB | DISTRIBUTION | KUALA SELANGOR | Existing | RYB | LV FUSE SWITCH |  | CLOSED | IEC MIDDLE CURVE | FUSES | SPARE |  |  |  | 250.000 A |  |  | 6
379996515 | TNB | DISTRIBUTION | KUALA SELANGOR | Existing | RYB | LV FUSE SWITCH |  | CLOSED | IEC MIDDLE CURVE | FUSES | SPARE |  |  |  | 250.000 A |  |  | 6
379996519 | TNB | DISTRIBUTION | KUALA SELANGOR | Existing | RYB | LV FUSE SWITCH |  | CLOSED | IEC MIDDLE CURVE | FUSES | SPARE |  |  |  | 250.000 A |  |  | 6
379996529 | TNB | DISTRIBUTION | KUALA SELANGOR | Existing | RYB | LV FUSE SWITCH |  | CLOSED | IEC MIDDLE CURVE | FUSES | SPARE |  |  |  | 250.000 A |  |  | 6
379996535 | TNB | DISTRIBUTION | KUALA SELANGOR | Existing | RYB | LV FUSE SWITCH |  | CLOSED | IEC MIDDLE CURVE | FUSES | SPARE |  |  |  | 250.000 A |  |  | 6
379996547 | TNB | DISTRIBUTION | KUALA SELANGOR | Existing | RYB | LV FUSE SWITCH |  | CLOSED | IEC MIDDLE CURVE | FUSES | SPARE |  |  |  | 250.000 A |  |  | 6
379996552 | TNB | DISTRIBUTION | KUALA SELANGOR | Existing | RYB | LV FUSE SWITCH |  | CLOSED | IEC MIDDLE CURVE | FUSES | SPARE |  |  |  | 250.000 A |  |  | 6
379996564 | TNB | DISTRIBUTION | KUALA SELANGOR | Existing | RYB | LV FUSE SWITCH |  | CLOSED | IEC MIDDLE CURVE | FUSES | SPARE |  |  |  | 250.000 A |  |  | 6
379996569 | TNB | DISTRIBUTION | KUALA SELANGOR | Existing | RYB | LV FUSE SWITCH |  | CLOSED | IEC MIDDLE CURVE | FUSES | SPARE |  |  |  | 250.000 A |  |  | 6
379996572 | TNB | DISTRIBUTION | KUALA SELANGOR | Existing | RYB | LV FUSE SWITCH |  | CLOSED | IEC MIDDLE CURVE | FUSES | SPARE |  |  |  | 250.000 A |  |  | 6
379996576 | TNB | DISTRIBUTION | KUALA SELANGOR | Existing | RYB | LV FUSE SWITCH |  | CLOSED | IEC MIDDLE CURVE | FUSES | SPARE |  |  |  | 250.000 A |  |  | 6
379996586 | TNB | DISTRIBUTION | KUALA SELANGOR | Existing | RYB | LV FUSE SWITCH |  | CLOSED | IEC MIDDLE CURVE | FUSES | SPARE |  |  |  | 250.000 A |  |  | 6
379996592 | TNB | DISTRIBUTION | KUALA SELANGOR | Existing | RYB | LV FUSE SWITCH |  | CLOSED | IEC MIDDLE CURVE | FUSES | SPARE |  |  |  | 250.000 A |  |  | 6
379996604 | TNB | DISTRIBUTION | KUALA SELANGOR | Existing | RYB | LV FUSE SWITCH |  | CLOSED | IEC MIDDLE CURVE | FUSES | SPARE |  |  |  | 250.000 A |  |  | 6
379996675 | TNB | DISTRIBUTION | KUALA SELANGOR | Existing | RYB | LV FUSE SWITCH |  | CLOSED | IEC MIDDLE CURVE | FUSES | SPARE |  |  |  | 250.000 A |  |  | 6
379996687 | TNB | DISTRIBUTION | KUALA SELANGOR | Existing | RYB | LV FUSE SWITCH |  | CLOSED | IEC MIDDLE CURVE | FUSES | SPARE |  |  |  | 250.000 A |  |  | 6
379996692 | TNB | DISTRIBUTION | KUALA SELANGOR | Existing | RYB | LV FUSE SWITCH |  | CLOSED | IEC MIDDLE CURVE | FUSES | SPARE |  |  |  | 250.000 A |  |  | 6
379996695 | TNB | DISTRIBUTION | KUALA SELANGOR | Existing | RYB | LV FUSE SWITCH |  | CLOSED | IEC MIDDLE CURVE | FUSES | SPARE |  |  |  | 250.000 A |  |  | 6
379996699 | TNB | DISTRIBUTION | KUALA SELANGOR | Existing | RYB | LV FUSE SWITCH |  | CLOSED | IEC MIDDLE CURVE | FUSES | SPARE |  |  |  | 250.000 A |  |  | 6
379996709 | TNB | DISTRIBUTION | KUALA SELANGOR | Existing | RYB | LV FUSE SWITCH |  | CLOSED | IEC MIDDLE CURVE | FUSES | SPARE |  |  |  | 250.000 A |  |  | 6
379996715 | TNB | DISTRIBUTION | KUALA SELANGOR | Existing | RYB | LV FUSE SWITCH |  | CLOSED | IEC MIDDLE CURVE | FUSES | SPARE |  |  |  | 250.000 A |  |  | 6
379996727 | TNB | DISTRIBUTION | KUALA SELANGOR | Existing | RYB | LV FUSE SWITCH |  | CLOSED | IEC MIDDLE CURVE | FUSES | SPARE |  |  |  | 250.000 A |  |  | 6
379996732 | TNB | DISTRIBUTION | KUALA SELANGOR | Existing | RYB | LV FUSE SWITCH |  | CLOSED | IEC MIDDLE CURVE | FUSES | SPARE |  |  |  | 250.000 A |  |  | 6
379996744 | TNB | DISTRIBUTION | KUALA SELANGOR | Existing | RYB | LV FUSE SWITCH |  | CLOSED | IEC MIDDLE CURVE | FUSES | SPARE |  |  |  | 250.000 A |  |  | 6
379996749 | TNB | DISTRIBUTION | KUALA SELANGOR | Existing | RYB | LV FUSE SWITCH |  | CLOSED | IEC MIDDLE CURVE | FUSES | SPARE |  |  |  | 250.000 A |  |  | 6
379996752 | TNB | DISTRIBUTION | KUALA SELANGOR | Existing | RYB | LV FUSE SWITCH |  | CLOSED | IEC MIDDLE CURVE | FUSES | SPARE |  |  |  | 250.000 A |  |  | 6
379996756 | TNB | DISTRIBUTION | KUALA SELANGOR | Existing | RYB | LV FUSE SWITCH |  | CLOSED | IEC MIDDLE CURVE | FUSES | SPARE |  |  |  | 250.000 A |  |  | 6
379996766 | TNB | DISTRIBUTION | KUALA SELANGOR | Existing | RYB | LV FUSE SWITCH |  | CLOSED | IEC MIDDLE CURVE | FUSES | SPARE |  |  |  | 250.000 A |  |  | 6
379996772 | TNB | DISTRIBUTION | KUALA SELANGOR | Existing | RYB | LV FUSE SWITCH |  | CLOSED | IEC MIDDLE CURVE | FUSES | SPARE |  |  |  | 250.000 A |  |  | 6
379996784 | TNB | DISTRIBUTION | KUALA SELANGOR | Existing | RYB | LV FUSE SWITCH |  | CLOSED | IEC MIDDLE CURVE | FUSES | SPARE |  |  |  | 250.000 A |  |  | 6
379996846 | TNB | DISTRIBUTION | KUALA SELANGOR | Existing | RYB | LV FUSE SWITCH |  | CLOSED | IEC MIDDLE CURVE | FUSES | SPARE |  |  |  | 250.000 A |  |  | 6
379996858 | TNB | DISTRIBUTION | KUALA SELANGOR | Existing | RYB | LV FUSE SWITCH |  | CLOSED | IEC MIDDLE CURVE | FUSES | SPARE |  |  |  | 250.000 A |  |  | 6
379996863 | TNB | DISTRIBUTION | KUALA SELANGOR | Existing | RYB | LV FUSE SWITCH |  | CLOSED | IEC MIDDLE CURVE | FUSES | SPARE |  |  |  | 250.000 A |  |  | 6
379996866 | TNB | DISTRIBUTION | KUALA SELANGOR | Existing | RYB | LV FUSE SWITCH |  | CLOSED | IEC MIDDLE CURVE | FUSES | SPARE |  |  |  | 250.000 A |  |  | 6
379996870 | TNB | DISTRIBUTION | KUALA SELANGOR | Existing | RYB | LV FUSE SWITCH |  | CLOSED | IEC MIDDLE CURVE | FUSES | SPARE |  |  |  | 250.000 A |  |  | 6
379996880 | TNB | DISTRIBUTION | KUALA SELANGOR | Existing | RYB | LV FUSE SWITCH |  | CLOSED | IEC MIDDLE CURVE | FUSES | SPARE |  |  |  | 250.000 A |  |  | 6
379996886 | TNB | DISTRIBUTION | KUALA SELANGOR | Existing | RYB | LV FUSE SWITCH |  | CLOSED | IEC MIDDLE CURVE | FUSES | SPARE |  |  |  | 250.000 A |  |  | 6
379996898 | TNB | DISTRIBUTION | KUALA SELANGOR | Existing | RYB | LV FUSE SWITCH |  | CLOSED | IEC MIDDLE CURVE | FUSES | SPARE |  |  |  | 250.000 A |  |  | 6
379996903 | TNB | DISTRIBUTION | KUALA SELANGOR | Existing | RYB | LV FUSE SWITCH |  | CLOSED | IEC MIDDLE CURVE | FUSES | SPARE |  |  |  | 250.000 A |  |  | 6
379996915 | TNB | DISTRIBUTION | KUALA SELANGOR | Existing | RYB | LV FUSE SWITCH |  | CLOSED | IEC MIDDLE CURVE | FUSES | SPARE |  |  |  | 250.000 A |  |  | 6
379996920 | TNB | DISTRIBUTION | KUALA SELANGOR | Existing | RYB | LV FUSE SWITCH |  | CLOSED | IEC MIDDLE CURVE | FUSES | SPARE |  |  |  | 250.000 A |  |  | 6
379996923 | TNB | DISTRIBUTION | KUALA SELANGOR | Existing | RYB | LV FUSE SWITCH |  | CLOSED | IEC MIDDLE CURVE | FUSES | SPARE |  |  |  | 250.000 A |  |  | 6
379996927 | TNB | DISTRIBUTION | KUALA SELANGOR | Existing | RYB | LV FUSE SWITCH |  | CLOSED | IEC MIDDLE CURVE | FUSES | SPARE |  |  |  | 250.000 A |  |  | 6
379996937 | TNB | DISTRIBUTION | KUALA SELANGOR | Existing | RYB | LV FUSE SWITCH |  | CLOSED | IEC MIDDLE CURVE | FUSES | SPARE |  |  |  | 250.000 A |  |  | 6
379996943 | TNB | DISTRIBUTION | KUALA SELANGOR | Existing | RYB | LV FUSE SWITCH |  | CLOSED | IEC MIDDLE CURVE | FUSES | SPARE |  |  |  | 250.000 A |  |  | 6
379996955 | TNB | DISTRIBUTION | KUALA SELANGOR | Existing | RYB | LV FUSE SWITCH |  | CLOSED | IEC MIDDLE CURVE | FUSES | SPARE |  |  |  | 250.000 A |  |  | 6
379997017 | TNB | DISTRIBUTION | KUALA SELANGOR | Existing | RYB | LV FUSE SWITCH |  | CLOSED | IEC MIDDLE CURVE | FUSES | SPARE |  |  |  | 250.000 A |  |  | 6
379997029 | TNB | DISTRIBUTION | KUALA SELANGOR | Existing | RYB | LV FUSE SWITCH |  | CLOSED | IEC MIDDLE CURVE | FUSES | SPARE |  |  |  | 250.000 A |  |  | 6
379997034 | TNB | DISTRIBUTION | KUALA SELANGOR | Existing | RYB | LV FUSE SWITCH |  | CLOSED | IEC MIDDLE CURVE | FUSES | SPARE |  |  |  | 250.000 A |  |  | 6
379997037 | TNB | DISTRIBUTION | KUALA SELANGOR | Existing | RYB | LV FUSE SWITCH |  | CLOSED | IEC MIDDLE CURVE | FUSES | SPARE |  |  |  | 250.000 A |  |  | 6
379997041 | TNB | DISTRIBUTION | KUALA SELANGOR | Existing | RYB | LV FUSE SWITCH |  | CLOSED | IEC MIDDLE CURVE | FUSES | SPARE |  |  |  | 250.000 A |  |  | 6
379997051 | TNB | DISTRIBUTION | KUALA SELANGOR | Existing | RYB | LV FUSE SWITCH |  | CLOSED | IEC MIDDLE CURVE | FUSES | SPARE |  |  |  | 250.000 A |  |  | 6
379997057 | TNB | DISTRIBUTION | KUALA SELANGOR | Existing | RYB | LV FUSE SWITCH |  | CLOSED | IEC MIDDLE CURVE | FUSES | SPARE |  |  |  | 250.000 A |  |  | 6
379997069 | TNB | DISTRIBUTION | KUALA SELANGOR | Existing | RYB | LV FUSE SWITCH |  | CLOSED | IEC MIDDLE CURVE | FUSES | SPARE |  |  |  | 250.000 A |  |  | 6
379997074 | TNB | DISTRIBUTION | KUALA SELANGOR | Existing | RYB | LV FUSE SWITCH |  | CLOSED | IEC MIDDLE CURVE | FUSES | SPARE |  |  |  | 250.000 A |  |  | 6
379997086 | TNB | DISTRIBUTION | KUALA SELANGOR | Existing | RYB | LV FUSE SWITCH |  | CLOSED | IEC MIDDLE CURVE | FUSES | SPARE |  |  |  | 250.000 A |  |  | 6
379997091 | TNB | DISTRIBUTION | KUALA SELANGOR | Existing | RYB | LV FUSE SWITCH |  | CLOSED | IEC MIDDLE CURVE | FUSES | SPARE |  |  |  | 250.000 A |  |  | 6
379997094 | TNB | DISTRIBUTION | KUALA SELANGOR | Existing | RYB | LV FUSE SWITCH |  | CLOSED | IEC MIDDLE CURVE | FUSES | SPARE |  |  |  | 250.000 A |  |  | 6
379997098 | TNB | DISTRIBUTION | KUALA SELANGOR | Existing | RYB | LV FUSE SWITCH |  | CLOSED | IEC MIDDLE CURVE | FUSES | SPARE |  |  |  | 250.000 A |  |  | 6
379997108 | TNB | DISTRIBUTION | KUALA SELANGOR | Existing | RYB | LV FUSE SWITCH |  | CLOSED | IEC MIDDLE CURVE | FUSES | SPARE |  |  |  | 250.000 A |  |  | 6
379997114 | TNB | DISTRIBUTION | KUALA SELANGOR | Existing | RYB | LV FUSE SWITCH |  | CLOSED | IEC MIDDLE CURVE | FUSES | SPARE |  |  |  | 250.000 A |  |  | 6
379997126 | TNB | DISTRIBUTION | KUALA SELANGOR | Existing | RYB | LV FUSE SWITCH |  | CLOSED | IEC MIDDLE CURVE | FUSES | SPARE |  |  |  | 250.000 A |  |  | 6
379997168 | TNB | DISTRIBUTION | KUALA SELANGOR | Existing | RYB | LV FUSE SWITCH |  | CLOSED | IEC MIDDLE CURVE | FUSES | SPARE |  |  |  | 250.000 A |  |  | 6
379997180 | TNB | DISTRIBUTION | KUALA SELANGOR | Existing | RYB | LV FUSE SWITCH |  | CLOSED | IEC MIDDLE CURVE | FUSES | SPARE |  |  |  | 250.000 A |  |  | 6
379997185 | TNB | DISTRIBUTION | KUALA SELANGOR | Existing | RYB | LV FUSE SWITCH |  | CLOSED | IEC MIDDLE CURVE | FUSES | SPARE |  |  |  | 250.000 A |  |  | 6
379997188 | TNB | DISTRIBUTION | KUALA SELANGOR | Existing | RYB | LV FUSE SWITCH |  | CLOSED | IEC MIDDLE CURVE | FUSES | SPARE |  |  |  | 250.000 A |  |  | 6
379997192 | TNB | DISTRIBUTION | KUALA SELANGOR | Existing | RYB | LV FUSE SWITCH |  | CLOSED | IEC MIDDLE CURVE | FUSES | SPARE |  |  |  | 250.000 A |  |  | 6
379997202 | TNB | DISTRIBUTION | KUALA SELANGOR | Existing | RYB | LV FUSE SWITCH |  | CLOSED | IEC MIDDLE CURVE | FUSES | SPARE |  |  |  | 250.000 A |  |  | 6
379997208 | TNB | DISTRIBUTION | KUALA SELANGOR | Existing | RYB | LV FUSE SWITCH |  | CLOSED | IEC MIDDLE CURVE | FUSES | SPARE |  |  |  | 250.000 A |  |  | 6
379997220 | TNB | DISTRIBUTION | KUALA SELANGOR | Existing | RYB | LV FUSE SWITCH |  | CLOSED | IEC MIDDLE CURVE | FUSES | SPARE |  |  |  | 250.000 A |  |  | 6
379997262 | TNB | DISTRIBUTION | KUALA SELANGOR | Existing | RYB | LV FUSE SWITCH |  | CLOSED | IEC MIDDLE CURVE | FUSES | SPARE |  |  |  | 250.000 A |  |  | 6
379997274 | TNB | DISTRIBUTION | KUALA SELANGOR | Existing | RYB | LV FUSE SWITCH |  | CLOSED | IEC MIDDLE CURVE | FUSES | SPARE |  |  |  | 250.000 A |  |  | 6
379997279 | TNB | DISTRIBUTION | KUALA SELANGOR | Existing | RYB | LV FUSE SWITCH |  | CLOSED | IEC MIDDLE CURVE | FUSES | SPARE |  |  |  | 250.000 A |  |  | 6
379997282 | TNB | DISTRIBUTION | KUALA SELANGOR | Existing | RYB | LV FUSE SWITCH |  | CLOSED | IEC MIDDLE CURVE | FUSES | SPARE |  |  |  | 250.000 A |  |  | 6
379997286 | TNB | DISTRIBUTION | KUALA SELANGOR | Existing | RYB | LV FUSE SWITCH |  | CLOSED | IEC MIDDLE CURVE | FUSES | SPARE |  |  |  | 250.000 A |  |  | 6
379997296 | TNB | DISTRIBUTION | KUALA SELANGOR | Existing | RYB | LV FUSE SWITCH |  | CLOSED | IEC MIDDLE CURVE | FUSES | SPARE |  |  |  | 250.000 A |  |  | 6
379997302 | TNB | DISTRIBUTION | KUALA SELANGOR | Existing | RYB | LV FUSE SWITCH |  | CLOSED | IEC MIDDLE CURVE | FUSES | SPARE |  |  |  | 250.000 A |  |  | 6
379997314 | TNB | DISTRIBUTION | KUALA SELANGOR | Existing | RYB | LV FUSE SWITCH |  | CLOSED | IEC MIDDLE CURVE | FUSES | SPARE |  |  |  | 250.000 A |  |  | 6
379997356 | TNB | DISTRIBUTION | KUALA SELANGOR | Existing | RYB | LV FUSE SWITCH |  | CLOSED | IEC MIDDLE CURVE | FUSES | SPARE |  |  |  | 250.000 A |  |  | 6
379997368 | TNB | DISTRIBUTION | KUALA SELANGOR | Existing | RYB | LV FUSE SWITCH |  | CLOSED | IEC MIDDLE CURVE | FUSES | SPARE |  |  |  | 250.000 A |  |  | 6
379997373 | TNB | DISTRIBUTION | KUALA SELANGOR | Existing | RYB | LV FUSE SWITCH |  | CLOSED | IEC MIDDLE CURVE | FUSES | SPARE |  |  |  | 250.000 A |  |  | 6
379997376 | TNB | DISTRIBUTION | KUALA SELANGOR | Existing | RYB | LV FUSE SWITCH |  | CLOSED | IEC MIDDLE CURVE | FUSES | SPARE |  |  |  | 250.000 A |  |  | 6
379997380 | TNB | DISTRIBUTION | KUALA SELANGOR | Existing | RYB | LV FUSE SWITCH |  | CLOSED | IEC MIDDLE CURVE | FUSES | SPARE |  |  |  | 250.000 A |  |  | 6
379997390 | TNB | DISTRIBUTION | KUALA SELANGOR | Existing | RYB | LV FUSE SWITCH |  | CLOSED | IEC MIDDLE CURVE | FUSES | SPARE |  |  |  | 250.000 A |  |  | 6
379997396 | TNB | DISTRIBUTION | KUALA SELANGOR | Existing | RYB | LV FUSE SWITCH |  | CLOSED | IEC MIDDLE CURVE | FUSES | SPARE |  |  |  | 250.000 A |  |  | 6
379997408 | TNB | DISTRIBUTION | KUALA SELANGOR | Existing | RYB | LV FUSE SWITCH |  | CLOSED | IEC MIDDLE CURVE | FUSES | SPARE |  |  |  | 250.000 A |  |  | 6
379997450 | TNB | DISTRIBUTION | KUALA SELANGOR | Existing | RYB | LV FUSE SWITCH |  | CLOSED | IEC MIDDLE CURVE | FUSES | SPARE |  |  |  | 250.000 A |  |  | 6
379997462 | TNB | DISTRIBUTION | KUALA SELANGOR | Existing | RYB | LV FUSE SWITCH |  | CLOSED | IEC MIDDLE CURVE | FUSES | SPARE |  |  |  | 250.000 A |  |  | 6
379997467 | TNB | DISTRIBUTION | KUALA SELANGOR | Existing | RYB | LV FUSE SWITCH |  | CLOSED | IEC MIDDLE CURVE | FUSES | SPARE |  |  |  | 250.000 A |  |  | 6
379997470 | TNB | DISTRIBUTION | KUALA SELANGOR | Existing | RYB | LV FUSE SWITCH |  | CLOSED | IEC MIDDLE CURVE | FUSES | SPARE |  |  |  | 250.000 A |  |  | 6
379997474 | TNB | DISTRIBUTION | KUALA SELANGOR | Existing | RYB | LV FUSE SWITCH |  | CLOSED | IEC MIDDLE CURVE | FUSES | SPARE |  |  |  | 250.000 A |  |  | 6
379997484 | TNB | DISTRIBUTION | KUALA SELANGOR | Existing | RYB | LV FUSE SWITCH |  | CLOSED | IEC MIDDLE CURVE | FUSES | SPARE |  |  |  | 250.000 A |  |  | 6
379997490 | TNB | DISTRIBUTION | KUALA SELANGOR | Existing | RYB | LV FUSE SWITCH |  | CLOSED | IEC MIDDLE CURVE | FUSES | SPARE |  |  |  | 250.000 A |  |  | 6
379997502 | TNB | DISTRIBUTION | KUALA SELANGOR | Existing | RYB | LV FUSE SWITCH |  | CLOSED | IEC MIDDLE CURVE | FUSES | SPARE |  |  |  | 250.000 A |  |  | 6
379997652 | TNB | DISTRIBUTION | KUALA SELANGOR | Existing | RYB | LV FUSE SWITCH |  | CLOSED | IEC MIDDLE CURVE | FUSES | SPARE |  |  |  | 250.000 A |  |  | 6
379997664 | TNB | DISTRIBUTION | KUALA SELANGOR | Existing | RYB | LV FUSE SWITCH |  | CLOSED | IEC MIDDLE CURVE | FUSES | SPARE |  |  |  | 250.000 A |  |  | 6
379997669 | TNB | DISTRIBUTION | KUALA SELANGOR | Existing | RYB | LV FUSE SWITCH |  | CLOSED | IEC MIDDLE CURVE | FUSES | SPARE |  |  |  | 250.000 A |  |  | 6
379997672 | TNB | DISTRIBUTION | KUALA SELANGOR | Existing | RYB | LV FUSE SWITCH |  | CLOSED | IEC MIDDLE CURVE | FUSES | SPARE |  |  |  | 250.000 A |  |  | 6
379997676 | TNB | DISTRIBUTION | KUALA SELANGOR | Existing | RYB | LV FUSE SWITCH |  | CLOSED | IEC MIDDLE CURVE | FUSES | SPARE |  |  |  | 250.000 A |  |  | 6
379997686 | TNB | DISTRIBUTION | KUALA SELANGOR | Existing | RYB | LV FUSE SWITCH |  | CLOSED | IEC MIDDLE CURVE | FUSES | SPARE |  |  |  | 250.000 A |  |  | 6
379997692 | TNB | DISTRIBUTION | KUALA SELANGOR | Existing | RYB | LV FUSE SWITCH |  | CLOSED | IEC MIDDLE CURVE | FUSES | SPARE |  |  |  | 250.000 A |  |  | 6
379997704 | TNB | DISTRIBUTION | KUALA SELANGOR | Existing | RYB | LV FUSE SWITCH |  | CLOSED | IEC MIDDLE CURVE | FUSES | SPARE |  |  |  | 250.000 A |  |  | 6
380040517 | TNB | DISTRIBUTION | KUALA SELANGOR | Existing | RYB | LV FUSE SWITCH |  | CLOSED | IEC MIDDLE CURVE | FUSES | SPARE |  |  |  | 250.000 A |  |  | 6
380040519 | TNB | DISTRIBUTION | KUALA SELANGOR | Existing | RYB | LV FUSE SWITCH |  | CLOSED | IEC MIDDLE CURVE | FUSES | SPARE |  |  |  | 250.000 A |  |  | 6
380040530 | TNB | DISTRIBUTION | KUALA SELANGOR | Existing | RYB | LV FUSE SWITCH |  | CLOSED | IEC MIDDLE CURVE | FUSES | SPARE |  |  |  | 250.000 A |  |  | 6
380040540 | TNB | DISTRIBUTION | KUALA SELANGOR | Existing | RYB | LV FUSE SWITCH |  | CLOSED | IEC MIDDLE CURVE | FUSES | SPARE |  |  |  | 250.000 A |  |  | 6
380040545 | TNB | DISTRIBUTION | KUALA SELANGOR | Existing | RYB | LV FUSE SWITCH |  | CLOSED | IEC MIDDLE CURVE | FUSES | SPARE |  |  |  | 250.000 A |  |  | 6
380040552 | TNB | DISTRIBUTION | KUALA SELANGOR | Existing | RYB | LV FUSE SWITCH |  | CLOSED | IEC MIDDLE CURVE | FUSES | SPARE |  |  |  | 250.000 A |  |  | 6
380040560 | TNB | DISTRIBUTION | KUALA SELANGOR | Existing | RYB | LV FUSE SWITCH |  | CLOSED | IEC MIDDLE CURVE | FUSES | SPARE |  |  |  | 250.000 A |  |  | 6
380040565 | TNB | DISTRIBUTION | KUALA SELANGOR | Existing | RYB | LV FUSE SWITCH |  | CLOSED | IEC MIDDLE CURVE | FUSES | SPARE |  |  |  | 250.000 A |  |  | 6
380040722 | TNB | DISTRIBUTION | KUALA SELANGOR | Existing | RYB | LV FUSE SWITCH |  | CLOSED | IEC MIDDLE CURVE | FUSES | SPARE |  |  |  | 250.000 A |  |  | 6
380040724 | TNB | DISTRIBUTION | KUALA SELANGOR | Existing | RYB | LV FUSE SWITCH |  | CLOSED | IEC MIDDLE CURVE | FUSES | SPARE |  |  |  | 250.000 A |  |  | 6
380040735 | TNB | DISTRIBUTION | KUALA SELANGOR | Existing | RYB | LV FUSE SWITCH |  | CLOSED | IEC MIDDLE CURVE | FUSES | SPARE |  |  |  | 250.000 A |  |  | 6
380040745 | TNB | DISTRIBUTION | KUALA SELANGOR | Existing | RYB | LV FUSE SWITCH |  | CLOSED | IEC MIDDLE CURVE | FUSES | SPARE |  |  |  | 250.000 A |  |  | 6
380040750 | TNB | DISTRIBUTION | KUALA SELANGOR | Existing | RYB | LV FUSE SWITCH |  | CLOSED | IEC MIDDLE CURVE | FUSES | SPARE |  |  |  | 250.000 A |  |  | 6
380040757 | TNB | DISTRIBUTION | KUALA SELANGOR | Existing | RYB | LV FUSE SWITCH |  | CLOSED | IEC MIDDLE CURVE | FUSES | SPARE |  |  |  | 250.000 A |  |  | 6
380040765 | TNB | DISTRIBUTION | KUALA SELANGOR | Existing | RYB | LV FUSE SWITCH |  | CLOSED | IEC MIDDLE CURVE | FUSES | SPARE |  |  |  | 250.000 A |  |  | 6
380040770 | TNB | DISTRIBUTION | KUALA SELANGOR | Existing | RYB | LV FUSE SWITCH |  | CLOSED | IEC MIDDLE CURVE | FUSES | SPARE |  |  |  | 250.000 A |  |  | 6
380040820 | TNB | DISTRIBUTION | KUALA SELANGOR | Existing | RYB | LV FUSE SWITCH |  | CLOSED | IEC MIDDLE CURVE | FUSES | SPARE |  |  |  | 250.000 A |  |  | 6
380040822 | TNB | DISTRIBUTION | KUALA SELANGOR | Existing | RYB | LV FUSE SWITCH |  | CLOSED | IEC MIDDLE CURVE | FUSES | SPARE |  |  |  | 250.000 A |  |  | 6
380040833 | TNB | DISTRIBUTION | KUALA SELANGOR | Existing | RYB | LV FUSE SWITCH |  | CLOSED | IEC MIDDLE CURVE | FUSES | SPARE |  |  |  | 250.000 A |  |  | 6
380040843 | TNB | DISTRIBUTION | KUALA SELANGOR | Existing | RYB | LV FUSE SWITCH |  | CLOSED | IEC MIDDLE CURVE | FUSES | SPARE |  |  |  | 250.000 A |  |  | 6
380040848 | TNB | DISTRIBUTION | KUALA SELANGOR | Existing | RYB | LV FUSE SWITCH |  | CLOSED | IEC MIDDLE CURVE | FUSES | SPARE |  |  |  | 250.000 A |  |  | 6
380040855 | TNB | DISTRIBUTION | KUALA SELANGOR | Existing | RYB | LV FUSE SWITCH |  | CLOSED | IEC MIDDLE CURVE | FUSES | SPARE |  |  |  | 250.000 A |  |  | 6
380040863 | TNB | DISTRIBUTION | KUALA SELANGOR | Existing | RYB | LV FUSE SWITCH |  | CLOSED | IEC MIDDLE CURVE | FUSES | SPARE |  |  |  | 250.000 A |  |  | 6
380040868 | TNB | DISTRIBUTION | KUALA SELANGOR | Existing | RYB | LV FUSE SWITCH |  | CLOSED | IEC MIDDLE CURVE | FUSES | SPARE |  |  |  | 250.000 A |  |  | 6
380040953 | TNB | DISTRIBUTION | KUALA SELANGOR | Existing | RYB | LV FUSE SWITCH |  | CLOSED | IEC MIDDLE CURVE | FUSES | SPARE |  |  |  | 250.000 A |  |  | 6
380040955 | TNB | DISTRIBUTION | KUALA SELANGOR | Existing | RYB | LV FUSE SWITCH |  | CLOSED | IEC MIDDLE CURVE | FUSES | SPARE |  |  |  | 250.000 A |  |  | 6
380040966 | TNB | DISTRIBUTION | KUALA SELANGOR | Existing | RYB | LV FUSE SWITCH |  | CLOSED | IEC MIDDLE CURVE | FUSES | SPARE |  |  |  | 250.000 A |  |  | 6
380040976 | TNB | DISTRIBUTION | KUALA SELANGOR | Existing | RYB | LV FUSE SWITCH |  | CLOSED | IEC MIDDLE CURVE | FUSES | SPARE |  |  |  | 250.000 A |  |  | 6
380040981 | TNB | DISTRIBUTION | KUALA SELANGOR | Existing | RYB | LV FUSE SWITCH |  | CLOSED | IEC MIDDLE CURVE | FUSES | SPARE |  |  |  | 250.000 A |  |  | 6
380040988 | TNB | DISTRIBUTION | KUALA SELANGOR | Existing | RYB | LV FUSE SWITCH |  | CLOSED | IEC MIDDLE CURVE | FUSES | SPARE |  |  |  | 250.000 A |  |  | 6
380040996 | TNB | DISTRIBUTION | KUALA SELANGOR | Existing | RYB | LV FUSE SWITCH |  | CLOSED | IEC MIDDLE CURVE | FUSES | SPARE |  |  |  | 250.000 A |  |  | 6
380041001 | TNB | DISTRIBUTION | KUALA SELANGOR | Existing | RYB | LV FUSE SWITCH |  | CLOSED | IEC MIDDLE CURVE | FUSES | SPARE |  |  |  | 250.000 A |  |  | 6
380041088 | TNB | DISTRIBUTION | KUALA SELANGOR | Existing | RYB | LV FUSE SWITCH |  | CLOSED | IEC MIDDLE CURVE | FUSES | SPARE |  |  |  | 250.000 A |  |  | 6
380041100 | TNB | DISTRIBUTION | KUALA SELANGOR | Existing | RYB | LV FUSE SWITCH |  | CLOSED | IEC MIDDLE CURVE | FUSES | SPARE |  |  |  | 250.000 A |  |  | 6
380041105 | TNB | DISTRIBUTION | KUALA SELANGOR | Existing | RYB | LV FUSE SWITCH |  | CLOSED | IEC MIDDLE CURVE | FUSES | SPARE |  |  |  | 250.000 A |  |  | 6
380041108 | TNB | DISTRIBUTION | KUALA SELANGOR | Existing | RYB | LV FUSE SWITCH |  | CLOSED | IEC MIDDLE CURVE | FUSES | SPARE |  |  |  | 250.000 A |  |  | 6
380041112 | TNB | DISTRIBUTION | KUALA SELANGOR | Existing | RYB | LV FUSE SWITCH |  | CLOSED | IEC MIDDLE CURVE | FUSES | SPARE |  |  |  | 250.000 A |  |  | 6
380041122 | TNB | DISTRIBUTION | KUALA SELANGOR | Existing | RYB | LV FUSE SWITCH |  | CLOSED | IEC MIDDLE CURVE | FUSES | SPARE |  |  |  | 250.000 A |  |  | 6
380041128 | TNB | DISTRIBUTION | KUALA SELANGOR | Existing | RYB | LV FUSE SWITCH |  | CLOSED | IEC MIDDLE CURVE | FUSES | SPARE |  |  |  | 250.000 A |  |  | 6
380041140 | TNB | DISTRIBUTION | KUALA SELANGOR | Existing | RYB | LV FUSE SWITCH |  | CLOSED | IEC MIDDLE CURVE | FUSES | SPARE |  |  |  | 250.000 A |  |  | 6
380041233 | TNB | DISTRIBUTION | KUALA SELANGOR | Existing | RYB | LV FUSE SWITCH |  | CLOSED | IEC MIDDLE CURVE | FUSES | SPARE |  |  |  | 250.000 A |  |  | 6
380041245 | TNB | DISTRIBUTION | KUALA SELANGOR | Existing | RYB | LV FUSE SWITCH |  | CLOSED | IEC MIDDLE CURVE | FUSES | SPARE |  |  |  | 250.000 A |  |  | 6
380041250 | TNB | DISTRIBUTION | KUALA SELANGOR | Existing | RYB | LV FUSE SWITCH |  | CLOSED | IEC MIDDLE CURVE | FUSES | SPARE |  |  |  | 250.000 A |  |  | 6
380041253 | TNB | DISTRIBUTION | KUALA SELANGOR | Existing | RYB | LV FUSE SWITCH |  | CLOSED | IEC MIDDLE CURVE | FUSES | SPARE |  |  |  | 250.000 A |  |  | 6
380041257 | TNB | DISTRIBUTION | KUALA SELANGOR | Existing | RYB | LV FUSE SWITCH |  | CLOSED | IEC MIDDLE CURVE | FUSES | SPARE |  |  |  | 250.000 A |  |  | 6
380041267 | TNB | DISTRIBUTION | KUALA SELANGOR | Existing | RYB | LV FUSE SWITCH |  | CLOSED | IEC MIDDLE CURVE | FUSES | SPARE |  |  |  | 250.000 A |  |  | 6
380041273 | TNB | DISTRIBUTION | KUALA SELANGOR | Existing | RYB | LV FUSE SWITCH |  | CLOSED | IEC MIDDLE CURVE | FUSES | SPARE |  |  |  | 250.000 A |  |  | 6
380041285 | TNB | DISTRIBUTION | KUALA SELANGOR | Existing | RYB | LV FUSE SWITCH |  | CLOSED | IEC MIDDLE CURVE | FUSES | SPARE |  |  |  | 250.000 A |  |  | 6
380041363 | TNB | DISTRIBUTION | KUALA SELANGOR | Existing | RYB | LV FUSE SWITCH |  | CLOSED | IEC MIDDLE CURVE | FUSES | SPARE |  |  |  | 250.000 A |  |  | 6
380041375 | TNB | DISTRIBUTION | KUALA SELANGOR | Existing | RYB | LV FUSE SWITCH |  | CLOSED | IEC MIDDLE CURVE | FUSES | SPARE |  |  |  | 250.000 A |  |  | 6
380041380 | TNB | DISTRIBUTION | KUALA SELANGOR | Existing | RYB | LV FUSE SWITCH |  | CLOSED | IEC MIDDLE CURVE | FUSES | SPARE |  |  |  | 250.000 A |  |  | 6
380041383 | TNB | DISTRIBUTION | KUALA SELANGOR | Existing | RYB | LV FUSE SWITCH |  | CLOSED | IEC MIDDLE CURVE | FUSES | SPARE |  |  |  | 250.000 A |  |  | 6
380041387 | TNB | DISTRIBUTION | KUALA SELANGOR | Existing | RYB | LV FUSE SWITCH |  | CLOSED | IEC MIDDLE CURVE | FUSES | SPARE |  |  |  | 250.000 A |  |  | 6
380041397 | TNB | DISTRIBUTION | KUALA SELANGOR | Existing | RYB | LV FUSE SWITCH |  | CLOSED | IEC MIDDLE CURVE | FUSES | SPARE |  |  |  | 250.000 A |  |  | 6
380041403 | TNB | DISTRIBUTION | KUALA SELANGOR | Existing | RYB | LV FUSE SWITCH |  | CLOSED | IEC MIDDLE CURVE | FUSES | SPARE |  |  |  | 250.000 A |  |  | 6
380041415 | TNB | DISTRIBUTION | KUALA SELANGOR | Existing | RYB | LV FUSE SWITCH |  | CLOSED | IEC MIDDLE CURVE | FUSES | SPARE |  |  |  | 250.000 A |  |  | 6
380041733 | TNB | DISTRIBUTION | KUALA SELANGOR | Existing | RYB | LV FUSE SWITCH |  | CLOSED | IEC MIDDLE CURVE | FUSES | SPARE |  |  |  | 250.000 A |  |  | 1
380041735 | TNB | DISTRIBUTION | KUALA SELANGOR | Existing | RYB | LV FUSE SWITCH |  | CLOSED | IEC MIDDLE CURVE | FUSES | SPARE |  |  |  | 250.000 A |  |  | 1
380041746 | TNB | DISTRIBUTION | KUALA SELANGOR | Existing | RYB | LV FUSE SWITCH |  | CLOSED | IEC MIDDLE CURVE | FUSES | SPARE |  |  |  | 250.000 A |  |  | 1
380041756 | TNB | DISTRIBUTION | KUALA SELANGOR | Existing | RYB | LV FUSE SWITCH |  | CLOSED | IEC MIDDLE CURVE | FUSES | SPARE |  |  |  | 250.000 A |  |  | 1
380041761 | TNB | DISTRIBUTION | KUALA SELANGOR | Existing | RYB | LV FUSE SWITCH |  | CLOSED | IEC MIDDLE CURVE | FUSES | SPARE |  |  |  | 250.000 A |  |  | 1
380041768 | TNB | DISTRIBUTION | KUALA SELANGOR | Existing | RYB | LV FUSE SWITCH |  | CLOSED | IEC MIDDLE CURVE | FUSES | SPARE |  |  |  | 250.000 A |  |  | 1
380041776 | TNB | DISTRIBUTION | KUALA SELANGOR | Existing | RYB | LV FUSE SWITCH |  | CLOSED | IEC MIDDLE CURVE | FUSES | SPARE |  |  |  | 250.000 A |  |  | 1
380041781 | TNB | DISTRIBUTION | KUALA SELANGOR | Existing | RYB | LV FUSE SWITCH |  | CLOSED | IEC MIDDLE CURVE | FUSES | SPARE |  |  |  | 250.000 A |  |  | 1
380041865 | TNB | DISTRIBUTION | KUALA SELANGOR | Existing | RYB | LV FUSE SWITCH |  | CLOSED | IEC MIDDLE CURVE | FUSES | SPARE |  |  |  | 250.000 A |  |  | 6
380041867 | TNB | DISTRIBUTION | KUALA SELANGOR | Existing | RYB | LV FUSE SWITCH |  | CLOSED | IEC MIDDLE CURVE | FUSES | SPARE |  |  |  | 250.000 A |  |  | 6
380041878 | TNB | DISTRIBUTION | KUALA SELANGOR | Existing | RYB | LV FUSE SWITCH |  | CLOSED | IEC MIDDLE CURVE | FUSES | SPARE |  |  |  | 250.000 A |  |  | 6
380041888 | TNB | DISTRIBUTION | KUALA SELANGOR | Existing | RYB | LV FUSE SWITCH |  | CLOSED | IEC MIDDLE CURVE | FUSES | SPARE |  |  |  | 250.000 A |  |  | 6
380041893 | TNB | DISTRIBUTION | KUALA SELANGOR | Existing | RYB | LV FUSE SWITCH |  | CLOSED | IEC MIDDLE CURVE | FUSES | SPARE |  |  |  | 250.000 A |  |  | 6
380041900 | TNB | DISTRIBUTION | KUALA SELANGOR | Existing | RYB | LV FUSE SWITCH |  | CLOSED | IEC MIDDLE CURVE | FUSES | SPARE |  |  |  | 250.000 A |  |  | 6
380041908 | TNB | DISTRIBUTION | KUALA SELANGOR | Existing | RYB | LV FUSE SWITCH |  | CLOSED | IEC MIDDLE CURVE | FUSES | SPARE |  |  |  | 250.000 A |  |  | 6
380041913 | TNB | DISTRIBUTION | KUALA SELANGOR | Existing | RYB | LV FUSE SWITCH |  | CLOSED | IEC MIDDLE CURVE | FUSES | SPARE |  |  |  | 250.000 A |  |  | 6
380041971 | TNB | DISTRIBUTION | KUALA SELANGOR | Existing | RYB | LV FUSE SWITCH |  | CLOSED | IEC MIDDLE CURVE | FUSES | SPARE |  |  |  | 250.000 A |  |  | 6
380041973 | TNB | DISTRIBUTION | KUALA SELANGOR | Existing | RYB | LV FUSE SWITCH |  | CLOSED | IEC MIDDLE CURVE | FUSES | SPARE |  |  |  | 250.000 A |  |  | 6
380041984 | TNB | DISTRIBUTION | KUALA SELANGOR | Existing | RYB | LV FUSE SWITCH |  | CLOSED | IEC MIDDLE CURVE | FUSES | SPARE |  |  |  | 250.000 A |  |  | 6
380041994 | TNB | DISTRIBUTION | KUALA SELANGOR | Existing | RYB | LV FUSE SWITCH |  | CLOSED | IEC MIDDLE CURVE | FUSES | SPARE |  |  |  | 250.000 A |  |  | 6
380041999 | TNB | DISTRIBUTION | KUALA SELANGOR | Existing | RYB | LV FUSE SWITCH |  | CLOSED | IEC MIDDLE CURVE | FUSES | SPARE |  |  |  | 250.000 A |  |  | 6
380042006 | TNB | DISTRIBUTION | KUALA SELANGOR | Existing | RYB | LV FUSE SWITCH |  | CLOSED | IEC MIDDLE CURVE | FUSES | SPARE |  |  |  | 250.000 A |  |  | 6
380042014 | TNB | DISTRIBUTION | KUALA SELANGOR | Existing | RYB | LV FUSE SWITCH |  | CLOSED | IEC MIDDLE CURVE | FUSES | SPARE |  |  |  | 250.000 A |  |  | 6
380042019 | TNB | DISTRIBUTION | KUALA SELANGOR | Existing | RYB | LV FUSE SWITCH |  | CLOSED | IEC MIDDLE CURVE | FUSES | SPARE |  |  |  | 250.000 A |  |  | 6
380042094 | TNB | DISTRIBUTION | KUALA SELANGOR | Existing | RYB | LV FUSE SWITCH |  | CLOSED | IEC MIDDLE CURVE | FUSES | SPARE |  |  |  | 250.000 A |  |  | 6
380042106 | TNB | DISTRIBUTION | KUALA SELANGOR | Existing | RYB | LV FUSE SWITCH |  | CLOSED | IEC MIDDLE CURVE | FUSES | SPARE |  |  |  | 250.000 A |  |  | 6
380042111 | TNB | DISTRIBUTION | KUALA SELANGOR | Existing | RYB | LV FUSE SWITCH |  | CLOSED | IEC MIDDLE CURVE | FUSES | SPARE |  |  |  | 250.000 A |  |  | 6
380042114 | TNB | DISTRIBUTION | KUALA SELANGOR | Existing | RYB | LV FUSE SWITCH |  | CLOSED | IEC MIDDLE CURVE | FUSES | SPARE |  |  |  | 250.000 A |  |  | 6
380042118 | TNB | DISTRIBUTION | KUALA SELANGOR | Existing | RYB | LV FUSE SWITCH |  | CLOSED | IEC MIDDLE CURVE | FUSES | SPARE |  |  |  | 250.000 A |  |  | 6
380042128 | TNB | DISTRIBUTION | KUALA SELANGOR | Existing | RYB | LV FUSE SWITCH |  | CLOSED | IEC MIDDLE CURVE | FUSES | SPARE |  |  |  | 250.000 A |  |  | 6
380042134 | TNB | DISTRIBUTION | KUALA SELANGOR | Existing | RYB | LV FUSE SWITCH |  | CLOSED | IEC MIDDLE CURVE | FUSES | SPARE |  |  |  | 250.000 A |  |  | 6
380042146 | TNB | DISTRIBUTION | KUALA SELANGOR | Existing | RYB | LV FUSE SWITCH |  | CLOSED | IEC MIDDLE CURVE | FUSES | SPARE |  |  |  | 250.000 A |  |  | 6
380042190 | TNB | DISTRIBUTION | KUALA SELANGOR | Existing | RYB | LV FUSE SWITCH |  | CLOSED | IEC MIDDLE CURVE | FUSES | SPARE |  |  |  | 250.000 A |  |  | 6
380042192 | TNB | DISTRIBUTION | KUALA SELANGOR | Existing | RYB | LV FUSE SWITCH |  | CLOSED | IEC MIDDLE CURVE | FUSES | SPARE |  |  |  | 250.000 A |  |  | 6
380042203 | TNB | DISTRIBUTION | KUALA SELANGOR | Existing | RYB | LV FUSE SWITCH |  | CLOSED | IEC MIDDLE CURVE | FUSES | SPARE |  |  |  | 250.000 A |  |  | 6
380042213 | TNB | DISTRIBUTION | KUALA SELANGOR | Existing | RYB | LV FUSE SWITCH |  | CLOSED | IEC MIDDLE CURVE | FUSES | SPARE |  |  |  | 250.000 A |  |  | 6
380042218 | TNB | DISTRIBUTION | KUALA SELANGOR | Existing | RYB | LV FUSE SWITCH |  | CLOSED | IEC MIDDLE CURVE | FUSES | SPARE |  |  |  | 250.000 A |  |  | 6
380042225 | TNB | DISTRIBUTION | KUALA SELANGOR | Existing | RYB | LV FUSE SWITCH |  | CLOSED | IEC MIDDLE CURVE | FUSES | SPARE |  |  |  | 250.000 A |  |  | 6
380042233 | TNB | DISTRIBUTION | KUALA SELANGOR | Existing | RYB | LV FUSE SWITCH |  | CLOSED | IEC MIDDLE CURVE | FUSES | SPARE |  |  |  | 250.000 A |  |  | 6
380042238 | TNB | DISTRIBUTION | KUALA SELANGOR | Existing | RYB | LV FUSE SWITCH |  | CLOSED | IEC MIDDLE CURVE | FUSES | SPARE |  |  |  | 250.000 A |  |  | 6
380042282 | TNB | DISTRIBUTION | KUALA SELANGOR | Existing | RYB | LV FUSE SWITCH |  | CLOSED | IEC MIDDLE CURVE | FUSES | SPARE |  |  |  | 250.000 A |  |  | 6
380042284 | TNB | DISTRIBUTION | KUALA SELANGOR | Existing | RYB | LV FUSE SWITCH |  | CLOSED | IEC MIDDLE CURVE | FUSES | SPARE |  |  |  | 250.000 A |  |  | 6
380042295 | TNB | DISTRIBUTION | KUALA SELANGOR | Existing | RYB | LV FUSE SWITCH |  | CLOSED | IEC MIDDLE CURVE | FUSES | SPARE |  |  |  | 250.000 A |  |  | 6
380042305 | TNB | DISTRIBUTION | KUALA SELANGOR | Existing | RYB | LV FUSE SWITCH |  | CLOSED | IEC MIDDLE CURVE | FUSES | SPARE |  |  |  | 250.000 A |  |  | 6
380042310 | TNB | DISTRIBUTION | KUALA SELANGOR | Existing | RYB | LV FUSE SWITCH |  | CLOSED | IEC MIDDLE CURVE | FUSES | SPARE |  |  |  | 250.000 A |  |  | 6
380042317 | TNB | DISTRIBUTION | KUALA SELANGOR | Existing | RYB | LV FUSE SWITCH |  | CLOSED | IEC MIDDLE CURVE | FUSES | SPARE |  |  |  | 250.000 A |  |  | 6
380042325 | TNB | DISTRIBUTION | KUALA SELANGOR | Existing | RYB | LV FUSE SWITCH |  | CLOSED | IEC MIDDLE CURVE | FUSES | SPARE |  |  |  | 250.000 A |  |  | 6
380042330 | TNB | DISTRIBUTION | KUALA SELANGOR | Existing | RYB | LV FUSE SWITCH |  | CLOSED | IEC MIDDLE CURVE | FUSES | SPARE |  |  |  | 250.000 A |  |  | 6
380042461 | TNB | DISTRIBUTION | KUALA SELANGOR | Existing | RYB | LV FUSE SWITCH |  | CLOSED | IEC MIDDLE CURVE | FUSES | SPARE |  |  |  | 250.000 A |  |  | 6
380042463 | TNB | DISTRIBUTION | KUALA SELANGOR | Existing | RYB | LV FUSE SWITCH |  | CLOSED | IEC MIDDLE CURVE | FUSES | SPARE |  |  |  | 250.000 A |  |  | 6
380042474 | TNB | DISTRIBUTION | KUALA SELANGOR | Existing | RYB | LV FUSE SWITCH |  | CLOSED | IEC MIDDLE CURVE | FUSES | SPARE |  |  |  | 250.000 A |  |  | 6
380042484 | TNB | DISTRIBUTION | KUALA SELANGOR | Existing | RYB | LV FUSE SWITCH |  | CLOSED | IEC MIDDLE CURVE | FUSES | SPARE |  |  |  | 250.000 A |  |  | 6
380042489 | TNB | DISTRIBUTION | KUALA SELANGOR | Existing | RYB | LV FUSE SWITCH |  | CLOSED | IEC MIDDLE CURVE | FUSES | SPARE |  |  |  | 250.000 A |  |  | 6
380042496 | TNB | DISTRIBUTION | KUALA SELANGOR | Existing | RYB | LV FUSE SWITCH |  | CLOSED | IEC MIDDLE CURVE | FUSES | SPARE |  |  |  | 250.000 A |  |  | 6
380042504 | TNB | DISTRIBUTION | KUALA SELANGOR | Existing | RYB | LV FUSE SWITCH |  | CLOSED | IEC MIDDLE CURVE | FUSES | SPARE |  |  |  | 250.000 A |  |  | 6
380042509 | TNB | DISTRIBUTION | KUALA SELANGOR | Existing | RYB | LV FUSE SWITCH |  | CLOSED | IEC MIDDLE CURVE | FUSES | SPARE |  |  |  | 250.000 A |  |  | 6
380042557 | TNB | DISTRIBUTION | KUALA SELANGOR | Existing | RYB | LV FUSE SWITCH |  | CLOSED | IEC MIDDLE CURVE | FUSES | SPARE |  |  |  | 250.000 A |  |  | 6
380042569 | TNB | DISTRIBUTION | KUALA SELANGOR | Existing | RYB | LV FUSE SWITCH |  | CLOSED | IEC MIDDLE CURVE | FUSES | SPARE |  |  |  | 250.000 A |  |  | 6
380042574 | TNB | DISTRIBUTION | KUALA SELANGOR | Existing | RYB | LV FUSE SWITCH |  | CLOSED | IEC MIDDLE CURVE | FUSES | SPARE |  |  |  | 250.000 A |  |  | 6
380042577 | TNB | DISTRIBUTION | KUALA SELANGOR | Existing | RYB | LV FUSE SWITCH |  | CLOSED | IEC MIDDLE CURVE | FUSES | SPARE |  |  |  | 250.000 A |  |  | 6
380042581 | TNB | DISTRIBUTION | KUALA SELANGOR | Existing | RYB | LV FUSE SWITCH |  | CLOSED | IEC MIDDLE CURVE | FUSES | SPARE |  |  |  | 250.000 A |  |  | 6
380042591 | TNB | DISTRIBUTION | KUALA SELANGOR | Existing | RYB | LV FUSE SWITCH |  | CLOSED | IEC MIDDLE CURVE | FUSES | SPARE |  |  |  | 250.000 A |  |  | 6
380042597 | TNB | DISTRIBUTION | KUALA SELANGOR | Existing | RYB | LV FUSE SWITCH |  | CLOSED | IEC MIDDLE CURVE | FUSES | SPARE |  |  |  | 250.000 A |  |  | 6
380042609 | TNB | DISTRIBUTION | KUALA SELANGOR | Existing | RYB | LV FUSE SWITCH |  | CLOSED | IEC MIDDLE CURVE | FUSES | SPARE |  |  |  | 250.000 A |  |  | 6
380042653 | TNB | DISTRIBUTION | KUALA SELANGOR | Existing | RYB | LV FUSE SWITCH |  | CLOSED | IEC MIDDLE CURVE | FUSES | SPARE |  |  |  | 250.000 A |  |  | 6
380042655 | TNB | DISTRIBUTION | KUALA SELANGOR | Existing | RYB | LV FUSE SWITCH |  | CLOSED | IEC MIDDLE CURVE | FUSES | SPARE |  |  |  | 250.000 A |  |  | 6
380042666 | TNB | DISTRIBUTION | KUALA SELANGOR | Existing | RYB | LV FUSE SWITCH |  | CLOSED | IEC MIDDLE CURVE | FUSES | SPARE |  |  |  | 250.000 A |  |  | 6
380042676 | TNB | DISTRIBUTION | KUALA SELANGOR | Existing | RYB | LV FUSE SWITCH |  | CLOSED | IEC MIDDLE CURVE | FUSES | SPARE |  |  |  | 250.000 A |  |  | 6
380042681 | TNB | DISTRIBUTION | KUALA SELANGOR | Existing | RYB | LV FUSE SWITCH |  | CLOSED | IEC MIDDLE CURVE | FUSES | SPARE |  |  |  | 250.000 A |  |  | 6
380042688 | TNB | DISTRIBUTION | KUALA SELANGOR | Existing | RYB | LV FUSE SWITCH |  | CLOSED | IEC MIDDLE CURVE | FUSES | SPARE |  |  |  | 250.000 A |  |  | 6
380042696 | TNB | DISTRIBUTION | KUALA SELANGOR | Existing | RYB | LV FUSE SWITCH |  | CLOSED | IEC MIDDLE CURVE | FUSES | SPARE |  |  |  | 250.000 A |  |  | 6
380042701 | TNB | DISTRIBUTION | KUALA SELANGOR | Existing | RYB | LV FUSE SWITCH |  | CLOSED | IEC MIDDLE CURVE | FUSES | SPARE |  |  |  | 250.000 A |  |  | 6
380042761 | TNB | DISTRIBUTION | KUALA SELANGOR | Existing | RYB | LV FUSE SWITCH |  | CLOSED | IEC MIDDLE CURVE | FUSES | SPARE |  |  |  | 250.000 A |  |  | 6
380042763 | TNB | DISTRIBUTION | KUALA SELANGOR | Existing | RYB | LV FUSE SWITCH |  | CLOSED | IEC MIDDLE CURVE | FUSES | SPARE |  |  |  | 250.000 A |  |  | 6
380042774 | TNB | DISTRIBUTION | KUALA SELANGOR | Existing | RYB | LV FUSE SWITCH |  | CLOSED | IEC MIDDLE CURVE | FUSES | SPARE |  |  |  | 250.000 A |  |  | 6
380042784 | TNB | DISTRIBUTION | KUALA SELANGOR | Existing | RYB | LV FUSE SWITCH |  | CLOSED | IEC MIDDLE CURVE | FUSES | SPARE |  |  |  | 250.000 A |  |  | 6
380042789 | TNB | DISTRIBUTION | KUALA SELANGOR | Existing | RYB | LV FUSE SWITCH |  | CLOSED | IEC MIDDLE CURVE | FUSES | SPARE |  |  |  | 250.000 A |  |  | 6
380042796 | TNB | DISTRIBUTION | KUALA SELANGOR | Existing | RYB | LV FUSE SWITCH |  | CLOSED | IEC MIDDLE CURVE | FUSES | SPARE |  |  |  | 250.000 A |  |  | 6
380042804 | TNB | DISTRIBUTION | KUALA SELANGOR | Existing | RYB | LV FUSE SWITCH |  | CLOSED | IEC MIDDLE CURVE | FUSES | SPARE |  |  |  | 250.000 A |  |  | 6
380042809 | TNB | DISTRIBUTION | KUALA SELANGOR | Existing | RYB | LV FUSE SWITCH |  | CLOSED | IEC MIDDLE CURVE | FUSES | SPARE |  |  |  | 250.000 A |  |  | 6
380042867 | TNB | DISTRIBUTION | KUALA SELANGOR | Existing | RYB | LV FUSE SWITCH |  | CLOSED | IEC MIDDLE CURVE | FUSES | SPARE |  |  |  | 250.000 A |  |  | 6
380042869 | TNB | DISTRIBUTION | KUALA SELANGOR | Existing | RYB | LV FUSE SWITCH |  | CLOSED | IEC MIDDLE CURVE | FUSES | SPARE |  |  |  | 250.000 A |  |  | 6
380042880 | TNB | DISTRIBUTION | KUALA SELANGOR | Existing | RYB | LV FUSE SWITCH |  | CLOSED | IEC MIDDLE CURVE | FUSES | SPARE |  |  |  | 250.000 A |  |  | 6
380042890 | TNB | DISTRIBUTION | KUALA SELANGOR | Existing | RYB | LV FUSE SWITCH |  | CLOSED | IEC MIDDLE CURVE | FUSES | SPARE |  |  |  | 250.000 A |  |  | 6
380042895 | TNB | DISTRIBUTION | KUALA SELANGOR | Existing | RYB | LV FUSE SWITCH |  | CLOSED | IEC MIDDLE CURVE | FUSES | SPARE |  |  |  | 250.000 A |  |  | 6
380042902 | TNB | DISTRIBUTION | KUALA SELANGOR | Existing | RYB | LV FUSE SWITCH |  | CLOSED | IEC MIDDLE CURVE | FUSES | SPARE |  |  |  | 250.000 A |  |  | 6
380042910 | TNB | DISTRIBUTION | KUALA SELANGOR | Existing | RYB | LV FUSE SWITCH |  | CLOSED | IEC MIDDLE CURVE | FUSES | SPARE |  |  |  | 250.000 A |  |  | 6
380042915 | TNB | DISTRIBUTION | KUALA SELANGOR | Existing | RYB | LV FUSE SWITCH |  | CLOSED | IEC MIDDLE CURVE | FUSES | SPARE |  |  |  | 250.000 A |  |  | 6
380042965 | TNB | DISTRIBUTION | KUALA SELANGOR | Existing | RYB | LV FUSE SWITCH |  | CLOSED | IEC MIDDLE CURVE | FUSES | SPARE |  |  |  | 250.000 A |  |  | 6
380042967 | TNB | DISTRIBUTION | KUALA SELANGOR | Existing | RYB | LV FUSE SWITCH |  | CLOSED | IEC MIDDLE CURVE | FUSES | SPARE |  |  |  | 250.000 A |  |  | 6
380042978 | TNB | DISTRIBUTION | KUALA SELANGOR | Existing | RYB | LV FUSE SWITCH |  | CLOSED | IEC MIDDLE CURVE | FUSES | SPARE |  |  |  | 250.000 A |  |  | 6
380042988 | TNB | DISTRIBUTION | KUALA SELANGOR | Existing | RYB | LV FUSE SWITCH |  | CLOSED | IEC MIDDLE CURVE | FUSES | SPARE |  |  |  | 250.000 A |  |  | 6
380042993 | TNB | DISTRIBUTION | KUALA SELANGOR | Existing | RYB | LV FUSE SWITCH |  | CLOSED | IEC MIDDLE CURVE | FUSES | SPARE |  |  |  | 250.000 A |  |  | 6
380043000 | TNB | DISTRIBUTION | KUALA SELANGOR | Existing | RYB | LV FUSE SWITCH |  | CLOSED | IEC MIDDLE CURVE | FUSES | SPARE |  |  |  | 250.000 A |  |  | 6
380043008 | TNB | DISTRIBUTION | KUALA SELANGOR | Existing | RYB | LV FUSE SWITCH |  | CLOSED | IEC MIDDLE CURVE | FUSES | SPARE |  |  |  | 250.000 A |  |  | 6
380043013 | TNB | DISTRIBUTION | KUALA SELANGOR | Existing | RYB | LV FUSE SWITCH |  | CLOSED | IEC MIDDLE CURVE | FUSES | SPARE |  |  |  | 250.000 A |  |  | 6
380043056 | TNB | DISTRIBUTION | KUALA SELANGOR | Existing | RYB | LV FUSE SWITCH |  | CLOSED | IEC MIDDLE CURVE | FUSES | SPARE |  |  |  | 250.000 A |  |  | 6
380043058 | TNB | DISTRIBUTION | KUALA SELANGOR | Existing | RYB | LV FUSE SWITCH |  | CLOSED | IEC MIDDLE CURVE | FUSES | SPARE |  |  |  | 250.000 A |  |  | 6
380043069 | TNB | DISTRIBUTION | KUALA SELANGOR | Existing | RYB | LV FUSE SWITCH |  | CLOSED | IEC MIDDLE CURVE | FUSES | SPARE |  |  |  | 250.000 A |  |  | 6
380043079 | TNB | DISTRIBUTION | KUALA SELANGOR | Existing | RYB | LV FUSE SWITCH |  | CLOSED | IEC MIDDLE CURVE | FUSES | SPARE |  |  |  | 250.000 A |  |  | 6
380043084 | TNB | DISTRIBUTION | KUALA SELANGOR | Existing | RYB | LV FUSE SWITCH |  | CLOSED | IEC MIDDLE CURVE | FUSES | SPARE |  |  |  | 250.000 A |  |  | 6
380043091 | TNB | DISTRIBUTION | KUALA SELANGOR | Existing | RYB | LV FUSE SWITCH |  | CLOSED | IEC MIDDLE CURVE | FUSES | SPARE |  |  |  | 250.000 A |  |  | 6
380043099 | TNB | DISTRIBUTION | KUALA SELANGOR | Existing | RYB | LV FUSE SWITCH |  | CLOSED | IEC MIDDLE CURVE | FUSES | SPARE |  |  |  | 250.000 A |  |  | 6
380043104 | TNB | DISTRIBUTION | KUALA SELANGOR | Existing | RYB | LV FUSE SWITCH |  | CLOSED | IEC MIDDLE CURVE | FUSES | SPARE |  |  |  | 250.000 A |  |  | 6
380043157 | TNB | DISTRIBUTION | KUALA SELANGOR | Existing | RYB | LV FUSE SWITCH |  | CLOSED | IEC MIDDLE CURVE | FUSES | SPARE |  |  |  | 250.000 A |  |  | 6
380043159 | TNB | DISTRIBUTION | KUALA SELANGOR | Existing | RYB | LV FUSE SWITCH |  | CLOSED | IEC MIDDLE CURVE | FUSES | SPARE |  |  |  | 250.000 A |  |  | 6
380043170 | TNB | DISTRIBUTION | KUALA SELANGOR | Existing | RYB | LV FUSE SWITCH |  | CLOSED | IEC MIDDLE CURVE | FUSES | SPARE |  |  |  | 250.000 A |  |  | 6
380043180 | TNB | DISTRIBUTION | KUALA SELANGOR | Existing | RYB | LV FUSE SWITCH |  | CLOSED | IEC MIDDLE CURVE | FUSES | SPARE |  |  |  | 250.000 A |  |  | 6
380043185 | TNB | DISTRIBUTION | KUALA SELANGOR | Existing | RYB | LV FUSE SWITCH |  | CLOSED | IEC MIDDLE CURVE | FUSES | SPARE |  |  |  | 250.000 A |  |  | 6
380043192 | TNB | DISTRIBUTION | KUALA SELANGOR | Existing | RYB | LV FUSE SWITCH |  | CLOSED | IEC MIDDLE CURVE | FUSES | SPARE |  |  |  | 250.000 A |  |  | 6
380043200 | TNB | DISTRIBUTION | KUALA SELANGOR | Existing | RYB | LV FUSE SWITCH |  | CLOSED | IEC MIDDLE CURVE | FUSES | SPARE |  |  |  | 250.000 A |  |  | 6
380043205 | TNB | DISTRIBUTION | KUALA SELANGOR | Existing | RYB | LV FUSE SWITCH |  | CLOSED | IEC MIDDLE CURVE | FUSES | SPARE |  |  |  | 250.000 A |  |  | 6
380043283 | TNB | DISTRIBUTION | KUALA SELANGOR | Existing | RYB | LV FUSE SWITCH |  | CLOSED | IEC MIDDLE CURVE | FUSES | SPARE |  |  |  | 250.000 A |  |  | 6
380043295 | TNB | DISTRIBUTION | KUALA SELANGOR | Existing | RYB | LV FUSE SWITCH |  | CLOSED | IEC MIDDLE CURVE | FUSES | SPARE |  |  |  | 250.000 A |  |  | 6
380043300 | TNB | DISTRIBUTION | KUALA SELANGOR | Existing | RYB | LV FUSE SWITCH |  | CLOSED | IEC MIDDLE CURVE | FUSES | SPARE |  |  |  | 250.000 A |  |  | 6
380043303 | TNB | DISTRIBUTION | KUALA SELANGOR | Existing | RYB | LV FUSE SWITCH |  | CLOSED | IEC MIDDLE CURVE | FUSES | SPARE |  |  |  | 250.000 A |  |  | 6
380043307 | TNB | DISTRIBUTION | KUALA SELANGOR | Existing | RYB | LV FUSE SWITCH |  | CLOSED | IEC MIDDLE CURVE | FUSES | SPARE |  |  |  | 250.000 A |  |  | 6
380043317 | TNB | DISTRIBUTION | KUALA SELANGOR | Existing | RYB | LV FUSE SWITCH |  | CLOSED | IEC MIDDLE CURVE | FUSES | SPARE |  |  |  | 250.000 A |  |  | 6
380043323 | TNB | DISTRIBUTION | KUALA SELANGOR | Existing | RYB | LV FUSE SWITCH |  | CLOSED | IEC MIDDLE CURVE | FUSES | SPARE |  |  |  | 250.000 A |  |  | 6
380043335 | TNB | DISTRIBUTION | KUALA SELANGOR | Existing | RYB | LV FUSE SWITCH |  | CLOSED | IEC MIDDLE CURVE | FUSES | SPARE |  |  |  | 250.000 A |  |  | 6
380043340 | TNB | DISTRIBUTION | KUALA SELANGOR | Existing | RYB | LV FUSE SWITCH |  | CLOSED | IEC MIDDLE CURVE | FUSES | SPARE |  |  |  | 250.000 A |  |  | 6
380043352 | TNB | DISTRIBUTION | KUALA SELANGOR | Existing | RYB | LV FUSE SWITCH |  | CLOSED | IEC MIDDLE CURVE | FUSES | SPARE |  |  |  | 250.000 A |  |  | 6
380043357 | TNB | DISTRIBUTION | KUALA SELANGOR | Existing | RYB | LV FUSE SWITCH |  | CLOSED | IEC MIDDLE CURVE | FUSES | SPARE |  |  |  | 250.000 A |  |  | 6
380043360 | TNB | DISTRIBUTION | KUALA SELANGOR | Existing | RYB | LV FUSE SWITCH |  | CLOSED | IEC MIDDLE CURVE | FUSES | SPARE |  |  |  | 250.000 A |  |  | 6
380043364 | TNB | DISTRIBUTION | KUALA SELANGOR | Existing | RYB | LV FUSE SWITCH |  | CLOSED | IEC MIDDLE CURVE | FUSES | SPARE |  |  |  | 250.000 A |  |  | 6
380043374 | TNB | DISTRIBUTION | KUALA SELANGOR | Existing | RYB | LV FUSE SWITCH |  | CLOSED | IEC MIDDLE CURVE | FUSES | SPARE |  |  |  | 250.000 A |  |  | 6
380043380 | TNB | DISTRIBUTION | KUALA SELANGOR | Existing | RYB | LV FUSE SWITCH |  | CLOSED | IEC MIDDLE CURVE | FUSES | SPARE |  |  |  | 250.000 A |  |  | 6
380043392 | TNB | DISTRIBUTION | KUALA SELANGOR | Existing | RYB | LV FUSE SWITCH |  | CLOSED | IEC MIDDLE CURVE | FUSES | SPARE |  |  |  | 250.000 A |  |  | 6
380043434 | TNB | DISTRIBUTION | KUALA SELANGOR | Existing | RYB | LV FUSE SWITCH |  | CLOSED | IEC MIDDLE CURVE | FUSES | SPARE |  |  |  | 250.000 A |  |  | 6
380043446 | TNB | DISTRIBUTION | KUALA SELANGOR | Existing | RYB | LV FUSE SWITCH |  | CLOSED | IEC MIDDLE CURVE | FUSES | SPARE |  |  |  | 250.000 A |  |  | 6
380043451 | TNB | DISTRIBUTION | KUALA SELANGOR | Existing | RYB | LV FUSE SWITCH |  | CLOSED | IEC MIDDLE CURVE | FUSES | SPARE |  |  |  | 250.000 A |  |  | 6
380043454 | TNB | DISTRIBUTION | KUALA SELANGOR | Existing | RYB | LV FUSE SWITCH |  | CLOSED | IEC MIDDLE CURVE | FUSES | SPARE |  |  |  | 250.000 A |  |  | 6
380043458 | TNB | DISTRIBUTION | KUALA SELANGOR | Existing | RYB | LV FUSE SWITCH |  | CLOSED | IEC MIDDLE CURVE | FUSES | SPARE |  |  |  | 250.000 A |  |  | 6
380043468 | TNB | DISTRIBUTION | KUALA SELANGOR | Existing | RYB | LV FUSE SWITCH |  | CLOSED | IEC MIDDLE CURVE | FUSES | SPARE |  |  |  | 250.000 A |  |  | 6
380043474 | TNB | DISTRIBUTION | KUALA SELANGOR | Existing | RYB | LV FUSE SWITCH |  | CLOSED | IEC MIDDLE CURVE | FUSES | SPARE |  |  |  | 250.000 A |  |  | 6
380043486 | TNB | DISTRIBUTION | KUALA SELANGOR | Existing | RYB | LV FUSE SWITCH |  | CLOSED | IEC MIDDLE CURVE | FUSES | SPARE |  |  |  | 250.000 A |  |  | 6
380043644 | TNB | DISTRIBUTION | KUALA SELANGOR | Existing | RYB | LV FUSE SWITCH |  | CLOSED | IEC MIDDLE CURVE | FUSES | SPARE |  |  |  | 250.000 A |  |  | 3
380043661 | TNB | DISTRIBUTION | KUALA SELANGOR | Existing | RYB | LV FUSE SWITCH |  | CLOSED | IEC MIDDLE CURVE | FUSES | SPARE |  |  |  | 250.000 A |  |  | 3
380043665 | TNB | DISTRIBUTION | KUALA SELANGOR | Existing | RYB | LV FUSE SWITCH |  | CLOSED | IEC MIDDLE CURVE | FUSES | SPARE |  |  |  | 250.000 A |  |  | 3
380043671 | TNB | DISTRIBUTION | KUALA SELANGOR | Existing | RYB | LV FUSE SWITCH |  | CLOSED | IEC MIDDLE CURVE | FUSES | SPARE |  |  |  | 250.000 A |  |  | 3
380043678 | TNB | DISTRIBUTION | KUALA SELANGOR | Existing | RYB | LV FUSE SWITCH |  | CLOSED | IEC MIDDLE CURVE | FUSES | SPARE |  |  |  | 250.000 A |  |  | 3
380043685 | TNB | DISTRIBUTION | KUALA SELANGOR | Existing | RYB | LV FUSE SWITCH |  | CLOSED | IEC MIDDLE CURVE | FUSES | SPARE |  |  |  | 250.000 A |  |  | 3
380043692 | TNB | DISTRIBUTION | KUALA SELANGOR | Existing | RYB | LV FUSE SWITCH |  | CLOSED | IEC MIDDLE CURVE | FUSES | SPARE |  |  |  | 250.000 A |  |  | 3
380043697 | TNB | DISTRIBUTION | KUALA SELANGOR | Existing | RYB | LV FUSE SWITCH |  | CLOSED | IEC MIDDLE CURVE | FUSES | SPARE |  |  |  | 250.000 A |  |  | 3
380043717 | TNB | DISTRIBUTION | KUALA SELANGOR | Existing | RYB | LV FUSE SWITCH |  | CLOSED | IEC MIDDLE CURVE | FUSES | SPARE |  |  |  | 250.000 A |  |  | 3
380043729 | TNB | DISTRIBUTION | KUALA SELANGOR | Existing | RYB | LV FUSE SWITCH |  | CLOSED | IEC MIDDLE CURVE | FUSES | SPARE |  |  |  | 250.000 A |  |  | 3
380043776 | TNB | DISTRIBUTION | KUALA SELANGOR | Existing | RYB | LV FUSE SWITCH |  | CLOSED | IEC MIDDLE CURVE | FUSES | SPARE |  |  |  | 250.000 A |  |  | 3
380043790 | TNB | DISTRIBUTION | KUALA SELANGOR | Existing | RYB | LV FUSE SWITCH |  | CLOSED | IEC MIDDLE CURVE | FUSES | SPARE |  |  |  | 250.000 A |  |  | 3
380043797 | TNB | DISTRIBUTION | KUALA SELANGOR | Existing | RYB | LV FUSE SWITCH |  | CLOSED | IEC MIDDLE CURVE | FUSES | SPARE |  |  |  | 250.000 A |  |  | 3
380043802 | TNB | DISTRIBUTION | KUALA SELANGOR | Existing | RYB | LV FUSE SWITCH |  | CLOSED | IEC MIDDLE CURVE | FUSES | SPARE |  |  |  | 250.000 A |  |  | 3
380043808 | TNB | DISTRIBUTION | KUALA SELANGOR | Existing | RYB | LV FUSE SWITCH |  | CLOSED | IEC MIDDLE CURVE | FUSES | SPARE |  |  |  | 250.000 A |  |  | 3
380043820 | TNB | DISTRIBUTION | KUALA SELANGOR | Existing | RYB | LV FUSE SWITCH |  | CLOSED | IEC MIDDLE CURVE | FUSES | SPARE |  |  |  | 250.000 A |  |  | 3
380043828 | TNB | DISTRIBUTION | KUALA SELANGOR | Existing | RYB | LV FUSE SWITCH |  | CLOSED | IEC MIDDLE CURVE | FUSES | SPARE |  |  |  | 250.000 A |  |  | 3
380043846 | TNB | DISTRIBUTION | KUALA SELANGOR | Existing | RYB | LV FUSE SWITCH |  | CLOSED | IEC MIDDLE CURVE | FUSES | SPARE |  |  |  | 250.000 A |  |  | 3
380043890 | TNB | DISTRIBUTION | KUALA SELANGOR | Existing | RYB | LV FUSE SWITCH |  | CLOSED | IEC MIDDLE CURVE | FUSES | SPARE |  |  |  | 250.000 A |  |  | 3
380043904 | TNB | DISTRIBUTION | KUALA SELANGOR | Existing | RYB | LV FUSE SWITCH |  | CLOSED | IEC MIDDLE CURVE | FUSES | SPARE |  |  |  | 250.000 A |  |  | 3
380043911 | TNB | DISTRIBUTION | KUALA SELANGOR | Existing | RYB | LV FUSE SWITCH |  | CLOSED | IEC MIDDLE CURVE | FUSES | SPARE |  |  |  | 250.000 A |  |  | 3
380043916 | TNB | DISTRIBUTION | KUALA SELANGOR | Existing | RYB | LV FUSE SWITCH |  | CLOSED | IEC MIDDLE CURVE | FUSES | SPARE |  |  |  | 250.000 A |  |  | 3
380043922 | TNB | DISTRIBUTION | KUALA SELANGOR | Existing | RYB | LV FUSE SWITCH |  | CLOSED | IEC MIDDLE CURVE | FUSES | SPARE |  |  |  | 250.000 A |  |  | 3
380043934 | TNB | DISTRIBUTION | KUALA SELANGOR | Existing | RYB | LV FUSE SWITCH |  | CLOSED | IEC MIDDLE CURVE | FUSES | SPARE |  |  |  | 250.000 A |  |  | 3
380043942 | TNB | DISTRIBUTION | KUALA SELANGOR | Existing | RYB | LV FUSE SWITCH |  | CLOSED | IEC MIDDLE CURVE | FUSES | SPARE |  |  |  | 250.000 A |  |  | 3
380043960 | TNB | DISTRIBUTION | KUALA SELANGOR | Existing | RYB | LV FUSE SWITCH |  | CLOSED | IEC MIDDLE CURVE | FUSES | SPARE |  |  |  | 250.000 A |  |  | 3
380044006 | TNB | DISTRIBUTION | KUALA SELANGOR | Existing | RYB | LV FUSE SWITCH |  | CLOSED | IEC MIDDLE CURVE | FUSES | SPARE |  |  |  | 250.000 A |  |  | 3
380044020 | TNB | DISTRIBUTION | KUALA SELANGOR | Existing | RYB | LV FUSE SWITCH |  | CLOSED | IEC MIDDLE CURVE | FUSES | SPARE |  |  |  | 250.000 A |  |  | 3
380044027 | TNB | DISTRIBUTION | KUALA SELANGOR | Existing | RYB | LV FUSE SWITCH |  | CLOSED | IEC MIDDLE CURVE | FUSES | SPARE |  |  |  | 250.000 A |  |  | 3
380044032 | TNB | DISTRIBUTION | KUALA SELANGOR | Existing | RYB | LV FUSE SWITCH |  | CLOSED | IEC MIDDLE CURVE | FUSES | SPARE |  |  |  | 250.000 A |  |  | 3
380044038 | TNB | DISTRIBUTION | KUALA SELANGOR | Existing | RYB | LV FUSE SWITCH |  | CLOSED | IEC MIDDLE CURVE | FUSES | SPARE |  |  |  | 250.000 A |  |  | 3
380044050 | TNB | DISTRIBUTION | KUALA SELANGOR | Existing | RYB | LV FUSE SWITCH |  | CLOSED | IEC MIDDLE CURVE | FUSES | SPARE |  |  |  | 250.000 A |  |  | 3
380044058 | TNB | DISTRIBUTION | KUALA SELANGOR | Existing | RYB | LV FUSE SWITCH |  | CLOSED | IEC MIDDLE CURVE | FUSES | SPARE |  |  |  | 250.000 A |  |  | 3
380044076 | TNB | DISTRIBUTION | KUALA SELANGOR | Existing | RYB | LV FUSE SWITCH |  | CLOSED | IEC MIDDLE CURVE | FUSES | SPARE |  |  |  | 250.000 A |  |  | 3
380044122 | TNB | DISTRIBUTION | KUALA SELANGOR | Existing | RYB | LV FUSE SWITCH |  | CLOSED | IEC MIDDLE CURVE | FUSES | SPARE |  |  |  | 250.000 A |  |  | 3
380044136 | TNB | DISTRIBUTION | KUALA SELANGOR | Existing | RYB | LV FUSE SWITCH |  | CLOSED | IEC MIDDLE CURVE | FUSES | SPARE |  |  |  | 250.000 A |  |  | 3
380044143 | TNB | DISTRIBUTION | KUALA SELANGOR | Existing | RYB | LV FUSE SWITCH |  | CLOSED | IEC MIDDLE CURVE | FUSES | SPARE |  |  |  | 250.000 A |  |  | 3
380044148 | TNB | DISTRIBUTION | KUALA SELANGOR | Existing | RYB | LV FUSE SWITCH |  | CLOSED | IEC MIDDLE CURVE | FUSES | SPARE |  |  |  | 250.000 A |  |  | 3
380044154 | TNB | DISTRIBUTION | KUALA SELANGOR | Existing | RYB | LV FUSE SWITCH |  | CLOSED | IEC MIDDLE CURVE | FUSES | SPARE |  |  |  | 250.000 A |  |  | 3
380044166 | TNB | DISTRIBUTION | KUALA SELANGOR | Existing | RYB | LV FUSE SWITCH |  | CLOSED | IEC MIDDLE CURVE | FUSES | SPARE |  |  |  | 250.000 A |  |  | 3
380044174 | TNB | DISTRIBUTION | KUALA SELANGOR | Existing | RYB | LV FUSE SWITCH |  | CLOSED | IEC MIDDLE CURVE | FUSES | SPARE |  |  |  | 250.000 A |  |  | 3
380044192 | TNB | DISTRIBUTION | KUALA SELANGOR | Existing | RYB | LV FUSE SWITCH |  | CLOSED | IEC MIDDLE CURVE | FUSES | SPARE |  |  |  | 250.000 A |  |  | 3
380044236 | TNB | DISTRIBUTION | KUALA SELANGOR | Existing | RYB | LV FUSE SWITCH |  | CLOSED | IEC MIDDLE CURVE | FUSES | SPARE |  |  |  | 250.000 A |  |  | 3
380044250 | TNB | DISTRIBUTION | KUALA SELANGOR | Existing | RYB | LV FUSE SWITCH |  | CLOSED | IEC MIDDLE CURVE | FUSES | SPARE |  |  |  | 250.000 A |  |  | 3
380044257 | TNB | DISTRIBUTION | KUALA SELANGOR | Existing | RYB | LV FUSE SWITCH |  | CLOSED | IEC MIDDLE CURVE | FUSES | SPARE |  |  |  | 250.000 A |  |  | 3
380044262 | TNB | DISTRIBUTION | KUALA SELANGOR | Existing | RYB | LV FUSE SWITCH |  | CLOSED | IEC MIDDLE CURVE | FUSES | SPARE |  |  |  | 250.000 A |  |  | 3
380044268 | TNB | DISTRIBUTION | KUALA SELANGOR | Existing | RYB | LV FUSE SWITCH |  | CLOSED | IEC MIDDLE CURVE | FUSES | SPARE |  |  |  | 250.000 A |  |  | 3
380044280 | TNB | DISTRIBUTION | KUALA SELANGOR | Existing | RYB | LV FUSE SWITCH |  | CLOSED | IEC MIDDLE CURVE | FUSES | SPARE |  |  |  | 250.000 A |  |  | 3
380044288 | TNB | DISTRIBUTION | KUALA SELANGOR | Existing | RYB | LV FUSE SWITCH |  | CLOSED | IEC MIDDLE CURVE | FUSES | SPARE |  |  |  | 250.000 A |  |  | 3
380044306 | TNB | DISTRIBUTION | KUALA SELANGOR | Existing | RYB | LV FUSE SWITCH |  | CLOSED | IEC MIDDLE CURVE | FUSES | SPARE |  |  |  | 250.000 A |  |  | 3
380044466 | TNB | DISTRIBUTION | KUALA SELANGOR | Existing | RYB | LV FUSE SWITCH |  | CLOSED | IEC MIDDLE CURVE | FUSES | SPARE |  |  |  | 250.000 A |  |  | 3
380044480 | TNB | DISTRIBUTION | KUALA SELANGOR | Existing | RYB | LV FUSE SWITCH |  | CLOSED | IEC MIDDLE CURVE | FUSES | SPARE |  |  |  | 250.000 A |  |  | 3
380044487 | TNB | DISTRIBUTION | KUALA SELANGOR | Existing | RYB | LV FUSE SWITCH |  | CLOSED | IEC MIDDLE CURVE | FUSES | SPARE |  |  |  | 250.000 A |  |  | 3
380044492 | TNB | DISTRIBUTION | KUALA SELANGOR | Existing | RYB | LV FUSE SWITCH |  | CLOSED | IEC MIDDLE CURVE | FUSES | SPARE |  |  |  | 250.000 A |  |  | 3
380044498 | TNB | DISTRIBUTION | KUALA SELANGOR | Existing | RYB | LV FUSE SWITCH |  | CLOSED | IEC MIDDLE CURVE | FUSES | SPARE |  |  |  | 250.000 A |  |  | 3
380044510 | TNB | DISTRIBUTION | KUALA SELANGOR | Existing | RYB | LV FUSE SWITCH |  | CLOSED | IEC MIDDLE CURVE | FUSES | SPARE |  |  |  | 250.000 A |  |  | 3
380044518 | TNB | DISTRIBUTION | KUALA SELANGOR | Existing | RYB | LV FUSE SWITCH |  | CLOSED | IEC MIDDLE CURVE | FUSES | SPARE |  |  |  | 250.000 A |  |  | 3
380044536 | TNB | DISTRIBUTION | KUALA SELANGOR | Existing | RYB | LV FUSE SWITCH |  | CLOSED | IEC MIDDLE CURVE | FUSES | SPARE |  |  |  | 250.000 A |  |  | 3
380079198 | TNB | DISTRIBUTION | KUALA SELANGOR | Existing | RYB | LV FUSE SWITCH |  | OPEN | IEC MIDDLE CURVE | FUSES | SPARE |  |  |  | 250.000 A |  |  | 6
380079210 | TNB | DISTRIBUTION | KUALA SELANGOR | Existing | RYB | LV FUSE SWITCH |  | OPEN | IEC MIDDLE CURVE | FUSES | SPARE |  |  |  | 250.000 A |  |  | 6
380079215 | TNB | DISTRIBUTION | KUALA SELANGOR | Existing | RYB | LV FUSE SWITCH |  | OPEN | IEC MIDDLE CURVE | FUSES | SPARE |  |  |  | 250.000 A |  |  | 6
380079218 | TNB | DISTRIBUTION | KUALA SELANGOR | Existing | RYB | LV FUSE SWITCH |  | OPEN | IEC MIDDLE CURVE | FUSES | SPARE |  |  |  | 250.000 A |  |  | 6
380079222 | TNB | DISTRIBUTION | KUALA SELANGOR | Existing | RYB | LV FUSE SWITCH |  | OPEN | IEC MIDDLE CURVE | FUSES | SPARE |  |  |  | 250.000 A |  |  | 6
380079232 | TNB | DISTRIBUTION | KUALA SELANGOR | Existing | RYB | LV FUSE SWITCH |  | OPEN | IEC MIDDLE CURVE | FUSES | SPARE |  |  |  | 250.000 A |  |  | 6
380079238 | TNB | DISTRIBUTION | KUALA SELANGOR | Existing | RYB | LV FUSE SWITCH |  | OPEN | IEC MIDDLE CURVE | FUSES | SPARE |  |  |  | 250.000 A |  |  | 6
380079250 | TNB | DISTRIBUTION | KUALA SELANGOR | Existing | RYB | LV FUSE SWITCH |  | CLOSED | IEC MIDDLE CURVE | FUSES | SPARE |  |  |  | 250.000 A |  |  | 6
380079255 | TNB | DISTRIBUTION | KUALA SELANGOR | Existing | RYB | LV FUSE SWITCH |  | CLOSED | IEC MIDDLE CURVE | FUSES | SPARE |  |  |  | 250.000 A |  |  | 6
380079267 | TNB | DISTRIBUTION | KUALA SELANGOR | Existing | RYB | LV FUSE SWITCH |  | CLOSED | IEC MIDDLE CURVE | FUSES | SPARE |  |  |  | 250.000 A |  |  | 6
380079272 | TNB | DISTRIBUTION | KUALA SELANGOR | Existing | RYB | LV FUSE SWITCH |  | CLOSED | IEC MIDDLE CURVE | FUSES | SPARE |  |  |  | 250.000 A |  |  | 6
380079275 | TNB | DISTRIBUTION | KUALA SELANGOR | Existing | RYB | LV FUSE SWITCH |  | CLOSED | IEC MIDDLE CURVE | FUSES | SPARE |  |  |  | 250.000 A |  |  | 6
380079279 | TNB | DISTRIBUTION | KUALA SELANGOR | Existing | RYB | LV FUSE SWITCH |  | CLOSED | IEC MIDDLE CURVE | FUSES | SPARE |  |  |  | 250.000 A |  |  | 6
380079289 | TNB | DISTRIBUTION | KUALA SELANGOR | Existing | RYB | LV FUSE SWITCH |  | CLOSED | IEC MIDDLE CURVE | FUSES | SPARE |  |  |  | 250.000 A |  |  | 6
380079295 | TNB | DISTRIBUTION | KUALA SELANGOR | Existing | RYB | LV FUSE SWITCH |  | CLOSED | IEC MIDDLE CURVE | FUSES | SPARE |  |  |  | 250.000 A |  |  | 6
380079307 | TNB | DISTRIBUTION | KUALA SELANGOR | Existing | RYB | LV FUSE SWITCH |  | CLOSED | IEC MIDDLE CURVE | FUSES | SPARE |  |  |  | 250.000 A |  |  | 6
380079526 | TNB | DISTRIBUTION | KUALA SELANGOR | Existing | RYB | LV FUSE SWITCH |  | CLOSED | IEC MIDDLE CURVE | FUSES | SPARE |  |  |  | 250.000 A |  |  | 6
380079538 | TNB | DISTRIBUTION | KUALA SELANGOR | Existing | RYB | LV FUSE SWITCH |  | CLOSED | IEC MIDDLE CURVE | FUSES | SPARE |  |  |  | 250.000 A |  |  | 6
380079543 | TNB | DISTRIBUTION | KUALA SELANGOR | Existing | RYB | LV FUSE SWITCH |  | CLOSED | IEC MIDDLE CURVE | FUSES | SPARE |  |  |  | 250.000 A |  |  | 6
380079546 | TNB | DISTRIBUTION | KUALA SELANGOR | Existing | RYB | LV FUSE SWITCH |  | CLOSED | IEC MIDDLE CURVE | FUSES | SPARE |  |  |  | 250.000 A |  |  | 6
380079550 | TNB | DISTRIBUTION | KUALA SELANGOR | Existing | RYB | LV FUSE SWITCH |  | CLOSED | IEC MIDDLE CURVE | FUSES | SPARE |  |  |  | 250.000 A |  |  | 6
380079560 | TNB | DISTRIBUTION | KUALA SELANGOR | Existing | RYB | LV FUSE SWITCH |  | CLOSED | IEC MIDDLE CURVE | FUSES | SPARE |  |  |  | 250.000 A |  |  | 6
380079566 | TNB | DISTRIBUTION | KUALA SELANGOR | Existing | RYB | LV FUSE SWITCH |  | CLOSED | IEC MIDDLE CURVE | FUSES | SPARE |  |  |  | 250.000 A |  |  | 6
380079578 | TNB | DISTRIBUTION | KUALA SELANGOR | Existing | RYB | LV FUSE SWITCH |  | CLOSED | IEC MIDDLE CURVE | FUSES | SPARE |  |  |  | 250.000 A |  |  | 6
380079644 | TNB | DISTRIBUTION | KUALA SELANGOR | Existing | RYB | LV FUSE SWITCH |  | CLOSED | IEC MIDDLE CURVE | FUSES | SPARE |  |  |  | 250.000 A |  |  | 6
380079656 | TNB | DISTRIBUTION | KUALA SELANGOR | Existing | RYB | LV FUSE SWITCH |  | CLOSED | IEC MIDDLE CURVE | FUSES | SPARE |  |  |  | 250.000 A |  |  | 6
380079661 | TNB | DISTRIBUTION | KUALA SELANGOR | Existing | RYB | LV FUSE SWITCH |  | CLOSED | IEC MIDDLE CURVE | FUSES | SPARE |  |  |  | 250.000 A |  |  | 6
380079664 | TNB | DISTRIBUTION | KUALA SELANGOR | Existing | RYB | LV FUSE SWITCH |  | CLOSED | IEC MIDDLE CURVE | FUSES | SPARE |  |  |  | 250.000 A |  |  | 6
380079668 | TNB | DISTRIBUTION | KUALA SELANGOR | Existing | RYB | LV FUSE SWITCH |  | CLOSED | IEC MIDDLE CURVE | FUSES | SPARE |  |  |  | 250.000 A |  |  | 6
380079678 | TNB | DISTRIBUTION | KUALA SELANGOR | Existing | RYB | LV FUSE SWITCH |  | CLOSED | IEC MIDDLE CURVE | FUSES | SPARE |  |  |  | 250.000 A |  |  | 6
380079684 | TNB | DISTRIBUTION | KUALA SELANGOR | Existing | RYB | LV FUSE SWITCH |  | CLOSED | IEC MIDDLE CURVE | FUSES | SPARE |  |  |  | 250.000 A |  |  | 6
380079696 | TNB | DISTRIBUTION | KUALA SELANGOR | Existing | RYB | LV FUSE SWITCH |  | CLOSED | IEC MIDDLE CURVE | FUSES | SPARE |  |  |  | 250.000 A |  |  | 6
380079701 | TNB | DISTRIBUTION | KUALA SELANGOR | Existing | RYB | LV FUSE SWITCH |  | CLOSED | IEC MIDDLE CURVE | FUSES | SPARE |  |  |  | 250.000 A |  |  | 6
380079713 | TNB | DISTRIBUTION | KUALA SELANGOR | Existing | RYB | LV FUSE SWITCH |  | CLOSED | IEC MIDDLE CURVE | FUSES | SPARE |  |  |  | 250.000 A |  |  | 6
380079718 | TNB | DISTRIBUTION | KUALA SELANGOR | Existing | RYB | LV FUSE SWITCH |  | CLOSED | IEC MIDDLE CURVE | FUSES | SPARE |  |  |  | 250.000 A |  |  | 6
380079721 | TNB | DISTRIBUTION | KUALA SELANGOR | Existing | RYB | LV FUSE SWITCH |  | CLOSED | IEC MIDDLE CURVE | FUSES | SPARE |  |  |  | 250.000 A |  |  | 6
380079725 | TNB | DISTRIBUTION | KUALA SELANGOR | Existing | RYB | LV FUSE SWITCH |  | CLOSED | IEC MIDDLE CURVE | FUSES | SPARE |  |  |  | 250.000 A |  |  | 6
380079735 | TNB | DISTRIBUTION | KUALA SELANGOR | Existing | RYB | LV FUSE SWITCH |  | CLOSED | IEC MIDDLE CURVE | FUSES | SPARE |  |  |  | 250.000 A |  |  | 6
380079741 | TNB | DISTRIBUTION | KUALA SELANGOR | Existing | RYB | LV FUSE SWITCH |  | CLOSED | IEC MIDDLE CURVE | FUSES | SPARE |  |  |  | 250.000 A |  |  | 6
380079753 | TNB | DISTRIBUTION | KUALA SELANGOR | Existing | RYB | LV FUSE SWITCH |  | CLOSED | IEC MIDDLE CURVE | FUSES | SPARE |  |  |  | 250.000 A |  |  | 6
380079893 | TNB | DISTRIBUTION | KUALA SELANGOR | Existing | RYB | LV FUSE SWITCH |  | CLOSED | IEC MIDDLE CURVE | FUSES | SPARE |  |  |  | 250.000 A |  |  | 6
380079905 | TNB | DISTRIBUTION | KUALA SELANGOR | Existing | RYB | LV FUSE SWITCH |  | CLOSED | IEC MIDDLE CURVE | FUSES | SPARE |  |  |  | 250.000 A |  |  | 6
380079910 | TNB | DISTRIBUTION | KUALA SELANGOR | Existing | RYB | LV FUSE SWITCH |  | CLOSED | IEC MIDDLE CURVE | FUSES | SPARE |  |  |  | 250.000 A |  |  | 6
380079913 | TNB | DISTRIBUTION | KUALA SELANGOR | Existing | RYB | LV FUSE SWITCH |  | CLOSED | IEC MIDDLE CURVE | FUSES | SPARE |  |  |  | 250.000 A |  |  | 6
380079917 | TNB | DISTRIBUTION | KUALA SELANGOR | Existing | RYB | LV FUSE SWITCH |  | CLOSED | IEC MIDDLE CURVE | FUSES | SPARE |  |  |  | 250.000 A |  |  | 6
380079927 | TNB | DISTRIBUTION | KUALA SELANGOR | Existing | RYB | LV FUSE SWITCH |  | CLOSED | IEC MIDDLE CURVE | FUSES | SPARE |  |  |  | 250.000 A |  |  | 6
380079933 | TNB | DISTRIBUTION | KUALA SELANGOR | Existing | RYB | LV FUSE SWITCH |  | CLOSED | IEC MIDDLE CURVE | FUSES | SPARE |  |  |  | 250.000 A |  |  | 6
380079945 | TNB | DISTRIBUTION | KUALA SELANGOR | Existing | RYB | LV FUSE SWITCH |  | CLOSED | IEC MIDDLE CURVE | FUSES | SPARE |  |  |  | 250.000 A |  |  | 6
380079989 | TNB | DISTRIBUTION | KUALA SELANGOR | Existing | RYB | LV FUSE SWITCH |  | CLOSED | IEC MIDDLE CURVE | FUSES | SPARE |  |  |  | 250.000 A |  |  | 6
380080001 | TNB | DISTRIBUTION | KUALA SELANGOR | Existing | RYB | LV FUSE SWITCH |  | CLOSED | IEC MIDDLE CURVE | FUSES | SPARE |  |  |  | 250.000 A |  |  | 6
380080006 | TNB | DISTRIBUTION | KUALA SELANGOR | Existing | RYB | LV FUSE SWITCH |  | CLOSED | IEC MIDDLE CURVE | FUSES | SPARE |  |  |  | 250.000 A |  |  | 6
380080009 | TNB | DISTRIBUTION | KUALA SELANGOR | Existing | RYB | LV FUSE SWITCH |  | CLOSED | IEC MIDDLE CURVE | FUSES | SPARE |  |  |  | 250.000 A |  |  | 6
380080013 | TNB | DISTRIBUTION | KUALA SELANGOR | Existing | RYB | LV FUSE SWITCH |  | CLOSED | IEC MIDDLE CURVE | FUSES | SPARE |  |  |  | 250.000 A |  |  | 6
380080023 | TNB | DISTRIBUTION | KUALA SELANGOR | Existing | RYB | LV FUSE SWITCH |  | CLOSED | IEC MIDDLE CURVE | FUSES | SPARE |  |  |  | 250.000 A |  |  | 6
380080029 | TNB | DISTRIBUTION | KUALA SELANGOR | Existing | RYB | LV FUSE SWITCH |  | CLOSED | IEC MIDDLE CURVE | FUSES | SPARE |  |  |  | 250.000 A |  |  | 6
380080041 | TNB | DISTRIBUTION | KUALA SELANGOR | Existing | RYB | LV FUSE SWITCH |  | CLOSED | IEC MIDDLE CURVE | FUSES | SPARE |  |  |  | 250.000 A |  |  | 6
380080085 | TNB | DISTRIBUTION | KUALA SELANGOR | Existing | RYB | LV FUSE SWITCH |  | CLOSED | IEC MIDDLE CURVE | FUSES | SPARE |  |  |  | 250.000 A |  |  | 6
380080097 | TNB | DISTRIBUTION | KUALA SELANGOR | Existing | RYB | LV FUSE SWITCH |  | CLOSED | IEC MIDDLE CURVE | FUSES | SPARE |  |  |  | 250.000 A |  |  | 6
380080102 | TNB | DISTRIBUTION | KUALA SELANGOR | Existing | RYB | LV FUSE SWITCH |  | CLOSED | IEC MIDDLE CURVE | FUSES | SPARE |  |  |  | 250.000 A |  |  | 6
380080105 | TNB | DISTRIBUTION | KUALA SELANGOR | Existing | RYB | LV FUSE SWITCH |  | CLOSED | IEC MIDDLE CURVE | FUSES | SPARE |  |  |  | 250.000 A |  |  | 6
380080109 | TNB | DISTRIBUTION | KUALA SELANGOR | Existing | RYB | LV FUSE SWITCH |  | CLOSED | IEC MIDDLE CURVE | FUSES | SPARE |  |  |  | 250.000 A |  |  | 6
380080119 | TNB | DISTRIBUTION | KUALA SELANGOR | Existing | RYB | LV FUSE SWITCH |  | CLOSED | IEC MIDDLE CURVE | FUSES | SPARE |  |  |  | 250.000 A |  |  | 6
380080125 | TNB | DISTRIBUTION | KUALA SELANGOR | Existing | RYB | LV FUSE SWITCH |  | CLOSED | IEC MIDDLE CURVE | FUSES | SPARE |  |  |  | 250.000 A |  |  | 6
380080137 | TNB | DISTRIBUTION | KUALA SELANGOR | Existing | RYB | LV FUSE SWITCH |  | CLOSED | IEC MIDDLE CURVE | FUSES | SPARE |  |  |  | 250.000 A |  |  | 6
380080181 | TNB | DISTRIBUTION | KUALA SELANGOR | Existing | RYB | LV FUSE SWITCH |  | CLOSED | IEC MIDDLE CURVE | FUSES | SPARE |  |  |  | 250.000 A |  |  | 6
380080193 | TNB | DISTRIBUTION | KUALA SELANGOR | Existing | RYB | LV FUSE SWITCH |  | CLOSED | IEC MIDDLE CURVE | FUSES | SPARE |  |  |  | 250.000 A |  |  | 6
380080198 | TNB | DISTRIBUTION | KUALA SELANGOR | Existing | RYB | LV FUSE SWITCH |  | CLOSED | IEC MIDDLE CURVE | FUSES | SPARE |  |  |  | 250.000 A |  |  | 6
380080201 | TNB | DISTRIBUTION | KUALA SELANGOR | Existing | RYB | LV FUSE SWITCH |  | CLOSED | IEC MIDDLE CURVE | FUSES | SPARE |  |  |  | 250.000 A |  |  | 6
380080205 | TNB | DISTRIBUTION | KUALA SELANGOR | Existing | RYB | LV FUSE SWITCH |  | CLOSED | IEC MIDDLE CURVE | FUSES | SPARE |  |  |  | 250.000 A |  |  | 6
380080215 | TNB | DISTRIBUTION | KUALA SELANGOR | Existing | RYB | LV FUSE SWITCH |  | CLOSED | IEC MIDDLE CURVE | FUSES | SPARE |  |  |  | 250.000 A |  |  | 6
380080221 | TNB | DISTRIBUTION | KUALA SELANGOR | Existing | RYB | LV FUSE SWITCH |  | CLOSED | IEC MIDDLE CURVE | FUSES | SPARE |  |  |  | 250.000 A |  |  | 6
380080233 | TNB | DISTRIBUTION | KUALA SELANGOR | Existing | RYB | LV FUSE SWITCH |  | CLOSED | IEC MIDDLE CURVE | FUSES | SPARE |  |  |  | 250.000 A |  |  | 6
380080329 | TNB | DISTRIBUTION | KUALA SELANGOR | Existing | RYB | LV FUSE SWITCH |  | CLOSED | IEC MIDDLE CURVE | FUSES | SPARE |  |  |  | 250.000 A |  |  | 6
380080341 | TNB | DISTRIBUTION | KUALA SELANGOR | Existing | RYB | LV FUSE SWITCH |  | CLOSED | IEC MIDDLE CURVE | FUSES | SPARE |  |  |  | 250.000 A |  |  | 6
380080346 | TNB | DISTRIBUTION | KUALA SELANGOR | Existing | RYB | LV FUSE SWITCH |  | CLOSED | IEC MIDDLE CURVE | FUSES | SPARE |  |  |  | 250.000 A |  |  | 6
380080349 | TNB | DISTRIBUTION | KUALA SELANGOR | Existing | RYB | LV FUSE SWITCH |  | CLOSED | IEC MIDDLE CURVE | FUSES | SPARE |  |  |  | 250.000 A |  |  | 6
380080353 | TNB | DISTRIBUTION | KUALA SELANGOR | Existing | RYB | LV FUSE SWITCH |  | CLOSED | IEC MIDDLE CURVE | FUSES | SPARE |  |  |  | 250.000 A |  |  | 6
380080363 | TNB | DISTRIBUTION | KUALA SELANGOR | Existing | RYB | LV FUSE SWITCH |  | CLOSED | IEC MIDDLE CURVE | FUSES | SPARE |  |  |  | 250.000 A |  |  | 6
380080369 | TNB | DISTRIBUTION | KUALA SELANGOR | Existing | RYB | LV FUSE SWITCH |  | CLOSED | IEC MIDDLE CURVE | FUSES | SPARE |  |  |  | 250.000 A |  |  | 6
380080381 | TNB | DISTRIBUTION | KUALA SELANGOR | Existing | RYB | LV FUSE SWITCH |  | CLOSED | IEC MIDDLE CURVE | FUSES | SPARE |  |  |  | 250.000 A |  |  | 6
380080432 | TNB | DISTRIBUTION | KUALA SELANGOR | Existing | RYB | LV FUSE SWITCH |  | CLOSED | IEC MIDDLE CURVE | FUSES | SPARE |  |  |  | 250.000 A |  |  | 6
380080444 | TNB | DISTRIBUTION | KUALA SELANGOR | Existing | RYB | LV FUSE SWITCH |  | CLOSED | IEC MIDDLE CURVE | FUSES | SPARE |  |  |  | 250.000 A |  |  | 6
380080449 | TNB | DISTRIBUTION | KUALA SELANGOR | Existing | RYB | LV FUSE SWITCH |  | CLOSED | IEC MIDDLE CURVE | FUSES | SPARE |  |  |  | 250.000 A |  |  | 6
380080452 | TNB | DISTRIBUTION | KUALA SELANGOR | Existing | RYB | LV FUSE SWITCH |  | CLOSED | IEC MIDDLE CURVE | FUSES | SPARE |  |  |  | 250.000 A |  |  | 6
380080456 | TNB | DISTRIBUTION | KUALA SELANGOR | Existing | RYB | LV FUSE SWITCH |  | CLOSED | IEC MIDDLE CURVE | FUSES | SPARE |  |  |  | 250.000 A |  |  | 6
380080466 | TNB | DISTRIBUTION | KUALA SELANGOR | Existing | RYB | LV FUSE SWITCH |  | CLOSED | IEC MIDDLE CURVE | FUSES | SPARE |  |  |  | 250.000 A |  |  | 6
380080472 | TNB | DISTRIBUTION | KUALA SELANGOR | Existing | RYB | LV FUSE SWITCH |  | CLOSED | IEC MIDDLE CURVE | FUSES | SPARE |  |  |  | 250.000 A |  |  | 6
380080484 | TNB | DISTRIBUTION | KUALA SELANGOR | Existing | RYB | LV FUSE SWITCH |  | CLOSED | IEC MIDDLE CURVE | FUSES | SPARE |  |  |  | 250.000 A |  |  | 6
380080526 | TNB | DISTRIBUTION | KUALA SELANGOR | Existing | RYB | LV FUSE SWITCH |  | CLOSED | IEC MIDDLE CURVE | FUSES | SPARE |  |  |  | 250.000 A |  |  | 6
380080538 | TNB | DISTRIBUTION | KUALA SELANGOR | Existing | RYB | LV FUSE SWITCH |  | CLOSED | IEC MIDDLE CURVE | FUSES | SPARE |  |  |  | 250.000 A |  |  | 6
380080543 | TNB | DISTRIBUTION | KUALA SELANGOR | Existing | RYB | LV FUSE SWITCH |  | CLOSED | IEC MIDDLE CURVE | FUSES | SPARE |  |  |  | 250.000 A |  |  | 6
380080546 | TNB | DISTRIBUTION | KUALA SELANGOR | Existing | RYB | LV FUSE SWITCH |  | CLOSED | IEC MIDDLE CURVE | FUSES | SPARE |  |  |  | 250.000 A |  |  | 6
380080550 | TNB | DISTRIBUTION | KUALA SELANGOR | Existing | RYB | LV FUSE SWITCH |  | CLOSED | IEC MIDDLE CURVE | FUSES | SPARE |  |  |  | 250.000 A |  |  | 6
380080560 | TNB | DISTRIBUTION | KUALA SELANGOR | Existing | RYB | LV FUSE SWITCH |  | CLOSED | IEC MIDDLE CURVE | FUSES | SPARE |  |  |  | 250.000 A |  |  | 6
380080566 | TNB | DISTRIBUTION | KUALA SELANGOR | Existing | RYB | LV FUSE SWITCH |  | CLOSED | IEC MIDDLE CURVE | FUSES | SPARE |  |  |  | 250.000 A |  |  | 6
380080578 | TNB | DISTRIBUTION | KUALA SELANGOR | Existing | RYB | LV FUSE SWITCH |  | CLOSED | IEC MIDDLE CURVE | FUSES | SPARE |  |  |  | 250.000 A |  |  | 6
380080629 | TNB | DISTRIBUTION | KUALA SELANGOR | Existing | RYB | LV FUSE SWITCH |  | OPEN | IEC MIDDLE CURVE | FUSES | SPARE |  |  |  | 250.000 A |  |  | 6
380080641 | TNB | DISTRIBUTION | KUALA SELANGOR | Existing | RYB | LV FUSE SWITCH |  | OPEN | IEC MIDDLE CURVE | FUSES | SPARE |  |  |  | 250.000 A |  |  | 6
380080646 | TNB | DISTRIBUTION | KUALA SELANGOR | Existing | RYB | LV FUSE SWITCH |  | OPEN | IEC MIDDLE CURVE | FUSES | SPARE |  |  |  | 250.000 A |  |  | 6
380080649 | TNB | DISTRIBUTION | KUALA SELANGOR | Existing | RYB | LV FUSE SWITCH |  | OPEN | IEC MIDDLE CURVE | FUSES | SPARE |  |  |  | 250.000 A |  |  | 6
380080653 | TNB | DISTRIBUTION | KUALA SELANGOR | Existing | RYB | LV FUSE SWITCH |  | OPEN | IEC MIDDLE CURVE | FUSES | SPARE |  |  |  | 250.000 A |  |  | 6
380080663 | TNB | DISTRIBUTION | KUALA SELANGOR | Existing | RYB | LV FUSE SWITCH |  | OPEN | IEC MIDDLE CURVE | FUSES | SPARE |  |  |  | 250.000 A |  |  | 6
380080669 | TNB | DISTRIBUTION | KUALA SELANGOR | Existing | RYB | LV FUSE SWITCH |  | OPEN | IEC MIDDLE CURVE | FUSES | SPARE |  |  |  | 250.000 A |  |  | 6
380080681 | TNB | DISTRIBUTION | KUALA SELANGOR | Existing | RYB | LV FUSE SWITCH |  | CLOSED | IEC MIDDLE CURVE | FUSES | SPARE |  |  |  | 250.000 A |  |  | 6
380080723 | TNB | DISTRIBUTION | KUALA SELANGOR | Existing | RYB | LV FUSE SWITCH |  | CLOSED | IEC MIDDLE CURVE | FUSES | SPARE |  |  |  | 250.000 A |  |  | 6
380080735 | TNB | DISTRIBUTION | KUALA SELANGOR | Existing | RYB | LV FUSE SWITCH |  | CLOSED | IEC MIDDLE CURVE | FUSES | SPARE |  |  |  | 250.000 A |  |  | 6
380080740 | TNB | DISTRIBUTION | KUALA SELANGOR | Existing | RYB | LV FUSE SWITCH |  | CLOSED | IEC MIDDLE CURVE | FUSES | SPARE |  |  |  | 250.000 A |  |  | 6
380080743 | TNB | DISTRIBUTION | KUALA SELANGOR | Existing | RYB | LV FUSE SWITCH |  | CLOSED | IEC MIDDLE CURVE | FUSES | SPARE |  |  |  | 250.000 A |  |  | 6
380080747 | TNB | DISTRIBUTION | KUALA SELANGOR | Existing | RYB | LV FUSE SWITCH |  | OPEN | IEC MIDDLE CURVE | FUSES | SPARE |  |  |  | 250.000 A |  |  | 6
380080757 | TNB | DISTRIBUTION | KUALA SELANGOR | Existing | RYB | LV FUSE SWITCH |  | OPEN | IEC MIDDLE CURVE | FUSES | SPARE |  |  |  | 250.000 A |  |  | 6
380080763 | TNB | DISTRIBUTION | KUALA SELANGOR | Existing | RYB | LV FUSE SWITCH |  | OPEN | IEC MIDDLE CURVE | FUSES | SPARE |  |  |  | 250.000 A |  |  | 6
380080775 | TNB | DISTRIBUTION | KUALA SELANGOR | Existing | RYB | LV FUSE SWITCH |  | CLOSED | IEC MIDDLE CURVE | FUSES | SPARE |  |  |  | 250.000 A |  |  | 6
380080841 | TNB | DISTRIBUTION | KUALA SELANGOR | Existing | RYB | LV FUSE SWITCH |  | CLOSED | IEC MIDDLE CURVE | FUSES | SPARE |  |  |  | 250.000 A |  |  | 6
380080853 | TNB | DISTRIBUTION | KUALA SELANGOR | Existing | RYB | LV FUSE SWITCH |  | CLOSED | IEC MIDDLE CURVE | FUSES | SPARE |  |  |  | 250.000 A |  |  | 6
380080858 | TNB | DISTRIBUTION | KUALA SELANGOR | Existing | RYB | LV FUSE SWITCH |  | CLOSED | IEC MIDDLE CURVE | FUSES | SPARE |  |  |  | 250.000 A |  |  | 6
380080861 | TNB | DISTRIBUTION | KUALA SELANGOR | Existing | RYB | LV FUSE SWITCH |  | CLOSED | IEC MIDDLE CURVE | FUSES | SPARE |  |  |  | 250.000 A |  |  | 6
380080865 | TNB | DISTRIBUTION | KUALA SELANGOR | Existing | RYB | LV FUSE SWITCH |  | CLOSED | IEC MIDDLE CURVE | FUSES | SPARE |  |  |  | 250.000 A |  |  | 6
380080875 | TNB | DISTRIBUTION | KUALA SELANGOR | Existing | RYB | LV FUSE SWITCH |  | CLOSED | IEC MIDDLE CURVE | FUSES | SPARE |  |  |  | 250.000 A |  |  | 6
380080881 | TNB | DISTRIBUTION | KUALA SELANGOR | Existing | RYB | LV FUSE SWITCH |  | CLOSED | IEC MIDDLE CURVE | FUSES | SPARE |  |  |  | 250.000 A |  |  | 6
380080893 | TNB | DISTRIBUTION | KUALA SELANGOR | Existing | RYB | LV FUSE SWITCH |  | CLOSED | IEC MIDDLE CURVE | FUSES | SPARE |  |  |  | 250.000 A |  |  | 6
380080898 | TNB | DISTRIBUTION | KUALA SELANGOR | Existing | RYB | LV FUSE SWITCH |  | CLOSED | IEC MIDDLE CURVE | FUSES | SPARE |  |  |  | 250.000 A |  |  | 6
380080910 | TNB | DISTRIBUTION | KUALA SELANGOR | Existing | RYB | LV FUSE SWITCH |  | CLOSED | IEC MIDDLE CURVE | FUSES | SPARE |  |  |  | 250.000 A |  |  | 6
380080915 | TNB | DISTRIBUTION | KUALA SELANGOR | Existing | RYB | LV FUSE SWITCH |  | CLOSED | IEC MIDDLE CURVE | FUSES | SPARE |  |  |  | 250.000 A |  |  | 6
380080918 | TNB | DISTRIBUTION | KUALA SELANGOR | Existing | RYB | LV FUSE SWITCH |  | CLOSED | IEC MIDDLE CURVE | FUSES | SPARE |  |  |  | 250.000 A |  |  | 6
380080922 | TNB | DISTRIBUTION | KUALA SELANGOR | Existing | RYB | LV FUSE SWITCH |  | CLOSED | IEC MIDDLE CURVE | FUSES | SPARE |  |  |  | 250.000 A |  |  | 6
380080932 | TNB | DISTRIBUTION | KUALA SELANGOR | Existing | RYB | LV FUSE SWITCH |  | CLOSED | IEC MIDDLE CURVE | FUSES | SPARE |  |  |  | 250.000 A |  |  | 6
380080938 | TNB | DISTRIBUTION | KUALA SELANGOR | Existing | RYB | LV FUSE SWITCH |  | CLOSED | IEC MIDDLE CURVE | FUSES | SPARE |  |  |  | 250.000 A |  |  | 6
380080950 | TNB | DISTRIBUTION | KUALA SELANGOR | Existing | RYB | LV FUSE SWITCH |  | CLOSED | IEC MIDDLE CURVE | FUSES | SPARE |  |  |  | 250.000 A |  |  | 6
380081042 | TNB | DISTRIBUTION | KUALA SELANGOR | Existing | RYB | LV FUSE SWITCH |  | CLOSED | IEC MIDDLE CURVE | FUSES | SPARE |  |  |  | 250.000 A |  |  | 6
380081054 | TNB | DISTRIBUTION | KUALA SELANGOR | Existing | RYB | LV FUSE SWITCH |  | OPEN | IEC MIDDLE CURVE | FUSES | SPARE |  |  |  | 250.000 A |  |  | 6
380081059 | TNB | DISTRIBUTION | KUALA SELANGOR | Existing | RYB | LV FUSE SWITCH |  | OPEN | IEC MIDDLE CURVE | FUSES | SPARE |  |  |  | 250.000 A |  |  | 6
380081062 | TNB | DISTRIBUTION | KUALA SELANGOR | Existing | RYB | LV FUSE SWITCH |  | OPEN | IEC MIDDLE CURVE | FUSES | SPARE |  |  |  | 250.000 A |  |  | 6
380081066 | TNB | DISTRIBUTION | KUALA SELANGOR | Existing | RYB | LV FUSE SWITCH |  | OPEN | IEC MIDDLE CURVE | FUSES | SPARE |  |  |  | 250.000 A |  |  | 6
380081076 | TNB | DISTRIBUTION | KUALA SELANGOR | Existing | RYB | LV FUSE SWITCH |  | OPEN | IEC MIDDLE CURVE | FUSES | SPARE |  |  |  | 250.000 A |  |  | 6
380081082 | TNB | DISTRIBUTION | KUALA SELANGOR | Existing | RYB | LV FUSE SWITCH |  | OPEN | IEC MIDDLE CURVE | FUSES | SPARE |  |  |  | 250.000 A |  |  | 6
380081094 | TNB | DISTRIBUTION | KUALA SELANGOR | Existing | RYB | LV FUSE SWITCH |  | CLOSED | IEC MIDDLE CURVE | FUSES | SPARE |  |  |  | 250.000 A |  |  | 6
380081099 | TNB | DISTRIBUTION | KUALA SELANGOR | Existing | RYB | LV FUSE SWITCH |  | CLOSED | IEC MIDDLE CURVE | FUSES | SPARE |  |  |  | 250.000 A |  |  | 6
380081111 | TNB | DISTRIBUTION | KUALA SELANGOR | Existing | RYB | LV FUSE SWITCH |  | OPEN | IEC MIDDLE CURVE | FUSES | SPARE |  |  |  | 250.000 A |  |  | 6
380081116 | TNB | DISTRIBUTION | KUALA SELANGOR | Existing | RYB | LV FUSE SWITCH |  | OPEN | IEC MIDDLE CURVE | FUSES | SPARE |  |  |  | 250.000 A |  |  | 6
380081119 | TNB | DISTRIBUTION | KUALA SELANGOR | Existing | RYB | LV FUSE SWITCH |  | OPEN | IEC MIDDLE CURVE | FUSES | SPARE |  |  |  | 250.000 A |  |  | 6
380081123 | TNB | DISTRIBUTION | KUALA SELANGOR | Existing | RYB | LV FUSE SWITCH |  | OPEN | IEC MIDDLE CURVE | FUSES | SPARE |  |  |  | 250.000 A |  |  | 6
380081133 | TNB | DISTRIBUTION | KUALA SELANGOR | Existing | RYB | LV FUSE SWITCH |  | OPEN | IEC MIDDLE CURVE | FUSES | SPARE |  |  |  | 250.000 A |  |  | 6
380081139 | TNB | DISTRIBUTION | KUALA SELANGOR | Existing | RYB | LV FUSE SWITCH |  | OPEN | IEC MIDDLE CURVE | FUSES | SPARE |  |  |  | 250.000 A |  |  | 6
380081151 | TNB | DISTRIBUTION | KUALA SELANGOR | Existing | RYB | LV FUSE SWITCH |  | CLOSED | IEC MIDDLE CURVE | FUSES | SPARE |  |  |  | 250.000 A |  |  | 6
380081193 | TNB | DISTRIBUTION | KUALA SELANGOR | Existing | RYB | LV FUSE SWITCH |  | OPEN | IEC MIDDLE CURVE | FUSES | SPARE |  |  |  | 250.000 A |  |  | 6
380081205 | TNB | DISTRIBUTION | KUALA SELANGOR | Existing | RYB | LV FUSE SWITCH |  | OPEN | IEC MIDDLE CURVE | FUSES | SPARE |  |  |  | 250.000 A |  |  | 6
380081210 | TNB | DISTRIBUTION | KUALA SELANGOR | Existing | RYB | LV FUSE SWITCH |  | OPEN | IEC MIDDLE CURVE | FUSES | SPARE |  |  |  | 250.000 A |  |  | 6
380081213 | TNB | DISTRIBUTION | KUALA SELANGOR | Existing | RYB | LV FUSE SWITCH |  | OPEN | IEC MIDDLE CURVE | FUSES | SPARE |  |  |  | 250.000 A |  |  | 6
380081217 | TNB | DISTRIBUTION | KUALA SELANGOR | Existing | RYB | LV FUSE SWITCH |  | OPEN | IEC MIDDLE CURVE | FUSES | SPARE |  |  |  | 250.000 A |  |  | 6
380081227 | TNB | DISTRIBUTION | KUALA SELANGOR | Existing | RYB | LV FUSE SWITCH |  | OPEN | IEC MIDDLE CURVE | FUSES | SPARE |  |  |  | 250.000 A |  |  | 6
380081233 | TNB | DISTRIBUTION | KUALA SELANGOR | Existing | RYB | LV FUSE SWITCH |  | OPEN | IEC MIDDLE CURVE | FUSES | SPARE |  |  |  | 250.000 A |  |  | 6
380081245 | TNB | DISTRIBUTION | KUALA SELANGOR | Existing | RYB | LV FUSE SWITCH |  | CLOSED | IEC MIDDLE CURVE | FUSES | SPARE |  |  |  | 250.000 A |  |  | 6
380081344 | TNB | DISTRIBUTION | KUALA SELANGOR | Existing | RYB | LV FUSE SWITCH |  | CLOSED | IEC MIDDLE CURVE | FUSES | SPARE |  |  |  | 250.000 A |  |  | 6
380081356 | TNB | DISTRIBUTION | KUALA SELANGOR | Existing | RYB | LV FUSE SWITCH |  | CLOSED | IEC MIDDLE CURVE | FUSES | SPARE |  |  |  | 250.000 A |  |  | 6
380081361 | TNB | DISTRIBUTION | KUALA SELANGOR | Existing | RYB | LV FUSE SWITCH |  | CLOSED | IEC MIDDLE CURVE | FUSES | SPARE |  |  |  | 250.000 A |  |  | 6
380081364 | TNB | DISTRIBUTION | KUALA SELANGOR | Existing | RYB | LV FUSE SWITCH |  | CLOSED | IEC MIDDLE CURVE | FUSES | SPARE |  |  |  | 250.000 A |  |  | 6
380081368 | TNB | DISTRIBUTION | KUALA SELANGOR | Existing | RYB | LV FUSE SWITCH |  | CLOSED | IEC MIDDLE CURVE | FUSES | SPARE |  |  |  | 250.000 A |  |  | 6
380081378 | TNB | DISTRIBUTION | KUALA SELANGOR | Existing | RYB | LV FUSE SWITCH |  | CLOSED | IEC MIDDLE CURVE | FUSES | SPARE |  |  |  | 250.000 A |  |  | 6
380081384 | TNB | DISTRIBUTION | KUALA SELANGOR | Existing | RYB | LV FUSE SWITCH |  | CLOSED | IEC MIDDLE CURVE | FUSES | SPARE |  |  |  | 250.000 A |  |  | 6
380081396 | TNB | DISTRIBUTION | KUALA SELANGOR | Existing | RYB | LV FUSE SWITCH |  | CLOSED | IEC MIDDLE CURVE | FUSES | SPARE |  |  |  | 250.000 A |  |  | 6
380081401 | TNB | DISTRIBUTION | KUALA SELANGOR | Existing | RYB | LV FUSE SWITCH |  | CLOSED | IEC MIDDLE CURVE | FUSES | SPARE |  |  |  | 250.000 A |  |  | 6
380081413 | TNB | DISTRIBUTION | KUALA SELANGOR | Existing | RYB | LV FUSE SWITCH |  | CLOSED | IEC MIDDLE CURVE | FUSES | SPARE |  |  |  | 250.000 A |  |  | 6
380081418 | TNB | DISTRIBUTION | KUALA SELANGOR | Existing | RYB | LV FUSE SWITCH |  | CLOSED | IEC MIDDLE CURVE | FUSES | SPARE |  |  |  | 250.000 A |  |  | 6
380081421 | TNB | DISTRIBUTION | KUALA SELANGOR | Existing | RYB | LV FUSE SWITCH |  | CLOSED | IEC MIDDLE CURVE | FUSES | SPARE |  |  |  | 250.000 A |  |  | 6
380081425 | TNB | DISTRIBUTION | KUALA SELANGOR | Existing | RYB | LV FUSE SWITCH |  | CLOSED | IEC MIDDLE CURVE | FUSES | SPARE |  |  |  | 250.000 A |  |  | 6
380081435 | TNB | DISTRIBUTION | KUALA SELANGOR | Existing | RYB | LV FUSE SWITCH |  | CLOSED | IEC MIDDLE CURVE | FUSES | SPARE |  |  |  | 250.000 A |  |  | 6
380081441 | TNB | DISTRIBUTION | KUALA SELANGOR | Existing | RYB | LV FUSE SWITCH |  | CLOSED | IEC MIDDLE CURVE | FUSES | SPARE |  |  |  | 250.000 A |  |  | 6
380081453 | TNB | DISTRIBUTION | KUALA SELANGOR | Existing | RYB | LV FUSE SWITCH |  | CLOSED | IEC MIDDLE CURVE | FUSES | SPARE |  |  |  | 250.000 A |  |  | 6
380081686 | TNB | DISTRIBUTION | KUALA SELANGOR | Existing | RYB | LV FUSE SWITCH |  | CLOSED | IEC MIDDLE CURVE | FUSES | SPARE |  |  |  | 250.000 A |  |  | 6
380081698 | TNB | DISTRIBUTION | KUALA SELANGOR | Existing | RYB | LV FUSE SWITCH |  | CLOSED | IEC MIDDLE CURVE | FUSES | SPARE |  |  |  | 250.000 A |  |  | 6
380081703 | TNB | DISTRIBUTION | KUALA SELANGOR | Existing | RYB | LV FUSE SWITCH |  | CLOSED | IEC MIDDLE CURVE | FUSES | SPARE |  |  |  | 250.000 A |  |  | 6
380081706 | TNB | DISTRIBUTION | KUALA SELANGOR | Existing | RYB | LV FUSE SWITCH |  | CLOSED | IEC MIDDLE CURVE | FUSES | SPARE |  |  |  | 250.000 A |  |  | 6
380081710 | TNB | DISTRIBUTION | KUALA SELANGOR | Existing | RYB | LV FUSE SWITCH |  | CLOSED | IEC MIDDLE CURVE | FUSES | SPARE |  |  |  | 250.000 A |  |  | 6
380081720 | TNB | DISTRIBUTION | KUALA SELANGOR | Existing | RYB | LV FUSE SWITCH |  | CLOSED | IEC MIDDLE CURVE | FUSES | SPARE |  |  |  | 250.000 A |  |  | 6
380081726 | TNB | DISTRIBUTION | KUALA SELANGOR | Existing | RYB | LV FUSE SWITCH |  | CLOSED | IEC MIDDLE CURVE | FUSES | SPARE |  |  |  | 250.000 A |  |  | 6
380081738 | TNB | DISTRIBUTION | KUALA SELANGOR | Existing | RYB | LV FUSE SWITCH |  | CLOSED | IEC MIDDLE CURVE | FUSES | SPARE |  |  |  | 250.000 A |  |  | 6
380081743 | TNB | DISTRIBUTION | KUALA SELANGOR | Existing | RYB | LV FUSE SWITCH |  | CLOSED | IEC MIDDLE CURVE | FUSES | SPARE |  |  |  | 250.000 A |  |  | 6
380081755 | TNB | DISTRIBUTION | KUALA SELANGOR | Existing | RYB | LV FUSE SWITCH |  | CLOSED | IEC MIDDLE CURVE | FUSES | SPARE |  |  |  | 250.000 A |  |  | 6
380081760 | TNB | DISTRIBUTION | KUALA SELANGOR | Existing | RYB | LV FUSE SWITCH |  | CLOSED | IEC MIDDLE CURVE | FUSES | SPARE |  |  |  | 250.000 A |  |  | 6
380081763 | TNB | DISTRIBUTION | KUALA SELANGOR | Existing | RYB | LV FUSE SWITCH |  | CLOSED | IEC MIDDLE CURVE | FUSES | SPARE |  |  |  | 250.000 A |  |  | 6
380081767 | TNB | DISTRIBUTION | KUALA SELANGOR | Existing | RYB | LV FUSE SWITCH |  | CLOSED | IEC MIDDLE CURVE | FUSES | SPARE |  |  |  | 250.000 A |  |  | 6
380081777 | TNB | DISTRIBUTION | KUALA SELANGOR | Existing | RYB | LV FUSE SWITCH |  | CLOSED | IEC MIDDLE CURVE | FUSES | SPARE |  |  |  | 250.000 A |  |  | 6
380081783 | TNB | DISTRIBUTION | KUALA SELANGOR | Existing | RYB | LV FUSE SWITCH |  | CLOSED | IEC MIDDLE CURVE | FUSES | SPARE |  |  |  | 250.000 A |  |  | 6
380081795 | TNB | DISTRIBUTION | KUALA SELANGOR | Existing | RYB | LV FUSE SWITCH |  | CLOSED | IEC MIDDLE CURVE | FUSES | SPARE |  |  |  | 250.000 A |  |  | 6
380081857 | TNB | DISTRIBUTION | KUALA SELANGOR | Existing | RYB | LV FUSE SWITCH |  | CLOSED | IEC MIDDLE CURVE | FUSES | SPARE |  |  |  | 250.000 A |  |  | 6
380081869 | TNB | DISTRIBUTION | KUALA SELANGOR | Existing | RYB | LV FUSE SWITCH |  | CLOSED | IEC MIDDLE CURVE | FUSES | SPARE |  |  |  | 250.000 A |  |  | 6
380081874 | TNB | DISTRIBUTION | KUALA SELANGOR | Existing | RYB | LV FUSE SWITCH |  | CLOSED | IEC MIDDLE CURVE | FUSES | SPARE |  |  |  | 250.000 A |  |  | 6
380081877 | TNB | DISTRIBUTION | KUALA SELANGOR | Existing | RYB | LV FUSE SWITCH |  | CLOSED | IEC MIDDLE CURVE | FUSES | SPARE |  |  |  | 250.000 A |  |  | 6
380081881 | TNB | DISTRIBUTION | KUALA SELANGOR | Existing | RYB | LV FUSE SWITCH |  | CLOSED | IEC MIDDLE CURVE | FUSES | SPARE |  |  |  | 250.000 A |  |  | 6
380081891 | TNB | DISTRIBUTION | KUALA SELANGOR | Existing | RYB | LV FUSE SWITCH |  | CLOSED | IEC MIDDLE CURVE | FUSES | SPARE |  |  |  | 250.000 A |  |  | 6
380081897 | TNB | DISTRIBUTION | KUALA SELANGOR | Existing | RYB | LV FUSE SWITCH |  | CLOSED | IEC MIDDLE CURVE | FUSES | SPARE |  |  |  | 250.000 A |  |  | 6
380081909 | TNB | DISTRIBUTION | KUALA SELANGOR | Existing | RYB | LV FUSE SWITCH |  | CLOSED | IEC MIDDLE CURVE | FUSES | SPARE |  |  |  | 250.000 A |  |  | 6
380081914 | TNB | DISTRIBUTION | KUALA SELANGOR | Existing | RYB | LV FUSE SWITCH |  | CLOSED | IEC MIDDLE CURVE | FUSES | SPARE |  |  |  | 250.000 A |  |  | 6
380081926 | TNB | DISTRIBUTION | KUALA SELANGOR | Existing | RYB | LV FUSE SWITCH |  | CLOSED | IEC MIDDLE CURVE | FUSES | SPARE |  |  |  | 250.000 A |  |  | 6
380081931 | TNB | DISTRIBUTION | KUALA SELANGOR | Existing | RYB | LV FUSE SWITCH |  | CLOSED | IEC MIDDLE CURVE | FUSES | SPARE |  |  |  | 250.000 A |  |  | 6
380081934 | TNB | DISTRIBUTION | KUALA SELANGOR | Existing | RYB | LV FUSE SWITCH |  | CLOSED | IEC MIDDLE CURVE | FUSES | SPARE |  |  |  | 250.000 A |  |  | 6
380081938 | TNB | DISTRIBUTION | KUALA SELANGOR | Existing | RYB | LV FUSE SWITCH |  | CLOSED | IEC MIDDLE CURVE | FUSES | SPARE |  |  |  | 250.000 A |  |  | 6
380081948 | TNB | DISTRIBUTION | KUALA SELANGOR | Existing | RYB | LV FUSE SWITCH |  | CLOSED | IEC MIDDLE CURVE | FUSES | SPARE |  |  |  | 250.000 A |  |  | 6
380081954 | TNB | DISTRIBUTION | KUALA SELANGOR | Existing | RYB | LV FUSE SWITCH |  | CLOSED | IEC MIDDLE CURVE | FUSES | SPARE |  |  |  | 250.000 A |  |  | 6
380081966 | TNB | DISTRIBUTION | KUALA SELANGOR | Existing | RYB | LV FUSE SWITCH |  | CLOSED | IEC MIDDLE CURVE | FUSES | SPARE |  |  |  | 250.000 A |  |  | 6
380082008 | TNB | DISTRIBUTION | KUALA SELANGOR | Existing | RYB | LV FUSE SWITCH |  | CLOSED | IEC MIDDLE CURVE | FUSES | SPARE |  |  |  | 250.000 A |  |  | 6
380082020 | TNB | DISTRIBUTION | KUALA SELANGOR | Existing | RYB | LV FUSE SWITCH |  | CLOSED | IEC MIDDLE CURVE | FUSES | SPARE |  |  |  | 250.000 A |  |  | 6
380082025 | TNB | DISTRIBUTION | KUALA SELANGOR | Existing | RYB | LV FUSE SWITCH |  | CLOSED | IEC MIDDLE CURVE | FUSES | SPARE |  |  |  | 250.000 A |  |  | 6
380082028 | TNB | DISTRIBUTION | KUALA SELANGOR | Existing | RYB | LV FUSE SWITCH |  | CLOSED | IEC MIDDLE CURVE | FUSES | SPARE |  |  |  | 250.000 A |  |  | 6
380082032 | TNB | DISTRIBUTION | KUALA SELANGOR | Existing | RYB | LV FUSE SWITCH |  | CLOSED | IEC MIDDLE CURVE | FUSES | SPARE |  |  |  | 250.000 A |  |  | 6
380082042 | TNB | DISTRIBUTION | KUALA SELANGOR | Existing | RYB | LV FUSE SWITCH |  | CLOSED | IEC MIDDLE CURVE | FUSES | SPARE |  |  |  | 250.000 A |  |  | 6
380082048 | TNB | DISTRIBUTION | KUALA SELANGOR | Existing | RYB | LV FUSE SWITCH |  | CLOSED | IEC MIDDLE CURVE | FUSES | SPARE |  |  |  | 250.000 A |  |  | 6
380082060 | TNB | DISTRIBUTION | KUALA SELANGOR | Existing | RYB | LV FUSE SWITCH |  | CLOSED | IEC MIDDLE CURVE | FUSES | SPARE |  |  |  | 250.000 A |  |  | 6
380082130 | TNB | DISTRIBUTION | KUALA SELANGOR | Existing | RYB | LV FUSE SWITCH |  | CLOSED | IEC MIDDLE CURVE | FUSES | SPARE |  |  |  | 250.000 A |  |  | 6
380082142 | TNB | DISTRIBUTION | KUALA SELANGOR | Existing | RYB | LV FUSE SWITCH |  | CLOSED | IEC MIDDLE CURVE | FUSES | SPARE |  |  |  | 250.000 A |  |  | 6
380082147 | TNB | DISTRIBUTION | KUALA SELANGOR | Existing | RYB | LV FUSE SWITCH |  | CLOSED | IEC MIDDLE CURVE | FUSES | SPARE |  |  |  | 250.000 A |  |  | 6
380082150 | TNB | DISTRIBUTION | KUALA SELANGOR | Existing | RYB | LV FUSE SWITCH |  | CLOSED | IEC MIDDLE CURVE | FUSES | SPARE |  |  |  | 250.000 A |  |  | 6
380082154 | TNB | DISTRIBUTION | KUALA SELANGOR | Existing | RYB | LV FUSE SWITCH |  | CLOSED | IEC MIDDLE CURVE | FUSES | SPARE |  |  |  | 250.000 A |  |  | 6
380082164 | TNB | DISTRIBUTION | KUALA SELANGOR | Existing | RYB | LV FUSE SWITCH |  | OPEN | IEC MIDDLE CURVE | FUSES | SPARE |  |  |  | 250.000 A |  |  | 6
380082170 | TNB | DISTRIBUTION | KUALA SELANGOR | Existing | RYB | LV FUSE SWITCH |  | CLOSED | IEC MIDDLE CURVE | FUSES | SPARE |  |  |  | 250.000 A |  |  | 6
380082182 | TNB | DISTRIBUTION | KUALA SELANGOR | Existing | RYB | LV FUSE SWITCH |  | CLOSED | IEC MIDDLE CURVE | FUSES | SPARE |  |  |  | 250.000 A |  |  | 6
380082224 | TNB | DISTRIBUTION | KUALA SELANGOR | Existing | RYB | LV FUSE SWITCH |  | CLOSED | IEC MIDDLE CURVE | FUSES | SPARE |  |  |  | 250.000 A |  |  | 6
380082236 | TNB | DISTRIBUTION | KUALA SELANGOR | Existing | RYB | LV FUSE SWITCH |  | CLOSED | IEC MIDDLE CURVE | FUSES | SPARE |  |  |  | 250.000 A |  |  | 6
380082241 | TNB | DISTRIBUTION | KUALA SELANGOR | Existing | RYB | LV FUSE SWITCH |  | CLOSED | IEC MIDDLE CURVE | FUSES | SPARE |  |  |  | 250.000 A |  |  | 6
380082244 | TNB | DISTRIBUTION | KUALA SELANGOR | Existing | RYB | LV FUSE SWITCH |  | OPEN | IEC MIDDLE CURVE | FUSES | SPARE |  |  |  | 250.000 A |  |  | 6
380082248 | TNB | DISTRIBUTION | KUALA SELANGOR | Existing | RYB | LV FUSE SWITCH |  | OPEN | IEC MIDDLE CURVE | FUSES | SPARE |  |  |  | 250.000 A |  |  | 6
380082258 | TNB | DISTRIBUTION | KUALA SELANGOR | Existing | RYB | LV FUSE SWITCH |  | OPEN | IEC MIDDLE CURVE | FUSES | SPARE |  |  |  | 250.000 A |  |  | 6
380082264 | TNB | DISTRIBUTION | KUALA SELANGOR | Existing | RYB | LV FUSE SWITCH |  | OPEN | IEC MIDDLE CURVE | FUSES | SPARE |  |  |  | 250.000 A |  |  | 6
380082276 | TNB | DISTRIBUTION | KUALA SELANGOR | Existing | RYB | LV FUSE SWITCH |  | CLOSED | IEC MIDDLE CURVE | FUSES | SPARE |  |  |  | 250.000 A |  |  | 6
380082318 | TNB | DISTRIBUTION | KUALA SELANGOR | Existing | RYB | LV FUSE SWITCH |  | OPEN | IEC MIDDLE CURVE | FUSES | SPARE |  |  |  | 250.000 A |  |  | 6
380082330 | TNB | DISTRIBUTION | KUALA SELANGOR | Existing | RYB | LV FUSE SWITCH |  | OPEN | IEC MIDDLE CURVE | FUSES | SPARE |  |  |  | 250.000 A |  |  | 6
380082335 | TNB | DISTRIBUTION | KUALA SELANGOR | Existing | RYB | LV FUSE SWITCH |  | OPEN | IEC MIDDLE CURVE | FUSES | SPARE |  |  |  | 250.000 A |  |  | 6
380082338 | TNB | DISTRIBUTION | KUALA SELANGOR | Existing | RYB | LV FUSE SWITCH |  | OPEN | IEC MIDDLE CURVE | FUSES | SPARE |  |  |  | 250.000 A |  |  | 6
380082342 | TNB | DISTRIBUTION | KUALA SELANGOR | Existing | RYB | LV FUSE SWITCH |  | OPEN | IEC MIDDLE CURVE | FUSES | SPARE |  |  |  | 250.000 A |  |  | 6
380082352 | TNB | DISTRIBUTION | KUALA SELANGOR | Existing | RYB | LV FUSE SWITCH |  | OPEN | IEC MIDDLE CURVE | FUSES | SPARE |  |  |  | 250.000 A |  |  | 6
380082358 | TNB | DISTRIBUTION | KUALA SELANGOR | Existing | RYB | LV FUSE SWITCH |  | OPEN | IEC MIDDLE CURVE | FUSES | SPARE |  |  |  | 250.000 A |  |  | 6
380082370 | TNB | DISTRIBUTION | KUALA SELANGOR | Existing | RYB | LV FUSE SWITCH |  | CLOSED | IEC MIDDLE CURVE | FUSES | SPARE |  |  |  | 250.000 A |  |  | 6
380082440 | TNB | DISTRIBUTION | KUALA SELANGOR | Existing | RYB | LV FUSE SWITCH |  | CLOSED | IEC MIDDLE CURVE | FUSES | SPARE |  |  |  | 250.000 A |  |  | 6
380082452 | TNB | DISTRIBUTION | KUALA SELANGOR | Existing | RYB | LV FUSE SWITCH |  | CLOSED | IEC MIDDLE CURVE | FUSES | SPARE |  |  |  | 250.000 A |  |  | 6
380082457 | TNB | DISTRIBUTION | KUALA SELANGOR | Existing | RYB | LV FUSE SWITCH |  | CLOSED | IEC MIDDLE CURVE | FUSES | SPARE |  |  |  | 250.000 A |  |  | 6
380082460 | TNB | DISTRIBUTION | KUALA SELANGOR | Existing | RYB | LV FUSE SWITCH |  | CLOSED | IEC MIDDLE CURVE | FUSES | SPARE |  |  |  | 250.000 A |  |  | 6
380082464 | TNB | DISTRIBUTION | KUALA SELANGOR | Existing | RYB | LV FUSE SWITCH |  | CLOSED | IEC MIDDLE CURVE | FUSES | SPARE |  |  |  | 250.000 A |  |  | 6
380082474 | TNB | DISTRIBUTION | KUALA SELANGOR | Existing | RYB | LV FUSE SWITCH |  | CLOSED | IEC MIDDLE CURVE | FUSES | SPARE |  |  |  | 250.000 A |  |  | 6
380082480 | TNB | DISTRIBUTION | KUALA SELANGOR | Existing | RYB | LV FUSE SWITCH |  | CLOSED | IEC MIDDLE CURVE | FUSES | SPARE |  |  |  | 250.000 A |  |  | 6
380082492 | TNB | DISTRIBUTION | KUALA SELANGOR | Existing | RYB | LV FUSE SWITCH |  | CLOSED | IEC MIDDLE CURVE | FUSES | SPARE |  |  |  | 250.000 A |  |  | 6
380083494 | TNB | DISTRIBUTION | KUALA SELANGOR | Existing | RYB | LV FUSE SWITCH |  | CLOSED | IEC MIDDLE CURVE | FUSES | SPARE |  |  |  | 250.000 A |  |  | 6
380083506 | TNB | DISTRIBUTION | KUALA SELANGOR | Existing | RYB | LV FUSE SWITCH |  | CLOSED | IEC MIDDLE CURVE | FUSES | SPARE |  |  |  | 250.000 A |  |  | 6
380083511 | TNB | DISTRIBUTION | KUALA SELANGOR | Existing | RYB | LV FUSE SWITCH |  | CLOSED | IEC MIDDLE CURVE | FUSES | SPARE |  |  |  | 250.000 A |  |  | 6
380083514 | TNB | DISTRIBUTION | KUALA SELANGOR | Existing | RYB | LV FUSE SWITCH |  | CLOSED | IEC MIDDLE CURVE | FUSES | SPARE |  |  |  | 250.000 A |  |  | 6
380083518 | TNB | DISTRIBUTION | KUALA SELANGOR | Existing | RYB | LV FUSE SWITCH |  | CLOSED | IEC MIDDLE CURVE | FUSES | SPARE |  |  |  | 250.000 A |  |  | 6
380083528 | TNB | DISTRIBUTION | KUALA SELANGOR | Existing | RYB | LV FUSE SWITCH |  | CLOSED | IEC MIDDLE CURVE | FUSES | SPARE |  |  |  | 250.000 A |  |  | 6
380083534 | TNB | DISTRIBUTION | KUALA SELANGOR | Existing | RYB | LV FUSE SWITCH |  | CLOSED | IEC MIDDLE CURVE | FUSES | SPARE |  |  |  | 250.000 A |  |  | 6
380083546 | TNB | DISTRIBUTION | KUALA SELANGOR | Existing | RYB | LV FUSE SWITCH |  | CLOSED | IEC MIDDLE CURVE | FUSES | SPARE |  |  |  | 250.000 A |  |  | 6
380083798 | TNB | DISTRIBUTION | KUALA SELANGOR | Existing | RYB | LV FUSE SWITCH |  | CLOSED | IEC MIDDLE CURVE | FUSES | SPARE |  |  |  | 250.000 A |  |  | 6
380083810 | TNB | DISTRIBUTION | KUALA SELANGOR | Existing | RYB | LV FUSE SWITCH |  | CLOSED | IEC MIDDLE CURVE | FUSES | SPARE |  |  |  | 250.000 A |  |  | 6
380083815 | TNB | DISTRIBUTION | KUALA SELANGOR | Existing | RYB | LV FUSE SWITCH |  | CLOSED | IEC MIDDLE CURVE | FUSES | SPARE |  |  |  | 250.000 A |  |  | 6
380083818 | TNB | DISTRIBUTION | KUALA SELANGOR | Existing | RYB | LV FUSE SWITCH |  | CLOSED | IEC MIDDLE CURVE | FUSES | SPARE |  |  |  | 250.000 A |  |  | 6
380083822 | TNB | DISTRIBUTION | KUALA SELANGOR | Existing | RYB | LV FUSE SWITCH |  | CLOSED | IEC MIDDLE CURVE | FUSES | SPARE |  |  |  | 250.000 A |  |  | 6
380083832 | TNB | DISTRIBUTION | KUALA SELANGOR | Existing | RYB | LV FUSE SWITCH |  | CLOSED | IEC MIDDLE CURVE | FUSES | SPARE |  |  |  | 250.000 A |  |  | 6
380083838 | TNB | DISTRIBUTION | KUALA SELANGOR | Existing | RYB | LV FUSE SWITCH |  | CLOSED | IEC MIDDLE CURVE | FUSES | SPARE |  |  |  | 250.000 A |  |  | 6
380083850 | TNB | DISTRIBUTION | KUALA SELANGOR | Existing | RYB | LV FUSE SWITCH |  | CLOSED | IEC MIDDLE CURVE | FUSES | SPARE |  |  |  | 250.000 A |  |  | 6
380084039 | TNB | DISTRIBUTION | KUALA SELANGOR | Existing | RYB | LV FUSE SWITCH |  | CLOSED | IEC MIDDLE CURVE | FUSES | SPARE |  |  |  | 250.000 A |  |  | 6
380084051 | TNB | DISTRIBUTION | KUALA SELANGOR | Existing | RYB | LV FUSE SWITCH |  | CLOSED | IEC MIDDLE CURVE | FUSES | SPARE |  |  |  | 250.000 A |  |  | 6
380084056 | TNB | DISTRIBUTION | KUALA SELANGOR | Existing | RYB | LV FUSE SWITCH |  | CLOSED | IEC MIDDLE CURVE | FUSES | SPARE |  |  |  | 250.000 A |  |  | 6
380084059 | TNB | DISTRIBUTION | KUALA SELANGOR | Existing | RYB | LV FUSE SWITCH |  | CLOSED | IEC MIDDLE CURVE | FUSES | SPARE |  |  |  | 250.000 A |  |  | 6
380084063 | TNB | DISTRIBUTION | KUALA SELANGOR | Existing | RYB | LV FUSE SWITCH |  | CLOSED | IEC MIDDLE CURVE | FUSES | SPARE |  |  |  | 250.000 A |  |  | 6
380084073 | TNB | DISTRIBUTION | KUALA SELANGOR | Existing | RYB | LV FUSE SWITCH |  | CLOSED | IEC MIDDLE CURVE | FUSES | SPARE |  |  |  | 250.000 A |  |  | 6
380084079 | TNB | DISTRIBUTION | KUALA SELANGOR | Existing | RYB | LV FUSE SWITCH |  | CLOSED | IEC MIDDLE CURVE | FUSES | SPARE |  |  |  | 250.000 A |  |  | 6
380084091 | TNB | DISTRIBUTION | KUALA SELANGOR | Existing | RYB | LV FUSE SWITCH |  | CLOSED | IEC MIDDLE CURVE | FUSES | SPARE |  |  |  | 250.000 A |  |  | 6
380084154 | TNB | DISTRIBUTION | KUALA SELANGOR | Existing | RYB | LV FUSE SWITCH |  | CLOSED | IEC MIDDLE CURVE | FUSES | SPARE |  |  |  | 250.000 A |  |  | 6
380084166 | TNB | DISTRIBUTION | KUALA SELANGOR | Existing | RYB | LV FUSE SWITCH |  | CLOSED | IEC MIDDLE CURVE | FUSES | SPARE |  |  |  | 250.000 A |  |  | 6
380084171 | TNB | DISTRIBUTION | KUALA SELANGOR | Existing | RYB | LV FUSE SWITCH |  | CLOSED | IEC MIDDLE CURVE | FUSES | SPARE |  |  |  | 250.000 A |  |  | 6
380084174 | TNB | DISTRIBUTION | KUALA SELANGOR | Existing | RYB | LV FUSE SWITCH |  | CLOSED | IEC MIDDLE CURVE | FUSES | SPARE |  |  |  | 250.000 A |  |  | 6
380084178 | TNB | DISTRIBUTION | KUALA SELANGOR | Existing | RYB | LV FUSE SWITCH |  | CLOSED | IEC MIDDLE CURVE | FUSES | SPARE |  |  |  | 250.000 A |  |  | 6
380084188 | TNB | DISTRIBUTION | KUALA SELANGOR | Existing | RYB | LV FUSE SWITCH |  | CLOSED | IEC MIDDLE CURVE | FUSES | SPARE |  |  |  | 250.000 A |  |  | 6
380084194 | TNB | DISTRIBUTION | KUALA SELANGOR | Existing | RYB | LV FUSE SWITCH |  | CLOSED | IEC MIDDLE CURVE | FUSES | SPARE |  |  |  | 250.000 A |  |  | 6
380084206 | TNB | DISTRIBUTION | KUALA SELANGOR | Existing | RYB | LV FUSE SWITCH |  | CLOSED | IEC MIDDLE CURVE | FUSES | SPARE |  |  |  | 250.000 A |  |  | 6
380084253 | TNB | DISTRIBUTION | KUALA SELANGOR | Existing | RYB | LV FUSE SWITCH |  | CLOSED | IEC MIDDLE CURVE | FUSES | SPARE |  |  |  | 250.000 A |  |  | 6
380084265 | TNB | DISTRIBUTION | KUALA SELANGOR | Existing | RYB | LV FUSE SWITCH |  | CLOSED | IEC MIDDLE CURVE | FUSES | SPARE |  |  |  | 250.000 A |  |  | 6
380084270 | TNB | DISTRIBUTION | KUALA SELANGOR | Existing | RYB | LV FUSE SWITCH |  | CLOSED | IEC MIDDLE CURVE | FUSES | SPARE |  |  |  | 250.000 A |  |  | 6
380084273 | TNB | DISTRIBUTION | KUALA SELANGOR | Existing | RYB | LV FUSE SWITCH |  | CLOSED | IEC MIDDLE CURVE | FUSES | SPARE |  |  |  | 250.000 A |  |  | 6
380084277 | TNB | DISTRIBUTION | KUALA SELANGOR | Existing | RYB | LV FUSE SWITCH |  | CLOSED | IEC MIDDLE CURVE | FUSES | SPARE |  |  |  | 250.000 A |  |  | 6
380084287 | TNB | DISTRIBUTION | KUALA SELANGOR | Existing | RYB | LV FUSE SWITCH |  | CLOSED | IEC MIDDLE CURVE | FUSES | SPARE |  |  |  | 250.000 A |  |  | 6
380084293 | TNB | DISTRIBUTION | KUALA SELANGOR | Existing | RYB | LV FUSE SWITCH |  | CLOSED | IEC MIDDLE CURVE | FUSES | SPARE |  |  |  | 250.000 A |  |  | 6
380084305 | TNB | DISTRIBUTION | KUALA SELANGOR | Existing | RYB | LV FUSE SWITCH |  | CLOSED | IEC MIDDLE CURVE | FUSES | SPARE |  |  |  | 250.000 A |  |  | 6
380084355 | TNB | DISTRIBUTION | KUALA SELANGOR | Existing | RYB | LV FUSE SWITCH |  | CLOSED | IEC MIDDLE CURVE | FUSES | SPARE |  |  |  | 250.000 A |  |  | 3
380084372 | TNB | DISTRIBUTION | KUALA SELANGOR | Existing | RYB | LV FUSE SWITCH |  | CLOSED | IEC MIDDLE CURVE | FUSES | SPARE |  |  |  | 250.000 A |  |  | 3
380084376 | TNB | DISTRIBUTION | KUALA SELANGOR | Existing | RYB | LV FUSE SWITCH |  | CLOSED | IEC MIDDLE CURVE | FUSES | SPARE |  |  |  | 250.000 A |  |  | 3
380084382 | TNB | DISTRIBUTION | KUALA SELANGOR | Existing | RYB | LV FUSE SWITCH |  | CLOSED | IEC MIDDLE CURVE | FUSES | SPARE |  |  |  | 250.000 A |  |  | 3
380084389 | TNB | DISTRIBUTION | KUALA SELANGOR | Existing | RYB | LV FUSE SWITCH |  | CLOSED | IEC MIDDLE CURVE | FUSES | SPARE |  |  |  | 250.000 A |  |  | 3
380084396 | TNB | DISTRIBUTION | KUALA SELANGOR | Existing | RYB | LV FUSE SWITCH |  | CLOSED | IEC MIDDLE CURVE | FUSES | SPARE |  |  |  | 250.000 A |  |  | 3
380084403 | TNB | DISTRIBUTION | KUALA SELANGOR | Existing | RYB | LV FUSE SWITCH |  | CLOSED | IEC MIDDLE CURVE | FUSES | SPARE |  |  |  | 250.000 A |  |  | 3
380084408 | TNB | DISTRIBUTION | KUALA SELANGOR | Existing | RYB | LV FUSE SWITCH |  | CLOSED | IEC MIDDLE CURVE | FUSES | SPARE |  |  |  | 250.000 A |  |  | 3
380084428 | TNB | DISTRIBUTION | KUALA SELANGOR | Existing | RYB | LV FUSE SWITCH |  | CLOSED | IEC MIDDLE CURVE | FUSES | SPARE |  |  |  | 250.000 A |  |  | 3
380084440 | TNB | DISTRIBUTION | KUALA SELANGOR | Existing | RYB | LV FUSE SWITCH |  | CLOSED | IEC MIDDLE CURVE | FUSES | SPARE |  |  |  | 250.000 A |  |  | 3
380084515 | TNB | DISTRIBUTION | KUALA SELANGOR | Existing | RYB | LV FUSE SWITCH |  | CLOSED | IEC MIDDLE CURVE | FUSES | SPARE |  |  |  | 250.000 A |  |  | 3
380084529 | TNB | DISTRIBUTION | KUALA SELANGOR | Existing | RYB | LV FUSE SWITCH |  | CLOSED | IEC MIDDLE CURVE | FUSES | SPARE |  |  |  | 250.000 A |  |  | 3
380084536 | TNB | DISTRIBUTION | KUALA SELANGOR | Existing | RYB | LV FUSE SWITCH |  | CLOSED | IEC MIDDLE CURVE | FUSES | SPARE |  |  |  | 250.000 A |  |  | 3
380084541 | TNB | DISTRIBUTION | KUALA SELANGOR | Existing | RYB | LV FUSE SWITCH |  | CLOSED | IEC MIDDLE CURVE | FUSES | SPARE |  |  |  | 250.000 A |  |  | 3
380084547 | TNB | DISTRIBUTION | KUALA SELANGOR | Existing | RYB | LV FUSE SWITCH |  | CLOSED | IEC MIDDLE CURVE | FUSES | SPARE |  |  |  | 250.000 A |  |  | 3
380084559 | TNB | DISTRIBUTION | KUALA SELANGOR | Existing | RYB | LV FUSE SWITCH |  | CLOSED | IEC MIDDLE CURVE | FUSES | SPARE |  |  |  | 250.000 A |  |  | 3
380084567 | TNB | DISTRIBUTION | KUALA SELANGOR | Existing | RYB | LV FUSE SWITCH |  | CLOSED | IEC MIDDLE CURVE | FUSES | SPARE |  |  |  | 250.000 A |  |  | 3
380084585 | TNB | DISTRIBUTION | KUALA SELANGOR | Existing | RYB | LV FUSE SWITCH |  | CLOSED | IEC MIDDLE CURVE | FUSES | SPARE |  |  |  | 250.000 A |  |  | 3
380084592 | TNB | DISTRIBUTION | KUALA SELANGOR | Existing | RYB | LV FUSE SWITCH |  | CLOSED | IEC MIDDLE CURVE | FUSES | SPARE |  |  |  | 250.000 A |  |  | 3
380084606 | TNB | DISTRIBUTION | KUALA SELANGOR | Existing | RYB | LV FUSE SWITCH |  | CLOSED | IEC MIDDLE CURVE | FUSES | SPARE |  |  |  | 250.000 A |  |  | 3
380084613 | TNB | DISTRIBUTION | KUALA SELANGOR | Existing | RYB | LV FUSE SWITCH |  | CLOSED | IEC MIDDLE CURVE | FUSES | SPARE |  |  |  | 250.000 A |  |  | 3
380084618 | TNB | DISTRIBUTION | KUALA SELANGOR | Existing | RYB | LV FUSE SWITCH |  | CLOSED | IEC MIDDLE CURVE | FUSES | SPARE |  |  |  | 250.000 A |  |  | 3
380084624 | TNB | DISTRIBUTION | KUALA SELANGOR | Existing | RYB | LV FUSE SWITCH |  | CLOSED | IEC MIDDLE CURVE | FUSES | SPARE |  |  |  | 250.000 A |  |  | 3
380084636 | TNB | DISTRIBUTION | KUALA SELANGOR | Existing | RYB | LV FUSE SWITCH |  | CLOSED | IEC MIDDLE CURVE | FUSES | SPARE |  |  |  | 250.000 A |  |  | 3
380084644 | TNB | DISTRIBUTION | KUALA SELANGOR | Existing | RYB | LV FUSE SWITCH |  | CLOSED | IEC MIDDLE CURVE | FUSES | SPARE |  |  |  | 250.000 A |  |  | 3
380084662 | TNB | DISTRIBUTION | KUALA SELANGOR | Existing | RYB | LV FUSE SWITCH |  | CLOSED | IEC MIDDLE CURVE | FUSES | SPARE |  |  |  | 250.000 A |  |  | 3
380084717 | TNB | DISTRIBUTION | KUALA SELANGOR | Existing | RYB | LV FUSE SWITCH |  | CLOSED | IEC MIDDLE CURVE | FUSES | SPARE |  |  |  | 250.000 A |  |  | 3
380084721 | TNB | DISTRIBUTION | KUALA SELANGOR | Existing | RYB | LV FUSE SWITCH |  | CLOSED | IEC MIDDLE CURVE | FUSES | SPARE |  |  |  | 250.000 A |  |  | 3
380084736 | TNB | DISTRIBUTION | KUALA SELANGOR | Existing | RYB | LV FUSE SWITCH |  | CLOSED | IEC MIDDLE CURVE | FUSES | SPARE |  |  |  | 250.000 A |  |  | 3
380084748 | TNB | DISTRIBUTION | KUALA SELANGOR | Existing | RYB | LV FUSE SWITCH |  | CLOSED | IEC MIDDLE CURVE | FUSES | SPARE |  |  |  | 250.000 A |  |  | 3
380084755 | TNB | DISTRIBUTION | KUALA SELANGOR | Existing | RYB | LV FUSE SWITCH |  | CLOSED | IEC MIDDLE CURVE | FUSES | SPARE |  |  |  | 250.000 A |  |  | 3
380084764 | TNB | DISTRIBUTION | KUALA SELANGOR | Existing | RYB | LV FUSE SWITCH |  | CLOSED | IEC MIDDLE CURVE | FUSES | SPARE |  |  |  | 250.000 A |  |  | 3
380084774 | TNB | DISTRIBUTION | KUALA SELANGOR | Existing | RYB | LV FUSE SWITCH |  | CLOSED | IEC MIDDLE CURVE | FUSES | SPARE |  |  |  | 250.000 A |  |  | 3
380084781 | TNB | DISTRIBUTION | KUALA SELANGOR | Existing | RYB | LV FUSE SWITCH |  | CLOSED | IEC MIDDLE CURVE | FUSES | SPARE |  |  |  | 250.000 A |  |  | 3
380084838 | TNB | DISTRIBUTION | KUALA SELANGOR | Existing | RYB | LV FUSE SWITCH |  | CLOSED | IEC MIDDLE CURVE | FUSES | SPARE |  |  |  | 250.000 A |  |  | 3
380084842 | TNB | DISTRIBUTION | KUALA SELANGOR | Existing | RYB | LV FUSE SWITCH |  | CLOSED | IEC MIDDLE CURVE | FUSES | SPARE |  |  |  | 250.000 A |  |  | 3
380084857 | TNB | DISTRIBUTION | KUALA SELANGOR | Existing | RYB | LV FUSE SWITCH |  | CLOSED | IEC MIDDLE CURVE | FUSES | SPARE |  |  |  | 250.000 A |  |  | 3
380084869 | TNB | DISTRIBUTION | KUALA SELANGOR | Existing | RYB | LV FUSE SWITCH |  | CLOSED | IEC MIDDLE CURVE | FUSES | SPARE |  |  |  | 250.000 A |  |  | 3
380084876 | TNB | DISTRIBUTION | KUALA SELANGOR | Existing | RYB | LV FUSE SWITCH |  | CLOSED | IEC MIDDLE CURVE | FUSES | SPARE |  |  |  | 250.000 A |  |  | 3
380084885 | TNB | DISTRIBUTION | KUALA SELANGOR | Existing | RYB | LV FUSE SWITCH |  | CLOSED | IEC MIDDLE CURVE | FUSES | SPARE |  |  |  | 250.000 A |  |  | 3
380084895 | TNB | DISTRIBUTION | KUALA SELANGOR | Existing | RYB | LV FUSE SWITCH |  | CLOSED | IEC MIDDLE CURVE | FUSES | SPARE |  |  |  | 250.000 A |  |  | 3
380084902 | TNB | DISTRIBUTION | KUALA SELANGOR | Existing | RYB | LV FUSE SWITCH |  | CLOSED | IEC MIDDLE CURVE | FUSES | SPARE |  |  |  | 250.000 A |  |  | 3
380084914 | TNB | DISTRIBUTION | KUALA SELANGOR | Existing | RYB | LV FUSE SWITCH |  | CLOSED | IEC MIDDLE CURVE | FUSES | SPARE |  |  |  | 250.000 A |  |  | 3
380084918 | TNB | DISTRIBUTION | KUALA SELANGOR | Existing | RYB | LV FUSE SWITCH |  | CLOSED | IEC MIDDLE CURVE | FUSES | SPARE |  |  |  | 250.000 A |  |  | 3
380084933 | TNB | DISTRIBUTION | KUALA SELANGOR | Existing | RYB | LV FUSE SWITCH |  | CLOSED | IEC MIDDLE CURVE | FUSES | SPARE |  |  |  | 250.000 A |  |  | 3
380084945 | TNB | DISTRIBUTION | KUALA SELANGOR | Existing | RYB | LV FUSE SWITCH |  | CLOSED | IEC MIDDLE CURVE | FUSES | SPARE |  |  |  | 250.000 A |  |  | 3
380084952 | TNB | DISTRIBUTION | KUALA SELANGOR | Existing | RYB | LV FUSE SWITCH |  | CLOSED | IEC MIDDLE CURVE | FUSES | SPARE |  |  |  | 250.000 A |  |  | 3
380084961 | TNB | DISTRIBUTION | KUALA SELANGOR | Existing | RYB | LV FUSE SWITCH |  | CLOSED | IEC MIDDLE CURVE | FUSES | SPARE |  |  |  | 250.000 A |  |  | 3
380084971 | TNB | DISTRIBUTION | KUALA SELANGOR | Existing | RYB | LV FUSE SWITCH |  | CLOSED | IEC MIDDLE CURVE | FUSES | SPARE |  |  |  | 250.000 A |  |  | 3
380084978 | TNB | DISTRIBUTION | KUALA SELANGOR | Existing | RYB | LV FUSE SWITCH |  | CLOSED | IEC MIDDLE CURVE | FUSES | SPARE |  |  |  | 250.000 A |  |  | 3
380085052 | TNB | DISTRIBUTION | KUALA SELANGOR | Existing | RYB | LV FUSE SWITCH |  | CLOSED | IEC MIDDLE CURVE | FUSES | SPARE |  |  |  | 250.000 A |  |  | 3
380085066 | TNB | DISTRIBUTION | KUALA SELANGOR | Existing | RYB | LV FUSE SWITCH |  | CLOSED | IEC MIDDLE CURVE | FUSES | SPARE |  |  |  | 250.000 A |  |  | 3
380085073 | TNB | DISTRIBUTION | KUALA SELANGOR | Existing | RYB | LV FUSE SWITCH |  | CLOSED | IEC MIDDLE CURVE | FUSES | SPARE |  |  |  | 250.000 A |  |  | 3
380085078 | TNB | DISTRIBUTION | KUALA SELANGOR | Existing | RYB | LV FUSE SWITCH |  | CLOSED | IEC MIDDLE CURVE | FUSES | SPARE |  |  |  | 250.000 A |  |  | 3
380085084 | TNB | DISTRIBUTION | KUALA SELANGOR | Existing | RYB | LV FUSE SWITCH |  | CLOSED | IEC MIDDLE CURVE | FUSES | SPARE |  |  |  | 250.000 A |  |  | 3
380085096 | TNB | DISTRIBUTION | KUALA SELANGOR | Existing | RYB | LV FUSE SWITCH |  | CLOSED | IEC MIDDLE CURVE | FUSES | SPARE |  |  |  | 250.000 A |  |  | 3
380085104 | TNB | DISTRIBUTION | KUALA SELANGOR | Existing | RYB | LV FUSE SWITCH |  | CLOSED | IEC MIDDLE CURVE | FUSES | SPARE |  |  |  | 250.000 A |  |  | 3
380085122 | TNB | DISTRIBUTION | KUALA SELANGOR | Existing | RYB | LV FUSE SWITCH |  | CLOSED | IEC MIDDLE CURVE | FUSES | SPARE |  |  |  | 250.000 A |  |  | 3
380085195 | TNB | DISTRIBUTION | KUALA SELANGOR | Existing | RYB | LV FUSE SWITCH |  | CLOSED | IEC MIDDLE CURVE | FUSES | SPARE |  |  |  | 250.000 A |  |  | 3
380085209 | TNB | DISTRIBUTION | KUALA SELANGOR | Existing | RYB | LV FUSE SWITCH |  | CLOSED | IEC MIDDLE CURVE | FUSES | SPARE |  |  |  | 250.000 A |  |  | 3
380085216 | TNB | DISTRIBUTION | KUALA SELANGOR | Existing | RYB | LV FUSE SWITCH |  | CLOSED | IEC MIDDLE CURVE | FUSES | SPARE |  |  |  | 250.000 A |  |  | 3
380085221 | TNB | DISTRIBUTION | KUALA SELANGOR | Existing | RYB | LV FUSE SWITCH |  | CLOSED | IEC MIDDLE CURVE | FUSES | SPARE |  |  |  | 250.000 A |  |  | 3
380085227 | TNB | DISTRIBUTION | KUALA SELANGOR | Existing | RYB | LV FUSE SWITCH |  | CLOSED | IEC MIDDLE CURVE | FUSES | SPARE |  |  |  | 250.000 A |  |  | 3
380085239 | TNB | DISTRIBUTION | KUALA SELANGOR | Existing | RYB | LV FUSE SWITCH |  | CLOSED | IEC MIDDLE CURVE | FUSES | SPARE |  |  |  | 250.000 A |  |  | 3
380085247 | TNB | DISTRIBUTION | KUALA SELANGOR | Existing | RYB | LV FUSE SWITCH |  | CLOSED | IEC MIDDLE CURVE | FUSES | SPARE |  |  |  | 250.000 A |  |  | 3
380085265 | TNB | DISTRIBUTION | KUALA SELANGOR | Existing | RYB | LV FUSE SWITCH |  | CLOSED | IEC MIDDLE CURVE | FUSES | SPARE |  |  |  | 250.000 A |  |  | 3
380085310 | TNB | DISTRIBUTION | KUALA SELANGOR | Existing | RYB | LV FUSE SWITCH |  | CLOSED | IEC MIDDLE CURVE | FUSES | SPARE |  |  |  | 250.000 A |  |  | 3
380085324 | TNB | DISTRIBUTION | KUALA SELANGOR | Existing | RYB | LV FUSE SWITCH |  | CLOSED | IEC MIDDLE CURVE | FUSES | SPARE |  |  |  | 250.000 A |  |  | 3
380085331 | TNB | DISTRIBUTION | KUALA SELANGOR | Existing | RYB | LV FUSE SWITCH |  | CLOSED | IEC MIDDLE CURVE | FUSES | SPARE |  |  |  | 250.000 A |  |  | 3
380085336 | TNB | DISTRIBUTION | KUALA SELANGOR | Existing | RYB | LV FUSE SWITCH |  | CLOSED | IEC MIDDLE CURVE | FUSES | SPARE |  |  |  | 250.000 A |  |  | 3
380085342 | TNB | DISTRIBUTION | KUALA SELANGOR | Existing | RYB | LV FUSE SWITCH |  | CLOSED | IEC MIDDLE CURVE | FUSES | SPARE |  |  |  | 250.000 A |  |  | 3
380085354 | TNB | DISTRIBUTION | KUALA SELANGOR | Existing | RYB | LV FUSE SWITCH |  | CLOSED | IEC MIDDLE CURVE | FUSES | SPARE |  |  |  | 250.000 A |  |  | 3
380085362 | TNB | DISTRIBUTION | KUALA SELANGOR | Existing | RYB | LV FUSE SWITCH |  | CLOSED | IEC MIDDLE CURVE | FUSES | SPARE |  |  |  | 250.000 A |  |  | 3
380085380 | TNB | DISTRIBUTION | KUALA SELANGOR | Existing | RYB | LV FUSE SWITCH |  | CLOSED | IEC MIDDLE CURVE | FUSES | SPARE |  |  |  | 250.000 A |  |  | 3
380085608 | TNB | DISTRIBUTION | KUALA SELANGOR | Existing | RYB | LV FUSE SWITCH |  | CLOSED | IEC MIDDLE CURVE | FUSES | SPARE |  |  |  | 250.000 A |  |  | 3
380085622 | TNB | DISTRIBUTION | KUALA SELANGOR | Existing | RYB | LV FUSE SWITCH |  | CLOSED | IEC MIDDLE CURVE | FUSES | SPARE |  |  |  | 250.000 A |  |  | 3
380085629 | TNB | DISTRIBUTION | KUALA SELANGOR | Existing | RYB | LV FUSE SWITCH |  | CLOSED | IEC MIDDLE CURVE | FUSES | SPARE |  |  |  | 250.000 A |  |  | 3
380085634 | TNB | DISTRIBUTION | KUALA SELANGOR | Existing | RYB | LV FUSE SWITCH |  | CLOSED | IEC MIDDLE CURVE | FUSES | SPARE |  |  |  | 250.000 A |  |  | 3
380085640 | TNB | DISTRIBUTION | KUALA SELANGOR | Existing | RYB | LV FUSE SWITCH |  | CLOSED | IEC MIDDLE CURVE | FUSES | SPARE |  |  |  | 250.000 A |  |  | 3
380085652 | TNB | DISTRIBUTION | KUALA SELANGOR | Existing | RYB | LV FUSE SWITCH |  | CLOSED | IEC MIDDLE CURVE | FUSES | SPARE |  |  |  | 250.000 A |  |  | 3
380085660 | TNB | DISTRIBUTION | KUALA SELANGOR | Existing | RYB | LV FUSE SWITCH |  | CLOSED | IEC MIDDLE CURVE | FUSES | SPARE |  |  |  | 250.000 A |  |  | 3
380085678 | TNB | DISTRIBUTION | KUALA SELANGOR | Existing | RYB | LV FUSE SWITCH |  | CLOSED | IEC MIDDLE CURVE | FUSES | SPARE |  |  |  | 250.000 A |  |  | 3
380085746 | TNB | DISTRIBUTION | KUALA SELANGOR | Existing | RYB | LV FUSE SWITCH |  | CLOSED | IEC MIDDLE CURVE | FUSES | SPARE |  |  |  | 250.000 A |  |  | 3
380085760 | TNB | DISTRIBUTION | KUALA SELANGOR | Existing | RYB | LV FUSE SWITCH |  | CLOSED | IEC MIDDLE CURVE | FUSES | SPARE |  |  |  | 250.000 A |  |  | 3
380085767 | TNB | DISTRIBUTION | KUALA SELANGOR | Existing | RYB | LV FUSE SWITCH |  | CLOSED | IEC MIDDLE CURVE | FUSES | SPARE |  |  |  | 250.000 A |  |  | 3
380085772 | TNB | DISTRIBUTION | KUALA SELANGOR | Existing | RYB | LV FUSE SWITCH |  | CLOSED | IEC MIDDLE CURVE | FUSES | SPARE |  |  |  | 250.000 A |  |  | 3
380085778 | TNB | DISTRIBUTION | KUALA SELANGOR | Existing | RYB | LV FUSE SWITCH |  | CLOSED | IEC MIDDLE CURVE | FUSES | SPARE |  |  |  | 250.000 A |  |  | 3
380085790 | TNB | DISTRIBUTION | KUALA SELANGOR | Existing | RYB | LV FUSE SWITCH |  | CLOSED | IEC MIDDLE CURVE | FUSES | SPARE |  |  |  | 250.000 A |  |  | 3
380085798 | TNB | DISTRIBUTION | KUALA SELANGOR | Existing | RYB | LV FUSE SWITCH |  | CLOSED | IEC MIDDLE CURVE | FUSES | SPARE |  |  |  | 250.000 A |  |  | 3
380085816 | TNB | DISTRIBUTION | KUALA SELANGOR | Existing | RYB | LV FUSE SWITCH |  | CLOSED | IEC MIDDLE CURVE | FUSES | SPARE |  |  |  | 250.000 A |  |  | 3
380085823 | TNB | DISTRIBUTION | KUALA SELANGOR | Existing | RYB | LV FUSE SWITCH |  | CLOSED | IEC MIDDLE CURVE | FUSES | SPARE |  |  |  | 250.000 A |  |  | 3
380085837 | TNB | DISTRIBUTION | KUALA SELANGOR | Existing | RYB | LV FUSE SWITCH |  | CLOSED | IEC MIDDLE CURVE | FUSES | SPARE |  |  |  | 250.000 A |  |  | 3
380085844 | TNB | DISTRIBUTION | KUALA SELANGOR | Existing | RYB | LV FUSE SWITCH |  | CLOSED | IEC MIDDLE CURVE | FUSES | SPARE |  |  |  | 250.000 A |  |  | 3
380085849 | TNB | DISTRIBUTION | KUALA SELANGOR | Existing | RYB | LV FUSE SWITCH |  | CLOSED | IEC MIDDLE CURVE | FUSES | SPARE |  |  |  | 250.000 A |  |  | 3
380085855 | TNB | DISTRIBUTION | KUALA SELANGOR | Existing | RYB | LV FUSE SWITCH |  | CLOSED | IEC MIDDLE CURVE | FUSES | SPARE |  |  |  | 250.000 A |  |  | 3
380085867 | TNB | DISTRIBUTION | KUALA SELANGOR | Existing | RYB | LV FUSE SWITCH |  | CLOSED | IEC MIDDLE CURVE | FUSES | SPARE |  |  |  | 250.000 A |  |  | 3
380085875 | TNB | DISTRIBUTION | KUALA SELANGOR | Existing | RYB | LV FUSE SWITCH |  | CLOSED | IEC MIDDLE CURVE | FUSES | SPARE |  |  |  | 250.000 A |  |  | 3
380085893 | TNB | DISTRIBUTION | KUALA SELANGOR | Existing | RYB | LV FUSE SWITCH |  | CLOSED | IEC MIDDLE CURVE | FUSES | SPARE |  |  |  | 250.000 A |  |  | 3
380085943 | TNB | DISTRIBUTION | KUALA SELANGOR | Existing | RYB | LV FUSE SWITCH |  | CLOSED | IEC MIDDLE CURVE | FUSES | SPARE |  |  |  | 250.000 A |  |  | 3
380085957 | TNB | DISTRIBUTION | KUALA SELANGOR | Existing | RYB | LV FUSE SWITCH |  | CLOSED | IEC MIDDLE CURVE | FUSES | SPARE |  |  |  | 250.000 A |  |  | 3
380085964 | TNB | DISTRIBUTION | KUALA SELANGOR | Existing | RYB | LV FUSE SWITCH |  | CLOSED | IEC MIDDLE CURVE | FUSES | SPARE |  |  |  | 250.000 A |  |  | 3
380085969 | TNB | DISTRIBUTION | KUALA SELANGOR | Existing | RYB | LV FUSE SWITCH |  | CLOSED | IEC MIDDLE CURVE | FUSES | SPARE |  |  |  | 250.000 A |  |  | 3
380085975 | TNB | DISTRIBUTION | KUALA SELANGOR | Existing | RYB | LV FUSE SWITCH |  | CLOSED | IEC MIDDLE CURVE | FUSES | SPARE |  |  |  | 250.000 A |  |  | 3
380085987 | TNB | DISTRIBUTION | KUALA SELANGOR | Existing | RYB | LV FUSE SWITCH |  | CLOSED | IEC MIDDLE CURVE | FUSES | SPARE |  |  |  | 250.000 A |  |  | 3
380085995 | TNB | DISTRIBUTION | KUALA SELANGOR | Existing | RYB | LV FUSE SWITCH |  | CLOSED | IEC MIDDLE CURVE | FUSES | SPARE |  |  |  | 250.000 A |  |  | 3
380086013 | TNB | DISTRIBUTION | KUALA SELANGOR | Existing | RYB | LV FUSE SWITCH |  | CLOSED | IEC MIDDLE CURVE | FUSES | SPARE |  |  |  | 250.000 A |  |  | 3
380086062 | TNB | DISTRIBUTION | KUALA SELANGOR | Existing | RYB | LV FUSE SWITCH |  | CLOSED | IEC MIDDLE CURVE | FUSES | SPARE |  |  |  | 250.000 A |  |  | 3
380086076 | TNB | DISTRIBUTION | KUALA SELANGOR | Existing | RYB | LV FUSE SWITCH |  | CLOSED | IEC MIDDLE CURVE | FUSES | SPARE |  |  |  | 250.000 A |  |  | 3
380086083 | TNB | DISTRIBUTION | KUALA SELANGOR | Existing | RYB | LV FUSE SWITCH |  | CLOSED | IEC MIDDLE CURVE | FUSES | SPARE |  |  |  | 250.000 A |  |  | 3
380086088 | TNB | DISTRIBUTION | KUALA SELANGOR | Existing | RYB | LV FUSE SWITCH |  | CLOSED | IEC MIDDLE CURVE | FUSES | SPARE |  |  |  | 250.000 A |  |  | 3
380086094 | TNB | DISTRIBUTION | KUALA SELANGOR | Existing | RYB | LV FUSE SWITCH |  | CLOSED | IEC MIDDLE CURVE | FUSES | SPARE |  |  |  | 250.000 A |  |  | 3
380086106 | TNB | DISTRIBUTION | KUALA SELANGOR | Existing | RYB | LV FUSE SWITCH |  | CLOSED | IEC MIDDLE CURVE | FUSES | SPARE |  |  |  | 250.000 A |  |  | 3
380086114 | TNB | DISTRIBUTION | KUALA SELANGOR | Existing | RYB | LV FUSE SWITCH |  | CLOSED | IEC MIDDLE CURVE | FUSES | SPARE |  |  |  | 250.000 A |  |  | 3
380086132 | TNB | DISTRIBUTION | KUALA SELANGOR | Existing | RYB | LV FUSE SWITCH |  | CLOSED | IEC MIDDLE CURVE | FUSES | SPARE |  |  |  | 250.000 A |  |  | 3
380086181 | TNB | DISTRIBUTION | KUALA SELANGOR | Existing | RYB | LV FUSE SWITCH |  | CLOSED | IEC MIDDLE CURVE | FUSES | SPARE |  |  |  | 250.000 A |  |  | 3
380086195 | TNB | DISTRIBUTION | KUALA SELANGOR | Existing | RYB | LV FUSE SWITCH |  | CLOSED | IEC MIDDLE CURVE | FUSES | SPARE |  |  |  | 250.000 A |  |  | 3
380086202 | TNB | DISTRIBUTION | KUALA SELANGOR | Existing | RYB | LV FUSE SWITCH |  | CLOSED | IEC MIDDLE CURVE | FUSES | SPARE |  |  |  | 250.000 A |  |  | 3
380086207 | TNB | DISTRIBUTION | KUALA SELANGOR | Existing | RYB | LV FUSE SWITCH |  | CLOSED | IEC MIDDLE CURVE | FUSES | SPARE |  |  |  | 250.000 A |  |  | 3
380086213 | TNB | DISTRIBUTION | KUALA SELANGOR | Existing | RYB | LV FUSE SWITCH |  | CLOSED | IEC MIDDLE CURVE | FUSES | SPARE |  |  |  | 250.000 A |  |  | 3
380086225 | TNB | DISTRIBUTION | KUALA SELANGOR | Existing | RYB | LV FUSE SWITCH |  | CLOSED | IEC MIDDLE CURVE | FUSES | SPARE |  |  |  | 250.000 A |  |  | 3
380086233 | TNB | DISTRIBUTION | KUALA SELANGOR | Existing | RYB | LV FUSE SWITCH |  | CLOSED | IEC MIDDLE CURVE | FUSES | SPARE |  |  |  | 250.000 A |  |  | 3
380086251 | TNB | DISTRIBUTION | KUALA SELANGOR | Existing | RYB | LV FUSE SWITCH |  | CLOSED | IEC MIDDLE CURVE | FUSES | SPARE |  |  |  | 250.000 A |  |  | 3
380086422 | TNB | DISTRIBUTION | KUALA SELANGOR | Existing | RYB | LV FUSE SWITCH |  | CLOSED | IEC MIDDLE CURVE | FUSES | SPARE |  |  |  | 250.000 A |  |  | 3
380086436 | TNB | DISTRIBUTION | KUALA SELANGOR | Existing | RYB | LV FUSE SWITCH |  | CLOSED | IEC MIDDLE CURVE | FUSES | SPARE |  |  |  | 250.000 A |  |  | 3
380086443 | TNB | DISTRIBUTION | KUALA SELANGOR | Existing | RYB | LV FUSE SWITCH |  | CLOSED | IEC MIDDLE CURVE | FUSES | SPARE |  |  |  | 250.000 A |  |  | 3
380086448 | TNB | DISTRIBUTION | KUALA SELANGOR | Existing | RYB | LV FUSE SWITCH |  | CLOSED | IEC MIDDLE CURVE | FUSES | SPARE |  |  |  | 250.000 A |  |  | 3
380086454 | TNB | DISTRIBUTION | KUALA SELANGOR | Existing | RYB | LV FUSE SWITCH |  | CLOSED | IEC MIDDLE CURVE | FUSES | SPARE |  |  |  | 250.000 A |  |  | 3
380086466 | TNB | DISTRIBUTION | KUALA SELANGOR | Existing | RYB | LV FUSE SWITCH |  | CLOSED | IEC MIDDLE CURVE | FUSES | SPARE |  |  |  | 250.000 A |  |  | 3
380086474 | TNB | DISTRIBUTION | KUALA SELANGOR | Existing | RYB | LV FUSE SWITCH |  | CLOSED | IEC MIDDLE CURVE | FUSES | SPARE |  |  |  | 250.000 A |  |  | 3
380086492 | TNB | DISTRIBUTION | KUALA SELANGOR | Existing | RYB | LV FUSE SWITCH |  | CLOSED | IEC MIDDLE CURVE | FUSES | SPARE |  |  |  | 250.000 A |  |  | 3
380086542 | TNB | DISTRIBUTION | KUALA SELANGOR | Existing | RYB | LV FUSE SWITCH |  | CLOSED | IEC MIDDLE CURVE | FUSES | SPARE |  |  |  | 250.000 A |  |  | 3
380086556 | TNB | DISTRIBUTION | KUALA SELANGOR | Existing | RYB | LV FUSE SWITCH |  | CLOSED | IEC MIDDLE CURVE | FUSES | SPARE |  |  |  | 250.000 A |  |  | 3
380086563 | TNB | DISTRIBUTION | KUALA SELANGOR | Existing | RYB | LV FUSE SWITCH |  | CLOSED | IEC MIDDLE CURVE | FUSES | SPARE |  |  |  | 250.000 A |  |  | 3
380086568 | TNB | DISTRIBUTION | KUALA SELANGOR | Existing | RYB | LV FUSE SWITCH |  | CLOSED | IEC MIDDLE CURVE | FUSES | SPARE |  |  |  | 250.000 A |  |  | 3
380086574 | TNB | DISTRIBUTION | KUALA SELANGOR | Existing | RYB | LV FUSE SWITCH |  | CLOSED | IEC MIDDLE CURVE | FUSES | SPARE |  |  |  | 250.000 A |  |  | 3
380086586 | TNB | DISTRIBUTION | KUALA SELANGOR | Existing | RYB | LV FUSE SWITCH |  | CLOSED | IEC MIDDLE CURVE | FUSES | SPARE |  |  |  | 250.000 A |  |  | 3
380086594 | TNB | DISTRIBUTION | KUALA SELANGOR | Existing | RYB | LV FUSE SWITCH |  | CLOSED | IEC MIDDLE CURVE | FUSES | SPARE |  |  |  | 250.000 A |  |  | 3
380086612 | TNB | DISTRIBUTION | KUALA SELANGOR | Existing | RYB | LV FUSE SWITCH |  | CLOSED | IEC MIDDLE CURVE | FUSES | SPARE |  |  |  | 250.000 A |  |  | 3
380086643 | TNB | DISTRIBUTION | KUALA SELANGOR | Existing | RYB | LV FUSE SWITCH |  | CLOSED | IEC MIDDLE CURVE | FUSES | SPARE |  |  |  | 250.000 A |  |  | 3
380086647 | TNB | DISTRIBUTION | KUALA SELANGOR | Existing | RYB | LV FUSE SWITCH |  | CLOSED | IEC MIDDLE CURVE | FUSES | SPARE |  |  |  | 250.000 A |  |  | 3
380086662 | TNB | DISTRIBUTION | KUALA SELANGOR | Existing | RYB | LV FUSE SWITCH |  | CLOSED | IEC MIDDLE CURVE | FUSES | SPARE |  |  |  | 250.000 A |  |  | 3
380086674 | TNB | DISTRIBUTION | KUALA SELANGOR | Existing | RYB | LV FUSE SWITCH |  | CLOSED | IEC MIDDLE CURVE | FUSES | SPARE |  |  |  | 250.000 A |  |  | 3
380086681 | TNB | DISTRIBUTION | KUALA SELANGOR | Existing | RYB | LV FUSE SWITCH |  | CLOSED | IEC MIDDLE CURVE | FUSES | SPARE |  |  |  | 250.000 A |  |  | 3
380086690 | TNB | DISTRIBUTION | KUALA SELANGOR | Existing | RYB | LV FUSE SWITCH |  | CLOSED | IEC MIDDLE CURVE | FUSES | SPARE |  |  |  | 250.000 A |  |  | 3
380086700 | TNB | DISTRIBUTION | KUALA SELANGOR | Existing | RYB | LV FUSE SWITCH |  | CLOSED | IEC MIDDLE CURVE | FUSES | SPARE |  |  |  | 250.000 A |  |  | 3
380086707 | TNB | DISTRIBUTION | KUALA SELANGOR | Existing | RYB | LV FUSE SWITCH |  | CLOSED | IEC MIDDLE CURVE | FUSES | SPARE |  |  |  | 250.000 A |  |  | 3
380086793 | TNB | DISTRIBUTION | KUALA SELANGOR | Existing | RYB | LV FUSE SWITCH |  | CLOSED | IEC MIDDLE CURVE | FUSES | SPARE |  |  |  | 250.000 A |  |  | 3
380086807 | TNB | DISTRIBUTION | KUALA SELANGOR | Existing | RYB | LV FUSE SWITCH |  | CLOSED | IEC MIDDLE CURVE | FUSES | SPARE |  |  |  | 250.000 A |  |  | 3
380086814 | TNB | DISTRIBUTION | KUALA SELANGOR | Existing | RYB | LV FUSE SWITCH |  | CLOSED | IEC MIDDLE CURVE | FUSES | SPARE |  |  |  | 250.000 A |  |  | 3
380086819 | TNB | DISTRIBUTION | KUALA SELANGOR | Existing | RYB | LV FUSE SWITCH |  | CLOSED | IEC MIDDLE CURVE | FUSES | SPARE |  |  |  | 250.000 A |  |  | 3
380086825 | TNB | DISTRIBUTION | KUALA SELANGOR | Existing | RYB | LV FUSE SWITCH |  | CLOSED | IEC MIDDLE CURVE | FUSES | SPARE |  |  |  | 250.000 A |  |  | 3
380086837 | TNB | DISTRIBUTION | KUALA SELANGOR | Existing | RYB | LV FUSE SWITCH |  | CLOSED | IEC MIDDLE CURVE | FUSES | SPARE |  |  |  | 250.000 A |  |  | 3
380086845 | TNB | DISTRIBUTION | KUALA SELANGOR | Existing | RYB | LV FUSE SWITCH |  | CLOSED | IEC MIDDLE CURVE | FUSES | SPARE |  |  |  | 250.000 A |  |  | 3
380086863 | TNB | DISTRIBUTION | KUALA SELANGOR | Existing | RYB | LV FUSE SWITCH |  | CLOSED | IEC MIDDLE CURVE | FUSES | SPARE |  |  |  | 250.000 A |  |  | 3
380086870 | TNB | DISTRIBUTION | KUALA SELANGOR | Existing | RYB | LV FUSE SWITCH |  | CLOSED | IEC MIDDLE CURVE | FUSES | SPARE |  |  |  | 250.000 A |  |  | 3
380086884 | TNB | DISTRIBUTION | KUALA SELANGOR | Existing | RYB | LV FUSE SWITCH |  | CLOSED | IEC MIDDLE CURVE | FUSES | SPARE |  |  |  | 250.000 A |  |  | 3
380086891 | TNB | DISTRIBUTION | KUALA SELANGOR | Existing | RYB | LV FUSE SWITCH |  | CLOSED | IEC MIDDLE CURVE | FUSES | SPARE |  |  |  | 250.000 A |  |  | 3
380086896 | TNB | DISTRIBUTION | KUALA SELANGOR | Existing | RYB | LV FUSE SWITCH |  | CLOSED | IEC MIDDLE CURVE | FUSES | SPARE |  |  |  | 250.000 A |  |  | 3
380086902 | TNB | DISTRIBUTION | KUALA SELANGOR | Existing | RYB | LV FUSE SWITCH |  | CLOSED | IEC MIDDLE CURVE | FUSES | SPARE |  |  |  | 250.000 A |  |  | 3
380086914 | TNB | DISTRIBUTION | KUALA SELANGOR | Existing | RYB | LV FUSE SWITCH |  | CLOSED | IEC MIDDLE CURVE | FUSES | SPARE |  |  |  | 250.000 A |  |  | 3
380086922 | TNB | DISTRIBUTION | KUALA SELANGOR | Existing | RYB | LV FUSE SWITCH |  | CLOSED | IEC MIDDLE CURVE | FUSES | SPARE |  |  |  | 250.000 A |  |  | 3
380086940 | TNB | DISTRIBUTION | KUALA SELANGOR | Existing | RYB | LV FUSE SWITCH |  | CLOSED | IEC MIDDLE CURVE | FUSES | SPARE |  |  |  | 250.000 A |  |  | 3
380092009 | TNB | DISTRIBUTION | KUALA SELANGOR | Existing | RYB | LV FUSE SWITCH |  | CLOSED | IEC MIDDLE CURVE | FUSES | SPARE |  |  |  | 250.000 A |  |  | 6
380092014 | TNB | DISTRIBUTION | KUALA SELANGOR | Existing | RYB | LV FUSE SWITCH |  | CLOSED | IEC MIDDLE CURVE | FUSES | SPARE |  |  |  | 250.000 A |  |  | 6
380092017 | TNB | DISTRIBUTION | KUALA SELANGOR | Existing | RYB | LV FUSE SWITCH |  | CLOSED | IEC MIDDLE CURVE | FUSES | SPARE |  |  |  | 250.000 A |  |  | 6
380092021 | TNB | DISTRIBUTION | KUALA SELANGOR | Existing | RYB | LV FUSE SWITCH |  | CLOSED | IEC MIDDLE CURVE | FUSES | SPARE |  |  |  | 250.000 A |  |  | 6
380092031 | TNB | DISTRIBUTION | KUALA SELANGOR | Existing | RYB | LV FUSE SWITCH |  | CLOSED | IEC MIDDLE CURVE | FUSES | SPARE |  |  |  | 250.000 A |  |  | 6
380092037 | TNB | DISTRIBUTION | KUALA SELANGOR | Existing | RYB | LV FUSE SWITCH |  | CLOSED | IEC MIDDLE CURVE | FUSES | SPARE |  |  |  | 250.000 A |  |  | 6
380092049 | TNB | DISTRIBUTION | KUALA SELANGOR | Existing | RYB | LV FUSE SWITCH |  | CLOSED | IEC MIDDLE CURVE | FUSES | SPARE |  |  |  | 250.000 A |  |  | 6
380092111 | TNB | DISTRIBUTION | KUALA SELANGOR | Existing | RYB | LV FUSE SWITCH |  | CLOSED | IEC MIDDLE CURVE | FUSES | SPARE |  |  |  | 250.000 A |  |  | 6
380092123 | TNB | DISTRIBUTION | KUALA SELANGOR | Existing | RYB | LV FUSE SWITCH |  | CLOSED | IEC MIDDLE CURVE | FUSES | SPARE |  |  |  | 250.000 A |  |  | 6
380092128 | TNB | DISTRIBUTION | KUALA SELANGOR | Existing | RYB | LV FUSE SWITCH |  | CLOSED | IEC MIDDLE CURVE | FUSES | SPARE |  |  |  | 250.000 A |  |  | 6
380092131 | TNB | DISTRIBUTION | KUALA SELANGOR | Existing | RYB | LV FUSE SWITCH |  | CLOSED | IEC MIDDLE CURVE | FUSES | SPARE |  |  |  | 250.000 A |  |  | 6
380092135 | TNB | DISTRIBUTION | KUALA SELANGOR | Existing | RYB | LV FUSE SWITCH |  | CLOSED | IEC MIDDLE CURVE | FUSES | SPARE |  |  |  | 250.000 A |  |  | 6
380092145 | TNB | DISTRIBUTION | KUALA SELANGOR | Existing | RYB | LV FUSE SWITCH |  | CLOSED | IEC MIDDLE CURVE | FUSES | SPARE |  |  |  | 250.000 A |  |  | 6
380092151 | TNB | DISTRIBUTION | KUALA SELANGOR | Existing | RYB | LV FUSE SWITCH |  | CLOSED | IEC MIDDLE CURVE | FUSES | SPARE |  |  |  | 250.000 A |  |  | 6
380092163 | TNB | DISTRIBUTION | KUALA SELANGOR | Existing | RYB | LV FUSE SWITCH |  | CLOSED | IEC MIDDLE CURVE | FUSES | SPARE |  |  |  | 250.000 A |  |  | 6
380092168 | TNB | DISTRIBUTION | KUALA SELANGOR | Existing | RYB | LV FUSE SWITCH |  | CLOSED | IEC MIDDLE CURVE | FUSES | SPARE |  |  |  | 250.000 A |  |  | 6
380092180 | TNB | DISTRIBUTION | KUALA SELANGOR | Existing | RYB | LV FUSE SWITCH |  | CLOSED | IEC MIDDLE CURVE | FUSES | SPARE |  |  |  | 250.000 A |  |  | 6
380092185 | TNB | DISTRIBUTION | KUALA SELANGOR | Existing | RYB | LV FUSE SWITCH |  | CLOSED | IEC MIDDLE CURVE | FUSES | SPARE |  |  |  | 250.000 A |  |  | 6
380092188 | TNB | DISTRIBUTION | KUALA SELANGOR | Existing | RYB | LV FUSE SWITCH |  | CLOSED | IEC MIDDLE CURVE | FUSES | SPARE |  |  |  | 250.000 A |  |  | 6
380092192 | TNB | DISTRIBUTION | KUALA SELANGOR | Existing | RYB | LV FUSE SWITCH |  | CLOSED | IEC MIDDLE CURVE | FUSES | SPARE |  |  |  | 250.000 A |  |  | 6
380092202 | TNB | DISTRIBUTION | KUALA SELANGOR | Existing | RYB | LV FUSE SWITCH |  | CLOSED | IEC MIDDLE CURVE | FUSES | SPARE |  |  |  | 250.000 A |  |  | 6
380092208 | TNB | DISTRIBUTION | KUALA SELANGOR | Existing | RYB | LV FUSE SWITCH |  | CLOSED | IEC MIDDLE CURVE | FUSES | SPARE |  |  |  | 250.000 A |  |  | 6
380092220 | TNB | DISTRIBUTION | KUALA SELANGOR | Existing | RYB | LV FUSE SWITCH |  | CLOSED | IEC MIDDLE CURVE | FUSES | SPARE |  |  |  | 250.000 A |  |  | 6
380092384 | TNB | DISTRIBUTION | KUALA SELANGOR | Existing | RYB | LV FUSE SWITCH |  | CLOSED | IEC MIDDLE CURVE | FUSES | SPARE |  |  |  | 250.000 A |  |  | 6
380092396 | TNB | DISTRIBUTION | KUALA SELANGOR | Existing | RYB | LV FUSE SWITCH |  | CLOSED | IEC MIDDLE CURVE | FUSES | SPARE |  |  |  | 250.000 A |  |  | 6
380092401 | TNB | DISTRIBUTION | KUALA SELANGOR | Existing | RYB | LV FUSE SWITCH |  | CLOSED | IEC MIDDLE CURVE | FUSES | SPARE |  |  |  | 250.000 A |  |  | 6
380092404 | TNB | DISTRIBUTION | KUALA SELANGOR | Existing | RYB | LV FUSE SWITCH |  | CLOSED | IEC MIDDLE CURVE | FUSES | SPARE |  |  |  | 250.000 A |  |  | 6
380092408 | TNB | DISTRIBUTION | KUALA SELANGOR | Existing | RYB | LV FUSE SWITCH |  | CLOSED | IEC MIDDLE CURVE | FUSES | SPARE |  |  |  | 250.000 A |  |  | 6
380092418 | TNB | DISTRIBUTION | KUALA SELANGOR | Existing | RYB | LV FUSE SWITCH |  | CLOSED | IEC MIDDLE CURVE | FUSES | SPARE |  |  |  | 250.000 A |  |  | 6
380092424 | TNB | DISTRIBUTION | KUALA SELANGOR | Existing | RYB | LV FUSE SWITCH |  | CLOSED | IEC MIDDLE CURVE | FUSES | SPARE |  |  |  | 250.000 A |  |  | 6
380092436 | TNB | DISTRIBUTION | KUALA SELANGOR | Existing | RYB | LV FUSE SWITCH |  | CLOSED | IEC MIDDLE CURVE | FUSES | SPARE |  |  |  | 250.000 A |  |  | 6
380092703 | TNB | DISTRIBUTION | KUALA SELANGOR | Existing | RYB | LV FUSE SWITCH |  | CLOSED | IEC MIDDLE CURVE | FUSES | SPARE |  |  |  | 250.000 A |  |  | 6
380092715 | TNB | DISTRIBUTION | KUALA SELANGOR | Existing | RYB | LV FUSE SWITCH |  | CLOSED | IEC MIDDLE CURVE | FUSES | SPARE |  |  |  | 250.000 A |  |  | 6
380092720 | TNB | DISTRIBUTION | KUALA SELANGOR | Existing | RYB | LV FUSE SWITCH |  | CLOSED | IEC MIDDLE CURVE | FUSES | SPARE |  |  |  | 250.000 A |  |  | 6
380092723 | TNB | DISTRIBUTION | KUALA SELANGOR | Existing | RYB | LV FUSE SWITCH |  | CLOSED | IEC MIDDLE CURVE | FUSES | SPARE |  |  |  | 250.000 A |  |  | 6
380092727 | TNB | DISTRIBUTION | KUALA SELANGOR | Existing | RYB | LV FUSE SWITCH |  | CLOSED | IEC MIDDLE CURVE | FUSES | SPARE |  |  |  | 250.000 A |  |  | 6
380092737 | TNB | DISTRIBUTION | KUALA SELANGOR | Existing | RYB | LV FUSE SWITCH |  | CLOSED | IEC MIDDLE CURVE | FUSES | SPARE |  |  |  | 250.000 A |  |  | 6
380092743 | TNB | DISTRIBUTION | KUALA SELANGOR | Existing | RYB | LV FUSE SWITCH |  | CLOSED | IEC MIDDLE CURVE | FUSES | SPARE |  |  |  | 250.000 A |  |  | 6
380092755 | TNB | DISTRIBUTION | KUALA SELANGOR | Existing | RYB | LV FUSE SWITCH |  | CLOSED | IEC MIDDLE CURVE | FUSES | SPARE |  |  |  | 250.000 A |  |  | 6
380092797 | TNB | DISTRIBUTION | KUALA SELANGOR | Existing | RYB | LV FUSE SWITCH |  | CLOSED | IEC MIDDLE CURVE | FUSES | SPARE |  |  |  | 250.000 A |  |  | 6
380092809 | TNB | DISTRIBUTION | KUALA SELANGOR | Existing | RYB | LV FUSE SWITCH |  | CLOSED | IEC MIDDLE CURVE | FUSES | SPARE |  |  |  | 250.000 A |  |  | 6
380092814 | TNB | DISTRIBUTION | KUALA SELANGOR | Existing | RYB | LV FUSE SWITCH |  | CLOSED | IEC MIDDLE CURVE | FUSES | SPARE |  |  |  | 250.000 A |  |  | 6
380092817 | TNB | DISTRIBUTION | KUALA SELANGOR | Existing | RYB | LV FUSE SWITCH |  | CLOSED | IEC MIDDLE CURVE | FUSES | SPARE |  |  |  | 250.000 A |  |  | 6
380092821 | TNB | DISTRIBUTION | KUALA SELANGOR | Existing | RYB | LV FUSE SWITCH |  | CLOSED | IEC MIDDLE CURVE | FUSES | SPARE |  |  |  | 250.000 A |  |  | 6
380092831 | TNB | DISTRIBUTION | KUALA SELANGOR | Existing | RYB | LV FUSE SWITCH |  | CLOSED | IEC MIDDLE CURVE | FUSES | SPARE |  |  |  | 250.000 A |  |  | 6
380092837 | TNB | DISTRIBUTION | KUALA SELANGOR | Existing | RYB | LV FUSE SWITCH |  | CLOSED | IEC MIDDLE CURVE | FUSES | SPARE |  |  |  | 250.000 A |  |  | 6
380092849 | TNB | DISTRIBUTION | KUALA SELANGOR | Existing | RYB | LV FUSE SWITCH |  | CLOSED | IEC MIDDLE CURVE | FUSES | SPARE |  |  |  | 250.000 A |  |  | 6
380092891 | TNB | DISTRIBUTION | KUALA SELANGOR | Existing | RYB | LV FUSE SWITCH |  | CLOSED | IEC MIDDLE CURVE | FUSES | SPARE |  |  |  | 250.000 A |  |  | 6
380092903 | TNB | DISTRIBUTION | KUALA SELANGOR | Existing | RYB | LV FUSE SWITCH |  | CLOSED | IEC MIDDLE CURVE | FUSES | SPARE |  |  |  | 250.000 A |  |  | 6
380092908 | TNB | DISTRIBUTION | KUALA SELANGOR | Existing | RYB | LV FUSE SWITCH |  | CLOSED | IEC MIDDLE CURVE | FUSES | SPARE |  |  |  | 250.000 A |  |  | 6
380092911 | TNB | DISTRIBUTION | KUALA SELANGOR | Existing | RYB | LV FUSE SWITCH |  | CLOSED | IEC MIDDLE CURVE | FUSES | SPARE |  |  |  | 250.000 A |  |  | 6
380092915 | TNB | DISTRIBUTION | KUALA SELANGOR | Existing | RYB | LV FUSE SWITCH |  | CLOSED | IEC MIDDLE CURVE | FUSES | SPARE |  |  |  | 250.000 A |  |  | 6
380092925 | TNB | DISTRIBUTION | KUALA SELANGOR | Existing | RYB | LV FUSE SWITCH |  | CLOSED | IEC MIDDLE CURVE | FUSES | SPARE |  |  |  | 250.000 A |  |  | 6
380092931 | TNB | DISTRIBUTION | KUALA SELANGOR | Existing | RYB | LV FUSE SWITCH |  | CLOSED | IEC MIDDLE CURVE | FUSES | SPARE |  |  |  | 250.000 A |  |  | 6
380092943 | TNB | DISTRIBUTION | KUALA SELANGOR | Existing | RYB | LV FUSE SWITCH |  | CLOSED | IEC MIDDLE CURVE | FUSES | SPARE |  |  |  | 250.000 A |  |  | 6
380093628 | TNB | DISTRIBUTION | KUALA SELANGOR | Existing | RYB | LV FUSE SWITCH |  | CLOSED | IEC MIDDLE CURVE | FUSES | SPARE |  |  |  | 250.000 A |  |  | 6
380093640 | TNB | DISTRIBUTION | KUALA SELANGOR | Existing | RYB | LV FUSE SWITCH |  | CLOSED | IEC MIDDLE CURVE | FUSES | SPARE |  |  |  | 250.000 A |  |  | 6
380093645 | TNB | DISTRIBUTION | KUALA SELANGOR | Existing | RYB | LV FUSE SWITCH |  | CLOSED | IEC MIDDLE CURVE | FUSES | SPARE |  |  |  | 250.000 A |  |  | 6
380093648 | TNB | DISTRIBUTION | KUALA SELANGOR | Existing | RYB | LV FUSE SWITCH |  | CLOSED | IEC MIDDLE CURVE | FUSES | SPARE |  |  |  | 250.000 A |  |  | 6
380093652 | TNB | DISTRIBUTION | KUALA SELANGOR | Existing | RYB | LV FUSE SWITCH |  | CLOSED | IEC MIDDLE CURVE | FUSES | SPARE |  |  |  | 250.000 A |  |  | 6
380093662 | TNB | DISTRIBUTION | KUALA SELANGOR | Existing | RYB | LV FUSE SWITCH |  | CLOSED | IEC MIDDLE CURVE | FUSES | SPARE |  |  |  | 250.000 A |  |  | 6
380093668 | TNB | DISTRIBUTION | KUALA SELANGOR | Existing | RYB | LV FUSE SWITCH |  | CLOSED | IEC MIDDLE CURVE | FUSES | SPARE |  |  |  | 250.000 A |  |  | 6
380093680 | TNB | DISTRIBUTION | KUALA SELANGOR | Existing | RYB | LV FUSE SWITCH |  | CLOSED | IEC MIDDLE CURVE | FUSES | SPARE |  |  |  | 250.000 A |  |  | 6
380100605 | TNB | DISTRIBUTION | KUALA SELANGOR | Existing | RYB | LV FUSE SWITCH |  | CLOSED | IEC MIDDLE CURVE | FUSES | SPARE |  |  |  | 250.000 A |  |  | 6
380100617 | TNB | DISTRIBUTION | KUALA SELANGOR | Existing | RYB | LV FUSE SWITCH |  | CLOSED | IEC MIDDLE CURVE | FUSES | SPARE |  |  |  | 250.000 A |  |  | 6
380100622 | TNB | DISTRIBUTION | KUALA SELANGOR | Existing | RYB | LV FUSE SWITCH |  | CLOSED | IEC MIDDLE CURVE | FUSES | SPARE |  |  |  | 250.000 A |  |  | 6
380100625 | TNB | DISTRIBUTION | KUALA SELANGOR | Existing | RYB | LV FUSE SWITCH |  | CLOSED | IEC MIDDLE CURVE | FUSES | SPARE |  |  |  | 250.000 A |  |  | 6
380100629 | TNB | DISTRIBUTION | KUALA SELANGOR | Existing | RYB | LV FUSE SWITCH |  | CLOSED | IEC MIDDLE CURVE | FUSES | SPARE |  |  |  | 250.000 A |  |  | 6
380100639 | TNB | DISTRIBUTION | KUALA SELANGOR | Existing | RYB | LV FUSE SWITCH |  | CLOSED | IEC MIDDLE CURVE | FUSES | SPARE |  |  |  | 250.000 A |  |  | 6
380100645 | TNB | DISTRIBUTION | KUALA SELANGOR | Existing | RYB | LV FUSE SWITCH |  | CLOSED | IEC MIDDLE CURVE | FUSES | SPARE |  |  |  | 250.000 A |  |  | 6
380100657 | TNB | DISTRIBUTION | KUALA SELANGOR | Existing | RYB | LV FUSE SWITCH |  | CLOSED | IEC MIDDLE CURVE | FUSES | SPARE |  |  |  | 250.000 A |  |  | 6
380100708 | TNB | DISTRIBUTION | KUALA SELANGOR | Existing | RYB | LV FUSE SWITCH |  | CLOSED | IEC MIDDLE CURVE | FUSES | SPARE |  |  |  | 250.000 A |  |  | 6
380100720 | TNB | DISTRIBUTION | KUALA SELANGOR | Existing | RYB | LV FUSE SWITCH |  | CLOSED | IEC MIDDLE CURVE | FUSES | SPARE |  |  |  | 250.000 A |  |  | 6
380100725 | TNB | DISTRIBUTION | KUALA SELANGOR | Existing | RYB | LV FUSE SWITCH |  | CLOSED | IEC MIDDLE CURVE | FUSES | SPARE |  |  |  | 250.000 A |  |  | 6
380100728 | TNB | DISTRIBUTION | KUALA SELANGOR | Existing | RYB | LV FUSE SWITCH |  | CLOSED | IEC MIDDLE CURVE | FUSES | SPARE |  |  |  | 250.000 A |  |  | 6
380100732 | TNB | DISTRIBUTION | KUALA SELANGOR | Existing | RYB | LV FUSE SWITCH |  | CLOSED | IEC MIDDLE CURVE | FUSES | SPARE |  |  |  | 250.000 A |  |  | 6
380100742 | TNB | DISTRIBUTION | KUALA SELANGOR | Existing | RYB | LV FUSE SWITCH |  | CLOSED | IEC MIDDLE CURVE | FUSES | SPARE |  |  |  | 250.000 A |  |  | 6
380100748 | TNB | DISTRIBUTION | KUALA SELANGOR | Existing | RYB | LV FUSE SWITCH |  | CLOSED | IEC MIDDLE CURVE | FUSES | SPARE |  |  |  | 250.000 A |  |  | 6
380100760 | TNB | DISTRIBUTION | KUALA SELANGOR | Existing | RYB | LV FUSE SWITCH |  | CLOSED | IEC MIDDLE CURVE | FUSES | SPARE |  |  |  | 250.000 A |  |  | 6
380100804 | TNB | DISTRIBUTION | KUALA SELANGOR | Existing | RYB | LV FUSE SWITCH |  | CLOSED | IEC MIDDLE CURVE | FUSES | SPARE |  |  |  | 250.000 A |  |  | 6
380100816 | TNB | DISTRIBUTION | KUALA SELANGOR | Existing | RYB | LV FUSE SWITCH |  | CLOSED | IEC MIDDLE CURVE | FUSES | SPARE |  |  |  | 250.000 A |  |  | 6
380100821 | TNB | DISTRIBUTION | KUALA SELANGOR | Existing | RYB | LV FUSE SWITCH |  | CLOSED | IEC MIDDLE CURVE | FUSES | SPARE |  |  |  | 250.000 A |  |  | 6
380100824 | TNB | DISTRIBUTION | KUALA SELANGOR | Existing | RYB | LV FUSE SWITCH |  | CLOSED | IEC MIDDLE CURVE | FUSES | SPARE |  |  |  | 250.000 A |  |  | 6
380100828 | TNB | DISTRIBUTION | KUALA SELANGOR | Existing | RYB | LV FUSE SWITCH |  | CLOSED | IEC MIDDLE CURVE | FUSES | SPARE |  |  |  | 250.000 A |  |  | 6
380100838 | TNB | DISTRIBUTION | KUALA SELANGOR | Existing | RYB | LV FUSE SWITCH |  | CLOSED | IEC MIDDLE CURVE | FUSES | SPARE |  |  |  | 250.000 A |  |  | 6
380100844 | TNB | DISTRIBUTION | KUALA SELANGOR | Existing | RYB | LV FUSE SWITCH |  | CLOSED | IEC MIDDLE CURVE | FUSES | SPARE |  |  |  | 250.000 A |  |  | 6
380100856 | TNB | DISTRIBUTION | KUALA SELANGOR | Existing | RYB | LV FUSE SWITCH |  | CLOSED | IEC MIDDLE CURVE | FUSES | SPARE |  |  |  | 250.000 A |  |  | 6
380100898 | TNB | DISTRIBUTION | KUALA SELANGOR | Existing | RYB | LV FUSE SWITCH |  | CLOSED | IEC MIDDLE CURVE | FUSES | SPARE |  |  |  | 250.000 A |  |  | 6
380100910 | TNB | DISTRIBUTION | KUALA SELANGOR | Existing | RYB | LV FUSE SWITCH |  | CLOSED | IEC MIDDLE CURVE | FUSES | SPARE |  |  |  | 250.000 A |  |  | 6
380100915 | TNB | DISTRIBUTION | KUALA SELANGOR | Existing | RYB | LV FUSE SWITCH |  | CLOSED | IEC MIDDLE CURVE | FUSES | SPARE |  |  |  | 250.000 A |  |  | 6
380100918 | TNB | DISTRIBUTION | KUALA SELANGOR | Existing | RYB | LV FUSE SWITCH |  | CLOSED | IEC MIDDLE CURVE | FUSES | SPARE |  |  |  | 250.000 A |  |  | 6
380100922 | TNB | DISTRIBUTION | KUALA SELANGOR | Existing | RYB | LV FUSE SWITCH |  | CLOSED | IEC MIDDLE CURVE | FUSES | SPARE |  |  |  | 250.000 A |  |  | 6
380100932 | TNB | DISTRIBUTION | KUALA SELANGOR | Existing | RYB | LV FUSE SWITCH |  | CLOSED | IEC MIDDLE CURVE | FUSES | SPARE |  |  |  | 250.000 A |  |  | 6
380100938 | TNB | DISTRIBUTION | KUALA SELANGOR | Existing | RYB | LV FUSE SWITCH |  | CLOSED | IEC MIDDLE CURVE | FUSES | SPARE |  |  |  | 250.000 A |  |  | 6
380100950 | TNB | DISTRIBUTION | KUALA SELANGOR | Existing | RYB | LV FUSE SWITCH |  | CLOSED | IEC MIDDLE CURVE | FUSES | SPARE |  |  |  | 250.000 A |  |  | 6
380101086 | TNB | DISTRIBUTION | KUALA SELANGOR | Existing | RYB | LV FUSE SWITCH |  | CLOSED | IEC MIDDLE CURVE | FUSES | SPARE |  |  |  | 250.000 A |  |  | 6
380101098 | TNB | DISTRIBUTION | KUALA SELANGOR | Existing | RYB | LV FUSE SWITCH |  | CLOSED | IEC MIDDLE CURVE | FUSES | SPARE |  |  |  | 250.000 A |  |  | 6
380101103 | TNB | DISTRIBUTION | KUALA SELANGOR | Existing | RYB | LV FUSE SWITCH |  | CLOSED | IEC MIDDLE CURVE | FUSES | SPARE |  |  |  | 250.000 A |  |  | 6
380101106 | TNB | DISTRIBUTION | KUALA SELANGOR | Existing | RYB | LV FUSE SWITCH |  | CLOSED | IEC MIDDLE CURVE | FUSES | SPARE |  |  |  | 250.000 A |  |  | 6
380101110 | TNB | DISTRIBUTION | KUALA SELANGOR | Existing | RYB | LV FUSE SWITCH |  | CLOSED | IEC MIDDLE CURVE | FUSES | SPARE |  |  |  | 250.000 A |  |  | 6
380101120 | TNB | DISTRIBUTION | KUALA SELANGOR | Existing | RYB | LV FUSE SWITCH |  | CLOSED | IEC MIDDLE CURVE | FUSES | SPARE |  |  |  | 250.000 A |  |  | 6
380101126 | TNB | DISTRIBUTION | KUALA SELANGOR | Existing | RYB | LV FUSE SWITCH |  | CLOSED | IEC MIDDLE CURVE | FUSES | SPARE |  |  |  | 250.000 A |  |  | 6
380101138 | TNB | DISTRIBUTION | KUALA SELANGOR | Existing | RYB | LV FUSE SWITCH |  | CLOSED | IEC MIDDLE CURVE | FUSES | SPARE |  |  |  | 250.000 A |  |  | 6
380101182 | TNB | DISTRIBUTION | KUALA SELANGOR | Existing | RYB | LV FUSE SWITCH |  | CLOSED | IEC MIDDLE CURVE | FUSES | SPARE |  |  |  | 250.000 A |  |  | 6
380101194 | TNB | DISTRIBUTION | KUALA SELANGOR | Existing | RYB | LV FUSE SWITCH |  | CLOSED | IEC MIDDLE CURVE | FUSES | SPARE |  |  |  | 250.000 A |  |  | 6
380101199 | TNB | DISTRIBUTION | KUALA SELANGOR | Existing | RYB | LV FUSE SWITCH |  | CLOSED | IEC MIDDLE CURVE | FUSES | SPARE |  |  |  | 250.000 A |  |  | 6
380101202 | TNB | DISTRIBUTION | KUALA SELANGOR | Existing | RYB | LV FUSE SWITCH |  | CLOSED | IEC MIDDLE CURVE | FUSES | SPARE |  |  |  | 250.000 A |  |  | 6
380101206 | TNB | DISTRIBUTION | KUALA SELANGOR | Existing | RYB | LV FUSE SWITCH |  | CLOSED | IEC MIDDLE CURVE | FUSES | SPARE |  |  |  | 250.000 A |  |  | 6
380101216 | TNB | DISTRIBUTION | KUALA SELANGOR | Existing | RYB | LV FUSE SWITCH |  | CLOSED | IEC MIDDLE CURVE | FUSES | SPARE |  |  |  | 250.000 A |  |  | 6
380101222 | TNB | DISTRIBUTION | KUALA SELANGOR | Existing | RYB | LV FUSE SWITCH |  | CLOSED | IEC MIDDLE CURVE | FUSES | SPARE |  |  |  | 250.000 A |  |  | 6
380101234 | TNB | DISTRIBUTION | KUALA SELANGOR | Existing | RYB | LV FUSE SWITCH |  | CLOSED | IEC MIDDLE CURVE | FUSES | SPARE |  |  |  | 250.000 A |  |  | 6
380101313 | TNB | DISTRIBUTION | KUALA SELANGOR | Existing | RYB | LV FUSE SWITCH |  | CLOSED | IEC MIDDLE CURVE | FUSES | SPARE |  |  |  | 250.000 A |  |  | 6
380101325 | TNB | DISTRIBUTION | KUALA SELANGOR | Existing | RYB | LV FUSE SWITCH |  | CLOSED | IEC MIDDLE CURVE | FUSES | SPARE |  |  |  | 250.000 A |  |  | 6
380101330 | TNB | DISTRIBUTION | KUALA SELANGOR | Existing | RYB | LV FUSE SWITCH |  | CLOSED | IEC MIDDLE CURVE | FUSES | SPARE |  |  |  | 250.000 A |  |  | 6
380101333 | TNB | DISTRIBUTION | KUALA SELANGOR | Existing | RYB | LV FUSE SWITCH |  | CLOSED | IEC MIDDLE CURVE | FUSES | SPARE |  |  |  | 250.000 A |  |  | 6
380101337 | TNB | DISTRIBUTION | KUALA SELANGOR | Existing | RYB | LV FUSE SWITCH |  | CLOSED | IEC MIDDLE CURVE | FUSES | SPARE |  |  |  | 250.000 A |  |  | 6
380101347 | TNB | DISTRIBUTION | KUALA SELANGOR | Existing | RYB | LV FUSE SWITCH |  | CLOSED | IEC MIDDLE CURVE | FUSES | SPARE |  |  |  | 250.000 A |  |  | 6
380101353 | TNB | DISTRIBUTION | KUALA SELANGOR | Existing | RYB | LV FUSE SWITCH |  | CLOSED | IEC MIDDLE CURVE | FUSES | SPARE |  |  |  | 250.000 A |  |  | 6
380101365 | TNB | DISTRIBUTION | KUALA SELANGOR | Existing | RYB | LV FUSE SWITCH |  | CLOSED | IEC MIDDLE CURVE | FUSES | SPARE |  |  |  | 250.000 A |  |  | 6
380101498 | TNB | DISTRIBUTION | KUALA SELANGOR | Existing | RYB | LV FUSE SWITCH |  | CLOSED | IEC MIDDLE CURVE | FUSES | SPARE |  |  |  | 250.000 A |  |  | 6
380101510 | TNB | DISTRIBUTION | KUALA SELANGOR | Existing | RYB | LV FUSE SWITCH |  | CLOSED | IEC MIDDLE CURVE | FUSES | SPARE |  |  |  | 250.000 A |  |  | 6
380101515 | TNB | DISTRIBUTION | KUALA SELANGOR | Existing | RYB | LV FUSE SWITCH |  | CLOSED | IEC MIDDLE CURVE | FUSES | SPARE |  |  |  | 250.000 A |  |  | 6
380101518 | TNB | DISTRIBUTION | KUALA SELANGOR | Existing | RYB | LV FUSE SWITCH |  | CLOSED | IEC MIDDLE CURVE | FUSES | SPARE |  |  |  | 250.000 A |  |  | 6
380101522 | TNB | DISTRIBUTION | KUALA SELANGOR | Existing | RYB | LV FUSE SWITCH |  | CLOSED | IEC MIDDLE CURVE | FUSES | SPARE |  |  |  | 250.000 A |  |  | 6
380101532 | TNB | DISTRIBUTION | KUALA SELANGOR | Existing | RYB | LV FUSE SWITCH |  | CLOSED | IEC MIDDLE CURVE | FUSES | SPARE |  |  |  | 250.000 A |  |  | 6
380101538 | TNB | DISTRIBUTION | KUALA SELANGOR | Existing | RYB | LV FUSE SWITCH |  | CLOSED | IEC MIDDLE CURVE | FUSES | SPARE |  |  |  | 250.000 A |  |  | 6
380101550 | TNB | DISTRIBUTION | KUALA SELANGOR | Existing | RYB | LV FUSE SWITCH |  | CLOSED | IEC MIDDLE CURVE | FUSES | SPARE |  |  |  | 250.000 A |  |  | 6
380101612 | TNB | DISTRIBUTION | KUALA SELANGOR | Existing | RYB | LV FUSE SWITCH |  | CLOSED | IEC MIDDLE CURVE | FUSES | SPARE |  |  |  | 250.000 A |  |  | 6
380101624 | TNB | DISTRIBUTION | KUALA SELANGOR | Existing | RYB | LV FUSE SWITCH |  | CLOSED | IEC MIDDLE CURVE | FUSES | SPARE |  |  |  | 250.000 A |  |  | 6
380101629 | TNB | DISTRIBUTION | KUALA SELANGOR | Existing | RYB | LV FUSE SWITCH |  | CLOSED | IEC MIDDLE CURVE | FUSES | SPARE |  |  |  | 250.000 A |  |  | 6
380101632 | TNB | DISTRIBUTION | KUALA SELANGOR | Existing | RYB | LV FUSE SWITCH |  | CLOSED | IEC MIDDLE CURVE | FUSES | SPARE |  |  |  | 250.000 A |  |  | 6
380101636 | TNB | DISTRIBUTION | KUALA SELANGOR | Existing | RYB | LV FUSE SWITCH |  | CLOSED | IEC MIDDLE CURVE | FUSES | SPARE |  |  |  | 250.000 A |  |  | 6
380101646 | TNB | DISTRIBUTION | KUALA SELANGOR | Existing | RYB | LV FUSE SWITCH |  | CLOSED | IEC MIDDLE CURVE | FUSES | SPARE |  |  |  | 250.000 A |  |  | 6
380101652 | TNB | DISTRIBUTION | KUALA SELANGOR | Existing | RYB | LV FUSE SWITCH |  | CLOSED | IEC MIDDLE CURVE | FUSES | SPARE |  |  |  | 250.000 A |  |  | 6
380101664 | TNB | DISTRIBUTION | KUALA SELANGOR | Existing | RYB | LV FUSE SWITCH |  | CLOSED | IEC MIDDLE CURVE | FUSES | SPARE |  |  |  | 250.000 A |  |  | 6
380101669 | TNB | DISTRIBUTION | KUALA SELANGOR | Existing | RYB | LV FUSE SWITCH |  | CLOSED | IEC MIDDLE CURVE | FUSES | SPARE |  |  |  | 250.000 A |  |  | 6
380101681 | TNB | DISTRIBUTION | KUALA SELANGOR | Existing | RYB | LV FUSE SWITCH |  | CLOSED | IEC MIDDLE CURVE | FUSES | SPARE |  |  |  | 250.000 A |  |  | 6
380101686 | TNB | DISTRIBUTION | KUALA SELANGOR | Existing | RYB | LV FUSE SWITCH |  | CLOSED | IEC MIDDLE CURVE | FUSES | SPARE |  |  |  | 250.000 A |  |  | 6
380101689 | TNB | DISTRIBUTION | KUALA SELANGOR | Existing | RYB | LV FUSE SWITCH |  | CLOSED | IEC MIDDLE CURVE | FUSES | SPARE |  |  |  | 250.000 A |  |  | 6
380101693 | TNB | DISTRIBUTION | KUALA SELANGOR | Existing | RYB | LV FUSE SWITCH |  | CLOSED | IEC MIDDLE CURVE | FUSES | SPARE |  |  |  | 250.000 A |  |  | 6
380101703 | TNB | DISTRIBUTION | KUALA SELANGOR | Existing | RYB | LV FUSE SWITCH |  | CLOSED | IEC MIDDLE CURVE | FUSES | SPARE |  |  |  | 250.000 A |  |  | 6
380101709 | TNB | DISTRIBUTION | KUALA SELANGOR | Existing | RYB | LV FUSE SWITCH |  | CLOSED | IEC MIDDLE CURVE | FUSES | SPARE |  |  |  | 250.000 A |  |  | 6
380101721 | TNB | DISTRIBUTION | KUALA SELANGOR | Existing | RYB | LV FUSE SWITCH |  | CLOSED | IEC MIDDLE CURVE | FUSES | SPARE |  |  |  | 250.000 A |  |  | 6
380101783 | TNB | DISTRIBUTION | KUALA SELANGOR | Existing | RYB | LV FUSE SWITCH |  | CLOSED | IEC MIDDLE CURVE | FUSES | SPARE |  |  |  | 250.000 A |  |  | 6
380101795 | TNB | DISTRIBUTION | KUALA SELANGOR | Existing | RYB | LV FUSE SWITCH |  | CLOSED | IEC MIDDLE CURVE | FUSES | SPARE |  |  |  | 250.000 A |  |  | 6
380101800 | TNB | DISTRIBUTION | KUALA SELANGOR | Existing | RYB | LV FUSE SWITCH |  | CLOSED | IEC MIDDLE CURVE | FUSES | SPARE |  |  |  | 250.000 A |  |  | 6
380101803 | TNB | DISTRIBUTION | KUALA SELANGOR | Existing | RYB | LV FUSE SWITCH |  | CLOSED | IEC MIDDLE CURVE | FUSES | SPARE |  |  |  | 250.000 A |  |  | 6
380101807 | TNB | DISTRIBUTION | KUALA SELANGOR | Existing | RYB | LV FUSE SWITCH |  | CLOSED | IEC MIDDLE CURVE | FUSES | SPARE |  |  |  | 250.000 A |  |  | 6
380101817 | TNB | DISTRIBUTION | KUALA SELANGOR | Existing | RYB | LV FUSE SWITCH |  | CLOSED | IEC MIDDLE CURVE | FUSES | SPARE |  |  |  | 250.000 A |  |  | 6
380101823 | TNB | DISTRIBUTION | KUALA SELANGOR | Existing | RYB | LV FUSE SWITCH |  | CLOSED | IEC MIDDLE CURVE | FUSES | SPARE |  |  |  | 250.000 A |  |  | 6
380101835 | TNB | DISTRIBUTION | KUALA SELANGOR | Existing | RYB | LV FUSE SWITCH |  | CLOSED | IEC MIDDLE CURVE | FUSES | SPARE |  |  |  | 250.000 A |  |  | 6
380101840 | TNB | DISTRIBUTION | KUALA SELANGOR | Existing | RYB | LV FUSE SWITCH |  | CLOSED | IEC MIDDLE CURVE | FUSES | SPARE |  |  |  | 250.000 A |  |  | 6
380101852 | TNB | DISTRIBUTION | KUALA SELANGOR | Existing | RYB | LV FUSE SWITCH |  | CLOSED | IEC MIDDLE CURVE | FUSES | SPARE |  |  |  | 250.000 A |  |  | 6
380101857 | TNB | DISTRIBUTION | KUALA SELANGOR | Existing | RYB | LV FUSE SWITCH |  | CLOSED | IEC MIDDLE CURVE | FUSES | SPARE |  |  |  | 250.000 A |  |  | 6
380101860 | TNB | DISTRIBUTION | KUALA SELANGOR | Existing | RYB | LV FUSE SWITCH |  | CLOSED | IEC MIDDLE CURVE | FUSES | SPARE |  |  |  | 250.000 A |  |  | 6
380101864 | TNB | DISTRIBUTION | KUALA SELANGOR | Existing | RYB | LV FUSE SWITCH |  | CLOSED | IEC MIDDLE CURVE | FUSES | SPARE |  |  |  | 250.000 A |  |  | 6
380101874 | TNB | DISTRIBUTION | KUALA SELANGOR | Existing | RYB | LV FUSE SWITCH |  | CLOSED | IEC MIDDLE CURVE | FUSES | SPARE |  |  |  | 250.000 A |  |  | 6
380101880 | TNB | DISTRIBUTION | KUALA SELANGOR | Existing | RYB | LV FUSE SWITCH |  | CLOSED | IEC MIDDLE CURVE | FUSES | SPARE |  |  |  | 250.000 A |  |  | 6
380101892 | TNB | DISTRIBUTION | KUALA SELANGOR | Existing | RYB | LV FUSE SWITCH |  | CLOSED | IEC MIDDLE CURVE | FUSES | SPARE |  |  |  | 250.000 A |  |  | 6
380101945 | TNB | DISTRIBUTION | KUALA SELANGOR | Existing | RYB | LV FUSE SWITCH |  | CLOSED | IEC MIDDLE CURVE | FUSES | SPARE |  |  |  | 250.000 A |  |  | 6
380101957 | TNB | DISTRIBUTION | KUALA SELANGOR | Existing | RYB | LV FUSE SWITCH |  | CLOSED | IEC MIDDLE CURVE | FUSES | SPARE |  |  |  | 250.000 A |  |  | 6
380101962 | TNB | DISTRIBUTION | KUALA SELANGOR | Existing | RYB | LV FUSE SWITCH |  | CLOSED | IEC MIDDLE CURVE | FUSES | SPARE |  |  |  | 250.000 A |  |  | 6
380101965 | TNB | DISTRIBUTION | KUALA SELANGOR | Existing | RYB | LV FUSE SWITCH |  | CLOSED | IEC MIDDLE CURVE | FUSES | SPARE |  |  |  | 250.000 A |  |  | 6
380101969 | TNB | DISTRIBUTION | KUALA SELANGOR | Existing | RYB | LV FUSE SWITCH |  | CLOSED | IEC MIDDLE CURVE | FUSES | SPARE |  |  |  | 250.000 A |  |  | 6
380101979 | TNB | DISTRIBUTION | KUALA SELANGOR | Existing | RYB | LV FUSE SWITCH |  | CLOSED | IEC MIDDLE CURVE | FUSES | SPARE |  |  |  | 250.000 A |  |  | 6
380101985 | TNB | DISTRIBUTION | KUALA SELANGOR | Existing | RYB | LV FUSE SWITCH |  | CLOSED | IEC MIDDLE CURVE | FUSES | SPARE |  |  |  | 250.000 A |  |  | 6
380101997 | TNB | DISTRIBUTION | KUALA SELANGOR | Existing | RYB | LV FUSE SWITCH |  | CLOSED | IEC MIDDLE CURVE | FUSES | SPARE |  |  |  | 250.000 A |  |  | 6
380102039 | TNB | DISTRIBUTION | KUALA SELANGOR | Existing | RYB | LV FUSE SWITCH |  | CLOSED | IEC MIDDLE CURVE | FUSES | SPARE |  |  |  | 250.000 A |  |  | 6
380102051 | TNB | DISTRIBUTION | KUALA SELANGOR | Existing | RYB | LV FUSE SWITCH |  | CLOSED | IEC MIDDLE CURVE | FUSES | SPARE |  |  |  | 250.000 A |  |  | 6
380102056 | TNB | DISTRIBUTION | KUALA SELANGOR | Existing | RYB | LV FUSE SWITCH |  | CLOSED | IEC MIDDLE CURVE | FUSES | SPARE |  |  |  | 250.000 A |  |  | 6
380102059 | TNB | DISTRIBUTION | KUALA SELANGOR | Existing | RYB | LV FUSE SWITCH |  | CLOSED | IEC MIDDLE CURVE | FUSES | SPARE |  |  |  | 250.000 A |  |  | 6
380102063 | TNB | DISTRIBUTION | KUALA SELANGOR | Existing | RYB | LV FUSE SWITCH |  | CLOSED | IEC MIDDLE CURVE | FUSES | SPARE |  |  |  | 250.000 A |  |  | 6
380102073 | TNB | DISTRIBUTION | KUALA SELANGOR | Existing | RYB | LV FUSE SWITCH |  | CLOSED | IEC MIDDLE CURVE | FUSES | SPARE |  |  |  | 250.000 A |  |  | 6
380102079 | TNB | DISTRIBUTION | KUALA SELANGOR | Existing | RYB | LV FUSE SWITCH |  | CLOSED | IEC MIDDLE CURVE | FUSES | SPARE |  |  |  | 250.000 A |  |  | 6
380102091 | TNB | DISTRIBUTION | KUALA SELANGOR | Existing | RYB | LV FUSE SWITCH |  | CLOSED | IEC MIDDLE CURVE | FUSES | SPARE |  |  |  | 250.000 A |  |  | 6
380102225 | TNB | DISTRIBUTION | KUALA SELANGOR | Existing | RYB | LV FUSE SWITCH |  | CLOSED | IEC MIDDLE CURVE | FUSES | SPARE |  |  |  | 250.000 A |  |  | 6
380102236 | TNB | DISTRIBUTION | KUALA SELANGOR | Existing | RYB | LV FUSE SWITCH |  | CLOSED | IEC MIDDLE CURVE | FUSES | SPARE |  |  |  | 250.000 A |  |  | 6
380102238 | TNB | DISTRIBUTION | KUALA SELANGOR | Existing | RYB | LV FUSE SWITCH |  | CLOSED | IEC MIDDLE CURVE | FUSES | SPARE |  |  |  | 250.000 A |  |  | 6
380102242 | TNB | DISTRIBUTION | KUALA SELANGOR | Existing | RYB | LV FUSE SWITCH |  | CLOSED | IEC MIDDLE CURVE | FUSES | SPARE |  |  |  | 250.000 A |  |  | 6
380102247 | TNB | DISTRIBUTION | KUALA SELANGOR | Existing | RYB | LV FUSE SWITCH |  | CLOSED | IEC MIDDLE CURVE | FUSES | SPARE |  |  |  | 250.000 A |  |  | 6
380102252 | TNB | DISTRIBUTION | KUALA SELANGOR | Existing | RYB | LV FUSE SWITCH |  | CLOSED | IEC MIDDLE CURVE | FUSES | SPARE |  |  |  | 250.000 A |  |  | 6
380102257 | TNB | DISTRIBUTION | KUALA SELANGOR | Existing | RYB | LV FUSE SWITCH |  | CLOSED | IEC MIDDLE CURVE | FUSES | SPARE |  |  |  | 250.000 A |  |  | 6
380102259 | TNB | DISTRIBUTION | KUALA SELANGOR | Existing | RYB | LV FUSE SWITCH |  | CLOSED | IEC MIDDLE CURVE | FUSES | SPARE |  |  |  | 250.000 A |  |  | 6
380102276 | TNB | DISTRIBUTION | KUALA SELANGOR | Existing | RYB | LV FUSE SWITCH |  | CLOSED | IEC MIDDLE CURVE | FUSES | SPARE |  |  |  | 250.000 A |  |  | 6
380102286 | TNB | DISTRIBUTION | KUALA SELANGOR | Existing | RYB | LV FUSE SWITCH |  | CLOSED | IEC MIDDLE CURVE | FUSES | SPARE |  |  |  | 250.000 A |  |  | 6
380102291 | TNB | DISTRIBUTION | KUALA SELANGOR | Existing | RYB | LV FUSE SWITCH |  | CLOSED | IEC MIDDLE CURVE | FUSES | SPARE |  |  |  | 250.000 A |  |  | 6
380102302 | TNB | DISTRIBUTION | KUALA SELANGOR | Existing | RYB | LV FUSE SWITCH |  | CLOSED | IEC MIDDLE CURVE | FUSES | SPARE |  |  |  | 250.000 A |  |  | 6
380102304 | TNB | DISTRIBUTION | KUALA SELANGOR | Existing | RYB | LV FUSE SWITCH |  | CLOSED | IEC MIDDLE CURVE | FUSES | SPARE |  |  |  | 250.000 A |  |  | 6
380102308 | TNB | DISTRIBUTION | KUALA SELANGOR | Existing | RYB | LV FUSE SWITCH |  | CLOSED | IEC MIDDLE CURVE | FUSES | SPARE |  |  |  | 250.000 A |  |  | 6
380102313 | TNB | DISTRIBUTION | KUALA SELANGOR | Existing | RYB | LV FUSE SWITCH |  | CLOSED | IEC MIDDLE CURVE | FUSES | SPARE |  |  |  | 250.000 A |  |  | 6
380102318 | TNB | DISTRIBUTION | KUALA SELANGOR | Existing | RYB | LV FUSE SWITCH |  | CLOSED | IEC MIDDLE CURVE | FUSES | SPARE |  |  |  | 250.000 A |  |  | 6
380102323 | TNB | DISTRIBUTION | KUALA SELANGOR | Existing | RYB | LV FUSE SWITCH |  | CLOSED | IEC MIDDLE CURVE | FUSES | SPARE |  |  |  | 250.000 A |  |  | 6
380102325 | TNB | DISTRIBUTION | KUALA SELANGOR | Existing | RYB | LV FUSE SWITCH |  | CLOSED | IEC MIDDLE CURVE | FUSES | SPARE |  |  |  | 250.000 A |  |  | 6
380102342 | TNB | DISTRIBUTION | KUALA SELANGOR | Existing | RYB | LV FUSE SWITCH |  | CLOSED | IEC MIDDLE CURVE | FUSES | SPARE |  |  |  | 250.000 A |  |  | 6
380102352 | TNB | DISTRIBUTION | KUALA SELANGOR | Existing | RYB | LV FUSE SWITCH |  | CLOSED | IEC MIDDLE CURVE | FUSES | SPARE |  |  |  | 250.000 A |  |  | 6
380102399 | TNB | DISTRIBUTION | KUALA SELANGOR | Existing | RYB | LV FUSE SWITCH |  | CLOSED | IEC MIDDLE CURVE | FUSES | SPARE |  |  |  | 250.000 A |  |  | 6
380102411 | TNB | DISTRIBUTION | KUALA SELANGOR | Existing | RYB | LV FUSE SWITCH |  | CLOSED | IEC MIDDLE CURVE | FUSES | SPARE |  |  |  | 250.000 A |  |  | 6
380102416 | TNB | DISTRIBUTION | KUALA SELANGOR | Existing | RYB | LV FUSE SWITCH |  | CLOSED | IEC MIDDLE CURVE | FUSES | SPARE |  |  |  | 250.000 A |  |  | 6
380102419 | TNB | DISTRIBUTION | KUALA SELANGOR | Existing | RYB | LV FUSE SWITCH |  | CLOSED | IEC MIDDLE CURVE | FUSES | SPARE |  |  |  | 250.000 A |  |  | 6
380102423 | TNB | DISTRIBUTION | KUALA SELANGOR | Existing | RYB | LV FUSE SWITCH |  | CLOSED | IEC MIDDLE CURVE | FUSES | SPARE |  |  |  | 250.000 A |  |  | 6
380102433 | TNB | DISTRIBUTION | KUALA SELANGOR | Existing | RYB | LV FUSE SWITCH |  | CLOSED | IEC MIDDLE CURVE | FUSES | SPARE |  |  |  | 250.000 A |  |  | 6
380102439 | TNB | DISTRIBUTION | KUALA SELANGOR | Existing | RYB | LV FUSE SWITCH |  | CLOSED | IEC MIDDLE CURVE | FUSES | SPARE |  |  |  | 250.000 A |  |  | 6
380102451 | TNB | DISTRIBUTION | KUALA SELANGOR | Existing | RYB | LV FUSE SWITCH |  | CLOSED | IEC MIDDLE CURVE | FUSES | SPARE |  |  |  | 250.000 A |  |  | 6
380102514 | TNB | DISTRIBUTION | KUALA SELANGOR | Existing | RYB | LV FUSE SWITCH |  | CLOSED | IEC MIDDLE CURVE | FUSES | SPARE |  |  |  | 250.000 A |  |  | 6
380102526 | TNB | DISTRIBUTION | KUALA SELANGOR | Existing | RYB | LV FUSE SWITCH |  | CLOSED | IEC MIDDLE CURVE | FUSES | SPARE |  |  |  | 250.000 A |  |  | 6
380102531 | TNB | DISTRIBUTION | KUALA SELANGOR | Existing | RYB | LV FUSE SWITCH |  | CLOSED | IEC MIDDLE CURVE | FUSES | SPARE |  |  |  | 250.000 A |  |  | 6
380102534 | TNB | DISTRIBUTION | KUALA SELANGOR | Existing | RYB | LV FUSE SWITCH |  | CLOSED | IEC MIDDLE CURVE | FUSES | SPARE |  |  |  | 250.000 A |  |  | 6
380102538 | TNB | DISTRIBUTION | KUALA SELANGOR | Existing | RYB | LV FUSE SWITCH |  | CLOSED | IEC MIDDLE CURVE | FUSES | SPARE |  |  |  | 250.000 A |  |  | 6
380102548 | TNB | DISTRIBUTION | KUALA SELANGOR | Existing | RYB | LV FUSE SWITCH |  | CLOSED | IEC MIDDLE CURVE | FUSES | SPARE |  |  |  | 250.000 A |  |  | 6
380102554 | TNB | DISTRIBUTION | KUALA SELANGOR | Existing | RYB | LV FUSE SWITCH |  | CLOSED | IEC MIDDLE CURVE | FUSES | SPARE |  |  |  | 250.000 A |  |  | 6
380102566 | TNB | DISTRIBUTION | KUALA SELANGOR | Existing | RYB | LV FUSE SWITCH |  | CLOSED | IEC MIDDLE CURVE | FUSES | SPARE |  |  |  | 250.000 A |  |  | 6
380102571 | TNB | DISTRIBUTION | KUALA SELANGOR | Existing | RYB | LV FUSE SWITCH |  | CLOSED | IEC MIDDLE CURVE | FUSES | SPARE |  |  |  | 250.000 A |  |  | 6
380102583 | TNB | DISTRIBUTION | KUALA SELANGOR | Existing | RYB | LV FUSE SWITCH |  | CLOSED | IEC MIDDLE CURVE | FUSES | SPARE |  |  |  | 250.000 A |  |  | 6
380102588 | TNB | DISTRIBUTION | KUALA SELANGOR | Existing | RYB | LV FUSE SWITCH |  | CLOSED | IEC MIDDLE CURVE | FUSES | SPARE |  |  |  | 250.000 A |  |  | 6
380102591 | TNB | DISTRIBUTION | KUALA SELANGOR | Existing | RYB | LV FUSE SWITCH |  | CLOSED | IEC MIDDLE CURVE | FUSES | SPARE |  |  |  | 250.000 A |  |  | 6
380102595 | TNB | DISTRIBUTION | KUALA SELANGOR | Existing | RYB | LV FUSE SWITCH |  | CLOSED | IEC MIDDLE CURVE | FUSES | SPARE |  |  |  | 250.000 A |  |  | 6
380102605 | TNB | DISTRIBUTION | KUALA SELANGOR | Existing | RYB | LV FUSE SWITCH |  | CLOSED | IEC MIDDLE CURVE | FUSES | SPARE |  |  |  | 250.000 A |  |  | 6
380102611 | TNB | DISTRIBUTION | KUALA SELANGOR | Existing | RYB | LV FUSE SWITCH |  | CLOSED | IEC MIDDLE CURVE | FUSES | SPARE |  |  |  | 250.000 A |  |  | 6
380102623 | TNB | DISTRIBUTION | KUALA SELANGOR | Existing | RYB | LV FUSE SWITCH |  | CLOSED | IEC MIDDLE CURVE | FUSES | SPARE |  |  |  | 250.000 A |  |  | 6
380102878 | TNB | DISTRIBUTION | KUALA SELANGOR | Existing | RYB | LV FUSE SWITCH |  | CLOSED | IEC MIDDLE CURVE | FUSES | SPARE |  |  |  | 250.000 A |  |  | 6
380102890 | TNB | DISTRIBUTION | KUALA SELANGOR | Existing | RYB | LV FUSE SWITCH |  | CLOSED | IEC MIDDLE CURVE | FUSES | SPARE |  |  |  | 250.000 A |  |  | 6
380102895 | TNB | DISTRIBUTION | KUALA SELANGOR | Existing | RYB | LV FUSE SWITCH |  | CLOSED | IEC MIDDLE CURVE | FUSES | SPARE |  |  |  | 250.000 A |  |  | 6
380102898 | TNB | DISTRIBUTION | KUALA SELANGOR | Existing | RYB | LV FUSE SWITCH |  | CLOSED | IEC MIDDLE CURVE | FUSES | SPARE |  |  |  | 250.000 A |  |  | 6
380102902 | TNB | DISTRIBUTION | KUALA SELANGOR | Existing | RYB | LV FUSE SWITCH |  | CLOSED | IEC MIDDLE CURVE | FUSES | SPARE |  |  |  | 250.000 A |  |  | 6
380102912 | TNB | DISTRIBUTION | KUALA SELANGOR | Existing | RYB | LV FUSE SWITCH |  | CLOSED | IEC MIDDLE CURVE | FUSES | SPARE |  |  |  | 250.000 A |  |  | 6
380102918 | TNB | DISTRIBUTION | KUALA SELANGOR | Existing | RYB | LV FUSE SWITCH |  | CLOSED | IEC MIDDLE CURVE | FUSES | SPARE |  |  |  | 250.000 A |  |  | 6
380102930 | TNB | DISTRIBUTION | KUALA SELANGOR | Existing | RYB | LV FUSE SWITCH |  | CLOSED | IEC MIDDLE CURVE | FUSES | SPARE |  |  |  | 250.000 A |  |  | 6
380102935 | TNB | DISTRIBUTION | KUALA SELANGOR | Existing | RYB | LV FUSE SWITCH |  | CLOSED | IEC MIDDLE CURVE | FUSES | SPARE |  |  |  | 250.000 A |  |  | 6
380102947 | TNB | DISTRIBUTION | KUALA SELANGOR | Existing | RYB | LV FUSE SWITCH |  | CLOSED | IEC MIDDLE CURVE | FUSES | SPARE |  |  |  | 250.000 A |  |  | 6
380102952 | TNB | DISTRIBUTION | KUALA SELANGOR | Existing | RYB | LV FUSE SWITCH |  | CLOSED | IEC MIDDLE CURVE | FUSES | SPARE |  |  |  | 250.000 A |  |  | 6
380102955 | TNB | DISTRIBUTION | KUALA SELANGOR | Existing | RYB | LV FUSE SWITCH |  | CLOSED | IEC MIDDLE CURVE | FUSES | SPARE |  |  |  | 250.000 A |  |  | 6
380102959 | TNB | DISTRIBUTION | KUALA SELANGOR | Existing | RYB | LV FUSE SWITCH |  | CLOSED | IEC MIDDLE CURVE | FUSES | SPARE |  |  |  | 250.000 A |  |  | 6
380102969 | TNB | DISTRIBUTION | KUALA SELANGOR | Existing | RYB | LV FUSE SWITCH |  | CLOSED | IEC MIDDLE CURVE | FUSES | SPARE |  |  |  | 250.000 A |  |  | 6
380102975 | TNB | DISTRIBUTION | KUALA SELANGOR | Existing | RYB | LV FUSE SWITCH |  | CLOSED | IEC MIDDLE CURVE | FUSES | SPARE |  |  |  | 250.000 A |  |  | 6
380102987 | TNB | DISTRIBUTION | KUALA SELANGOR | Existing | RYB | LV FUSE SWITCH |  | CLOSED | IEC MIDDLE CURVE | FUSES | SPARE |  |  |  | 250.000 A |  |  | 6
380103049 | TNB | DISTRIBUTION | KUALA SELANGOR | Existing | RYB | LV FUSE SWITCH |  | CLOSED | IEC MIDDLE CURVE | FUSES | SPARE |  |  |  | 250.000 A |  |  | 6
380103061 | TNB | DISTRIBUTION | KUALA SELANGOR | Existing | RYB | LV FUSE SWITCH |  | CLOSED | IEC MIDDLE CURVE | FUSES | SPARE |  |  |  | 250.000 A |  |  | 6
380103066 | TNB | DISTRIBUTION | KUALA SELANGOR | Existing | RYB | LV FUSE SWITCH |  | CLOSED | IEC MIDDLE CURVE | FUSES | SPARE |  |  |  | 250.000 A |  |  | 6
380103069 | TNB | DISTRIBUTION | KUALA SELANGOR | Existing | RYB | LV FUSE SWITCH |  | CLOSED | IEC MIDDLE CURVE | FUSES | SPARE |  |  |  | 250.000 A |  |  | 6
380103073 | TNB | DISTRIBUTION | KUALA SELANGOR | Existing | RYB | LV FUSE SWITCH |  | CLOSED | IEC MIDDLE CURVE | FUSES | SPARE |  |  |  | 250.000 A |  |  | 6
380103083 | TNB | DISTRIBUTION | KUALA SELANGOR | Existing | RYB | LV FUSE SWITCH |  | CLOSED | IEC MIDDLE CURVE | FUSES | SPARE |  |  |  | 250.000 A |  |  | 6
380103089 | TNB | DISTRIBUTION | KUALA SELANGOR | Existing | RYB | LV FUSE SWITCH |  | CLOSED | IEC MIDDLE CURVE | FUSES | SPARE |  |  |  | 250.000 A |  |  | 6
380103101 | TNB | DISTRIBUTION | KUALA SELANGOR | Existing | RYB | LV FUSE SWITCH |  | CLOSED | IEC MIDDLE CURVE | FUSES | SPARE |  |  |  | 250.000 A |  |  | 6
380103106 | TNB | DISTRIBUTION | KUALA SELANGOR | Existing | RYB | LV FUSE SWITCH |  | CLOSED | IEC MIDDLE CURVE | FUSES | SPARE |  |  |  | 250.000 A |  |  | 6
380103118 | TNB | DISTRIBUTION | KUALA SELANGOR | Existing | RYB | LV FUSE SWITCH |  | CLOSED | IEC MIDDLE CURVE | FUSES | SPARE |  |  |  | 250.000 A |  |  | 6
380103123 | TNB | DISTRIBUTION | KUALA SELANGOR | Existing | RYB | LV FUSE SWITCH |  | CLOSED | IEC MIDDLE CURVE | FUSES | SPARE |  |  |  | 250.000 A |  |  | 6
380103126 | TNB | DISTRIBUTION | KUALA SELANGOR | Existing | RYB | LV FUSE SWITCH |  | CLOSED | IEC MIDDLE CURVE | FUSES | SPARE |  |  |  | 250.000 A |  |  | 6
380103130 | TNB | DISTRIBUTION | KUALA SELANGOR | Existing | RYB | LV FUSE SWITCH |  | CLOSED | IEC MIDDLE CURVE | FUSES | SPARE |  |  |  | 250.000 A |  |  | 6
380103140 | TNB | DISTRIBUTION | KUALA SELANGOR | Existing | RYB | LV FUSE SWITCH |  | CLOSED | IEC MIDDLE CURVE | FUSES | SPARE |  |  |  | 250.000 A |  |  | 6
380103146 | TNB | DISTRIBUTION | KUALA SELANGOR | Existing | RYB | LV FUSE SWITCH |  | CLOSED | IEC MIDDLE CURVE | FUSES | SPARE |  |  |  | 250.000 A |  |  | 6
380103158 | TNB | DISTRIBUTION | KUALA SELANGOR | Existing | RYB | LV FUSE SWITCH |  | CLOSED | IEC MIDDLE CURVE | FUSES | SPARE |  |  |  | 250.000 A |  |  | 6
380103200 | TNB | DISTRIBUTION | KUALA SELANGOR | Existing | RYB | LV FUSE SWITCH |  | CLOSED | IEC MIDDLE CURVE | FUSES | SPARE |  |  |  | 250.000 A |  |  | 6
380103212 | TNB | DISTRIBUTION | KUALA SELANGOR | Existing | RYB | LV FUSE SWITCH |  | CLOSED | IEC MIDDLE CURVE | FUSES | SPARE |  |  |  | 250.000 A |  |  | 6
380103217 | TNB | DISTRIBUTION | KUALA SELANGOR | Existing | RYB | LV FUSE SWITCH |  | CLOSED | IEC MIDDLE CURVE | FUSES | SPARE |  |  |  | 250.000 A |  |  | 6
380103220 | TNB | DISTRIBUTION | KUALA SELANGOR | Existing | RYB | LV FUSE SWITCH |  | CLOSED | IEC MIDDLE CURVE | FUSES | SPARE |  |  |  | 250.000 A |  |  | 6
380103224 | TNB | DISTRIBUTION | KUALA SELANGOR | Existing | RYB | LV FUSE SWITCH |  | CLOSED | IEC MIDDLE CURVE | FUSES | SPARE |  |  |  | 250.000 A |  |  | 6
380103234 | TNB | DISTRIBUTION | KUALA SELANGOR | Existing | RYB | LV FUSE SWITCH |  | CLOSED | IEC MIDDLE CURVE | FUSES | SPARE |  |  |  | 250.000 A |  |  | 6
380103240 | TNB | DISTRIBUTION | KUALA SELANGOR | Existing | RYB | LV FUSE SWITCH |  | CLOSED | IEC MIDDLE CURVE | FUSES | SPARE |  |  |  | 250.000 A |  |  | 6
380103252 | TNB | DISTRIBUTION | KUALA SELANGOR | Existing | RYB | LV FUSE SWITCH |  | CLOSED | IEC MIDDLE CURVE | FUSES | SPARE |  |  |  | 250.000 A |  |  | 6
380103296 | TNB | DISTRIBUTION | KUALA SELANGOR | Existing | RYB | LV FUSE SWITCH |  | CLOSED | IEC MIDDLE CURVE | FUSES | SPARE |  |  |  | 250.000 A |  |  | 6
380103308 | TNB | DISTRIBUTION | KUALA SELANGOR | Existing | RYB | LV FUSE SWITCH |  | CLOSED | IEC MIDDLE CURVE | FUSES | SPARE |  |  |  | 250.000 A |  |  | 6
380103313 | TNB | DISTRIBUTION | KUALA SELANGOR | Existing | RYB | LV FUSE SWITCH |  | CLOSED | IEC MIDDLE CURVE | FUSES | SPARE |  |  |  | 250.000 A |  |  | 6
380103316 | TNB | DISTRIBUTION | KUALA SELANGOR | Existing | RYB | LV FUSE SWITCH |  | CLOSED | IEC MIDDLE CURVE | FUSES | SPARE |  |  |  | 250.000 A |  |  | 6
380103320 | TNB | DISTRIBUTION | KUALA SELANGOR | Existing | RYB | LV FUSE SWITCH |  | CLOSED | IEC MIDDLE CURVE | FUSES | SPARE |  |  |  | 250.000 A |  |  | 6
380103330 | TNB | DISTRIBUTION | KUALA SELANGOR | Existing | RYB | LV FUSE SWITCH |  | CLOSED | IEC MIDDLE CURVE | FUSES | SPARE |  |  |  | 250.000 A |  |  | 6
380103336 | TNB | DISTRIBUTION | KUALA SELANGOR | Existing | RYB | LV FUSE SWITCH |  | CLOSED | IEC MIDDLE CURVE | FUSES | SPARE |  |  |  | 250.000 A |  |  | 6
380103348 | TNB | DISTRIBUTION | KUALA SELANGOR | Existing | RYB | LV FUSE SWITCH |  | CLOSED | IEC MIDDLE CURVE | FUSES | SPARE |  |  |  | 250.000 A |  |  | 6
380103390 | TNB | DISTRIBUTION | KUALA SELANGOR | Existing | RYB | LV FUSE SWITCH |  | CLOSED | IEC MIDDLE CURVE | FUSES | SPARE |  |  |  | 250.000 A |  |  | 6
380103401 | TNB | DISTRIBUTION | KUALA SELANGOR | Existing | RYB | LV FUSE SWITCH |  | CLOSED | IEC MIDDLE CURVE | FUSES | SPARE |  |  |  | 250.000 A |  |  | 6
380103403 | TNB | DISTRIBUTION | KUALA SELANGOR | Existing | RYB | LV FUSE SWITCH |  | CLOSED | IEC MIDDLE CURVE | FUSES | SPARE |  |  |  | 250.000 A |  |  | 6
380103407 | TNB | DISTRIBUTION | KUALA SELANGOR | Existing | RYB | LV FUSE SWITCH |  | CLOSED | IEC MIDDLE CURVE | FUSES | SPARE |  |  |  | 250.000 A |  |  | 6
380103412 | TNB | DISTRIBUTION | KUALA SELANGOR | Existing | RYB | LV FUSE SWITCH |  | CLOSED | IEC MIDDLE CURVE | FUSES | SPARE |  |  |  | 250.000 A |  |  | 6
380103417 | TNB | DISTRIBUTION | KUALA SELANGOR | Existing | RYB | LV FUSE SWITCH |  | CLOSED | IEC MIDDLE CURVE | FUSES | SPARE |  |  |  | 250.000 A |  |  | 6
380103422 | TNB | DISTRIBUTION | KUALA SELANGOR | Existing | RYB | LV FUSE SWITCH |  | CLOSED | IEC MIDDLE CURVE | FUSES | SPARE |  |  |  | 250.000 A |  |  | 6
380103424 | TNB | DISTRIBUTION | KUALA SELANGOR | Existing | RYB | LV FUSE SWITCH |  | CLOSED | IEC MIDDLE CURVE | FUSES | SPARE |  |  |  | 250.000 A |  |  | 6
380103441 | TNB | DISTRIBUTION | KUALA SELANGOR | Existing | RYB | LV FUSE SWITCH |  | CLOSED | IEC MIDDLE CURVE | FUSES | SPARE |  |  |  | 250.000 A |  |  | 6
380103451 | TNB | DISTRIBUTION | KUALA SELANGOR | Existing | RYB | LV FUSE SWITCH |  | CLOSED | IEC MIDDLE CURVE | FUSES | SPARE |  |  |  | 250.000 A |  |  | 6
380103496 | TNB | DISTRIBUTION | KUALA SELANGOR | Existing | RYB | LV FUSE SWITCH |  | CLOSED | IEC MIDDLE CURVE | FUSES | SPARE |  |  |  | 250.000 A |  |  | 6
380103508 | TNB | DISTRIBUTION | KUALA SELANGOR | Existing | RYB | LV FUSE SWITCH |  | CLOSED | IEC MIDDLE CURVE | FUSES | SPARE |  |  |  | 250.000 A |  |  | 6
380103513 | TNB | DISTRIBUTION | KUALA SELANGOR | Existing | RYB | LV FUSE SWITCH |  | CLOSED | IEC MIDDLE CURVE | FUSES | SPARE |  |  |  | 250.000 A |  |  | 6
380103516 | TNB | DISTRIBUTION | KUALA SELANGOR | Existing | RYB | LV FUSE SWITCH |  | CLOSED | IEC MIDDLE CURVE | FUSES | SPARE |  |  |  | 250.000 A |  |  | 6
380103520 | TNB | DISTRIBUTION | KUALA SELANGOR | Existing | RYB | LV FUSE SWITCH |  | CLOSED | IEC MIDDLE CURVE | FUSES | SPARE |  |  |  | 250.000 A |  |  | 6
380103530 | TNB | DISTRIBUTION | KUALA SELANGOR | Existing | RYB | LV FUSE SWITCH |  | CLOSED | IEC MIDDLE CURVE | FUSES | SPARE |  |  |  | 250.000 A |  |  | 6
380103536 | TNB | DISTRIBUTION | KUALA SELANGOR | Existing | RYB | LV FUSE SWITCH |  | CLOSED | IEC MIDDLE CURVE | FUSES | SPARE |  |  |  | 250.000 A |  |  | 6
380103548 | TNB | DISTRIBUTION | KUALA SELANGOR | Existing | RYB | LV FUSE SWITCH |  | CLOSED | IEC MIDDLE CURVE | FUSES | SPARE |  |  |  | 250.000 A |  |  | 6
380103590 | TNB | DISTRIBUTION | KUALA SELANGOR | Existing | RYB | LV FUSE SWITCH |  | CLOSED | IEC MIDDLE CURVE | FUSES | SPARE |  |  |  | 250.000 A |  |  | 6
380103602 | TNB | DISTRIBUTION | KUALA SELANGOR | Existing | RYB | LV FUSE SWITCH |  | CLOSED | IEC MIDDLE CURVE | FUSES | SPARE |  |  |  | 250.000 A |  |  | 6
380103607 | TNB | DISTRIBUTION | KUALA SELANGOR | Existing | RYB | LV FUSE SWITCH |  | CLOSED | IEC MIDDLE CURVE | FUSES | SPARE |  |  |  | 250.000 A |  |  | 6
380103610 | TNB | DISTRIBUTION | KUALA SELANGOR | Existing | RYB | LV FUSE SWITCH |  | CLOSED | IEC MIDDLE CURVE | FUSES | SPARE |  |  |  | 250.000 A |  |  | 6
380103614 | TNB | DISTRIBUTION | KUALA SELANGOR | Existing | RYB | LV FUSE SWITCH |  | CLOSED | IEC MIDDLE CURVE | FUSES | SPARE |  |  |  | 250.000 A |  |  | 6
380103624 | TNB | DISTRIBUTION | KUALA SELANGOR | Existing | RYB | LV FUSE SWITCH |  | CLOSED | IEC MIDDLE CURVE | FUSES | SPARE |  |  |  | 250.000 A |  |  | 6
380103630 | TNB | DISTRIBUTION | KUALA SELANGOR | Existing | RYB | LV FUSE SWITCH |  | CLOSED | IEC MIDDLE CURVE | FUSES | SPARE |  |  |  | 250.000 A |  |  | 6
380103642 | TNB | DISTRIBUTION | KUALA SELANGOR | Existing | RYB | LV FUSE SWITCH |  | CLOSED | IEC MIDDLE CURVE | FUSES | SPARE |  |  |  | 250.000 A |  |  | 6
380103713 | TNB | DISTRIBUTION | KUALA SELANGOR | Existing | RYB | LV FUSE SWITCH |  | CLOSED | IEC MIDDLE CURVE | FUSES | SPARE |  |  |  | 250.000 A |  |  | 6
380103725 | TNB | DISTRIBUTION | KUALA SELANGOR | Existing | RYB | LV FUSE SWITCH |  | CLOSED | IEC MIDDLE CURVE | FUSES | SPARE |  |  |  | 250.000 A |  |  | 6
380103730 | TNB | DISTRIBUTION | KUALA SELANGOR | Existing | RYB | LV FUSE SWITCH |  | CLOSED | IEC MIDDLE CURVE | FUSES | SPARE |  |  |  | 250.000 A |  |  | 6
380103733 | TNB | DISTRIBUTION | KUALA SELANGOR | Existing | RYB | LV FUSE SWITCH |  | CLOSED | IEC MIDDLE CURVE | FUSES | SPARE |  |  |  | 250.000 A |  |  | 6
380103737 | TNB | DISTRIBUTION | KUALA SELANGOR | Existing | RYB | LV FUSE SWITCH |  | CLOSED | IEC MIDDLE CURVE | FUSES | SPARE |  |  |  | 250.000 A |  |  | 6
380103747 | TNB | DISTRIBUTION | KUALA SELANGOR | Existing | RYB | LV FUSE SWITCH |  | CLOSED | IEC MIDDLE CURVE | FUSES | SPARE |  |  |  | 250.000 A |  |  | 6
380103753 | TNB | DISTRIBUTION | KUALA SELANGOR | Existing | RYB | LV FUSE SWITCH |  | CLOSED | IEC MIDDLE CURVE | FUSES | SPARE |  |  |  | 250.000 A |  |  | 6
380103765 | TNB | DISTRIBUTION | KUALA SELANGOR | Existing | RYB | LV FUSE SWITCH |  | CLOSED | IEC MIDDLE CURVE | FUSES | SPARE |  |  |  | 250.000 A |  |  | 6
380103992 | TNB | DISTRIBUTION | KUALA SELANGOR | Existing | RYB | LV FUSE SWITCH |  | CLOSED | IEC MIDDLE CURVE | FUSES | SPARE |  |  |  | 250.000 A |  |  | 6
380104004 | TNB | DISTRIBUTION | KUALA SELANGOR | Existing | RYB | LV FUSE SWITCH |  | CLOSED | IEC MIDDLE CURVE | FUSES | SPARE |  |  |  | 250.000 A |  |  | 6
380104009 | TNB | DISTRIBUTION | KUALA SELANGOR | Existing | RYB | LV FUSE SWITCH |  | CLOSED | IEC MIDDLE CURVE | FUSES | SPARE |  |  |  | 250.000 A |  |  | 6
380104012 | TNB | DISTRIBUTION | KUALA SELANGOR | Existing | RYB | LV FUSE SWITCH |  | CLOSED | IEC MIDDLE CURVE | FUSES | SPARE |  |  |  | 250.000 A |  |  | 6
380104016 | TNB | DISTRIBUTION | KUALA SELANGOR | Existing | RYB | LV FUSE SWITCH |  | CLOSED | IEC MIDDLE CURVE | FUSES | SPARE |  |  |  | 250.000 A |  |  | 6
380104026 | TNB | DISTRIBUTION | KUALA SELANGOR | Existing | RYB | LV FUSE SWITCH |  | CLOSED | IEC MIDDLE CURVE | FUSES | SPARE |  |  |  | 250.000 A |  |  | 6
380104032 | TNB | DISTRIBUTION | KUALA SELANGOR | Existing | RYB | LV FUSE SWITCH |  | CLOSED | IEC MIDDLE CURVE | FUSES | SPARE |  |  |  | 250.000 A |  |  | 6
380104044 | TNB | DISTRIBUTION | KUALA SELANGOR | Existing | RYB | LV FUSE SWITCH |  | CLOSED | IEC MIDDLE CURVE | FUSES | SPARE |  |  |  | 250.000 A |  |  | 6
380104092 | TNB | DISTRIBUTION | KUALA SELANGOR | Existing | RYB | LV FUSE SWITCH |  | CLOSED | IEC MIDDLE CURVE | FUSES | SPARE |  |  |  | 250.000 A |  |  | 6
380104104 | TNB | DISTRIBUTION | KUALA SELANGOR | Existing | RYB | LV FUSE SWITCH |  | CLOSED | IEC MIDDLE CURVE | FUSES | SPARE |  |  |  | 250.000 A |  |  | 6
380104109 | TNB | DISTRIBUTION | KUALA SELANGOR | Existing | RYB | LV FUSE SWITCH |  | CLOSED | IEC MIDDLE CURVE | FUSES | SPARE |  |  |  | 250.000 A |  |  | 6
380104112 | TNB | DISTRIBUTION | KUALA SELANGOR | Existing | RYB | LV FUSE SWITCH |  | CLOSED | IEC MIDDLE CURVE | FUSES | SPARE |  |  |  | 250.000 A |  |  | 6
380104116 | TNB | DISTRIBUTION | KUALA SELANGOR | Existing | RYB | LV FUSE SWITCH |  | CLOSED | IEC MIDDLE CURVE | FUSES | SPARE |  |  |  | 250.000 A |  |  | 6
380104126 | TNB | DISTRIBUTION | KUALA SELANGOR | Existing | RYB | LV FUSE SWITCH |  | CLOSED | IEC MIDDLE CURVE | FUSES | SPARE |  |  |  | 250.000 A |  |  | 6
380104132 | TNB | DISTRIBUTION | KUALA SELANGOR | Existing | RYB | LV FUSE SWITCH |  | CLOSED | IEC MIDDLE CURVE | FUSES | SPARE |  |  |  | 250.000 A |  |  | 6
380104144 | TNB | DISTRIBUTION | KUALA SELANGOR | Existing | RYB | LV FUSE SWITCH |  | CLOSED | IEC MIDDLE CURVE | FUSES | SPARE |  |  |  | 250.000 A |  |  | 6
380104892 | TNB | DISTRIBUTION | KUALA SELANGOR | Existing | RYB | LV FUSE SWITCH |  | CLOSED | IEC MIDDLE CURVE | FUSES | SPARE |  |  |  | 250.000 A |  |  | 6
380104903 | TNB | DISTRIBUTION | KUALA SELANGOR | Existing | RYB | LV FUSE SWITCH |  | CLOSED | IEC MIDDLE CURVE | FUSES | SPARE |  |  |  | 250.000 A |  |  | 6
380104905 | TNB | DISTRIBUTION | KUALA SELANGOR | Existing | RYB | LV FUSE SWITCH |  | CLOSED | IEC MIDDLE CURVE | FUSES | SPARE |  |  |  | 250.000 A |  |  | 6
380104909 | TNB | DISTRIBUTION | KUALA SELANGOR | Existing | RYB | LV FUSE SWITCH |  | CLOSED | IEC MIDDLE CURVE | FUSES | SPARE |  |  |  | 250.000 A |  |  | 6
380104914 | TNB | DISTRIBUTION | KUALA SELANGOR | Existing | RYB | LV FUSE SWITCH |  | CLOSED | IEC MIDDLE CURVE | FUSES | SPARE |  |  |  | 250.000 A |  |  | 6
380104919 | TNB | DISTRIBUTION | KUALA SELANGOR | Existing | RYB | LV FUSE SWITCH |  | CLOSED | IEC MIDDLE CURVE | FUSES | SPARE |  |  |  | 250.000 A |  |  | 6
380104924 | TNB | DISTRIBUTION | KUALA SELANGOR | Existing | RYB | LV FUSE SWITCH |  | CLOSED | IEC MIDDLE CURVE | FUSES | SPARE |  |  |  | 250.000 A |  |  | 6
380104926 | TNB | DISTRIBUTION | KUALA SELANGOR | Existing | RYB | LV FUSE SWITCH |  | CLOSED | IEC MIDDLE CURVE | FUSES | SPARE |  |  |  | 250.000 A |  |  | 6
380104943 | TNB | DISTRIBUTION | KUALA SELANGOR | Existing | RYB | LV FUSE SWITCH |  | CLOSED | IEC MIDDLE CURVE | FUSES | SPARE |  |  |  | 250.000 A |  |  | 6
380104953 | TNB | DISTRIBUTION | KUALA SELANGOR | Existing | RYB | LV FUSE SWITCH |  | CLOSED | IEC MIDDLE CURVE | FUSES | SPARE |  |  |  | 250.000 A |  |  | 6
380104998 | TNB | DISTRIBUTION | KUALA SELANGOR | Existing | RYB | LV FUSE SWITCH |  | CLOSED | IEC MIDDLE CURVE | FUSES | SPARE |  |  |  | 250.000 A |  |  | 6
380105010 | TNB | DISTRIBUTION | KUALA SELANGOR | Existing | RYB | LV FUSE SWITCH |  | CLOSED | IEC MIDDLE CURVE | FUSES | SPARE |  |  |  | 250.000 A |  |  | 6
380105015 | TNB | DISTRIBUTION | KUALA SELANGOR | Existing | RYB | LV FUSE SWITCH |  | CLOSED | IEC MIDDLE CURVE | FUSES | SPARE |  |  |  | 250.000 A |  |  | 6
380105018 | TNB | DISTRIBUTION | KUALA SELANGOR | Existing | RYB | LV FUSE SWITCH |  | CLOSED | IEC MIDDLE CURVE | FUSES | SPARE |  |  |  | 250.000 A |  |  | 6
380105022 | TNB | DISTRIBUTION | KUALA SELANGOR | Existing | RYB | LV FUSE SWITCH |  | CLOSED | IEC MIDDLE CURVE | FUSES | SPARE |  |  |  | 250.000 A |  |  | 6
380105032 | TNB | DISTRIBUTION | KUALA SELANGOR | Existing | RYB | LV FUSE SWITCH |  | CLOSED | IEC MIDDLE CURVE | FUSES | SPARE |  |  |  | 250.000 A |  |  | 6
380105038 | TNB | DISTRIBUTION | KUALA SELANGOR | Existing | RYB | LV FUSE SWITCH |  | CLOSED | IEC MIDDLE CURVE | FUSES | SPARE |  |  |  | 250.000 A |  |  | 6
380105050 | TNB | DISTRIBUTION | KUALA SELANGOR | Existing | RYB | LV FUSE SWITCH |  | CLOSED | IEC MIDDLE CURVE | FUSES | SPARE |  |  |  | 250.000 A |  |  | 6
380105092 | TNB | DISTRIBUTION | KUALA SELANGOR | Existing | RYB | LV FUSE SWITCH |  | CLOSED | IEC MIDDLE CURVE | FUSES | SPARE |  |  |  | 250.000 A |  |  | 6
380105104 | TNB | DISTRIBUTION | KUALA SELANGOR | Existing | RYB | LV FUSE SWITCH |  | CLOSED | IEC MIDDLE CURVE | FUSES | SPARE |  |  |  | 250.000 A |  |  | 6
380105109 | TNB | DISTRIBUTION | KUALA SELANGOR | Existing | RYB | LV FUSE SWITCH |  | CLOSED | IEC MIDDLE CURVE | FUSES | SPARE |  |  |  | 250.000 A |  |  | 6
380105112 | TNB | DISTRIBUTION | KUALA SELANGOR | Existing | RYB | LV FUSE SWITCH |  | CLOSED | IEC MIDDLE CURVE | FUSES | SPARE |  |  |  | 250.000 A |  |  | 6
380105116 | TNB | DISTRIBUTION | KUALA SELANGOR | Existing | RYB | LV FUSE SWITCH |  | CLOSED | IEC MIDDLE CURVE | FUSES | SPARE |  |  |  | 250.000 A |  |  | 6
380105126 | TNB | DISTRIBUTION | KUALA SELANGOR | Existing | RYB | LV FUSE SWITCH |  | CLOSED | IEC MIDDLE CURVE | FUSES | SPARE |  |  |  | 250.000 A |  |  | 6
380105132 | TNB | DISTRIBUTION | KUALA SELANGOR | Existing | RYB | LV FUSE SWITCH |  | CLOSED | IEC MIDDLE CURVE | FUSES | SPARE |  |  |  | 250.000 A |  |  | 6
380105144 | TNB | DISTRIBUTION | KUALA SELANGOR | Existing | RYB | LV FUSE SWITCH |  | CLOSED | IEC MIDDLE CURVE | FUSES | SPARE |  |  |  | 250.000 A |  |  | 6
380105232 | TNB | DISTRIBUTION | KUALA SELANGOR | Existing | RYB | LV FUSE SWITCH |  | CLOSED | IEC MIDDLE CURVE | FUSES | SPARE |  |  |  | 250.000 A |  |  | 6
380105244 | TNB | DISTRIBUTION | KUALA SELANGOR | Existing | RYB | LV FUSE SWITCH |  | CLOSED | IEC MIDDLE CURVE | FUSES | SPARE |  |  |  | 250.000 A |  |  | 6
380105249 | TNB | DISTRIBUTION | KUALA SELANGOR | Existing | RYB | LV FUSE SWITCH |  | CLOSED | IEC MIDDLE CURVE | FUSES | SPARE |  |  |  | 250.000 A |  |  | 6
380105252 | TNB | DISTRIBUTION | KUALA SELANGOR | Existing | RYB | LV FUSE SWITCH |  | CLOSED | IEC MIDDLE CURVE | FUSES | SPARE |  |  |  | 250.000 A |  |  | 6
380105256 | TNB | DISTRIBUTION | KUALA SELANGOR | Existing | RYB | LV FUSE SWITCH |  | CLOSED | IEC MIDDLE CURVE | FUSES | SPARE |  |  |  | 250.000 A |  |  | 6
380105266 | TNB | DISTRIBUTION | KUALA SELANGOR | Existing | RYB | LV FUSE SWITCH |  | CLOSED | IEC MIDDLE CURVE | FUSES | SPARE |  |  |  | 250.000 A |  |  | 6
380105272 | TNB | DISTRIBUTION | KUALA SELANGOR | Existing | RYB | LV FUSE SWITCH |  | CLOSED | IEC MIDDLE CURVE | FUSES | SPARE |  |  |  | 250.000 A |  |  | 6
380105284 | TNB | DISTRIBUTION | KUALA SELANGOR | Existing | RYB | LV FUSE SWITCH |  | CLOSED | IEC MIDDLE CURVE | FUSES | SPARE |  |  |  | 250.000 A |  |  | 6
380105346 | TNB | DISTRIBUTION | KUALA SELANGOR | Existing | RYB | LV FUSE SWITCH |  | CLOSED | IEC MIDDLE CURVE | FUSES | SPARE |  |  |  | 250.000 A |  |  | 6
380105358 | TNB | DISTRIBUTION | KUALA SELANGOR | Existing | RYB | LV FUSE SWITCH |  | CLOSED | IEC MIDDLE CURVE | FUSES | SPARE |  |  |  | 250.000 A |  |  | 6
380105363 | TNB | DISTRIBUTION | KUALA SELANGOR | Existing | RYB | LV FUSE SWITCH |  | CLOSED | IEC MIDDLE CURVE | FUSES | SPARE |  |  |  | 250.000 A |  |  | 6
380105366 | TNB | DISTRIBUTION | KUALA SELANGOR | Existing | RYB | LV FUSE SWITCH |  | CLOSED | IEC MIDDLE CURVE | FUSES | SPARE |  |  |  | 250.000 A |  |  | 6
380105370 | TNB | DISTRIBUTION | KUALA SELANGOR | Existing | RYB | LV FUSE SWITCH |  | CLOSED | IEC MIDDLE CURVE | FUSES | SPARE |  |  |  | 250.000 A |  |  | 6
380105380 | TNB | DISTRIBUTION | KUALA SELANGOR | Existing | RYB | LV FUSE SWITCH |  | CLOSED | IEC MIDDLE CURVE | FUSES | SPARE |  |  |  | 250.000 A |  |  | 6
380105386 | TNB | DISTRIBUTION | KUALA SELANGOR | Existing | RYB | LV FUSE SWITCH |  | CLOSED | IEC MIDDLE CURVE | FUSES | SPARE |  |  |  | 250.000 A |  |  | 6
380105398 | TNB | DISTRIBUTION | KUALA SELANGOR | Existing | RYB | LV FUSE SWITCH |  | CLOSED | IEC MIDDLE CURVE | FUSES | SPARE |  |  |  | 250.000 A |  |  | 6
380105403 | TNB | DISTRIBUTION | KUALA SELANGOR | Existing | RYB | LV FUSE SWITCH |  | CLOSED | IEC MIDDLE CURVE | FUSES | SPARE |  |  |  | 250.000 A |  |  | 6
380105415 | TNB | DISTRIBUTION | KUALA SELANGOR | Existing | RYB | LV FUSE SWITCH |  | CLOSED | IEC MIDDLE CURVE | FUSES | SPARE |  |  |  | 250.000 A |  |  | 6
380105420 | TNB | DISTRIBUTION | KUALA SELANGOR | Existing | RYB | LV FUSE SWITCH |  | CLOSED | IEC MIDDLE CURVE | FUSES | SPARE |  |  |  | 250.000 A |  |  | 6
380105423 | TNB | DISTRIBUTION | KUALA SELANGOR | Existing | RYB | LV FUSE SWITCH |  | CLOSED | IEC MIDDLE CURVE | FUSES | SPARE |  |  |  | 250.000 A |  |  | 6
380105427 | TNB | DISTRIBUTION | KUALA SELANGOR | Existing | RYB | LV FUSE SWITCH |  | CLOSED | IEC MIDDLE CURVE | FUSES | SPARE |  |  |  | 250.000 A |  |  | 6
380105437 | TNB | DISTRIBUTION | KUALA SELANGOR | Existing | RYB | LV FUSE SWITCH |  | CLOSED | IEC MIDDLE CURVE | FUSES | SPARE |  |  |  | 250.000 A |  |  | 6
380105443 | TNB | DISTRIBUTION | KUALA SELANGOR | Existing | RYB | LV FUSE SWITCH |  | CLOSED | IEC MIDDLE CURVE | FUSES | SPARE |  |  |  | 250.000 A |  |  | 6
380105455 | TNB | DISTRIBUTION | KUALA SELANGOR | Existing | RYB | LV FUSE SWITCH |  | CLOSED | IEC MIDDLE CURVE | FUSES | SPARE |  |  |  | 250.000 A |  |  | 6
380105517 | TNB | DISTRIBUTION | KUALA SELANGOR | Existing | RYB | LV FUSE SWITCH |  | CLOSED | IEC MIDDLE CURVE | FUSES | SPARE |  |  |  | 250.000 A |  |  | 6
380105529 | TNB | DISTRIBUTION | KUALA SELANGOR | Existing | RYB | LV FUSE SWITCH |  | CLOSED | IEC MIDDLE CURVE | FUSES | SPARE |  |  |  | 250.000 A |  |  | 6
380105534 | TNB | DISTRIBUTION | KUALA SELANGOR | Existing | RYB | LV FUSE SWITCH |  | CLOSED | IEC MIDDLE CURVE | FUSES | SPARE |  |  |  | 250.000 A |  |  | 6
380105537 | TNB | DISTRIBUTION | KUALA SELANGOR | Existing | RYB | LV FUSE SWITCH |  | CLOSED | IEC MIDDLE CURVE | FUSES | SPARE |  |  |  | 250.000 A |  |  | 6
380105541 | TNB | DISTRIBUTION | KUALA SELANGOR | Existing | RYB | LV FUSE SWITCH |  | CLOSED | IEC MIDDLE CURVE | FUSES | SPARE |  |  |  | 250.000 A |  |  | 6
380105551 | TNB | DISTRIBUTION | KUALA SELANGOR | Existing | RYB | LV FUSE SWITCH |  | CLOSED | IEC MIDDLE CURVE | FUSES | SPARE |  |  |  | 250.000 A |  |  | 6
380105557 | TNB | DISTRIBUTION | KUALA SELANGOR | Existing | RYB | LV FUSE SWITCH |  | CLOSED | IEC MIDDLE CURVE | FUSES | SPARE |  |  |  | 250.000 A |  |  | 6
380105569 | TNB | DISTRIBUTION | KUALA SELANGOR | Existing | RYB | LV FUSE SWITCH |  | CLOSED | IEC MIDDLE CURVE | FUSES | SPARE |  |  |  | 250.000 A |  |  | 6
380105574 | TNB | DISTRIBUTION | KUALA SELANGOR | Existing | RYB | LV FUSE SWITCH |  | CLOSED | IEC MIDDLE CURVE | FUSES | SPARE |  |  |  | 250.000 A |  |  | 6
380105586 | TNB | DISTRIBUTION | KUALA SELANGOR | Existing | RYB | LV FUSE SWITCH |  | CLOSED | IEC MIDDLE CURVE | FUSES | SPARE |  |  |  | 250.000 A |  |  | 6
380105591 | TNB | DISTRIBUTION | KUALA SELANGOR | Existing | RYB | LV FUSE SWITCH |  | CLOSED | IEC MIDDLE CURVE | FUSES | SPARE |  |  |  | 250.000 A |  |  | 6
380105594 | TNB | DISTRIBUTION | KUALA SELANGOR | Existing | RYB | LV FUSE SWITCH |  | CLOSED | IEC MIDDLE CURVE | FUSES | SPARE |  |  |  | 250.000 A |  |  | 6
380105598 | TNB | DISTRIBUTION | KUALA SELANGOR | Existing | RYB | LV FUSE SWITCH |  | CLOSED | IEC MIDDLE CURVE | FUSES | SPARE |  |  |  | 250.000 A |  |  | 6
380105608 | TNB | DISTRIBUTION | KUALA SELANGOR | Existing | RYB | LV FUSE SWITCH |  | CLOSED | IEC MIDDLE CURVE | FUSES | SPARE |  |  |  | 250.000 A |  |  | 6
380105614 | TNB | DISTRIBUTION | KUALA SELANGOR | Existing | RYB | LV FUSE SWITCH |  | CLOSED | IEC MIDDLE CURVE | FUSES | SPARE |  |  |  | 250.000 A |  |  | 6
380105626 | TNB | DISTRIBUTION | KUALA SELANGOR | Existing | RYB | LV FUSE SWITCH |  | CLOSED | IEC MIDDLE CURVE | FUSES | SPARE |  |  |  | 250.000 A |  |  | 6
380105668 | TNB | DISTRIBUTION | KUALA SELANGOR | Existing | RYB | LV FUSE SWITCH |  | CLOSED | IEC MIDDLE CURVE | FUSES | SPARE |  |  |  | 250.000 A |  |  | 6
380105680 | TNB | DISTRIBUTION | KUALA SELANGOR | Existing | RYB | LV FUSE SWITCH |  | CLOSED | IEC MIDDLE CURVE | FUSES | SPARE |  |  |  | 250.000 A |  |  | 6
380105685 | TNB | DISTRIBUTION | KUALA SELANGOR | Existing | RYB | LV FUSE SWITCH |  | CLOSED | IEC MIDDLE CURVE | FUSES | SPARE |  |  |  | 250.000 A |  |  | 6
380105688 | TNB | DISTRIBUTION | KUALA SELANGOR | Existing | RYB | LV FUSE SWITCH |  | CLOSED | IEC MIDDLE CURVE | FUSES | SPARE |  |  |  | 250.000 A |  |  | 6
380105692 | TNB | DISTRIBUTION | KUALA SELANGOR | Existing | RYB | LV FUSE SWITCH |  | CLOSED | IEC MIDDLE CURVE | FUSES | SPARE |  |  |  | 250.000 A |  |  | 6
380105702 | TNB | DISTRIBUTION | KUALA SELANGOR | Existing | RYB | LV FUSE SWITCH |  | CLOSED | IEC MIDDLE CURVE | FUSES | SPARE |  |  |  | 250.000 A |  |  | 6
380105708 | TNB | DISTRIBUTION | KUALA SELANGOR | Existing | RYB | LV FUSE SWITCH |  | CLOSED | IEC MIDDLE CURVE | FUSES | SPARE |  |  |  | 250.000 A |  |  | 6
380105720 | TNB | DISTRIBUTION | KUALA SELANGOR | Existing | RYB | LV FUSE SWITCH |  | CLOSED | IEC MIDDLE CURVE | FUSES | SPARE |  |  |  | 250.000 A |  |  | 6
380105762 | TNB | DISTRIBUTION | KUALA SELANGOR | Existing | RYB | LV FUSE SWITCH |  | CLOSED | IEC MIDDLE CURVE | FUSES | SPARE |  |  |  | 250.000 A |  |  | 6
380105774 | TNB | DISTRIBUTION | KUALA SELANGOR | Existing | RYB | LV FUSE SWITCH |  | CLOSED | IEC MIDDLE CURVE | FUSES | SPARE |  |  |  | 250.000 A |  |  | 6
380105779 | TNB | DISTRIBUTION | KUALA SELANGOR | Existing | RYB | LV FUSE SWITCH |  | CLOSED | IEC MIDDLE CURVE | FUSES | SPARE |  |  |  | 250.000 A |  |  | 6
380105782 | TNB | DISTRIBUTION | KUALA SELANGOR | Existing | RYB | LV FUSE SWITCH |  | CLOSED | IEC MIDDLE CURVE | FUSES | SPARE |  |  |  | 250.000 A |  |  | 6
380105786 | TNB | DISTRIBUTION | KUALA SELANGOR | Existing | RYB | LV FUSE SWITCH |  | CLOSED | IEC MIDDLE CURVE | FUSES | SPARE |  |  |  | 250.000 A |  |  | 6
380105796 | TNB | DISTRIBUTION | KUALA SELANGOR | Existing | RYB | LV FUSE SWITCH |  | CLOSED | IEC MIDDLE CURVE | FUSES | SPARE |  |  |  | 250.000 A |  |  | 6
380105802 | TNB | DISTRIBUTION | KUALA SELANGOR | Existing | RYB | LV FUSE SWITCH |  | CLOSED | IEC MIDDLE CURVE | FUSES | SPARE |  |  |  | 250.000 A |  |  | 6
380105814 | TNB | DISTRIBUTION | KUALA SELANGOR | Existing | RYB | LV FUSE SWITCH |  | CLOSED | IEC MIDDLE CURVE | FUSES | SPARE |  |  |  | 250.000 A |  |  | 6
380105856 | TNB | DISTRIBUTION | KUALA SELANGOR | Existing | RYB | LV FUSE SWITCH |  | CLOSED | IEC MIDDLE CURVE | FUSES | SPARE |  |  |  | 250.000 A |  |  | 6
380105868 | TNB | DISTRIBUTION | KUALA SELANGOR | Existing | RYB | LV FUSE SWITCH |  | CLOSED | IEC MIDDLE CURVE | FUSES | SPARE |  |  |  | 250.000 A |  |  | 6
380105873 | TNB | DISTRIBUTION | KUALA SELANGOR | Existing | RYB | LV FUSE SWITCH |  | CLOSED | IEC MIDDLE CURVE | FUSES | SPARE |  |  |  | 250.000 A |  |  | 6
380105876 | TNB | DISTRIBUTION | KUALA SELANGOR | Existing | RYB | LV FUSE SWITCH |  | CLOSED | IEC MIDDLE CURVE | FUSES | SPARE |  |  |  | 250.000 A |  |  | 6
380105880 | TNB | DISTRIBUTION | KUALA SELANGOR | Existing | RYB | LV FUSE SWITCH |  | CLOSED | IEC MIDDLE CURVE | FUSES | SPARE |  |  |  | 250.000 A |  |  | 6
380105890 | TNB | DISTRIBUTION | KUALA SELANGOR | Existing | RYB | LV FUSE SWITCH |  | CLOSED | IEC MIDDLE CURVE | FUSES | SPARE |  |  |  | 250.000 A |  |  | 6
380105896 | TNB | DISTRIBUTION | KUALA SELANGOR | Existing | RYB | LV FUSE SWITCH |  | CLOSED | IEC MIDDLE CURVE | FUSES | SPARE |  |  |  | 250.000 A |  |  | 6
380105908 | TNB | DISTRIBUTION | KUALA SELANGOR | Existing | RYB | LV FUSE SWITCH |  | CLOSED | IEC MIDDLE CURVE | FUSES | SPARE |  |  |  | 250.000 A |  |  | 6
380105950 | TNB | DISTRIBUTION | KUALA SELANGOR | Existing | RYB | LV FUSE SWITCH |  | CLOSED | IEC MIDDLE CURVE | FUSES | SPARE |  |  |  | 250.000 A |  |  | 6
380105962 | TNB | DISTRIBUTION | KUALA SELANGOR | Existing | RYB | LV FUSE SWITCH |  | CLOSED | IEC MIDDLE CURVE | FUSES | SPARE |  |  |  | 250.000 A |  |  | 6
380105967 | TNB | DISTRIBUTION | KUALA SELANGOR | Existing | RYB | LV FUSE SWITCH |  | CLOSED | IEC MIDDLE CURVE | FUSES | SPARE |  |  |  | 250.000 A |  |  | 6
380105970 | TNB | DISTRIBUTION | KUALA SELANGOR | Existing | RYB | LV FUSE SWITCH |  | CLOSED | IEC MIDDLE CURVE | FUSES | SPARE |  |  |  | 250.000 A |  |  | 6
380105974 | TNB | DISTRIBUTION | KUALA SELANGOR | Existing | RYB | LV FUSE SWITCH |  | CLOSED | IEC MIDDLE CURVE | FUSES | SPARE |  |  |  | 250.000 A |  |  | 6
380105984 | TNB | DISTRIBUTION | KUALA SELANGOR | Existing | RYB | LV FUSE SWITCH |  | CLOSED | IEC MIDDLE CURVE | FUSES | SPARE |  |  |  | 250.000 A |  |  | 6
380105990 | TNB | DISTRIBUTION | KUALA SELANGOR | Existing | RYB | LV FUSE SWITCH |  | CLOSED | IEC MIDDLE CURVE | FUSES | SPARE |  |  |  | 250.000 A |  |  | 6
380106002 | TNB | DISTRIBUTION | KUALA SELANGOR | Existing | RYB | LV FUSE SWITCH |  | CLOSED | IEC MIDDLE CURVE | FUSES | SPARE |  |  |  | 250.000 A |  |  | 6
380106064 | TNB | DISTRIBUTION | KUALA SELANGOR | Existing | RYB | LV FUSE SWITCH |  | CLOSED | IEC MIDDLE CURVE | FUSES | SPARE |  |  |  | 250.000 A |  |  | 6
380106076 | TNB | DISTRIBUTION | KUALA SELANGOR | Existing | RYB | LV FUSE SWITCH |  | CLOSED | IEC MIDDLE CURVE | FUSES | SPARE |  |  |  | 250.000 A |  |  | 6
380106081 | TNB | DISTRIBUTION | KUALA SELANGOR | Existing | RYB | LV FUSE SWITCH |  | CLOSED | IEC MIDDLE CURVE | FUSES | SPARE |  |  |  | 250.000 A |  |  | 6
380106084 | TNB | DISTRIBUTION | KUALA SELANGOR | Existing | RYB | LV FUSE SWITCH |  | CLOSED | IEC MIDDLE CURVE | FUSES | SPARE |  |  |  | 250.000 A |  |  | 6
380106088 | TNB | DISTRIBUTION | KUALA SELANGOR | Existing | RYB | LV FUSE SWITCH |  | CLOSED | IEC MIDDLE CURVE | FUSES | SPARE |  |  |  | 250.000 A |  |  | 6
380106098 | TNB | DISTRIBUTION | KUALA SELANGOR | Existing | RYB | LV FUSE SWITCH |  | CLOSED | IEC MIDDLE CURVE | FUSES | SPARE |  |  |  | 250.000 A |  |  | 6
380106104 | TNB | DISTRIBUTION | KUALA SELANGOR | Existing | RYB | LV FUSE SWITCH |  | CLOSED | IEC MIDDLE CURVE | FUSES | SPARE |  |  |  | 250.000 A |  |  | 6
380106116 | TNB | DISTRIBUTION | KUALA SELANGOR | Existing | RYB | LV FUSE SWITCH |  | CLOSED | IEC MIDDLE CURVE | FUSES | SPARE |  |  |  | 250.000 A |  |  | 6
380106121 | TNB | DISTRIBUTION | KUALA SELANGOR | Existing | RYB | LV FUSE SWITCH |  | CLOSED | IEC MIDDLE CURVE | FUSES | SPARE |  |  |  | 250.000 A |  |  | 6
380106133 | TNB | DISTRIBUTION | KUALA SELANGOR | Existing | RYB | LV FUSE SWITCH |  | CLOSED | IEC MIDDLE CURVE | FUSES | SPARE |  |  |  | 250.000 A |  |  | 6
380106138 | TNB | DISTRIBUTION | KUALA SELANGOR | Existing | RYB | LV FUSE SWITCH |  | CLOSED | IEC MIDDLE CURVE | FUSES | SPARE |  |  |  | 250.000 A |  |  | 6
380106141 | TNB | DISTRIBUTION | KUALA SELANGOR | Existing | RYB | LV FUSE SWITCH |  | CLOSED | IEC MIDDLE CURVE | FUSES | SPARE |  |  |  | 250.000 A |  |  | 6
380106145 | TNB | DISTRIBUTION | KUALA SELANGOR | Existing | RYB | LV FUSE SWITCH |  | CLOSED | IEC MIDDLE CURVE | FUSES | SPARE |  |  |  | 250.000 A |  |  | 6
380106155 | TNB | DISTRIBUTION | KUALA SELANGOR | Existing | RYB | LV FUSE SWITCH |  | CLOSED | IEC MIDDLE CURVE | FUSES | SPARE |  |  |  | 250.000 A |  |  | 6
380106161 | TNB | DISTRIBUTION | KUALA SELANGOR | Existing | RYB | LV FUSE SWITCH |  | CLOSED | IEC MIDDLE CURVE | FUSES | SPARE |  |  |  | 250.000 A |  |  | 6
380106173 | TNB | DISTRIBUTION | KUALA SELANGOR | Existing | RYB | LV FUSE SWITCH |  | CLOSED | IEC MIDDLE CURVE | FUSES | SPARE |  |  |  | 250.000 A |  |  | 6
380106235 | TNB | DISTRIBUTION | KUALA SELANGOR | Existing | RYB | LV FUSE SWITCH |  | CLOSED | IEC MIDDLE CURVE | FUSES | SPARE |  |  |  | 250.000 A |  |  | 6
380106247 | TNB | DISTRIBUTION | KUALA SELANGOR | Existing | RYB | LV FUSE SWITCH |  | CLOSED | IEC MIDDLE CURVE | FUSES | SPARE |  |  |  | 250.000 A |  |  | 6
380106252 | TNB | DISTRIBUTION | KUALA SELANGOR | Existing | RYB | LV FUSE SWITCH |  | CLOSED | IEC MIDDLE CURVE | FUSES | SPARE |  |  |  | 250.000 A |  |  | 6
380106255 | TNB | DISTRIBUTION | KUALA SELANGOR | Existing | RYB | LV FUSE SWITCH |  | CLOSED | IEC MIDDLE CURVE | FUSES | SPARE |  |  |  | 250.000 A |  |  | 6
380106259 | TNB | DISTRIBUTION | KUALA SELANGOR | Existing | RYB | LV FUSE SWITCH |  | CLOSED | IEC MIDDLE CURVE | FUSES | SPARE |  |  |  | 250.000 A |  |  | 6
380106269 | TNB | DISTRIBUTION | KUALA SELANGOR | Existing | RYB | LV FUSE SWITCH |  | CLOSED | IEC MIDDLE CURVE | FUSES | SPARE |  |  |  | 250.000 A |  |  | 6
380106275 | TNB | DISTRIBUTION | KUALA SELANGOR | Existing | RYB | LV FUSE SWITCH |  | CLOSED | IEC MIDDLE CURVE | FUSES | SPARE |  |  |  | 250.000 A |  |  | 6
380106287 | TNB | DISTRIBUTION | KUALA SELANGOR | Existing | RYB | LV FUSE SWITCH |  | CLOSED | IEC MIDDLE CURVE | FUSES | SPARE |  |  |  | 250.000 A |  |  | 6
380106292 | TNB | DISTRIBUTION | KUALA SELANGOR | Existing | RYB | LV FUSE SWITCH |  | CLOSED | IEC MIDDLE CURVE | FUSES | SPARE |  |  |  | 250.000 A |  |  | 6
380106304 | TNB | DISTRIBUTION | KUALA SELANGOR | Existing | RYB | LV FUSE SWITCH |  | CLOSED | IEC MIDDLE CURVE | FUSES | SPARE |  |  |  | 250.000 A |  |  | 6
380106309 | TNB | DISTRIBUTION | KUALA SELANGOR | Existing | RYB | LV FUSE SWITCH |  | CLOSED | IEC MIDDLE CURVE | FUSES | SPARE |  |  |  | 250.000 A |  |  | 6
380106312 | TNB | DISTRIBUTION | KUALA SELANGOR | Existing | RYB | LV FUSE SWITCH |  | CLOSED | IEC MIDDLE CURVE | FUSES | SPARE |  |  |  | 250.000 A |  |  | 6
380106316 | TNB | DISTRIBUTION | KUALA SELANGOR | Existing | RYB | LV FUSE SWITCH |  | CLOSED | IEC MIDDLE CURVE | FUSES | SPARE |  |  |  | 250.000 A |  |  | 6
380106326 | TNB | DISTRIBUTION | KUALA SELANGOR | Existing | RYB | LV FUSE SWITCH |  | CLOSED | IEC MIDDLE CURVE | FUSES | SPARE |  |  |  | 250.000 A |  |  | 6
380106332 | TNB | DISTRIBUTION | KUALA SELANGOR | Existing | RYB | LV FUSE SWITCH |  | CLOSED | IEC MIDDLE CURVE | FUSES | SPARE |  |  |  | 250.000 A |  |  | 6
380106344 | TNB | DISTRIBUTION | KUALA SELANGOR | Existing | RYB | LV FUSE SWITCH |  | CLOSED | IEC MIDDLE CURVE | FUSES | SPARE |  |  |  | 250.000 A |  |  | 6
380106406 | TNB | DISTRIBUTION | KUALA SELANGOR | Existing | RYB | LV FUSE SWITCH |  | CLOSED | IEC MIDDLE CURVE | FUSES | SPARE |  |  |  | 250.000 A |  |  | 6
380106418 | TNB | DISTRIBUTION | KUALA SELANGOR | Existing | RYB | LV FUSE SWITCH |  | CLOSED | IEC MIDDLE CURVE | FUSES | SPARE |  |  |  | 250.000 A |  |  | 6
380106423 | TNB | DISTRIBUTION | KUALA SELANGOR | Existing | RYB | LV FUSE SWITCH |  | CLOSED | IEC MIDDLE CURVE | FUSES | SPARE |  |  |  | 250.000 A |  |  | 6
380106426 | TNB | DISTRIBUTION | KUALA SELANGOR | Existing | RYB | LV FUSE SWITCH |  | CLOSED | IEC MIDDLE CURVE | FUSES | SPARE |  |  |  | 250.000 A |  |  | 6
380106430 | TNB | DISTRIBUTION | KUALA SELANGOR | Existing | RYB | LV FUSE SWITCH |  | CLOSED | IEC MIDDLE CURVE | FUSES | SPARE |  |  |  | 250.000 A |  |  | 6
380106440 | TNB | DISTRIBUTION | KUALA SELANGOR | Existing | RYB | LV FUSE SWITCH |  | CLOSED | IEC MIDDLE CURVE | FUSES | SPARE |  |  |  | 250.000 A |  |  | 6
380106446 | TNB | DISTRIBUTION | KUALA SELANGOR | Existing | RYB | LV FUSE SWITCH |  | CLOSED | IEC MIDDLE CURVE | FUSES | SPARE |  |  |  | 250.000 A |  |  | 6
380106458 | TNB | DISTRIBUTION | KUALA SELANGOR | Existing | RYB | LV FUSE SWITCH |  | CLOSED | IEC MIDDLE CURVE | FUSES | SPARE |  |  |  | 250.000 A |  |  | 6
380106463 | TNB | DISTRIBUTION | KUALA SELANGOR | Existing | RYB | LV FUSE SWITCH |  | CLOSED | IEC MIDDLE CURVE | FUSES | SPARE |  |  |  | 250.000 A |  |  | 6
380106475 | TNB | DISTRIBUTION | KUALA SELANGOR | Existing | RYB | LV FUSE SWITCH |  | CLOSED | IEC MIDDLE CURVE | FUSES | SPARE |  |  |  | 250.000 A |  |  | 6
380106480 | TNB | DISTRIBUTION | KUALA SELANGOR | Existing | RYB | LV FUSE SWITCH |  | CLOSED | IEC MIDDLE CURVE | FUSES | SPARE |  |  |  | 250.000 A |  |  | 6
380106483 | TNB | DISTRIBUTION | KUALA SELANGOR | Existing | RYB | LV FUSE SWITCH |  | CLOSED | IEC MIDDLE CURVE | FUSES | SPARE |  |  |  | 250.000 A |  |  | 6
380106487 | TNB | DISTRIBUTION | KUALA SELANGOR | Existing | RYB | LV FUSE SWITCH |  | CLOSED | IEC MIDDLE CURVE | FUSES | SPARE |  |  |  | 250.000 A |  |  | 6
380106497 | TNB | DISTRIBUTION | KUALA SELANGOR | Existing | RYB | LV FUSE SWITCH |  | CLOSED | IEC MIDDLE CURVE | FUSES | SPARE |  |  |  | 250.000 A |  |  | 6
380106503 | TNB | DISTRIBUTION | KUALA SELANGOR | Existing | RYB | LV FUSE SWITCH |  | CLOSED | IEC MIDDLE CURVE | FUSES | SPARE |  |  |  | 250.000 A |  |  | 6
380106515 | TNB | DISTRIBUTION | KUALA SELANGOR | Existing | RYB | LV FUSE SWITCH |  | CLOSED | IEC MIDDLE CURVE | FUSES | SPARE |  |  |  | 250.000 A |  |  | 6
380106577 | TNB | DISTRIBUTION | KUALA SELANGOR | Existing | RYB | LV FUSE SWITCH |  | CLOSED | IEC MIDDLE CURVE | FUSES | SPARE |  |  |  | 250.000 A |  |  | 6
380106589 | TNB | DISTRIBUTION | KUALA SELANGOR | Existing | RYB | LV FUSE SWITCH |  | CLOSED | IEC MIDDLE CURVE | FUSES | SPARE |  |  |  | 250.000 A |  |  | 6
380106594 | TNB | DISTRIBUTION | KUALA SELANGOR | Existing | RYB | LV FUSE SWITCH |  | CLOSED | IEC MIDDLE CURVE | FUSES | SPARE |  |  |  | 250.000 A |  |  | 6
380106597 | TNB | DISTRIBUTION | KUALA SELANGOR | Existing | RYB | LV FUSE SWITCH |  | CLOSED | IEC MIDDLE CURVE | FUSES | SPARE |  |  |  | 250.000 A |  |  | 6
380106601 | TNB | DISTRIBUTION | KUALA SELANGOR | Existing | RYB | LV FUSE SWITCH |  | CLOSED | IEC MIDDLE CURVE | FUSES | SPARE |  |  |  | 250.000 A |  |  | 6
380106611 | TNB | DISTRIBUTION | KUALA SELANGOR | Existing | RYB | LV FUSE SWITCH |  | CLOSED | IEC MIDDLE CURVE | FUSES | SPARE |  |  |  | 250.000 A |  |  | 6
380106617 | TNB | DISTRIBUTION | KUALA SELANGOR | Existing | RYB | LV FUSE SWITCH |  | CLOSED | IEC MIDDLE CURVE | FUSES | SPARE |  |  |  | 250.000 A |  |  | 6
380106629 | TNB | DISTRIBUTION | KUALA SELANGOR | Existing | RYB | LV FUSE SWITCH |  | CLOSED | IEC MIDDLE CURVE | FUSES | SPARE |  |  |  | 250.000 A |  |  | 6
380106634 | TNB | DISTRIBUTION | KUALA SELANGOR | Existing | RYB | LV FUSE SWITCH |  | CLOSED | IEC MIDDLE CURVE | FUSES | SPARE |  |  |  | 250.000 A |  |  | 6
380106646 | TNB | DISTRIBUTION | KUALA SELANGOR | Existing | RYB | LV FUSE SWITCH |  | CLOSED | IEC MIDDLE CURVE | FUSES | SPARE |  |  |  | 250.000 A |  |  | 6
380106651 | TNB | DISTRIBUTION | KUALA SELANGOR | Existing | RYB | LV FUSE SWITCH |  | CLOSED | IEC MIDDLE CURVE | FUSES | SPARE |  |  |  | 250.000 A |  |  | 6
380106654 | TNB | DISTRIBUTION | KUALA SELANGOR | Existing | RYB | LV FUSE SWITCH |  | CLOSED | IEC MIDDLE CURVE | FUSES | SPARE |  |  |  | 250.000 A |  |  | 6
380106658 | TNB | DISTRIBUTION | KUALA SELANGOR | Existing | RYB | LV FUSE SWITCH |  | CLOSED | IEC MIDDLE CURVE | FUSES | SPARE |  |  |  | 250.000 A |  |  | 6
380106668 | TNB | DISTRIBUTION | KUALA SELANGOR | Existing | RYB | LV FUSE SWITCH |  | CLOSED | IEC MIDDLE CURVE | FUSES | SPARE |  |  |  | 250.000 A |  |  | 6
380106674 | TNB | DISTRIBUTION | KUALA SELANGOR | Existing | RYB | LV FUSE SWITCH |  | CLOSED | IEC MIDDLE CURVE | FUSES | SPARE |  |  |  | 250.000 A |  |  | 6
380106686 | TNB | DISTRIBUTION | KUALA SELANGOR | Existing | RYB | LV FUSE SWITCH |  | CLOSED | IEC MIDDLE CURVE | FUSES | SPARE |  |  |  | 250.000 A |  |  | 6
380106748 | TNB | DISTRIBUTION | KUALA SELANGOR | Existing | RYB | LV FUSE SWITCH |  | CLOSED | IEC MIDDLE CURVE | FUSES | SPARE |  |  |  | 250.000 A |  |  | 6
380106760 | TNB | DISTRIBUTION | KUALA SELANGOR | Existing | RYB | LV FUSE SWITCH |  | CLOSED | IEC MIDDLE CURVE | FUSES | SPARE |  |  |  | 250.000 A |  |  | 6
380106765 | TNB | DISTRIBUTION | KUALA SELANGOR | Existing | RYB | LV FUSE SWITCH |  | CLOSED | IEC MIDDLE CURVE | FUSES | SPARE |  |  |  | 250.000 A |  |  | 6
380106768 | TNB | DISTRIBUTION | KUALA SELANGOR | Existing | RYB | LV FUSE SWITCH |  | CLOSED | IEC MIDDLE CURVE | FUSES | SPARE |  |  |  | 250.000 A |  |  | 6
380106772 | TNB | DISTRIBUTION | KUALA SELANGOR | Existing | RYB | LV FUSE SWITCH |  | CLOSED | IEC MIDDLE CURVE | FUSES | SPARE |  |  |  | 250.000 A |  |  | 6
380106782 | TNB | DISTRIBUTION | KUALA SELANGOR | Existing | RYB | LV FUSE SWITCH |  | CLOSED | IEC MIDDLE CURVE | FUSES | SPARE |  |  |  | 250.000 A |  |  | 6
380106788 | TNB | DISTRIBUTION | KUALA SELANGOR | Existing | RYB | LV FUSE SWITCH |  | CLOSED | IEC MIDDLE CURVE | FUSES | SPARE |  |  |  | 250.000 A |  |  | 6
380106800 | TNB | DISTRIBUTION | KUALA SELANGOR | Existing | RYB | LV FUSE SWITCH |  | CLOSED | IEC MIDDLE CURVE | FUSES | SPARE |  |  |  | 250.000 A |  |  | 6
380106805 | TNB | DISTRIBUTION | KUALA SELANGOR | Existing | RYB | LV FUSE SWITCH |  | CLOSED | IEC MIDDLE CURVE | FUSES | SPARE |  |  |  | 250.000 A |  |  | 6
380106817 | TNB | DISTRIBUTION | KUALA SELANGOR | Existing | RYB | LV FUSE SWITCH |  | CLOSED | IEC MIDDLE CURVE | FUSES | SPARE |  |  |  | 250.000 A |  |  | 6
380106822 | TNB | DISTRIBUTION | KUALA SELANGOR | Existing | RYB | LV FUSE SWITCH |  | CLOSED | IEC MIDDLE CURVE | FUSES | SPARE |  |  |  | 250.000 A |  |  | 6
380106825 | TNB | DISTRIBUTION | KUALA SELANGOR | Existing | RYB | LV FUSE SWITCH |  | CLOSED | IEC MIDDLE CURVE | FUSES | SPARE |  |  |  | 250.000 A |  |  | 6
380106829 | TNB | DISTRIBUTION | KUALA SELANGOR | Existing | RYB | LV FUSE SWITCH |  | CLOSED | IEC MIDDLE CURVE | FUSES | SPARE |  |  |  | 250.000 A |  |  | 6
380106839 | TNB | DISTRIBUTION | KUALA SELANGOR | Existing | RYB | LV FUSE SWITCH |  | CLOSED | IEC MIDDLE CURVE | FUSES | SPARE |  |  |  | 250.000 A |  |  | 6
380106845 | TNB | DISTRIBUTION | KUALA SELANGOR | Existing | RYB | LV FUSE SWITCH |  | CLOSED | IEC MIDDLE CURVE | FUSES | SPARE |  |  |  | 250.000 A |  |  | 6
380106857 | TNB | DISTRIBUTION | KUALA SELANGOR | Existing | RYB | LV FUSE SWITCH |  | CLOSED | IEC MIDDLE CURVE | FUSES | SPARE |  |  |  | 250.000 A |  |  | 6
380106919 | TNB | DISTRIBUTION | KUALA SELANGOR | Existing | RYB | LV FUSE SWITCH |  | CLOSED | IEC MIDDLE CURVE | FUSES | SPARE |  |  |  | 250.000 A |  |  | 6
380106931 | TNB | DISTRIBUTION | KUALA SELANGOR | Existing | RYB | LV FUSE SWITCH |  | CLOSED | IEC MIDDLE CURVE | FUSES | SPARE |  |  |  | 250.000 A |  |  | 6
380106936 | TNB | DISTRIBUTION | KUALA SELANGOR | Existing | RYB | LV FUSE SWITCH |  | CLOSED | IEC MIDDLE CURVE | FUSES | SPARE |  |  |  | 250.000 A |  |  | 6
380106939 | TNB | DISTRIBUTION | KUALA SELANGOR | Existing | RYB | LV FUSE SWITCH |  | CLOSED | IEC MIDDLE CURVE | FUSES | SPARE |  |  |  | 250.000 A |  |  | 6
380106943 | TNB | DISTRIBUTION | KUALA SELANGOR | Existing | RYB | LV FUSE SWITCH |  | CLOSED | IEC MIDDLE CURVE | FUSES | SPARE |  |  |  | 250.000 A |  |  | 6
380106953 | TNB | DISTRIBUTION | KUALA SELANGOR | Existing | RYB | LV FUSE SWITCH |  | CLOSED | IEC MIDDLE CURVE | FUSES | SPARE |  |  |  | 250.000 A |  |  | 6
380106959 | TNB | DISTRIBUTION | KUALA SELANGOR | Existing | RYB | LV FUSE SWITCH |  | CLOSED | IEC MIDDLE CURVE | FUSES | SPARE |  |  |  | 250.000 A |  |  | 6
380106971 | TNB | DISTRIBUTION | KUALA SELANGOR | Existing | RYB | LV FUSE SWITCH |  | CLOSED | IEC MIDDLE CURVE | FUSES | SPARE |  |  |  | 250.000 A |  |  | 6
380106976 | TNB | DISTRIBUTION | KUALA SELANGOR | Existing | RYB | LV FUSE SWITCH |  | CLOSED | IEC MIDDLE CURVE | FUSES | SPARE |  |  |  | 250.000 A |  |  | 6
380106988 | TNB | DISTRIBUTION | KUALA SELANGOR | Existing | RYB | LV FUSE SWITCH |  | CLOSED | IEC MIDDLE CURVE | FUSES | SPARE |  |  |  | 250.000 A |  |  | 6
380106993 | TNB | DISTRIBUTION | KUALA SELANGOR | Existing | RYB | LV FUSE SWITCH |  | CLOSED | IEC MIDDLE CURVE | FUSES | SPARE |  |  |  | 250.000 A |  |  | 6
380106996 | TNB | DISTRIBUTION | KUALA SELANGOR | Existing | RYB | LV FUSE SWITCH |  | CLOSED | IEC MIDDLE CURVE | FUSES | SPARE |  |  |  | 250.000 A |  |  | 6
380107000 | TNB | DISTRIBUTION | KUALA SELANGOR | Existing | RYB | LV FUSE SWITCH |  | CLOSED | IEC MIDDLE CURVE | FUSES | SPARE |  |  |  | 250.000 A |  |  | 6
380107010 | TNB | DISTRIBUTION | KUALA SELANGOR | Existing | RYB | LV FUSE SWITCH |  | CLOSED | IEC MIDDLE CURVE | FUSES | SPARE |  |  |  | 250.000 A |  |  | 6
380107016 | TNB | DISTRIBUTION | KUALA SELANGOR | Existing | RYB | LV FUSE SWITCH |  | CLOSED | IEC MIDDLE CURVE | FUSES | SPARE |  |  |  | 250.000 A |  |  | 6
380107028 | TNB | DISTRIBUTION | KUALA SELANGOR | Existing | RYB | LV FUSE SWITCH |  | CLOSED | IEC MIDDLE CURVE | FUSES | SPARE |  |  |  | 250.000 A |  |  | 6
380107070 | TNB | DISTRIBUTION | KUALA SELANGOR | Existing | RYB | LV FUSE SWITCH |  | CLOSED | IEC MIDDLE CURVE | FUSES | SPARE |  |  |  | 250.000 A |  |  | 6
380107082 | TNB | DISTRIBUTION | KUALA SELANGOR | Existing | RYB | LV FUSE SWITCH |  | CLOSED | IEC MIDDLE CURVE | FUSES | SPARE |  |  |  | 250.000 A |  |  | 6
380107087 | TNB | DISTRIBUTION | KUALA SELANGOR | Existing | RYB | LV FUSE SWITCH |  | CLOSED | IEC MIDDLE CURVE | FUSES | SPARE |  |  |  | 250.000 A |  |  | 6
380107090 | TNB | DISTRIBUTION | KUALA SELANGOR | Existing | RYB | LV FUSE SWITCH |  | CLOSED | IEC MIDDLE CURVE | FUSES | SPARE |  |  |  | 250.000 A |  |  | 6
380107094 | TNB | DISTRIBUTION | KUALA SELANGOR | Existing | RYB | LV FUSE SWITCH |  | CLOSED | IEC MIDDLE CURVE | FUSES | SPARE |  |  |  | 250.000 A |  |  | 6
380107104 | TNB | DISTRIBUTION | KUALA SELANGOR | Existing | RYB | LV FUSE SWITCH |  | CLOSED | IEC MIDDLE CURVE | FUSES | SPARE |  |  |  | 250.000 A |  |  | 6
380107110 | TNB | DISTRIBUTION | KUALA SELANGOR | Existing | RYB | LV FUSE SWITCH |  | CLOSED | IEC MIDDLE CURVE | FUSES | SPARE |  |  |  | 250.000 A |  |  | 6
380107122 | TNB | DISTRIBUTION | KUALA SELANGOR | Existing | RYB | LV FUSE SWITCH |  | CLOSED | IEC MIDDLE CURVE | FUSES | SPARE |  |  |  | 250.000 A |  |  | 6
380107164 | TNB | DISTRIBUTION | KUALA SELANGOR | Existing | RYB | LV FUSE SWITCH |  | CLOSED | IEC MIDDLE CURVE | FUSES | SPARE |  |  |  | 250.000 A |  |  | 6
380107176 | TNB | DISTRIBUTION | KUALA SELANGOR | Existing | RYB | LV FUSE SWITCH |  | CLOSED | IEC MIDDLE CURVE | FUSES | SPARE |  |  |  | 250.000 A |  |  | 6
380107181 | TNB | DISTRIBUTION | KUALA SELANGOR | Existing | RYB | LV FUSE SWITCH |  | CLOSED | IEC MIDDLE CURVE | FUSES | SPARE |  |  |  | 250.000 A |  |  | 6
380107184 | TNB | DISTRIBUTION | KUALA SELANGOR | Existing | RYB | LV FUSE SWITCH |  | CLOSED | IEC MIDDLE CURVE | FUSES | SPARE |  |  |  | 250.000 A |  |  | 6
380107188 | TNB | DISTRIBUTION | KUALA SELANGOR | Existing | RYB | LV FUSE SWITCH |  | CLOSED | IEC MIDDLE CURVE | FUSES | SPARE |  |  |  | 250.000 A |  |  | 6
380107198 | TNB | DISTRIBUTION | KUALA SELANGOR | Existing | RYB | LV FUSE SWITCH |  | CLOSED | IEC MIDDLE CURVE | FUSES | SPARE |  |  |  | 250.000 A |  |  | 6
380107204 | TNB | DISTRIBUTION | KUALA SELANGOR | Existing | RYB | LV FUSE SWITCH |  | CLOSED | IEC MIDDLE CURVE | FUSES | SPARE |  |  |  | 250.000 A |  |  | 6
380107216 | TNB | DISTRIBUTION | KUALA SELANGOR | Existing | RYB | LV FUSE SWITCH |  | CLOSED | IEC MIDDLE CURVE | FUSES | SPARE |  |  |  | 250.000 A |  |  | 6
380107278 | TNB | DISTRIBUTION | KUALA SELANGOR | Existing | RYB | LV FUSE SWITCH |  | CLOSED | IEC MIDDLE CURVE | FUSES | SPARE |  |  |  | 250.000 A |  |  | 6
380107290 | TNB | DISTRIBUTION | KUALA SELANGOR | Existing | RYB | LV FUSE SWITCH |  | CLOSED | IEC MIDDLE CURVE | FUSES | SPARE |  |  |  | 250.000 A |  |  | 6
380107295 | TNB | DISTRIBUTION | KUALA SELANGOR | Existing | RYB | LV FUSE SWITCH |  | CLOSED | IEC MIDDLE CURVE | FUSES | SPARE |  |  |  | 250.000 A |  |  | 6
380107298 | TNB | DISTRIBUTION | KUALA SELANGOR | Existing | RYB | LV FUSE SWITCH |  | CLOSED | IEC MIDDLE CURVE | FUSES | SPARE |  |  |  | 250.000 A |  |  | 6
380107302 | TNB | DISTRIBUTION | KUALA SELANGOR | Existing | RYB | LV FUSE SWITCH |  | CLOSED | IEC MIDDLE CURVE | FUSES | SPARE |  |  |  | 250.000 A |  |  | 6
380107312 | TNB | DISTRIBUTION | KUALA SELANGOR | Existing | RYB | LV FUSE SWITCH |  | CLOSED | IEC MIDDLE CURVE | FUSES | SPARE |  |  |  | 250.000 A |  |  | 6
380107318 | TNB | DISTRIBUTION | KUALA SELANGOR | Existing | RYB | LV FUSE SWITCH |  | CLOSED | IEC MIDDLE CURVE | FUSES | SPARE |  |  |  | 250.000 A |  |  | 6
380107330 | TNB | DISTRIBUTION | KUALA SELANGOR | Existing | RYB | LV FUSE SWITCH |  | CLOSED | IEC MIDDLE CURVE | FUSES | SPARE |  |  |  | 250.000 A |  |  | 6
380107335 | TNB | DISTRIBUTION | KUALA SELANGOR | Existing | RYB | LV FUSE SWITCH |  | CLOSED | IEC MIDDLE CURVE | FUSES | SPARE |  |  |  | 250.000 A |  |  | 6
380107347 | TNB | DISTRIBUTION | KUALA SELANGOR | Existing | RYB | LV FUSE SWITCH |  | CLOSED | IEC MIDDLE CURVE | FUSES | SPARE |  |  |  | 250.000 A |  |  | 6
380107352 | TNB | DISTRIBUTION | KUALA SELANGOR | Existing | RYB | LV FUSE SWITCH |  | CLOSED | IEC MIDDLE CURVE | FUSES | SPARE |  |  |  | 250.000 A |  |  | 6
380107355 | TNB | DISTRIBUTION | KUALA SELANGOR | Existing | RYB | LV FUSE SWITCH |  | CLOSED | IEC MIDDLE CURVE | FUSES | SPARE |  |  |  | 250.000 A |  |  | 6
380107359 | TNB | DISTRIBUTION | KUALA SELANGOR | Existing | RYB | LV FUSE SWITCH |  | CLOSED | IEC MIDDLE CURVE | FUSES | SPARE |  |  |  | 250.000 A |  |  | 6
380107369 | TNB | DISTRIBUTION | KUALA SELANGOR | Existing | RYB | LV FUSE SWITCH |  | CLOSED | IEC MIDDLE CURVE | FUSES | SPARE |  |  |  | 250.000 A |  |  | 6
380107375 | TNB | DISTRIBUTION | KUALA SELANGOR | Existing | RYB | LV FUSE SWITCH |  | CLOSED | IEC MIDDLE CURVE | FUSES | SPARE |  |  |  | 250.000 A |  |  | 6
380107387 | TNB | DISTRIBUTION | KUALA SELANGOR | Existing | RYB | LV FUSE SWITCH |  | CLOSED | IEC MIDDLE CURVE | FUSES | SPARE |  |  |  | 250.000 A |  |  | 6
380107939 | TNB | DISTRIBUTION | KUALA SELANGOR | Existing | RYB | LV FUSE SWITCH |  | CLOSED | IEC MIDDLE CURVE | FUSES | SPARE |  |  |  | 250.000 A |  |  | 6
380107951 | TNB | DISTRIBUTION | KUALA SELANGOR | Existing | RYB | LV FUSE SWITCH |  | CLOSED | IEC MIDDLE CURVE | FUSES | SPARE |  |  |  | 250.000 A |  |  | 6
380107956 | TNB | DISTRIBUTION | KUALA SELANGOR | Existing | RYB | LV FUSE SWITCH |  | CLOSED | IEC MIDDLE CURVE | FUSES | SPARE |  |  |  | 250.000 A |  |  | 6
380107959 | TNB | DISTRIBUTION | KUALA SELANGOR | Existing | RYB | LV FUSE SWITCH |  | CLOSED | IEC MIDDLE CURVE | FUSES | SPARE |  |  |  | 250.000 A |  |  | 6
380107963 | TNB | DISTRIBUTION | KUALA SELANGOR | Existing | RYB | LV FUSE SWITCH |  | CLOSED | IEC MIDDLE CURVE | FUSES | SPARE |  |  |  | 250.000 A |  |  | 6
380107973 | TNB | DISTRIBUTION | KUALA SELANGOR | Existing | RYB | LV FUSE SWITCH |  | CLOSED | IEC MIDDLE CURVE | FUSES | SPARE |  |  |  | 250.000 A |  |  | 6
380107979 | TNB | DISTRIBUTION | KUALA SELANGOR | Existing | RYB | LV FUSE SWITCH |  | CLOSED | IEC MIDDLE CURVE | FUSES | SPARE |  |  |  | 250.000 A |  |  | 6
380107991 | TNB | DISTRIBUTION | KUALA SELANGOR | Existing | RYB | LV FUSE SWITCH |  | CLOSED | IEC MIDDLE CURVE | FUSES | SPARE |  |  |  | 250.000 A |  |  | 6
380108208 | TNB | DISTRIBUTION | KUALA SELANGOR | Existing | RYB | LV FUSE SWITCH |  | CLOSED | IEC MIDDLE CURVE | FUSES | SPARE |  |  |  | 250.000 A |  |  | 6
380108220 | TNB | DISTRIBUTION | KUALA SELANGOR | Existing | RYB | LV FUSE SWITCH |  | CLOSED | IEC MIDDLE CURVE | FUSES | SPARE |  |  |  | 250.000 A |  |  | 6
380108225 | TNB | DISTRIBUTION | KUALA SELANGOR | Existing | RYB | LV FUSE SWITCH |  | CLOSED | IEC MIDDLE CURVE | FUSES | SPARE |  |  |  | 250.000 A |  |  | 6
380108228 | TNB | DISTRIBUTION | KUALA SELANGOR | Existing | RYB | LV FUSE SWITCH |  | CLOSED | IEC MIDDLE CURVE | FUSES | SPARE |  |  |  | 250.000 A |  |  | 6
380108232 | TNB | DISTRIBUTION | KUALA SELANGOR | Existing | RYB | LV FUSE SWITCH |  | CLOSED | IEC MIDDLE CURVE | FUSES | SPARE |  |  |  | 250.000 A |  |  | 6
380108242 | TNB | DISTRIBUTION | KUALA SELANGOR | Existing | RYB | LV FUSE SWITCH |  | CLOSED | IEC MIDDLE CURVE | FUSES | SPARE |  |  |  | 250.000 A |  |  | 6
380108248 | TNB | DISTRIBUTION | KUALA SELANGOR | Existing | RYB | LV FUSE SWITCH |  | CLOSED | IEC MIDDLE CURVE | FUSES | SPARE |  |  |  | 250.000 A |  |  | 6
380108260 | TNB | DISTRIBUTION | KUALA SELANGOR | Existing | RYB | LV FUSE SWITCH |  | CLOSED | IEC MIDDLE CURVE | FUSES | SPARE |  |  |  | 250.000 A |  |  | 6
380108302 | TNB | DISTRIBUTION | KUALA SELANGOR | Existing | RYB | LV FUSE SWITCH |  | CLOSED | IEC MIDDLE CURVE | FUSES | SPARE |  |  |  | 250.000 A |  |  | 6
380108314 | TNB | DISTRIBUTION | KUALA SELANGOR | Existing | RYB | LV FUSE SWITCH |  | CLOSED | IEC MIDDLE CURVE | FUSES | SPARE |  |  |  | 250.000 A |  |  | 6
380108319 | TNB | DISTRIBUTION | KUALA SELANGOR | Existing | RYB | LV FUSE SWITCH |  | CLOSED | IEC MIDDLE CURVE | FUSES | SPARE |  |  |  | 250.000 A |  |  | 6
380108322 | TNB | DISTRIBUTION | KUALA SELANGOR | Existing | RYB | LV FUSE SWITCH |  | CLOSED | IEC MIDDLE CURVE | FUSES | SPARE |  |  |  | 250.000 A |  |  | 6
380108326 | TNB | DISTRIBUTION | KUALA SELANGOR | Existing | RYB | LV FUSE SWITCH |  | CLOSED | IEC MIDDLE CURVE | FUSES | SPARE |  |  |  | 250.000 A |  |  | 6
380108336 | TNB | DISTRIBUTION | KUALA SELANGOR | Existing | RYB | LV FUSE SWITCH |  | CLOSED | IEC MIDDLE CURVE | FUSES | SPARE |  |  |  | 250.000 A |  |  | 6
380108342 | TNB | DISTRIBUTION | KUALA SELANGOR | Existing | RYB | LV FUSE SWITCH |  | CLOSED | IEC MIDDLE CURVE | FUSES | SPARE |  |  |  | 250.000 A |  |  | 6
380108354 | TNB | DISTRIBUTION | KUALA SELANGOR | Existing | RYB | LV FUSE SWITCH |  | CLOSED | IEC MIDDLE CURVE | FUSES | SPARE |  |  |  | 250.000 A |  |  | 6
380108396 | TNB | DISTRIBUTION | KUALA SELANGOR | Existing | RYB | LV FUSE SWITCH |  | CLOSED | IEC MIDDLE CURVE | FUSES | SPARE |  |  |  | 250.000 A |  |  | 6
380108408 | TNB | DISTRIBUTION | KUALA SELANGOR | Existing | RYB | LV FUSE SWITCH |  | CLOSED | IEC MIDDLE CURVE | FUSES | SPARE |  |  |  | 250.000 A |  |  | 6
380108413 | TNB | DISTRIBUTION | KUALA SELANGOR | Existing | RYB | LV FUSE SWITCH |  | CLOSED | IEC MIDDLE CURVE | FUSES | SPARE |  |  |  | 250.000 A |  |  | 6
380108416 | TNB | DISTRIBUTION | KUALA SELANGOR | Existing | RYB | LV FUSE SWITCH |  | CLOSED | IEC MIDDLE CURVE | FUSES | SPARE |  |  |  | 250.000 A |  |  | 6
380108420 | TNB | DISTRIBUTION | KUALA SELANGOR | Existing | RYB | LV FUSE SWITCH |  | CLOSED | IEC MIDDLE CURVE | FUSES | SPARE |  |  |  | 250.000 A |  |  | 6
380108430 | TNB | DISTRIBUTION | KUALA SELANGOR | Existing | RYB | LV FUSE SWITCH |  | CLOSED | IEC MIDDLE CURVE | FUSES | SPARE |  |  |  | 250.000 A |  |  | 6
380108436 | TNB | DISTRIBUTION | KUALA SELANGOR | Existing | RYB | LV FUSE SWITCH |  | CLOSED | IEC MIDDLE CURVE | FUSES | SPARE |  |  |  | 250.000 A |  |  | 6
380108448 | TNB | DISTRIBUTION | KUALA SELANGOR | Existing | RYB | LV FUSE SWITCH |  | CLOSED | IEC MIDDLE CURVE | FUSES | SPARE |  |  |  | 250.000 A |  |  | 6
380108490 | TNB | DISTRIBUTION | KUALA SELANGOR | Existing | RYB | LV FUSE SWITCH |  | CLOSED | IEC MIDDLE CURVE | FUSES | SPARE |  |  |  | 250.000 A |  |  | 6
380108502 | TNB | DISTRIBUTION | KUALA SELANGOR | Existing | RYB | LV FUSE SWITCH |  | CLOSED | IEC MIDDLE CURVE | FUSES | SPARE |  |  |  | 250.000 A |  |  | 6
380108507 | TNB | DISTRIBUTION | KUALA SELANGOR | Existing | RYB | LV FUSE SWITCH |  | CLOSED | IEC MIDDLE CURVE | FUSES | SPARE |  |  |  | 250.000 A |  |  | 6
380108510 | TNB | DISTRIBUTION | KUALA SELANGOR | Existing | RYB | LV FUSE SWITCH |  | CLOSED | IEC MIDDLE CURVE | FUSES | SPARE |  |  |  | 250.000 A |  |  | 6
380108514 | TNB | DISTRIBUTION | KUALA SELANGOR | Existing | RYB | LV FUSE SWITCH |  | CLOSED | IEC MIDDLE CURVE | FUSES | SPARE |  |  |  | 250.000 A |  |  | 6
380108524 | TNB | DISTRIBUTION | KUALA SELANGOR | Existing | RYB | LV FUSE SWITCH |  | CLOSED | IEC MIDDLE CURVE | FUSES | SPARE |  |  |  | 250.000 A |  |  | 6
380108530 | TNB | DISTRIBUTION | KUALA SELANGOR | Existing | RYB | LV FUSE SWITCH |  | CLOSED | IEC MIDDLE CURVE | FUSES | SPARE |  |  |  | 250.000 A |  |  | 6
380108542 | TNB | DISTRIBUTION | KUALA SELANGOR | Existing | RYB | LV FUSE SWITCH |  | CLOSED | IEC MIDDLE CURVE | FUSES | SPARE |  |  |  | 250.000 A |  |  | 6
380108584 | TNB | DISTRIBUTION | KUALA SELANGOR | Existing | RYB | LV FUSE SWITCH |  | CLOSED | IEC MIDDLE CURVE | FUSES | SPARE |  |  |  | 250.000 A |  |  | 6
380108596 | TNB | DISTRIBUTION | KUALA SELANGOR | Existing | RYB | LV FUSE SWITCH |  | CLOSED | IEC MIDDLE CURVE | FUSES | SPARE |  |  |  | 250.000 A |  |  | 6
380108601 | TNB | DISTRIBUTION | KUALA SELANGOR | Existing | RYB | LV FUSE SWITCH |  | CLOSED | IEC MIDDLE CURVE | FUSES | SPARE |  |  |  | 250.000 A |  |  | 6
380108604 | TNB | DISTRIBUTION | KUALA SELANGOR | Existing | RYB | LV FUSE SWITCH |  | CLOSED | IEC MIDDLE CURVE | FUSES | SPARE |  |  |  | 250.000 A |  |  | 6
380108608 | TNB | DISTRIBUTION | KUALA SELANGOR | Existing | RYB | LV FUSE SWITCH |  | CLOSED | IEC MIDDLE CURVE | FUSES | SPARE |  |  |  | 250.000 A |  |  | 6
380108618 | TNB | DISTRIBUTION | KUALA SELANGOR | Existing | RYB | LV FUSE SWITCH |  | CLOSED | IEC MIDDLE CURVE | FUSES | SPARE |  |  |  | 250.000 A |  |  | 6
380108624 | TNB | DISTRIBUTION | KUALA SELANGOR | Existing | RYB | LV FUSE SWITCH |  | CLOSED | IEC MIDDLE CURVE | FUSES | SPARE |  |  |  | 250.000 A |  |  | 6
380108636 | TNB | DISTRIBUTION | KUALA SELANGOR | Existing | RYB | LV FUSE SWITCH |  | CLOSED | IEC MIDDLE CURVE | FUSES | SPARE |  |  |  | 250.000 A |  |  | 6
380108678 | TNB | DISTRIBUTION | KUALA SELANGOR | Existing | RYB | LV FUSE SWITCH |  | CLOSED | IEC MIDDLE CURVE | FUSES | SPARE |  |  |  | 250.000 A |  |  | 6
380108690 | TNB | DISTRIBUTION | KUALA SELANGOR | Existing | RYB | LV FUSE SWITCH |  | CLOSED | IEC MIDDLE CURVE | FUSES | SPARE |  |  |  | 250.000 A |  |  | 6
380108695 | TNB | DISTRIBUTION | KUALA SELANGOR | Existing | RYB | LV FUSE SWITCH |  | CLOSED | IEC MIDDLE CURVE | FUSES | SPARE |  |  |  | 250.000 A |  |  | 6
380108698 | TNB | DISTRIBUTION | KUALA SELANGOR | Existing | RYB | LV FUSE SWITCH |  | CLOSED | IEC MIDDLE CURVE | FUSES | SPARE |  |  |  | 250.000 A |  |  | 6
380108702 | TNB | DISTRIBUTION | KUALA SELANGOR | Existing | RYB | LV FUSE SWITCH |  | CLOSED | IEC MIDDLE CURVE | FUSES | SPARE |  |  |  | 250.000 A |  |  | 6
380108712 | TNB | DISTRIBUTION | KUALA SELANGOR | Existing | RYB | LV FUSE SWITCH |  | CLOSED | IEC MIDDLE CURVE | FUSES | SPARE |  |  |  | 250.000 A |  |  | 6
380108718 | TNB | DISTRIBUTION | KUALA SELANGOR | Existing | RYB | LV FUSE SWITCH |  | CLOSED | IEC MIDDLE CURVE | FUSES | SPARE |  |  |  | 250.000 A |  |  | 6
380108730 | TNB | DISTRIBUTION | KUALA SELANGOR | Existing | RYB | LV FUSE SWITCH |  | CLOSED | IEC MIDDLE CURVE | FUSES | SPARE |  |  |  | 250.000 A |  |  | 6
380108772 | TNB | DISTRIBUTION | KUALA SELANGOR | Existing | RYB | LV FUSE SWITCH |  | CLOSED | IEC MIDDLE CURVE | FUSES | SPARE |  |  |  | 250.000 A |  |  | 6
380108784 | TNB | DISTRIBUTION | KUALA SELANGOR | Existing | RYB | LV FUSE SWITCH |  | CLOSED | IEC MIDDLE CURVE | FUSES | SPARE |  |  |  | 250.000 A |  |  | 6
380108789 | TNB | DISTRIBUTION | KUALA SELANGOR | Existing | RYB | LV FUSE SWITCH |  | OPEN | IEC MIDDLE CURVE | FUSES | SPARE |  |  |  | 250.000 A |  |  | 6
380108792 | TNB | DISTRIBUTION | KUALA SELANGOR | Existing | RYB | LV FUSE SWITCH |  | OPEN | IEC MIDDLE CURVE | FUSES | SPARE |  |  |  | 250.000 A |  |  | 6
380108796 | TNB | DISTRIBUTION | KUALA SELANGOR | Existing | RYB | LV FUSE SWITCH |  | OPEN | IEC MIDDLE CURVE | FUSES | SPARE |  |  |  | 250.000 A |  |  | 6
380108806 | TNB | DISTRIBUTION | KUALA SELANGOR | Existing | RYB | LV FUSE SWITCH |  | OPEN | IEC MIDDLE CURVE | FUSES | SPARE |  |  |  | 250.000 A |  |  | 6
380108812 | TNB | DISTRIBUTION | KUALA SELANGOR | Existing | RYB | LV FUSE SWITCH |  | OPEN | IEC MIDDLE CURVE | FUSES | SPARE |  |  |  | 250.000 A |  |  | 6
380108824 | TNB | DISTRIBUTION | KUALA SELANGOR | Existing | RYB | LV FUSE SWITCH |  | OPEN | IEC MIDDLE CURVE | FUSES | SPARE |  |  |  | 250.000 A |  |  | 6
380108866 | TNB | DISTRIBUTION | KUALA SELANGOR | Existing | RYB | LV FUSE SWITCH |  | CLOSED | IEC MIDDLE CURVE | FUSES | SPARE |  |  |  | 250.000 A |  |  | 6
380108878 | TNB | DISTRIBUTION | KUALA SELANGOR | Existing | RYB | LV FUSE SWITCH |  | OPEN | IEC MIDDLE CURVE | FUSES | SPARE |  |  |  | 250.000 A |  |  | 6
380108883 | TNB | DISTRIBUTION | KUALA SELANGOR | Existing | RYB | LV FUSE SWITCH |  | OPEN | IEC MIDDLE CURVE | FUSES | SPARE |  |  |  | 250.000 A |  |  | 6
380108886 | TNB | DISTRIBUTION | KUALA SELANGOR | Existing | RYB | LV FUSE SWITCH |  | OPEN | IEC MIDDLE CURVE | FUSES | SPARE |  |  |  | 250.000 A |  |  | 6
380108890 | TNB | DISTRIBUTION | KUALA SELANGOR | Existing | RYB | LV FUSE SWITCH |  | OPEN | IEC MIDDLE CURVE | FUSES | SPARE |  |  |  | 250.000 A |  |  | 6
380108900 | TNB | DISTRIBUTION | KUALA SELANGOR | Existing | RYB | LV FUSE SWITCH |  | OPEN | IEC MIDDLE CURVE | FUSES | SPARE |  |  |  | 250.000 A |  |  | 6
380108906 | TNB | DISTRIBUTION | KUALA SELANGOR | Existing | RYB | LV FUSE SWITCH |  | OPEN | IEC MIDDLE CURVE | FUSES | SPARE |  |  |  | 250.000 A |  |  | 6
380108918 | TNB | DISTRIBUTION | KUALA SELANGOR | Existing | RYB | LV FUSE SWITCH |  | CLOSED | IEC MIDDLE CURVE | FUSES | SPARE |  |  |  | 250.000 A |  |  | 6
380109216 | TNB | DISTRIBUTION | KUALA SELANGOR | Existing | RYB | LV FUSE SWITCH |  | CLOSED | IEC MIDDLE CURVE | FUSES | SPARE |  |  |  | 250.000 A |  |  | 6
380109228 | TNB | DISTRIBUTION | KUALA SELANGOR | Existing | RYB | LV FUSE SWITCH |  | CLOSED | IEC MIDDLE CURVE | FUSES | SPARE |  |  |  | 250.000 A |  |  | 6
380109233 | TNB | DISTRIBUTION | KUALA SELANGOR | Existing | RYB | LV FUSE SWITCH |  | CLOSED | IEC MIDDLE CURVE | FUSES | SPARE |  |  |  | 250.000 A |  |  | 6
380109236 | TNB | DISTRIBUTION | KUALA SELANGOR | Existing | RYB | LV FUSE SWITCH |  | CLOSED | IEC MIDDLE CURVE | FUSES | SPARE |  |  |  | 250.000 A |  |  | 6
380109240 | TNB | DISTRIBUTION | KUALA SELANGOR | Existing | RYB | LV FUSE SWITCH |  | CLOSED | IEC MIDDLE CURVE | FUSES | SPARE |  |  |  | 250.000 A |  |  | 6
380109250 | TNB | DISTRIBUTION | KUALA SELANGOR | Existing | RYB | LV FUSE SWITCH |  | CLOSED | IEC MIDDLE CURVE | FUSES | SPARE |  |  |  | 250.000 A |  |  | 6
380109256 | TNB | DISTRIBUTION | KUALA SELANGOR | Existing | RYB | LV FUSE SWITCH |  | CLOSED | IEC MIDDLE CURVE | FUSES | SPARE |  |  |  | 250.000 A |  |  | 6
380109268 | TNB | DISTRIBUTION | KUALA SELANGOR | Existing | RYB | LV FUSE SWITCH |  | CLOSED | IEC MIDDLE CURVE | FUSES | SPARE |  |  |  | 250.000 A |  |  | 6
380109330 | TNB | DISTRIBUTION | KUALA SELANGOR | Existing | RYB | LV FUSE SWITCH |  | CLOSED | IEC MIDDLE CURVE | FUSES | SPARE |  |  |  | 250.000 A |  |  | 6
380109342 | TNB | DISTRIBUTION | KUALA SELANGOR | Existing | RYB | LV FUSE SWITCH |  | CLOSED | IEC MIDDLE CURVE | FUSES | SPARE |  |  |  | 250.000 A |  |  | 6
380109347 | TNB | DISTRIBUTION | KUALA SELANGOR | Existing | RYB | LV FUSE SWITCH |  | CLOSED | IEC MIDDLE CURVE | FUSES | SPARE |  |  |  | 250.000 A |  |  | 6
380109350 | TNB | DISTRIBUTION | KUALA SELANGOR | Existing | RYB | LV FUSE SWITCH |  | CLOSED | IEC MIDDLE CURVE | FUSES | SPARE |  |  |  | 250.000 A |  |  | 6
380109354 | TNB | DISTRIBUTION | KUALA SELANGOR | Existing | RYB | LV FUSE SWITCH |  | CLOSED | IEC MIDDLE CURVE | FUSES | SPARE |  |  |  | 250.000 A |  |  | 6
380109364 | TNB | DISTRIBUTION | KUALA SELANGOR | Existing | RYB | LV FUSE SWITCH |  | CLOSED | IEC MIDDLE CURVE | FUSES | SPARE |  |  |  | 250.000 A |  |  | 6
380109370 | TNB | DISTRIBUTION | KUALA SELANGOR | Existing | RYB | LV FUSE SWITCH |  | CLOSED | IEC MIDDLE CURVE | FUSES | SPARE |  |  |  | 250.000 A |  |  | 6
380109382 | TNB | DISTRIBUTION | KUALA SELANGOR | Existing | RYB | LV FUSE SWITCH |  | CLOSED | IEC MIDDLE CURVE | FUSES | SPARE |  |  |  | 250.000 A |  |  | 6
380109387 | TNB | DISTRIBUTION | KUALA SELANGOR | Existing | RYB | LV FUSE SWITCH |  | CLOSED | IEC MIDDLE CURVE | FUSES | SPARE |  |  |  | 250.000 A |  |  | 6
380109399 | TNB | DISTRIBUTION | KUALA SELANGOR | Existing | RYB | LV FUSE SWITCH |  | CLOSED | IEC MIDDLE CURVE | FUSES | SPARE |  |  |  | 250.000 A |  |  | 6
380109404 | TNB | DISTRIBUTION | KUALA SELANGOR | Existing | RYB | LV FUSE SWITCH |  | CLOSED | IEC MIDDLE CURVE | FUSES | SPARE |  |  |  | 250.000 A |  |  | 6
380109407 | TNB | DISTRIBUTION | KUALA SELANGOR | Existing | RYB | LV FUSE SWITCH |  | CLOSED | IEC MIDDLE CURVE | FUSES | SPARE |  |  |  | 250.000 A |  |  | 6
380109411 | TNB | DISTRIBUTION | KUALA SELANGOR | Existing | RYB | LV FUSE SWITCH |  | CLOSED | IEC MIDDLE CURVE | FUSES | SPARE |  |  |  | 250.000 A |  |  | 6
380109421 | TNB | DISTRIBUTION | KUALA SELANGOR | Existing | RYB | LV FUSE SWITCH |  | CLOSED | IEC MIDDLE CURVE | FUSES | SPARE |  |  |  | 250.000 A |  |  | 6
380109427 | TNB | DISTRIBUTION | KUALA SELANGOR | Existing | RYB | LV FUSE SWITCH |  | CLOSED | IEC MIDDLE CURVE | FUSES | SPARE |  |  |  | 250.000 A |  |  | 6
380109439 | TNB | DISTRIBUTION | KUALA SELANGOR | Existing | RYB | LV FUSE SWITCH |  | CLOSED | IEC MIDDLE CURVE | FUSES | SPARE |  |  |  | 250.000 A |  |  | 6
380109481 | TNB | DISTRIBUTION | KUALA SELANGOR | Existing | RYB | LV FUSE SWITCH |  | CLOSED | IEC MIDDLE CURVE | FUSES | SPARE |  |  |  | 250.000 A |  |  | 6
380109493 | TNB | DISTRIBUTION | KUALA SELANGOR | Existing | RYB | LV FUSE SWITCH |  | CLOSED | IEC MIDDLE CURVE | FUSES | SPARE |  |  |  | 250.000 A |  |  | 6
380109498 | TNB | DISTRIBUTION | KUALA SELANGOR | Existing | RYB | LV FUSE SWITCH |  | CLOSED | IEC MIDDLE CURVE | FUSES | SPARE |  |  |  | 250.000 A |  |  | 6
380109501 | TNB | DISTRIBUTION | KUALA SELANGOR | Existing | RYB | LV FUSE SWITCH |  | CLOSED | IEC MIDDLE CURVE | FUSES | SPARE |  |  |  | 250.000 A |  |  | 6
380109505 | TNB | DISTRIBUTION | KUALA SELANGOR | Existing | RYB | LV FUSE SWITCH |  | CLOSED | IEC MIDDLE CURVE | FUSES | SPARE |  |  |  | 250.000 A |  |  | 6
380109515 | TNB | DISTRIBUTION | KUALA SELANGOR | Existing | RYB | LV FUSE SWITCH |  | CLOSED | IEC MIDDLE CURVE | FUSES | SPARE |  |  |  | 250.000 A |  |  | 6
380109521 | TNB | DISTRIBUTION | KUALA SELANGOR | Existing | RYB | LV FUSE SWITCH |  | CLOSED | IEC MIDDLE CURVE | FUSES | SPARE |  |  |  | 250.000 A |  |  | 6
380109533 | TNB | DISTRIBUTION | KUALA SELANGOR | Existing | RYB | LV FUSE SWITCH |  | CLOSED | IEC MIDDLE CURVE | FUSES | SPARE |  |  |  | 250.000 A |  |  | 6
380109716 | TNB | DISTRIBUTION | KUALA SELANGOR | Existing | RYB | LV FUSE SWITCH |  | CLOSED | IEC MIDDLE CURVE | FUSES | SPARE |  |  |  | 250.000 A |  |  | 6
380109718 | TNB | DISTRIBUTION | KUALA SELANGOR | Existing | RYB | LV FUSE SWITCH |  | CLOSED | IEC MIDDLE CURVE | FUSES | SPARE |  |  |  | 250.000 A |  |  | 6
380109729 | TNB | DISTRIBUTION | KUALA SELANGOR | Existing | RYB | LV FUSE SWITCH |  | CLOSED | IEC MIDDLE CURVE | FUSES | SPARE |  |  |  | 250.000 A |  |  | 6
380109739 | TNB | DISTRIBUTION | KUALA SELANGOR | Existing | RYB | LV FUSE SWITCH |  | CLOSED | IEC MIDDLE CURVE | FUSES | SPARE |  |  |  | 250.000 A |  |  | 6
380109744 | TNB | DISTRIBUTION | KUALA SELANGOR | Existing | RYB | LV FUSE SWITCH |  | CLOSED | IEC MIDDLE CURVE | FUSES | SPARE |  |  |  | 250.000 A |  |  | 6
380109751 | TNB | DISTRIBUTION | KUALA SELANGOR | Existing | RYB | LV FUSE SWITCH |  | CLOSED | IEC MIDDLE CURVE | FUSES | SPARE |  |  |  | 250.000 A |  |  | 6
380109759 | TNB | DISTRIBUTION | KUALA SELANGOR | Existing | RYB | LV FUSE SWITCH |  | CLOSED | IEC MIDDLE CURVE | FUSES | SPARE |  |  |  | 250.000 A |  |  | 6
380109764 | TNB | DISTRIBUTION | KUALA SELANGOR | Existing | RYB | LV FUSE SWITCH |  | CLOSED | IEC MIDDLE CURVE | FUSES | SPARE |  |  |  | 250.000 A |  |  | 6
380109810 | TNB | DISTRIBUTION | KUALA SELANGOR | Existing | RYB | LV FUSE SWITCH |  | CLOSED | IEC MIDDLE CURVE | FUSES | SPARE |  |  |  | 250.000 A |  |  | 6
380109821 | TNB | DISTRIBUTION | KUALA SELANGOR | Existing | RYB | LV FUSE SWITCH |  | CLOSED | IEC MIDDLE CURVE | FUSES | SPARE |  |  |  | 250.000 A |  |  | 6
380109823 | TNB | DISTRIBUTION | KUALA SELANGOR | Existing | RYB | LV FUSE SWITCH |  | CLOSED | IEC MIDDLE CURVE | FUSES | SPARE |  |  |  | 250.000 A |  |  | 6
380109827 | TNB | DISTRIBUTION | KUALA SELANGOR | Existing | RYB | LV FUSE SWITCH |  | CLOSED | IEC MIDDLE CURVE | FUSES | SPARE |  |  |  | 250.000 A |  |  | 6
380109832 | TNB | DISTRIBUTION | KUALA SELANGOR | Existing | RYB | LV FUSE SWITCH |  | CLOSED | IEC MIDDLE CURVE | FUSES | SPARE |  |  |  | 250.000 A |  |  | 6
380109837 | TNB | DISTRIBUTION | KUALA SELANGOR | Existing | RYB | LV FUSE SWITCH |  | CLOSED | IEC MIDDLE CURVE | FUSES | SPARE |  |  |  | 250.000 A |  |  | 6
380109842 | TNB | DISTRIBUTION | KUALA SELANGOR | Existing | RYB | LV FUSE SWITCH |  | CLOSED | IEC MIDDLE CURVE | FUSES | SPARE |  |  |  | 250.000 A |  |  | 6
380109844 | TNB | DISTRIBUTION | KUALA SELANGOR | Existing | RYB | LV FUSE SWITCH |  | CLOSED | IEC MIDDLE CURVE | FUSES | SPARE |  |  |  | 250.000 A |  |  | 6
380109861 | TNB | DISTRIBUTION | KUALA SELANGOR | Existing | RYB | LV FUSE SWITCH |  | CLOSED | IEC MIDDLE CURVE | FUSES | SPARE |  |  |  | 250.000 A |  |  | 6
380109871 | TNB | DISTRIBUTION | KUALA SELANGOR | Existing | RYB | LV FUSE SWITCH |  | CLOSED | IEC MIDDLE CURVE | FUSES | SPARE |  |  |  | 250.000 A |  |  | 6
380109916 | TNB | DISTRIBUTION | KUALA SELANGOR | Existing | RYB | LV FUSE SWITCH |  | CLOSED | IEC MIDDLE CURVE | FUSES | SPARE |  |  |  | 250.000 A |  |  | 6
380109928 | TNB | DISTRIBUTION | KUALA SELANGOR | Existing | RYB | LV FUSE SWITCH |  | CLOSED | IEC MIDDLE CURVE | FUSES | SPARE |  |  |  | 250.000 A |  |  | 6
380109933 | TNB | DISTRIBUTION | KUALA SELANGOR | Existing | RYB | LV FUSE SWITCH |  | CLOSED | IEC MIDDLE CURVE | FUSES | SPARE |  |  |  | 250.000 A |  |  | 6
380109936 | TNB | DISTRIBUTION | KUALA SELANGOR | Existing | RYB | LV FUSE SWITCH |  | CLOSED | IEC MIDDLE CURVE | FUSES | SPARE |  |  |  | 250.000 A |  |  | 6
380109940 | TNB | DISTRIBUTION | KUALA SELANGOR | Existing | RYB | LV FUSE SWITCH |  | CLOSED | IEC MIDDLE CURVE | FUSES | SPARE |  |  |  | 250.000 A |  |  | 6
380109950 | TNB | DISTRIBUTION | KUALA SELANGOR | Existing | RYB | LV FUSE SWITCH |  | CLOSED | IEC MIDDLE CURVE | FUSES | SPARE |  |  |  | 250.000 A |  |  | 6
380109956 | TNB | DISTRIBUTION | KUALA SELANGOR | Existing | RYB | LV FUSE SWITCH |  | CLOSED | IEC MIDDLE CURVE | FUSES | SPARE |  |  |  | 250.000 A |  |  | 6
380109968 | TNB | DISTRIBUTION | KUALA SELANGOR | Existing | RYB | LV FUSE SWITCH |  | CLOSED | IEC MIDDLE CURVE | FUSES | SPARE |  |  |  | 250.000 A |  |  | 6
380110010 | TNB | DISTRIBUTION | KUALA SELANGOR | Existing | RYB | LV FUSE SWITCH |  | CLOSED | IEC MIDDLE CURVE | FUSES | SPARE |  |  |  | 250.000 A |  |  | 6
380110022 | TNB | DISTRIBUTION | KUALA SELANGOR | Existing | RYB | LV FUSE SWITCH |  | CLOSED | IEC MIDDLE CURVE | FUSES | SPARE |  |  |  | 250.000 A |  |  | 6
380110027 | TNB | DISTRIBUTION | KUALA SELANGOR | Existing | RYB | LV FUSE SWITCH |  | CLOSED | IEC MIDDLE CURVE | FUSES | SPARE |  |  |  | 250.000 A |  |  | 6
380110030 | TNB | DISTRIBUTION | KUALA SELANGOR | Existing | RYB | LV FUSE SWITCH |  | CLOSED | IEC MIDDLE CURVE | FUSES | SPARE |  |  |  | 250.000 A |  |  | 6
380110034 | TNB | DISTRIBUTION | KUALA SELANGOR | Existing | RYB | LV FUSE SWITCH |  | CLOSED | IEC MIDDLE CURVE | FUSES | SPARE |  |  |  | 250.000 A |  |  | 6
380110044 | TNB | DISTRIBUTION | KUALA SELANGOR | Existing | RYB | LV FUSE SWITCH |  | CLOSED | IEC MIDDLE CURVE | FUSES | SPARE |  |  |  | 250.000 A |  |  | 6
380110050 | TNB | DISTRIBUTION | KUALA SELANGOR | Existing | RYB | LV FUSE SWITCH |  | CLOSED | IEC MIDDLE CURVE | FUSES | SPARE |  |  |  | 250.000 A |  |  | 6
380110062 | TNB | DISTRIBUTION | KUALA SELANGOR | Existing | RYB | LV FUSE SWITCH |  | CLOSED | IEC MIDDLE CURVE | FUSES | SPARE |  |  |  | 250.000 A |  |  | 6
380110124 | TNB | DISTRIBUTION | KUALA SELANGOR | Existing | RYB | LV FUSE SWITCH |  | CLOSED | IEC MIDDLE CURVE | FUSES | SPARE |  |  |  | 250.000 A |  |  | 6
380110136 | TNB | DISTRIBUTION | KUALA SELANGOR | Existing | RYB | LV FUSE SWITCH |  | CLOSED | IEC MIDDLE CURVE | FUSES | SPARE |  |  |  | 250.000 A |  |  | 6
380110141 | TNB | DISTRIBUTION | KUALA SELANGOR | Existing | RYB | LV FUSE SWITCH |  | CLOSED | IEC MIDDLE CURVE | FUSES | SPARE |  |  |  | 250.000 A |  |  | 6
380110144 | TNB | DISTRIBUTION | KUALA SELANGOR | Existing | RYB | LV FUSE SWITCH |  | CLOSED | IEC MIDDLE CURVE | FUSES | SPARE |  |  |  | 250.000 A |  |  | 6
380110148 | TNB | DISTRIBUTION | KUALA SELANGOR | Existing | RYB | LV FUSE SWITCH |  | CLOSED | IEC MIDDLE CURVE | FUSES | SPARE |  |  |  | 250.000 A |  |  | 6
380110158 | TNB | DISTRIBUTION | KUALA SELANGOR | Existing | RYB | LV FUSE SWITCH |  | CLOSED | IEC MIDDLE CURVE | FUSES | SPARE |  |  |  | 250.000 A |  |  | 6
380110164 | TNB | DISTRIBUTION | KUALA SELANGOR | Existing | RYB | LV FUSE SWITCH |  | CLOSED | IEC MIDDLE CURVE | FUSES | SPARE |  |  |  | 250.000 A |  |  | 6
380110176 | TNB | DISTRIBUTION | KUALA SELANGOR | Existing | RYB | LV FUSE SWITCH |  | CLOSED | IEC MIDDLE CURVE | FUSES | SPARE |  |  |  | 250.000 A |  |  | 6
380110295 | TNB | DISTRIBUTION | KUALA SELANGOR | Existing | RYB | LV FUSE SWITCH |  | CLOSED | IEC MIDDLE CURVE | FUSES | SPARE |  |  |  | 250.000 A |  |  | 6
380110307 | TNB | DISTRIBUTION | KUALA SELANGOR | Existing | RYB | LV FUSE SWITCH |  | CLOSED | IEC MIDDLE CURVE | FUSES | SPARE |  |  |  | 250.000 A |  |  | 6
380110312 | TNB | DISTRIBUTION | KUALA SELANGOR | Existing | RYB | LV FUSE SWITCH |  | CLOSED | IEC MIDDLE CURVE | FUSES | SPARE |  |  |  | 250.000 A |  |  | 6
380110315 | TNB | DISTRIBUTION | KUALA SELANGOR | Existing | RYB | LV FUSE SWITCH |  | CLOSED | IEC MIDDLE CURVE | FUSES | SPARE |  |  |  | 250.000 A |  |  | 6
380110319 | TNB | DISTRIBUTION | KUALA SELANGOR | Existing | RYB | LV FUSE SWITCH |  | CLOSED | IEC MIDDLE CURVE | FUSES | SPARE |  |  |  | 250.000 A |  |  | 6
380110329 | TNB | DISTRIBUTION | KUALA SELANGOR | Existing | RYB | LV FUSE SWITCH |  | CLOSED | IEC MIDDLE CURVE | FUSES | SPARE |  |  |  | 250.000 A |  |  | 6
380110335 | TNB | DISTRIBUTION | KUALA SELANGOR | Existing | RYB | LV FUSE SWITCH |  | CLOSED | IEC MIDDLE CURVE | FUSES | SPARE |  |  |  | 250.000 A |  |  | 6
380110347 | TNB | DISTRIBUTION | KUALA SELANGOR | Existing | RYB | LV FUSE SWITCH |  | CLOSED | IEC MIDDLE CURVE | FUSES | SPARE |  |  |  | 250.000 A |  |  | 6
380110352 | TNB | DISTRIBUTION | KUALA SELANGOR | Existing | RYB | LV FUSE SWITCH |  | CLOSED | IEC MIDDLE CURVE | FUSES | SPARE |  |  |  | 250.000 A |  |  | 6
380110364 | TNB | DISTRIBUTION | KUALA SELANGOR | Existing | RYB | LV FUSE SWITCH |  | CLOSED | IEC MIDDLE CURVE | FUSES | SPARE |  |  |  | 250.000 A |  |  | 6
380110369 | TNB | DISTRIBUTION | KUALA SELANGOR | Existing | RYB | LV FUSE SWITCH |  | CLOSED | IEC MIDDLE CURVE | FUSES | SPARE |  |  |  | 250.000 A |  |  | 6
380110372 | TNB | DISTRIBUTION | KUALA SELANGOR | Existing | RYB | LV FUSE SWITCH |  | CLOSED | IEC MIDDLE CURVE | FUSES | SPARE |  |  |  | 250.000 A |  |  | 6
380110376 | TNB | DISTRIBUTION | KUALA SELANGOR | Existing | RYB | LV FUSE SWITCH |  | CLOSED | IEC MIDDLE CURVE | FUSES | SPARE |  |  |  | 250.000 A |  |  | 6
380110386 | TNB | DISTRIBUTION | KUALA SELANGOR | Existing | RYB | LV FUSE SWITCH |  | CLOSED | IEC MIDDLE CURVE | FUSES | SPARE |  |  |  | 250.000 A |  |  | 6
380110392 | TNB | DISTRIBUTION | KUALA SELANGOR | Existing | RYB | LV FUSE SWITCH |  | CLOSED | IEC MIDDLE CURVE | FUSES | SPARE |  |  |  | 250.000 A |  |  | 6
380110404 | TNB | DISTRIBUTION | KUALA SELANGOR | Existing | RYB | LV FUSE SWITCH |  | CLOSED | IEC MIDDLE CURVE | FUSES | SPARE |  |  |  | 250.000 A |  |  | 6
380110446 | TNB | DISTRIBUTION | KUALA SELANGOR | Existing | RYB | LV FUSE SWITCH |  | CLOSED | IEC MIDDLE CURVE | FUSES | SPARE |  |  |  | 250.000 A |  |  | 6
380110458 | TNB | DISTRIBUTION | KUALA SELANGOR | Existing | RYB | LV FUSE SWITCH |  | CLOSED | IEC MIDDLE CURVE | FUSES | SPARE |  |  |  | 250.000 A |  |  | 6
380110463 | TNB | DISTRIBUTION | KUALA SELANGOR | Existing | RYB | LV FUSE SWITCH |  | CLOSED | IEC MIDDLE CURVE | FUSES | SPARE |  |  |  | 250.000 A |  |  | 6
380110466 | TNB | DISTRIBUTION | KUALA SELANGOR | Existing | RYB | LV FUSE SWITCH |  | CLOSED | IEC MIDDLE CURVE | FUSES | SPARE |  |  |  | 250.000 A |  |  | 6
380110470 | TNB | DISTRIBUTION | KUALA SELANGOR | Existing | RYB | LV FUSE SWITCH |  | CLOSED | IEC MIDDLE CURVE | FUSES | SPARE |  |  |  | 250.000 A |  |  | 6
380110480 | TNB | DISTRIBUTION | KUALA SELANGOR | Existing | RYB | LV FUSE SWITCH |  | CLOSED | IEC MIDDLE CURVE | FUSES | SPARE |  |  |  | 250.000 A |  |  | 6
380110486 | TNB | DISTRIBUTION | KUALA SELANGOR | Existing | RYB | LV FUSE SWITCH |  | CLOSED | IEC MIDDLE CURVE | FUSES | SPARE |  |  |  | 250.000 A |  |  | 6
380110498 | TNB | DISTRIBUTION | KUALA SELANGOR | Existing | RYB | LV FUSE SWITCH |  | CLOSED | IEC MIDDLE CURVE | FUSES | SPARE |  |  |  | 250.000 A |  |  | 6
380110540 | TNB | DISTRIBUTION | KUALA SELANGOR | Existing | RYB | LV FUSE SWITCH |  | CLOSED | IEC MIDDLE CURVE | FUSES | SPARE |  |  |  | 250.000 A |  |  | 6
380110552 | TNB | DISTRIBUTION | KUALA SELANGOR | Existing | RYB | LV FUSE SWITCH |  | CLOSED | IEC MIDDLE CURVE | FUSES | SPARE |  |  |  | 250.000 A |  |  | 6
380110557 | TNB | DISTRIBUTION | KUALA SELANGOR | Existing | RYB | LV FUSE SWITCH |  | CLOSED | IEC MIDDLE CURVE | FUSES | SPARE |  |  |  | 250.000 A |  |  | 6
380110560 | TNB | DISTRIBUTION | KUALA SELANGOR | Existing | RYB | LV FUSE SWITCH |  | CLOSED | IEC MIDDLE CURVE | FUSES | SPARE |  |  |  | 250.000 A |  |  | 6
380110564 | TNB | DISTRIBUTION | KUALA SELANGOR | Existing | RYB | LV FUSE SWITCH |  | CLOSED | IEC MIDDLE CURVE | FUSES | SPARE |  |  |  | 250.000 A |  |  | 6
380110574 | TNB | DISTRIBUTION | KUALA SELANGOR | Existing | RYB | LV FUSE SWITCH |  | CLOSED | IEC MIDDLE CURVE | FUSES | SPARE |  |  |  | 250.000 A |  |  | 6
380110580 | TNB | DISTRIBUTION | KUALA SELANGOR | Existing | RYB | LV FUSE SWITCH |  | CLOSED | IEC MIDDLE CURVE | FUSES | SPARE |  |  |  | 250.000 A |  |  | 6
380110592 | TNB | DISTRIBUTION | KUALA SELANGOR | Existing | RYB | LV FUSE SWITCH |  | CLOSED | IEC MIDDLE CURVE | FUSES | SPARE |  |  |  | 250.000 A |  |  | 6
380110688 | TNB | DISTRIBUTION | KUALA SELANGOR | Existing | RYB | LV FUSE SWITCH |  | CLOSED | IEC MIDDLE CURVE | FUSES | SPARE |  |  |  | 250.000 A |  |  | 6
380110690 | TNB | DISTRIBUTION | KUALA SELANGOR | Existing | RYB | LV FUSE SWITCH |  | CLOSED | IEC MIDDLE CURVE | FUSES | SPARE |  |  |  | 250.000 A |  |  | 6
380110701 | TNB | DISTRIBUTION | KUALA SELANGOR | Existing | RYB | LV FUSE SWITCH |  | CLOSED | IEC MIDDLE CURVE | FUSES | SPARE |  |  |  | 250.000 A |  |  | 6
380110711 | TNB | DISTRIBUTION | KUALA SELANGOR | Existing | RYB | LV FUSE SWITCH |  | CLOSED | IEC MIDDLE CURVE | FUSES | SPARE |  |  |  | 250.000 A |  |  | 6
380110716 | TNB | DISTRIBUTION | KUALA SELANGOR | Existing | RYB | LV FUSE SWITCH |  | CLOSED | IEC MIDDLE CURVE | FUSES | SPARE |  |  |  | 250.000 A |  |  | 6
380110723 | TNB | DISTRIBUTION | KUALA SELANGOR | Existing | RYB | LV FUSE SWITCH |  | CLOSED | IEC MIDDLE CURVE | FUSES | SPARE |  |  |  | 250.000 A |  |  | 6
380110731 | TNB | DISTRIBUTION | KUALA SELANGOR | Existing | RYB | LV FUSE SWITCH |  | CLOSED | IEC MIDDLE CURVE | FUSES | SPARE |  |  |  | 250.000 A |  |  | 6
380110736 | TNB | DISTRIBUTION | KUALA SELANGOR | Existing | RYB | LV FUSE SWITCH |  | CLOSED | IEC MIDDLE CURVE | FUSES | SPARE |  |  |  | 250.000 A |  |  | 6
380110784 | TNB | DISTRIBUTION | KUALA SELANGOR | Existing | RYB | LV FUSE SWITCH |  | CLOSED | IEC MIDDLE CURVE | FUSES | SPARE |  |  |  | 250.000 A |  |  | 6
380110796 | TNB | DISTRIBUTION | KUALA SELANGOR | Existing | RYB | LV FUSE SWITCH |  | CLOSED | IEC MIDDLE CURVE | FUSES | SPARE |  |  |  | 250.000 A |  |  | 6
380110801 | TNB | DISTRIBUTION | KUALA SELANGOR | Existing | RYB | LV FUSE SWITCH |  | CLOSED | IEC MIDDLE CURVE | FUSES | SPARE |  |  |  | 250.000 A |  |  | 6
380110804 | TNB | DISTRIBUTION | KUALA SELANGOR | Existing | RYB | LV FUSE SWITCH |  | CLOSED | IEC MIDDLE CURVE | FUSES | SPARE |  |  |  | 250.000 A |  |  | 6
380110808 | TNB | DISTRIBUTION | KUALA SELANGOR | Existing | RYB | LV FUSE SWITCH |  | CLOSED | IEC MIDDLE CURVE | FUSES | SPARE |  |  |  | 250.000 A |  |  | 6
380110818 | TNB | DISTRIBUTION | KUALA SELANGOR | Existing | RYB | LV FUSE SWITCH |  | CLOSED | IEC MIDDLE CURVE | FUSES | SPARE |  |  |  | 250.000 A |  |  | 6
380110824 | TNB | DISTRIBUTION | KUALA SELANGOR | Existing | RYB | LV FUSE SWITCH |  | CLOSED | IEC MIDDLE CURVE | FUSES | SPARE |  |  |  | 250.000 A |  |  | 6
380110836 | TNB | DISTRIBUTION | KUALA SELANGOR | Existing | RYB | LV FUSE SWITCH |  | CLOSED | IEC MIDDLE CURVE | FUSES | SPARE |  |  |  | 250.000 A |  |  | 6
380110878 | TNB | DISTRIBUTION | KUALA SELANGOR | Existing | RYB | LV FUSE SWITCH |  | CLOSED | IEC MIDDLE CURVE | FUSES | SPARE |  |  |  | 250.000 A |  |  | 6
380110890 | TNB | DISTRIBUTION | KUALA SELANGOR | Existing | RYB | LV FUSE SWITCH |  | CLOSED | IEC MIDDLE CURVE | FUSES | SPARE |  |  |  | 250.000 A |  |  | 6
380110895 | TNB | DISTRIBUTION | KUALA SELANGOR | Existing | RYB | LV FUSE SWITCH |  | CLOSED | IEC MIDDLE CURVE | FUSES | SPARE |  |  |  | 250.000 A |  |  | 6
380110898 | TNB | DISTRIBUTION | KUALA SELANGOR | Existing | RYB | LV FUSE SWITCH |  | CLOSED | IEC MIDDLE CURVE | FUSES | SPARE |  |  |  | 250.000 A |  |  | 6
380110902 | TNB | DISTRIBUTION | KUALA SELANGOR | Existing | RYB | LV FUSE SWITCH |  | CLOSED | IEC MIDDLE CURVE | FUSES | SPARE |  |  |  | 250.000 A |  |  | 6
380110912 | TNB | DISTRIBUTION | KUALA SELANGOR | Existing | RYB | LV FUSE SWITCH |  | CLOSED | IEC MIDDLE CURVE | FUSES | SPARE |  |  |  | 250.000 A |  |  | 6
380110918 | TNB | DISTRIBUTION | KUALA SELANGOR | Existing | RYB | LV FUSE SWITCH |  | CLOSED | IEC MIDDLE CURVE | FUSES | SPARE |  |  |  | 250.000 A |  |  | 6
380110930 | TNB | DISTRIBUTION | KUALA SELANGOR | Existing | RYB | LV FUSE SWITCH |  | CLOSED | IEC MIDDLE CURVE | FUSES | SPARE |  |  |  | 250.000 A |  |  | 6
380110972 | TNB | DISTRIBUTION | KUALA SELANGOR | Existing | RYB | LV FUSE SWITCH |  | CLOSED | IEC MIDDLE CURVE | FUSES | SPARE |  |  |  | 250.000 A |  |  | 6
380110984 | TNB | DISTRIBUTION | KUALA SELANGOR | Existing | RYB | LV FUSE SWITCH |  | CLOSED | IEC MIDDLE CURVE | FUSES | SPARE |  |  |  | 250.000 A |  |  | 6
380110989 | TNB | DISTRIBUTION | KUALA SELANGOR | Existing | RYB | LV FUSE SWITCH |  | CLOSED | IEC MIDDLE CURVE | FUSES | SPARE |  |  |  | 250.000 A |  |  | 6
380110992 | TNB | DISTRIBUTION | KUALA SELANGOR | Existing | RYB | LV FUSE SWITCH |  | CLOSED | IEC MIDDLE CURVE | FUSES | SPARE |  |  |  | 250.000 A |  |  | 6
380110996 | TNB | DISTRIBUTION | KUALA SELANGOR | Existing | RYB | LV FUSE SWITCH |  | CLOSED | IEC MIDDLE CURVE | FUSES | SPARE |  |  |  | 250.000 A |  |  | 6
380111006 | TNB | DISTRIBUTION | KUALA SELANGOR | Existing | RYB | LV FUSE SWITCH |  | CLOSED | IEC MIDDLE CURVE | FUSES | SPARE |  |  |  | 250.000 A |  |  | 6
380111012 | TNB | DISTRIBUTION | KUALA SELANGOR | Existing | RYB | LV FUSE SWITCH |  | CLOSED | IEC MIDDLE CURVE | FUSES | SPARE |  |  |  | 250.000 A |  |  | 6
380111024 | TNB | DISTRIBUTION | KUALA SELANGOR | Existing | RYB | LV FUSE SWITCH |  | CLOSED | IEC MIDDLE CURVE | FUSES | SPARE |  |  |  | 250.000 A |  |  | 6
380111092 | TNB | DISTRIBUTION | KUALA SELANGOR | Existing | RYB | LV FUSE SWITCH |  | CLOSED | IEC MIDDLE CURVE | FUSES | SPARE |  |  |  | 250.000 A |  |  | 6
380111104 | TNB | DISTRIBUTION | KUALA SELANGOR | Existing | RYB | LV FUSE SWITCH |  | CLOSED | IEC MIDDLE CURVE | FUSES | SPARE |  |  |  | 250.000 A |  |  | 6
380111109 | TNB | DISTRIBUTION | KUALA SELANGOR | Existing | RYB | LV FUSE SWITCH |  | CLOSED | IEC MIDDLE CURVE | FUSES | SPARE |  |  |  | 250.000 A |  |  | 6
380111112 | TNB | DISTRIBUTION | KUALA SELANGOR | Existing | RYB | LV FUSE SWITCH |  | CLOSED | IEC MIDDLE CURVE | FUSES | SPARE |  |  |  | 250.000 A |  |  | 6
380111116 | TNB | DISTRIBUTION | KUALA SELANGOR | Existing | RYB | LV FUSE SWITCH |  | CLOSED | IEC MIDDLE CURVE | FUSES | SPARE |  |  |  | 250.000 A |  |  | 6
380111126 | TNB | DISTRIBUTION | KUALA SELANGOR | Existing | RYB | LV FUSE SWITCH |  | CLOSED | IEC MIDDLE CURVE | FUSES | SPARE |  |  |  | 250.000 A |  |  | 6
380111132 | TNB | DISTRIBUTION | KUALA SELANGOR | Existing | RYB | LV FUSE SWITCH |  | CLOSED | IEC MIDDLE CURVE | FUSES | SPARE |  |  |  | 250.000 A |  |  | 6
380111144 | TNB | DISTRIBUTION | KUALA SELANGOR | Existing | RYB | LV FUSE SWITCH |  | CLOSED | IEC MIDDLE CURVE | FUSES | SPARE |  |  |  | 250.000 A |  |  | 6
380111197 | TNB | DISTRIBUTION | KUALA SELANGOR | Existing | RYB | LV FUSE SWITCH |  | CLOSED | IEC MIDDLE CURVE | FUSES | SPARE |  |  |  | 250.000 A |  |  | 6
380111209 | TNB | DISTRIBUTION | KUALA SELANGOR | Existing | RYB | LV FUSE SWITCH |  | CLOSED | IEC MIDDLE CURVE | FUSES | SPARE |  |  |  | 250.000 A |  |  | 6
380111214 | TNB | DISTRIBUTION | KUALA SELANGOR | Existing | RYB | LV FUSE SWITCH |  | CLOSED | IEC MIDDLE CURVE | FUSES | SPARE |  |  |  | 250.000 A |  |  | 6
380111217 | TNB | DISTRIBUTION | KUALA SELANGOR | Existing | RYB | LV FUSE SWITCH |  | CLOSED | IEC MIDDLE CURVE | FUSES | SPARE |  |  |  | 250.000 A |  |  | 6
380111221 | TNB | DISTRIBUTION | KUALA SELANGOR | Existing | RYB | LV FUSE SWITCH |  | CLOSED | IEC MIDDLE CURVE | FUSES | SPARE |  |  |  | 250.000 A |  |  | 6
380111231 | TNB | DISTRIBUTION | KUALA SELANGOR | Existing | RYB | LV FUSE SWITCH |  | CLOSED | IEC MIDDLE CURVE | FUSES | SPARE |  |  |  | 250.000 A |  |  | 6
380111237 | TNB | DISTRIBUTION | KUALA SELANGOR | Existing | RYB | LV FUSE SWITCH |  | CLOSED | IEC MIDDLE CURVE | FUSES | SPARE |  |  |  | 250.000 A |  |  | 6
380111249 | TNB | DISTRIBUTION | KUALA SELANGOR | Existing | RYB | LV FUSE SWITCH |  | CLOSED | IEC MIDDLE CURVE | FUSES | SPARE |  |  |  | 250.000 A |  |  | 6
380111293 | TNB | DISTRIBUTION | KUALA SELANGOR | Existing | RYB | LV FUSE SWITCH |  | CLOSED | IEC MIDDLE CURVE | FUSES | SPARE |  |  |  | 250.000 A |  |  | 6
380111305 | TNB | DISTRIBUTION | KUALA SELANGOR | Existing | RYB | LV FUSE SWITCH |  | CLOSED | IEC MIDDLE CURVE | FUSES | SPARE |  |  |  | 250.000 A |  |  | 6
380111310 | TNB | DISTRIBUTION | KUALA SELANGOR | Existing | RYB | LV FUSE SWITCH |  | CLOSED | IEC MIDDLE CURVE | FUSES | SPARE |  |  |  | 250.000 A |  |  | 6
380111313 | TNB | DISTRIBUTION | KUALA SELANGOR | Existing | RYB | LV FUSE SWITCH |  | CLOSED | IEC MIDDLE CURVE | FUSES | SPARE |  |  |  | 250.000 A |  |  | 6
380111317 | TNB | DISTRIBUTION | KUALA SELANGOR | Existing | RYB | LV FUSE SWITCH |  | CLOSED | IEC MIDDLE CURVE | FUSES | SPARE |  |  |  | 250.000 A |  |  | 6
380111327 | TNB | DISTRIBUTION | KUALA SELANGOR | Existing | RYB | LV FUSE SWITCH |  | CLOSED | IEC MIDDLE CURVE | FUSES | SPARE |  |  |  | 250.000 A |  |  | 6
380111333 | TNB | DISTRIBUTION | KUALA SELANGOR | Existing | RYB | LV FUSE SWITCH |  | CLOSED | IEC MIDDLE CURVE | FUSES | SPARE |  |  |  | 250.000 A |  |  | 6
380111345 | TNB | DISTRIBUTION | KUALA SELANGOR | Existing | RYB | LV FUSE SWITCH |  | CLOSED | IEC MIDDLE CURVE | FUSES | SPARE |  |  |  | 250.000 A |  |  | 6
380111428 | TNB | DISTRIBUTION | KUALA SELANGOR | Existing | RYB | LV FUSE SWITCH |  | CLOSED | IEC MIDDLE CURVE | FUSES | SPARE |  |  |  | 250.000 A |  |  | 6
380111440 | TNB | DISTRIBUTION | KUALA SELANGOR | Existing | RYB | LV FUSE SWITCH |  | CLOSED | IEC MIDDLE CURVE | FUSES | SPARE |  |  |  | 250.000 A |  |  | 6
380111445 | TNB | DISTRIBUTION | KUALA SELANGOR | Existing | RYB | LV FUSE SWITCH |  | CLOSED | IEC MIDDLE CURVE | FUSES | SPARE |  |  |  | 250.000 A |  |  | 6
380111448 | TNB | DISTRIBUTION | KUALA SELANGOR | Existing | RYB | LV FUSE SWITCH |  | CLOSED | IEC MIDDLE CURVE | FUSES | SPARE |  |  |  | 250.000 A |  |  | 6
380111452 | TNB | DISTRIBUTION | KUALA SELANGOR | Existing | RYB | LV FUSE SWITCH |  | CLOSED | IEC MIDDLE CURVE | FUSES | SPARE |  |  |  | 250.000 A |  |  | 6
380111462 | TNB | DISTRIBUTION | KUALA SELANGOR | Existing | RYB | LV FUSE SWITCH |  | CLOSED | IEC MIDDLE CURVE | FUSES | SPARE |  |  |  | 250.000 A |  |  | 6
380111468 | TNB | DISTRIBUTION | KUALA SELANGOR | Existing | RYB | LV FUSE SWITCH |  | CLOSED | IEC MIDDLE CURVE | FUSES | SPARE |  |  |  | 250.000 A |  |  | 6
380111480 | TNB | DISTRIBUTION | KUALA SELANGOR | Existing | RYB | LV FUSE SWITCH |  | CLOSED | IEC MIDDLE CURVE | FUSES | SPARE |  |  |  | 250.000 A |  |  | 6
380111533 | TNB | DISTRIBUTION | KUALA SELANGOR | Existing | RYB | LV FUSE SWITCH |  | CLOSED | IEC MIDDLE CURVE | FUSES | SPARE |  |  |  | 250.000 A |  |  | 6
380111545 | TNB | DISTRIBUTION | KUALA SELANGOR | Existing | RYB | LV FUSE SWITCH |  | CLOSED | IEC MIDDLE CURVE | FUSES | SPARE |  |  |  | 250.000 A |  |  | 6
380111550 | TNB | DISTRIBUTION | KUALA SELANGOR | Existing | RYB | LV FUSE SWITCH |  | CLOSED | IEC MIDDLE CURVE | FUSES | SPARE |  |  |  | 250.000 A |  |  | 6
380111553 | TNB | DISTRIBUTION | KUALA SELANGOR | Existing | RYB | LV FUSE SWITCH |  | CLOSED | IEC MIDDLE CURVE | FUSES | SPARE |  |  |  | 250.000 A |  |  | 6
380111557 | TNB | DISTRIBUTION | KUALA SELANGOR | Existing | RYB | LV FUSE SWITCH |  | CLOSED | IEC MIDDLE CURVE | FUSES | SPARE |  |  |  | 250.000 A |  |  | 6
380111567 | TNB | DISTRIBUTION | KUALA SELANGOR | Existing | RYB | LV FUSE SWITCH |  | CLOSED | IEC MIDDLE CURVE | FUSES | SPARE |  |  |  | 250.000 A |  |  | 6
380111573 | TNB | DISTRIBUTION | KUALA SELANGOR | Existing | RYB | LV FUSE SWITCH |  | CLOSED | IEC MIDDLE CURVE | FUSES | SPARE |  |  |  | 250.000 A |  |  | 6
380111585 | TNB | DISTRIBUTION | KUALA SELANGOR | Existing | RYB | LV FUSE SWITCH |  | CLOSED | IEC MIDDLE CURVE | FUSES | SPARE |  |  |  | 250.000 A |  |  | 6
380111629 | TNB | DISTRIBUTION | KUALA SELANGOR | Existing | RYB | LV FUSE SWITCH |  | CLOSED | IEC MIDDLE CURVE | FUSES | SPARE |  |  |  | 250.000 A |  |  | 6
380111641 | TNB | DISTRIBUTION | KUALA SELANGOR | Existing | RYB | LV FUSE SWITCH |  | CLOSED | IEC MIDDLE CURVE | FUSES | SPARE |  |  |  | 250.000 A |  |  | 6
380111646 | TNB | DISTRIBUTION | KUALA SELANGOR | Existing | RYB | LV FUSE SWITCH |  | CLOSED | IEC MIDDLE CURVE | FUSES | SPARE |  |  |  | 250.000 A |  |  | 6
380111649 | TNB | DISTRIBUTION | KUALA SELANGOR | Existing | RYB | LV FUSE SWITCH |  | CLOSED | IEC MIDDLE CURVE | FUSES | SPARE |  |  |  | 250.000 A |  |  | 6
380111653 | TNB | DISTRIBUTION | KUALA SELANGOR | Existing | RYB | LV FUSE SWITCH |  | CLOSED | IEC MIDDLE CURVE | FUSES | SPARE |  |  |  | 250.000 A |  |  | 6
380111663 | TNB | DISTRIBUTION | KUALA SELANGOR | Existing | RYB | LV FUSE SWITCH |  | CLOSED | IEC MIDDLE CURVE | FUSES | SPARE |  |  |  | 250.000 A |  |  | 6
380111669 | TNB | DISTRIBUTION | KUALA SELANGOR | Existing | RYB | LV FUSE SWITCH |  | CLOSED | IEC MIDDLE CURVE | FUSES | SPARE |  |  |  | 250.000 A |  |  | 6
380111681 | TNB | DISTRIBUTION | KUALA SELANGOR | Existing | RYB | LV FUSE SWITCH |  | CLOSED | IEC MIDDLE CURVE | FUSES | SPARE |  |  |  | 250.000 A |  |  | 6
380111723 | TNB | DISTRIBUTION | KUALA SELANGOR | Existing | RYB | LV FUSE SWITCH |  | CLOSED | IEC MIDDLE CURVE | FUSES | SPARE |  |  |  | 250.000 A |  |  | 6
380111735 | TNB | DISTRIBUTION | KUALA SELANGOR | Existing | RYB | LV FUSE SWITCH |  | CLOSED | IEC MIDDLE CURVE | FUSES | SPARE |  |  |  | 250.000 A |  |  | 6
380111740 | TNB | DISTRIBUTION | KUALA SELANGOR | Existing | RYB | LV FUSE SWITCH |  | CLOSED | IEC MIDDLE CURVE | FUSES | SPARE |  |  |  | 250.000 A |  |  | 6
380111743 | TNB | DISTRIBUTION | KUALA SELANGOR | Existing | RYB | LV FUSE SWITCH |  | CLOSED | IEC MIDDLE CURVE | FUSES | SPARE |  |  |  | 250.000 A |  |  | 6
380111747 | TNB | DISTRIBUTION | KUALA SELANGOR | Existing | RYB | LV FUSE SWITCH |  | CLOSED | IEC MIDDLE CURVE | FUSES | SPARE |  |  |  | 250.000 A |  |  | 6
380111757 | TNB | DISTRIBUTION | KUALA SELANGOR | Existing | RYB | LV FUSE SWITCH |  | CLOSED | IEC MIDDLE CURVE | FUSES | SPARE |  |  |  | 250.000 A |  |  | 6
380111763 | TNB | DISTRIBUTION | KUALA SELANGOR | Existing | RYB | LV FUSE SWITCH |  | CLOSED | IEC MIDDLE CURVE | FUSES | SPARE |  |  |  | 250.000 A |  |  | 6
380111775 | TNB | DISTRIBUTION | KUALA SELANGOR | Existing | RYB | LV FUSE SWITCH |  | CLOSED | IEC MIDDLE CURVE | FUSES | SPARE |  |  |  | 250.000 A |  |  | 6
380111817 | TNB | DISTRIBUTION | KUALA SELANGOR | Existing | RYB | LV FUSE SWITCH |  | CLOSED | IEC MIDDLE CURVE | FUSES | SPARE |  |  |  | 250.000 A |  |  | 6
380111829 | TNB | DISTRIBUTION | KUALA SELANGOR | Existing | RYB | LV FUSE SWITCH |  | CLOSED | IEC MIDDLE CURVE | FUSES | SPARE |  |  |  | 250.000 A |  |  | 6
380111834 | TNB | DISTRIBUTION | KUALA SELANGOR | Existing | RYB | LV FUSE SWITCH |  | CLOSED | IEC MIDDLE CURVE | FUSES | SPARE |  |  |  | 250.000 A |  |  | 6
380111837 | TNB | DISTRIBUTION | KUALA SELANGOR | Existing | RYB | LV FUSE SWITCH |  | CLOSED | IEC MIDDLE CURVE | FUSES | SPARE |  |  |  | 250.000 A |  |  | 6
380111841 | TNB | DISTRIBUTION | KUALA SELANGOR | Existing | RYB | LV FUSE SWITCH |  | CLOSED | IEC MIDDLE CURVE | FUSES | SPARE |  |  |  | 250.000 A |  |  | 6
380111851 | TNB | DISTRIBUTION | KUALA SELANGOR | Existing | RYB | LV FUSE SWITCH |  | CLOSED | IEC MIDDLE CURVE | FUSES | SPARE |  |  |  | 250.000 A |  |  | 6
380111857 | TNB | DISTRIBUTION | KUALA SELANGOR | Existing | RYB | LV FUSE SWITCH |  | CLOSED | IEC MIDDLE CURVE | FUSES | SPARE |  |  |  | 250.000 A |  |  | 6
380111869 | TNB | DISTRIBUTION | KUALA SELANGOR | Existing | RYB | LV FUSE SWITCH |  | CLOSED | IEC MIDDLE CURVE | FUSES | SPARE |  |  |  | 250.000 A |  |  | 6
380111911 | TNB | DISTRIBUTION | KUALA SELANGOR | Existing | RYB | LV FUSE SWITCH |  | CLOSED | IEC MIDDLE CURVE | FUSES | SPARE |  |  |  | 250.000 A |  |  | 6
380111923 | TNB | DISTRIBUTION | KUALA SELANGOR | Existing | RYB | LV FUSE SWITCH |  | CLOSED | IEC MIDDLE CURVE | FUSES | SPARE |  |  |  | 250.000 A |  |  | 6
380111928 | TNB | DISTRIBUTION | KUALA SELANGOR | Existing | RYB | LV FUSE SWITCH |  | CLOSED | IEC MIDDLE CURVE | FUSES | SPARE |  |  |  | 250.000 A |  |  | 6
380111931 | TNB | DISTRIBUTION | KUALA SELANGOR | Existing | RYB | LV FUSE SWITCH |  | CLOSED | IEC MIDDLE CURVE | FUSES | SPARE |  |  |  | 250.000 A |  |  | 6
380111935 | TNB | DISTRIBUTION | KUALA SELANGOR | Existing | RYB | LV FUSE SWITCH |  | CLOSED | IEC MIDDLE CURVE | FUSES | SPARE |  |  |  | 250.000 A |  |  | 6
380111945 | TNB | DISTRIBUTION | KUALA SELANGOR | Existing | RYB | LV FUSE SWITCH |  | CLOSED | IEC MIDDLE CURVE | FUSES | SPARE |  |  |  | 250.000 A |  |  | 6
380111951 | TNB | DISTRIBUTION | KUALA SELANGOR | Existing | RYB | LV FUSE SWITCH |  | CLOSED | IEC MIDDLE CURVE | FUSES | SPARE |  |  |  | 250.000 A |  |  | 6
380111963 | TNB | DISTRIBUTION | KUALA SELANGOR | Existing | RYB | LV FUSE SWITCH |  | CLOSED | IEC MIDDLE CURVE | FUSES | SPARE |  |  |  | 250.000 A |  |  | 6
380112005 | TNB | DISTRIBUTION | KUALA SELANGOR | Existing | RYB | LV FUSE SWITCH |  | CLOSED | IEC MIDDLE CURVE | FUSES | SPARE |  |  |  | 250.000 A |  |  | 6
380112017 | TNB | DISTRIBUTION | KUALA SELANGOR | Existing | RYB | LV FUSE SWITCH |  | CLOSED | IEC MIDDLE CURVE | FUSES | SPARE |  |  |  | 250.000 A |  |  | 6
380112022 | TNB | DISTRIBUTION | KUALA SELANGOR | Existing | RYB | LV FUSE SWITCH |  | CLOSED | IEC MIDDLE CURVE | FUSES | SPARE |  |  |  | 250.000 A |  |  | 6
380112025 | TNB | DISTRIBUTION | KUALA SELANGOR | Existing | RYB | LV FUSE SWITCH |  | CLOSED | IEC MIDDLE CURVE | FUSES | SPARE |  |  |  | 250.000 A |  |  | 6
380112029 | TNB | DISTRIBUTION | KUALA SELANGOR | Existing | RYB | LV FUSE SWITCH |  | CLOSED | IEC MIDDLE CURVE | FUSES | SPARE |  |  |  | 250.000 A |  |  | 6
380112039 | TNB | DISTRIBUTION | KUALA SELANGOR | Existing | RYB | LV FUSE SWITCH |  | CLOSED | IEC MIDDLE CURVE | FUSES | SPARE |  |  |  | 250.000 A |  |  | 6
380112045 | TNB | DISTRIBUTION | KUALA SELANGOR | Existing | RYB | LV FUSE SWITCH |  | CLOSED | IEC MIDDLE CURVE | FUSES | SPARE |  |  |  | 250.000 A |  |  | 6
380112057 | TNB | DISTRIBUTION | KUALA SELANGOR | Existing | RYB | LV FUSE SWITCH |  | CLOSED | IEC MIDDLE CURVE | FUSES | SPARE |  |  |  | 250.000 A |  |  | 6
380112099 | TNB | DISTRIBUTION | KUALA SELANGOR | Existing | RYB | LV FUSE SWITCH |  | CLOSED | IEC MIDDLE CURVE | FUSES | SPARE |  |  |  | 250.000 A |  |  | 6
380112111 | TNB | DISTRIBUTION | KUALA SELANGOR | Existing | RYB | LV FUSE SWITCH |  | CLOSED | IEC MIDDLE CURVE | FUSES | SPARE |  |  |  | 250.000 A |  |  | 6
380112116 | TNB | DISTRIBUTION | KUALA SELANGOR | Existing | RYB | LV FUSE SWITCH |  | CLOSED | IEC MIDDLE CURVE | FUSES | SPARE |  |  |  | 250.000 A |  |  | 6
380112119 | TNB | DISTRIBUTION | KUALA SELANGOR | Existing | RYB | LV FUSE SWITCH |  | CLOSED | IEC MIDDLE CURVE | FUSES | SPARE |  |  |  | 250.000 A |  |  | 6
380112123 | TNB | DISTRIBUTION | KUALA SELANGOR | Existing | RYB | LV FUSE SWITCH |  | CLOSED | IEC MIDDLE CURVE | FUSES | SPARE |  |  |  | 250.000 A |  |  | 6
380112133 | TNB | DISTRIBUTION | KUALA SELANGOR | Existing | RYB | LV FUSE SWITCH |  | CLOSED | IEC MIDDLE CURVE | FUSES | SPARE |  |  |  | 250.000 A |  |  | 6
380112139 | TNB | DISTRIBUTION | KUALA SELANGOR | Existing | RYB | LV FUSE SWITCH |  | CLOSED | IEC MIDDLE CURVE | FUSES | SPARE |  |  |  | 250.000 A |  |  | 6
380112151 | TNB | DISTRIBUTION | KUALA SELANGOR | Existing | RYB | LV FUSE SWITCH |  | CLOSED | IEC MIDDLE CURVE | FUSES | SPARE |  |  |  | 250.000 A |  |  | 6
380112193 | TNB | DISTRIBUTION | KUALA SELANGOR | Existing | RYB | LV FUSE SWITCH |  | CLOSED | IEC MIDDLE CURVE | FUSES | SPARE |  |  |  | 250.000 A |  |  | 6
380112205 | TNB | DISTRIBUTION | KUALA SELANGOR | Existing | RYB | LV FUSE SWITCH |  | CLOSED | IEC MIDDLE CURVE | FUSES | SPARE |  |  |  | 250.000 A |  |  | 6
380112210 | TNB | DISTRIBUTION | KUALA SELANGOR | Existing | RYB | LV FUSE SWITCH |  | CLOSED | IEC MIDDLE CURVE | FUSES | SPARE |  |  |  | 250.000 A |  |  | 6
380112213 | TNB | DISTRIBUTION | KUALA SELANGOR | Existing | RYB | LV FUSE SWITCH |  | CLOSED | IEC MIDDLE CURVE | FUSES | SPARE |  |  |  | 250.000 A |  |  | 6
380112217 | TNB | DISTRIBUTION | KUALA SELANGOR | Existing | RYB | LV FUSE SWITCH |  | CLOSED | IEC MIDDLE CURVE | FUSES | SPARE |  |  |  | 250.000 A |  |  | 6
380112227 | TNB | DISTRIBUTION | KUALA SELANGOR | Existing | RYB | LV FUSE SWITCH |  | CLOSED | IEC MIDDLE CURVE | FUSES | SPARE |  |  |  | 250.000 A |  |  | 6
380112233 | TNB | DISTRIBUTION | KUALA SELANGOR | Existing | RYB | LV FUSE SWITCH |  | CLOSED | IEC MIDDLE CURVE | FUSES | SPARE |  |  |  | 250.000 A |  |  | 6
380112245 | TNB | DISTRIBUTION | KUALA SELANGOR | Existing | RYB | LV FUSE SWITCH |  | CLOSED | IEC MIDDLE CURVE | FUSES | SPARE |  |  |  | 250.000 A |  |  | 6
380112287 | TNB | DISTRIBUTION | KUALA SELANGOR | Existing | RYB | LV FUSE SWITCH |  | CLOSED | IEC MIDDLE CURVE | FUSES | SPARE |  |  |  | 250.000 A |  |  | 6
380112299 | TNB | DISTRIBUTION | KUALA SELANGOR | Existing | RYB | LV FUSE SWITCH |  | CLOSED | IEC MIDDLE CURVE | FUSES | SPARE |  |  |  | 250.000 A |  |  | 6
380112304 | TNB | DISTRIBUTION | KUALA SELANGOR | Existing | RYB | LV FUSE SWITCH |  | CLOSED | IEC MIDDLE CURVE | FUSES | SPARE |  |  |  | 250.000 A |  |  | 6
380112307 | TNB | DISTRIBUTION | KUALA SELANGOR | Existing | RYB | LV FUSE SWITCH |  | CLOSED | IEC MIDDLE CURVE | FUSES | SPARE |  |  |  | 250.000 A |  |  | 6
380112311 | TNB | DISTRIBUTION | KUALA SELANGOR | Existing | RYB | LV FUSE SWITCH |  | CLOSED | IEC MIDDLE CURVE | FUSES | SPARE |  |  |  | 250.000 A |  |  | 6
380112321 | TNB | DISTRIBUTION | KUALA SELANGOR | Existing | RYB | LV FUSE SWITCH |  | CLOSED | IEC MIDDLE CURVE | FUSES | SPARE |  |  |  | 250.000 A |  |  | 6
380112327 | TNB | DISTRIBUTION | KUALA SELANGOR | Existing | RYB | LV FUSE SWITCH |  | CLOSED | IEC MIDDLE CURVE | FUSES | SPARE |  |  |  | 250.000 A |  |  | 6
380112339 | TNB | DISTRIBUTION | KUALA SELANGOR | Existing | RYB | LV FUSE SWITCH |  | CLOSED | IEC MIDDLE CURVE | FUSES | SPARE |  |  |  | 250.000 A |  |  | 6
380112383 | TNB | DISTRIBUTION | KUALA SELANGOR | Existing | RYB | LV FUSE SWITCH |  | CLOSED | IEC MIDDLE CURVE | FUSES | SPARE |  |  |  | 250.000 A |  |  | 6
380112395 | TNB | DISTRIBUTION | KUALA SELANGOR | Existing | RYB | LV FUSE SWITCH |  | CLOSED | IEC MIDDLE CURVE | FUSES | SPARE |  |  |  | 250.000 A |  |  | 6
380112400 | TNB | DISTRIBUTION | KUALA SELANGOR | Existing | RYB | LV FUSE SWITCH |  | CLOSED | IEC MIDDLE CURVE | FUSES | SPARE |  |  |  | 250.000 A |  |  | 6
380112403 | TNB | DISTRIBUTION | KUALA SELANGOR | Existing | RYB | LV FUSE SWITCH |  | CLOSED | IEC MIDDLE CURVE | FUSES | SPARE |  |  |  | 250.000 A |  |  | 6
380112407 | TNB | DISTRIBUTION | KUALA SELANGOR | Existing | RYB | LV FUSE SWITCH |  | CLOSED | IEC MIDDLE CURVE | FUSES | SPARE |  |  |  | 250.000 A |  |  | 6
380112417 | TNB | DISTRIBUTION | KUALA SELANGOR | Existing | RYB | LV FUSE SWITCH |  | CLOSED | IEC MIDDLE CURVE | FUSES | SPARE |  |  |  | 250.000 A |  |  | 6
380112423 | TNB | DISTRIBUTION | KUALA SELANGOR | Existing | RYB | LV FUSE SWITCH |  | CLOSED | IEC MIDDLE CURVE | FUSES | SPARE |  |  |  | 250.000 A |  |  | 6
380112435 | TNB | DISTRIBUTION | KUALA SELANGOR | Existing | RYB | LV FUSE SWITCH |  | CLOSED | IEC MIDDLE CURVE | FUSES | SPARE |  |  |  | 250.000 A |  |  | 6
380112477 | TNB | DISTRIBUTION | KUALA SELANGOR | Existing | RYB | LV FUSE SWITCH |  | CLOSED | IEC MIDDLE CURVE | FUSES | SPARE |  |  |  | 250.000 A |  |  | 6
380112489 | TNB | DISTRIBUTION | KUALA SELANGOR | Existing | RYB | LV FUSE SWITCH |  | CLOSED | IEC MIDDLE CURVE | FUSES | SPARE |  |  |  | 250.000 A |  |  | 6
380112494 | TNB | DISTRIBUTION | KUALA SELANGOR | Existing | RYB | LV FUSE SWITCH |  | CLOSED | IEC MIDDLE CURVE | FUSES | SPARE |  |  |  | 250.000 A |  |  | 6
380112497 | TNB | DISTRIBUTION | KUALA SELANGOR | Existing | RYB | LV FUSE SWITCH |  | CLOSED | IEC MIDDLE CURVE | FUSES | SPARE |  |  |  | 250.000 A |  |  | 6
380112501 | TNB | DISTRIBUTION | KUALA SELANGOR | Existing | RYB | LV FUSE SWITCH |  | CLOSED | IEC MIDDLE CURVE | FUSES | SPARE |  |  |  | 250.000 A |  |  | 6
380112511 | TNB | DISTRIBUTION | KUALA SELANGOR | Existing | RYB | LV FUSE SWITCH |  | CLOSED | IEC MIDDLE CURVE | FUSES | SPARE |  |  |  | 250.000 A |  |  | 6
380112517 | TNB | DISTRIBUTION | KUALA SELANGOR | Existing | RYB | LV FUSE SWITCH |  | CLOSED | IEC MIDDLE CURVE | FUSES | SPARE |  |  |  | 250.000 A |  |  | 6
380112529 | TNB | DISTRIBUTION | KUALA SELANGOR | Existing | RYB | LV FUSE SWITCH |  | CLOSED | IEC MIDDLE CURVE | FUSES | SPARE |  |  |  | 250.000 A |  |  | 6
380112571 | TNB | DISTRIBUTION | KUALA SELANGOR | Existing | RYB | LV FUSE SWITCH |  | CLOSED | IEC MIDDLE CURVE | FUSES | SPARE |  |  |  | 250.000 A |  |  | 6
380112583 | TNB | DISTRIBUTION | KUALA SELANGOR | Existing | RYB | LV FUSE SWITCH |  | CLOSED | IEC MIDDLE CURVE | FUSES | SPARE |  |  |  | 250.000 A |  |  | 6
380112588 | TNB | DISTRIBUTION | KUALA SELANGOR | Existing | RYB | LV FUSE SWITCH |  | CLOSED | IEC MIDDLE CURVE | FUSES | SPARE |  |  |  | 250.000 A |  |  | 6
380112591 | TNB | DISTRIBUTION | KUALA SELANGOR | Existing | RYB | LV FUSE SWITCH |  | CLOSED | IEC MIDDLE CURVE | FUSES | SPARE |  |  |  | 250.000 A |  |  | 6
380112595 | TNB | DISTRIBUTION | KUALA SELANGOR | Existing | RYB | LV FUSE SWITCH |  | CLOSED | IEC MIDDLE CURVE | FUSES | SPARE |  |  |  | 250.000 A |  |  | 6
380112605 | TNB | DISTRIBUTION | KUALA SELANGOR | Existing | RYB | LV FUSE SWITCH |  | CLOSED | IEC MIDDLE CURVE | FUSES | SPARE |  |  |  | 250.000 A |  |  | 6
380112611 | TNB | DISTRIBUTION | KUALA SELANGOR | Existing | RYB | LV FUSE SWITCH |  | CLOSED | IEC MIDDLE CURVE | FUSES | SPARE |  |  |  | 250.000 A |  |  | 6
380112623 | TNB | DISTRIBUTION | KUALA SELANGOR | Existing | RYB | LV FUSE SWITCH |  | CLOSED | IEC MIDDLE CURVE | FUSES | SPARE |  |  |  | 250.000 A |  |  | 6
380112676 | TNB | DISTRIBUTION | KUALA SELANGOR | Existing | RYB | LV FUSE SWITCH |  | CLOSED | IEC MIDDLE CURVE | FUSES | SPARE |  |  |  | 250.000 A |  |  | 6
380112688 | TNB | DISTRIBUTION | KUALA SELANGOR | Existing | RYB | LV FUSE SWITCH |  | CLOSED | IEC MIDDLE CURVE | FUSES | SPARE |  |  |  | 250.000 A |  |  | 6
380112693 | TNB | DISTRIBUTION | KUALA SELANGOR | Existing | RYB | LV FUSE SWITCH |  | CLOSED | IEC MIDDLE CURVE | FUSES | SPARE |  |  |  | 250.000 A |  |  | 6
380112696 | TNB | DISTRIBUTION | KUALA SELANGOR | Existing | RYB | LV FUSE SWITCH |  | CLOSED | IEC MIDDLE CURVE | FUSES | SPARE |  |  |  | 250.000 A |  |  | 6
380112700 | TNB | DISTRIBUTION | KUALA SELANGOR | Existing | RYB | LV FUSE SWITCH |  | CLOSED | IEC MIDDLE CURVE | FUSES | SPARE |  |  |  | 250.000 A |  |  | 6
380112710 | TNB | DISTRIBUTION | KUALA SELANGOR | Existing | RYB | LV FUSE SWITCH |  | CLOSED | IEC MIDDLE CURVE | FUSES | SPARE |  |  |  | 250.000 A |  |  | 6
380112716 | TNB | DISTRIBUTION | KUALA SELANGOR | Existing | RYB | LV FUSE SWITCH |  | CLOSED | IEC MIDDLE CURVE | FUSES | SPARE |  |  |  | 250.000 A |  |  | 6
380112728 | TNB | DISTRIBUTION | KUALA SELANGOR | Existing | RYB | LV FUSE SWITCH |  | CLOSED | IEC MIDDLE CURVE | FUSES | SPARE |  |  |  | 250.000 A |  |  | 6
380112772 | TNB | DISTRIBUTION | KUALA SELANGOR | Existing | RYB | LV FUSE SWITCH |  | CLOSED | IEC MIDDLE CURVE | FUSES | SPARE |  |  |  | 250.000 A |  |  | 6
380112784 | TNB | DISTRIBUTION | KUALA SELANGOR | Existing | RYB | LV FUSE SWITCH |  | CLOSED | IEC MIDDLE CURVE | FUSES | SPARE |  |  |  | 250.000 A |  |  | 6
380112789 | TNB | DISTRIBUTION | KUALA SELANGOR | Existing | RYB | LV FUSE SWITCH |  | CLOSED | IEC MIDDLE CURVE | FUSES | SPARE |  |  |  | 250.000 A |  |  | 6
380112792 | TNB | DISTRIBUTION | KUALA SELANGOR | Existing | RYB | LV FUSE SWITCH |  | CLOSED | IEC MIDDLE CURVE | FUSES | SPARE |  |  |  | 250.000 A |  |  | 6
380112796 | TNB | DISTRIBUTION | KUALA SELANGOR | Existing | RYB | LV FUSE SWITCH |  | CLOSED | IEC MIDDLE CURVE | FUSES | SPARE |  |  |  | 250.000 A |  |  | 6
380112806 | TNB | DISTRIBUTION | KUALA SELANGOR | Existing | RYB | LV FUSE SWITCH |  | CLOSED | IEC MIDDLE CURVE | FUSES | SPARE |  |  |  | 250.000 A |  |  | 6
380112812 | TNB | DISTRIBUTION | KUALA SELANGOR | Existing | RYB | LV FUSE SWITCH |  | CLOSED | IEC MIDDLE CURVE | FUSES | SPARE |  |  |  | 250.000 A |  |  | 6
380112824 | TNB | DISTRIBUTION | KUALA SELANGOR | Existing | RYB | LV FUSE SWITCH |  | CLOSED | IEC MIDDLE CURVE | FUSES | SPARE |  |  |  | 250.000 A |  |  | 6
380112868 | TNB | DISTRIBUTION | KUALA SELANGOR | Existing | RYB | LV FUSE SWITCH |  | CLOSED | IEC MIDDLE CURVE | FUSES | SPARE |  |  |  | 250.000 A |  |  | 3
380112882 | TNB | DISTRIBUTION | KUALA SELANGOR | Existing | RYB | LV FUSE SWITCH |  | CLOSED | IEC MIDDLE CURVE | FUSES | SPARE |  |  |  | 250.000 A |  |  | 3
380112889 | TNB | DISTRIBUTION | KUALA SELANGOR | Existing | RYB | LV FUSE SWITCH |  | CLOSED | IEC MIDDLE CURVE | FUSES | SPARE |  |  |  | 250.000 A |  |  | 3
380112894 | TNB | DISTRIBUTION | KUALA SELANGOR | Existing | RYB | LV FUSE SWITCH |  | CLOSED | IEC MIDDLE CURVE | FUSES | SPARE |  |  |  | 250.000 A |  |  | 3
380112900 | TNB | DISTRIBUTION | KUALA SELANGOR | Existing | RYB | LV FUSE SWITCH |  | CLOSED | IEC MIDDLE CURVE | FUSES | SPARE |  |  |  | 250.000 A |  |  | 3
380112912 | TNB | DISTRIBUTION | KUALA SELANGOR | Existing | RYB | LV FUSE SWITCH |  | CLOSED | IEC MIDDLE CURVE | FUSES | SPARE |  |  |  | 250.000 A |  |  | 3
380112920 | TNB | DISTRIBUTION | KUALA SELANGOR | Existing | RYB | LV FUSE SWITCH |  | CLOSED | IEC MIDDLE CURVE | FUSES | SPARE |  |  |  | 250.000 A |  |  | 3
380112938 | TNB | DISTRIBUTION | KUALA SELANGOR | Existing | RYB | LV FUSE SWITCH |  | CLOSED | IEC MIDDLE CURVE | FUSES | SPARE |  |  |  | 250.000 A |  |  | 3
380112993 | TNB | DISTRIBUTION | KUALA SELANGOR | Existing | RYB | LV FUSE SWITCH |  | CLOSED | IEC MIDDLE CURVE | FUSES | SPARE |  |  |  | 250.000 A |  |  | 3
380113007 | TNB | DISTRIBUTION | KUALA SELANGOR | Existing | RYB | LV FUSE SWITCH |  | CLOSED | IEC MIDDLE CURVE | FUSES | SPARE |  |  |  | 250.000 A |  |  | 3
380113014 | TNB | DISTRIBUTION | KUALA SELANGOR | Existing | RYB | LV FUSE SWITCH |  | CLOSED | IEC MIDDLE CURVE | FUSES | SPARE |  |  |  | 250.000 A |  |  | 3
380113019 | TNB | DISTRIBUTION | KUALA SELANGOR | Existing | RYB | LV FUSE SWITCH |  | CLOSED | IEC MIDDLE CURVE | FUSES | SPARE |  |  |  | 250.000 A |  |  | 3
380113025 | TNB | DISTRIBUTION | KUALA SELANGOR | Existing | RYB | LV FUSE SWITCH |  | CLOSED | IEC MIDDLE CURVE | FUSES | SPARE |  |  |  | 250.000 A |  |  | 3
380113037 | TNB | DISTRIBUTION | KUALA SELANGOR | Existing | RYB | LV FUSE SWITCH |  | CLOSED | IEC MIDDLE CURVE | FUSES | SPARE |  |  |  | 250.000 A |  |  | 3
380113045 | TNB | DISTRIBUTION | KUALA SELANGOR | Existing | RYB | LV FUSE SWITCH |  | CLOSED | IEC MIDDLE CURVE | FUSES | SPARE |  |  |  | 250.000 A |  |  | 3
380113063 | TNB | DISTRIBUTION | KUALA SELANGOR | Existing | RYB | LV FUSE SWITCH |  | CLOSED | IEC MIDDLE CURVE | FUSES | SPARE |  |  |  | 250.000 A |  |  | 3
380113114 | TNB | DISTRIBUTION | KUALA SELANGOR | Existing | RYB | LV FUSE SWITCH |  | CLOSED | IEC MIDDLE CURVE | FUSES | SPARE |  |  |  | 250.000 A |  |  | 3
380113128 | TNB | DISTRIBUTION | KUALA SELANGOR | Existing | RYB | LV FUSE SWITCH |  | CLOSED | IEC MIDDLE CURVE | FUSES | SPARE |  |  |  | 250.000 A |  |  | 3
380113135 | TNB | DISTRIBUTION | KUALA SELANGOR | Existing | RYB | LV FUSE SWITCH |  | CLOSED | IEC MIDDLE CURVE | FUSES | SPARE |  |  |  | 250.000 A |  |  | 3
380113140 | TNB | DISTRIBUTION | KUALA SELANGOR | Existing | RYB | LV FUSE SWITCH |  | CLOSED | IEC MIDDLE CURVE | FUSES | SPARE |  |  |  | 250.000 A |  |  | 3
380113146 | TNB | DISTRIBUTION | KUALA SELANGOR | Existing | RYB | LV FUSE SWITCH |  | CLOSED | IEC MIDDLE CURVE | FUSES | SPARE |  |  |  | 250.000 A |  |  | 3
380113158 | TNB | DISTRIBUTION | KUALA SELANGOR | Existing | RYB | LV FUSE SWITCH |  | CLOSED | IEC MIDDLE CURVE | FUSES | SPARE |  |  |  | 250.000 A |  |  | 3
380113166 | TNB | DISTRIBUTION | KUALA SELANGOR | Existing | RYB | LV FUSE SWITCH |  | CLOSED | IEC MIDDLE CURVE | FUSES | SPARE |  |  |  | 250.000 A |  |  | 3
380113184 | TNB | DISTRIBUTION | KUALA SELANGOR | Existing | RYB | LV FUSE SWITCH |  | CLOSED | IEC MIDDLE CURVE | FUSES | SPARE |  |  |  | 250.000 A |  |  | 3
380113230 | TNB | DISTRIBUTION | KUALA SELANGOR | Existing | RYB | LV FUSE SWITCH |  | CLOSED | IEC MIDDLE CURVE | FUSES | SPARE |  |  |  | 250.000 A |  |  | 3
380113244 | TNB | DISTRIBUTION | KUALA SELANGOR | Existing | RYB | LV FUSE SWITCH |  | CLOSED | IEC MIDDLE CURVE | FUSES | SPARE |  |  |  | 250.000 A |  |  | 3
380113251 | TNB | DISTRIBUTION | KUALA SELANGOR | Existing | RYB | LV FUSE SWITCH |  | CLOSED | IEC MIDDLE CURVE | FUSES | SPARE |  |  |  | 250.000 A |  |  | 3
380113256 | TNB | DISTRIBUTION | KUALA SELANGOR | Existing | RYB | LV FUSE SWITCH |  | CLOSED | IEC MIDDLE CURVE | FUSES | SPARE |  |  |  | 250.000 A |  |  | 3
380113262 | TNB | DISTRIBUTION | KUALA SELANGOR | Existing | RYB | LV FUSE SWITCH |  | CLOSED | IEC MIDDLE CURVE | FUSES | SPARE |  |  |  | 250.000 A |  |  | 3
380113274 | TNB | DISTRIBUTION | KUALA SELANGOR | Existing | RYB | LV FUSE SWITCH |  | CLOSED | IEC MIDDLE CURVE | FUSES | SPARE |  |  |  | 250.000 A |  |  | 3
380113282 | TNB | DISTRIBUTION | KUALA SELANGOR | Existing | RYB | LV FUSE SWITCH |  | CLOSED | IEC MIDDLE CURVE | FUSES | SPARE |  |  |  | 250.000 A |  |  | 3
380113300 | TNB | DISTRIBUTION | KUALA SELANGOR | Existing | RYB | LV FUSE SWITCH |  | CLOSED | IEC MIDDLE CURVE | FUSES | SPARE |  |  |  | 250.000 A |  |  | 3
380117831 | TNB | DISTRIBUTION | KUALA SELANGOR | Existing | RYB | LV FUSE SWITCH |  | CLOSED | IEC MIDDLE CURVE | FUSES | SPARE |  |  |  | 250.000 A |  |  | 6
380117843 | TNB | DISTRIBUTION | KUALA SELANGOR | Existing | RYB | LV FUSE SWITCH |  | CLOSED | IEC MIDDLE CURVE | FUSES | SPARE |  |  |  | 250.000 A |  |  | 6
380117848 | TNB | DISTRIBUTION | KUALA SELANGOR | Existing | RYB | LV FUSE SWITCH |  | CLOSED | IEC MIDDLE CURVE | FUSES | SPARE |  |  |  | 250.000 A |  |  | 6
380117851 | TNB | DISTRIBUTION | KUALA SELANGOR | Existing | RYB | LV FUSE SWITCH |  | CLOSED | IEC MIDDLE CURVE | FUSES | SPARE |  |  |  | 250.000 A |  |  | 6
380117855 | TNB | DISTRIBUTION | KUALA SELANGOR | Existing | RYB | LV FUSE SWITCH |  | CLOSED | IEC MIDDLE CURVE | FUSES | SPARE |  |  |  | 250.000 A |  |  | 6
380117865 | TNB | DISTRIBUTION | KUALA SELANGOR | Existing | RYB | LV FUSE SWITCH |  | CLOSED | IEC MIDDLE CURVE | FUSES | SPARE |  |  |  | 250.000 A |  |  | 6
380117871 | TNB | DISTRIBUTION | KUALA SELANGOR | Existing | RYB | LV FUSE SWITCH |  | CLOSED | IEC MIDDLE CURVE | FUSES | SPARE |  |  |  | 250.000 A |  |  | 6
380117883 | TNB | DISTRIBUTION | KUALA SELANGOR | Existing | RYB | LV FUSE SWITCH |  | CLOSED | IEC MIDDLE CURVE | FUSES | SPARE |  |  |  | 250.000 A |  |  | 6
380117980 | TNB | DISTRIBUTION | KUALA SELANGOR | Existing | RYB | LV FUSE SWITCH |  | CLOSED | IEC MIDDLE CURVE | FUSES | SPARE |  |  |  | 250.000 A |  |  | 6
380117992 | TNB | DISTRIBUTION | KUALA SELANGOR | Existing | RYB | LV FUSE SWITCH |  | CLOSED | IEC MIDDLE CURVE | FUSES | SPARE |  |  |  | 250.000 A |  |  | 6
380117997 | TNB | DISTRIBUTION | KUALA SELANGOR | Existing | RYB | LV FUSE SWITCH |  | CLOSED | IEC MIDDLE CURVE | FUSES | SPARE |  |  |  | 250.000 A |  |  | 6
380118000 | TNB | DISTRIBUTION | KUALA SELANGOR | Existing | RYB | LV FUSE SWITCH |  | CLOSED | IEC MIDDLE CURVE | FUSES | SPARE |  |  |  | 250.000 A |  |  | 6
380118004 | TNB | DISTRIBUTION | KUALA SELANGOR | Existing | RYB | LV FUSE SWITCH |  | CLOSED | IEC MIDDLE CURVE | FUSES | SPARE |  |  |  | 250.000 A |  |  | 6
380118014 | TNB | DISTRIBUTION | KUALA SELANGOR | Existing | RYB | LV FUSE SWITCH |  | CLOSED | IEC MIDDLE CURVE | FUSES | SPARE |  |  |  | 250.000 A |  |  | 6
380118020 | TNB | DISTRIBUTION | KUALA SELANGOR | Existing | RYB | LV FUSE SWITCH |  | CLOSED | IEC MIDDLE CURVE | FUSES | SPARE |  |  |  | 250.000 A |  |  | 6
380118032 | TNB | DISTRIBUTION | KUALA SELANGOR | Existing | RYB | LV FUSE SWITCH |  | CLOSED | IEC MIDDLE CURVE | FUSES | SPARE |  |  |  | 250.000 A |  |  | 6
380118037 | TNB | DISTRIBUTION | KUALA SELANGOR | Existing | RYB | LV FUSE SWITCH |  | CLOSED | IEC MIDDLE CURVE | FUSES | SPARE |  |  |  | 250.000 A |  |  | 6
380118049 | TNB | DISTRIBUTION | KUALA SELANGOR | Existing | RYB | LV FUSE SWITCH |  | CLOSED | IEC MIDDLE CURVE | FUSES | SPARE |  |  |  | 250.000 A |  |  | 6
380118054 | TNB | DISTRIBUTION | KUALA SELANGOR | Existing | RYB | LV FUSE SWITCH |  | CLOSED | IEC MIDDLE CURVE | FUSES | SPARE |  |  |  | 250.000 A |  |  | 6
380118057 | TNB | DISTRIBUTION | KUALA SELANGOR | Existing | RYB | LV FUSE SWITCH |  | CLOSED | IEC MIDDLE CURVE | FUSES | SPARE |  |  |  | 250.000 A |  |  | 6
380118061 | TNB | DISTRIBUTION | KUALA SELANGOR | Existing | RYB | LV FUSE SWITCH |  | CLOSED | IEC MIDDLE CURVE | FUSES | SPARE |  |  |  | 250.000 A |  |  | 6
380118071 | TNB | DISTRIBUTION | KUALA SELANGOR | Existing | RYB | LV FUSE SWITCH |  | CLOSED | IEC MIDDLE CURVE | FUSES | SPARE |  |  |  | 250.000 A |  |  | 6
380118077 | TNB | DISTRIBUTION | KUALA SELANGOR | Existing | RYB | LV FUSE SWITCH |  | CLOSED | IEC MIDDLE CURVE | FUSES | SPARE |  |  |  | 250.000 A |  |  | 6
380118089 | TNB | DISTRIBUTION | KUALA SELANGOR | Existing | RYB | LV FUSE SWITCH |  | CLOSED | IEC MIDDLE CURVE | FUSES | SPARE |  |  |  | 250.000 A |  |  | 6
380118237 | TNB | DISTRIBUTION | KUALA SELANGOR | Existing | RYB | LV FUSE SWITCH |  | CLOSED | IEC MIDDLE CURVE | FUSES | SPARE |  |  |  | 250.000 A |  |  | 3
380118251 | TNB | DISTRIBUTION | KUALA SELANGOR | Existing | RYB | LV FUSE SWITCH |  | OPEN | IEC MIDDLE CURVE | FUSES | SPARE |  |  |  | 250.000 A |  |  | 3
380118258 | TNB | DISTRIBUTION | KUALA SELANGOR | Existing | RYB | LV FUSE SWITCH |  | OPEN | IEC MIDDLE CURVE | FUSES | SPARE |  |  |  | 250.000 A |  |  | 3
380118263 | TNB | DISTRIBUTION | KUALA SELANGOR | Existing | RYB | LV FUSE SWITCH |  | OPEN | IEC MIDDLE CURVE | FUSES | SPARE |  |  |  | 250.000 A |  |  | 3
380118269 | TNB | DISTRIBUTION | KUALA SELANGOR | Existing | RYB | LV FUSE SWITCH |  | OPEN | IEC MIDDLE CURVE | FUSES | SPARE |  |  |  | 250.000 A |  |  | 3
380118281 | TNB | DISTRIBUTION | KUALA SELANGOR | Existing | RYB | LV FUSE SWITCH |  | OPEN | IEC MIDDLE CURVE | FUSES | SPARE |  |  |  | 250.000 A |  |  | 3
380118289 | TNB | DISTRIBUTION | KUALA SELANGOR | Existing | RYB | LV FUSE SWITCH |  | OPEN | IEC MIDDLE CURVE | FUSES | SPARE |  |  |  | 250.000 A |  |  | 3
380118307 | TNB | DISTRIBUTION | KUALA SELANGOR | Existing | RYB | LV FUSE SWITCH |  | CLOSED | IEC MIDDLE CURVE | FUSES | SPARE |  |  |  | 250.000 A |  |  | 3
380118358 | TNB | DISTRIBUTION | KUALA SELANGOR | Existing | RYB | LV FUSE SWITCH |  | CLOSED | IEC MIDDLE CURVE | FUSES | SPARE |  |  |  | 250.000 A |  |  | 3
380118372 | TNB | DISTRIBUTION | KUALA SELANGOR | Existing | RYB | LV FUSE SWITCH |  | CLOSED | IEC MIDDLE CURVE | FUSES | SPARE |  |  |  | 250.000 A |  |  | 3
380118379 | TNB | DISTRIBUTION | KUALA SELANGOR | Existing | RYB | LV FUSE SWITCH |  | CLOSED | IEC MIDDLE CURVE | FUSES | SPARE |  |  |  | 250.000 A |  |  | 3
380118384 | TNB | DISTRIBUTION | KUALA SELANGOR | Existing | RYB | LV FUSE SWITCH |  | CLOSED | IEC MIDDLE CURVE | FUSES | SPARE |  |  |  | 250.000 A |  |  | 3
380118390 | TNB | DISTRIBUTION | KUALA SELANGOR | Existing | RYB | LV FUSE SWITCH |  | CLOSED | IEC MIDDLE CURVE | FUSES | SPARE |  |  |  | 250.000 A |  |  | 3
380118402 | TNB | DISTRIBUTION | KUALA SELANGOR | Existing | RYB | LV FUSE SWITCH |  | CLOSED | IEC MIDDLE CURVE | FUSES | SPARE |  |  |  | 250.000 A |  |  | 3
380118410 | TNB | DISTRIBUTION | KUALA SELANGOR | Existing | RYB | LV FUSE SWITCH |  | CLOSED | IEC MIDDLE CURVE | FUSES | SPARE |  |  |  | 250.000 A |  |  | 3
380118428 | TNB | DISTRIBUTION | KUALA SELANGOR | Existing | RYB | LV FUSE SWITCH |  | CLOSED | IEC MIDDLE CURVE | FUSES | SPARE |  |  |  | 250.000 A |  |  | 3
380118489 | TNB | DISTRIBUTION | KUALA SELANGOR | Existing | RYB | LV FUSE SWITCH |  | CLOSED | IEC MIDDLE CURVE | FUSES | SPARE |  |  |  | 250.000 A |  |  | 3
380118503 | TNB | DISTRIBUTION | KUALA SELANGOR | Existing | RYB | LV FUSE SWITCH |  | CLOSED | IEC MIDDLE CURVE | FUSES | SPARE |  |  |  | 250.000 A |  |  | 3
380118510 | TNB | DISTRIBUTION | KUALA SELANGOR | Existing | RYB | LV FUSE SWITCH |  | CLOSED | IEC MIDDLE CURVE | FUSES | SPARE |  |  |  | 250.000 A |  |  | 3
380118515 | TNB | DISTRIBUTION | KUALA SELANGOR | Existing | RYB | LV FUSE SWITCH |  | CLOSED | IEC MIDDLE CURVE | FUSES | SPARE |  |  |  | 250.000 A |  |  | 3
380118521 | TNB | DISTRIBUTION | KUALA SELANGOR | Existing | RYB | LV FUSE SWITCH |  | CLOSED | IEC MIDDLE CURVE | FUSES | SPARE |  |  |  | 250.000 A |  |  | 3
380118533 | TNB | DISTRIBUTION | KUALA SELANGOR | Existing | RYB | LV FUSE SWITCH |  | CLOSED | IEC MIDDLE CURVE | FUSES | SPARE |  |  |  | 250.000 A |  |  | 3
380118541 | TNB | DISTRIBUTION | KUALA SELANGOR | Existing | RYB | LV FUSE SWITCH |  | CLOSED | IEC MIDDLE CURVE | FUSES | SPARE |  |  |  | 250.000 A |  |  | 3
380118559 | TNB | DISTRIBUTION | KUALA SELANGOR | Existing | RYB | LV FUSE SWITCH |  | CLOSED | IEC MIDDLE CURVE | FUSES | SPARE |  |  |  | 250.000 A |  |  | 3
380118639 | TNB | DISTRIBUTION | KUALA SELANGOR | Existing | RYB | LV FUSE SWITCH |  | CLOSED | IEC MIDDLE CURVE | FUSES | SPARE |  |  |  | 250.000 A |  |  | 3
380118653 | TNB | DISTRIBUTION | KUALA SELANGOR | Existing | RYB | LV FUSE SWITCH |  | CLOSED | IEC MIDDLE CURVE | FUSES | SPARE |  |  |  | 250.000 A |  |  | 3
380118660 | TNB | DISTRIBUTION | KUALA SELANGOR | Existing | RYB | LV FUSE SWITCH |  | CLOSED | IEC MIDDLE CURVE | FUSES | SPARE |  |  |  | 250.000 A |  |  | 3
380118665 | TNB | DISTRIBUTION | KUALA SELANGOR | Existing | RYB | LV FUSE SWITCH |  | CLOSED | IEC MIDDLE CURVE | FUSES | SPARE |  |  |  | 250.000 A |  |  | 3
380118671 | TNB | DISTRIBUTION | KUALA SELANGOR | Existing | RYB | LV FUSE SWITCH |  | CLOSED | IEC MIDDLE CURVE | FUSES | SPARE |  |  |  | 250.000 A |  |  | 3
380118683 | TNB | DISTRIBUTION | KUALA SELANGOR | Existing | RYB | LV FUSE SWITCH |  | CLOSED | IEC MIDDLE CURVE | FUSES | SPARE |  |  |  | 250.000 A |  |  | 3
380118691 | TNB | DISTRIBUTION | KUALA SELANGOR | Existing | RYB | LV FUSE SWITCH |  | CLOSED | IEC MIDDLE CURVE | FUSES | SPARE |  |  |  | 250.000 A |  |  | 3
380118709 | TNB | DISTRIBUTION | KUALA SELANGOR | Existing | RYB | LV FUSE SWITCH |  | CLOSED | IEC MIDDLE CURVE | FUSES | SPARE |  |  |  | 250.000 A |  |  | 3
380118820 | TNB | DISTRIBUTION | KUALA SELANGOR | Existing | RYB | LV FUSE SWITCH |  | CLOSED | IEC MIDDLE CURVE | FUSES | SPARE |  |  |  | 250.000 A |  |  | 3
380118834 | TNB | DISTRIBUTION | KUALA SELANGOR | Existing | RYB | LV FUSE SWITCH |  | CLOSED | IEC MIDDLE CURVE | FUSES | SPARE |  |  |  | 250.000 A |  |  | 3
380118841 | TNB | DISTRIBUTION | KUALA SELANGOR | Existing | RYB | LV FUSE SWITCH |  | CLOSED | IEC MIDDLE CURVE | FUSES | SPARE |  |  |  | 250.000 A |  |  | 3
380118846 | TNB | DISTRIBUTION | KUALA SELANGOR | Existing | RYB | LV FUSE SWITCH |  | CLOSED | IEC MIDDLE CURVE | FUSES | SPARE |  |  |  | 250.000 A |  |  | 3
380118852 | TNB | DISTRIBUTION | KUALA SELANGOR | Existing | RYB | LV FUSE SWITCH |  | CLOSED | IEC MIDDLE CURVE | FUSES | SPARE |  |  |  | 250.000 A |  |  | 3
380118864 | TNB | DISTRIBUTION | KUALA SELANGOR | Existing | RYB | LV FUSE SWITCH |  | CLOSED | IEC MIDDLE CURVE | FUSES | SPARE |  |  |  | 250.000 A |  |  | 3
380118872 | TNB | DISTRIBUTION | KUALA SELANGOR | Existing | RYB | LV FUSE SWITCH |  | CLOSED | IEC MIDDLE CURVE | FUSES | SPARE |  |  |  | 250.000 A |  |  | 3
380118890 | TNB | DISTRIBUTION | KUALA SELANGOR | Existing | RYB | LV FUSE SWITCH |  | CLOSED | IEC MIDDLE CURVE | FUSES | SPARE |  |  |  | 250.000 A |  |  | 3
380134989 | TNB | DISTRIBUTION | KUALA SELANGOR | Existing | RYB | LV FUSE SWITCH |  | CLOSED | IEC MIDDLE CURVE | FUSES | SPARE |  |  |  | 250.000 A |  |  | 6
380135001 | TNB | DISTRIBUTION | KUALA SELANGOR | Existing | RYB | LV FUSE SWITCH |  | CLOSED | IEC MIDDLE CURVE | FUSES | SPARE |  |  |  | 250.000 A |  |  | 6
380135006 | TNB | DISTRIBUTION | KUALA SELANGOR | Existing | RYB | LV FUSE SWITCH |  | CLOSED | IEC MIDDLE CURVE | FUSES | SPARE |  |  |  | 250.000 A |  |  | 6
380135009 | TNB | DISTRIBUTION | KUALA SELANGOR | Existing | RYB | LV FUSE SWITCH |  | CLOSED | IEC MIDDLE CURVE | FUSES | SPARE |  |  |  | 250.000 A |  |  | 6
380135013 | TNB | DISTRIBUTION | KUALA SELANGOR | Existing | RYB | LV FUSE SWITCH |  | CLOSED | IEC MIDDLE CURVE | FUSES | SPARE |  |  |  | 250.000 A |  |  | 6
380135023 | TNB | DISTRIBUTION | KUALA SELANGOR | Existing | RYB | LV FUSE SWITCH |  | CLOSED | IEC MIDDLE CURVE | FUSES | SPARE |  |  |  | 250.000 A |  |  | 6
380135029 | TNB | DISTRIBUTION | KUALA SELANGOR | Existing | RYB | LV FUSE SWITCH |  | CLOSED | IEC MIDDLE CURVE | FUSES | SPARE |  |  |  | 250.000 A |  |  | 6
380135041 | TNB | DISTRIBUTION | KUALA SELANGOR | Existing | RYB | LV FUSE SWITCH |  | CLOSED | IEC MIDDLE CURVE | FUSES | SPARE |  |  |  | 250.000 A |  |  | 6
380135103 | TNB | DISTRIBUTION | KUALA SELANGOR | Existing | RYB | LV FUSE SWITCH |  | CLOSED | IEC MIDDLE CURVE | FUSES | SPARE |  |  |  | 250.000 A |  |  | 6
380135115 | TNB | DISTRIBUTION | KUALA SELANGOR | Existing | RYB | LV FUSE SWITCH |  | CLOSED | IEC MIDDLE CURVE | FUSES | SPARE |  |  |  | 250.000 A |  |  | 6
380135120 | TNB | DISTRIBUTION | KUALA SELANGOR | Existing | RYB | LV FUSE SWITCH |  | CLOSED | IEC MIDDLE CURVE | FUSES | SPARE |  |  |  | 250.000 A |  |  | 6
380135123 | TNB | DISTRIBUTION | KUALA SELANGOR | Existing | RYB | LV FUSE SWITCH |  | CLOSED | IEC MIDDLE CURVE | FUSES | SPARE |  |  |  | 250.000 A |  |  | 6
380135127 | TNB | DISTRIBUTION | KUALA SELANGOR | Existing | RYB | LV FUSE SWITCH |  | CLOSED | IEC MIDDLE CURVE | FUSES | SPARE |  |  |  | 250.000 A |  |  | 6
380135137 | TNB | DISTRIBUTION | KUALA SELANGOR | Existing | RYB | LV FUSE SWITCH |  | CLOSED | IEC MIDDLE CURVE | FUSES | SPARE |  |  |  | 250.000 A |  |  | 6
380135143 | TNB | DISTRIBUTION | KUALA SELANGOR | Existing | RYB | LV FUSE SWITCH |  | CLOSED | IEC MIDDLE CURVE | FUSES | SPARE |  |  |  | 250.000 A |  |  | 6
380135155 | TNB | DISTRIBUTION | KUALA SELANGOR | Existing | RYB | LV FUSE SWITCH |  | CLOSED | IEC MIDDLE CURVE | FUSES | SPARE |  |  |  | 250.000 A |  |  | 6
380135166 | TNB | DISTRIBUTION | KUALA SELANGOR | Existing | RYB | LV FUSE SWITCH |  | CLOSED | IEC MIDDLE CURVE | FUSES | SPARE |  |  |  | 250.000 A |  |  | 6
380135173 | TNB | DISTRIBUTION | KUALA SELANGOR | Existing | RYB | LV FUSE SWITCH |  | CLOSED | IEC MIDDLE CURVE | FUSES | SPARE |  |  |  | 250.000 A |  |  | 6
380135176 | TNB | DISTRIBUTION | KUALA SELANGOR | Existing | RYB | LV FUSE SWITCH |  | CLOSED | IEC MIDDLE CURVE | FUSES | SPARE |  |  |  | 250.000 A |  |  | 6
380135182 | TNB | DISTRIBUTION | KUALA SELANGOR | Existing | RYB | LV FUSE SWITCH |  | CLOSED | IEC MIDDLE CURVE | FUSES | SPARE |  |  |  | 250.000 A |  |  | 6
380135189 | TNB | DISTRIBUTION | KUALA SELANGOR | Existing | RYB | LV FUSE SWITCH |  | CLOSED | IEC MIDDLE CURVE | FUSES | SPARE |  |  |  | 250.000 A |  |  | 6
380135196 | TNB | DISTRIBUTION | KUALA SELANGOR | Existing | RYB | LV FUSE SWITCH |  | CLOSED | IEC MIDDLE CURVE | FUSES | SPARE |  |  |  | 250.000 A |  |  | 6
380135262 | TNB | DISTRIBUTION | KUALA SELANGOR | Existing | RYB | LV FUSE SWITCH |  | CLOSED | IEC MIDDLE CURVE | FUSES | SPARE |  |  |  | 250.000 A |  |  | 6
380135274 | TNB | DISTRIBUTION | KUALA SELANGOR | Existing | RYB | LV FUSE SWITCH |  | CLOSED | IEC MIDDLE CURVE | FUSES | SPARE |  |  |  | 250.000 A |  |  | 6
380135279 | TNB | DISTRIBUTION | KUALA SELANGOR | Existing | RYB | LV FUSE SWITCH |  | CLOSED | IEC MIDDLE CURVE | FUSES | SPARE |  |  |  | 250.000 A |  |  | 6
380135282 | TNB | DISTRIBUTION | KUALA SELANGOR | Existing | RYB | LV FUSE SWITCH |  | CLOSED | IEC MIDDLE CURVE | FUSES | SPARE |  |  |  | 250.000 A |  |  | 6
380135286 | TNB | DISTRIBUTION | KUALA SELANGOR | Existing | RYB | LV FUSE SWITCH |  | CLOSED | IEC MIDDLE CURVE | FUSES | SPARE |  |  |  | 250.000 A |  |  | 6
380135296 | TNB | DISTRIBUTION | KUALA SELANGOR | Existing | RYB | LV FUSE SWITCH |  | CLOSED | IEC MIDDLE CURVE | FUSES | SPARE |  |  |  | 250.000 A |  |  | 6
380135302 | TNB | DISTRIBUTION | KUALA SELANGOR | Existing | RYB | LV FUSE SWITCH |  | CLOSED | IEC MIDDLE CURVE | FUSES | SPARE |  |  |  | 250.000 A |  |  | 6
380135314 | TNB | DISTRIBUTION | KUALA SELANGOR | Existing | RYB | LV FUSE SWITCH |  | CLOSED | IEC MIDDLE CURVE | FUSES | SPARE |  |  |  | 250.000 A |  |  | 6
380135319 | TNB | DISTRIBUTION | KUALA SELANGOR | Existing | RYB | LV FUSE SWITCH |  | CLOSED | IEC MIDDLE CURVE | FUSES | SPARE |  |  |  | 250.000 A |  |  | 6
380135331 | TNB | DISTRIBUTION | KUALA SELANGOR | Existing | RYB | LV FUSE SWITCH |  | CLOSED | IEC MIDDLE CURVE | FUSES | SPARE |  |  |  | 250.000 A |  |  | 6
380135336 | TNB | DISTRIBUTION | KUALA SELANGOR | Existing | RYB | LV FUSE SWITCH |  | CLOSED | IEC MIDDLE CURVE | FUSES | SPARE |  |  |  | 250.000 A |  |  | 6
380135339 | TNB | DISTRIBUTION | KUALA SELANGOR | Existing | RYB | LV FUSE SWITCH |  | CLOSED | IEC MIDDLE CURVE | FUSES | SPARE |  |  |  | 250.000 A |  |  | 6
380135343 | TNB | DISTRIBUTION | KUALA SELANGOR | Existing | RYB | LV FUSE SWITCH |  | CLOSED | IEC MIDDLE CURVE | FUSES | SPARE |  |  |  | 250.000 A |  |  | 6
380135353 | TNB | DISTRIBUTION | KUALA SELANGOR | Existing | RYB | LV FUSE SWITCH |  | CLOSED | IEC MIDDLE CURVE | FUSES | SPARE |  |  |  | 250.000 A |  |  | 6
380135359 | TNB | DISTRIBUTION | KUALA SELANGOR | Existing | RYB | LV FUSE SWITCH |  | CLOSED | IEC MIDDLE CURVE | FUSES | SPARE |  |  |  | 250.000 A |  |  | 6
380135371 | TNB | DISTRIBUTION | KUALA SELANGOR | Existing | RYB | LV FUSE SWITCH |  | CLOSED | IEC MIDDLE CURVE | FUSES | SPARE |  |  |  | 250.000 A |  |  | 6
380135413 | TNB | DISTRIBUTION | KUALA SELANGOR | Existing | RYB | LV FUSE SWITCH |  | CLOSED | IEC MIDDLE CURVE | FUSES | SPARE |  |  |  | 250.000 A |  |  | 6
380135425 | TNB | DISTRIBUTION | KUALA SELANGOR | Existing | RYB | LV FUSE SWITCH |  | CLOSED | IEC MIDDLE CURVE | FUSES | SPARE |  |  |  | 250.000 A |  |  | 6
380135430 | TNB | DISTRIBUTION | KUALA SELANGOR | Existing | RYB | LV FUSE SWITCH |  | CLOSED | IEC MIDDLE CURVE | FUSES | SPARE |  |  |  | 250.000 A |  |  | 6
380135433 | TNB | DISTRIBUTION | KUALA SELANGOR | Existing | RYB | LV FUSE SWITCH |  | CLOSED | IEC MIDDLE CURVE | FUSES | SPARE |  |  |  | 250.000 A |  |  | 6
380135437 | TNB | DISTRIBUTION | KUALA SELANGOR | Existing | RYB | LV FUSE SWITCH |  | CLOSED | IEC MIDDLE CURVE | FUSES | SPARE |  |  |  | 250.000 A |  |  | 6
380135447 | TNB | DISTRIBUTION | KUALA SELANGOR | Existing | RYB | LV FUSE SWITCH |  | CLOSED | IEC MIDDLE CURVE | FUSES | SPARE |  |  |  | 250.000 A |  |  | 6
380135453 | TNB | DISTRIBUTION | KUALA SELANGOR | Existing | RYB | LV FUSE SWITCH |  | CLOSED | IEC MIDDLE CURVE | FUSES | SPARE |  |  |  | 250.000 A |  |  | 6
380135465 | TNB | DISTRIBUTION | KUALA SELANGOR | Existing | RYB | LV FUSE SWITCH |  | CLOSED | IEC MIDDLE CURVE | FUSES | SPARE |  |  |  | 250.000 A |  |  | 6
380135507 | TNB | DISTRIBUTION | KUALA SELANGOR | Existing | RYB | LV FUSE SWITCH |  | CLOSED | IEC MIDDLE CURVE | FUSES | SPARE |  |  |  | 250.000 A |  |  | 6
380135519 | TNB | DISTRIBUTION | KUALA SELANGOR | Existing | RYB | LV FUSE SWITCH |  | CLOSED | IEC MIDDLE CURVE | FUSES | SPARE |  |  |  | 250.000 A |  |  | 6
380135524 | TNB | DISTRIBUTION | KUALA SELANGOR | Existing | RYB | LV FUSE SWITCH |  | CLOSED | IEC MIDDLE CURVE | FUSES | SPARE |  |  |  | 250.000 A |  |  | 6
380135527 | TNB | DISTRIBUTION | KUALA SELANGOR | Existing | RYB | LV FUSE SWITCH |  | CLOSED | IEC MIDDLE CURVE | FUSES | SPARE |  |  |  | 250.000 A |  |  | 6
380135531 | TNB | DISTRIBUTION | KUALA SELANGOR | Existing | RYB | LV FUSE SWITCH |  | CLOSED | IEC MIDDLE CURVE | FUSES | SPARE |  |  |  | 250.000 A |  |  | 6
380135541 | TNB | DISTRIBUTION | KUALA SELANGOR | Existing | RYB | LV FUSE SWITCH |  | CLOSED | IEC MIDDLE CURVE | FUSES | SPARE |  |  |  | 250.000 A |  |  | 6
380135547 | TNB | DISTRIBUTION | KUALA SELANGOR | Existing | RYB | LV FUSE SWITCH |  | CLOSED | IEC MIDDLE CURVE | FUSES | SPARE |  |  |  | 250.000 A |  |  | 6
380135559 | TNB | DISTRIBUTION | KUALA SELANGOR | Existing | RYB | LV FUSE SWITCH |  | CLOSED | IEC MIDDLE CURVE | FUSES | SPARE |  |  |  | 250.000 A |  |  | 6
380135601 | TNB | DISTRIBUTION | KUALA SELANGOR | Existing | RYB | LV FUSE SWITCH |  | CLOSED | IEC MIDDLE CURVE | FUSES | SPARE |  |  |  | 250.000 A |  |  | 6
380135613 | TNB | DISTRIBUTION | KUALA SELANGOR | Existing | RYB | LV FUSE SWITCH |  | CLOSED | IEC MIDDLE CURVE | FUSES | SPARE |  |  |  | 250.000 A |  |  | 6
380135618 | TNB | DISTRIBUTION | KUALA SELANGOR | Existing | RYB | LV FUSE SWITCH |  | CLOSED | IEC MIDDLE CURVE | FUSES | SPARE |  |  |  | 250.000 A |  |  | 6
380135621 | TNB | DISTRIBUTION | KUALA SELANGOR | Existing | RYB | LV FUSE SWITCH |  | CLOSED | IEC MIDDLE CURVE | FUSES | SPARE |  |  |  | 250.000 A |  |  | 6
380135625 | TNB | DISTRIBUTION | KUALA SELANGOR | Existing | RYB | LV FUSE SWITCH |  | CLOSED | IEC MIDDLE CURVE | FUSES | SPARE |  |  |  | 250.000 A |  |  | 6
380135635 | TNB | DISTRIBUTION | KUALA SELANGOR | Existing | RYB | LV FUSE SWITCH |  | CLOSED | IEC MIDDLE CURVE | FUSES | SPARE |  |  |  | 250.000 A |  |  | 6
380135641 | TNB | DISTRIBUTION | KUALA SELANGOR | Existing | RYB | LV FUSE SWITCH |  | CLOSED | IEC MIDDLE CURVE | FUSES | SPARE |  |  |  | 250.000 A |  |  | 6
380135653 | TNB | DISTRIBUTION | KUALA SELANGOR | Existing | RYB | LV FUSE SWITCH |  | CLOSED | IEC MIDDLE CURVE | FUSES | SPARE |  |  |  | 250.000 A |  |  | 6
380135695 | TNB | DISTRIBUTION | KUALA SELANGOR | Existing | RYB | LV FUSE SWITCH |  | CLOSED | IEC MIDDLE CURVE | FUSES | SPARE |  |  |  | 250.000 A |  |  | 6
380135707 | TNB | DISTRIBUTION | KUALA SELANGOR | Existing | RYB | LV FUSE SWITCH |  | CLOSED | IEC MIDDLE CURVE | FUSES | SPARE |  |  |  | 250.000 A |  |  | 6
380135712 | TNB | DISTRIBUTION | KUALA SELANGOR | Existing | RYB | LV FUSE SWITCH |  | CLOSED | IEC MIDDLE CURVE | FUSES | SPARE |  |  |  | 250.000 A |  |  | 6
380135715 | TNB | DISTRIBUTION | KUALA SELANGOR | Existing | RYB | LV FUSE SWITCH |  | CLOSED | IEC MIDDLE CURVE | FUSES | SPARE |  |  |  | 250.000 A |  |  | 6
380135719 | TNB | DISTRIBUTION | KUALA SELANGOR | Existing | RYB | LV FUSE SWITCH |  | CLOSED | IEC MIDDLE CURVE | FUSES | SPARE |  |  |  | 250.000 A |  |  | 6
380135729 | TNB | DISTRIBUTION | KUALA SELANGOR | Existing | RYB | LV FUSE SWITCH |  | CLOSED | IEC MIDDLE CURVE | FUSES | SPARE |  |  |  | 250.000 A |  |  | 6
380135735 | TNB | DISTRIBUTION | KUALA SELANGOR | Existing | RYB | LV FUSE SWITCH |  | CLOSED | IEC MIDDLE CURVE | FUSES | SPARE |  |  |  | 250.000 A |  |  | 6
380135747 | TNB | DISTRIBUTION | KUALA SELANGOR | Existing | RYB | LV FUSE SWITCH |  | CLOSED | IEC MIDDLE CURVE | FUSES | SPARE |  |  |  | 250.000 A |  |  | 6
380135789 | TNB | DISTRIBUTION | KUALA SELANGOR | Existing | RYB | LV FUSE SWITCH |  | CLOSED | IEC MIDDLE CURVE | FUSES | SPARE |  |  |  | 250.000 A |  |  | 6
380135801 | TNB | DISTRIBUTION | KUALA SELANGOR | Existing | RYB | LV FUSE SWITCH |  | CLOSED | IEC MIDDLE CURVE | FUSES | SPARE |  |  |  | 250.000 A |  |  | 6
380135806 | TNB | DISTRIBUTION | KUALA SELANGOR | Existing | RYB | LV FUSE SWITCH |  | CLOSED | IEC MIDDLE CURVE | FUSES | SPARE |  |  |  | 250.000 A |  |  | 6
380135809 | TNB | DISTRIBUTION | KUALA SELANGOR | Existing | RYB | LV FUSE SWITCH |  | CLOSED | IEC MIDDLE CURVE | FUSES | SPARE |  |  |  | 250.000 A |  |  | 6
380135813 | TNB | DISTRIBUTION | KUALA SELANGOR | Existing | RYB | LV FUSE SWITCH |  | CLOSED | IEC MIDDLE CURVE | FUSES | SPARE |  |  |  | 250.000 A |  |  | 6
380135823 | TNB | DISTRIBUTION | KUALA SELANGOR | Existing | RYB | LV FUSE SWITCH |  | CLOSED | IEC MIDDLE CURVE | FUSES | SPARE |  |  |  | 250.000 A |  |  | 6
380135829 | TNB | DISTRIBUTION | KUALA SELANGOR | Existing | RYB | LV FUSE SWITCH |  | CLOSED | IEC MIDDLE CURVE | FUSES | SPARE |  |  |  | 250.000 A |  |  | 6
380135841 | TNB | DISTRIBUTION | KUALA SELANGOR | Existing | RYB | LV FUSE SWITCH |  | CLOSED | IEC MIDDLE CURVE | FUSES | SPARE |  |  |  | 250.000 A |  |  | 6
380135883 | TNB | DISTRIBUTION | KUALA SELANGOR | Existing | RYB | LV FUSE SWITCH |  | CLOSED | IEC MIDDLE CURVE | FUSES | SPARE |  |  |  | 250.000 A |  |  | 6
380135895 | TNB | DISTRIBUTION | KUALA SELANGOR | Existing | RYB | LV FUSE SWITCH |  | CLOSED | IEC MIDDLE CURVE | FUSES | SPARE |  |  |  | 250.000 A |  |  | 6
380135900 | TNB | DISTRIBUTION | KUALA SELANGOR | Existing | RYB | LV FUSE SWITCH |  | CLOSED | IEC MIDDLE CURVE | FUSES | SPARE |  |  |  | 250.000 A |  |  | 6
380135903 | TNB | DISTRIBUTION | KUALA SELANGOR | Existing | RYB | LV FUSE SWITCH |  | CLOSED | IEC MIDDLE CURVE | FUSES | SPARE |  |  |  | 250.000 A |  |  | 6
380135907 | TNB | DISTRIBUTION | KUALA SELANGOR | Existing | RYB | LV FUSE SWITCH |  | CLOSED | IEC MIDDLE CURVE | FUSES | SPARE |  |  |  | 250.000 A |  |  | 6
380135917 | TNB | DISTRIBUTION | KUALA SELANGOR | Existing | RYB | LV FUSE SWITCH |  | CLOSED | IEC MIDDLE CURVE | FUSES | SPARE |  |  |  | 250.000 A |  |  | 6
380135923 | TNB | DISTRIBUTION | KUALA SELANGOR | Existing | RYB | LV FUSE SWITCH |  | CLOSED | IEC MIDDLE CURVE | FUSES | SPARE |  |  |  | 250.000 A |  |  | 6
380135935 | TNB | DISTRIBUTION | KUALA SELANGOR | Existing | RYB | LV FUSE SWITCH |  | CLOSED | IEC MIDDLE CURVE | FUSES | SPARE |  |  |  | 250.000 A |  |  | 6
380136097 | TNB | DISTRIBUTION | KUALA SELANGOR | Existing | RYB | LV FUSE SWITCH |  | CLOSED | IEC MIDDLE CURVE | FUSES | SPARE |  |  |  | 250.000 A |  |  | 6
380136109 | TNB | DISTRIBUTION | KUALA SELANGOR | Existing | RYB | LV FUSE SWITCH |  | CLOSED | IEC MIDDLE CURVE | FUSES | SPARE |  |  |  | 250.000 A |  |  | 6
380136114 | TNB | DISTRIBUTION | KUALA SELANGOR | Existing | RYB | LV FUSE SWITCH |  | CLOSED | IEC MIDDLE CURVE | FUSES | SPARE |  |  |  | 250.000 A |  |  | 6
380136117 | TNB | DISTRIBUTION | KUALA SELANGOR | Existing | RYB | LV FUSE SWITCH |  | CLOSED | IEC MIDDLE CURVE | FUSES | SPARE |  |  |  | 250.000 A |  |  | 6
380136121 | TNB | DISTRIBUTION | KUALA SELANGOR | Existing | RYB | LV FUSE SWITCH |  | CLOSED | IEC MIDDLE CURVE | FUSES | SPARE |  |  |  | 250.000 A |  |  | 6
380136131 | TNB | DISTRIBUTION | KUALA SELANGOR | Existing | RYB | LV FUSE SWITCH |  | CLOSED | IEC MIDDLE CURVE | FUSES | SPARE |  |  |  | 250.000 A |  |  | 6
380136137 | TNB | DISTRIBUTION | KUALA SELANGOR | Existing | RYB | LV FUSE SWITCH |  | CLOSED | IEC MIDDLE CURVE | FUSES | SPARE |  |  |  | 250.000 A |  |  | 6
380136149 | TNB | DISTRIBUTION | KUALA SELANGOR | Existing | RYB | LV FUSE SWITCH |  | CLOSED | IEC MIDDLE CURVE | FUSES | SPARE |  |  |  | 250.000 A |  |  | 6
380136191 | TNB | DISTRIBUTION | KUALA SELANGOR | Existing | RYB | LV FUSE SWITCH |  | CLOSED | IEC MIDDLE CURVE | FUSES | SPARE |  |  |  | 250.000 A |  |  | 6
380136203 | TNB | DISTRIBUTION | KUALA SELANGOR | Existing | RYB | LV FUSE SWITCH |  | CLOSED | IEC MIDDLE CURVE | FUSES | SPARE |  |  |  | 250.000 A |  |  | 6
380136208 | TNB | DISTRIBUTION | KUALA SELANGOR | Existing | RYB | LV FUSE SWITCH |  | CLOSED | IEC MIDDLE CURVE | FUSES | SPARE |  |  |  | 250.000 A |  |  | 6
380136211 | TNB | DISTRIBUTION | KUALA SELANGOR | Existing | RYB | LV FUSE SWITCH |  | CLOSED | IEC MIDDLE CURVE | FUSES | SPARE |  |  |  | 250.000 A |  |  | 6
380136215 | TNB | DISTRIBUTION | KUALA SELANGOR | Existing | RYB | LV FUSE SWITCH |  | CLOSED | IEC MIDDLE CURVE | FUSES | SPARE |  |  |  | 250.000 A |  |  | 6
380136225 | TNB | DISTRIBUTION | KUALA SELANGOR | Existing | RYB | LV FUSE SWITCH |  | CLOSED | IEC MIDDLE CURVE | FUSES | SPARE |  |  |  | 250.000 A |  |  | 6
380136231 | TNB | DISTRIBUTION | KUALA SELANGOR | Existing | RYB | LV FUSE SWITCH |  | CLOSED | IEC MIDDLE CURVE | FUSES | SPARE |  |  |  | 250.000 A |  |  | 6
380136243 | TNB | DISTRIBUTION | KUALA SELANGOR | Existing | RYB | LV FUSE SWITCH |  | CLOSED | IEC MIDDLE CURVE | FUSES | SPARE |  |  |  | 250.000 A |  |  | 6
380136285 | TNB | DISTRIBUTION | KUALA SELANGOR | Existing | RYB | LV FUSE SWITCH |  | CLOSED | IEC MIDDLE CURVE | FUSES | SPARE |  |  |  | 250.000 A |  |  | 6
380136297 | TNB | DISTRIBUTION | KUALA SELANGOR | Existing | RYB | LV FUSE SWITCH |  | CLOSED | IEC MIDDLE CURVE | FUSES | SPARE |  |  |  | 250.000 A |  |  | 6
380136302 | TNB | DISTRIBUTION | KUALA SELANGOR | Existing | RYB | LV FUSE SWITCH |  | CLOSED | IEC MIDDLE CURVE | FUSES | SPARE |  |  |  | 250.000 A |  |  | 6
380136305 | TNB | DISTRIBUTION | KUALA SELANGOR | Existing | RYB | LV FUSE SWITCH |  | CLOSED | IEC MIDDLE CURVE | FUSES | SPARE |  |  |  | 250.000 A |  |  | 6
380136309 | TNB | DISTRIBUTION | KUALA SELANGOR | Existing | RYB | LV FUSE SWITCH |  | CLOSED | IEC MIDDLE CURVE | FUSES | SPARE |  |  |  | 250.000 A |  |  | 6
380136319 | TNB | DISTRIBUTION | KUALA SELANGOR | Existing | RYB | LV FUSE SWITCH |  | CLOSED | IEC MIDDLE CURVE | FUSES | SPARE |  |  |  | 250.000 A |  |  | 6
380136325 | TNB | DISTRIBUTION | KUALA SELANGOR | Existing | RYB | LV FUSE SWITCH |  | CLOSED | IEC MIDDLE CURVE | FUSES | SPARE |  |  |  | 250.000 A |  |  | 6
380136337 | TNB | DISTRIBUTION | KUALA SELANGOR | Existing | RYB | LV FUSE SWITCH |  | CLOSED | IEC MIDDLE CURVE | FUSES | SPARE |  |  |  | 250.000 A |  |  | 6
380136405 | TNB | DISTRIBUTION | KUALA SELANGOR | Existing | RYB | LV FUSE SWITCH |  | CLOSED | IEC MIDDLE CURVE | FUSES | SPARE |  |  |  | 250.000 A |  |  | 6
380136417 | TNB | DISTRIBUTION | KUALA SELANGOR | Existing | RYB | LV FUSE SWITCH |  | CLOSED | IEC MIDDLE CURVE | FUSES | SPARE |  |  |  | 250.000 A |  |  | 6
380136422 | TNB | DISTRIBUTION | KUALA SELANGOR | Existing | RYB | LV FUSE SWITCH |  | CLOSED | IEC MIDDLE CURVE | FUSES | SPARE |  |  |  | 250.000 A |  |  | 6
380136425 | TNB | DISTRIBUTION | KUALA SELANGOR | Existing | RYB | LV FUSE SWITCH |  | CLOSED | IEC MIDDLE CURVE | FUSES | SPARE |  |  |  | 250.000 A |  |  | 6
380136429 | TNB | DISTRIBUTION | KUALA SELANGOR | Existing | RYB | LV FUSE SWITCH |  | CLOSED | IEC MIDDLE CURVE | FUSES | SPARE |  |  |  | 250.000 A |  |  | 6
380136439 | TNB | DISTRIBUTION | KUALA SELANGOR | Existing | RYB | LV FUSE SWITCH |  | CLOSED | IEC MIDDLE CURVE | FUSES | SPARE |  |  |  | 250.000 A |  |  | 6
380136445 | TNB | DISTRIBUTION | KUALA SELANGOR | Existing | RYB | LV FUSE SWITCH |  | CLOSED | IEC MIDDLE CURVE | FUSES | SPARE |  |  |  | 250.000 A |  |  | 6
380136457 | TNB | DISTRIBUTION | KUALA SELANGOR | Existing | RYB | LV FUSE SWITCH |  | CLOSED | IEC MIDDLE CURVE | FUSES | SPARE |  |  |  | 250.000 A |  |  | 6
380136499 | TNB | DISTRIBUTION | KUALA SELANGOR | Existing | RYB | LV FUSE SWITCH |  | CLOSED | IEC MIDDLE CURVE | FUSES | SPARE |  |  |  | 250.000 A |  |  | 6
380136511 | TNB | DISTRIBUTION | KUALA SELANGOR | Existing | RYB | LV FUSE SWITCH |  | CLOSED | IEC MIDDLE CURVE | FUSES | SPARE |  |  |  | 250.000 A |  |  | 6
380136516 | TNB | DISTRIBUTION | KUALA SELANGOR | Existing | RYB | LV FUSE SWITCH |  | CLOSED | IEC MIDDLE CURVE | FUSES | SPARE |  |  |  | 250.000 A |  |  | 6
380136519 | TNB | DISTRIBUTION | KUALA SELANGOR | Existing | RYB | LV FUSE SWITCH |  | CLOSED | IEC MIDDLE CURVE | FUSES | SPARE |  |  |  | 250.000 A |  |  | 6
380136523 | TNB | DISTRIBUTION | KUALA SELANGOR | Existing | RYB | LV FUSE SWITCH |  | CLOSED | IEC MIDDLE CURVE | FUSES | SPARE |  |  |  | 250.000 A |  |  | 6
380136533 | TNB | DISTRIBUTION | KUALA SELANGOR | Existing | RYB | LV FUSE SWITCH |  | CLOSED | IEC MIDDLE CURVE | FUSES | SPARE |  |  |  | 250.000 A |  |  | 6
380136539 | TNB | DISTRIBUTION | KUALA SELANGOR | Existing | RYB | LV FUSE SWITCH |  | CLOSED | IEC MIDDLE CURVE | FUSES | SPARE |  |  |  | 250.000 A |  |  | 6
380136551 | TNB | DISTRIBUTION | KUALA SELANGOR | Existing | RYB | LV FUSE SWITCH |  | CLOSED | IEC MIDDLE CURVE | FUSES | SPARE |  |  |  | 250.000 A |  |  | 6
380136593 | TNB | DISTRIBUTION | KUALA SELANGOR | Existing | RYB | LV FUSE SWITCH |  | CLOSED | IEC MIDDLE CURVE | FUSES | SPARE |  |  |  | 250.000 A |  |  | 6
380136605 | TNB | DISTRIBUTION | KUALA SELANGOR | Existing | RYB | LV FUSE SWITCH |  | CLOSED | IEC MIDDLE CURVE | FUSES | SPARE |  |  |  | 250.000 A |  |  | 6
380136610 | TNB | DISTRIBUTION | KUALA SELANGOR | Existing | RYB | LV FUSE SWITCH |  | CLOSED | IEC MIDDLE CURVE | FUSES | SPARE |  |  |  | 250.000 A |  |  | 6
380136613 | TNB | DISTRIBUTION | KUALA SELANGOR | Existing | RYB | LV FUSE SWITCH |  | CLOSED | IEC MIDDLE CURVE | FUSES | SPARE |  |  |  | 250.000 A |  |  | 6
380136617 | TNB | DISTRIBUTION | KUALA SELANGOR | Existing | RYB | LV FUSE SWITCH |  | CLOSED | IEC MIDDLE CURVE | FUSES | SPARE |  |  |  | 250.000 A |  |  | 6
380136627 | TNB | DISTRIBUTION | KUALA SELANGOR | Existing | RYB | LV FUSE SWITCH |  | CLOSED | IEC MIDDLE CURVE | FUSES | SPARE |  |  |  | 250.000 A |  |  | 6
380136633 | TNB | DISTRIBUTION | KUALA SELANGOR | Existing | RYB | LV FUSE SWITCH |  | CLOSED | IEC MIDDLE CURVE | FUSES | SPARE |  |  |  | 250.000 A |  |  | 6
380136645 | TNB | DISTRIBUTION | KUALA SELANGOR | Existing | RYB | LV FUSE SWITCH |  | CLOSED | IEC MIDDLE CURVE | FUSES | SPARE |  |  |  | 250.000 A |  |  | 6
380136779 | TNB | DISTRIBUTION | KUALA SELANGOR | Existing | RYB | LV FUSE SWITCH |  | CLOSED | IEC MIDDLE CURVE | FUSES | SPARE |  |  |  | 250.000 A |  |  | 6
380136790 | TNB | DISTRIBUTION | KUALA SELANGOR | Existing | RYB | LV FUSE SWITCH |  | CLOSED | IEC MIDDLE CURVE | FUSES | SPARE |  |  |  | 250.000 A |  |  | 6
380136792 | TNB | DISTRIBUTION | KUALA SELANGOR | Existing | RYB | LV FUSE SWITCH |  | CLOSED | IEC MIDDLE CURVE | FUSES | SPARE |  |  |  | 250.000 A |  |  | 6
380136796 | TNB | DISTRIBUTION | KUALA SELANGOR | Existing | RYB | LV FUSE SWITCH |  | CLOSED | IEC MIDDLE CURVE | FUSES | SPARE |  |  |  | 250.000 A |  |  | 6
380136801 | TNB | DISTRIBUTION | KUALA SELANGOR | Existing | RYB | LV FUSE SWITCH |  | CLOSED | IEC MIDDLE CURVE | FUSES | SPARE |  |  |  | 250.000 A |  |  | 6
380136806 | TNB | DISTRIBUTION | KUALA SELANGOR | Existing | RYB | LV FUSE SWITCH |  | CLOSED | IEC MIDDLE CURVE | FUSES | SPARE |  |  |  | 250.000 A |  |  | 6
380136811 | TNB | DISTRIBUTION | KUALA SELANGOR | Existing | RYB | LV FUSE SWITCH |  | CLOSED | IEC MIDDLE CURVE | FUSES | SPARE |  |  |  | 250.000 A |  |  | 6
380136813 | TNB | DISTRIBUTION | KUALA SELANGOR | Existing | RYB | LV FUSE SWITCH |  | CLOSED | IEC MIDDLE CURVE | FUSES | SPARE |  |  |  | 250.000 A |  |  | 6
380136830 | TNB | DISTRIBUTION | KUALA SELANGOR | Existing | RYB | LV FUSE SWITCH |  | CLOSED | IEC MIDDLE CURVE | FUSES | SPARE |  |  |  | 250.000 A |  |  | 6
380136840 | TNB | DISTRIBUTION | KUALA SELANGOR | Existing | RYB | LV FUSE SWITCH |  | CLOSED | IEC MIDDLE CURVE | FUSES | SPARE |  |  |  | 250.000 A |  |  | 6
380137169 | TNB | DISTRIBUTION | KUALA SELANGOR | Existing | RYB | LV FUSE SWITCH |  | CLOSED | IEC MIDDLE CURVE | FUSES | SPARE |  |  |  | 250.000 A |  |  | 3
380137183 | TNB | DISTRIBUTION | KUALA SELANGOR | Existing | RYB | LV FUSE SWITCH |  | CLOSED | IEC MIDDLE CURVE | FUSES | SPARE |  |  |  | 250.000 A |  |  | 3
380137190 | TNB | DISTRIBUTION | KUALA SELANGOR | Existing | RYB | LV FUSE SWITCH |  | CLOSED | IEC MIDDLE CURVE | FUSES | SPARE |  |  |  | 250.000 A |  |  | 3
380137195 | TNB | DISTRIBUTION | KUALA SELANGOR | Existing | RYB | LV FUSE SWITCH |  | CLOSED | IEC MIDDLE CURVE | FUSES | SPARE |  |  |  | 250.000 A |  |  | 3
380137201 | TNB | DISTRIBUTION | KUALA SELANGOR | Existing | RYB | LV FUSE SWITCH |  | CLOSED | IEC MIDDLE CURVE | FUSES | SPARE |  |  |  | 250.000 A |  |  | 3
380137213 | TNB | DISTRIBUTION | KUALA SELANGOR | Existing | RYB | LV FUSE SWITCH |  | CLOSED | IEC MIDDLE CURVE | FUSES | SPARE |  |  |  | 250.000 A |  |  | 3
380137221 | TNB | DISTRIBUTION | KUALA SELANGOR | Existing | RYB | LV FUSE SWITCH |  | CLOSED | IEC MIDDLE CURVE | FUSES | SPARE |  |  |  | 250.000 A |  |  | 3
380137239 | TNB | DISTRIBUTION | KUALA SELANGOR | Existing | RYB | LV FUSE SWITCH |  | CLOSED | IEC MIDDLE CURVE | FUSES | SPARE |  |  |  | 250.000 A |  |  | 3
380137246 | TNB | DISTRIBUTION | KUALA SELANGOR | Existing | RYB | LV FUSE SWITCH |  | CLOSED | IEC MIDDLE CURVE | FUSES | SPARE |  |  |  | 250.000 A |  |  | 3
380137260 | TNB | DISTRIBUTION | KUALA SELANGOR | Existing | RYB | LV FUSE SWITCH |  | CLOSED | IEC MIDDLE CURVE | FUSES | SPARE |  |  |  | 250.000 A |  |  | 3
380137267 | TNB | DISTRIBUTION | KUALA SELANGOR | Existing | RYB | LV FUSE SWITCH |  | CLOSED | IEC MIDDLE CURVE | FUSES | SPARE |  |  |  | 250.000 A |  |  | 3
380137272 | TNB | DISTRIBUTION | KUALA SELANGOR | Existing | RYB | LV FUSE SWITCH |  | CLOSED | IEC MIDDLE CURVE | FUSES | SPARE |  |  |  | 250.000 A |  |  | 3
380137278 | TNB | DISTRIBUTION | KUALA SELANGOR | Existing | RYB | LV FUSE SWITCH |  | CLOSED | IEC MIDDLE CURVE | FUSES | SPARE |  |  |  | 250.000 A |  |  | 3
380137290 | TNB | DISTRIBUTION | KUALA SELANGOR | Existing | RYB | LV FUSE SWITCH |  | CLOSED | IEC MIDDLE CURVE | FUSES | SPARE |  |  |  | 250.000 A |  |  | 3
380137298 | TNB | DISTRIBUTION | KUALA SELANGOR | Existing | RYB | LV FUSE SWITCH |  | CLOSED | IEC MIDDLE CURVE | FUSES | SPARE |  |  |  | 250.000 A |  |  | 3
380137316 | TNB | DISTRIBUTION | KUALA SELANGOR | Existing | RYB | LV FUSE SWITCH |  | CLOSED | IEC MIDDLE CURVE | FUSES | SPARE |  |  |  | 250.000 A |  |  | 3
380137380 | TNB | DISTRIBUTION | KUALA SELANGOR | Existing | RYB | LV FUSE SWITCH |  | CLOSED | IEC MIDDLE CURVE | FUSES | SPARE |  |  |  | 250.000 A |  |  | 3
380137394 | TNB | DISTRIBUTION | KUALA SELANGOR | Existing | RYB | LV FUSE SWITCH |  | CLOSED | IEC MIDDLE CURVE | FUSES | SPARE |  |  |  | 250.000 A |  |  | 3
380137401 | TNB | DISTRIBUTION | KUALA SELANGOR | Existing | RYB | LV FUSE SWITCH |  | CLOSED | IEC MIDDLE CURVE | FUSES | SPARE |  |  |  | 250.000 A |  |  | 3
380137406 | TNB | DISTRIBUTION | KUALA SELANGOR | Existing | RYB | LV FUSE SWITCH |  | CLOSED | IEC MIDDLE CURVE | FUSES | SPARE |  |  |  | 250.000 A |  |  | 3
380137412 | TNB | DISTRIBUTION | KUALA SELANGOR | Existing | RYB | LV FUSE SWITCH |  | CLOSED | IEC MIDDLE CURVE | FUSES | SPARE |  |  |  | 250.000 A |  |  | 3
380137424 | TNB | DISTRIBUTION | KUALA SELANGOR | Existing | RYB | LV FUSE SWITCH |  | CLOSED | IEC MIDDLE CURVE | FUSES | SPARE |  |  |  | 250.000 A |  |  | 3
380137432 | TNB | DISTRIBUTION | KUALA SELANGOR | Existing | RYB | LV FUSE SWITCH |  | CLOSED | IEC MIDDLE CURVE | FUSES | SPARE |  |  |  | 250.000 A |  |  | 3
380137450 | TNB | DISTRIBUTION | KUALA SELANGOR | Existing | RYB | LV FUSE SWITCH |  | CLOSED | IEC MIDDLE CURVE | FUSES | SPARE |  |  |  | 250.000 A |  |  | 3
380137457 | TNB | DISTRIBUTION | KUALA SELANGOR | Existing | RYB | LV FUSE SWITCH |  | CLOSED | IEC MIDDLE CURVE | FUSES | SPARE |  |  |  | 250.000 A |  |  | 3
380137471 | TNB | DISTRIBUTION | KUALA SELANGOR | Existing | RYB | LV FUSE SWITCH |  | CLOSED | IEC MIDDLE CURVE | FUSES | SPARE |  |  |  | 250.000 A |  |  | 3
380137478 | TNB | DISTRIBUTION | KUALA SELANGOR | Existing | RYB | LV FUSE SWITCH |  | CLOSED | IEC MIDDLE CURVE | FUSES | SPARE |  |  |  | 250.000 A |  |  | 3
380137483 | TNB | DISTRIBUTION | KUALA SELANGOR | Existing | RYB | LV FUSE SWITCH |  | CLOSED | IEC MIDDLE CURVE | FUSES | SPARE |  |  |  | 250.000 A |  |  | 3
380137489 | TNB | DISTRIBUTION | KUALA SELANGOR | Existing | RYB | LV FUSE SWITCH |  | CLOSED | IEC MIDDLE CURVE | FUSES | SPARE |  |  |  | 250.000 A |  |  | 3
380137501 | TNB | DISTRIBUTION | KUALA SELANGOR | Existing | RYB | LV FUSE SWITCH |  | CLOSED | IEC MIDDLE CURVE | FUSES | SPARE |  |  |  | 250.000 A |  |  | 3
380137509 | TNB | DISTRIBUTION | KUALA SELANGOR | Existing | RYB | LV FUSE SWITCH |  | CLOSED | IEC MIDDLE CURVE | FUSES | SPARE |  |  |  | 250.000 A |  |  | 3
380137527 | TNB | DISTRIBUTION | KUALA SELANGOR | Existing | RYB | LV FUSE SWITCH |  | CLOSED | IEC MIDDLE CURVE | FUSES | SPARE |  |  |  | 250.000 A |  |  | 3
380137598 | TNB | DISTRIBUTION | KUALA SELANGOR | Existing | RYB | LV FUSE SWITCH |  | CLOSED | IEC MIDDLE CURVE | FUSES | SPARE |  |  |  | 250.000 A |  |  | 3
380137612 | TNB | DISTRIBUTION | KUALA SELANGOR | Existing | RYB | LV FUSE SWITCH |  | CLOSED | IEC MIDDLE CURVE | FUSES | SPARE |  |  |  | 250.000 A |  |  | 3
380137619 | TNB | DISTRIBUTION | KUALA SELANGOR | Existing | RYB | LV FUSE SWITCH |  | CLOSED | IEC MIDDLE CURVE | FUSES | SPARE |  |  |  | 250.000 A |  |  | 3
380137624 | TNB | DISTRIBUTION | KUALA SELANGOR | Existing | RYB | LV FUSE SWITCH |  | CLOSED | IEC MIDDLE CURVE | FUSES | SPARE |  |  |  | 250.000 A |  |  | 3
380137630 | TNB | DISTRIBUTION | KUALA SELANGOR | Existing | RYB | LV FUSE SWITCH |  | CLOSED | IEC MIDDLE CURVE | FUSES | SPARE |  |  |  | 250.000 A |  |  | 3
380137642 | TNB | DISTRIBUTION | KUALA SELANGOR | Existing | RYB | LV FUSE SWITCH |  | CLOSED | IEC MIDDLE CURVE | FUSES | SPARE |  |  |  | 250.000 A |  |  | 3
380137650 | TNB | DISTRIBUTION | KUALA SELANGOR | Existing | RYB | LV FUSE SWITCH |  | CLOSED | IEC MIDDLE CURVE | FUSES | SPARE |  |  |  | 250.000 A |  |  | 3
380137668 | TNB | DISTRIBUTION | KUALA SELANGOR | Existing | RYB | LV FUSE SWITCH |  | CLOSED | IEC MIDDLE CURVE | FUSES | SPARE |  |  |  | 250.000 A |  |  | 3
380137732 | TNB | DISTRIBUTION | KUALA SELANGOR | Existing | RYB | LV FUSE SWITCH |  | CLOSED | IEC MIDDLE CURVE | FUSES | SPARE |  |  |  | 250.000 A |  |  | 3
380137746 | TNB | DISTRIBUTION | KUALA SELANGOR | Existing | RYB | LV FUSE SWITCH |  | CLOSED | IEC MIDDLE CURVE | FUSES | SPARE |  |  |  | 250.000 A |  |  | 3
380137753 | TNB | DISTRIBUTION | KUALA SELANGOR | Existing | RYB | LV FUSE SWITCH |  | CLOSED | IEC MIDDLE CURVE | FUSES | SPARE |  |  |  | 250.000 A |  |  | 3
380137758 | TNB | DISTRIBUTION | KUALA SELANGOR | Existing | RYB | LV FUSE SWITCH |  | CLOSED | IEC MIDDLE CURVE | FUSES | SPARE |  |  |  | 250.000 A |  |  | 3
380137764 | TNB | DISTRIBUTION | KUALA SELANGOR | Existing | RYB | LV FUSE SWITCH |  | CLOSED | IEC MIDDLE CURVE | FUSES | SPARE |  |  |  | 250.000 A |  |  | 3
380137776 | TNB | DISTRIBUTION | KUALA SELANGOR | Existing | RYB | LV FUSE SWITCH |  | CLOSED | IEC MIDDLE CURVE | FUSES | SPARE |  |  |  | 250.000 A |  |  | 3
380137784 | TNB | DISTRIBUTION | KUALA SELANGOR | Existing | RYB | LV FUSE SWITCH |  | CLOSED | IEC MIDDLE CURVE | FUSES | SPARE |  |  |  | 250.000 A |  |  | 3
380137802 | TNB | DISTRIBUTION | KUALA SELANGOR | Existing | RYB | LV FUSE SWITCH |  | CLOSED | IEC MIDDLE CURVE | FUSES | SPARE |  |  |  | 250.000 A |  |  | 3
380137809 | TNB | DISTRIBUTION | KUALA SELANGOR | Existing | RYB | LV FUSE SWITCH |  | CLOSED | IEC MIDDLE CURVE | FUSES | SPARE |  |  |  | 250.000 A |  |  | 3
380137823 | TNB | DISTRIBUTION | KUALA SELANGOR | Existing | RYB | LV FUSE SWITCH |  | CLOSED | IEC MIDDLE CURVE | FUSES | SPARE |  |  |  | 250.000 A |  |  | 3
380137830 | TNB | DISTRIBUTION | KUALA SELANGOR | Existing | RYB | LV FUSE SWITCH |  | CLOSED | IEC MIDDLE CURVE | FUSES | SPARE |  |  |  | 250.000 A |  |  | 3
380137835 | TNB | DISTRIBUTION | KUALA SELANGOR | Existing | RYB | LV FUSE SWITCH |  | CLOSED | IEC MIDDLE CURVE | FUSES | SPARE |  |  |  | 250.000 A |  |  | 3
380137841 | TNB | DISTRIBUTION | KUALA SELANGOR | Existing | RYB | LV FUSE SWITCH |  | CLOSED | IEC MIDDLE CURVE | FUSES | SPARE |  |  |  | 250.000 A |  |  | 3
380137853 | TNB | DISTRIBUTION | KUALA SELANGOR | Existing | RYB | LV FUSE SWITCH |  | CLOSED | IEC MIDDLE CURVE | FUSES | SPARE |  |  |  | 250.000 A |  |  | 3
380137861 | TNB | DISTRIBUTION | KUALA SELANGOR | Existing | RYB | LV FUSE SWITCH |  | CLOSED | IEC MIDDLE CURVE | FUSES | SPARE |  |  |  | 250.000 A |  |  | 3
380137879 | TNB | DISTRIBUTION | KUALA SELANGOR | Existing | RYB | LV FUSE SWITCH |  | CLOSED | IEC MIDDLE CURVE | FUSES | SPARE |  |  |  | 250.000 A |  |  | 3
380137943 | TNB | DISTRIBUTION | KUALA SELANGOR | Existing | RYB | LV FUSE SWITCH |  | CLOSED | IEC MIDDLE CURVE | FUSES | SPARE |  |  |  | 250.000 A |  |  | 3
380137957 | TNB | DISTRIBUTION | KUALA SELANGOR | Existing | RYB | LV FUSE SWITCH |  | CLOSED | IEC MIDDLE CURVE | FUSES | SPARE |  |  |  | 250.000 A |  |  | 3
380137964 | TNB | DISTRIBUTION | KUALA SELANGOR | Existing | RYB | LV FUSE SWITCH |  | CLOSED | IEC MIDDLE CURVE | FUSES | SPARE |  |  |  | 250.000 A |  |  | 3
380137969 | TNB | DISTRIBUTION | KUALA SELANGOR | Existing | RYB | LV FUSE SWITCH |  | CLOSED | IEC MIDDLE CURVE | FUSES | SPARE |  |  |  | 250.000 A |  |  | 3
380137975 | TNB | DISTRIBUTION | KUALA SELANGOR | Existing | RYB | LV FUSE SWITCH |  | CLOSED | IEC MIDDLE CURVE | FUSES | SPARE |  |  |  | 250.000 A |  |  | 3
380137987 | TNB | DISTRIBUTION | KUALA SELANGOR | Existing | RYB | LV FUSE SWITCH |  | CLOSED | IEC MIDDLE CURVE | FUSES | SPARE |  |  |  | 250.000 A |  |  | 3
380137995 | TNB | DISTRIBUTION | KUALA SELANGOR | Existing | RYB | LV FUSE SWITCH |  | CLOSED | IEC MIDDLE CURVE | FUSES | SPARE |  |  |  | 250.000 A |  |  | 3
380138013 | TNB | DISTRIBUTION | KUALA SELANGOR | Existing | RYB | LV FUSE SWITCH |  | CLOSED | IEC MIDDLE CURVE | FUSES | SPARE |  |  |  | 250.000 A |  |  | 3
380138020 | TNB | DISTRIBUTION | KUALA SELANGOR | Existing | RYB | LV FUSE SWITCH |  | CLOSED | IEC MIDDLE CURVE | FUSES | SPARE |  |  |  | 250.000 A |  |  | 3
380138034 | TNB | DISTRIBUTION | KUALA SELANGOR | Existing | RYB | LV FUSE SWITCH |  | CLOSED | IEC MIDDLE CURVE | FUSES | SPARE |  |  |  | 250.000 A |  |  | 3
380138041 | TNB | DISTRIBUTION | KUALA SELANGOR | Existing | RYB | LV FUSE SWITCH |  | CLOSED | IEC MIDDLE CURVE | FUSES | SPARE |  |  |  | 250.000 A |  |  | 3
380138046 | TNB | DISTRIBUTION | KUALA SELANGOR | Existing | RYB | LV FUSE SWITCH |  | CLOSED | IEC MIDDLE CURVE | FUSES | SPARE |  |  |  | 250.000 A |  |  | 3
380138052 | TNB | DISTRIBUTION | KUALA SELANGOR | Existing | RYB | LV FUSE SWITCH |  | CLOSED | IEC MIDDLE CURVE | FUSES | SPARE |  |  |  | 250.000 A |  |  | 3
380138064 | TNB | DISTRIBUTION | KUALA SELANGOR | Existing | RYB | LV FUSE SWITCH |  | CLOSED | IEC MIDDLE CURVE | FUSES | SPARE |  |  |  | 250.000 A |  |  | 3
380138072 | TNB | DISTRIBUTION | KUALA SELANGOR | Existing | RYB | LV FUSE SWITCH |  | CLOSED | IEC MIDDLE CURVE | FUSES | SPARE |  |  |  | 250.000 A |  |  | 3
380138090 | TNB | DISTRIBUTION | KUALA SELANGOR | Existing | RYB | LV FUSE SWITCH |  | CLOSED | IEC MIDDLE CURVE | FUSES | SPARE |  |  |  | 250.000 A |  |  | 3
380138221 | TNB | DISTRIBUTION | KUALA SELANGOR | Existing | RYB | LV FUSE SWITCH |  | CLOSED | IEC MIDDLE CURVE | FUSES | SPARE |  |  |  | 250.000 A |  |  | 3
380138235 | TNB | DISTRIBUTION | KUALA SELANGOR | Existing | RYB | LV FUSE SWITCH |  | CLOSED | IEC MIDDLE CURVE | FUSES | SPARE |  |  |  | 250.000 A |  |  | 3
380138242 | TNB | DISTRIBUTION | KUALA SELANGOR | Existing | RYB | LV FUSE SWITCH |  | CLOSED | IEC MIDDLE CURVE | FUSES | SPARE |  |  |  | 250.000 A |  |  | 3
380138247 | TNB | DISTRIBUTION | KUALA SELANGOR | Existing | RYB | LV FUSE SWITCH |  | CLOSED | IEC MIDDLE CURVE | FUSES | SPARE |  |  |  | 250.000 A |  |  | 3
380138253 | TNB | DISTRIBUTION | KUALA SELANGOR | Existing | RYB | LV FUSE SWITCH |  | CLOSED | IEC MIDDLE CURVE | FUSES | SPARE |  |  |  | 250.000 A |  |  | 3
380138265 | TNB | DISTRIBUTION | KUALA SELANGOR | Existing | RYB | LV FUSE SWITCH |  | CLOSED | IEC MIDDLE CURVE | FUSES | SPARE |  |  |  | 250.000 A |  |  | 3
380138273 | TNB | DISTRIBUTION | KUALA SELANGOR | Existing | RYB | LV FUSE SWITCH |  | CLOSED | IEC MIDDLE CURVE | FUSES | SPARE |  |  |  | 250.000 A |  |  | 3
380138291 | TNB | DISTRIBUTION | KUALA SELANGOR | Existing | RYB | LV FUSE SWITCH |  | CLOSED | IEC MIDDLE CURVE | FUSES | SPARE |  |  |  | 250.000 A |  |  | 3
380138298 | TNB | DISTRIBUTION | KUALA SELANGOR | Existing | RYB | LV FUSE SWITCH |  | CLOSED | IEC MIDDLE CURVE | FUSES | SPARE |  |  |  | 250.000 A |  |  | 3
380138312 | TNB | DISTRIBUTION | KUALA SELANGOR | Existing | RYB | LV FUSE SWITCH |  | CLOSED | IEC MIDDLE CURVE | FUSES | SPARE |  |  |  | 250.000 A |  |  | 3
380138319 | TNB | DISTRIBUTION | KUALA SELANGOR | Existing | RYB | LV FUSE SWITCH |  | CLOSED | IEC MIDDLE CURVE | FUSES | SPARE |  |  |  | 250.000 A |  |  | 3
380138324 | TNB | DISTRIBUTION | KUALA SELANGOR | Existing | RYB | LV FUSE SWITCH |  | CLOSED | IEC MIDDLE CURVE | FUSES | SPARE |  |  |  | 250.000 A |  |  | 3
380138330 | TNB | DISTRIBUTION | KUALA SELANGOR | Existing | RYB | LV FUSE SWITCH |  | CLOSED | IEC MIDDLE CURVE | FUSES | SPARE |  |  |  | 250.000 A |  |  | 3
380138342 | TNB | DISTRIBUTION | KUALA SELANGOR | Existing | RYB | LV FUSE SWITCH |  | CLOSED | IEC MIDDLE CURVE | FUSES | SPARE |  |  |  | 250.000 A |  |  | 3
380138350 | TNB | DISTRIBUTION | KUALA SELANGOR | Existing | RYB | LV FUSE SWITCH |  | CLOSED | IEC MIDDLE CURVE | FUSES | SPARE |  |  |  | 250.000 A |  |  | 3
380138368 | TNB | DISTRIBUTION | KUALA SELANGOR | Existing | RYB | LV FUSE SWITCH |  | CLOSED | IEC MIDDLE CURVE | FUSES | SPARE |  |  |  | 250.000 A |  |  | 3
380138412 | TNB | DISTRIBUTION | KUALA SELANGOR | Existing | RYB | LV FUSE SWITCH |  | CLOSED | IEC MIDDLE CURVE | FUSES | SPARE |  |  |  | 250.000 A |  |  | 3
380138426 | TNB | DISTRIBUTION | KUALA SELANGOR | Existing | RYB | LV FUSE SWITCH |  | CLOSED | IEC MIDDLE CURVE | FUSES | SPARE |  |  |  | 250.000 A |  |  | 3
380138433 | TNB | DISTRIBUTION | KUALA SELANGOR | Existing | RYB | LV FUSE SWITCH |  | CLOSED | IEC MIDDLE CURVE | FUSES | SPARE |  |  |  | 250.000 A |  |  | 3
380138438 | TNB | DISTRIBUTION | KUALA SELANGOR | Existing | RYB | LV FUSE SWITCH |  | CLOSED | IEC MIDDLE CURVE | FUSES | SPARE |  |  |  | 250.000 A |  |  | 3
380138444 | TNB | DISTRIBUTION | KUALA SELANGOR | Existing | RYB | LV FUSE SWITCH |  | CLOSED | IEC MIDDLE CURVE | FUSES | SPARE |  |  |  | 250.000 A |  |  | 3
380138456 | TNB | DISTRIBUTION | KUALA SELANGOR | Existing | RYB | LV FUSE SWITCH |  | CLOSED | IEC MIDDLE CURVE | FUSES | SPARE |  |  |  | 250.000 A |  |  | 3
380138464 | TNB | DISTRIBUTION | KUALA SELANGOR | Existing | RYB | LV FUSE SWITCH |  | CLOSED | IEC MIDDLE CURVE | FUSES | SPARE |  |  |  | 250.000 A |  |  | 3
380138482 | TNB | DISTRIBUTION | KUALA SELANGOR | Existing | RYB | LV FUSE SWITCH |  | CLOSED | IEC MIDDLE CURVE | FUSES | SPARE |  |  |  | 250.000 A |  |  | 3
380138535 | TNB | DISTRIBUTION | KUALA SELANGOR | Existing | RYB | LV FUSE SWITCH |  | CLOSED | IEC MIDDLE CURVE | FUSES | SPARE |  |  |  | 250.000 A |  |  | 3
380138549 | TNB | DISTRIBUTION | KUALA SELANGOR | Existing | RYB | LV FUSE SWITCH |  | CLOSED | IEC MIDDLE CURVE | FUSES | SPARE |  |  |  | 250.000 A |  |  | 3
380138556 | TNB | DISTRIBUTION | KUALA SELANGOR | Existing | RYB | LV FUSE SWITCH |  | CLOSED | IEC MIDDLE CURVE | FUSES | SPARE |  |  |  | 250.000 A |  |  | 3
380138561 | TNB | DISTRIBUTION | KUALA SELANGOR | Existing | RYB | LV FUSE SWITCH |  | CLOSED | IEC MIDDLE CURVE | FUSES | SPARE |  |  |  | 250.000 A |  |  | 3
380138567 | TNB | DISTRIBUTION | KUALA SELANGOR | Existing | RYB | LV FUSE SWITCH |  | CLOSED | IEC MIDDLE CURVE | FUSES | SPARE |  |  |  | 250.000 A |  |  | 3
380138579 | TNB | DISTRIBUTION | KUALA SELANGOR | Existing | RYB | LV FUSE SWITCH |  | CLOSED | IEC MIDDLE CURVE | FUSES | SPARE |  |  |  | 250.000 A |  |  | 3
380138587 | TNB | DISTRIBUTION | KUALA SELANGOR | Existing | RYB | LV FUSE SWITCH |  | CLOSED | IEC MIDDLE CURVE | FUSES | SPARE |  |  |  | 250.000 A |  |  | 3
380138605 | TNB | DISTRIBUTION | KUALA SELANGOR | Existing | RYB | LV FUSE SWITCH |  | CLOSED | IEC MIDDLE CURVE | FUSES | SPARE |  |  |  | 250.000 A |  |  | 3
380138669 | TNB | DISTRIBUTION | KUALA SELANGOR | Existing | RYB | LV FUSE SWITCH |  | CLOSED | IEC MIDDLE CURVE | FUSES | SPARE |  |  |  | 250.000 A |  |  | 3
380138683 | TNB | DISTRIBUTION | KUALA SELANGOR | Existing | RYB | LV FUSE SWITCH |  | CLOSED | IEC MIDDLE CURVE | FUSES | SPARE |  |  |  | 250.000 A |  |  | 3
380138690 | TNB | DISTRIBUTION | KUALA SELANGOR | Existing | RYB | LV FUSE SWITCH |  | CLOSED | IEC MIDDLE CURVE | FUSES | SPARE |  |  |  | 250.000 A |  |  | 3
380138695 | TNB | DISTRIBUTION | KUALA SELANGOR | Existing | RYB | LV FUSE SWITCH |  | CLOSED | IEC MIDDLE CURVE | FUSES | SPARE |  |  |  | 250.000 A |  |  | 3
380138701 | TNB | DISTRIBUTION | KUALA SELANGOR | Existing | RYB | LV FUSE SWITCH |  | CLOSED | IEC MIDDLE CURVE | FUSES | SPARE |  |  |  | 250.000 A |  |  | 3
380138713 | TNB | DISTRIBUTION | KUALA SELANGOR | Existing | RYB | LV FUSE SWITCH |  | CLOSED | IEC MIDDLE CURVE | FUSES | SPARE |  |  |  | 250.000 A |  |  | 3
380138721 | TNB | DISTRIBUTION | KUALA SELANGOR | Existing | RYB | LV FUSE SWITCH |  | CLOSED | IEC MIDDLE CURVE | FUSES | SPARE |  |  |  | 250.000 A |  |  | 3
380138739 | TNB | DISTRIBUTION | KUALA SELANGOR | Existing | RYB | LV FUSE SWITCH |  | CLOSED | IEC MIDDLE CURVE | FUSES | SPARE |  |  |  | 250.000 A |  |  | 3
380138746 | TNB | DISTRIBUTION | KUALA SELANGOR | Existing | RYB | LV FUSE SWITCH |  | CLOSED | IEC MIDDLE CURVE | FUSES | SPARE |  |  |  | 250.000 A |  |  | 3
380138760 | TNB | DISTRIBUTION | KUALA SELANGOR | Existing | RYB | LV FUSE SWITCH |  | CLOSED | IEC MIDDLE CURVE | FUSES | SPARE |  |  |  | 250.000 A |  |  | 3
380138767 | TNB | DISTRIBUTION | KUALA SELANGOR | Existing | RYB | LV FUSE SWITCH |  | CLOSED | IEC MIDDLE CURVE | FUSES | SPARE |  |  |  | 250.000 A |  |  | 3
380138772 | TNB | DISTRIBUTION | KUALA SELANGOR | Existing | RYB | LV FUSE SWITCH |  | CLOSED | IEC MIDDLE CURVE | FUSES | SPARE |  |  |  | 250.000 A |  |  | 3
380138778 | TNB | DISTRIBUTION | KUALA SELANGOR | Existing | RYB | LV FUSE SWITCH |  | CLOSED | IEC MIDDLE CURVE | FUSES | SPARE |  |  |  | 250.000 A |  |  | 3
380138790 | TNB | DISTRIBUTION | KUALA SELANGOR | Existing | RYB | LV FUSE SWITCH |  | CLOSED | IEC MIDDLE CURVE | FUSES | SPARE |  |  |  | 250.000 A |  |  | 3
380138798 | TNB | DISTRIBUTION | KUALA SELANGOR | Existing | RYB | LV FUSE SWITCH |  | CLOSED | IEC MIDDLE CURVE | FUSES | SPARE |  |  |  | 250.000 A |  |  | 3
380138816 | TNB | DISTRIBUTION | KUALA SELANGOR | Existing | RYB | LV FUSE SWITCH |  | CLOSED | IEC MIDDLE CURVE | FUSES | SPARE |  |  |  | 250.000 A |  |  | 3
380152281 | TNB | DISTRIBUTION | KUALA SELANGOR | Existing | RYB | LV FUSE SWITCH |  | CLOSED | IEC MIDDLE CURVE | FUSES | SPARE |  |  |  | 250.000 A |  |  | 3
380152295 | TNB | DISTRIBUTION | KUALA SELANGOR | Existing | RYB | LV FUSE SWITCH |  | CLOSED | IEC MIDDLE CURVE | FUSES | SPARE |  |  |  | 250.000 A |  |  | 3
380152302 | TNB | DISTRIBUTION | KUALA SELANGOR | Existing | RYB | LV FUSE SWITCH |  | CLOSED | IEC MIDDLE CURVE | FUSES | SPARE |  |  |  | 250.000 A |  |  | 3
380152307 | TNB | DISTRIBUTION | KUALA SELANGOR | Existing | RYB | LV FUSE SWITCH |  | CLOSED | IEC MIDDLE CURVE | FUSES | SPARE |  |  |  | 250.000 A |  |  | 3
380152313 | TNB | DISTRIBUTION | KUALA SELANGOR | Existing | RYB | LV FUSE SWITCH |  | CLOSED | IEC MIDDLE CURVE | FUSES | SPARE |  |  |  | 250.000 A |  |  | 3
380152325 | TNB | DISTRIBUTION | KUALA SELANGOR | Existing | RYB | LV FUSE SWITCH |  | CLOSED | IEC MIDDLE CURVE | FUSES | SPARE |  |  |  | 250.000 A |  |  | 3
380152333 | TNB | DISTRIBUTION | KUALA SELANGOR | Existing | RYB | LV FUSE SWITCH |  | CLOSED | IEC MIDDLE CURVE | FUSES | SPARE |  |  |  | 250.000 A |  |  | 3
380152351 | TNB | DISTRIBUTION | KUALA SELANGOR | Existing | RYB | LV FUSE SWITCH |  | CLOSED | IEC MIDDLE CURVE | FUSES | SPARE |  |  |  | 250.000 A |  |  | 3
380152395 | TNB | DISTRIBUTION | KUALA SELANGOR | Existing | RYB | LV FUSE SWITCH |  | CLOSED | IEC MIDDLE CURVE | FUSES | SPARE |  |  |  | 250.000 A |  |  | 3
380152409 | TNB | DISTRIBUTION | KUALA SELANGOR | Existing | RYB | LV FUSE SWITCH |  | CLOSED | IEC MIDDLE CURVE | FUSES | SPARE |  |  |  | 250.000 A |  |  | 3
380152416 | TNB | DISTRIBUTION | KUALA SELANGOR | Existing | RYB | LV FUSE SWITCH |  | CLOSED | IEC MIDDLE CURVE | FUSES | SPARE |  |  |  | 250.000 A |  |  | 3
380152421 | TNB | DISTRIBUTION | KUALA SELANGOR | Existing | RYB | LV FUSE SWITCH |  | CLOSED | IEC MIDDLE CURVE | FUSES | SPARE |  |  |  | 250.000 A |  |  | 3
380152427 | TNB | DISTRIBUTION | KUALA SELANGOR | Existing | RYB | LV FUSE SWITCH |  | CLOSED | IEC MIDDLE CURVE | FUSES | SPARE |  |  |  | 250.000 A |  |  | 3
380152439 | TNB | DISTRIBUTION | KUALA SELANGOR | Existing | RYB | LV FUSE SWITCH |  | CLOSED | IEC MIDDLE CURVE | FUSES | SPARE |  |  |  | 250.000 A |  |  | 3
380152447 | TNB | DISTRIBUTION | KUALA SELANGOR | Existing | RYB | LV FUSE SWITCH |  | CLOSED | IEC MIDDLE CURVE | FUSES | SPARE |  |  |  | 250.000 A |  |  | 3
380152465 | TNB | DISTRIBUTION | KUALA SELANGOR | Existing | RYB | LV FUSE SWITCH |  | CLOSED | IEC MIDDLE CURVE | FUSES | SPARE |  |  |  | 250.000 A |  |  | 3
380152509 | TNB | DISTRIBUTION | KUALA SELANGOR | Existing | RYB | LV FUSE SWITCH |  | CLOSED | IEC MIDDLE CURVE | FUSES | SPARE |  |  |  | 250.000 A |  |  | 3
380152523 | TNB | DISTRIBUTION | KUALA SELANGOR | Existing | RYB | LV FUSE SWITCH |  | CLOSED | IEC MIDDLE CURVE | FUSES | SPARE |  |  |  | 250.000 A |  |  | 3
380152530 | TNB | DISTRIBUTION | KUALA SELANGOR | Existing | RYB | LV FUSE SWITCH |  | OPEN | IEC MIDDLE CURVE | FUSES | SPARE |  |  |  | 250.000 A |  |  | 3
380152535 | TNB | DISTRIBUTION | KUALA SELANGOR | Existing | RYB | LV FUSE SWITCH |  | OPEN | IEC MIDDLE CURVE | FUSES | SPARE |  |  |  | 250.000 A |  |  | 3
380152541 | TNB | DISTRIBUTION | KUALA SELANGOR | Existing | RYB | LV FUSE SWITCH |  | OPEN | IEC MIDDLE CURVE | FUSES | SPARE |  |  |  | 250.000 A |  |  | 3
380152553 | TNB | DISTRIBUTION | KUALA SELANGOR | Existing | RYB | LV FUSE SWITCH |  | OPEN | IEC MIDDLE CURVE | FUSES | SPARE |  |  |  | 250.000 A |  |  | 3
380152561 | TNB | DISTRIBUTION | KUALA SELANGOR | Existing | RYB | LV FUSE SWITCH |  | OPEN | IEC MIDDLE CURVE | FUSES | SPARE |  |  |  | 250.000 A |  |  | 3
380152579 | TNB | DISTRIBUTION | KUALA SELANGOR | Existing | RYB | LV FUSE SWITCH |  | CLOSED | IEC MIDDLE CURVE | FUSES | SPARE |  |  |  | 250.000 A |  |  | 3
380152623 | TNB | DISTRIBUTION | KUALA SELANGOR | Existing | RYB | LV FUSE SWITCH |  | CLOSED | IEC MIDDLE CURVE | FUSES | SPARE |  |  |  | 250.000 A |  |  | 3
380152637 | TNB | DISTRIBUTION | KUALA SELANGOR | Existing | RYB | LV FUSE SWITCH |  | CLOSED | IEC MIDDLE CURVE | FUSES | SPARE |  |  |  | 250.000 A |  |  | 3
380152644 | TNB | DISTRIBUTION | KUALA SELANGOR | Existing | RYB | LV FUSE SWITCH |  | CLOSED | IEC MIDDLE CURVE | FUSES | SPARE |  |  |  | 250.000 A |  |  | 3
380152649 | TNB | DISTRIBUTION | KUALA SELANGOR | Existing | RYB | LV FUSE SWITCH |  | CLOSED | IEC MIDDLE CURVE | FUSES | SPARE |  |  |  | 250.000 A |  |  | 3
380152655 | TNB | DISTRIBUTION | KUALA SELANGOR | Existing | RYB | LV FUSE SWITCH |  | CLOSED | IEC MIDDLE CURVE | FUSES | SPARE |  |  |  | 250.000 A |  |  | 3
380152667 | TNB | DISTRIBUTION | KUALA SELANGOR | Existing | RYB | LV FUSE SWITCH |  | CLOSED | IEC MIDDLE CURVE | FUSES | SPARE |  |  |  | 250.000 A |  |  | 3
380152675 | TNB | DISTRIBUTION | KUALA SELANGOR | Existing | RYB | LV FUSE SWITCH |  | CLOSED | IEC MIDDLE CURVE | FUSES | SPARE |  |  |  | 250.000 A |  |  | 3
380152693 | TNB | DISTRIBUTION | KUALA SELANGOR | Existing | RYB | LV FUSE SWITCH |  | CLOSED | IEC MIDDLE CURVE | FUSES | SPARE |  |  |  | 250.000 A |  |  | 3
380152737 | TNB | DISTRIBUTION | KUALA SELANGOR | Existing | RYB | LV FUSE SWITCH |  | CLOSED | IEC MIDDLE CURVE | FUSES | SPARE |  |  |  | 250.000 A |  |  | 3
380152751 | TNB | DISTRIBUTION | KUALA SELANGOR | Existing | RYB | LV FUSE SWITCH |  | CLOSED | IEC MIDDLE CURVE | FUSES | SPARE |  |  |  | 250.000 A |  |  | 3
380152758 | TNB | DISTRIBUTION | KUALA SELANGOR | Existing | RYB | LV FUSE SWITCH |  | CLOSED | IEC MIDDLE CURVE | FUSES | SPARE |  |  |  | 250.000 A |  |  | 3
380152763 | TNB | DISTRIBUTION | KUALA SELANGOR | Existing | RYB | LV FUSE SWITCH |  | CLOSED | IEC MIDDLE CURVE | FUSES | SPARE |  |  |  | 250.000 A |  |  | 3
380152769 | TNB | DISTRIBUTION | KUALA SELANGOR | Existing | RYB | LV FUSE SWITCH |  | CLOSED | IEC MIDDLE CURVE | FUSES | SPARE |  |  |  | 250.000 A |  |  | 3
380152781 | TNB | DISTRIBUTION | KUALA SELANGOR | Existing | RYB | LV FUSE SWITCH |  | CLOSED | IEC MIDDLE CURVE | FUSES | SPARE |  |  |  | 250.000 A |  |  | 3
380152789 | TNB | DISTRIBUTION | KUALA SELANGOR | Existing | RYB | LV FUSE SWITCH |  | CLOSED | IEC MIDDLE CURVE | FUSES | SPARE |  |  |  | 250.000 A |  |  | 3
380152807 | TNB | DISTRIBUTION | KUALA SELANGOR | Existing | RYB | LV FUSE SWITCH |  | CLOSED | IEC MIDDLE CURVE | FUSES | SPARE |  |  |  | 250.000 A |  |  | 3
380152851 | TNB | DISTRIBUTION | KUALA SELANGOR | Existing | RYB | LV FUSE SWITCH |  | CLOSED | IEC MIDDLE CURVE | FUSES | SPARE |  |  |  | 250.000 A |  |  | 3
380152865 | TNB | DISTRIBUTION | KUALA SELANGOR | Existing | RYB | LV FUSE SWITCH |  | CLOSED | IEC MIDDLE CURVE | FUSES | SPARE |  |  |  | 250.000 A |  |  | 3
380152872 | TNB | DISTRIBUTION | KUALA SELANGOR | Existing | RYB | LV FUSE SWITCH |  | CLOSED | IEC MIDDLE CURVE | FUSES | SPARE |  |  |  | 250.000 A |  |  | 3
380152877 | TNB | DISTRIBUTION | KUALA SELANGOR | Existing | RYB | LV FUSE SWITCH |  | CLOSED | IEC MIDDLE CURVE | FUSES | SPARE |  |  |  | 250.000 A |  |  | 3
380152883 | TNB | DISTRIBUTION | KUALA SELANGOR | Existing | RYB | LV FUSE SWITCH |  | CLOSED | IEC MIDDLE CURVE | FUSES | SPARE |  |  |  | 250.000 A |  |  | 3
380152895 | TNB | DISTRIBUTION | KUALA SELANGOR | Existing | RYB | LV FUSE SWITCH |  | CLOSED | IEC MIDDLE CURVE | FUSES | SPARE |  |  |  | 250.000 A |  |  | 3
380152903 | TNB | DISTRIBUTION | KUALA SELANGOR | Existing | RYB | LV FUSE SWITCH |  | CLOSED | IEC MIDDLE CURVE | FUSES | SPARE |  |  |  | 250.000 A |  |  | 3
380152921 | TNB | DISTRIBUTION | KUALA SELANGOR | Existing | RYB | LV FUSE SWITCH |  | CLOSED | IEC MIDDLE CURVE | FUSES | SPARE |  |  |  | 250.000 A |  |  | 3
380152967 | TNB | DISTRIBUTION | KUALA SELANGOR | Existing | RYB | LV FUSE SWITCH |  | CLOSED | IEC MIDDLE CURVE | FUSES | SPARE |  |  |  | 250.000 A |  |  | 3
380152981 | TNB | DISTRIBUTION | KUALA SELANGOR | Existing | RYB | LV FUSE SWITCH |  | CLOSED | IEC MIDDLE CURVE | FUSES | SPARE |  |  |  | 250.000 A |  |  | 3
380152988 | TNB | DISTRIBUTION | KUALA SELANGOR | Existing | RYB | LV FUSE SWITCH |  | CLOSED | IEC MIDDLE CURVE | FUSES | SPARE |  |  |  | 250.000 A |  |  | 3
380152993 | TNB | DISTRIBUTION | KUALA SELANGOR | Existing | RYB | LV FUSE SWITCH |  | CLOSED | IEC MIDDLE CURVE | FUSES | SPARE |  |  |  | 250.000 A |  |  | 3
380152999 | TNB | DISTRIBUTION | KUALA SELANGOR | Existing | RYB | LV FUSE SWITCH |  | CLOSED | IEC MIDDLE CURVE | FUSES | SPARE |  |  |  | 250.000 A |  |  | 3
380153011 | TNB | DISTRIBUTION | KUALA SELANGOR | Existing | RYB | LV FUSE SWITCH |  | CLOSED | IEC MIDDLE CURVE | FUSES | SPARE |  |  |  | 250.000 A |  |  | 3
380153019 | TNB | DISTRIBUTION | KUALA SELANGOR | Existing | RYB | LV FUSE SWITCH |  | CLOSED | IEC MIDDLE CURVE | FUSES | SPARE |  |  |  | 250.000 A |  |  | 3
380153037 | TNB | DISTRIBUTION | KUALA SELANGOR | Existing | RYB | LV FUSE SWITCH |  | CLOSED | IEC MIDDLE CURVE | FUSES | SPARE |  |  |  | 250.000 A |  |  | 3
380153081 | TNB | DISTRIBUTION | KUALA SELANGOR | Existing | RYB | LV FUSE SWITCH |  | CLOSED | IEC MIDDLE CURVE | FUSES | SPARE |  |  |  | 250.000 A |  |  | 3
380153095 | TNB | DISTRIBUTION | KUALA SELANGOR | Existing | RYB | LV FUSE SWITCH |  | CLOSED | IEC MIDDLE CURVE | FUSES | SPARE |  |  |  | 250.000 A |  |  | 3
380153102 | TNB | DISTRIBUTION | KUALA SELANGOR | Existing | RYB | LV FUSE SWITCH |  | CLOSED | IEC MIDDLE CURVE | FUSES | SPARE |  |  |  | 250.000 A |  |  | 3
380153107 | TNB | DISTRIBUTION | KUALA SELANGOR | Existing | RYB | LV FUSE SWITCH |  | CLOSED | IEC MIDDLE CURVE | FUSES | SPARE |  |  |  | 250.000 A |  |  | 3
380153113 | TNB | DISTRIBUTION | KUALA SELANGOR | Existing | RYB | LV FUSE SWITCH |  | CLOSED | IEC MIDDLE CURVE | FUSES | SPARE |  |  |  | 250.000 A |  |  | 3
380153125 | TNB | DISTRIBUTION | KUALA SELANGOR | Existing | RYB | LV FUSE SWITCH |  | CLOSED | IEC MIDDLE CURVE | FUSES | SPARE |  |  |  | 250.000 A |  |  | 3
380153133 | TNB | DISTRIBUTION | KUALA SELANGOR | Existing | RYB | LV FUSE SWITCH |  | CLOSED | IEC MIDDLE CURVE | FUSES | SPARE |  |  |  | 250.000 A |  |  | 3
380153151 | TNB | DISTRIBUTION | KUALA SELANGOR | Existing | RYB | LV FUSE SWITCH |  | CLOSED | IEC MIDDLE CURVE | FUSES | SPARE |  |  |  | 250.000 A |  |  | 3
380153195 | TNB | DISTRIBUTION | KUALA SELANGOR | Existing | RYB | LV FUSE SWITCH |  | CLOSED | IEC MIDDLE CURVE | FUSES | SPARE |  |  |  | 250.000 A |  |  | 3
380153209 | TNB | DISTRIBUTION | KUALA SELANGOR | Existing | RYB | LV FUSE SWITCH |  | CLOSED | IEC MIDDLE CURVE | FUSES | SPARE |  |  |  | 250.000 A |  |  | 3
380153216 | TNB | DISTRIBUTION | KUALA SELANGOR | Existing | RYB | LV FUSE SWITCH |  | CLOSED | IEC MIDDLE CURVE | FUSES | SPARE |  |  |  | 250.000 A |  |  | 3
380153221 | TNB | DISTRIBUTION | KUALA SELANGOR | Existing | RYB | LV FUSE SWITCH |  | CLOSED | IEC MIDDLE CURVE | FUSES | SPARE |  |  |  | 250.000 A |  |  | 3
380153227 | TNB | DISTRIBUTION | KUALA SELANGOR | Existing | RYB | LV FUSE SWITCH |  | CLOSED | IEC MIDDLE CURVE | FUSES | SPARE |  |  |  | 250.000 A |  |  | 3
380153239 | TNB | DISTRIBUTION | KUALA SELANGOR | Existing | RYB | LV FUSE SWITCH |  | CLOSED | IEC MIDDLE CURVE | FUSES | SPARE |  |  |  | 250.000 A |  |  | 3
380153247 | TNB | DISTRIBUTION | KUALA SELANGOR | Existing | RYB | LV FUSE SWITCH |  | CLOSED | IEC MIDDLE CURVE | FUSES | SPARE |  |  |  | 250.000 A |  |  | 3
380153265 | TNB | DISTRIBUTION | KUALA SELANGOR | Existing | RYB | LV FUSE SWITCH |  | CLOSED | IEC MIDDLE CURVE | FUSES | SPARE |  |  |  | 250.000 A |  |  | 3
380153311 | TNB | DISTRIBUTION | KUALA SELANGOR | Existing | RYB | LV FUSE SWITCH |  | CLOSED | IEC MIDDLE CURVE | FUSES | SPARE |  |  |  | 250.000 A |  |  | 3
380153325 | TNB | DISTRIBUTION | KUALA SELANGOR | Existing | RYB | LV FUSE SWITCH |  | CLOSED | IEC MIDDLE CURVE | FUSES | SPARE |  |  |  | 250.000 A |  |  | 3
380153332 | TNB | DISTRIBUTION | KUALA SELANGOR | Existing | RYB | LV FUSE SWITCH |  | CLOSED | IEC MIDDLE CURVE | FUSES | SPARE |  |  |  | 250.000 A |  |  | 3
380153337 | TNB | DISTRIBUTION | KUALA SELANGOR | Existing | RYB | LV FUSE SWITCH |  | CLOSED | IEC MIDDLE CURVE | FUSES | SPARE |  |  |  | 250.000 A |  |  | 3
380153343 | TNB | DISTRIBUTION | KUALA SELANGOR | Existing | RYB | LV FUSE SWITCH |  | CLOSED | IEC MIDDLE CURVE | FUSES | SPARE |  |  |  | 250.000 A |  |  | 3
380153355 | TNB | DISTRIBUTION | KUALA SELANGOR | Existing | RYB | LV FUSE SWITCH |  | CLOSED | IEC MIDDLE CURVE | FUSES | SPARE |  |  |  | 250.000 A |  |  | 3
380153363 | TNB | DISTRIBUTION | KUALA SELANGOR | Existing | RYB | LV FUSE SWITCH |  | CLOSED | IEC MIDDLE CURVE | FUSES | SPARE |  |  |  | 250.000 A |  |  | 3
380153381 | TNB | DISTRIBUTION | KUALA SELANGOR | Existing | RYB | LV FUSE SWITCH |  | CLOSED | IEC MIDDLE CURVE | FUSES | SPARE |  |  |  | 250.000 A |  |  | 3
380153723 | TNB | DISTRIBUTION | KUALA SELANGOR | Existing | RYB | LV FUSE SWITCH |  | CLOSED | IEC MIDDLE CURVE | FUSES | SPARE |  |  |  | 250.000 A |  |  | 3
380153737 | TNB | DISTRIBUTION | KUALA SELANGOR | Existing | RYB | LV FUSE SWITCH |  | CLOSED | IEC MIDDLE CURVE | FUSES | SPARE |  |  |  | 250.000 A |  |  | 3
380153744 | TNB | DISTRIBUTION | KUALA SELANGOR | Existing | RYB | LV FUSE SWITCH |  | CLOSED | IEC MIDDLE CURVE | FUSES | SPARE |  |  |  | 250.000 A |  |  | 3
380153749 | TNB | DISTRIBUTION | KUALA SELANGOR | Existing | RYB | LV FUSE SWITCH |  | CLOSED | IEC MIDDLE CURVE | FUSES | SPARE |  |  |  | 250.000 A |  |  | 3
380153755 | TNB | DISTRIBUTION | KUALA SELANGOR | Existing | RYB | LV FUSE SWITCH |  | CLOSED | IEC MIDDLE CURVE | FUSES | SPARE |  |  |  | 250.000 A |  |  | 3
380153767 | TNB | DISTRIBUTION | KUALA SELANGOR | Existing | RYB | LV FUSE SWITCH |  | CLOSED | IEC MIDDLE CURVE | FUSES | SPARE |  |  |  | 250.000 A |  |  | 3
380153775 | TNB | DISTRIBUTION | KUALA SELANGOR | Existing | RYB | LV FUSE SWITCH |  | CLOSED | IEC MIDDLE CURVE | FUSES | SPARE |  |  |  | 250.000 A |  |  | 3
380153793 | TNB | DISTRIBUTION | KUALA SELANGOR | Existing | RYB | LV FUSE SWITCH |  | CLOSED | IEC MIDDLE CURVE | FUSES | SPARE |  |  |  | 250.000 A |  |  | 3
380153837 | TNB | DISTRIBUTION | KUALA SELANGOR | Existing | RYB | LV FUSE SWITCH |  | CLOSED | IEC MIDDLE CURVE | FUSES | SPARE |  |  |  | 250.000 A |  |  | 3
380153851 | TNB | DISTRIBUTION | KUALA SELANGOR | Existing | RYB | LV FUSE SWITCH |  | CLOSED | IEC MIDDLE CURVE | FUSES | SPARE |  |  |  | 250.000 A |  |  | 3
380153858 | TNB | DISTRIBUTION | KUALA SELANGOR | Existing | RYB | LV FUSE SWITCH |  | CLOSED | IEC MIDDLE CURVE | FUSES | SPARE |  |  |  | 250.000 A |  |  | 3
380153863 | TNB | DISTRIBUTION | KUALA SELANGOR | Existing | RYB | LV FUSE SWITCH |  | CLOSED | IEC MIDDLE CURVE | FUSES | SPARE |  |  |  | 250.000 A |  |  | 3
380153869 | TNB | DISTRIBUTION | KUALA SELANGOR | Existing | RYB | LV FUSE SWITCH |  | CLOSED | IEC MIDDLE CURVE | FUSES | SPARE |  |  |  | 250.000 A |  |  | 3
380153881 | TNB | DISTRIBUTION | KUALA SELANGOR | Existing | RYB | LV FUSE SWITCH |  | CLOSED | IEC MIDDLE CURVE | FUSES | SPARE |  |  |  | 250.000 A |  |  | 3
380153889 | TNB | DISTRIBUTION | KUALA SELANGOR | Existing | RYB | LV FUSE SWITCH |  | CLOSED | IEC MIDDLE CURVE | FUSES | SPARE |  |  |  | 250.000 A |  |  | 3
380153907 | TNB | DISTRIBUTION | KUALA SELANGOR | Existing | RYB | LV FUSE SWITCH |  | CLOSED | IEC MIDDLE CURVE | FUSES | SPARE |  |  |  | 250.000 A |  |  | 3
380153951 | TNB | DISTRIBUTION | KUALA SELANGOR | Existing | RYB | LV FUSE SWITCH |  | CLOSED | IEC MIDDLE CURVE | FUSES | SPARE |  |  |  | 250.000 A |  |  | 3
380153965 | TNB | DISTRIBUTION | KUALA SELANGOR | Existing | RYB | LV FUSE SWITCH |  | CLOSED | IEC MIDDLE CURVE | FUSES | SPARE |  |  |  | 250.000 A |  |  | 3
380153972 | TNB | DISTRIBUTION | KUALA SELANGOR | Existing | RYB | LV FUSE SWITCH |  | CLOSED | IEC MIDDLE CURVE | FUSES | SPARE |  |  |  | 250.000 A |  |  | 3
380153977 | TNB | DISTRIBUTION | KUALA SELANGOR | Existing | RYB | LV FUSE SWITCH |  | CLOSED | IEC MIDDLE CURVE | FUSES | SPARE |  |  |  | 250.000 A |  |  | 3
380153983 | TNB | DISTRIBUTION | KUALA SELANGOR | Existing | RYB | LV FUSE SWITCH |  | CLOSED | IEC MIDDLE CURVE | FUSES | SPARE |  |  |  | 250.000 A |  |  | 3
380153995 | TNB | DISTRIBUTION | KUALA SELANGOR | Existing | RYB | LV FUSE SWITCH |  | CLOSED | IEC MIDDLE CURVE | FUSES | SPARE |  |  |  | 250.000 A |  |  | 3
380154003 | TNB | DISTRIBUTION | KUALA SELANGOR | Existing | RYB | LV FUSE SWITCH |  | CLOSED | IEC MIDDLE CURVE | FUSES | SPARE |  |  |  | 250.000 A |  |  | 3
380154021 | TNB | DISTRIBUTION | KUALA SELANGOR | Existing | RYB | LV FUSE SWITCH |  | CLOSED | IEC MIDDLE CURVE | FUSES | SPARE |  |  |  | 250.000 A |  |  | 3
380154065 | TNB | DISTRIBUTION | KUALA SELANGOR | Existing | RYB | LV FUSE SWITCH |  | CLOSED | IEC MIDDLE CURVE | FUSES | SPARE |  |  |  | 250.000 A |  |  | 3
380154079 | TNB | DISTRIBUTION | KUALA SELANGOR | Existing | RYB | LV FUSE SWITCH |  | CLOSED | IEC MIDDLE CURVE | FUSES | SPARE |  |  |  | 250.000 A |  |  | 3
380154086 | TNB | DISTRIBUTION | KUALA SELANGOR | Existing | RYB | LV FUSE SWITCH |  | CLOSED | IEC MIDDLE CURVE | FUSES | SPARE |  |  |  | 250.000 A |  |  | 3
380154091 | TNB | DISTRIBUTION | KUALA SELANGOR | Existing | RYB | LV FUSE SWITCH |  | CLOSED | IEC MIDDLE CURVE | FUSES | SPARE |  |  |  | 250.000 A |  |  | 3
380154097 | TNB | DISTRIBUTION | KUALA SELANGOR | Existing | RYB | LV FUSE SWITCH |  | CLOSED | IEC MIDDLE CURVE | FUSES | SPARE |  |  |  | 250.000 A |  |  | 3
380154109 | TNB | DISTRIBUTION | KUALA SELANGOR | Existing | RYB | LV FUSE SWITCH |  | CLOSED | IEC MIDDLE CURVE | FUSES | SPARE |  |  |  | 250.000 A |  |  | 3
380154117 | TNB | DISTRIBUTION | KUALA SELANGOR | Existing | RYB | LV FUSE SWITCH |  | CLOSED | IEC MIDDLE CURVE | FUSES | SPARE |  |  |  | 250.000 A |  |  | 3
380154135 | TNB | DISTRIBUTION | KUALA SELANGOR | Existing | RYB | LV FUSE SWITCH |  | CLOSED | IEC MIDDLE CURVE | FUSES | SPARE |  |  |  | 250.000 A |  |  | 3
380154179 | TNB | DISTRIBUTION | KUALA SELANGOR | Existing | RYB | LV FUSE SWITCH |  | CLOSED | IEC MIDDLE CURVE | FUSES | SPARE |  |  |  | 250.000 A |  |  | 3
380154193 | TNB | DISTRIBUTION | KUALA SELANGOR | Existing | RYB | LV FUSE SWITCH |  | CLOSED | IEC MIDDLE CURVE | FUSES | SPARE |  |  |  | 250.000 A |  |  | 3
380154200 | TNB | DISTRIBUTION | KUALA SELANGOR | Existing | RYB | LV FUSE SWITCH |  | CLOSED | IEC MIDDLE CURVE | FUSES | SPARE |  |  |  | 250.000 A |  |  | 3
380154205 | TNB | DISTRIBUTION | KUALA SELANGOR | Existing | RYB | LV FUSE SWITCH |  | CLOSED | IEC MIDDLE CURVE | FUSES | SPARE |  |  |  | 250.000 A |  |  | 3
380154211 | TNB | DISTRIBUTION | KUALA SELANGOR | Existing | RYB | LV FUSE SWITCH |  | CLOSED | IEC MIDDLE CURVE | FUSES | SPARE |  |  |  | 250.000 A |  |  | 3
380154223 | TNB | DISTRIBUTION | KUALA SELANGOR | Existing | RYB | LV FUSE SWITCH |  | CLOSED | IEC MIDDLE CURVE | FUSES | SPARE |  |  |  | 250.000 A |  |  | 3
380154231 | TNB | DISTRIBUTION | KUALA SELANGOR | Existing | RYB | LV FUSE SWITCH |  | CLOSED | IEC MIDDLE CURVE | FUSES | SPARE |  |  |  | 250.000 A |  |  | 3
380154249 | TNB | DISTRIBUTION | KUALA SELANGOR | Existing | RYB | LV FUSE SWITCH |  | CLOSED | IEC MIDDLE CURVE | FUSES | SPARE |  |  |  | 250.000 A |  |  | 3
380154295 | TNB | DISTRIBUTION | KUALA SELANGOR | Existing | RYB | LV FUSE SWITCH |  | CLOSED | IEC MIDDLE CURVE | FUSES | SPARE |  |  |  | 250.000 A |  |  | 3
380154309 | TNB | DISTRIBUTION | KUALA SELANGOR | Existing | RYB | LV FUSE SWITCH |  | CLOSED | IEC MIDDLE CURVE | FUSES | SPARE |  |  |  | 250.000 A |  |  | 3
380154316 | TNB | DISTRIBUTION | KUALA SELANGOR | Existing | RYB | LV FUSE SWITCH |  | CLOSED | IEC MIDDLE CURVE | FUSES | SPARE |  |  |  | 250.000 A |  |  | 3
380154321 | TNB | DISTRIBUTION | KUALA SELANGOR | Existing | RYB | LV FUSE SWITCH |  | CLOSED | IEC MIDDLE CURVE | FUSES | SPARE |  |  |  | 250.000 A |  |  | 3
380154327 | TNB | DISTRIBUTION | KUALA SELANGOR | Existing | RYB | LV FUSE SWITCH |  | CLOSED | IEC MIDDLE CURVE | FUSES | SPARE |  |  |  | 250.000 A |  |  | 3
380154339 | TNB | DISTRIBUTION | KUALA SELANGOR | Existing | RYB | LV FUSE SWITCH |  | CLOSED | IEC MIDDLE CURVE | FUSES | SPARE |  |  |  | 250.000 A |  |  | 3
380154347 | TNB | DISTRIBUTION | KUALA SELANGOR | Existing | RYB | LV FUSE SWITCH |  | CLOSED | IEC MIDDLE CURVE | FUSES | SPARE |  |  |  | 250.000 A |  |  | 3
380154365 | TNB | DISTRIBUTION | KUALA SELANGOR | Existing | RYB | LV FUSE SWITCH |  | CLOSED | IEC MIDDLE CURVE | FUSES | SPARE |  |  |  | 250.000 A |  |  | 3
380154411 | TNB | DISTRIBUTION | KUALA SELANGOR | Existing | RYB | LV FUSE SWITCH |  | CLOSED | IEC MIDDLE CURVE | FUSES | SPARE |  |  |  | 250.000 A |  |  | 3
380154425 | TNB | DISTRIBUTION | KUALA SELANGOR | Existing | RYB | LV FUSE SWITCH |  | CLOSED | IEC MIDDLE CURVE | FUSES | SPARE |  |  |  | 250.000 A |  |  | 3
380154432 | TNB | DISTRIBUTION | KUALA SELANGOR | Existing | RYB | LV FUSE SWITCH |  | CLOSED | IEC MIDDLE CURVE | FUSES | SPARE |  |  |  | 250.000 A |  |  | 3
380154437 | TNB | DISTRIBUTION | KUALA SELANGOR | Existing | RYB | LV FUSE SWITCH |  | CLOSED | IEC MIDDLE CURVE | FUSES | SPARE |  |  |  | 250.000 A |  |  | 3
380154443 | TNB | DISTRIBUTION | KUALA SELANGOR | Existing | RYB | LV FUSE SWITCH |  | CLOSED | IEC MIDDLE CURVE | FUSES | SPARE |  |  |  | 250.000 A |  |  | 3
380154455 | TNB | DISTRIBUTION | KUALA SELANGOR | Existing | RYB | LV FUSE SWITCH |  | CLOSED | IEC MIDDLE CURVE | FUSES | SPARE |  |  |  | 250.000 A |  |  | 3
380154463 | TNB | DISTRIBUTION | KUALA SELANGOR | Existing | RYB | LV FUSE SWITCH |  | CLOSED | IEC MIDDLE CURVE | FUSES | SPARE |  |  |  | 250.000 A |  |  | 3
380154481 | TNB | DISTRIBUTION | KUALA SELANGOR | Existing | RYB | LV FUSE SWITCH |  | CLOSED | IEC MIDDLE CURVE | FUSES | SPARE |  |  |  | 250.000 A |  |  | 3
380154525 | TNB | DISTRIBUTION | KUALA SELANGOR | Existing | RYB | LV FUSE SWITCH |  | CLOSED | IEC MIDDLE CURVE | FUSES | SPARE |  |  |  | 250.000 A |  |  | 3
380154539 | TNB | DISTRIBUTION | KUALA SELANGOR | Existing | RYB | LV FUSE SWITCH |  | CLOSED | IEC MIDDLE CURVE | FUSES | SPARE |  |  |  | 250.000 A |  |  | 3
380154546 | TNB | DISTRIBUTION | KUALA SELANGOR | Existing | RYB | LV FUSE SWITCH |  | CLOSED | IEC MIDDLE CURVE | FUSES | SPARE |  |  |  | 250.000 A |  |  | 3
380154551 | TNB | DISTRIBUTION | KUALA SELANGOR | Existing | RYB | LV FUSE SWITCH |  | CLOSED | IEC MIDDLE CURVE | FUSES | SPARE |  |  |  | 250.000 A |  |  | 3
380154557 | TNB | DISTRIBUTION | KUALA SELANGOR | Existing | RYB | LV FUSE SWITCH |  | CLOSED | IEC MIDDLE CURVE | FUSES | SPARE |  |  |  | 250.000 A |  |  | 3
380154569 | TNB | DISTRIBUTION | KUALA SELANGOR | Existing | RYB | LV FUSE SWITCH |  | CLOSED | IEC MIDDLE CURVE | FUSES | SPARE |  |  |  | 250.000 A |  |  | 3
380154577 | TNB | DISTRIBUTION | KUALA SELANGOR | Existing | RYB | LV FUSE SWITCH |  | CLOSED | IEC MIDDLE CURVE | FUSES | SPARE |  |  |  | 250.000 A |  |  | 3
380154595 | TNB | DISTRIBUTION | KUALA SELANGOR | Existing | RYB | LV FUSE SWITCH |  | CLOSED | IEC MIDDLE CURVE | FUSES | SPARE |  |  |  | 250.000 A |  |  | 3
380154775 | TNB | DISTRIBUTION | KUALA SELANGOR | Existing | RYB | LV FUSE SWITCH |  | CLOSED | IEC MIDDLE CURVE | FUSES | SPARE |  |  |  | 250.000 A |  |  | 3
380154789 | TNB | DISTRIBUTION | KUALA SELANGOR | Existing | RYB | LV FUSE SWITCH |  | CLOSED | IEC MIDDLE CURVE | FUSES | SPARE |  |  |  | 250.000 A |  |  | 3
380154796 | TNB | DISTRIBUTION | KUALA SELANGOR | Existing | RYB | LV FUSE SWITCH |  | CLOSED | IEC MIDDLE CURVE | FUSES | SPARE |  |  |  | 250.000 A |  |  | 3
380154801 | TNB | DISTRIBUTION | KUALA SELANGOR | Existing | RYB | LV FUSE SWITCH |  | CLOSED | IEC MIDDLE CURVE | FUSES | SPARE |  |  |  | 250.000 A |  |  | 3
380154807 | TNB | DISTRIBUTION | KUALA SELANGOR | Existing | RYB | LV FUSE SWITCH |  | CLOSED | IEC MIDDLE CURVE | FUSES | SPARE |  |  |  | 250.000 A |  |  | 3
380154819 | TNB | DISTRIBUTION | KUALA SELANGOR | Existing | RYB | LV FUSE SWITCH |  | CLOSED | IEC MIDDLE CURVE | FUSES | SPARE |  |  |  | 250.000 A |  |  | 3
380154827 | TNB | DISTRIBUTION | KUALA SELANGOR | Existing | RYB | LV FUSE SWITCH |  | CLOSED | IEC MIDDLE CURVE | FUSES | SPARE |  |  |  | 250.000 A |  |  | 3
380154845 | TNB | DISTRIBUTION | KUALA SELANGOR | Existing | RYB | LV FUSE SWITCH |  | CLOSED | IEC MIDDLE CURVE | FUSES | SPARE |  |  |  | 250.000 A |  |  | 3
380154852 | TNB | DISTRIBUTION | KUALA SELANGOR | Existing | RYB | LV FUSE SWITCH |  | CLOSED | IEC MIDDLE CURVE | FUSES | SPARE |  |  |  | 250.000 A |  |  | 3
380154866 | TNB | DISTRIBUTION | KUALA SELANGOR | Existing | RYB | LV FUSE SWITCH |  | CLOSED | IEC MIDDLE CURVE | FUSES | SPARE |  |  |  | 250.000 A |  |  | 3
380154873 | TNB | DISTRIBUTION | KUALA SELANGOR | Existing | RYB | LV FUSE SWITCH |  | CLOSED | IEC MIDDLE CURVE | FUSES | SPARE |  |  |  | 250.000 A |  |  | 3
380154878 | TNB | DISTRIBUTION | KUALA SELANGOR | Existing | RYB | LV FUSE SWITCH |  | CLOSED | IEC MIDDLE CURVE | FUSES | SPARE |  |  |  | 250.000 A |  |  | 3
380154884 | TNB | DISTRIBUTION | KUALA SELANGOR | Existing | RYB | LV FUSE SWITCH |  | CLOSED | IEC MIDDLE CURVE | FUSES | SPARE |  |  |  | 250.000 A |  |  | 3
380154896 | TNB | DISTRIBUTION | KUALA SELANGOR | Existing | RYB | LV FUSE SWITCH |  | CLOSED | IEC MIDDLE CURVE | FUSES | SPARE |  |  |  | 250.000 A |  |  | 3
380154904 | TNB | DISTRIBUTION | KUALA SELANGOR | Existing | RYB | LV FUSE SWITCH |  | CLOSED | IEC MIDDLE CURVE | FUSES | SPARE |  |  |  | 250.000 A |  |  | 3
380154922 | TNB | DISTRIBUTION | KUALA SELANGOR | Existing | RYB | LV FUSE SWITCH |  | CLOSED | IEC MIDDLE CURVE | FUSES | SPARE |  |  |  | 250.000 A |  |  | 3
380154969 | TNB | DISTRIBUTION | KUALA SELANGOR | Existing | RYB | LV FUSE SWITCH |  | CLOSED | IEC MIDDLE CURVE | FUSES | SPARE |  |  |  | 250.000 A |  |  | 3
380154983 | TNB | DISTRIBUTION | KUALA SELANGOR | Existing | RYB | LV FUSE SWITCH |  | CLOSED | IEC MIDDLE CURVE | FUSES | SPARE |  |  |  | 250.000 A |  |  | 3
380154990 | TNB | DISTRIBUTION | KUALA SELANGOR | Existing | RYB | LV FUSE SWITCH |  | CLOSED | IEC MIDDLE CURVE | FUSES | SPARE |  |  |  | 250.000 A |  |  | 3
380154995 | TNB | DISTRIBUTION | KUALA SELANGOR | Existing | RYB | LV FUSE SWITCH |  | CLOSED | IEC MIDDLE CURVE | FUSES | SPARE |  |  |  | 250.000 A |  |  | 3
380155001 | TNB | DISTRIBUTION | KUALA SELANGOR | Existing | RYB | LV FUSE SWITCH |  | CLOSED | IEC MIDDLE CURVE | FUSES | SPARE |  |  |  | 250.000 A |  |  | 3
380155013 | TNB | DISTRIBUTION | KUALA SELANGOR | Existing | RYB | LV FUSE SWITCH |  | CLOSED | IEC MIDDLE CURVE | FUSES | SPARE |  |  |  | 250.000 A |  |  | 3
380155021 | TNB | DISTRIBUTION | KUALA SELANGOR | Existing | RYB | LV FUSE SWITCH |  | CLOSED | IEC MIDDLE CURVE | FUSES | SPARE |  |  |  | 250.000 A |  |  | 3
380155039 | TNB | DISTRIBUTION | KUALA SELANGOR | Existing | RYB | LV FUSE SWITCH |  | CLOSED | IEC MIDDLE CURVE | FUSES | SPARE |  |  |  | 250.000 A |  |  | 3
380155572 | TNB | DISTRIBUTION | KUALA SELANGOR | Existing | RYB | LV FUSE SWITCH |  | CLOSED | IEC MIDDLE CURVE | FUSES | SPARE |  |  |  | 250.000 A |  |  | 3
380155586 | TNB | DISTRIBUTION | KUALA SELANGOR | Existing | RYB | LV FUSE SWITCH |  | CLOSED | IEC MIDDLE CURVE | FUSES | SPARE |  |  |  | 250.000 A |  |  | 3
380155593 | TNB | DISTRIBUTION | KUALA SELANGOR | Existing | RYB | LV FUSE SWITCH |  | CLOSED | IEC MIDDLE CURVE | FUSES | SPARE |  |  |  | 250.000 A |  |  | 3
380155598 | TNB | DISTRIBUTION | KUALA SELANGOR | Existing | RYB | LV FUSE SWITCH |  | CLOSED | IEC MIDDLE CURVE | FUSES | SPARE |  |  |  | 250.000 A |  |  | 3
380155604 | TNB | DISTRIBUTION | KUALA SELANGOR | Existing | RYB | LV FUSE SWITCH |  | CLOSED | IEC MIDDLE CURVE | FUSES | SPARE |  |  |  | 250.000 A |  |  | 3
380155616 | TNB | DISTRIBUTION | KUALA SELANGOR | Existing | RYB | LV FUSE SWITCH |  | CLOSED | IEC MIDDLE CURVE | FUSES | SPARE |  |  |  | 250.000 A |  |  | 3
380155624 | TNB | DISTRIBUTION | KUALA SELANGOR | Existing | RYB | LV FUSE SWITCH |  | CLOSED | IEC MIDDLE CURVE | FUSES | SPARE |  |  |  | 250.000 A |  |  | 3
380155642 | TNB | DISTRIBUTION | KUALA SELANGOR | Existing | RYB | LV FUSE SWITCH |  | CLOSED | IEC MIDDLE CURVE | FUSES | SPARE |  |  |  | 250.000 A |  |  | 3
380155649 | TNB | DISTRIBUTION | KUALA SELANGOR | Existing | RYB | LV FUSE SWITCH |  | CLOSED | IEC MIDDLE CURVE | FUSES | SPARE |  |  |  | 250.000 A |  |  | 3
380155663 | TNB | DISTRIBUTION | KUALA SELANGOR | Existing | RYB | LV FUSE SWITCH |  | CLOSED | IEC MIDDLE CURVE | FUSES | SPARE |  |  |  | 250.000 A |  |  | 3
380155670 | TNB | DISTRIBUTION | KUALA SELANGOR | Existing | RYB | LV FUSE SWITCH |  | CLOSED | IEC MIDDLE CURVE | FUSES | SPARE |  |  |  | 250.000 A |  |  | 3
380155675 | TNB | DISTRIBUTION | KUALA SELANGOR | Existing | RYB | LV FUSE SWITCH |  | CLOSED | IEC MIDDLE CURVE | FUSES | SPARE |  |  |  | 250.000 A |  |  | 3
380155681 | TNB | DISTRIBUTION | KUALA SELANGOR | Existing | RYB | LV FUSE SWITCH |  | CLOSED | IEC MIDDLE CURVE | FUSES | SPARE |  |  |  | 250.000 A |  |  | 3
380155693 | TNB | DISTRIBUTION | KUALA SELANGOR | Existing | RYB | LV FUSE SWITCH |  | CLOSED | IEC MIDDLE CURVE | FUSES | SPARE |  |  |  | 250.000 A |  |  | 3
380155701 | TNB | DISTRIBUTION | KUALA SELANGOR | Existing | RYB | LV FUSE SWITCH |  | CLOSED | IEC MIDDLE CURVE | FUSES | SPARE |  |  |  | 250.000 A |  |  | 3
380155719 | TNB | DISTRIBUTION | KUALA SELANGOR | Existing | RYB | LV FUSE SWITCH |  | CLOSED | IEC MIDDLE CURVE | FUSES | SPARE |  |  |  | 250.000 A |  |  | 3
380155911 | TNB | DISTRIBUTION | KUALA SELANGOR | Existing | RYB | LV FUSE SWITCH |  | CLOSED | IEC MIDDLE CURVE | FUSES | SPARE |  |  |  | 250.000 A |  |  | 3
380155925 | TNB | DISTRIBUTION | KUALA SELANGOR | Existing | RYB | LV FUSE SWITCH |  | CLOSED | IEC MIDDLE CURVE | FUSES | SPARE |  |  |  | 250.000 A |  |  | 3
380155932 | TNB | DISTRIBUTION | KUALA SELANGOR | Existing | RYB | LV FUSE SWITCH |  | CLOSED | IEC MIDDLE CURVE | FUSES | SPARE |  |  |  | 250.000 A |  |  | 3
380155937 | TNB | DISTRIBUTION | KUALA SELANGOR | Existing | RYB | LV FUSE SWITCH |  | CLOSED | IEC MIDDLE CURVE | FUSES | SPARE |  |  |  | 250.000 A |  |  | 3
380155943 | TNB | DISTRIBUTION | KUALA SELANGOR | Existing | RYB | LV FUSE SWITCH |  | CLOSED | IEC MIDDLE CURVE | FUSES | SPARE |  |  |  | 250.000 A |  |  | 3
380155955 | TNB | DISTRIBUTION | KUALA SELANGOR | Existing | RYB | LV FUSE SWITCH |  | CLOSED | IEC MIDDLE CURVE | FUSES | SPARE |  |  |  | 250.000 A |  |  | 3
380155963 | TNB | DISTRIBUTION | KUALA SELANGOR | Existing | RYB | LV FUSE SWITCH |  | CLOSED | IEC MIDDLE CURVE | FUSES | SPARE |  |  |  | 250.000 A |  |  | 3
380155981 | TNB | DISTRIBUTION | KUALA SELANGOR | Existing | RYB | LV FUSE SWITCH |  | CLOSED | IEC MIDDLE CURVE | FUSES | SPARE |  |  |  | 250.000 A |  |  | 3
380156057 | TNB | DISTRIBUTION | KUALA SELANGOR | Existing | RYB | LV FUSE SWITCH |  | CLOSED | IEC MIDDLE CURVE | FUSES | SPARE |  |  |  | 250.000 A |  |  | 3
380156071 | TNB | DISTRIBUTION | KUALA SELANGOR | Existing | RYB | LV FUSE SWITCH |  | CLOSED | IEC MIDDLE CURVE | FUSES | SPARE |  |  |  | 250.000 A |  |  | 3
380156078 | TNB | DISTRIBUTION | KUALA SELANGOR | Existing | RYB | LV FUSE SWITCH |  | CLOSED | IEC MIDDLE CURVE | FUSES | SPARE |  |  |  | 250.000 A |  |  | 3
380156083 | TNB | DISTRIBUTION | KUALA SELANGOR | Existing | RYB | LV FUSE SWITCH |  | CLOSED | IEC MIDDLE CURVE | FUSES | SPARE |  |  |  | 250.000 A |  |  | 3
380156089 | TNB | DISTRIBUTION | KUALA SELANGOR | Existing | RYB | LV FUSE SWITCH |  | CLOSED | IEC MIDDLE CURVE | FUSES | SPARE |  |  |  | 250.000 A |  |  | 3
380156101 | TNB | DISTRIBUTION | KUALA SELANGOR | Existing | RYB | LV FUSE SWITCH |  | CLOSED | IEC MIDDLE CURVE | FUSES | SPARE |  |  |  | 250.000 A |  |  | 3
380156109 | TNB | DISTRIBUTION | KUALA SELANGOR | Existing | RYB | LV FUSE SWITCH |  | CLOSED | IEC MIDDLE CURVE | FUSES | SPARE |  |  |  | 250.000 A |  |  | 3
380156127 | TNB | DISTRIBUTION | KUALA SELANGOR | Existing | RYB | LV FUSE SWITCH |  | CLOSED | IEC MIDDLE CURVE | FUSES | SPARE |  |  |  | 250.000 A |  |  | 3
380156134 | TNB | DISTRIBUTION | KUALA SELANGOR | Existing | RYB | LV FUSE SWITCH |  | CLOSED | IEC MIDDLE CURVE | FUSES | SPARE |  |  |  | 250.000 A |  |  | 3
380156148 | TNB | DISTRIBUTION | KUALA SELANGOR | Existing | RYB | LV FUSE SWITCH |  | CLOSED | IEC MIDDLE CURVE | FUSES | SPARE |  |  |  | 250.000 A |  |  | 3
380156155 | TNB | DISTRIBUTION | KUALA SELANGOR | Existing | RYB | LV FUSE SWITCH |  | CLOSED | IEC MIDDLE CURVE | FUSES | SPARE |  |  |  | 250.000 A |  |  | 3
380156160 | TNB | DISTRIBUTION | KUALA SELANGOR | Existing | RYB | LV FUSE SWITCH |  | CLOSED | IEC MIDDLE CURVE | FUSES | SPARE |  |  |  | 250.000 A |  |  | 3
380156166 | TNB | DISTRIBUTION | KUALA SELANGOR | Existing | RYB | LV FUSE SWITCH |  | CLOSED | IEC MIDDLE CURVE | FUSES | SPARE |  |  |  | 250.000 A |  |  | 3
380156178 | TNB | DISTRIBUTION | KUALA SELANGOR | Existing | RYB | LV FUSE SWITCH |  | CLOSED | IEC MIDDLE CURVE | FUSES | SPARE |  |  |  | 250.000 A |  |  | 3
380156186 | TNB | DISTRIBUTION | KUALA SELANGOR | Existing | RYB | LV FUSE SWITCH |  | CLOSED | IEC MIDDLE CURVE | FUSES | SPARE |  |  |  | 250.000 A |  |  | 3
380156204 | TNB | DISTRIBUTION | KUALA SELANGOR | Existing | RYB | LV FUSE SWITCH |  | CLOSED | IEC MIDDLE CURVE | FUSES | SPARE |  |  |  | 250.000 A |  |  | 3
380156272 | TNB | DISTRIBUTION | KUALA SELANGOR | Existing | RYB | LV FUSE SWITCH |  | CLOSED | IEC MIDDLE CURVE | FUSES | SPARE |  |  |  | 250.000 A |  |  | 3
380156286 | TNB | DISTRIBUTION | KUALA SELANGOR | Existing | RYB | LV FUSE SWITCH |  | CLOSED | IEC MIDDLE CURVE | FUSES | SPARE |  |  |  | 250.000 A |  |  | 3
380156293 | TNB | DISTRIBUTION | KUALA SELANGOR | Existing | RYB | LV FUSE SWITCH |  | CLOSED | IEC MIDDLE CURVE | FUSES | SPARE |  |  |  | 250.000 A |  |  | 3
380156298 | TNB | DISTRIBUTION | KUALA SELANGOR | Existing | RYB | LV FUSE SWITCH |  | CLOSED | IEC MIDDLE CURVE | FUSES | SPARE |  |  |  | 250.000 A |  |  | 3
380156304 | TNB | DISTRIBUTION | KUALA SELANGOR | Existing | RYB | LV FUSE SWITCH |  | CLOSED | IEC MIDDLE CURVE | FUSES | SPARE |  |  |  | 250.000 A |  |  | 3
380156316 | TNB | DISTRIBUTION | KUALA SELANGOR | Existing | RYB | LV FUSE SWITCH |  | CLOSED | IEC MIDDLE CURVE | FUSES | SPARE |  |  |  | 250.000 A |  |  | 3
380156324 | TNB | DISTRIBUTION | KUALA SELANGOR | Existing | RYB | LV FUSE SWITCH |  | CLOSED | IEC MIDDLE CURVE | FUSES | SPARE |  |  |  | 250.000 A |  |  | 3
380156342 | TNB | DISTRIBUTION | KUALA SELANGOR | Existing | RYB | LV FUSE SWITCH |  | CLOSED | IEC MIDDLE CURVE | FUSES | SPARE |  |  |  | 250.000 A |  |  | 3
380156349 | TNB | DISTRIBUTION | KUALA SELANGOR | Existing | RYB | LV FUSE SWITCH |  | CLOSED | IEC MIDDLE CURVE | FUSES | SPARE |  |  |  | 250.000 A |  |  | 3
380156363 | TNB | DISTRIBUTION | KUALA SELANGOR | Existing | RYB | LV FUSE SWITCH |  | CLOSED | IEC MIDDLE CURVE | FUSES | SPARE |  |  |  | 250.000 A |  |  | 3
380156370 | TNB | DISTRIBUTION | KUALA SELANGOR | Existing | RYB | LV FUSE SWITCH |  | CLOSED | IEC MIDDLE CURVE | FUSES | SPARE |  |  |  | 250.000 A |  |  | 3
380156375 | TNB | DISTRIBUTION | KUALA SELANGOR | Existing | RYB | LV FUSE SWITCH |  | CLOSED | IEC MIDDLE CURVE | FUSES | SPARE |  |  |  | 250.000 A |  |  | 3
380156381 | TNB | DISTRIBUTION | KUALA SELANGOR | Existing | RYB | LV FUSE SWITCH |  | CLOSED | IEC MIDDLE CURVE | FUSES | SPARE |  |  |  | 250.000 A |  |  | 3
380156393 | TNB | DISTRIBUTION | KUALA SELANGOR | Existing | RYB | LV FUSE SWITCH |  | CLOSED | IEC MIDDLE CURVE | FUSES | SPARE |  |  |  | 250.000 A |  |  | 3
380156401 | TNB | DISTRIBUTION | KUALA SELANGOR | Existing | RYB | LV FUSE SWITCH |  | CLOSED | IEC MIDDLE CURVE | FUSES | SPARE |  |  |  | 250.000 A |  |  | 3
380225170 | TNB | DISTRIBUTION | KUALA SELANGOR | Existing | RYB | LV FUSE SWITCH |  | CLOSED | IEC MIDDLE CURVE | FUSES | SPARE |  |  |  | 250.000 A |  |  | 3
380225184 | TNB | DISTRIBUTION | KUALA SELANGOR | Existing | RYB | LV FUSE SWITCH |  | CLOSED | IEC MIDDLE CURVE | FUSES | SPARE |  |  |  | 250.000 A |  |  | 3
380225191 | TNB | DISTRIBUTION | KUALA SELANGOR | Existing | RYB | LV FUSE SWITCH |  | CLOSED | IEC MIDDLE CURVE | FUSES | SPARE |  |  |  | 250.000 A |  |  | 3
380225196 | TNB | DISTRIBUTION | KUALA SELANGOR | Existing | RYB | LV FUSE SWITCH |  | CLOSED | IEC MIDDLE CURVE | FUSES | SPARE |  |  |  | 250.000 A |  |  | 3
380225202 | TNB | DISTRIBUTION | KUALA SELANGOR | Existing | RYB | LV FUSE SWITCH |  | CLOSED | IEC MIDDLE CURVE | FUSES | SPARE |  |  |  | 250.000 A |  |  | 3
380225214 | TNB | DISTRIBUTION | KUALA SELANGOR | Existing | RYB | LV FUSE SWITCH |  | CLOSED | IEC MIDDLE CURVE | FUSES | SPARE |  |  |  | 250.000 A |  |  | 3
380225222 | TNB | DISTRIBUTION | KUALA SELANGOR | Existing | RYB | LV FUSE SWITCH |  | CLOSED | IEC MIDDLE CURVE | FUSES | SPARE |  |  |  | 250.000 A |  |  | 3
380225240 | TNB | DISTRIBUTION | KUALA SELANGOR | Existing | RYB | LV FUSE SWITCH |  | CLOSED | IEC MIDDLE CURVE | FUSES | SPARE |  |  |  | 250.000 A |  |  | 3
380225247 | TNB | DISTRIBUTION | KUALA SELANGOR | Existing | RYB | LV FUSE SWITCH |  | CLOSED | IEC MIDDLE CURVE | FUSES | SPARE |  |  |  | 250.000 A |  |  | 3
380225261 | TNB | DISTRIBUTION | KUALA SELANGOR | Existing | RYB | LV FUSE SWITCH |  | CLOSED | IEC MIDDLE CURVE | FUSES | SPARE |  |  |  | 250.000 A |  |  | 3
380225268 | TNB | DISTRIBUTION | KUALA SELANGOR | Existing | RYB | LV FUSE SWITCH |  | CLOSED | IEC MIDDLE CURVE | FUSES | SPARE |  |  |  | 250.000 A |  |  | 3
380225273 | TNB | DISTRIBUTION | KUALA SELANGOR | Existing | RYB | LV FUSE SWITCH |  | CLOSED | IEC MIDDLE CURVE | FUSES | SPARE |  |  |  | 250.000 A |  |  | 3
380225279 | TNB | DISTRIBUTION | KUALA SELANGOR | Existing | RYB | LV FUSE SWITCH |  | CLOSED | IEC MIDDLE CURVE | FUSES | SPARE |  |  |  | 250.000 A |  |  | 3
380225291 | TNB | DISTRIBUTION | KUALA SELANGOR | Existing | RYB | LV FUSE SWITCH |  | CLOSED | IEC MIDDLE CURVE | FUSES | SPARE |  |  |  | 250.000 A |  |  | 3
380225299 | TNB | DISTRIBUTION | KUALA SELANGOR | Existing | RYB | LV FUSE SWITCH |  | CLOSED | IEC MIDDLE CURVE | FUSES | SPARE |  |  |  | 250.000 A |  |  | 3
380225317 | TNB | DISTRIBUTION | KUALA SELANGOR | Existing | RYB | LV FUSE SWITCH |  | CLOSED | IEC MIDDLE CURVE | FUSES | SPARE |  |  |  | 250.000 A |  |  | 3
380225385 | TNB | DISTRIBUTION | KUALA SELANGOR | Existing | RYB | LV FUSE SWITCH |  | CLOSED | IEC MIDDLE CURVE | FUSES | SPARE |  |  |  | 250.000 A |  |  | 3
380225399 | TNB | DISTRIBUTION | KUALA SELANGOR | Existing | RYB | LV FUSE SWITCH |  | CLOSED | IEC MIDDLE CURVE | FUSES | SPARE |  |  |  | 250.000 A |  |  | 3
380225406 | TNB | DISTRIBUTION | KUALA SELANGOR | Existing | RYB | LV FUSE SWITCH |  | CLOSED | IEC MIDDLE CURVE | FUSES | SPARE |  |  |  | 250.000 A |  |  | 3
380225411 | TNB | DISTRIBUTION | KUALA SELANGOR | Existing | RYB | LV FUSE SWITCH |  | CLOSED | IEC MIDDLE CURVE | FUSES | SPARE |  |  |  | 250.000 A |  |  | 3
380225417 | TNB | DISTRIBUTION | KUALA SELANGOR | Existing | RYB | LV FUSE SWITCH |  | CLOSED | IEC MIDDLE CURVE | FUSES | SPARE |  |  |  | 250.000 A |  |  | 3
380225429 | TNB | DISTRIBUTION | KUALA SELANGOR | Existing | RYB | LV FUSE SWITCH |  | CLOSED | IEC MIDDLE CURVE | FUSES | SPARE |  |  |  | 250.000 A |  |  | 3
380225437 | TNB | DISTRIBUTION | KUALA SELANGOR | Existing | RYB | LV FUSE SWITCH |  | CLOSED | IEC MIDDLE CURVE | FUSES | SPARE |  |  |  | 250.000 A |  |  | 3
380225455 | TNB | DISTRIBUTION | KUALA SELANGOR | Existing | RYB | LV FUSE SWITCH |  | CLOSED | IEC MIDDLE CURVE | FUSES | SPARE |  |  |  | 250.000 A |  |  | 3
380225593 | TNB | DISTRIBUTION | KUALA SELANGOR | Existing | RYB | LV FUSE SWITCH |  | CLOSED | IEC MIDDLE CURVE | FUSES | SPARE |  |  |  | 250.000 A |  |  | 3
380225607 | TNB | DISTRIBUTION | KUALA SELANGOR | Existing | RYB | LV FUSE SWITCH |  | CLOSED | IEC MIDDLE CURVE | FUSES | SPARE |  |  |  | 250.000 A |  |  | 3
380225614 | TNB | DISTRIBUTION | KUALA SELANGOR | Existing | RYB | LV FUSE SWITCH |  | CLOSED | IEC MIDDLE CURVE | FUSES | SPARE |  |  |  | 250.000 A |  |  | 3
380225619 | TNB | DISTRIBUTION | KUALA SELANGOR | Existing | RYB | LV FUSE SWITCH |  | CLOSED | IEC MIDDLE CURVE | FUSES | SPARE |  |  |  | 250.000 A |  |  | 3
380225625 | TNB | DISTRIBUTION | KUALA SELANGOR | Existing | RYB | LV FUSE SWITCH |  | CLOSED | IEC MIDDLE CURVE | FUSES | SPARE |  |  |  | 250.000 A |  |  | 3
380225637 | TNB | DISTRIBUTION | KUALA SELANGOR | Existing | RYB | LV FUSE SWITCH |  | CLOSED | IEC MIDDLE CURVE | FUSES | SPARE |  |  |  | 250.000 A |  |  | 3
380225645 | TNB | DISTRIBUTION | KUALA SELANGOR | Existing | RYB | LV FUSE SWITCH |  | CLOSED | IEC MIDDLE CURVE | FUSES | SPARE |  |  |  | 250.000 A |  |  | 3
380225663 | TNB | DISTRIBUTION | KUALA SELANGOR | Existing | RYB | LV FUSE SWITCH |  | CLOSED | IEC MIDDLE CURVE | FUSES | SPARE |  |  |  | 250.000 A |  |  | 3
380225913 | TNB | DISTRIBUTION | KUALA SELANGOR | Existing | RYB | LV FUSE SWITCH |  | CLOSED | IEC MIDDLE CURVE | FUSES | SPARE |  |  |  | 250.000 A |  |  | 3
380225927 | TNB | DISTRIBUTION | KUALA SELANGOR | Existing | RYB | LV FUSE SWITCH |  | CLOSED | IEC MIDDLE CURVE | FUSES | SPARE |  |  |  | 250.000 A |  |  | 3
380225934 | TNB | DISTRIBUTION | KUALA SELANGOR | Existing | RYB | LV FUSE SWITCH |  | CLOSED | IEC MIDDLE CURVE | FUSES | SPARE |  |  |  | 250.000 A |  |  | 3
380225939 | TNB | DISTRIBUTION | KUALA SELANGOR | Existing | RYB | LV FUSE SWITCH |  | CLOSED | IEC MIDDLE CURVE | FUSES | SPARE |  |  |  | 250.000 A |  |  | 3
380225945 | TNB | DISTRIBUTION | KUALA SELANGOR | Existing | RYB | LV FUSE SWITCH |  | CLOSED | IEC MIDDLE CURVE | FUSES | SPARE |  |  |  | 250.000 A |  |  | 3
380225957 | TNB | DISTRIBUTION | KUALA SELANGOR | Existing | RYB | LV FUSE SWITCH |  | CLOSED | IEC MIDDLE CURVE | FUSES | SPARE |  |  |  | 250.000 A |  |  | 3
380225965 | TNB | DISTRIBUTION | KUALA SELANGOR | Existing | RYB | LV FUSE SWITCH |  | CLOSED | IEC MIDDLE CURVE | FUSES | SPARE |  |  |  | 250.000 A |  |  | 3
380225983 | TNB | DISTRIBUTION | KUALA SELANGOR | Existing | RYB | LV FUSE SWITCH |  | CLOSED | IEC MIDDLE CURVE | FUSES | SPARE |  |  |  | 250.000 A |  |  | 3
380226183 | TNB | DISTRIBUTION | KUALA SELANGOR | Existing | RYB | LV FUSE SWITCH |  | CLOSED | IEC MIDDLE CURVE | FUSES | SPARE |  |  |  | 250.000 A |  |  | 3
380226197 | TNB | DISTRIBUTION | KUALA SELANGOR | Existing | RYB | LV FUSE SWITCH |  | CLOSED | IEC MIDDLE CURVE | FUSES | SPARE |  |  |  | 250.000 A |  |  | 3
380226204 | TNB | DISTRIBUTION | KUALA SELANGOR | Existing | RYB | LV FUSE SWITCH |  | CLOSED | IEC MIDDLE CURVE | FUSES | SPARE |  |  |  | 250.000 A |  |  | 3
380226209 | TNB | DISTRIBUTION | KUALA SELANGOR | Existing | RYB | LV FUSE SWITCH |  | CLOSED | IEC MIDDLE CURVE | FUSES | SPARE |  |  |  | 250.000 A |  |  | 3
380226215 | TNB | DISTRIBUTION | KUALA SELANGOR | Existing | RYB | LV FUSE SWITCH |  | CLOSED | IEC MIDDLE CURVE | FUSES | SPARE |  |  |  | 250.000 A |  |  | 3
380226227 | TNB | DISTRIBUTION | KUALA SELANGOR | Existing | RYB | LV FUSE SWITCH |  | CLOSED | IEC MIDDLE CURVE | FUSES | SPARE |  |  |  | 250.000 A |  |  | 3
380226235 | TNB | DISTRIBUTION | KUALA SELANGOR | Existing | RYB | LV FUSE SWITCH |  | CLOSED | IEC MIDDLE CURVE | FUSES | SPARE |  |  |  | 250.000 A |  |  | 3
380226253 | TNB | DISTRIBUTION | KUALA SELANGOR | Existing | RYB | LV FUSE SWITCH |  | CLOSED | IEC MIDDLE CURVE | FUSES | SPARE |  |  |  | 250.000 A |  |  | 3
380226260 | TNB | DISTRIBUTION | KUALA SELANGOR | Existing | RYB | LV FUSE SWITCH |  | CLOSED | IEC MIDDLE CURVE | FUSES | SPARE |  |  |  | 250.000 A |  |  | 3
380226274 | TNB | DISTRIBUTION | KUALA SELANGOR | Existing | RYB | LV FUSE SWITCH |  | CLOSED | IEC MIDDLE CURVE | FUSES | SPARE |  |  |  | 250.000 A |  |  | 3
380226281 | TNB | DISTRIBUTION | KUALA SELANGOR | Existing | RYB | LV FUSE SWITCH |  | CLOSED | IEC MIDDLE CURVE | FUSES | SPARE |  |  |  | 250.000 A |  |  | 3
380226286 | TNB | DISTRIBUTION | KUALA SELANGOR | Existing | RYB | LV FUSE SWITCH |  | CLOSED | IEC MIDDLE CURVE | FUSES | SPARE |  |  |  | 250.000 A |  |  | 3
380226292 | TNB | DISTRIBUTION | KUALA SELANGOR | Existing | RYB | LV FUSE SWITCH |  | CLOSED | IEC MIDDLE CURVE | FUSES | SPARE |  |  |  | 250.000 A |  |  | 3
380226304 | TNB | DISTRIBUTION | KUALA SELANGOR | Existing | RYB | LV FUSE SWITCH |  | CLOSED | IEC MIDDLE CURVE | FUSES | SPARE |  |  |  | 250.000 A |  |  | 3
380226312 | TNB | DISTRIBUTION | KUALA SELANGOR | Existing | RYB | LV FUSE SWITCH |  | CLOSED | IEC MIDDLE CURVE | FUSES | SPARE |  |  |  | 250.000 A |  |  | 3
380226330 | TNB | DISTRIBUTION | KUALA SELANGOR | Existing | RYB | LV FUSE SWITCH |  | CLOSED | IEC MIDDLE CURVE | FUSES | SPARE |  |  |  | 250.000 A |  |  | 3
380259592 | TNB | DISTRIBUTION | KUALA SELANGOR | Existing | RYB | LV FUSE SWITCH |  | CLOSED | IEC MIDDLE CURVE | FUSES | SPARE |  |  |  | 250.000 A |  |  | 3
380259606 | TNB | DISTRIBUTION | KUALA SELANGOR | Existing | RYB | LV FUSE SWITCH |  | CLOSED | IEC MIDDLE CURVE | FUSES | SPARE |  |  |  | 250.000 A |  |  | 3
380259613 | TNB | DISTRIBUTION | KUALA SELANGOR | Existing | RYB | LV FUSE SWITCH |  | CLOSED | IEC MIDDLE CURVE | FUSES | SPARE |  |  |  | 250.000 A |  |  | 3
380259618 | TNB | DISTRIBUTION | KUALA SELANGOR | Existing | RYB | LV FUSE SWITCH |  | CLOSED | IEC MIDDLE CURVE | FUSES | SPARE |  |  |  | 250.000 A |  |  | 3
380259624 | TNB | DISTRIBUTION | KUALA SELANGOR | Existing | RYB | LV FUSE SWITCH |  | CLOSED | IEC MIDDLE CURVE | FUSES | SPARE |  |  |  | 250.000 A |  |  | 3
380259636 | TNB | DISTRIBUTION | KUALA SELANGOR | Existing | RYB | LV FUSE SWITCH |  | CLOSED | IEC MIDDLE CURVE | FUSES | SPARE |  |  |  | 250.000 A |  |  | 3
380259644 | TNB | DISTRIBUTION | KUALA SELANGOR | Existing | RYB | LV FUSE SWITCH |  | CLOSED | IEC MIDDLE CURVE | FUSES | SPARE |  |  |  | 250.000 A |  |  | 3
380259662 | TNB | DISTRIBUTION | KUALA SELANGOR | Existing | RYB | LV FUSE SWITCH |  | CLOSED | IEC MIDDLE CURVE | FUSES | SPARE |  |  |  | 250.000 A |  |  | 3
380259731 | TNB | DISTRIBUTION | KUALA SELANGOR | Existing | RYB | LV FUSE SWITCH |  | CLOSED | IEC MIDDLE CURVE | FUSES | SPARE |  |  |  | 250.000 A |  |  | 3
380259745 | TNB | DISTRIBUTION | KUALA SELANGOR | Existing | RYB | LV FUSE SWITCH |  | CLOSED | IEC MIDDLE CURVE | FUSES | SPARE |  |  |  | 250.000 A |  |  | 3
380259752 | TNB | DISTRIBUTION | KUALA SELANGOR | Existing | RYB | LV FUSE SWITCH |  | CLOSED | IEC MIDDLE CURVE | FUSES | SPARE |  |  |  | 250.000 A |  |  | 3
380259757 | TNB | DISTRIBUTION | KUALA SELANGOR | Existing | RYB | LV FUSE SWITCH |  | CLOSED | IEC MIDDLE CURVE | FUSES | SPARE |  |  |  | 250.000 A |  |  | 3
380259763 | TNB | DISTRIBUTION | KUALA SELANGOR | Existing | RYB | LV FUSE SWITCH |  | CLOSED | IEC MIDDLE CURVE | FUSES | SPARE |  |  |  | 250.000 A |  |  | 3
380259775 | TNB | DISTRIBUTION | KUALA SELANGOR | Existing | RYB | LV FUSE SWITCH |  | CLOSED | IEC MIDDLE CURVE | FUSES | SPARE |  |  |  | 250.000 A |  |  | 3
380259783 | TNB | DISTRIBUTION | KUALA SELANGOR | Existing | RYB | LV FUSE SWITCH |  | CLOSED | IEC MIDDLE CURVE | FUSES | SPARE |  |  |  | 250.000 A |  |  | 3
380259801 | TNB | DISTRIBUTION | KUALA SELANGOR | Existing | RYB | LV FUSE SWITCH |  | CLOSED | IEC MIDDLE CURVE | FUSES | SPARE |  |  |  | 250.000 A |  |  | 3
380259847 | TNB | DISTRIBUTION | KUALA SELANGOR | Existing | RYB | LV FUSE SWITCH |  | CLOSED | IEC MIDDLE CURVE | FUSES | SPARE |  |  |  | 250.000 A |  |  | 3
380259861 | TNB | DISTRIBUTION | KUALA SELANGOR | Existing | RYB | LV FUSE SWITCH |  | CLOSED | IEC MIDDLE CURVE | FUSES | SPARE |  |  |  | 250.000 A |  |  | 3
380259868 | TNB | DISTRIBUTION | KUALA SELANGOR | Existing | RYB | LV FUSE SWITCH |  | CLOSED | IEC MIDDLE CURVE | FUSES | SPARE |  |  |  | 250.000 A |  |  | 3
380259873 | TNB | DISTRIBUTION | KUALA SELANGOR | Existing | RYB | LV FUSE SWITCH |  | CLOSED | IEC MIDDLE CURVE | FUSES | SPARE |  |  |  | 250.000 A |  |  | 3
380259879 | TNB | DISTRIBUTION | KUALA SELANGOR | Existing | RYB | LV FUSE SWITCH |  | CLOSED | IEC MIDDLE CURVE | FUSES | SPARE |  |  |  | 250.000 A |  |  | 3
380259891 | TNB | DISTRIBUTION | KUALA SELANGOR | Existing | RYB | LV FUSE SWITCH |  | CLOSED | IEC MIDDLE CURVE | FUSES | SPARE |  |  |  | 250.000 A |  |  | 3
380259899 | TNB | DISTRIBUTION | KUALA SELANGOR | Existing | RYB | LV FUSE SWITCH |  | CLOSED | IEC MIDDLE CURVE | FUSES | SPARE |  |  |  | 250.000 A |  |  | 3
380259917 | TNB | DISTRIBUTION | KUALA SELANGOR | Existing | RYB | LV FUSE SWITCH |  | CLOSED | IEC MIDDLE CURVE | FUSES | SPARE |  |  |  | 250.000 A |  |  | 3
380259961 | TNB | DISTRIBUTION | KUALA SELANGOR | Existing | RYB | LV FUSE SWITCH |  | CLOSED | IEC MIDDLE CURVE | FUSES | SPARE |  |  |  | 250.000 A |  |  | 3
380259975 | TNB | DISTRIBUTION | KUALA SELANGOR | Existing | RYB | LV FUSE SWITCH |  | CLOSED | IEC MIDDLE CURVE | FUSES | SPARE |  |  |  | 250.000 A |  |  | 3
380259982 | TNB | DISTRIBUTION | KUALA SELANGOR | Existing | RYB | LV FUSE SWITCH |  | CLOSED | IEC MIDDLE CURVE | FUSES | SPARE |  |  |  | 250.000 A |  |  | 3
380259987 | TNB | DISTRIBUTION | KUALA SELANGOR | Existing | RYB | LV FUSE SWITCH |  | CLOSED | IEC MIDDLE CURVE | FUSES | SPARE |  |  |  | 250.000 A |  |  | 3
380259993 | TNB | DISTRIBUTION | KUALA SELANGOR | Existing | RYB | LV FUSE SWITCH |  | CLOSED | IEC MIDDLE CURVE | FUSES | SPARE |  |  |  | 250.000 A |  |  | 3
380260005 | TNB | DISTRIBUTION | KUALA SELANGOR | Existing | RYB | LV FUSE SWITCH |  | CLOSED | IEC MIDDLE CURVE | FUSES | SPARE |  |  |  | 250.000 A |  |  | 3
380260013 | TNB | DISTRIBUTION | KUALA SELANGOR | Existing | RYB | LV FUSE SWITCH |  | CLOSED | IEC MIDDLE CURVE | FUSES | SPARE |  |  |  | 250.000 A |  |  | 3
380260031 | TNB | DISTRIBUTION | KUALA SELANGOR | Existing | RYB | LV FUSE SWITCH |  | CLOSED | IEC MIDDLE CURVE | FUSES | SPARE |  |  |  | 250.000 A |  |  | 3
380260077 | TNB | DISTRIBUTION | KUALA SELANGOR | Existing | RYB | LV FUSE SWITCH |  | CLOSED | IEC MIDDLE CURVE | FUSES | SPARE |  |  |  | 250.000 A |  |  | 3
380260091 | TNB | DISTRIBUTION | KUALA SELANGOR | Existing | RYB | LV FUSE SWITCH |  | CLOSED | IEC MIDDLE CURVE | FUSES | SPARE |  |  |  | 250.000 A |  |  | 3
380260098 | TNB | DISTRIBUTION | KUALA SELANGOR | Existing | RYB | LV FUSE SWITCH |  | CLOSED | IEC MIDDLE CURVE | FUSES | SPARE |  |  |  | 250.000 A |  |  | 3
380260103 | TNB | DISTRIBUTION | KUALA SELANGOR | Existing | RYB | LV FUSE SWITCH |  | CLOSED | IEC MIDDLE CURVE | FUSES | SPARE |  |  |  | 250.000 A |  |  | 3
380260109 | TNB | DISTRIBUTION | KUALA SELANGOR | Existing | RYB | LV FUSE SWITCH |  | CLOSED | IEC MIDDLE CURVE | FUSES | SPARE |  |  |  | 250.000 A |  |  | 3
380260121 | TNB | DISTRIBUTION | KUALA SELANGOR | Existing | RYB | LV FUSE SWITCH |  | CLOSED | IEC MIDDLE CURVE | FUSES | SPARE |  |  |  | 250.000 A |  |  | 3
380260129 | TNB | DISTRIBUTION | KUALA SELANGOR | Existing | RYB | LV FUSE SWITCH |  | CLOSED | IEC MIDDLE CURVE | FUSES | SPARE |  |  |  | 250.000 A |  |  | 3
380260147 | TNB | DISTRIBUTION | KUALA SELANGOR | Existing | RYB | LV FUSE SWITCH |  | CLOSED | IEC MIDDLE CURVE | FUSES | SPARE |  |  |  | 250.000 A |  |  | 3
380260309 | TNB | DISTRIBUTION | KUALA SELANGOR | Existing | RYB | LV FUSE SWITCH |  | CLOSED | IEC MIDDLE CURVE | FUSES | SPARE |  |  |  | 250.000 A |  |  | 3
380260323 | TNB | DISTRIBUTION | KUALA SELANGOR | Existing | RYB | LV FUSE SWITCH |  | CLOSED | IEC MIDDLE CURVE | FUSES | SPARE |  |  |  | 250.000 A |  |  | 3
380260330 | TNB | DISTRIBUTION | KUALA SELANGOR | Existing | RYB | LV FUSE SWITCH |  | CLOSED | IEC MIDDLE CURVE | FUSES | SPARE |  |  |  | 250.000 A |  |  | 3
380260335 | TNB | DISTRIBUTION | KUALA SELANGOR | Existing | RYB | LV FUSE SWITCH |  | CLOSED | IEC MIDDLE CURVE | FUSES | SPARE |  |  |  | 250.000 A |  |  | 3
380260341 | TNB | DISTRIBUTION | KUALA SELANGOR | Existing | RYB | LV FUSE SWITCH |  | CLOSED | IEC MIDDLE CURVE | FUSES | SPARE |  |  |  | 250.000 A |  |  | 3
380260353 | TNB | DISTRIBUTION | KUALA SELANGOR | Existing | RYB | LV FUSE SWITCH |  | CLOSED | IEC MIDDLE CURVE | FUSES | SPARE |  |  |  | 250.000 A |  |  | 3
380260361 | TNB | DISTRIBUTION | KUALA SELANGOR | Existing | RYB | LV FUSE SWITCH |  | CLOSED | IEC MIDDLE CURVE | FUSES | SPARE |  |  |  | 250.000 A |  |  | 3
380260379 | TNB | DISTRIBUTION | KUALA SELANGOR | Existing | RYB | LV FUSE SWITCH |  | CLOSED | IEC MIDDLE CURVE | FUSES | SPARE |  |  |  | 250.000 A |  |  | 3
380260423 | TNB | DISTRIBUTION | KUALA SELANGOR | Existing | RYB | LV FUSE SWITCH |  | CLOSED | IEC MIDDLE CURVE | FUSES | SPARE |  |  |  | 250.000 A |  |  | 3
380260437 | TNB | DISTRIBUTION | KUALA SELANGOR | Existing | RYB | LV FUSE SWITCH |  | CLOSED | IEC MIDDLE CURVE | FUSES | SPARE |  |  |  | 250.000 A |  |  | 3
380260444 | TNB | DISTRIBUTION | KUALA SELANGOR | Existing | RYB | LV FUSE SWITCH |  | CLOSED | IEC MIDDLE CURVE | FUSES | SPARE |  |  |  | 250.000 A |  |  | 3
380260449 | TNB | DISTRIBUTION | KUALA SELANGOR | Existing | RYB | LV FUSE SWITCH |  | CLOSED | IEC MIDDLE CURVE | FUSES | SPARE |  |  |  | 250.000 A |  |  | 3
380260455 | TNB | DISTRIBUTION | KUALA SELANGOR | Existing | RYB | LV FUSE SWITCH |  | CLOSED | IEC MIDDLE CURVE | FUSES | SPARE |  |  |  | 250.000 A |  |  | 3
380260467 | TNB | DISTRIBUTION | KUALA SELANGOR | Existing | RYB | LV FUSE SWITCH |  | CLOSED | IEC MIDDLE CURVE | FUSES | SPARE |  |  |  | 250.000 A |  |  | 3
380260475 | TNB | DISTRIBUTION | KUALA SELANGOR | Existing | RYB | LV FUSE SWITCH |  | CLOSED | IEC MIDDLE CURVE | FUSES | SPARE |  |  |  | 250.000 A |  |  | 3
380260493 | TNB | DISTRIBUTION | KUALA SELANGOR | Existing | RYB | LV FUSE SWITCH |  | CLOSED | IEC MIDDLE CURVE | FUSES | SPARE |  |  |  | 250.000 A |  |  | 3
380260539 | TNB | DISTRIBUTION | KUALA SELANGOR | Existing | RYB | LV FUSE SWITCH |  | CLOSED | IEC MIDDLE CURVE | FUSES | SPARE |  |  |  | 250.000 A |  |  | 3
380260553 | TNB | DISTRIBUTION | KUALA SELANGOR | Existing | RYB | LV FUSE SWITCH |  | CLOSED | IEC MIDDLE CURVE | FUSES | SPARE |  |  |  | 250.000 A |  |  | 3
380260560 | TNB | DISTRIBUTION | KUALA SELANGOR | Existing | RYB | LV FUSE SWITCH |  | CLOSED | IEC MIDDLE CURVE | FUSES | SPARE |  |  |  | 250.000 A |  |  | 3
380260565 | TNB | DISTRIBUTION | KUALA SELANGOR | Existing | RYB | LV FUSE SWITCH |  | CLOSED | IEC MIDDLE CURVE | FUSES | SPARE |  |  |  | 250.000 A |  |  | 3
380260571 | TNB | DISTRIBUTION | KUALA SELANGOR | Existing | RYB | LV FUSE SWITCH |  | CLOSED | IEC MIDDLE CURVE | FUSES | SPARE |  |  |  | 250.000 A |  |  | 3
380260583 | TNB | DISTRIBUTION | KUALA SELANGOR | Existing | RYB | LV FUSE SWITCH |  | CLOSED | IEC MIDDLE CURVE | FUSES | SPARE |  |  |  | 250.000 A |  |  | 3
380260591 | TNB | DISTRIBUTION | KUALA SELANGOR | Existing | RYB | LV FUSE SWITCH |  | CLOSED | IEC MIDDLE CURVE | FUSES | SPARE |  |  |  | 250.000 A |  |  | 3
380260609 | TNB | DISTRIBUTION | KUALA SELANGOR | Existing | RYB | LV FUSE SWITCH |  | CLOSED | IEC MIDDLE CURVE | FUSES | SPARE |  |  |  | 250.000 A |  |  | 3
380260653 | TNB | DISTRIBUTION | KUALA SELANGOR | Existing | RYB | LV FUSE SWITCH |  | CLOSED | IEC MIDDLE CURVE | FUSES | SPARE |  |  |  | 250.000 A |  |  | 3
380260667 | TNB | DISTRIBUTION | KUALA SELANGOR | Existing | RYB | LV FUSE SWITCH |  | CLOSED | IEC MIDDLE CURVE | FUSES | SPARE |  |  |  | 250.000 A |  |  | 3
380260674 | TNB | DISTRIBUTION | KUALA SELANGOR | Existing | RYB | LV FUSE SWITCH |  | CLOSED | IEC MIDDLE CURVE | FUSES | SPARE |  |  |  | 250.000 A |  |  | 3
380260679 | TNB | DISTRIBUTION | KUALA SELANGOR | Existing | RYB | LV FUSE SWITCH |  | CLOSED | IEC MIDDLE CURVE | FUSES | SPARE |  |  |  | 250.000 A |  |  | 3
380260685 | TNB | DISTRIBUTION | KUALA SELANGOR | Existing | RYB | LV FUSE SWITCH |  | CLOSED | IEC MIDDLE CURVE | FUSES | SPARE |  |  |  | 250.000 A |  |  | 3
380260697 | TNB | DISTRIBUTION | KUALA SELANGOR | Existing | RYB | LV FUSE SWITCH |  | CLOSED | IEC MIDDLE CURVE | FUSES | SPARE |  |  |  | 250.000 A |  |  | 3
380260705 | TNB | DISTRIBUTION | KUALA SELANGOR | Existing | RYB | LV FUSE SWITCH |  | CLOSED | IEC MIDDLE CURVE | FUSES | SPARE |  |  |  | 250.000 A |  |  | 3
380260723 | TNB | DISTRIBUTION | KUALA SELANGOR | Existing | RYB | LV FUSE SWITCH |  | CLOSED | IEC MIDDLE CURVE | FUSES | SPARE |  |  |  | 250.000 A |  |  | 3
380260767 | TNB | DISTRIBUTION | KUALA SELANGOR | Existing | RYB | LV FUSE SWITCH |  | CLOSED | IEC MIDDLE CURVE | FUSES | SPARE |  |  |  | 250.000 A |  |  | 3
380260781 | TNB | DISTRIBUTION | KUALA SELANGOR | Existing | RYB | LV FUSE SWITCH |  | CLOSED | IEC MIDDLE CURVE | FUSES | SPARE |  |  |  | 250.000 A |  |  | 3
380260788 | TNB | DISTRIBUTION | KUALA SELANGOR | Existing | RYB | LV FUSE SWITCH |  | CLOSED | IEC MIDDLE CURVE | FUSES | SPARE |  |  |  | 250.000 A |  |  | 3
380260793 | TNB | DISTRIBUTION | KUALA SELANGOR | Existing | RYB | LV FUSE SWITCH |  | CLOSED | IEC MIDDLE CURVE | FUSES | SPARE |  |  |  | 250.000 A |  |  | 3
380260799 | TNB | DISTRIBUTION | KUALA SELANGOR | Existing | RYB | LV FUSE SWITCH |  | CLOSED | IEC MIDDLE CURVE | FUSES | SPARE |  |  |  | 250.000 A |  |  | 3
380260811 | TNB | DISTRIBUTION | KUALA SELANGOR | Existing | RYB | LV FUSE SWITCH |  | CLOSED | IEC MIDDLE CURVE | FUSES | SPARE |  |  |  | 250.000 A |  |  | 3
380260819 | TNB | DISTRIBUTION | KUALA SELANGOR | Existing | RYB | LV FUSE SWITCH |  | CLOSED | IEC MIDDLE CURVE | FUSES | SPARE |  |  |  | 250.000 A |  |  | 3
380260837 | TNB | DISTRIBUTION | KUALA SELANGOR | Existing | RYB | LV FUSE SWITCH |  | CLOSED | IEC MIDDLE CURVE | FUSES | SPARE |  |  |  | 250.000 A |  |  | 3
380260883 | TNB | DISTRIBUTION | KUALA SELANGOR | Existing | RYB | LV FUSE SWITCH |  | CLOSED | IEC MIDDLE CURVE | FUSES | SPARE |  |  |  | 250.000 A |  |  | 3
380260897 | TNB | DISTRIBUTION | KUALA SELANGOR | Existing | RYB | LV FUSE SWITCH |  | CLOSED | IEC MIDDLE CURVE | FUSES | SPARE |  |  |  | 250.000 A |  |  | 3
380260904 | TNB | DISTRIBUTION | KUALA SELANGOR | Existing | RYB | LV FUSE SWITCH |  | CLOSED | IEC MIDDLE CURVE | FUSES | SPARE |  |  |  | 250.000 A |  |  | 3
380260909 | TNB | DISTRIBUTION | KUALA SELANGOR | Existing | RYB | LV FUSE SWITCH |  | CLOSED | IEC MIDDLE CURVE | FUSES | SPARE |  |  |  | 250.000 A |  |  | 3
380260915 | TNB | DISTRIBUTION | KUALA SELANGOR | Existing | RYB | LV FUSE SWITCH |  | CLOSED | IEC MIDDLE CURVE | FUSES | SPARE |  |  |  | 250.000 A |  |  | 3
380260927 | TNB | DISTRIBUTION | KUALA SELANGOR | Existing | RYB | LV FUSE SWITCH |  | CLOSED | IEC MIDDLE CURVE | FUSES | SPARE |  |  |  | 250.000 A |  |  | 3
380260935 | TNB | DISTRIBUTION | KUALA SELANGOR | Existing | RYB | LV FUSE SWITCH |  | CLOSED | IEC MIDDLE CURVE | FUSES | SPARE |  |  |  | 250.000 A |  |  | 3
380260953 | TNB | DISTRIBUTION | KUALA SELANGOR | Existing | RYB | LV FUSE SWITCH |  | CLOSED | IEC MIDDLE CURVE | FUSES | SPARE |  |  |  | 250.000 A |  |  | 3
380260997 | TNB | DISTRIBUTION | KUALA SELANGOR | Existing | RYB | LV FUSE SWITCH |  | CLOSED | IEC MIDDLE CURVE | FUSES | SPARE |  |  |  | 250.000 A |  |  | 3
380261011 | TNB | DISTRIBUTION | KUALA SELANGOR | Existing | RYB | LV FUSE SWITCH |  | CLOSED | IEC MIDDLE CURVE | FUSES | SPARE |  |  |  | 250.000 A |  |  | 3
380261018 | TNB | DISTRIBUTION | KUALA SELANGOR | Existing | RYB | LV FUSE SWITCH |  | CLOSED | IEC MIDDLE CURVE | FUSES | SPARE |  |  |  | 250.000 A |  |  | 3
380261023 | TNB | DISTRIBUTION | KUALA SELANGOR | Existing | RYB | LV FUSE SWITCH |  | CLOSED | IEC MIDDLE CURVE | FUSES | SPARE |  |  |  | 250.000 A |  |  | 3
380261029 | TNB | DISTRIBUTION | KUALA SELANGOR | Existing | RYB | LV FUSE SWITCH |  | CLOSED | IEC MIDDLE CURVE | FUSES | SPARE |  |  |  | 250.000 A |  |  | 3
380261041 | TNB | DISTRIBUTION | KUALA SELANGOR | Existing | RYB | LV FUSE SWITCH |  | CLOSED | IEC MIDDLE CURVE | FUSES | SPARE |  |  |  | 250.000 A |  |  | 3
380261049 | TNB | DISTRIBUTION | KUALA SELANGOR | Existing | RYB | LV FUSE SWITCH |  | CLOSED | IEC MIDDLE CURVE | FUSES | SPARE |  |  |  | 250.000 A |  |  | 3
380261067 | TNB | DISTRIBUTION | KUALA SELANGOR | Existing | RYB | LV FUSE SWITCH |  | CLOSED | IEC MIDDLE CURVE | FUSES | SPARE |  |  |  | 250.000 A |  |  | 3
380261122 | TNB | DISTRIBUTION | KUALA SELANGOR | Existing | RYB | LV FUSE SWITCH |  | CLOSED | IEC MIDDLE CURVE | FUSES | SPARE |  |  |  | 250.000 A |  |  | 3
380261136 | TNB | DISTRIBUTION | KUALA SELANGOR | Existing | RYB | LV FUSE SWITCH |  | CLOSED | IEC MIDDLE CURVE | FUSES | SPARE |  |  |  | 250.000 A |  |  | 3
380261143 | TNB | DISTRIBUTION | KUALA SELANGOR | Existing | RYB | LV FUSE SWITCH |  | CLOSED | IEC MIDDLE CURVE | FUSES | SPARE |  |  |  | 250.000 A |  |  | 3
380261148 | TNB | DISTRIBUTION | KUALA SELANGOR | Existing | RYB | LV FUSE SWITCH |  | CLOSED | IEC MIDDLE CURVE | FUSES | SPARE |  |  |  | 250.000 A |  |  | 3
380261154 | TNB | DISTRIBUTION | KUALA SELANGOR | Existing | RYB | LV FUSE SWITCH |  | CLOSED | IEC MIDDLE CURVE | FUSES | SPARE |  |  |  | 250.000 A |  |  | 3
380261166 | TNB | DISTRIBUTION | KUALA SELANGOR | Existing | RYB | LV FUSE SWITCH |  | CLOSED | IEC MIDDLE CURVE | FUSES | SPARE |  |  |  | 250.000 A |  |  | 3
380261174 | TNB | DISTRIBUTION | KUALA SELANGOR | Existing | RYB | LV FUSE SWITCH |  | CLOSED | IEC MIDDLE CURVE | FUSES | SPARE |  |  |  | 250.000 A |  |  | 3
380261192 | TNB | DISTRIBUTION | KUALA SELANGOR | Existing | RYB | LV FUSE SWITCH |  | CLOSED | IEC MIDDLE CURVE | FUSES | SPARE |  |  |  | 250.000 A |  |  | 3
380261238 | TNB | DISTRIBUTION | KUALA SELANGOR | Existing | RYB | LV FUSE SWITCH |  | CLOSED | IEC MIDDLE CURVE | FUSES | SPARE |  |  |  | 250.000 A |  |  | 3
380261252 | TNB | DISTRIBUTION | KUALA SELANGOR | Existing | RYB | LV FUSE SWITCH |  | CLOSED | IEC MIDDLE CURVE | FUSES | SPARE |  |  |  | 250.000 A |  |  | 3
380261259 | TNB | DISTRIBUTION | KUALA SELANGOR | Existing | RYB | LV FUSE SWITCH |  | CLOSED | IEC MIDDLE CURVE | FUSES | SPARE |  |  |  | 250.000 A |  |  | 3
380261264 | TNB | DISTRIBUTION | KUALA SELANGOR | Existing | RYB | LV FUSE SWITCH |  | CLOSED | IEC MIDDLE CURVE | FUSES | SPARE |  |  |  | 250.000 A |  |  | 3
380261270 | TNB | DISTRIBUTION | KUALA SELANGOR | Existing | RYB | LV FUSE SWITCH |  | CLOSED | IEC MIDDLE CURVE | FUSES | SPARE |  |  |  | 250.000 A |  |  | 3
380261282 | TNB | DISTRIBUTION | KUALA SELANGOR | Existing | RYB | LV FUSE SWITCH |  | CLOSED | IEC MIDDLE CURVE | FUSES | SPARE |  |  |  | 250.000 A |  |  | 3
380261290 | TNB | DISTRIBUTION | KUALA SELANGOR | Existing | RYB | LV FUSE SWITCH |  | CLOSED | IEC MIDDLE CURVE | FUSES | SPARE |  |  |  | 250.000 A |  |  | 3
380261308 | TNB | DISTRIBUTION | KUALA SELANGOR | Existing | RYB | LV FUSE SWITCH |  | CLOSED | IEC MIDDLE CURVE | FUSES | SPARE |  |  |  | 250.000 A |  |  | 3
380261402 | TNB | DISTRIBUTION | KUALA SELANGOR | Existing | RYB | LV FUSE SWITCH |  | CLOSED | IEC MIDDLE CURVE | FUSES | SPARE |  |  |  | 250.000 A |  |  | 3
380261416 | TNB | DISTRIBUTION | KUALA SELANGOR | Existing | RYB | LV FUSE SWITCH |  | CLOSED | IEC MIDDLE CURVE | FUSES | SPARE |  |  |  | 250.000 A |  |  | 3
380261423 | TNB | DISTRIBUTION | KUALA SELANGOR | Existing | RYB | LV FUSE SWITCH |  | CLOSED | IEC MIDDLE CURVE | FUSES | SPARE |  |  |  | 250.000 A |  |  | 3
380261428 | TNB | DISTRIBUTION | KUALA SELANGOR | Existing | RYB | LV FUSE SWITCH |  | CLOSED | IEC MIDDLE CURVE | FUSES | SPARE |  |  |  | 250.000 A |  |  | 3
380261434 | TNB | DISTRIBUTION | KUALA SELANGOR | Existing | RYB | LV FUSE SWITCH |  | CLOSED | IEC MIDDLE CURVE | FUSES | SPARE |  |  |  | 250.000 A |  |  | 3
380261446 | TNB | DISTRIBUTION | KUALA SELANGOR | Existing | RYB | LV FUSE SWITCH |  | CLOSED | IEC MIDDLE CURVE | FUSES | SPARE |  |  |  | 250.000 A |  |  | 3
380261454 | TNB | DISTRIBUTION | KUALA SELANGOR | Existing | RYB | LV FUSE SWITCH |  | CLOSED | IEC MIDDLE CURVE | FUSES | SPARE |  |  |  | 250.000 A |  |  | 3
380261472 | TNB | DISTRIBUTION | KUALA SELANGOR | Existing | RYB | LV FUSE SWITCH |  | CLOSED | IEC MIDDLE CURVE | FUSES | SPARE |  |  |  | 250.000 A |  |  | 3
380261632 | TNB | DISTRIBUTION | KUALA SELANGOR | Existing | RYB | LV FUSE SWITCH |  | CLOSED | IEC MIDDLE CURVE | FUSES | SPARE |  |  |  | 250.000 A |  |  | 3
380261646 | TNB | DISTRIBUTION | KUALA SELANGOR | Existing | RYB | LV FUSE SWITCH |  | CLOSED | IEC MIDDLE CURVE | FUSES | SPARE |  |  |  | 250.000 A |  |  | 3
380261653 | TNB | DISTRIBUTION | KUALA SELANGOR | Existing | RYB | LV FUSE SWITCH |  | CLOSED | IEC MIDDLE CURVE | FUSES | SPARE |  |  |  | 250.000 A |  |  | 3
380261658 | TNB | DISTRIBUTION | KUALA SELANGOR | Existing | RYB | LV FUSE SWITCH |  | CLOSED | IEC MIDDLE CURVE | FUSES | SPARE |  |  |  | 250.000 A |  |  | 3
380261664 | TNB | DISTRIBUTION | KUALA SELANGOR | Existing | RYB | LV FUSE SWITCH |  | CLOSED | IEC MIDDLE CURVE | FUSES | SPARE |  |  |  | 250.000 A |  |  | 3
380261676 | TNB | DISTRIBUTION | KUALA SELANGOR | Existing | RYB | LV FUSE SWITCH |  | CLOSED | IEC MIDDLE CURVE | FUSES | SPARE |  |  |  | 250.000 A |  |  | 3
380261684 | TNB | DISTRIBUTION | KUALA SELANGOR | Existing | RYB | LV FUSE SWITCH |  | CLOSED | IEC MIDDLE CURVE | FUSES | SPARE |  |  |  | 250.000 A |  |  | 3
380261702 | TNB | DISTRIBUTION | KUALA SELANGOR | Existing | RYB | LV FUSE SWITCH |  | CLOSED | IEC MIDDLE CURVE | FUSES | SPARE |  |  |  | 250.000 A |  |  | 3
380261746 | TNB | DISTRIBUTION | KUALA SELANGOR | Existing | RYB | LV FUSE SWITCH |  | CLOSED | IEC MIDDLE CURVE | FUSES | SPARE |  |  |  | 250.000 A |  |  | 3
380261760 | TNB | DISTRIBUTION | KUALA SELANGOR | Existing | RYB | LV FUSE SWITCH |  | CLOSED | IEC MIDDLE CURVE | FUSES | SPARE |  |  |  | 250.000 A |  |  | 3
380261767 | TNB | DISTRIBUTION | KUALA SELANGOR | Existing | RYB | LV FUSE SWITCH |  | CLOSED | IEC MIDDLE CURVE | FUSES | SPARE |  |  |  | 250.000 A |  |  | 3
380261772 | TNB | DISTRIBUTION | KUALA SELANGOR | Existing | RYB | LV FUSE SWITCH |  | CLOSED | IEC MIDDLE CURVE | FUSES | SPARE |  |  |  | 250.000 A |  |  | 3
380261778 | TNB | DISTRIBUTION | KUALA SELANGOR | Existing | RYB | LV FUSE SWITCH |  | CLOSED | IEC MIDDLE CURVE | FUSES | SPARE |  |  |  | 250.000 A |  |  | 3
380261790 | TNB | DISTRIBUTION | KUALA SELANGOR | Existing | RYB | LV FUSE SWITCH |  | CLOSED | IEC MIDDLE CURVE | FUSES | SPARE |  |  |  | 250.000 A |  |  | 3
380261798 | TNB | DISTRIBUTION | KUALA SELANGOR | Existing | RYB | LV FUSE SWITCH |  | CLOSED | IEC MIDDLE CURVE | FUSES | SPARE |  |  |  | 250.000 A |  |  | 3
380261816 | TNB | DISTRIBUTION | KUALA SELANGOR | Existing | RYB | LV FUSE SWITCH |  | CLOSED | IEC MIDDLE CURVE | FUSES | SPARE |  |  |  | 250.000 A |  |  | 3
380261871 | TNB | DISTRIBUTION | KUALA SELANGOR | Existing | RYB | LV FUSE SWITCH |  | CLOSED | IEC MIDDLE CURVE | FUSES | SPARE |  |  |  | 250.000 A |  |  | 3
380261885 | TNB | DISTRIBUTION | KUALA SELANGOR | Existing | RYB | LV FUSE SWITCH |  | CLOSED | IEC MIDDLE CURVE | FUSES | SPARE |  |  |  | 250.000 A |  |  | 3
380261892 | TNB | DISTRIBUTION | KUALA SELANGOR | Existing | RYB | LV FUSE SWITCH |  | CLOSED | IEC MIDDLE CURVE | FUSES | SPARE |  |  |  | 250.000 A |  |  | 3
380261897 | TNB | DISTRIBUTION | KUALA SELANGOR | Existing | RYB | LV FUSE SWITCH |  | CLOSED | IEC MIDDLE CURVE | FUSES | SPARE |  |  |  | 250.000 A |  |  | 3
380261903 | TNB | DISTRIBUTION | KUALA SELANGOR | Existing | RYB | LV FUSE SWITCH |  | CLOSED | IEC MIDDLE CURVE | FUSES | SPARE |  |  |  | 250.000 A |  |  | 3
380261915 | TNB | DISTRIBUTION | KUALA SELANGOR | Existing | RYB | LV FUSE SWITCH |  | CLOSED | IEC MIDDLE CURVE | FUSES | SPARE |  |  |  | 250.000 A |  |  | 3
380261923 | TNB | DISTRIBUTION | KUALA SELANGOR | Existing | RYB | LV FUSE SWITCH |  | CLOSED | IEC MIDDLE CURVE | FUSES | SPARE |  |  |  | 250.000 A |  |  | 3
380261941 | TNB | DISTRIBUTION | KUALA SELANGOR | Existing | RYB | LV FUSE SWITCH |  | CLOSED | IEC MIDDLE CURVE | FUSES | SPARE |  |  |  | 250.000 A |  |  | 3
380261985 | TNB | DISTRIBUTION | KUALA SELANGOR | Existing | RYB | LV FUSE SWITCH |  | CLOSED | IEC MIDDLE CURVE | FUSES | SPARE |  |  |  | 250.000 A |  |  | 3
380261999 | TNB | DISTRIBUTION | KUALA SELANGOR | Existing | RYB | LV FUSE SWITCH |  | CLOSED | IEC MIDDLE CURVE | FUSES | SPARE |  |  |  | 250.000 A |  |  | 3
380262006 | TNB | DISTRIBUTION | KUALA SELANGOR | Existing | RYB | LV FUSE SWITCH |  | CLOSED | IEC MIDDLE CURVE | FUSES | SPARE |  |  |  | 250.000 A |  |  | 3
380262011 | TNB | DISTRIBUTION | KUALA SELANGOR | Existing | RYB | LV FUSE SWITCH |  | CLOSED | IEC MIDDLE CURVE | FUSES | SPARE |  |  |  | 250.000 A |  |  | 3
380262017 | TNB | DISTRIBUTION | KUALA SELANGOR | Existing | RYB | LV FUSE SWITCH |  | CLOSED | IEC MIDDLE CURVE | FUSES | SPARE |  |  |  | 250.000 A |  |  | 3
380262029 | TNB | DISTRIBUTION | KUALA SELANGOR | Existing | RYB | LV FUSE SWITCH |  | CLOSED | IEC MIDDLE CURVE | FUSES | SPARE |  |  |  | 250.000 A |  |  | 3
380262037 | TNB | DISTRIBUTION | KUALA SELANGOR | Existing | RYB | LV FUSE SWITCH |  | CLOSED | IEC MIDDLE CURVE | FUSES | SPARE |  |  |  | 250.000 A |  |  | 3
380262055 | TNB | DISTRIBUTION | KUALA SELANGOR | Existing | RYB | LV FUSE SWITCH |  | CLOSED | IEC MIDDLE CURVE | FUSES | SPARE |  |  |  | 250.000 A |  |  | 3
380262101 | TNB | DISTRIBUTION | KUALA SELANGOR | Existing | RYB | LV FUSE SWITCH |  | CLOSED | IEC MIDDLE CURVE | FUSES | SPARE |  |  |  | 250.000 A |  |  | 3
380262115 | TNB | DISTRIBUTION | KUALA SELANGOR | Existing | RYB | LV FUSE SWITCH |  | CLOSED | IEC MIDDLE CURVE | FUSES | SPARE |  |  |  | 250.000 A |  |  | 3
380262122 | TNB | DISTRIBUTION | KUALA SELANGOR | Existing | RYB | LV FUSE SWITCH |  | CLOSED | IEC MIDDLE CURVE | FUSES | SPARE |  |  |  | 250.000 A |  |  | 3
380262127 | TNB | DISTRIBUTION | KUALA SELANGOR | Existing | RYB | LV FUSE SWITCH |  | CLOSED | IEC MIDDLE CURVE | FUSES | SPARE |  |  |  | 250.000 A |  |  | 3
380262133 | TNB | DISTRIBUTION | KUALA SELANGOR | Existing | RYB | LV FUSE SWITCH |  | CLOSED | IEC MIDDLE CURVE | FUSES | SPARE |  |  |  | 250.000 A |  |  | 3
380262145 | TNB | DISTRIBUTION | KUALA SELANGOR | Existing | RYB | LV FUSE SWITCH |  | CLOSED | IEC MIDDLE CURVE | FUSES | SPARE |  |  |  | 250.000 A |  |  | 3
380262153 | TNB | DISTRIBUTION | KUALA SELANGOR | Existing | RYB | LV FUSE SWITCH |  | CLOSED | IEC MIDDLE CURVE | FUSES | SPARE |  |  |  | 250.000 A |  |  | 3
380262171 | TNB | DISTRIBUTION | KUALA SELANGOR | Existing | RYB | LV FUSE SWITCH |  | CLOSED | IEC MIDDLE CURVE | FUSES | SPARE |  |  |  | 250.000 A |  |  | 3
380262215 | TNB | DISTRIBUTION | KUALA SELANGOR | Existing | RYB | LV FUSE SWITCH |  | CLOSED | IEC MIDDLE CURVE | FUSES | SPARE |  |  |  | 250.000 A |  |  | 3
380262229 | TNB | DISTRIBUTION | KUALA SELANGOR | Existing | RYB | LV FUSE SWITCH |  | CLOSED | IEC MIDDLE CURVE | FUSES | SPARE |  |  |  | 250.000 A |  |  | 3
380262236 | TNB | DISTRIBUTION | KUALA SELANGOR | Existing | RYB | LV FUSE SWITCH |  | CLOSED | IEC MIDDLE CURVE | FUSES | SPARE |  |  |  | 250.000 A |  |  | 3
380262241 | TNB | DISTRIBUTION | KUALA SELANGOR | Existing | RYB | LV FUSE SWITCH |  | CLOSED | IEC MIDDLE CURVE | FUSES | SPARE |  |  |  | 250.000 A |  |  | 3
380262247 | TNB | DISTRIBUTION | KUALA SELANGOR | Existing | RYB | LV FUSE SWITCH |  | CLOSED | IEC MIDDLE CURVE | FUSES | SPARE |  |  |  | 250.000 A |  |  | 3
380262259 | TNB | DISTRIBUTION | KUALA SELANGOR | Existing | RYB | LV FUSE SWITCH |  | CLOSED | IEC MIDDLE CURVE | FUSES | SPARE |  |  |  | 250.000 A |  |  | 3
380262267 | TNB | DISTRIBUTION | KUALA SELANGOR | Existing | RYB | LV FUSE SWITCH |  | CLOSED | IEC MIDDLE CURVE | FUSES | SPARE |  |  |  | 250.000 A |  |  | 3
380262285 | TNB | DISTRIBUTION | KUALA SELANGOR | Existing | RYB | LV FUSE SWITCH |  | CLOSED | IEC MIDDLE CURVE | FUSES | SPARE |  |  |  | 250.000 A |  |  | 3
380262493 | TNB | DISTRIBUTION | KUALA SELANGOR | Existing | RYB | LV FUSE SWITCH |  | CLOSED | IEC MIDDLE CURVE | FUSES | SPARE |  |  |  | 250.000 A |  |  | 3
380262507 | TNB | DISTRIBUTION | KUALA SELANGOR | Existing | RYB | LV FUSE SWITCH |  | CLOSED | IEC MIDDLE CURVE | FUSES | SPARE |  |  |  | 250.000 A |  |  | 3
380262514 | TNB | DISTRIBUTION | KUALA SELANGOR | Existing | RYB | LV FUSE SWITCH |  | CLOSED | IEC MIDDLE CURVE | FUSES | SPARE |  |  |  | 250.000 A |  |  | 3
380262519 | TNB | DISTRIBUTION | KUALA SELANGOR | Existing | RYB | LV FUSE SWITCH |  | CLOSED | IEC MIDDLE CURVE | FUSES | SPARE |  |  |  | 250.000 A |  |  | 3
380262525 | TNB | DISTRIBUTION | KUALA SELANGOR | Existing | RYB | LV FUSE SWITCH |  | CLOSED | IEC MIDDLE CURVE | FUSES | SPARE |  |  |  | 250.000 A |  |  | 3
380262537 | TNB | DISTRIBUTION | KUALA SELANGOR | Existing | RYB | LV FUSE SWITCH |  | CLOSED | IEC MIDDLE CURVE | FUSES | SPARE |  |  |  | 250.000 A |  |  | 3
380262545 | TNB | DISTRIBUTION | KUALA SELANGOR | Existing | RYB | LV FUSE SWITCH |  | CLOSED | IEC MIDDLE CURVE | FUSES | SPARE |  |  |  | 250.000 A |  |  | 3
380262563 | TNB | DISTRIBUTION | KUALA SELANGOR | Existing | RYB | LV FUSE SWITCH |  | CLOSED | IEC MIDDLE CURVE | FUSES | SPARE |  |  |  | 250.000 A |  |  | 3
380262741 | TNB | DISTRIBUTION | KUALA SELANGOR | Existing | RYB | LV FUSE SWITCH |  | CLOSED | IEC MIDDLE CURVE | FUSES | SPARE |  |  |  | 250.000 A |  |  | 3
380262755 | TNB | DISTRIBUTION | KUALA SELANGOR | Existing | RYB | LV FUSE SWITCH |  | CLOSED | IEC MIDDLE CURVE | FUSES | SPARE |  |  |  | 250.000 A |  |  | 3
380262762 | TNB | DISTRIBUTION | KUALA SELANGOR | Existing | RYB | LV FUSE SWITCH |  | CLOSED | IEC MIDDLE CURVE | FUSES | SPARE |  |  |  | 250.000 A |  |  | 3
380262767 | TNB | DISTRIBUTION | KUALA SELANGOR | Existing | RYB | LV FUSE SWITCH |  | CLOSED | IEC MIDDLE CURVE | FUSES | SPARE |  |  |  | 250.000 A |  |  | 3
380262773 | TNB | DISTRIBUTION | KUALA SELANGOR | Existing | RYB | LV FUSE SWITCH |  | CLOSED | IEC MIDDLE CURVE | FUSES | SPARE |  |  |  | 250.000 A |  |  | 3
380262785 | TNB | DISTRIBUTION | KUALA SELANGOR | Existing | RYB | LV FUSE SWITCH |  | CLOSED | IEC MIDDLE CURVE | FUSES | SPARE |  |  |  | 250.000 A |  |  | 3
380262793 | TNB | DISTRIBUTION | KUALA SELANGOR | Existing | RYB | LV FUSE SWITCH |  | CLOSED | IEC MIDDLE CURVE | FUSES | SPARE |  |  |  | 250.000 A |  |  | 3
380262811 | TNB | DISTRIBUTION | KUALA SELANGOR | Existing | RYB | LV FUSE SWITCH |  | CLOSED | IEC MIDDLE CURVE | FUSES | SPARE |  |  |  | 250.000 A |  |  | 3
380262818 | TNB | DISTRIBUTION | KUALA SELANGOR | Existing | RYB | LV FUSE SWITCH |  | CLOSED | IEC MIDDLE CURVE | FUSES | SPARE |  |  |  | 250.000 A |  |  | 3
380262832 | TNB | DISTRIBUTION | KUALA SELANGOR | Existing | RYB | LV FUSE SWITCH |  | CLOSED | IEC MIDDLE CURVE | FUSES | SPARE |  |  |  | 250.000 A |  |  | 3
380262839 | TNB | DISTRIBUTION | KUALA SELANGOR | Existing | RYB | LV FUSE SWITCH |  | CLOSED | IEC MIDDLE CURVE | FUSES | SPARE |  |  |  | 250.000 A |  |  | 3
380262844 | TNB | DISTRIBUTION | KUALA SELANGOR | Existing | RYB | LV FUSE SWITCH |  | CLOSED | IEC MIDDLE CURVE | FUSES | SPARE |  |  |  | 250.000 A |  |  | 3
380262850 | TNB | DISTRIBUTION | KUALA SELANGOR | Existing | RYB | LV FUSE SWITCH |  | CLOSED | IEC MIDDLE CURVE | FUSES | SPARE |  |  |  | 250.000 A |  |  | 3
380262862 | TNB | DISTRIBUTION | KUALA SELANGOR | Existing | RYB | LV FUSE SWITCH |  | CLOSED | IEC MIDDLE CURVE | FUSES | SPARE |  |  |  | 250.000 A |  |  | 3
380262870 | TNB | DISTRIBUTION | KUALA SELANGOR | Existing | RYB | LV FUSE SWITCH |  | CLOSED | IEC MIDDLE CURVE | FUSES | SPARE |  |  |  | 250.000 A |  |  | 3
380262888 | TNB | DISTRIBUTION | KUALA SELANGOR | Existing | RYB | LV FUSE SWITCH |  | CLOSED | IEC MIDDLE CURVE | FUSES | SPARE |  |  |  | 250.000 A |  |  | 3
380262934 | TNB | DISTRIBUTION | KUALA SELANGOR | Existing | RYB | LV FUSE SWITCH |  | CLOSED | IEC MIDDLE CURVE | FUSES | SPARE |  |  |  | 250.000 A |  |  | 3
380262948 | TNB | DISTRIBUTION | KUALA SELANGOR | Existing | RYB | LV FUSE SWITCH |  | CLOSED | IEC MIDDLE CURVE | FUSES | SPARE |  |  |  | 250.000 A |  |  | 3
380262955 | TNB | DISTRIBUTION | KUALA SELANGOR | Existing | RYB | LV FUSE SWITCH |  | CLOSED | IEC MIDDLE CURVE | FUSES | SPARE |  |  |  | 250.000 A |  |  | 3
380262960 | TNB | DISTRIBUTION | KUALA SELANGOR | Existing | RYB | LV FUSE SWITCH |  | CLOSED | IEC MIDDLE CURVE | FUSES | SPARE |  |  |  | 250.000 A |  |  | 3
380262966 | TNB | DISTRIBUTION | KUALA SELANGOR | Existing | RYB | LV FUSE SWITCH |  | CLOSED | IEC MIDDLE CURVE | FUSES | SPARE |  |  |  | 250.000 A |  |  | 3
380262978 | TNB | DISTRIBUTION | KUALA SELANGOR | Existing | RYB | LV FUSE SWITCH |  | CLOSED | IEC MIDDLE CURVE | FUSES | SPARE |  |  |  | 250.000 A |  |  | 3
380262986 | TNB | DISTRIBUTION | KUALA SELANGOR | Existing | RYB | LV FUSE SWITCH |  | CLOSED | IEC MIDDLE CURVE | FUSES | SPARE |  |  |  | 250.000 A |  |  | 3
380263004 | TNB | DISTRIBUTION | KUALA SELANGOR | Existing | RYB | LV FUSE SWITCH |  | CLOSED | IEC MIDDLE CURVE | FUSES | SPARE |  |  |  | 250.000 A |  |  | 3
380263068 | TNB | DISTRIBUTION | KUALA SELANGOR | Existing | RYB | LV FUSE SWITCH |  | CLOSED | IEC MIDDLE CURVE | FUSES | SPARE |  |  |  | 250.000 A |  |  | 3
380263082 | TNB | DISTRIBUTION | KUALA SELANGOR | Existing | RYB | LV FUSE SWITCH |  | CLOSED | IEC MIDDLE CURVE | FUSES | SPARE |  |  |  | 250.000 A |  |  | 3
380263089 | TNB | DISTRIBUTION | KUALA SELANGOR | Existing | RYB | LV FUSE SWITCH |  | CLOSED | IEC MIDDLE CURVE | FUSES | SPARE |  |  |  | 250.000 A |  |  | 3
380263094 | TNB | DISTRIBUTION | KUALA SELANGOR | Existing | RYB | LV FUSE SWITCH |  | CLOSED | IEC MIDDLE CURVE | FUSES | SPARE |  |  |  | 250.000 A |  |  | 3
380263100 | TNB | DISTRIBUTION | KUALA SELANGOR | Existing | RYB | LV FUSE SWITCH |  | CLOSED | IEC MIDDLE CURVE | FUSES | SPARE |  |  |  | 250.000 A |  |  | 3
380263112 | TNB | DISTRIBUTION | KUALA SELANGOR | Existing | RYB | LV FUSE SWITCH |  | CLOSED | IEC MIDDLE CURVE | FUSES | SPARE |  |  |  | 250.000 A |  |  | 3
380263120 | TNB | DISTRIBUTION | KUALA SELANGOR | Existing | RYB | LV FUSE SWITCH |  | CLOSED | IEC MIDDLE CURVE | FUSES | SPARE |  |  |  | 250.000 A |  |  | 3
380263138 | TNB | DISTRIBUTION | KUALA SELANGOR | Existing | RYB | LV FUSE SWITCH |  | CLOSED | IEC MIDDLE CURVE | FUSES | SPARE |  |  |  | 250.000 A |  |  | 3
380263145 | TNB | DISTRIBUTION | KUALA SELANGOR | Existing | RYB | LV FUSE SWITCH |  | CLOSED | IEC MIDDLE CURVE | FUSES | SPARE |  |  |  | 250.000 A |  |  | 3
380263159 | TNB | DISTRIBUTION | KUALA SELANGOR | Existing | RYB | LV FUSE SWITCH |  | CLOSED | IEC MIDDLE CURVE | FUSES | SPARE |  |  |  | 250.000 A |  |  | 3
380263166 | TNB | DISTRIBUTION | KUALA SELANGOR | Existing | RYB | LV FUSE SWITCH |  | CLOSED | IEC MIDDLE CURVE | FUSES | SPARE |  |  |  | 250.000 A |  |  | 3
380263171 | TNB | DISTRIBUTION | KUALA SELANGOR | Existing | RYB | LV FUSE SWITCH |  | CLOSED | IEC MIDDLE CURVE | FUSES | SPARE |  |  |  | 250.000 A |  |  | 3
380263177 | TNB | DISTRIBUTION | KUALA SELANGOR | Existing | RYB | LV FUSE SWITCH |  | CLOSED | IEC MIDDLE CURVE | FUSES | SPARE |  |  |  | 250.000 A |  |  | 3
380263189 | TNB | DISTRIBUTION | KUALA SELANGOR | Existing | RYB | LV FUSE SWITCH |  | CLOSED | IEC MIDDLE CURVE | FUSES | SPARE |  |  |  | 250.000 A |  |  | 3
380263197 | TNB | DISTRIBUTION | KUALA SELANGOR | Existing | RYB | LV FUSE SWITCH |  | CLOSED | IEC MIDDLE CURVE | FUSES | SPARE |  |  |  | 250.000 A |  |  | 3
380263215 | TNB | DISTRIBUTION | KUALA SELANGOR | Existing | RYB | LV FUSE SWITCH |  | CLOSED | IEC MIDDLE CURVE | FUSES | SPARE |  |  |  | 250.000 A |  |  | 3
380263361 | TNB | DISTRIBUTION | KUALA SELANGOR | Existing | RYB | LV FUSE SWITCH |  | CLOSED | IEC MIDDLE CURVE | FUSES | SPARE |  |  |  | 250.000 A |  |  | 3
380263375 | TNB | DISTRIBUTION | KUALA SELANGOR | Existing | RYB | LV FUSE SWITCH |  | CLOSED | IEC MIDDLE CURVE | FUSES | SPARE |  |  |  | 250.000 A |  |  | 3
380263382 | TNB | DISTRIBUTION | KUALA SELANGOR | Existing | RYB | LV FUSE SWITCH |  | CLOSED | IEC MIDDLE CURVE | FUSES | SPARE |  |  |  | 250.000 A |  |  | 3
380263387 | TNB | DISTRIBUTION | KUALA SELANGOR | Existing | RYB | LV FUSE SWITCH |  | CLOSED | IEC MIDDLE CURVE | FUSES | SPARE |  |  |  | 250.000 A |  |  | 3
380263393 | TNB | DISTRIBUTION | KUALA SELANGOR | Existing | RYB | LV FUSE SWITCH |  | CLOSED | IEC MIDDLE CURVE | FUSES | SPARE |  |  |  | 250.000 A |  |  | 3
380263405 | TNB | DISTRIBUTION | KUALA SELANGOR | Existing | RYB | LV FUSE SWITCH |  | CLOSED | IEC MIDDLE CURVE | FUSES | SPARE |  |  |  | 250.000 A |  |  | 3
380263413 | TNB | DISTRIBUTION | KUALA SELANGOR | Existing | RYB | LV FUSE SWITCH |  | CLOSED | IEC MIDDLE CURVE | FUSES | SPARE |  |  |  | 250.000 A |  |  | 3
380263431 | TNB | DISTRIBUTION | KUALA SELANGOR | Existing | RYB | LV FUSE SWITCH |  | CLOSED | IEC MIDDLE CURVE | FUSES | SPARE |  |  |  | 250.000 A |  |  | 3
380263486 | TNB | DISTRIBUTION | KUALA SELANGOR | Existing | RYB | LV FUSE SWITCH |  | CLOSED | IEC MIDDLE CURVE | FUSES | SPARE |  |  |  | 250.000 A |  |  | 3
380263500 | TNB | DISTRIBUTION | KUALA SELANGOR | Existing | RYB | LV FUSE SWITCH |  | CLOSED | IEC MIDDLE CURVE | FUSES | SPARE |  |  |  | 250.000 A |  |  | 3
380263507 | TNB | DISTRIBUTION | KUALA SELANGOR | Existing | RYB | LV FUSE SWITCH |  | CLOSED | IEC MIDDLE CURVE | FUSES | SPARE |  |  |  | 250.000 A |  |  | 3
380263512 | TNB | DISTRIBUTION | KUALA SELANGOR | Existing | RYB | LV FUSE SWITCH |  | CLOSED | IEC MIDDLE CURVE | FUSES | SPARE |  |  |  | 250.000 A |  |  | 3
380263518 | TNB | DISTRIBUTION | KUALA SELANGOR | Existing | RYB | LV FUSE SWITCH |  | CLOSED | IEC MIDDLE CURVE | FUSES | SPARE |  |  |  | 250.000 A |  |  | 3
380263530 | TNB | DISTRIBUTION | KUALA SELANGOR | Existing | RYB | LV FUSE SWITCH |  | CLOSED | IEC MIDDLE CURVE | FUSES | SPARE |  |  |  | 250.000 A |  |  | 3
380263538 | TNB | DISTRIBUTION | KUALA SELANGOR | Existing | RYB | LV FUSE SWITCH |  | CLOSED | IEC MIDDLE CURVE | FUSES | SPARE |  |  |  | 250.000 A |  |  | 3
380263556 | TNB | DISTRIBUTION | KUALA SELANGOR | Existing | RYB | LV FUSE SWITCH |  | CLOSED | IEC MIDDLE CURVE | FUSES | SPARE |  |  |  | 250.000 A |  |  | 3
380263600 | TNB | DISTRIBUTION | KUALA SELANGOR | Existing | RYB | LV FUSE SWITCH |  | CLOSED | IEC MIDDLE CURVE | FUSES | SPARE |  |  |  | 250.000 A |  |  | 3
380263614 | TNB | DISTRIBUTION | KUALA SELANGOR | Existing | RYB | LV FUSE SWITCH |  | CLOSED | IEC MIDDLE CURVE | FUSES | SPARE |  |  |  | 250.000 A |  |  | 3
380263621 | TNB | DISTRIBUTION | KUALA SELANGOR | Existing | RYB | LV FUSE SWITCH |  | CLOSED | IEC MIDDLE CURVE | FUSES | SPARE |  |  |  | 250.000 A |  |  | 3
380263626 | TNB | DISTRIBUTION | KUALA SELANGOR | Existing | RYB | LV FUSE SWITCH |  | CLOSED | IEC MIDDLE CURVE | FUSES | SPARE |  |  |  | 250.000 A |  |  | 3
380263632 | TNB | DISTRIBUTION | KUALA SELANGOR | Existing | RYB | LV FUSE SWITCH |  | CLOSED | IEC MIDDLE CURVE | FUSES | SPARE |  |  |  | 250.000 A |  |  | 3
380263644 | TNB | DISTRIBUTION | KUALA SELANGOR | Existing | RYB | LV FUSE SWITCH |  | CLOSED | IEC MIDDLE CURVE | FUSES | SPARE |  |  |  | 250.000 A |  |  | 3
380263652 | TNB | DISTRIBUTION | KUALA SELANGOR | Existing | RYB | LV FUSE SWITCH |  | CLOSED | IEC MIDDLE CURVE | FUSES | SPARE |  |  |  | 250.000 A |  |  | 3
380263670 | TNB | DISTRIBUTION | KUALA SELANGOR | Existing | RYB | LV FUSE SWITCH |  | CLOSED | IEC MIDDLE CURVE | FUSES | SPARE |  |  |  | 250.000 A |  |  | 3
380263769 | TNB | DISTRIBUTION | KUALA SELANGOR | Existing | RYB | LV FUSE SWITCH |  | CLOSED | IEC MIDDLE CURVE | FUSES | SPARE |  |  |  | 250.000 A |  |  | 3
380263813 | TNB | DISTRIBUTION | KUALA SELANGOR | Existing | RYB | LV FUSE SWITCH |  | CLOSED | IEC MIDDLE CURVE | FUSES | SPARE |  |  |  | 250.000 A |  |  | 3
380263827 | TNB | DISTRIBUTION | KUALA SELANGOR | Existing | RYB | LV FUSE SWITCH |  | CLOSED | IEC MIDDLE CURVE | FUSES | SPARE |  |  |  | 250.000 A |  |  | 3
380263834 | TNB | DISTRIBUTION | KUALA SELANGOR | Existing | RYB | LV FUSE SWITCH |  | CLOSED | IEC MIDDLE CURVE | FUSES | SPARE |  |  |  | 250.000 A |  |  | 3
380263839 | TNB | DISTRIBUTION | KUALA SELANGOR | Existing | RYB | LV FUSE SWITCH |  | CLOSED | IEC MIDDLE CURVE | FUSES | SPARE |  |  |  | 250.000 A |  |  | 3
380263845 | TNB | DISTRIBUTION | KUALA SELANGOR | Existing | RYB | LV FUSE SWITCH |  | CLOSED | IEC MIDDLE CURVE | FUSES | SPARE |  |  |  | 250.000 A |  |  | 3
380263857 | TNB | DISTRIBUTION | KUALA SELANGOR | Existing | RYB | LV FUSE SWITCH |  | CLOSED | IEC MIDDLE CURVE | FUSES | SPARE |  |  |  | 250.000 A |  |  | 3
380263865 | TNB | DISTRIBUTION | KUALA SELANGOR | Existing | RYB | LV FUSE SWITCH |  | CLOSED | IEC MIDDLE CURVE | FUSES | SPARE |  |  |  | 250.000 A |  |  | 3
380263883 | TNB | DISTRIBUTION | KUALA SELANGOR | Existing | RYB | LV FUSE SWITCH |  | CLOSED | IEC MIDDLE CURVE | FUSES | SPARE |  |  |  | 250.000 A |  |  | 3
380263927 | TNB | DISTRIBUTION | KUALA SELANGOR | Existing | RYB | LV FUSE SWITCH |  | CLOSED | IEC MIDDLE CURVE | FUSES | SPARE |  |  |  | 250.000 A |  |  | 3
380263941 | TNB | DISTRIBUTION | KUALA SELANGOR | Existing | RYB | LV FUSE SWITCH |  | CLOSED | IEC MIDDLE CURVE | FUSES | SPARE |  |  |  | 250.000 A |  |  | 3
380263948 | TNB | DISTRIBUTION | KUALA SELANGOR | Existing | RYB | LV FUSE SWITCH |  | CLOSED | IEC MIDDLE CURVE | FUSES | SPARE |  |  |  | 250.000 A |  |  | 3
380263953 | TNB | DISTRIBUTION | KUALA SELANGOR | Existing | RYB | LV FUSE SWITCH |  | CLOSED | IEC MIDDLE CURVE | FUSES | SPARE |  |  |  | 250.000 A |  |  | 3
380263959 | TNB | DISTRIBUTION | KUALA SELANGOR | Existing | RYB | LV FUSE SWITCH |  | CLOSED | IEC MIDDLE CURVE | FUSES | SPARE |  |  |  | 250.000 A |  |  | 3
380263971 | TNB | DISTRIBUTION | KUALA SELANGOR | Existing | RYB | LV FUSE SWITCH |  | CLOSED | IEC MIDDLE CURVE | FUSES | SPARE |  |  |  | 250.000 A |  |  | 3
380263979 | TNB | DISTRIBUTION | KUALA SELANGOR | Existing | RYB | LV FUSE SWITCH |  | CLOSED | IEC MIDDLE CURVE | FUSES | SPARE |  |  |  | 250.000 A |  |  | 3
380263997 | TNB | DISTRIBUTION | KUALA SELANGOR | Existing | RYB | LV FUSE SWITCH |  | CLOSED | IEC MIDDLE CURVE | FUSES | SPARE |  |  |  | 250.000 A |  |  | 3
380264155 | TNB | DISTRIBUTION | KUALA SELANGOR | Existing | RYB | LV FUSE SWITCH |  | CLOSED | IEC MIDDLE CURVE | FUSES | SPARE |  |  |  | 250.000 A |  |  | 3
380264169 | TNB | DISTRIBUTION | KUALA SELANGOR | Existing | RYB | LV FUSE SWITCH |  | CLOSED | IEC MIDDLE CURVE | FUSES | SPARE |  |  |  | 250.000 A |  |  | 3
380264176 | TNB | DISTRIBUTION | KUALA SELANGOR | Existing | RYB | LV FUSE SWITCH |  | CLOSED | IEC MIDDLE CURVE | FUSES | SPARE |  |  |  | 250.000 A |  |  | 3
380264181 | TNB | DISTRIBUTION | KUALA SELANGOR | Existing | RYB | LV FUSE SWITCH |  | CLOSED | IEC MIDDLE CURVE | FUSES | SPARE |  |  |  | 250.000 A |  |  | 3
380264187 | TNB | DISTRIBUTION | KUALA SELANGOR | Existing | RYB | LV FUSE SWITCH |  | CLOSED | IEC MIDDLE CURVE | FUSES | SPARE |  |  |  | 250.000 A |  |  | 3
380264199 | TNB | DISTRIBUTION | KUALA SELANGOR | Existing | RYB | LV FUSE SWITCH |  | CLOSED | IEC MIDDLE CURVE | FUSES | SPARE |  |  |  | 250.000 A |  |  | 3
380264207 | TNB | DISTRIBUTION | KUALA SELANGOR | Existing | RYB | LV FUSE SWITCH |  | CLOSED | IEC MIDDLE CURVE | FUSES | SPARE |  |  |  | 250.000 A |  |  | 3
380264225 | TNB | DISTRIBUTION | KUALA SELANGOR | Existing | RYB | LV FUSE SWITCH |  | CLOSED | IEC MIDDLE CURVE | FUSES | SPARE |  |  |  | 250.000 A |  |  | 3
380264401 | TNB | DISTRIBUTION | KUALA SELANGOR | Existing | RYB | LV FUSE SWITCH |  | CLOSED | IEC MIDDLE CURVE | FUSES | SPARE |  |  |  | 250.000 A |  |  | 3
380264415 | TNB | DISTRIBUTION | KUALA SELANGOR | Existing | RYB | LV FUSE SWITCH |  | CLOSED | IEC MIDDLE CURVE | FUSES | SPARE |  |  |  | 250.000 A |  |  | 3
380264422 | TNB | DISTRIBUTION | KUALA SELANGOR | Existing | RYB | LV FUSE SWITCH |  | CLOSED | IEC MIDDLE CURVE | FUSES | SPARE |  |  |  | 250.000 A |  |  | 3
380264427 | TNB | DISTRIBUTION | KUALA SELANGOR | Existing | RYB | LV FUSE SWITCH |  | CLOSED | IEC MIDDLE CURVE | FUSES | SPARE |  |  |  | 250.000 A |  |  | 3
380264433 | TNB | DISTRIBUTION | KUALA SELANGOR | Existing | RYB | LV FUSE SWITCH |  | CLOSED | IEC MIDDLE CURVE | FUSES | SPARE |  |  |  | 250.000 A |  |  | 3
380264445 | TNB | DISTRIBUTION | KUALA SELANGOR | Existing | RYB | LV FUSE SWITCH |  | CLOSED | IEC MIDDLE CURVE | FUSES | SPARE |  |  |  | 250.000 A |  |  | 3
380264453 | TNB | DISTRIBUTION | KUALA SELANGOR | Existing | RYB | LV FUSE SWITCH |  | CLOSED | IEC MIDDLE CURVE | FUSES | SPARE |  |  |  | 250.000 A |  |  | 3
380264471 | TNB | DISTRIBUTION | KUALA SELANGOR | Existing | RYB | LV FUSE SWITCH |  | CLOSED | IEC MIDDLE CURVE | FUSES | SPARE |  |  |  | 250.000 A |  |  | 3
380264515 | TNB | DISTRIBUTION | KUALA SELANGOR | Existing | RYB | LV FUSE SWITCH |  | CLOSED | IEC MIDDLE CURVE | FUSES | SPARE |  |  |  | 250.000 A |  |  | 3
380264529 | TNB | DISTRIBUTION | KUALA SELANGOR | Existing | RYB | LV FUSE SWITCH |  | CLOSED | IEC MIDDLE CURVE | FUSES | SPARE |  |  |  | 250.000 A |  |  | 3
380264536 | TNB | DISTRIBUTION | KUALA SELANGOR | Existing | RYB | LV FUSE SWITCH |  | CLOSED | IEC MIDDLE CURVE | FUSES | SPARE |  |  |  | 250.000 A |  |  | 3
380264541 | TNB | DISTRIBUTION | KUALA SELANGOR | Existing | RYB | LV FUSE SWITCH |  | CLOSED | IEC MIDDLE CURVE | FUSES | SPARE |  |  |  | 250.000 A |  |  | 3
380264547 | TNB | DISTRIBUTION | KUALA SELANGOR | Existing | RYB | LV FUSE SWITCH |  | CLOSED | IEC MIDDLE CURVE | FUSES | SPARE |  |  |  | 250.000 A |  |  | 3
380264559 | TNB | DISTRIBUTION | KUALA SELANGOR | Existing | RYB | LV FUSE SWITCH |  | CLOSED | IEC MIDDLE CURVE | FUSES | SPARE |  |  |  | 250.000 A |  |  | 3
380264567 | TNB | DISTRIBUTION | KUALA SELANGOR | Existing | RYB | LV FUSE SWITCH |  | CLOSED | IEC MIDDLE CURVE | FUSES | SPARE |  |  |  | 250.000 A |  |  | 3
380264585 | TNB | DISTRIBUTION | KUALA SELANGOR | Existing | RYB | LV FUSE SWITCH |  | CLOSED | IEC MIDDLE CURVE | FUSES | SPARE |  |  |  | 250.000 A |  |  | 3
380264631 | TNB | DISTRIBUTION | KUALA SELANGOR | Existing | RYB | LV FUSE SWITCH |  | CLOSED | IEC MIDDLE CURVE | FUSES | SPARE |  |  |  | 250.000 A |  |  | 3
380264645 | TNB | DISTRIBUTION | KUALA SELANGOR | Existing | RYB | LV FUSE SWITCH |  | CLOSED | IEC MIDDLE CURVE | FUSES | SPARE |  |  |  | 250.000 A |  |  | 3
380264652 | TNB | DISTRIBUTION | KUALA SELANGOR | Existing | RYB | LV FUSE SWITCH |  | CLOSED | IEC MIDDLE CURVE | FUSES | SPARE |  |  |  | 250.000 A |  |  | 3
380264657 | TNB | DISTRIBUTION | KUALA SELANGOR | Existing | RYB | LV FUSE SWITCH |  | CLOSED | IEC MIDDLE CURVE | FUSES | SPARE |  |  |  | 250.000 A |  |  | 3
380264663 | TNB | DISTRIBUTION | KUALA SELANGOR | Existing | RYB | LV FUSE SWITCH |  | CLOSED | IEC MIDDLE CURVE | FUSES | SPARE |  |  |  | 250.000 A |  |  | 3
380264675 | TNB | DISTRIBUTION | KUALA SELANGOR | Existing | RYB | LV FUSE SWITCH |  | CLOSED | IEC MIDDLE CURVE | FUSES | SPARE |  |  |  | 250.000 A |  |  | 3
380264683 | TNB | DISTRIBUTION | KUALA SELANGOR | Existing | RYB | LV FUSE SWITCH |  | CLOSED | IEC MIDDLE CURVE | FUSES | SPARE |  |  |  | 250.000 A |  |  | 3
380264701 | TNB | DISTRIBUTION | KUALA SELANGOR | Existing | RYB | LV FUSE SWITCH |  | CLOSED | IEC MIDDLE CURVE | FUSES | SPARE |  |  |  | 250.000 A |  |  | 3
380264792 | TNB | DISTRIBUTION | KUALA SELANGOR | Existing | RYB | LV FUSE SWITCH |  | CLOSED | IEC MIDDLE CURVE | FUSES | SPARE |  |  |  | 250.000 A |  |  | 3
380264806 | TNB | DISTRIBUTION | KUALA SELANGOR | Existing | RYB | LV FUSE SWITCH |  | CLOSED | IEC MIDDLE CURVE | FUSES | SPARE |  |  |  | 250.000 A |  |  | 3
380264813 | TNB | DISTRIBUTION | KUALA SELANGOR | Existing | RYB | LV FUSE SWITCH |  | CLOSED | IEC MIDDLE CURVE | FUSES | SPARE |  |  |  | 250.000 A |  |  | 3
380264818 | TNB | DISTRIBUTION | KUALA SELANGOR | Existing | RYB | LV FUSE SWITCH |  | CLOSED | IEC MIDDLE CURVE | FUSES | SPARE |  |  |  | 250.000 A |  |  | 3
380264824 | TNB | DISTRIBUTION | KUALA SELANGOR | Existing | RYB | LV FUSE SWITCH |  | CLOSED | IEC MIDDLE CURVE | FUSES | SPARE |  |  |  | 250.000 A |  |  | 3
380264836 | TNB | DISTRIBUTION | KUALA SELANGOR | Existing | RYB | LV FUSE SWITCH |  | CLOSED | IEC MIDDLE CURVE | FUSES | SPARE |  |  |  | 250.000 A |  |  | 3
380264844 | TNB | DISTRIBUTION | KUALA SELANGOR | Existing | RYB | LV FUSE SWITCH |  | CLOSED | IEC MIDDLE CURVE | FUSES | SPARE |  |  |  | 250.000 A |  |  | 3
380264862 | TNB | DISTRIBUTION | KUALA SELANGOR | Existing | RYB | LV FUSE SWITCH |  | CLOSED | IEC MIDDLE CURVE | FUSES | SPARE |  |  |  | 250.000 A |  |  | 3
380264869 | TNB | DISTRIBUTION | KUALA SELANGOR | Existing | RYB | LV FUSE SWITCH |  | CLOSED | IEC MIDDLE CURVE | FUSES | SPARE |  |  |  | 250.000 A |  |  | 3
380264883 | TNB | DISTRIBUTION | KUALA SELANGOR | Existing | RYB | LV FUSE SWITCH |  | CLOSED | IEC MIDDLE CURVE | FUSES | SPARE |  |  |  | 250.000 A |  |  | 3
380264890 | TNB | DISTRIBUTION | KUALA SELANGOR | Existing | RYB | LV FUSE SWITCH |  | CLOSED | IEC MIDDLE CURVE | FUSES | SPARE |  |  |  | 250.000 A |  |  | 3
380264895 | TNB | DISTRIBUTION | KUALA SELANGOR | Existing | RYB | LV FUSE SWITCH |  | CLOSED | IEC MIDDLE CURVE | FUSES | SPARE |  |  |  | 250.000 A |  |  | 3
380264901 | TNB | DISTRIBUTION | KUALA SELANGOR | Existing | RYB | LV FUSE SWITCH |  | CLOSED | IEC MIDDLE CURVE | FUSES | SPARE |  |  |  | 250.000 A |  |  | 3
380264913 | TNB | DISTRIBUTION | KUALA SELANGOR | Existing | RYB | LV FUSE SWITCH |  | CLOSED | IEC MIDDLE CURVE | FUSES | SPARE |  |  |  | 250.000 A |  |  | 3
380264921 | TNB | DISTRIBUTION | KUALA SELANGOR | Existing | RYB | LV FUSE SWITCH |  | CLOSED | IEC MIDDLE CURVE | FUSES | SPARE |  |  |  | 250.000 A |  |  | 3
380264939 | TNB | DISTRIBUTION | KUALA SELANGOR | Existing | RYB | LV FUSE SWITCH |  | CLOSED | IEC MIDDLE CURVE | FUSES | SPARE |  |  |  | 250.000 A |  |  | 3
380264985 | TNB | DISTRIBUTION | KUALA SELANGOR | Existing | RYB | LV FUSE SWITCH |  | CLOSED | IEC MIDDLE CURVE | FUSES | SPARE |  |  |  | 250.000 A |  |  | 3
380264999 | TNB | DISTRIBUTION | KUALA SELANGOR | Existing | RYB | LV FUSE SWITCH |  | CLOSED | IEC MIDDLE CURVE | FUSES | SPARE |  |  |  | 250.000 A |  |  | 3
380265006 | TNB | DISTRIBUTION | KUALA SELANGOR | Existing | RYB | LV FUSE SWITCH |  | CLOSED | IEC MIDDLE CURVE | FUSES | SPARE |  |  |  | 250.000 A |  |  | 3
380265011 | TNB | DISTRIBUTION | KUALA SELANGOR | Existing | RYB | LV FUSE SWITCH |  | CLOSED | IEC MIDDLE CURVE | FUSES | SPARE |  |  |  | 250.000 A |  |  | 3
380265017 | TNB | DISTRIBUTION | KUALA SELANGOR | Existing | RYB | LV FUSE SWITCH |  | CLOSED | IEC MIDDLE CURVE | FUSES | SPARE |  |  |  | 250.000 A |  |  | 3
380265029 | TNB | DISTRIBUTION | KUALA SELANGOR | Existing | RYB | LV FUSE SWITCH |  | CLOSED | IEC MIDDLE CURVE | FUSES | SPARE |  |  |  | 250.000 A |  |  | 3
380265037 | TNB | DISTRIBUTION | KUALA SELANGOR | Existing | RYB | LV FUSE SWITCH |  | CLOSED | IEC MIDDLE CURVE | FUSES | SPARE |  |  |  | 250.000 A |  |  | 3
380265055 | TNB | DISTRIBUTION | KUALA SELANGOR | Existing | RYB | LV FUSE SWITCH |  | CLOSED | IEC MIDDLE CURVE | FUSES | SPARE |  |  |  | 250.000 A |  |  | 3
380265108 | TNB | DISTRIBUTION | KUALA SELANGOR | Existing | RYB | LV FUSE SWITCH |  | CLOSED | IEC MIDDLE CURVE | FUSES | SPARE |  |  |  | 250.000 A |  |  | 3
380265122 | TNB | DISTRIBUTION | KUALA SELANGOR | Existing | RYB | LV FUSE SWITCH |  | CLOSED | IEC MIDDLE CURVE | FUSES | SPARE |  |  |  | 250.000 A |  |  | 3
380265129 | TNB | DISTRIBUTION | KUALA SELANGOR | Existing | RYB | LV FUSE SWITCH |  | CLOSED | IEC MIDDLE CURVE | FUSES | SPARE |  |  |  | 250.000 A |  |  | 3
380265134 | TNB | DISTRIBUTION | KUALA SELANGOR | Existing | RYB | LV FUSE SWITCH |  | CLOSED | IEC MIDDLE CURVE | FUSES | SPARE |  |  |  | 250.000 A |  |  | 3
380265140 | TNB | DISTRIBUTION | KUALA SELANGOR | Existing | RYB | LV FUSE SWITCH |  | CLOSED | IEC MIDDLE CURVE | FUSES | SPARE |  |  |  | 250.000 A |  |  | 3
380265152 | TNB | DISTRIBUTION | KUALA SELANGOR | Existing | RYB | LV FUSE SWITCH |  | CLOSED | IEC MIDDLE CURVE | FUSES | SPARE |  |  |  | 250.000 A |  |  | 3
380265160 | TNB | DISTRIBUTION | KUALA SELANGOR | Existing | RYB | LV FUSE SWITCH |  | CLOSED | IEC MIDDLE CURVE | FUSES | SPARE |  |  |  | 250.000 A |  |  | 3
380265178 | TNB | DISTRIBUTION | KUALA SELANGOR | Existing | RYB | LV FUSE SWITCH |  | CLOSED | IEC MIDDLE CURVE | FUSES | SPARE |  |  |  | 250.000 A |  |  | 3
380265222 | TNB | DISTRIBUTION | KUALA SELANGOR | Existing | RYB | LV FUSE SWITCH |  | CLOSED | IEC MIDDLE CURVE | FUSES | SPARE |  |  |  | 250.000 A |  |  | 3
380265236 | TNB | DISTRIBUTION | KUALA SELANGOR | Existing | RYB | LV FUSE SWITCH |  | CLOSED | IEC MIDDLE CURVE | FUSES | SPARE |  |  |  | 250.000 A |  |  | 3
380265243 | TNB | DISTRIBUTION | KUALA SELANGOR | Existing | RYB | LV FUSE SWITCH |  | CLOSED | IEC MIDDLE CURVE | FUSES | SPARE |  |  |  | 250.000 A |  |  | 3
380265248 | TNB | DISTRIBUTION | KUALA SELANGOR | Existing | RYB | LV FUSE SWITCH |  | CLOSED | IEC MIDDLE CURVE | FUSES | SPARE |  |  |  | 250.000 A |  |  | 3
380265254 | TNB | DISTRIBUTION | KUALA SELANGOR | Existing | RYB | LV FUSE SWITCH |  | CLOSED | IEC MIDDLE CURVE | FUSES | SPARE |  |  |  | 250.000 A |  |  | 3
380265266 | TNB | DISTRIBUTION | KUALA SELANGOR | Existing | RYB | LV FUSE SWITCH |  | CLOSED | IEC MIDDLE CURVE | FUSES | SPARE |  |  |  | 250.000 A |  |  | 3
380265274 | TNB | DISTRIBUTION | KUALA SELANGOR | Existing | RYB | LV FUSE SWITCH |  | CLOSED | IEC MIDDLE CURVE | FUSES | SPARE |  |  |  | 250.000 A |  |  | 3
380265292 | TNB | DISTRIBUTION | KUALA SELANGOR | Existing | RYB | LV FUSE SWITCH |  | CLOSED | IEC MIDDLE CURVE | FUSES | SPARE |  |  |  | 250.000 A |  |  | 3
380265345 | TNB | DISTRIBUTION | KUALA SELANGOR | Existing | RYB | LV FUSE SWITCH |  | CLOSED | IEC MIDDLE CURVE | FUSES | SPARE |  |  |  | 250.000 A |  |  | 3
380265359 | TNB | DISTRIBUTION | KUALA SELANGOR | Existing | RYB | LV FUSE SWITCH |  | CLOSED | IEC MIDDLE CURVE | FUSES | SPARE |  |  |  | 250.000 A |  |  | 3
380265366 | TNB | DISTRIBUTION | KUALA SELANGOR | Existing | RYB | LV FUSE SWITCH |  | CLOSED | IEC MIDDLE CURVE | FUSES | SPARE |  |  |  | 250.000 A |  |  | 3
380265371 | TNB | DISTRIBUTION | KUALA SELANGOR | Existing | RYB | LV FUSE SWITCH |  | CLOSED | IEC MIDDLE CURVE | FUSES | SPARE |  |  |  | 250.000 A |  |  | 3
380265377 | TNB | DISTRIBUTION | KUALA SELANGOR | Existing | RYB | LV FUSE SWITCH |  | CLOSED | IEC MIDDLE CURVE | FUSES | SPARE |  |  |  | 250.000 A |  |  | 3
380265389 | TNB | DISTRIBUTION | KUALA SELANGOR | Existing | RYB | LV FUSE SWITCH |  | CLOSED | IEC MIDDLE CURVE | FUSES | SPARE |  |  |  | 250.000 A |  |  | 3
380265397 | TNB | DISTRIBUTION | KUALA SELANGOR | Existing | RYB | LV FUSE SWITCH |  | CLOSED | IEC MIDDLE CURVE | FUSES | SPARE |  |  |  | 250.000 A |  |  | 3
380265415 | TNB | DISTRIBUTION | KUALA SELANGOR | Existing | RYB | LV FUSE SWITCH |  | CLOSED | IEC MIDDLE CURVE | FUSES | SPARE |  |  |  | 250.000 A |  |  | 3
380265459 | TNB | DISTRIBUTION | KUALA SELANGOR | Existing | RYB | LV FUSE SWITCH |  | CLOSED | IEC MIDDLE CURVE | FUSES | SPARE |  |  |  | 250.000 A |  |  | 3
380265473 | TNB | DISTRIBUTION | KUALA SELANGOR | Existing | RYB | LV FUSE SWITCH |  | CLOSED | IEC MIDDLE CURVE | FUSES | SPARE |  |  |  | 250.000 A |  |  | 3
380265480 | TNB | DISTRIBUTION | KUALA SELANGOR | Existing | RYB | LV FUSE SWITCH |  | CLOSED | IEC MIDDLE CURVE | FUSES | SPARE |  |  |  | 250.000 A |  |  | 3
380265485 | TNB | DISTRIBUTION | KUALA SELANGOR | Existing | RYB | LV FUSE SWITCH |  | CLOSED | IEC MIDDLE CURVE | FUSES | SPARE |  |  |  | 250.000 A |  |  | 3
380265491 | TNB | DISTRIBUTION | KUALA SELANGOR | Existing | RYB | LV FUSE SWITCH |  | CLOSED | IEC MIDDLE CURVE | FUSES | SPARE |  |  |  | 250.000 A |  |  | 3
380265503 | TNB | DISTRIBUTION | KUALA SELANGOR | Existing | RYB | LV FUSE SWITCH |  | CLOSED | IEC MIDDLE CURVE | FUSES | SPARE |  |  |  | 250.000 A |  |  | 3
380265511 | TNB | DISTRIBUTION | KUALA SELANGOR | Existing | RYB | LV FUSE SWITCH |  | CLOSED | IEC MIDDLE CURVE | FUSES | SPARE |  |  |  | 250.000 A |  |  | 3
380265529 | TNB | DISTRIBUTION | KUALA SELANGOR | Existing | RYB | LV FUSE SWITCH |  | CLOSED | IEC MIDDLE CURVE | FUSES | SPARE |  |  |  | 250.000 A |  |  | 3
380265582 | TNB | DISTRIBUTION | KUALA SELANGOR | Existing | RYB | LV FUSE SWITCH |  | CLOSED | IEC MIDDLE CURVE | FUSES | SPARE |  |  |  | 250.000 A |  |  | 3
380265596 | TNB | DISTRIBUTION | KUALA SELANGOR | Existing | RYB | LV FUSE SWITCH |  | CLOSED | IEC MIDDLE CURVE | FUSES | SPARE |  |  |  | 250.000 A |  |  | 3
380265603 | TNB | DISTRIBUTION | KUALA SELANGOR | Existing | RYB | LV FUSE SWITCH |  | CLOSED | IEC MIDDLE CURVE | FUSES | SPARE |  |  |  | 250.000 A |  |  | 3
380265608 | TNB | DISTRIBUTION | KUALA SELANGOR | Existing | RYB | LV FUSE SWITCH |  | CLOSED | IEC MIDDLE CURVE | FUSES | SPARE |  |  |  | 250.000 A |  |  | 3
380265614 | TNB | DISTRIBUTION | KUALA SELANGOR | Existing | RYB | LV FUSE SWITCH |  | CLOSED | IEC MIDDLE CURVE | FUSES | SPARE |  |  |  | 250.000 A |  |  | 3
380265626 | TNB | DISTRIBUTION | KUALA SELANGOR | Existing | RYB | LV FUSE SWITCH |  | CLOSED | IEC MIDDLE CURVE | FUSES | SPARE |  |  |  | 250.000 A |  |  | 3
380265634 | TNB | DISTRIBUTION | KUALA SELANGOR | Existing | RYB | LV FUSE SWITCH |  | CLOSED | IEC MIDDLE CURVE | FUSES | SPARE |  |  |  | 250.000 A |  |  | 3
380265652 | TNB | DISTRIBUTION | KUALA SELANGOR | Existing | RYB | LV FUSE SWITCH |  | CLOSED | IEC MIDDLE CURVE | FUSES | SPARE |  |  |  | 250.000 A |  |  | 3
380265696 | TNB | DISTRIBUTION | KUALA SELANGOR | Existing | RYB | LV FUSE SWITCH |  | CLOSED | IEC MIDDLE CURVE | FUSES | SPARE |  |  |  | 250.000 A |  |  | 3
380265710 | TNB | DISTRIBUTION | KUALA SELANGOR | Existing | RYB | LV FUSE SWITCH |  | CLOSED | IEC MIDDLE CURVE | FUSES | SPARE |  |  |  | 250.000 A |  |  | 3
380265717 | TNB | DISTRIBUTION | KUALA SELANGOR | Existing | RYB | LV FUSE SWITCH |  | CLOSED | IEC MIDDLE CURVE | FUSES | SPARE |  |  |  | 250.000 A |  |  | 3
380265722 | TNB | DISTRIBUTION | KUALA SELANGOR | Existing | RYB | LV FUSE SWITCH |  | CLOSED | IEC MIDDLE CURVE | FUSES | SPARE |  |  |  | 250.000 A |  |  | 3
380265728 | TNB | DISTRIBUTION | KUALA SELANGOR | Existing | RYB | LV FUSE SWITCH |  | CLOSED | IEC MIDDLE CURVE | FUSES | SPARE |  |  |  | 250.000 A |  |  | 3
380265740 | TNB | DISTRIBUTION | KUALA SELANGOR | Existing | RYB | LV FUSE SWITCH |  | CLOSED | IEC MIDDLE CURVE | FUSES | SPARE |  |  |  | 250.000 A |  |  | 3
380265748 | TNB | DISTRIBUTION | KUALA SELANGOR | Existing | RYB | LV FUSE SWITCH |  | CLOSED | IEC MIDDLE CURVE | FUSES | SPARE |  |  |  | 250.000 A |  |  | 3
380265766 | TNB | DISTRIBUTION | KUALA SELANGOR | Existing | RYB | LV FUSE SWITCH |  | CLOSED | IEC MIDDLE CURVE | FUSES | SPARE |  |  |  | 250.000 A |  |  | 3
380265810 | TNB | DISTRIBUTION | KUALA SELANGOR | Existing | RYB | LV FUSE SWITCH |  | CLOSED | IEC MIDDLE CURVE | FUSES | SPARE |  |  |  | 250.000 A |  |  | 3
380265824 | TNB | DISTRIBUTION | KUALA SELANGOR | Existing | RYB | LV FUSE SWITCH |  | CLOSED | IEC MIDDLE CURVE | FUSES | SPARE |  |  |  | 250.000 A |  |  | 3
380265831 | TNB | DISTRIBUTION | KUALA SELANGOR | Existing | RYB | LV FUSE SWITCH |  | CLOSED | IEC MIDDLE CURVE | FUSES | SPARE |  |  |  | 250.000 A |  |  | 3
380265836 | TNB | DISTRIBUTION | KUALA SELANGOR | Existing | RYB | LV FUSE SWITCH |  | CLOSED | IEC MIDDLE CURVE | FUSES | SPARE |  |  |  | 250.000 A |  |  | 3
380265842 | TNB | DISTRIBUTION | KUALA SELANGOR | Existing | RYB | LV FUSE SWITCH |  | CLOSED | IEC MIDDLE CURVE | FUSES | SPARE |  |  |  | 250.000 A |  |  | 3
380265854 | TNB | DISTRIBUTION | KUALA SELANGOR | Existing | RYB | LV FUSE SWITCH |  | CLOSED | IEC MIDDLE CURVE | FUSES | SPARE |  |  |  | 250.000 A |  |  | 3
380265862 | TNB | DISTRIBUTION | KUALA SELANGOR | Existing | RYB | LV FUSE SWITCH |  | CLOSED | IEC MIDDLE CURVE | FUSES | SPARE |  |  |  | 250.000 A |  |  | 3
380265880 | TNB | DISTRIBUTION | KUALA SELANGOR | Existing | RYB | LV FUSE SWITCH |  | CLOSED | IEC MIDDLE CURVE | FUSES | SPARE |  |  |  | 250.000 A |  |  | 3
380265924 | TNB | DISTRIBUTION | KUALA SELANGOR | Existing | RYB | LV FUSE SWITCH |  | CLOSED | IEC MIDDLE CURVE | FUSES | SPARE |  |  |  | 250.000 A |  |  | 3
380265938 | TNB | DISTRIBUTION | KUALA SELANGOR | Existing | RYB | LV FUSE SWITCH |  | CLOSED | IEC MIDDLE CURVE | FUSES | SPARE |  |  |  | 250.000 A |  |  | 3
380265945 | TNB | DISTRIBUTION | KUALA SELANGOR | Existing | RYB | LV FUSE SWITCH |  | CLOSED | IEC MIDDLE CURVE | FUSES | SPARE |  |  |  | 250.000 A |  |  | 3
380265950 | TNB | DISTRIBUTION | KUALA SELANGOR | Existing | RYB | LV FUSE SWITCH |  | CLOSED | IEC MIDDLE CURVE | FUSES | SPARE |  |  |  | 250.000 A |  |  | 3
380265956 | TNB | DISTRIBUTION | KUALA SELANGOR | Existing | RYB | LV FUSE SWITCH |  | CLOSED | IEC MIDDLE CURVE | FUSES | SPARE |  |  |  | 250.000 A |  |  | 3
380265968 | TNB | DISTRIBUTION | KUALA SELANGOR | Existing | RYB | LV FUSE SWITCH |  | CLOSED | IEC MIDDLE CURVE | FUSES | SPARE |  |  |  | 250.000 A |  |  | 3
380265976 | TNB | DISTRIBUTION | KUALA SELANGOR | Existing | RYB | LV FUSE SWITCH |  | CLOSED | IEC MIDDLE CURVE | FUSES | SPARE |  |  |  | 250.000 A |  |  | 3
380265994 | TNB | DISTRIBUTION | KUALA SELANGOR | Existing | RYB | LV FUSE SWITCH |  | CLOSED | IEC MIDDLE CURVE | FUSES | SPARE |  |  |  | 250.000 A |  |  | 3
380266159 | TNB | DISTRIBUTION | KUALA SELANGOR | Existing | RYB | LV FUSE SWITCH |  | CLOSED | IEC MIDDLE CURVE | FUSES | SPARE |  |  |  | 250.000 A |  |  | 3
380266173 | TNB | DISTRIBUTION | KUALA SELANGOR | Existing | RYB | LV FUSE SWITCH |  | CLOSED | IEC MIDDLE CURVE | FUSES | SPARE |  |  |  | 250.000 A |  |  | 3
380266180 | TNB | DISTRIBUTION | KUALA SELANGOR | Existing | RYB | LV FUSE SWITCH |  | CLOSED | IEC MIDDLE CURVE | FUSES | SPARE |  |  |  | 250.000 A |  |  | 3
380266185 | TNB | DISTRIBUTION | KUALA SELANGOR | Existing | RYB | LV FUSE SWITCH |  | CLOSED | IEC MIDDLE CURVE | FUSES | SPARE |  |  |  | 250.000 A |  |  | 3
380266191 | TNB | DISTRIBUTION | KUALA SELANGOR | Existing | RYB | LV FUSE SWITCH |  | CLOSED | IEC MIDDLE CURVE | FUSES | SPARE |  |  |  | 250.000 A |  |  | 3
380266203 | TNB | DISTRIBUTION | KUALA SELANGOR | Existing | RYB | LV FUSE SWITCH |  | CLOSED | IEC MIDDLE CURVE | FUSES | SPARE |  |  |  | 250.000 A |  |  | 3
380266211 | TNB | DISTRIBUTION | KUALA SELANGOR | Existing | RYB | LV FUSE SWITCH |  | CLOSED | IEC MIDDLE CURVE | FUSES | SPARE |  |  |  | 250.000 A |  |  | 3
380266229 | TNB | DISTRIBUTION | KUALA SELANGOR | Existing | RYB | LV FUSE SWITCH |  | CLOSED | IEC MIDDLE CURVE | FUSES | SPARE |  |  |  | 250.000 A |  |  | 3
380266275 | TNB | DISTRIBUTION | KUALA SELANGOR | Existing | RYB | LV FUSE SWITCH |  | CLOSED | IEC MIDDLE CURVE | FUSES | SPARE |  |  |  | 250.000 A |  |  | 3
380266289 | TNB | DISTRIBUTION | KUALA SELANGOR | Existing | RYB | LV FUSE SWITCH |  | CLOSED | IEC MIDDLE CURVE | FUSES | SPARE |  |  |  | 250.000 A |  |  | 3
380266296 | TNB | DISTRIBUTION | KUALA SELANGOR | Existing | RYB | LV FUSE SWITCH |  | CLOSED | IEC MIDDLE CURVE | FUSES | SPARE |  |  |  | 250.000 A |  |  | 3
380266301 | TNB | DISTRIBUTION | KUALA SELANGOR | Existing | RYB | LV FUSE SWITCH |  | CLOSED | IEC MIDDLE CURVE | FUSES | SPARE |  |  |  | 250.000 A |  |  | 3
380266307 | TNB | DISTRIBUTION | KUALA SELANGOR | Existing | RYB | LV FUSE SWITCH |  | CLOSED | IEC MIDDLE CURVE | FUSES | SPARE |  |  |  | 250.000 A |  |  | 3
380266319 | TNB | DISTRIBUTION | KUALA SELANGOR | Existing | RYB | LV FUSE SWITCH |  | CLOSED | IEC MIDDLE CURVE | FUSES | SPARE |  |  |  | 250.000 A |  |  | 3
380266327 | TNB | DISTRIBUTION | KUALA SELANGOR | Existing | RYB | LV FUSE SWITCH |  | CLOSED | IEC MIDDLE CURVE | FUSES | SPARE |  |  |  | 250.000 A |  |  | 3
380266345 | TNB | DISTRIBUTION | KUALA SELANGOR | Existing | RYB | LV FUSE SWITCH |  | CLOSED | IEC MIDDLE CURVE | FUSES | SPARE |  |  |  | 250.000 A |  |  | 3
380266391 | TNB | DISTRIBUTION | KUALA SELANGOR | Existing | RYB | LV FUSE SWITCH |  | CLOSED | IEC MIDDLE CURVE | FUSES | SPARE |  |  |  | 250.000 A |  |  | 3
380266405 | TNB | DISTRIBUTION | KUALA SELANGOR | Existing | RYB | LV FUSE SWITCH |  | CLOSED | IEC MIDDLE CURVE | FUSES | SPARE |  |  |  | 250.000 A |  |  | 3
380266412 | TNB | DISTRIBUTION | KUALA SELANGOR | Existing | RYB | LV FUSE SWITCH |  | CLOSED | IEC MIDDLE CURVE | FUSES | SPARE |  |  |  | 250.000 A |  |  | 3
380266417 | TNB | DISTRIBUTION | KUALA SELANGOR | Existing | RYB | LV FUSE SWITCH |  | CLOSED | IEC MIDDLE CURVE | FUSES | SPARE |  |  |  | 250.000 A |  |  | 3
380266423 | TNB | DISTRIBUTION | KUALA SELANGOR | Existing | RYB | LV FUSE SWITCH |  | CLOSED | IEC MIDDLE CURVE | FUSES | SPARE |  |  |  | 250.000 A |  |  | 3
380266435 | TNB | DISTRIBUTION | KUALA SELANGOR | Existing | RYB | LV FUSE SWITCH |  | CLOSED | IEC MIDDLE CURVE | FUSES | SPARE |  |  |  | 250.000 A |  |  | 3
380266443 | TNB | DISTRIBUTION | KUALA SELANGOR | Existing | RYB | LV FUSE SWITCH |  | CLOSED | IEC MIDDLE CURVE | FUSES | SPARE |  |  |  | 250.000 A |  |  | 3
380266461 | TNB | DISTRIBUTION | KUALA SELANGOR | Existing | RYB | LV FUSE SWITCH |  | CLOSED | IEC MIDDLE CURVE | FUSES | SPARE |  |  |  | 250.000 A |  |  | 3
380266516 | TNB | DISTRIBUTION | KUALA SELANGOR | Existing | RYB | LV FUSE SWITCH |  | CLOSED | IEC MIDDLE CURVE | FUSES | SPARE |  |  |  | 250.000 A |  |  | 3
380266530 | TNB | DISTRIBUTION | KUALA SELANGOR | Existing | RYB | LV FUSE SWITCH |  | CLOSED | IEC MIDDLE CURVE | FUSES | SPARE |  |  |  | 250.000 A |  |  | 3
380266537 | TNB | DISTRIBUTION | KUALA SELANGOR | Existing | RYB | LV FUSE SWITCH |  | CLOSED | IEC MIDDLE CURVE | FUSES | SPARE |  |  |  | 250.000 A |  |  | 3
380266542 | TNB | DISTRIBUTION | KUALA SELANGOR | Existing | RYB | LV FUSE SWITCH |  | CLOSED | IEC MIDDLE CURVE | FUSES | SPARE |  |  |  | 250.000 A |  |  | 3
380266548 | TNB | DISTRIBUTION | KUALA SELANGOR | Existing | RYB | LV FUSE SWITCH |  | CLOSED | IEC MIDDLE CURVE | FUSES | SPARE |  |  |  | 250.000 A |  |  | 3
380266560 | TNB | DISTRIBUTION | KUALA SELANGOR | Existing | RYB | LV FUSE SWITCH |  | CLOSED | IEC MIDDLE CURVE | FUSES | SPARE |  |  |  | 250.000 A |  |  | 3
380266568 | TNB | DISTRIBUTION | KUALA SELANGOR | Existing | RYB | LV FUSE SWITCH |  | CLOSED | IEC MIDDLE CURVE | FUSES | SPARE |  |  |  | 250.000 A |  |  | 3
380266586 | TNB | DISTRIBUTION | KUALA SELANGOR | Existing | RYB | LV FUSE SWITCH |  | CLOSED | IEC MIDDLE CURVE | FUSES | SPARE |  |  |  | 250.000 A |  |  | 3
380266649 | TNB | DISTRIBUTION | KUALA SELANGOR | Existing | RYB | LV FUSE SWITCH |  | CLOSED | IEC MIDDLE CURVE | FUSES | SPARE |  |  |  | 250.000 A |  |  | 3
380266663 | TNB | DISTRIBUTION | KUALA SELANGOR | Existing | RYB | LV FUSE SWITCH |  | CLOSED | IEC MIDDLE CURVE | FUSES | SPARE |  |  |  | 250.000 A |  |  | 3
380266670 | TNB | DISTRIBUTION | KUALA SELANGOR | Existing | RYB | LV FUSE SWITCH |  | CLOSED | IEC MIDDLE CURVE | FUSES | SPARE |  |  |  | 250.000 A |  |  | 3
380266675 | TNB | DISTRIBUTION | KUALA SELANGOR | Existing | RYB | LV FUSE SWITCH |  | CLOSED | IEC MIDDLE CURVE | FUSES | SPARE |  |  |  | 250.000 A |  |  | 3
380266681 | TNB | DISTRIBUTION | KUALA SELANGOR | Existing | RYB | LV FUSE SWITCH |  | CLOSED | IEC MIDDLE CURVE | FUSES | SPARE |  |  |  | 250.000 A |  |  | 3
380266693 | TNB | DISTRIBUTION | KUALA SELANGOR | Existing | RYB | LV FUSE SWITCH |  | CLOSED | IEC MIDDLE CURVE | FUSES | SPARE |  |  |  | 250.000 A |  |  | 3
380266701 | TNB | DISTRIBUTION | KUALA SELANGOR | Existing | RYB | LV FUSE SWITCH |  | CLOSED | IEC MIDDLE CURVE | FUSES | SPARE |  |  |  | 250.000 A |  |  | 3
380266719 | TNB | DISTRIBUTION | KUALA SELANGOR | Existing | RYB | LV FUSE SWITCH |  | CLOSED | IEC MIDDLE CURVE | FUSES | SPARE |  |  |  | 250.000 A |  |  | 3
380266817 | TNB | DISTRIBUTION | KUALA SELANGOR | Existing | RYB | LV FUSE SWITCH |  | CLOSED | IEC MIDDLE CURVE | FUSES | SPARE |  |  |  | 250.000 A |  |  | 3
380266831 | TNB | DISTRIBUTION | KUALA SELANGOR | Existing | RYB | LV FUSE SWITCH |  | CLOSED | IEC MIDDLE CURVE | FUSES | SPARE |  |  |  | 250.000 A |  |  | 3
380266838 | TNB | DISTRIBUTION | KUALA SELANGOR | Existing | RYB | LV FUSE SWITCH |  | CLOSED | IEC MIDDLE CURVE | FUSES | SPARE |  |  |  | 250.000 A |  |  | 3
380266843 | TNB | DISTRIBUTION | KUALA SELANGOR | Existing | RYB | LV FUSE SWITCH |  | CLOSED | IEC MIDDLE CURVE | FUSES | SPARE |  |  |  | 250.000 A |  |  | 3
380266849 | TNB | DISTRIBUTION | KUALA SELANGOR | Existing | RYB | LV FUSE SWITCH |  | CLOSED | IEC MIDDLE CURVE | FUSES | SPARE |  |  |  | 250.000 A |  |  | 3
380266861 | TNB | DISTRIBUTION | KUALA SELANGOR | Existing | RYB | LV FUSE SWITCH |  | CLOSED | IEC MIDDLE CURVE | FUSES | SPARE |  |  |  | 250.000 A |  |  | 3
380266869 | TNB | DISTRIBUTION | KUALA SELANGOR | Existing | RYB | LV FUSE SWITCH |  | CLOSED | IEC MIDDLE CURVE | FUSES | SPARE |  |  |  | 250.000 A |  |  | 3
380266887 | TNB | DISTRIBUTION | KUALA SELANGOR | Existing | RYB | LV FUSE SWITCH |  | CLOSED | IEC MIDDLE CURVE | FUSES | SPARE |  |  |  | 250.000 A |  |  | 3
380266973 | TNB | DISTRIBUTION | KUALA SELANGOR | Existing | RYB | LV FUSE SWITCH |  | CLOSED | IEC MIDDLE CURVE | FUSES | SPARE |  |  |  | 250.000 A |  |  | 3
380266987 | TNB | DISTRIBUTION | KUALA SELANGOR | Existing | RYB | LV FUSE SWITCH |  | CLOSED | IEC MIDDLE CURVE | FUSES | SPARE |  |  |  | 250.000 A |  |  | 3
380266994 | TNB | DISTRIBUTION | KUALA SELANGOR | Existing | RYB | LV FUSE SWITCH |  | CLOSED | IEC MIDDLE CURVE | FUSES | SPARE |  |  |  | 250.000 A |  |  | 3
380266999 | TNB | DISTRIBUTION | KUALA SELANGOR | Existing | RYB | LV FUSE SWITCH |  | CLOSED | IEC MIDDLE CURVE | FUSES | SPARE |  |  |  | 250.000 A |  |  | 3
380267005 | TNB | DISTRIBUTION | KUALA SELANGOR | Existing | RYB | LV FUSE SWITCH |  | CLOSED | IEC MIDDLE CURVE | FUSES | SPARE |  |  |  | 250.000 A |  |  | 3
380267017 | TNB | DISTRIBUTION | KUALA SELANGOR | Existing | RYB | LV FUSE SWITCH |  | CLOSED | IEC MIDDLE CURVE | FUSES | SPARE |  |  |  | 250.000 A |  |  | 3
380267025 | TNB | DISTRIBUTION | KUALA SELANGOR | Existing | RYB | LV FUSE SWITCH |  | CLOSED | IEC MIDDLE CURVE | FUSES | SPARE |  |  |  | 250.000 A |  |  | 3
380267043 | TNB | DISTRIBUTION | KUALA SELANGOR | Existing | RYB | LV FUSE SWITCH |  | CLOSED | IEC MIDDLE CURVE | FUSES | SPARE |  |  |  | 250.000 A |  |  | 3
380267179 | TNB | DISTRIBUTION | KUALA SELANGOR | Existing | RYB | LV FUSE SWITCH |  | CLOSED | IEC MIDDLE CURVE | FUSES | SPARE |  |  |  | 250.000 A |  |  | 3
380267193 | TNB | DISTRIBUTION | KUALA SELANGOR | Existing | RYB | LV FUSE SWITCH |  | CLOSED | IEC MIDDLE CURVE | FUSES | SPARE |  |  |  | 250.000 A |  |  | 3
380267200 | TNB | DISTRIBUTION | KUALA SELANGOR | Existing | RYB | LV FUSE SWITCH |  | CLOSED | IEC MIDDLE CURVE | FUSES | SPARE |  |  |  | 250.000 A |  |  | 3
380267205 | TNB | DISTRIBUTION | KUALA SELANGOR | Existing | RYB | LV FUSE SWITCH |  | CLOSED | IEC MIDDLE CURVE | FUSES | SPARE |  |  |  | 250.000 A |  |  | 3
380267211 | TNB | DISTRIBUTION | KUALA SELANGOR | Existing | RYB | LV FUSE SWITCH |  | CLOSED | IEC MIDDLE CURVE | FUSES | SPARE |  |  |  | 250.000 A |  |  | 3
380267223 | TNB | DISTRIBUTION | KUALA SELANGOR | Existing | RYB | LV FUSE SWITCH |  | CLOSED | IEC MIDDLE CURVE | FUSES | SPARE |  |  |  | 250.000 A |  |  | 3
380267231 | TNB | DISTRIBUTION | KUALA SELANGOR | Existing | RYB | LV FUSE SWITCH |  | CLOSED | IEC MIDDLE CURVE | FUSES | SPARE |  |  |  | 250.000 A |  |  | 3
380267249 | TNB | DISTRIBUTION | KUALA SELANGOR | Existing | RYB | LV FUSE SWITCH |  | CLOSED | IEC MIDDLE CURVE | FUSES | SPARE |  |  |  | 250.000 A |  |  | 3
380267293 | TNB | DISTRIBUTION | KUALA SELANGOR | Existing | RYB | LV FUSE SWITCH |  | CLOSED | IEC MIDDLE CURVE | FUSES | SPARE |  |  |  | 250.000 A |  |  | 3
380267307 | TNB | DISTRIBUTION | KUALA SELANGOR | Existing | RYB | LV FUSE SWITCH |  | CLOSED | IEC MIDDLE CURVE | FUSES | SPARE |  |  |  | 250.000 A |  |  | 3
380267314 | TNB | DISTRIBUTION | KUALA SELANGOR | Existing | RYB | LV FUSE SWITCH |  | CLOSED | IEC MIDDLE CURVE | FUSES | SPARE |  |  |  | 250.000 A |  |  | 3
380267319 | TNB | DISTRIBUTION | KUALA SELANGOR | Existing | RYB | LV FUSE SWITCH |  | CLOSED | IEC MIDDLE CURVE | FUSES | SPARE |  |  |  | 250.000 A |  |  | 3
380267325 | TNB | DISTRIBUTION | KUALA SELANGOR | Existing | RYB | LV FUSE SWITCH |  | CLOSED | IEC MIDDLE CURVE | FUSES | SPARE |  |  |  | 250.000 A |  |  | 3
380267337 | TNB | DISTRIBUTION | KUALA SELANGOR | Existing | RYB | LV FUSE SWITCH |  | CLOSED | IEC MIDDLE CURVE | FUSES | SPARE |  |  |  | 250.000 A |  |  | 3
380267345 | TNB | DISTRIBUTION | KUALA SELANGOR | Existing | RYB | LV FUSE SWITCH |  | CLOSED | IEC MIDDLE CURVE | FUSES | SPARE |  |  |  | 250.000 A |  |  | 3
380267363 | TNB | DISTRIBUTION | KUALA SELANGOR | Existing | RYB | LV FUSE SWITCH |  | CLOSED | IEC MIDDLE CURVE | FUSES | SPARE |  |  |  | 250.000 A |  |  | 3
380267407 | TNB | DISTRIBUTION | KUALA SELANGOR | Existing | RYB | LV FUSE SWITCH |  | CLOSED | IEC MIDDLE CURVE | FUSES | SPARE |  |  |  | 250.000 A |  |  | 3
380267421 | TNB | DISTRIBUTION | KUALA SELANGOR | Existing | RYB | LV FUSE SWITCH |  | CLOSED | IEC MIDDLE CURVE | FUSES | SPARE |  |  |  | 250.000 A |  |  | 3
380267428 | TNB | DISTRIBUTION | KUALA SELANGOR | Existing | RYB | LV FUSE SWITCH |  | CLOSED | IEC MIDDLE CURVE | FUSES | SPARE |  |  |  | 250.000 A |  |  | 3
380267433 | TNB | DISTRIBUTION | KUALA SELANGOR | Existing | RYB | LV FUSE SWITCH |  | CLOSED | IEC MIDDLE CURVE | FUSES | SPARE |  |  |  | 250.000 A |  |  | 3
380267439 | TNB | DISTRIBUTION | KUALA SELANGOR | Existing | RYB | LV FUSE SWITCH |  | CLOSED | IEC MIDDLE CURVE | FUSES | SPARE |  |  |  | 250.000 A |  |  | 3
380267451 | TNB | DISTRIBUTION | KUALA SELANGOR | Existing | RYB | LV FUSE SWITCH |  | CLOSED | IEC MIDDLE CURVE | FUSES | SPARE |  |  |  | 250.000 A |  |  | 3
380267459 | TNB | DISTRIBUTION | KUALA SELANGOR | Existing | RYB | LV FUSE SWITCH |  | CLOSED | IEC MIDDLE CURVE | FUSES | SPARE |  |  |  | 250.000 A |  |  | 3
380267477 | TNB | DISTRIBUTION | KUALA SELANGOR | Existing | RYB | LV FUSE SWITCH |  | CLOSED | IEC MIDDLE CURVE | FUSES | SPARE |  |  |  | 250.000 A |  |  | 3
380267556 | TNB | DISTRIBUTION | KUALA SELANGOR | Existing | RYB | LV FUSE SWITCH |  | CLOSED | IEC MIDDLE CURVE | FUSES | SPARE |  |  |  | 250.000 A |  |  | 3
380267570 | TNB | DISTRIBUTION | KUALA SELANGOR | Existing | RYB | LV FUSE SWITCH |  | CLOSED | IEC MIDDLE CURVE | FUSES | SPARE |  |  |  | 250.000 A |  |  | 3
380267577 | TNB | DISTRIBUTION | KUALA SELANGOR | Existing | RYB | LV FUSE SWITCH |  | CLOSED | IEC MIDDLE CURVE | FUSES | SPARE |  |  |  | 250.000 A |  |  | 3
380267582 | TNB | DISTRIBUTION | KUALA SELANGOR | Existing | RYB | LV FUSE SWITCH |  | CLOSED | IEC MIDDLE CURVE | FUSES | SPARE |  |  |  | 250.000 A |  |  | 3
380267588 | TNB | DISTRIBUTION | KUALA SELANGOR | Existing | RYB | LV FUSE SWITCH |  | CLOSED | IEC MIDDLE CURVE | FUSES | SPARE |  |  |  | 250.000 A |  |  | 3
380267600 | TNB | DISTRIBUTION | KUALA SELANGOR | Existing | RYB | LV FUSE SWITCH |  | CLOSED | IEC MIDDLE CURVE | FUSES | SPARE |  |  |  | 250.000 A |  |  | 3
380267608 | TNB | DISTRIBUTION | KUALA SELANGOR | Existing | RYB | LV FUSE SWITCH |  | CLOSED | IEC MIDDLE CURVE | FUSES | SPARE |  |  |  | 250.000 A |  |  | 3
380267626 | TNB | DISTRIBUTION | KUALA SELANGOR | Existing | RYB | LV FUSE SWITCH |  | CLOSED | IEC MIDDLE CURVE | FUSES | SPARE |  |  |  | 250.000 A |  |  | 3
380267698 | TNB | DISTRIBUTION | KUALA SELANGOR | Existing | RYB | LV FUSE SWITCH |  | CLOSED | IEC MIDDLE CURVE | FUSES | SPARE |  |  |  | 250.000 A |  |  | 3
380267712 | TNB | DISTRIBUTION | KUALA SELANGOR | Existing | RYB | LV FUSE SWITCH |  | CLOSED | IEC MIDDLE CURVE | FUSES | SPARE |  |  |  | 250.000 A |  |  | 3
380267719 | TNB | DISTRIBUTION | KUALA SELANGOR | Existing | RYB | LV FUSE SWITCH |  | CLOSED | IEC MIDDLE CURVE | FUSES | SPARE |  |  |  | 250.000 A |  |  | 3
380267724 | TNB | DISTRIBUTION | KUALA SELANGOR | Existing | RYB | LV FUSE SWITCH |  | CLOSED | IEC MIDDLE CURVE | FUSES | SPARE |  |  |  | 250.000 A |  |  | 3
380267730 | TNB | DISTRIBUTION | KUALA SELANGOR | Existing | RYB | LV FUSE SWITCH |  | CLOSED | IEC MIDDLE CURVE | FUSES | SPARE |  |  |  | 250.000 A |  |  | 3
380267742 | TNB | DISTRIBUTION | KUALA SELANGOR | Existing | RYB | LV FUSE SWITCH |  | CLOSED | IEC MIDDLE CURVE | FUSES | SPARE |  |  |  | 250.000 A |  |  | 3
380267750 | TNB | DISTRIBUTION | KUALA SELANGOR | Existing | RYB | LV FUSE SWITCH |  | CLOSED | IEC MIDDLE CURVE | FUSES | SPARE |  |  |  | 250.000 A |  |  | 3
380267768 | TNB | DISTRIBUTION | KUALA SELANGOR | Existing | RYB | LV FUSE SWITCH |  | CLOSED | IEC MIDDLE CURVE | FUSES | SPARE |  |  |  | 250.000 A |  |  | 3
380267837 | TNB | DISTRIBUTION | KUALA SELANGOR | Existing | RYB | LV FUSE SWITCH |  | CLOSED | IEC MIDDLE CURVE | FUSES | SPARE |  |  |  | 250.000 A |  |  | 3
380267851 | TNB | DISTRIBUTION | KUALA SELANGOR | Existing | RYB | LV FUSE SWITCH |  | CLOSED | IEC MIDDLE CURVE | FUSES | SPARE |  |  |  | 250.000 A |  |  | 3
380267858 | TNB | DISTRIBUTION | KUALA SELANGOR | Existing | RYB | LV FUSE SWITCH |  | CLOSED | IEC MIDDLE CURVE | FUSES | SPARE |  |  |  | 250.000 A |  |  | 3
380267863 | TNB | DISTRIBUTION | KUALA SELANGOR | Existing | RYB | LV FUSE SWITCH |  | CLOSED | IEC MIDDLE CURVE | FUSES | SPARE |  |  |  | 250.000 A |  |  | 3
380267869 | TNB | DISTRIBUTION | KUALA SELANGOR | Existing | RYB | LV FUSE SWITCH |  | CLOSED | IEC MIDDLE CURVE | FUSES | SPARE |  |  |  | 250.000 A |  |  | 3
380267881 | TNB | DISTRIBUTION | KUALA SELANGOR | Existing | RYB | LV FUSE SWITCH |  | CLOSED | IEC MIDDLE CURVE | FUSES | SPARE |  |  |  | 250.000 A |  |  | 3
380267889 | TNB | DISTRIBUTION | KUALA SELANGOR | Existing | RYB | LV FUSE SWITCH |  | CLOSED | IEC MIDDLE CURVE | FUSES | SPARE |  |  |  | 250.000 A |  |  | 3
380267907 | TNB | DISTRIBUTION | KUALA SELANGOR | Existing | RYB | LV FUSE SWITCH |  | CLOSED | IEC MIDDLE CURVE | FUSES | SPARE |  |  |  | 250.000 A |  |  | 3
380267982 | TNB | DISTRIBUTION | KUALA SELANGOR | Existing | RYB | LV FUSE SWITCH |  | CLOSED | IEC MIDDLE CURVE | FUSES | SPARE |  |  |  | 250.000 A |  |  | 3
380267986 | TNB | DISTRIBUTION | KUALA SELANGOR | Existing | RYB | LV FUSE SWITCH |  | CLOSED | IEC MIDDLE CURVE | FUSES | SPARE |  |  |  | 250.000 A |  |  | 3
380268001 | TNB | DISTRIBUTION | KUALA SELANGOR | Existing | RYB | LV FUSE SWITCH |  | CLOSED | IEC MIDDLE CURVE | FUSES | SPARE |  |  |  | 250.000 A |  |  | 3
380268013 | TNB | DISTRIBUTION | KUALA SELANGOR | Existing | RYB | LV FUSE SWITCH |  | CLOSED | IEC MIDDLE CURVE | FUSES | SPARE |  |  |  | 250.000 A |  |  | 3
380268020 | TNB | DISTRIBUTION | KUALA SELANGOR | Existing | RYB | LV FUSE SWITCH |  | CLOSED | IEC MIDDLE CURVE | FUSES | SPARE |  |  |  | 250.000 A |  |  | 3
380268029 | TNB | DISTRIBUTION | KUALA SELANGOR | Existing | RYB | LV FUSE SWITCH |  | CLOSED | IEC MIDDLE CURVE | FUSES | SPARE |  |  |  | 250.000 A |  |  | 3
380268039 | TNB | DISTRIBUTION | KUALA SELANGOR | Existing | RYB | LV FUSE SWITCH |  | CLOSED | IEC MIDDLE CURVE | FUSES | SPARE |  |  |  | 250.000 A |  |  | 3
380268046 | TNB | DISTRIBUTION | KUALA SELANGOR | Existing | RYB | LV FUSE SWITCH |  | CLOSED | IEC MIDDLE CURVE | FUSES | SPARE |  |  |  | 250.000 A |  |  | 3
380521653 | TNB | DISTRIBUTION | KUALA SELANGOR | Existing | RYB | LV FUSE SWITCH |  | CLOSED | IEC MIDDLE CURVE | FUSES | SPARE |  |  |  | 250.000 A |  |  | 3
380521667 | TNB | DISTRIBUTION | KUALA SELANGOR | Existing | RYB | LV FUSE SWITCH |  | CLOSED | IEC MIDDLE CURVE | FUSES | SPARE |  |  |  | 250.000 A |  |  | 3
380521674 | TNB | DISTRIBUTION | KUALA SELANGOR | Existing | RYB | LV FUSE SWITCH |  | CLOSED | IEC MIDDLE CURVE | FUSES | SPARE |  |  |  | 250.000 A |  |  | 3
380521679 | TNB | DISTRIBUTION | KUALA SELANGOR | Existing | RYB | LV FUSE SWITCH |  | CLOSED | IEC MIDDLE CURVE | FUSES | SPARE |  |  |  | 250.000 A |  |  | 3
380521685 | TNB | DISTRIBUTION | KUALA SELANGOR | Existing | RYB | LV FUSE SWITCH |  | CLOSED | IEC MIDDLE CURVE | FUSES | SPARE |  |  |  | 250.000 A |  |  | 3
380521697 | TNB | DISTRIBUTION | KUALA SELANGOR | Existing | RYB | LV FUSE SWITCH |  | CLOSED | IEC MIDDLE CURVE | FUSES | SPARE |  |  |  | 250.000 A |  |  | 3
380521705 | TNB | DISTRIBUTION | KUALA SELANGOR | Existing | RYB | LV FUSE SWITCH |  | CLOSED | IEC MIDDLE CURVE | FUSES | SPARE |  |  |  | 250.000 A |  |  | 3
380521723 | TNB | DISTRIBUTION | KUALA SELANGOR | Existing | RYB | LV FUSE SWITCH |  | CLOSED | IEC MIDDLE CURVE | FUSES | SPARE |  |  |  | 250.000 A |  |  | 3
380521951 | TNB | DISTRIBUTION | KUALA SELANGOR | Existing | RYB | LV FUSE SWITCH |  | CLOSED | IEC MIDDLE CURVE | FUSES | SPARE |  |  |  | 250.000 A |  |  | 3
380521965 | TNB | DISTRIBUTION | KUALA SELANGOR | Existing | RYB | LV FUSE SWITCH |  | CLOSED | IEC MIDDLE CURVE | FUSES | SPARE |  |  |  | 250.000 A |  |  | 3
380521972 | TNB | DISTRIBUTION | KUALA SELANGOR | Existing | RYB | LV FUSE SWITCH |  | CLOSED | IEC MIDDLE CURVE | FUSES | SPARE |  |  |  | 250.000 A |  |  | 3
380521977 | TNB | DISTRIBUTION | KUALA SELANGOR | Existing | RYB | LV FUSE SWITCH |  | CLOSED | IEC MIDDLE CURVE | FUSES | SPARE |  |  |  | 250.000 A |  |  | 3
380521983 | TNB | DISTRIBUTION | KUALA SELANGOR | Existing | RYB | LV FUSE SWITCH |  | CLOSED | IEC MIDDLE CURVE | FUSES | SPARE |  |  |  | 250.000 A |  |  | 3
380521995 | TNB | DISTRIBUTION | KUALA SELANGOR | Existing | RYB | LV FUSE SWITCH |  | CLOSED | IEC MIDDLE CURVE | FUSES | SPARE |  |  |  | 250.000 A |  |  | 3
380522003 | TNB | DISTRIBUTION | KUALA SELANGOR | Existing | RYB | LV FUSE SWITCH |  | CLOSED | IEC MIDDLE CURVE | FUSES | SPARE |  |  |  | 250.000 A |  |  | 3
380522021 | TNB | DISTRIBUTION | KUALA SELANGOR | Existing | RYB | LV FUSE SWITCH |  | CLOSED | IEC MIDDLE CURVE | FUSES | SPARE |  |  |  | 250.000 A |  |  | 3
380522192 | TNB | DISTRIBUTION | KUALA SELANGOR | Existing | RYB | LV FUSE SWITCH |  | CLOSED | IEC MIDDLE CURVE | FUSES | SPARE |  |  |  | 250.000 A |  |  | 3
380522206 | TNB | DISTRIBUTION | KUALA SELANGOR | Existing | RYB | LV FUSE SWITCH |  | CLOSED | IEC MIDDLE CURVE | FUSES | SPARE |  |  |  | 250.000 A |  |  | 3
380522213 | TNB | DISTRIBUTION | KUALA SELANGOR | Existing | RYB | LV FUSE SWITCH |  | CLOSED | IEC MIDDLE CURVE | FUSES | SPARE |  |  |  | 250.000 A |  |  | 3
380522218 | TNB | DISTRIBUTION | KUALA SELANGOR | Existing | RYB | LV FUSE SWITCH |  | CLOSED | IEC MIDDLE CURVE | FUSES | SPARE |  |  |  | 250.000 A |  |  | 3
380522224 | TNB | DISTRIBUTION | KUALA SELANGOR | Existing | RYB | LV FUSE SWITCH |  | CLOSED | IEC MIDDLE CURVE | FUSES | SPARE |  |  |  | 250.000 A |  |  | 3
380522236 | TNB | DISTRIBUTION | KUALA SELANGOR | Existing | RYB | LV FUSE SWITCH |  | CLOSED | IEC MIDDLE CURVE | FUSES | SPARE |  |  |  | 250.000 A |  |  | 3
380522244 | TNB | DISTRIBUTION | KUALA SELANGOR | Existing | RYB | LV FUSE SWITCH |  | CLOSED | IEC MIDDLE CURVE | FUSES | SPARE |  |  |  | 250.000 A |  |  | 3
380522262 | TNB | DISTRIBUTION | KUALA SELANGOR | Existing | RYB | LV FUSE SWITCH |  | CLOSED | IEC MIDDLE CURVE | FUSES | SPARE |  |  |  | 250.000 A |  |  | 3
380522269 | TNB | DISTRIBUTION | KUALA SELANGOR | Existing | RYB | LV FUSE SWITCH |  | CLOSED | IEC MIDDLE CURVE | FUSES | SPARE |  |  |  | 250.000 A |  |  | 3
380522283 | TNB | DISTRIBUTION | KUALA SELANGOR | Existing | RYB | LV FUSE SWITCH |  | CLOSED | IEC MIDDLE CURVE | FUSES | SPARE |  |  |  | 250.000 A |  |  | 3
380522290 | TNB | DISTRIBUTION | KUALA SELANGOR | Existing | RYB | LV FUSE SWITCH |  | CLOSED | IEC MIDDLE CURVE | FUSES | SPARE |  |  |  | 250.000 A |  |  | 3
380522295 | TNB | DISTRIBUTION | KUALA SELANGOR | Existing | RYB | LV FUSE SWITCH |  | CLOSED | IEC MIDDLE CURVE | FUSES | SPARE |  |  |  | 250.000 A |  |  | 3
380522301 | TNB | DISTRIBUTION | KUALA SELANGOR | Existing | RYB | LV FUSE SWITCH |  | CLOSED | IEC MIDDLE CURVE | FUSES | SPARE |  |  |  | 250.000 A |  |  | 3
380522313 | TNB | DISTRIBUTION | KUALA SELANGOR | Existing | RYB | LV FUSE SWITCH |  | CLOSED | IEC MIDDLE CURVE | FUSES | SPARE |  |  |  | 250.000 A |  |  | 3
380522321 | TNB | DISTRIBUTION | KUALA SELANGOR | Existing | RYB | LV FUSE SWITCH |  | CLOSED | IEC MIDDLE CURVE | FUSES | SPARE |  |  |  | 250.000 A |  |  | 3
380522339 | TNB | DISTRIBUTION | KUALA SELANGOR | Existing | RYB | LV FUSE SWITCH |  | CLOSED | IEC MIDDLE CURVE | FUSES | SPARE |  |  |  | 250.000 A |  |  | 3
380522411 | TNB | DISTRIBUTION | KUALA SELANGOR | Existing | RYB | LV FUSE SWITCH |  | CLOSED | IEC MIDDLE CURVE | FUSES | SPARE |  |  |  | 250.000 A |  |  | 3
380522425 | TNB | DISTRIBUTION | KUALA SELANGOR | Existing | RYB | LV FUSE SWITCH |  | CLOSED | IEC MIDDLE CURVE | FUSES | SPARE |  |  |  | 250.000 A |  |  | 3
380522432 | TNB | DISTRIBUTION | KUALA SELANGOR | Existing | RYB | LV FUSE SWITCH |  | CLOSED | IEC MIDDLE CURVE | FUSES | SPARE |  |  |  | 250.000 A |  |  | 3
380522437 | TNB | DISTRIBUTION | KUALA SELANGOR | Existing | RYB | LV FUSE SWITCH |  | CLOSED | IEC MIDDLE CURVE | FUSES | SPARE |  |  |  | 250.000 A |  |  | 3
380522443 | TNB | DISTRIBUTION | KUALA SELANGOR | Existing | RYB | LV FUSE SWITCH |  | CLOSED | IEC MIDDLE CURVE | FUSES | SPARE |  |  |  | 250.000 A |  |  | 3
380522455 | TNB | DISTRIBUTION | KUALA SELANGOR | Existing | RYB | LV FUSE SWITCH |  | CLOSED | IEC MIDDLE CURVE | FUSES | SPARE |  |  |  | 250.000 A |  |  | 3
380522463 | TNB | DISTRIBUTION | KUALA SELANGOR | Existing | RYB | LV FUSE SWITCH |  | CLOSED | IEC MIDDLE CURVE | FUSES | SPARE |  |  |  | 250.000 A |  |  | 3
380522481 | TNB | DISTRIBUTION | KUALA SELANGOR | Existing | RYB | LV FUSE SWITCH |  | CLOSED | IEC MIDDLE CURVE | FUSES | SPARE |  |  |  | 250.000 A |  |  | 3
380522526 | TNB | DISTRIBUTION | KUALA SELANGOR | Existing | RYB | LV FUSE SWITCH |  | CLOSED | IEC MIDDLE CURVE | FUSES | SPARE |  |  |  | 250.000 A |  |  | 3
380522540 | TNB | DISTRIBUTION | KUALA SELANGOR | Existing | RYB | LV FUSE SWITCH |  | CLOSED | IEC MIDDLE CURVE | FUSES | SPARE |  |  |  | 250.000 A |  |  | 3
380522547 | TNB | DISTRIBUTION | KUALA SELANGOR | Existing | RYB | LV FUSE SWITCH |  | CLOSED | IEC MIDDLE CURVE | FUSES | SPARE |  |  |  | 250.000 A |  |  | 3
380522552 | TNB | DISTRIBUTION | KUALA SELANGOR | Existing | RYB | LV FUSE SWITCH |  | CLOSED | IEC MIDDLE CURVE | FUSES | SPARE |  |  |  | 250.000 A |  |  | 3
380522558 | TNB | DISTRIBUTION | KUALA SELANGOR | Existing | RYB | LV FUSE SWITCH |  | CLOSED | IEC MIDDLE CURVE | FUSES | SPARE |  |  |  | 250.000 A |  |  | 3
380522570 | TNB | DISTRIBUTION | KUALA SELANGOR | Existing | RYB | LV FUSE SWITCH |  | CLOSED | IEC MIDDLE CURVE | FUSES | SPARE |  |  |  | 250.000 A |  |  | 3
380522578 | TNB | DISTRIBUTION | KUALA SELANGOR | Existing | RYB | LV FUSE SWITCH |  | CLOSED | IEC MIDDLE CURVE | FUSES | SPARE |  |  |  | 250.000 A |  |  | 3
380522596 | TNB | DISTRIBUTION | KUALA SELANGOR | Existing | RYB | LV FUSE SWITCH |  | CLOSED | IEC MIDDLE CURVE | FUSES | SPARE |  |  |  | 250.000 A |  |  | 3
380522920 | TNB | DISTRIBUTION | KUALA SELANGOR | Existing | RYB | LV FUSE SWITCH |  | CLOSED | IEC MIDDLE CURVE | FUSES | SPARE |  |  |  | 250.000 A |  |  | 3
380522934 | TNB | DISTRIBUTION | KUALA SELANGOR | Existing | RYB | LV FUSE SWITCH |  | CLOSED | IEC MIDDLE CURVE | FUSES | SPARE |  |  |  | 250.000 A |  |  | 3
380522941 | TNB | DISTRIBUTION | KUALA SELANGOR | Existing | RYB | LV FUSE SWITCH |  | CLOSED | IEC MIDDLE CURVE | FUSES | SPARE |  |  |  | 250.000 A |  |  | 3
380522946 | TNB | DISTRIBUTION | KUALA SELANGOR | Existing | RYB | LV FUSE SWITCH |  | CLOSED | IEC MIDDLE CURVE | FUSES | SPARE |  |  |  | 250.000 A |  |  | 3
380522952 | TNB | DISTRIBUTION | KUALA SELANGOR | Existing | RYB | LV FUSE SWITCH |  | CLOSED | IEC MIDDLE CURVE | FUSES | SPARE |  |  |  | 250.000 A |  |  | 3
380522964 | TNB | DISTRIBUTION | KUALA SELANGOR | Existing | RYB | LV FUSE SWITCH |  | CLOSED | IEC MIDDLE CURVE | FUSES | SPARE |  |  |  | 250.000 A |  |  | 3
380522972 | TNB | DISTRIBUTION | KUALA SELANGOR | Existing | RYB | LV FUSE SWITCH |  | CLOSED | IEC MIDDLE CURVE | FUSES | SPARE |  |  |  | 250.000 A |  |  | 3
380522990 | TNB | DISTRIBUTION | KUALA SELANGOR | Existing | RYB | LV FUSE SWITCH |  | CLOSED | IEC MIDDLE CURVE | FUSES | SPARE |  |  |  | 250.000 A |  |  | 3
380534658 | TNB | DISTRIBUTION | KUALA SELANGOR | Existing | RYB | LV FUSE SWITCH |  | CLOSED | IEC MIDDLE CURVE | FUSES | SPARE |  |  |  | 250.000 A |  |  | 3
380534672 | TNB | DISTRIBUTION | KUALA SELANGOR | Existing | RYB | LV FUSE SWITCH |  | CLOSED | IEC MIDDLE CURVE | FUSES | SPARE |  |  |  | 250.000 A |  |  | 3
380534679 | TNB | DISTRIBUTION | KUALA SELANGOR | Existing | RYB | LV FUSE SWITCH |  | CLOSED | IEC MIDDLE CURVE | FUSES | SPARE |  |  |  | 250.000 A |  |  | 3
380534684 | TNB | DISTRIBUTION | KUALA SELANGOR | Existing | RYB | LV FUSE SWITCH |  | CLOSED | IEC MIDDLE CURVE | FUSES | SPARE |  |  |  | 250.000 A |  |  | 3
380534690 | TNB | DISTRIBUTION | KUALA SELANGOR | Existing | RYB | LV FUSE SWITCH |  | CLOSED | IEC MIDDLE CURVE | FUSES | SPARE |  |  |  | 250.000 A |  |  | 3
380534702 | TNB | DISTRIBUTION | KUALA SELANGOR | Existing | RYB | LV FUSE SWITCH |  | CLOSED | IEC MIDDLE CURVE | FUSES | SPARE |  |  |  | 250.000 A |  |  | 3
380534710 | TNB | DISTRIBUTION | KUALA SELANGOR | Existing | RYB | LV FUSE SWITCH |  | CLOSED | IEC MIDDLE CURVE | FUSES | SPARE |  |  |  | 250.000 A |  |  | 3
380534728 | TNB | DISTRIBUTION | KUALA SELANGOR | Existing | RYB | LV FUSE SWITCH |  | CLOSED | IEC MIDDLE CURVE | FUSES | SPARE |  |  |  | 250.000 A |  |  | 3
380534735 | TNB | DISTRIBUTION | KUALA SELANGOR | Existing | RYB | LV FUSE SWITCH |  | CLOSED | IEC MIDDLE CURVE | FUSES | SPARE |  |  |  | 250.000 A |  |  | 3
380534749 | TNB | DISTRIBUTION | KUALA SELANGOR | Existing | RYB | LV FUSE SWITCH |  | CLOSED | IEC MIDDLE CURVE | FUSES | SPARE |  |  |  | 250.000 A |  |  | 3
380534756 | TNB | DISTRIBUTION | KUALA SELANGOR | Existing | RYB | LV FUSE SWITCH |  | CLOSED | IEC MIDDLE CURVE | FUSES | SPARE |  |  |  | 250.000 A |  |  | 3
380534761 | TNB | DISTRIBUTION | KUALA SELANGOR | Existing | RYB | LV FUSE SWITCH |  | CLOSED | IEC MIDDLE CURVE | FUSES | SPARE |  |  |  | 250.000 A |  |  | 3
380534767 | TNB | DISTRIBUTION | KUALA SELANGOR | Existing | RYB | LV FUSE SWITCH |  | CLOSED | IEC MIDDLE CURVE | FUSES | SPARE |  |  |  | 250.000 A |  |  | 3
380534779 | TNB | DISTRIBUTION | KUALA SELANGOR | Existing | RYB | LV FUSE SWITCH |  | CLOSED | IEC MIDDLE CURVE | FUSES | SPARE |  |  |  | 250.000 A |  |  | 3
380534787 | TNB | DISTRIBUTION | KUALA SELANGOR | Existing | RYB | LV FUSE SWITCH |  | CLOSED | IEC MIDDLE CURVE | FUSES | SPARE |  |  |  | 250.000 A |  |  | 3
380534805 | TNB | DISTRIBUTION | KUALA SELANGOR | Existing | RYB | LV FUSE SWITCH |  | CLOSED | IEC MIDDLE CURVE | FUSES | SPARE |  |  |  | 250.000 A |  |  | 3
380534913 | TNB | DISTRIBUTION | KUALA SELANGOR | Existing | RYB | LV FUSE SWITCH |  | CLOSED | IEC MIDDLE CURVE | FUSES | SPARE |  |  |  | 250.000 A |  |  | 3
380534927 | TNB | DISTRIBUTION | KUALA SELANGOR | Existing | RYB | LV FUSE SWITCH |  | CLOSED | IEC MIDDLE CURVE | FUSES | SPARE |  |  |  | 250.000 A |  |  | 3
380534934 | TNB | DISTRIBUTION | KUALA SELANGOR | Existing | RYB | LV FUSE SWITCH |  | CLOSED | IEC MIDDLE CURVE | FUSES | SPARE |  |  |  | 250.000 A |  |  | 3
380534939 | TNB | DISTRIBUTION | KUALA SELANGOR | Existing | RYB | LV FUSE SWITCH |  | CLOSED | IEC MIDDLE CURVE | FUSES | SPARE |  |  |  | 250.000 A |  |  | 3
380534945 | TNB | DISTRIBUTION | KUALA SELANGOR | Existing | RYB | LV FUSE SWITCH |  | CLOSED | IEC MIDDLE CURVE | FUSES | SPARE |  |  |  | 250.000 A |  |  | 3
380534957 | TNB | DISTRIBUTION | KUALA SELANGOR | Existing | RYB | LV FUSE SWITCH |  | CLOSED | IEC MIDDLE CURVE | FUSES | SPARE |  |  |  | 250.000 A |  |  | 3
380534965 | TNB | DISTRIBUTION | KUALA SELANGOR | Existing | RYB | LV FUSE SWITCH |  | CLOSED | IEC MIDDLE CURVE | FUSES | SPARE |  |  |  | 250.000 A |  |  | 3
380534983 | TNB | DISTRIBUTION | KUALA SELANGOR | Existing | RYB | LV FUSE SWITCH |  | CLOSED | IEC MIDDLE CURVE | FUSES | SPARE |  |  |  | 250.000 A |  |  | 3
380534990 | TNB | DISTRIBUTION | KUALA SELANGOR | Existing | RYB | LV FUSE SWITCH |  | CLOSED | IEC MIDDLE CURVE | FUSES | SPARE |  |  |  | 250.000 A |  |  | 3
380535004 | TNB | DISTRIBUTION | KUALA SELANGOR | Existing | RYB | LV FUSE SWITCH |  | CLOSED | IEC MIDDLE CURVE | FUSES | SPARE |  |  |  | 250.000 A |  |  | 3
380535011 | TNB | DISTRIBUTION | KUALA SELANGOR | Existing | RYB | LV FUSE SWITCH |  | CLOSED | IEC MIDDLE CURVE | FUSES | SPARE |  |  |  | 250.000 A |  |  | 3
380535016 | TNB | DISTRIBUTION | KUALA SELANGOR | Existing | RYB | LV FUSE SWITCH |  | CLOSED | IEC MIDDLE CURVE | FUSES | SPARE |  |  |  | 250.000 A |  |  | 3
380535022 | TNB | DISTRIBUTION | KUALA SELANGOR | Existing | RYB | LV FUSE SWITCH |  | CLOSED | IEC MIDDLE CURVE | FUSES | SPARE |  |  |  | 250.000 A |  |  | 3
380535034 | TNB | DISTRIBUTION | KUALA SELANGOR | Existing | RYB | LV FUSE SWITCH |  | CLOSED | IEC MIDDLE CURVE | FUSES | SPARE |  |  |  | 250.000 A |  |  | 3
380535042 | TNB | DISTRIBUTION | KUALA SELANGOR | Existing | RYB | LV FUSE SWITCH |  | CLOSED | IEC MIDDLE CURVE | FUSES | SPARE |  |  |  | 250.000 A |  |  | 3
380535060 | TNB | DISTRIBUTION | KUALA SELANGOR | Existing | RYB | LV FUSE SWITCH |  | CLOSED | IEC MIDDLE CURVE | FUSES | SPARE |  |  |  | 250.000 A |  |  | 3
380535421 | TNB | DISTRIBUTION | KUALA SELANGOR | Existing | RYB | LV FUSE SWITCH |  | CLOSED | IEC MIDDLE CURVE | FUSES | SPARE |  |  |  | 250.000 A |  |  | 3
380535435 | TNB | DISTRIBUTION | KUALA SELANGOR | Existing | RYB | LV FUSE SWITCH |  | CLOSED | IEC MIDDLE CURVE | FUSES | SPARE |  |  |  | 250.000 A |  |  | 3
380535442 | TNB | DISTRIBUTION | KUALA SELANGOR | Existing | RYB | LV FUSE SWITCH |  | CLOSED | IEC MIDDLE CURVE | FUSES | SPARE |  |  |  | 250.000 A |  |  | 3
380535447 | TNB | DISTRIBUTION | KUALA SELANGOR | Existing | RYB | LV FUSE SWITCH |  | CLOSED | IEC MIDDLE CURVE | FUSES | SPARE |  |  |  | 250.000 A |  |  | 3
380535453 | TNB | DISTRIBUTION | KUALA SELANGOR | Existing | RYB | LV FUSE SWITCH |  | CLOSED | IEC MIDDLE CURVE | FUSES | SPARE |  |  |  | 250.000 A |  |  | 3
380535465 | TNB | DISTRIBUTION | KUALA SELANGOR | Existing | RYB | LV FUSE SWITCH |  | CLOSED | IEC MIDDLE CURVE | FUSES | SPARE |  |  |  | 250.000 A |  |  | 3
380535473 | TNB | DISTRIBUTION | KUALA SELANGOR | Existing | RYB | LV FUSE SWITCH |  | CLOSED | IEC MIDDLE CURVE | FUSES | SPARE |  |  |  | 250.000 A |  |  | 3
380535491 | TNB | DISTRIBUTION | KUALA SELANGOR | Existing | RYB | LV FUSE SWITCH |  | CLOSED | IEC MIDDLE CURVE | FUSES | SPARE |  |  |  | 250.000 A |  |  | 3
380535652 | TNB | DISTRIBUTION | KUALA SELANGOR | Existing | RYB | LV FUSE SWITCH |  | CLOSED | IEC MIDDLE CURVE | FUSES | SPARE |  |  |  | 250.000 A |  |  | 3
380535666 | TNB | DISTRIBUTION | KUALA SELANGOR | Existing | RYB | LV FUSE SWITCH |  | CLOSED | IEC MIDDLE CURVE | FUSES | SPARE |  |  |  | 250.000 A |  |  | 3
380535673 | TNB | DISTRIBUTION | KUALA SELANGOR | Existing | RYB | LV FUSE SWITCH |  | CLOSED | IEC MIDDLE CURVE | FUSES | SPARE |  |  |  | 250.000 A |  |  | 3
380535678 | TNB | DISTRIBUTION | KUALA SELANGOR | Existing | RYB | LV FUSE SWITCH |  | OPEN | IEC MIDDLE CURVE | FUSES | SPARE |  |  |  | 250.000 A |  |  | 3
380535684 | TNB | DISTRIBUTION | KUALA SELANGOR | Existing | RYB | LV FUSE SWITCH |  | OPEN | IEC MIDDLE CURVE | FUSES | SPARE |  |  |  | 250.000 A |  |  | 3
380535696 | TNB | DISTRIBUTION | KUALA SELANGOR | Existing | RYB | LV FUSE SWITCH |  | OPEN | IEC MIDDLE CURVE | FUSES | SPARE |  |  |  | 250.000 A |  |  | 3
380535704 | TNB | DISTRIBUTION | KUALA SELANGOR | Existing | RYB | LV FUSE SWITCH |  | OPEN | IEC MIDDLE CURVE | FUSES | SPARE |  |  |  | 250.000 A |  |  | 3
380535722 | TNB | DISTRIBUTION | KUALA SELANGOR | Existing | RYB | LV FUSE SWITCH |  | CLOSED | IEC MIDDLE CURVE | FUSES | SPARE |  |  |  | 250.000 A |  |  | 3
380564625 | TNB | DISTRIBUTION | KUALA SELANGOR | Existing | RYB | LV FUSE SWITCH |  | CLOSED | IEC MIDDLE CURVE | FUSES | SPARE |  |  |  | 250.000 A |  |  | 3
380564639 | TNB | DISTRIBUTION | KUALA SELANGOR | Existing | RYB | LV FUSE SWITCH |  | CLOSED | IEC MIDDLE CURVE | FUSES | SPARE |  |  |  | 250.000 A |  |  | 3
380564646 | TNB | DISTRIBUTION | KUALA SELANGOR | Existing | RYB | LV FUSE SWITCH |  | CLOSED | IEC MIDDLE CURVE | FUSES | SPARE |  |  |  | 250.000 A |  |  | 3
380564651 | TNB | DISTRIBUTION | KUALA SELANGOR | Existing | RYB | LV FUSE SWITCH |  | CLOSED | IEC MIDDLE CURVE | FUSES | SPARE |  |  |  | 250.000 A |  |  | 3
380564657 | TNB | DISTRIBUTION | KUALA SELANGOR | Existing | RYB | LV FUSE SWITCH |  | CLOSED | IEC MIDDLE CURVE | FUSES | SPARE |  |  |  | 250.000 A |  |  | 3
380564669 | TNB | DISTRIBUTION | KUALA SELANGOR | Existing | RYB | LV FUSE SWITCH |  | CLOSED | IEC MIDDLE CURVE | FUSES | SPARE |  |  |  | 250.000 A |  |  | 3
380564677 | TNB | DISTRIBUTION | KUALA SELANGOR | Existing | RYB | LV FUSE SWITCH |  | CLOSED | IEC MIDDLE CURVE | FUSES | SPARE |  |  |  | 250.000 A |  |  | 3
380564695 | TNB | DISTRIBUTION | KUALA SELANGOR | Existing | RYB | LV FUSE SWITCH |  | CLOSED | IEC MIDDLE CURVE | FUSES | SPARE |  |  |  | 250.000 A |  |  | 3
380564766 | TNB | DISTRIBUTION | KUALA SELANGOR | Existing | RYB | LV FUSE SWITCH |  | CLOSED | IEC MIDDLE CURVE | FUSES | SPARE |  |  |  | 250.000 A |  |  | 3
380564780 | TNB | DISTRIBUTION | KUALA SELANGOR | Existing | RYB | LV FUSE SWITCH |  | CLOSED | IEC MIDDLE CURVE | FUSES | SPARE |  |  |  | 250.000 A |  |  | 3
380564787 | TNB | DISTRIBUTION | KUALA SELANGOR | Existing | RYB | LV FUSE SWITCH |  | CLOSED | IEC MIDDLE CURVE | FUSES | SPARE |  |  |  | 250.000 A |  |  | 3
380564792 | TNB | DISTRIBUTION | KUALA SELANGOR | Existing | RYB | LV FUSE SWITCH |  | CLOSED | IEC MIDDLE CURVE | FUSES | SPARE |  |  |  | 250.000 A |  |  | 3
380564798 | TNB | DISTRIBUTION | KUALA SELANGOR | Existing | RYB | LV FUSE SWITCH |  | CLOSED | IEC MIDDLE CURVE | FUSES | SPARE |  |  |  | 250.000 A |  |  | 3
380564810 | TNB | DISTRIBUTION | KUALA SELANGOR | Existing | RYB | LV FUSE SWITCH |  | CLOSED | IEC MIDDLE CURVE | FUSES | SPARE |  |  |  | 250.000 A |  |  | 3
380564818 | TNB | DISTRIBUTION | KUALA SELANGOR | Existing | RYB | LV FUSE SWITCH |  | CLOSED | IEC MIDDLE CURVE | FUSES | SPARE |  |  |  | 250.000 A |  |  | 3
380564836 | TNB | DISTRIBUTION | KUALA SELANGOR | Existing | RYB | LV FUSE SWITCH |  | CLOSED | IEC MIDDLE CURVE | FUSES | SPARE |  |  |  | 250.000 A |  |  | 3
380564900 | TNB | DISTRIBUTION | KUALA SELANGOR | Existing | RYB | LV FUSE SWITCH |  | CLOSED | IEC MIDDLE CURVE | FUSES | SPARE |  |  |  | 250.000 A |  |  | 3
380564914 | TNB | DISTRIBUTION | KUALA SELANGOR | Existing | RYB | LV FUSE SWITCH |  | CLOSED | IEC MIDDLE CURVE | FUSES | SPARE |  |  |  | 250.000 A |  |  | 3
380564921 | TNB | DISTRIBUTION | KUALA SELANGOR | Existing | RYB | LV FUSE SWITCH |  | CLOSED | IEC MIDDLE CURVE | FUSES | SPARE |  |  |  | 250.000 A |  |  | 3
380564926 | TNB | DISTRIBUTION | KUALA SELANGOR | Existing | RYB | LV FUSE SWITCH |  | CLOSED | IEC MIDDLE CURVE | FUSES | SPARE |  |  |  | 250.000 A |  |  | 3
380564932 | TNB | DISTRIBUTION | KUALA SELANGOR | Existing | RYB | LV FUSE SWITCH |  | CLOSED | IEC MIDDLE CURVE | FUSES | SPARE |  |  |  | 250.000 A |  |  | 3
380564944 | TNB | DISTRIBUTION | KUALA SELANGOR | Existing | RYB | LV FUSE SWITCH |  | CLOSED | IEC MIDDLE CURVE | FUSES | SPARE |  |  |  | 250.000 A |  |  | 3
380564952 | TNB | DISTRIBUTION | KUALA SELANGOR | Existing | RYB | LV FUSE SWITCH |  | CLOSED | IEC MIDDLE CURVE | FUSES | SPARE |  |  |  | 250.000 A |  |  | 3
380564970 | TNB | DISTRIBUTION | KUALA SELANGOR | Existing | RYB | LV FUSE SWITCH |  | CLOSED | IEC MIDDLE CURVE | FUSES | SPARE |  |  |  | 250.000 A |  |  | 3
380564977 | TNB | DISTRIBUTION | KUALA SELANGOR | Existing | RYB | LV FUSE SWITCH |  | CLOSED | IEC MIDDLE CURVE | FUSES | SPARE |  |  |  | 250.000 A |  |  | 3
380564991 | TNB | DISTRIBUTION | KUALA SELANGOR | Existing | RYB | LV FUSE SWITCH |  | CLOSED | IEC MIDDLE CURVE | FUSES | SPARE |  |  |  | 250.000 A |  |  | 3
380564998 | TNB | DISTRIBUTION | KUALA SELANGOR | Existing | RYB | LV FUSE SWITCH |  | CLOSED | IEC MIDDLE CURVE | FUSES | SPARE |  |  |  | 250.000 A |  |  | 3
380565003 | TNB | DISTRIBUTION | KUALA SELANGOR | Existing | RYB | LV FUSE SWITCH |  | CLOSED | IEC MIDDLE CURVE | FUSES | SPARE |  |  |  | 250.000 A |  |  | 3
380565009 | TNB | DISTRIBUTION | KUALA SELANGOR | Existing | RYB | LV FUSE SWITCH |  | CLOSED | IEC MIDDLE CURVE | FUSES | SPARE |  |  |  | 250.000 A |  |  | 3
380565021 | TNB | DISTRIBUTION | KUALA SELANGOR | Existing | RYB | LV FUSE SWITCH |  | CLOSED | IEC MIDDLE CURVE | FUSES | SPARE |  |  |  | 250.000 A |  |  | 3
380565029 | TNB | DISTRIBUTION | KUALA SELANGOR | Existing | RYB | LV FUSE SWITCH |  | CLOSED | IEC MIDDLE CURVE | FUSES | SPARE |  |  |  | 250.000 A |  |  | 3
380565047 | TNB | DISTRIBUTION | KUALA SELANGOR | Existing | RYB | LV FUSE SWITCH |  | CLOSED | IEC MIDDLE CURVE | FUSES | SPARE |  |  |  | 250.000 A |  |  | 3
380565091 | TNB | DISTRIBUTION | KUALA SELANGOR | Existing | RYB | LV FUSE SWITCH |  | CLOSED | IEC MIDDLE CURVE | FUSES | SPARE |  |  |  | 250.000 A |  |  | 3
380565105 | TNB | DISTRIBUTION | KUALA SELANGOR | Existing | RYB | LV FUSE SWITCH |  | CLOSED | IEC MIDDLE CURVE | FUSES | SPARE |  |  |  | 250.000 A |  |  | 3
380565112 | TNB | DISTRIBUTION | KUALA SELANGOR | Existing | RYB | LV FUSE SWITCH |  | CLOSED | IEC MIDDLE CURVE | FUSES | SPARE |  |  |  | 250.000 A |  |  | 3
380565117 | TNB | DISTRIBUTION | KUALA SELANGOR | Existing | RYB | LV FUSE SWITCH |  | CLOSED | IEC MIDDLE CURVE | FUSES | SPARE |  |  |  | 250.000 A |  |  | 3
380565123 | TNB | DISTRIBUTION | KUALA SELANGOR | Existing | RYB | LV FUSE SWITCH |  | CLOSED | IEC MIDDLE CURVE | FUSES | SPARE |  |  |  | 250.000 A |  |  | 3
380565135 | TNB | DISTRIBUTION | KUALA SELANGOR | Existing | RYB | LV FUSE SWITCH |  | CLOSED | IEC MIDDLE CURVE | FUSES | SPARE |  |  |  | 250.000 A |  |  | 3
380565143 | TNB | DISTRIBUTION | KUALA SELANGOR | Existing | RYB | LV FUSE SWITCH |  | CLOSED | IEC MIDDLE CURVE | FUSES | SPARE |  |  |  | 250.000 A |  |  | 3
380565161 | TNB | DISTRIBUTION | KUALA SELANGOR | Existing | RYB | LV FUSE SWITCH |  | CLOSED | IEC MIDDLE CURVE | FUSES | SPARE |  |  |  | 250.000 A |  |  | 3
380565323 | TNB | DISTRIBUTION | KUALA SELANGOR | Existing | RYB | LV FUSE SWITCH |  | CLOSED | IEC MIDDLE CURVE | FUSES | SPARE |  |  |  | 250.000 A |  |  | 3
380565337 | TNB | DISTRIBUTION | KUALA SELANGOR | Existing | RYB | LV FUSE SWITCH |  | CLOSED | IEC MIDDLE CURVE | FUSES | SPARE |  |  |  | 250.000 A |  |  | 3
380565344 | TNB | DISTRIBUTION | KUALA SELANGOR | Existing | RYB | LV FUSE SWITCH |  | CLOSED | IEC MIDDLE CURVE | FUSES | SPARE |  |  |  | 250.000 A |  |  | 3
380565349 | TNB | DISTRIBUTION | KUALA SELANGOR | Existing | RYB | LV FUSE SWITCH |  | CLOSED | IEC MIDDLE CURVE | FUSES | SPARE |  |  |  | 250.000 A |  |  | 3
380565355 | TNB | DISTRIBUTION | KUALA SELANGOR | Existing | RYB | LV FUSE SWITCH |  | CLOSED | IEC MIDDLE CURVE | FUSES | SPARE |  |  |  | 250.000 A |  |  | 3
380565367 | TNB | DISTRIBUTION | KUALA SELANGOR | Existing | RYB | LV FUSE SWITCH |  | CLOSED | IEC MIDDLE CURVE | FUSES | SPARE |  |  |  | 250.000 A |  |  | 3
380565375 | TNB | DISTRIBUTION | KUALA SELANGOR | Existing | RYB | LV FUSE SWITCH |  | CLOSED | IEC MIDDLE CURVE | FUSES | SPARE |  |  |  | 250.000 A |  |  | 3
380565393 | TNB | DISTRIBUTION | KUALA SELANGOR | Existing | RYB | LV FUSE SWITCH |  | CLOSED | IEC MIDDLE CURVE | FUSES | SPARE |  |  |  | 250.000 A |  |  | 3
380565439 | TNB | DISTRIBUTION | KUALA SELANGOR | Existing | RYB | LV FUSE SWITCH |  | CLOSED | IEC MIDDLE CURVE | FUSES | SPARE |  |  |  | 250.000 A |  |  | 3
380565453 | TNB | DISTRIBUTION | KUALA SELANGOR | Existing | RYB | LV FUSE SWITCH |  | CLOSED | IEC MIDDLE CURVE | FUSES | SPARE |  |  |  | 250.000 A |  |  | 3
380565460 | TNB | DISTRIBUTION | KUALA SELANGOR | Existing | RYB | LV FUSE SWITCH |  | CLOSED | IEC MIDDLE CURVE | FUSES | SPARE |  |  |  | 250.000 A |  |  | 3
380565465 | TNB | DISTRIBUTION | KUALA SELANGOR | Existing | RYB | LV FUSE SWITCH |  | CLOSED | IEC MIDDLE CURVE | FUSES | SPARE |  |  |  | 250.000 A |  |  | 3
380565471 | TNB | DISTRIBUTION | KUALA SELANGOR | Existing | RYB | LV FUSE SWITCH |  | CLOSED | IEC MIDDLE CURVE | FUSES | SPARE |  |  |  | 250.000 A |  |  | 3
380565483 | TNB | DISTRIBUTION | KUALA SELANGOR | Existing | RYB | LV FUSE SWITCH |  | CLOSED | IEC MIDDLE CURVE | FUSES | SPARE |  |  |  | 250.000 A |  |  | 3
380565491 | TNB | DISTRIBUTION | KUALA SELANGOR | Existing | RYB | LV FUSE SWITCH |  | CLOSED | IEC MIDDLE CURVE | FUSES | SPARE |  |  |  | 250.000 A |  |  | 3
380565509 | TNB | DISTRIBUTION | KUALA SELANGOR | Existing | RYB | LV FUSE SWITCH |  | CLOSED | IEC MIDDLE CURVE | FUSES | SPARE |  |  |  | 250.000 A |  |  | 3
380565704 | TNB | DISTRIBUTION | KUALA SELANGOR | Existing | RYB | LV FUSE SWITCH |  | CLOSED | IEC MIDDLE CURVE | FUSES | SPARE |  |  |  | 250.000 A |  |  | 3
380565718 | TNB | DISTRIBUTION | KUALA SELANGOR | Existing | RYB | LV FUSE SWITCH |  | CLOSED | IEC MIDDLE CURVE | FUSES | SPARE |  |  |  | 250.000 A |  |  | 3
380565725 | TNB | DISTRIBUTION | KUALA SELANGOR | Existing | RYB | LV FUSE SWITCH |  | CLOSED | IEC MIDDLE CURVE | FUSES | SPARE |  |  |  | 250.000 A |  |  | 3
380565730 | TNB | DISTRIBUTION | KUALA SELANGOR | Existing | RYB | LV FUSE SWITCH |  | CLOSED | IEC MIDDLE CURVE | FUSES | SPARE |  |  |  | 250.000 A |  |  | 3
380565736 | TNB | DISTRIBUTION | KUALA SELANGOR | Existing | RYB | LV FUSE SWITCH |  | CLOSED | IEC MIDDLE CURVE | FUSES | SPARE |  |  |  | 250.000 A |  |  | 3
380565748 | TNB | DISTRIBUTION | KUALA SELANGOR | Existing | RYB | LV FUSE SWITCH |  | CLOSED | IEC MIDDLE CURVE | FUSES | SPARE |  |  |  | 250.000 A |  |  | 3
380565756 | TNB | DISTRIBUTION | KUALA SELANGOR | Existing | RYB | LV FUSE SWITCH |  | CLOSED | IEC MIDDLE CURVE | FUSES | SPARE |  |  |  | 250.000 A |  |  | 3
380565774 | TNB | DISTRIBUTION | KUALA SELANGOR | Existing | RYB | LV FUSE SWITCH |  | CLOSED | IEC MIDDLE CURVE | FUSES | SPARE |  |  |  | 250.000 A |  |  | 3
380565845 | TNB | DISTRIBUTION | KUALA SELANGOR | Existing | RYB | LV FUSE SWITCH |  | CLOSED | IEC MIDDLE CURVE | FUSES | SPARE |  |  |  | 250.000 A |  |  | 3
380565859 | TNB | DISTRIBUTION | KUALA SELANGOR | Existing | RYB | LV FUSE SWITCH |  | CLOSED | IEC MIDDLE CURVE | FUSES | SPARE |  |  |  | 250.000 A |  |  | 3
380565866 | TNB | DISTRIBUTION | KUALA SELANGOR | Existing | RYB | LV FUSE SWITCH |  | CLOSED | IEC MIDDLE CURVE | FUSES | SPARE |  |  |  | 250.000 A |  |  | 3
380565871 | TNB | DISTRIBUTION | KUALA SELANGOR | Existing | RYB | LV FUSE SWITCH |  | CLOSED | IEC MIDDLE CURVE | FUSES | SPARE |  |  |  | 250.000 A |  |  | 3
380565877 | TNB | DISTRIBUTION | KUALA SELANGOR | Existing | RYB | LV FUSE SWITCH |  | CLOSED | IEC MIDDLE CURVE | FUSES | SPARE |  |  |  | 250.000 A |  |  | 3
380565889 | TNB | DISTRIBUTION | KUALA SELANGOR | Existing | RYB | LV FUSE SWITCH |  | CLOSED | IEC MIDDLE CURVE | FUSES | SPARE |  |  |  | 250.000 A |  |  | 3
380565897 | TNB | DISTRIBUTION | KUALA SELANGOR | Existing | RYB | LV FUSE SWITCH |  | CLOSED | IEC MIDDLE CURVE | FUSES | SPARE |  |  |  | 250.000 A |  |  | 3
380565915 | TNB | DISTRIBUTION | KUALA SELANGOR | Existing | RYB | LV FUSE SWITCH |  | CLOSED | IEC MIDDLE CURVE | FUSES | SPARE |  |  |  | 250.000 A |  |  | 3
380565961 | TNB | DISTRIBUTION | KUALA SELANGOR | Existing | RYB | LV FUSE SWITCH |  | CLOSED | IEC MIDDLE CURVE | FUSES | SPARE |  |  |  | 250.000 A |  |  | 3
380565975 | TNB | DISTRIBUTION | KUALA SELANGOR | Existing | RYB | LV FUSE SWITCH |  | CLOSED | IEC MIDDLE CURVE | FUSES | SPARE |  |  |  | 250.000 A |  |  | 3
380565982 | TNB | DISTRIBUTION | KUALA SELANGOR | Existing | RYB | LV FUSE SWITCH |  | CLOSED | IEC MIDDLE CURVE | FUSES | SPARE |  |  |  | 250.000 A |  |  | 3
380565987 | TNB | DISTRIBUTION | KUALA SELANGOR | Existing | RYB | LV FUSE SWITCH |  | CLOSED | IEC MIDDLE CURVE | FUSES | SPARE |  |  |  | 250.000 A |  |  | 3
380565993 | TNB | DISTRIBUTION | KUALA SELANGOR | Existing | RYB | LV FUSE SWITCH |  | CLOSED | IEC MIDDLE CURVE | FUSES | SPARE |  |  |  | 250.000 A |  |  | 3
380566005 | TNB | DISTRIBUTION | KUALA SELANGOR | Existing | RYB | LV FUSE SWITCH |  | CLOSED | IEC MIDDLE CURVE | FUSES | SPARE |  |  |  | 250.000 A |  |  | 3
380566013 | TNB | DISTRIBUTION | KUALA SELANGOR | Existing | RYB | LV FUSE SWITCH |  | CLOSED | IEC MIDDLE CURVE | FUSES | SPARE |  |  |  | 250.000 A |  |  | 3
380566031 | TNB | DISTRIBUTION | KUALA SELANGOR | Existing | RYB | LV FUSE SWITCH |  | CLOSED | IEC MIDDLE CURVE | FUSES | SPARE |  |  |  | 250.000 A |  |  | 3
380566075 | TNB | DISTRIBUTION | KUALA SELANGOR | Existing | RYB | LV FUSE SWITCH |  | CLOSED | IEC MIDDLE CURVE | FUSES | SPARE |  |  |  | 250.000 A |  |  | 3
380566089 | TNB | DISTRIBUTION | KUALA SELANGOR | Existing | RYB | LV FUSE SWITCH |  | CLOSED | IEC MIDDLE CURVE | FUSES | SPARE |  |  |  | 250.000 A |  |  | 3
380566096 | TNB | DISTRIBUTION | KUALA SELANGOR | Existing | RYB | LV FUSE SWITCH |  | CLOSED | IEC MIDDLE CURVE | FUSES | SPARE |  |  |  | 250.000 A |  |  | 3
380566101 | TNB | DISTRIBUTION | KUALA SELANGOR | Existing | RYB | LV FUSE SWITCH |  | CLOSED | IEC MIDDLE CURVE | FUSES | SPARE |  |  |  | 250.000 A |  |  | 3
380566107 | TNB | DISTRIBUTION | KUALA SELANGOR | Existing | RYB | LV FUSE SWITCH |  | CLOSED | IEC MIDDLE CURVE | FUSES | SPARE |  |  |  | 250.000 A |  |  | 3
380566119 | TNB | DISTRIBUTION | KUALA SELANGOR | Existing | RYB | LV FUSE SWITCH |  | CLOSED | IEC MIDDLE CURVE | FUSES | SPARE |  |  |  | 250.000 A |  |  | 3
380566127 | TNB | DISTRIBUTION | KUALA SELANGOR | Existing | RYB | LV FUSE SWITCH |  | CLOSED | IEC MIDDLE CURVE | FUSES | SPARE |  |  |  | 250.000 A |  |  | 3
380566145 | TNB | DISTRIBUTION | KUALA SELANGOR | Existing | RYB | LV FUSE SWITCH |  | CLOSED | IEC MIDDLE CURVE | FUSES | SPARE |  |  |  | 250.000 A |  |  | 3
380566191 | TNB | DISTRIBUTION | KUALA SELANGOR | Existing | RYB | LV FUSE SWITCH |  | CLOSED | IEC MIDDLE CURVE | FUSES | SPARE |  |  |  | 250.000 A |  |  | 3
380566205 | TNB | DISTRIBUTION | KUALA SELANGOR | Existing | RYB | LV FUSE SWITCH |  | CLOSED | IEC MIDDLE CURVE | FUSES | SPARE |  |  |  | 250.000 A |  |  | 3
380566212 | TNB | DISTRIBUTION | KUALA SELANGOR | Existing | RYB | LV FUSE SWITCH |  | CLOSED | IEC MIDDLE CURVE | FUSES | SPARE |  |  |  | 250.000 A |  |  | 3
380566217 | TNB | DISTRIBUTION | KUALA SELANGOR | Existing | RYB | LV FUSE SWITCH |  | CLOSED | IEC MIDDLE CURVE | FUSES | SPARE |  |  |  | 250.000 A |  |  | 3
380566223 | TNB | DISTRIBUTION | KUALA SELANGOR | Existing | RYB | LV FUSE SWITCH |  | CLOSED | IEC MIDDLE CURVE | FUSES | SPARE |  |  |  | 250.000 A |  |  | 3
380566235 | TNB | DISTRIBUTION | KUALA SELANGOR | Existing | RYB | LV FUSE SWITCH |  | CLOSED | IEC MIDDLE CURVE | FUSES | SPARE |  |  |  | 250.000 A |  |  | 3
380566243 | TNB | DISTRIBUTION | KUALA SELANGOR | Existing | RYB | LV FUSE SWITCH |  | CLOSED | IEC MIDDLE CURVE | FUSES | SPARE |  |  |  | 250.000 A |  |  | 3
380566261 | TNB | DISTRIBUTION | KUALA SELANGOR | Existing | RYB | LV FUSE SWITCH |  | CLOSED | IEC MIDDLE CURVE | FUSES | SPARE |  |  |  | 250.000 A |  |  | 3
380566316 | TNB | DISTRIBUTION | KUALA SELANGOR | Existing | RYB | LV FUSE SWITCH |  | CLOSED | IEC MIDDLE CURVE | FUSES | SPARE |  |  |  | 250.000 A |  |  | 3
380566330 | TNB | DISTRIBUTION | KUALA SELANGOR | Existing | RYB | LV FUSE SWITCH |  | CLOSED | IEC MIDDLE CURVE | FUSES | SPARE |  |  |  | 250.000 A |  |  | 3
380566337 | TNB | DISTRIBUTION | KUALA SELANGOR | Existing | RYB | LV FUSE SWITCH |  | CLOSED | IEC MIDDLE CURVE | FUSES | SPARE |  |  |  | 250.000 A |  |  | 3
380566342 | TNB | DISTRIBUTION | KUALA SELANGOR | Existing | RYB | LV FUSE SWITCH |  | CLOSED | IEC MIDDLE CURVE | FUSES | SPARE |  |  |  | 250.000 A |  |  | 3
380566348 | TNB | DISTRIBUTION | KUALA SELANGOR | Existing | RYB | LV FUSE SWITCH |  | CLOSED | IEC MIDDLE CURVE | FUSES | SPARE |  |  |  | 250.000 A |  |  | 3
380566360 | TNB | DISTRIBUTION | KUALA SELANGOR | Existing | RYB | LV FUSE SWITCH |  | CLOSED | IEC MIDDLE CURVE | FUSES | SPARE |  |  |  | 250.000 A |  |  | 3
380566368 | TNB | DISTRIBUTION | KUALA SELANGOR | Existing | RYB | LV FUSE SWITCH |  | CLOSED | IEC MIDDLE CURVE | FUSES | SPARE |  |  |  | 250.000 A |  |  | 3
380566386 | TNB | DISTRIBUTION | KUALA SELANGOR | Existing | RYB | LV FUSE SWITCH |  | CLOSED | IEC MIDDLE CURVE | FUSES | SPARE |  |  |  | 250.000 A |  |  | 3
380566432 | TNB | DISTRIBUTION | KUALA SELANGOR | Existing | RYB | LV FUSE SWITCH |  | CLOSED | IEC MIDDLE CURVE | FUSES | SPARE |  |  |  | 250.000 A |  |  | 3
380566446 | TNB | DISTRIBUTION | KUALA SELANGOR | Existing | RYB | LV FUSE SWITCH |  | CLOSED | IEC MIDDLE CURVE | FUSES | SPARE |  |  |  | 250.000 A |  |  | 3
380566453 | TNB | DISTRIBUTION | KUALA SELANGOR | Existing | RYB | LV FUSE SWITCH |  | CLOSED | IEC MIDDLE CURVE | FUSES | SPARE |  |  |  | 250.000 A |  |  | 3
380566458 | TNB | DISTRIBUTION | KUALA SELANGOR | Existing | RYB | LV FUSE SWITCH |  | CLOSED | IEC MIDDLE CURVE | FUSES | SPARE |  |  |  | 250.000 A |  |  | 3
380566464 | TNB | DISTRIBUTION | KUALA SELANGOR | Existing | RYB | LV FUSE SWITCH |  | CLOSED | IEC MIDDLE CURVE | FUSES | SPARE |  |  |  | 250.000 A |  |  | 3
380566476 | TNB | DISTRIBUTION | KUALA SELANGOR | Existing | RYB | LV FUSE SWITCH |  | CLOSED | IEC MIDDLE CURVE | FUSES | SPARE |  |  |  | 250.000 A |  |  | 3
380566484 | TNB | DISTRIBUTION | KUALA SELANGOR | Existing | RYB | LV FUSE SWITCH |  | CLOSED | IEC MIDDLE CURVE | FUSES | SPARE |  |  |  | 250.000 A |  |  | 3
380566502 | TNB | DISTRIBUTION | KUALA SELANGOR | Existing | RYB | LV FUSE SWITCH |  | CLOSED | IEC MIDDLE CURVE | FUSES | SPARE |  |  |  | 250.000 A |  |  | 3
380566548 | TNB | DISTRIBUTION | KUALA SELANGOR | Existing | RYB | LV FUSE SWITCH |  | CLOSED | IEC MIDDLE CURVE | FUSES | SPARE |  |  |  | 250.000 A |  |  | 3
380566562 | TNB | DISTRIBUTION | KUALA SELANGOR | Existing | RYB | LV FUSE SWITCH |  | CLOSED | IEC MIDDLE CURVE | FUSES | SPARE |  |  |  | 250.000 A |  |  | 3
380566569 | TNB | DISTRIBUTION | KUALA SELANGOR | Existing | RYB | LV FUSE SWITCH |  | CLOSED | IEC MIDDLE CURVE | FUSES | SPARE |  |  |  | 250.000 A |  |  | 3
380566574 | TNB | DISTRIBUTION | KUALA SELANGOR | Existing | RYB | LV FUSE SWITCH |  | CLOSED | IEC MIDDLE CURVE | FUSES | SPARE |  |  |  | 250.000 A |  |  | 3
380566580 | TNB | DISTRIBUTION | KUALA SELANGOR | Existing | RYB | LV FUSE SWITCH |  | CLOSED | IEC MIDDLE CURVE | FUSES | SPARE |  |  |  | 250.000 A |  |  | 3
380566592 | TNB | DISTRIBUTION | KUALA SELANGOR | Existing | RYB | LV FUSE SWITCH |  | CLOSED | IEC MIDDLE CURVE | FUSES | SPARE |  |  |  | 250.000 A |  |  | 3
380566600 | TNB | DISTRIBUTION | KUALA SELANGOR | Existing | RYB | LV FUSE SWITCH |  | CLOSED | IEC MIDDLE CURVE | FUSES | SPARE |  |  |  | 250.000 A |  |  | 3
380566618 | TNB | DISTRIBUTION | KUALA SELANGOR | Existing | RYB | LV FUSE SWITCH |  | CLOSED | IEC MIDDLE CURVE | FUSES | SPARE |  |  |  | 250.000 A |  |  | 3
380566671 | TNB | DISTRIBUTION | KUALA SELANGOR | Existing | RYB | LV FUSE SWITCH |  | CLOSED | IEC MIDDLE CURVE | FUSES | SPARE |  |  |  | 250.000 A |  |  | 3
380566685 | TNB | DISTRIBUTION | KUALA SELANGOR | Existing | RYB | LV FUSE SWITCH |  | CLOSED | IEC MIDDLE CURVE | FUSES | SPARE |  |  |  | 250.000 A |  |  | 3
380566692 | TNB | DISTRIBUTION | KUALA SELANGOR | Existing | RYB | LV FUSE SWITCH |  | CLOSED | IEC MIDDLE CURVE | FUSES | SPARE |  |  |  | 250.000 A |  |  | 3
380566697 | TNB | DISTRIBUTION | KUALA SELANGOR | Existing | RYB | LV FUSE SWITCH |  | CLOSED | IEC MIDDLE CURVE | FUSES | SPARE |  |  |  | 250.000 A |  |  | 3
380566703 | TNB | DISTRIBUTION | KUALA SELANGOR | Existing | RYB | LV FUSE SWITCH |  | CLOSED | IEC MIDDLE CURVE | FUSES | SPARE |  |  |  | 250.000 A |  |  | 3
380566715 | TNB | DISTRIBUTION | KUALA SELANGOR | Existing | RYB | LV FUSE SWITCH |  | CLOSED | IEC MIDDLE CURVE | FUSES | SPARE |  |  |  | 250.000 A |  |  | 3
380566723 | TNB | DISTRIBUTION | KUALA SELANGOR | Existing | RYB | LV FUSE SWITCH |  | CLOSED | IEC MIDDLE CURVE | FUSES | SPARE |  |  |  | 250.000 A |  |  | 3
380566741 | TNB | DISTRIBUTION | KUALA SELANGOR | Existing | RYB | LV FUSE SWITCH |  | CLOSED | IEC MIDDLE CURVE | FUSES | SPARE |  |  |  | 250.000 A |  |  | 3
380566787 | TNB | DISTRIBUTION | KUALA SELANGOR | Existing | RYB | LV FUSE SWITCH |  | CLOSED | IEC MIDDLE CURVE | FUSES | SPARE |  |  |  | 250.000 A |  |  | 3
380566801 | TNB | DISTRIBUTION | KUALA SELANGOR | Existing | RYB | LV FUSE SWITCH |  | CLOSED | IEC MIDDLE CURVE | FUSES | SPARE |  |  |  | 250.000 A |  |  | 3
380566808 | TNB | DISTRIBUTION | KUALA SELANGOR | Existing | RYB | LV FUSE SWITCH |  | CLOSED | IEC MIDDLE CURVE | FUSES | SPARE |  |  |  | 250.000 A |  |  | 3
380566813 | TNB | DISTRIBUTION | KUALA SELANGOR | Existing | RYB | LV FUSE SWITCH |  | CLOSED | IEC MIDDLE CURVE | FUSES | SPARE |  |  |  | 250.000 A |  |  | 3
380566819 | TNB | DISTRIBUTION | KUALA SELANGOR | Existing | RYB | LV FUSE SWITCH |  | CLOSED | IEC MIDDLE CURVE | FUSES | SPARE |  |  |  | 250.000 A |  |  | 3
380566831 | TNB | DISTRIBUTION | KUALA SELANGOR | Existing | RYB | LV FUSE SWITCH |  | CLOSED | IEC MIDDLE CURVE | FUSES | SPARE |  |  |  | 250.000 A |  |  | 3
380566839 | TNB | DISTRIBUTION | KUALA SELANGOR | Existing | RYB | LV FUSE SWITCH |  | CLOSED | IEC MIDDLE CURVE | FUSES | SPARE |  |  |  | 250.000 A |  |  | 3
380566857 | TNB | DISTRIBUTION | KUALA SELANGOR | Existing | RYB | LV FUSE SWITCH |  | CLOSED | IEC MIDDLE CURVE | FUSES | SPARE |  |  |  | 250.000 A |  |  | 3
380566903 | TNB | DISTRIBUTION | KUALA SELANGOR | Existing | RYB | LV FUSE SWITCH |  | CLOSED | IEC MIDDLE CURVE | FUSES | SPARE |  |  |  | 250.000 A |  |  | 3
380566917 | TNB | DISTRIBUTION | KUALA SELANGOR | Existing | RYB | LV FUSE SWITCH |  | CLOSED | IEC MIDDLE CURVE | FUSES | SPARE |  |  |  | 250.000 A |  |  | 3
380566924 | TNB | DISTRIBUTION | KUALA SELANGOR | Existing | RYB | LV FUSE SWITCH |  | CLOSED | IEC MIDDLE CURVE | FUSES | SPARE |  |  |  | 250.000 A |  |  | 3
380566929 | TNB | DISTRIBUTION | KUALA SELANGOR | Existing | RYB | LV FUSE SWITCH |  | CLOSED | IEC MIDDLE CURVE | FUSES | SPARE |  |  |  | 250.000 A |  |  | 3
380566935 | TNB | DISTRIBUTION | KUALA SELANGOR | Existing | RYB | LV FUSE SWITCH |  | CLOSED | IEC MIDDLE CURVE | FUSES | SPARE |  |  |  | 250.000 A |  |  | 3
380566947 | TNB | DISTRIBUTION | KUALA SELANGOR | Existing | RYB | LV FUSE SWITCH |  | CLOSED | IEC MIDDLE CURVE | FUSES | SPARE |  |  |  | 250.000 A |  |  | 3
380566955 | TNB | DISTRIBUTION | KUALA SELANGOR | Existing | RYB | LV FUSE SWITCH |  | CLOSED | IEC MIDDLE CURVE | FUSES | SPARE |  |  |  | 250.000 A |  |  | 3
380566973 | TNB | DISTRIBUTION | KUALA SELANGOR | Existing | RYB | LV FUSE SWITCH |  | CLOSED | IEC MIDDLE CURVE | FUSES | SPARE |  |  |  | 250.000 A |  |  | 3
380567293 | TNB | DISTRIBUTION | KUALA SELANGOR | Existing | RYB | LV FUSE SWITCH |  | CLOSED | IEC MIDDLE CURVE | FUSES | SPARE |  |  |  | 250.000 A |  |  | 3
380567307 | TNB | DISTRIBUTION | KUALA SELANGOR | Existing | RYB | LV FUSE SWITCH |  | CLOSED | IEC MIDDLE CURVE | FUSES | SPARE |  |  |  | 250.000 A |  |  | 3
380567314 | TNB | DISTRIBUTION | KUALA SELANGOR | Existing | RYB | LV FUSE SWITCH |  | CLOSED | IEC MIDDLE CURVE | FUSES | SPARE |  |  |  | 250.000 A |  |  | 3
380567319 | TNB | DISTRIBUTION | KUALA SELANGOR | Existing | RYB | LV FUSE SWITCH |  | CLOSED | IEC MIDDLE CURVE | FUSES | SPARE |  |  |  | 250.000 A |  |  | 3
380567325 | TNB | DISTRIBUTION | KUALA SELANGOR | Existing | RYB | LV FUSE SWITCH |  | CLOSED | IEC MIDDLE CURVE | FUSES | SPARE |  |  |  | 250.000 A |  |  | 3
380567337 | TNB | DISTRIBUTION | KUALA SELANGOR | Existing | RYB | LV FUSE SWITCH |  | CLOSED | IEC MIDDLE CURVE | FUSES | SPARE |  |  |  | 250.000 A |  |  | 3
380567345 | TNB | DISTRIBUTION | KUALA SELANGOR | Existing | RYB | LV FUSE SWITCH |  | CLOSED | IEC MIDDLE CURVE | FUSES | SPARE |  |  |  | 250.000 A |  |  | 3
380567363 | TNB | DISTRIBUTION | KUALA SELANGOR | Existing | RYB | LV FUSE SWITCH |  | CLOSED | IEC MIDDLE CURVE | FUSES | SPARE |  |  |  | 250.000 A |  |  | 3
380567370 | TNB | DISTRIBUTION | KUALA SELANGOR | Existing | RYB | LV FUSE SWITCH |  | CLOSED | IEC MIDDLE CURVE | FUSES | SPARE |  |  |  | 250.000 A |  |  | 3
380567384 | TNB | DISTRIBUTION | KUALA SELANGOR | Existing | RYB | LV FUSE SWITCH |  | CLOSED | IEC MIDDLE CURVE | FUSES | SPARE |  |  |  | 250.000 A |  |  | 3
380567391 | TNB | DISTRIBUTION | KUALA SELANGOR | Existing | RYB | LV FUSE SWITCH |  | CLOSED | IEC MIDDLE CURVE | FUSES | SPARE |  |  |  | 250.000 A |  |  | 3
380567396 | TNB | DISTRIBUTION | KUALA SELANGOR | Existing | RYB | LV FUSE SWITCH |  | CLOSED | IEC MIDDLE CURVE | FUSES | SPARE |  |  |  | 250.000 A |  |  | 3
380567402 | TNB | DISTRIBUTION | KUALA SELANGOR | Existing | RYB | LV FUSE SWITCH |  | CLOSED | IEC MIDDLE CURVE | FUSES | SPARE |  |  |  | 250.000 A |  |  | 3
380567414 | TNB | DISTRIBUTION | KUALA SELANGOR | Existing | RYB | LV FUSE SWITCH |  | CLOSED | IEC MIDDLE CURVE | FUSES | SPARE |  |  |  | 250.000 A |  |  | 3
380567422 | TNB | DISTRIBUTION | KUALA SELANGOR | Existing | RYB | LV FUSE SWITCH |  | CLOSED | IEC MIDDLE CURVE | FUSES | SPARE |  |  |  | 250.000 A |  |  | 3
380567440 | TNB | DISTRIBUTION | KUALA SELANGOR | Existing | RYB | LV FUSE SWITCH |  | CLOSED | IEC MIDDLE CURVE | FUSES | SPARE |  |  |  | 250.000 A |  |  | 3
380567525 | TNB | DISTRIBUTION | KUALA SELANGOR | Existing | RYB | LV FUSE SWITCH |  | CLOSED | IEC MIDDLE CURVE | FUSES | SPARE |  |  |  | 250.000 A |  |  | 3
380567539 | TNB | DISTRIBUTION | KUALA SELANGOR | Existing | RYB | LV FUSE SWITCH |  | CLOSED | IEC MIDDLE CURVE | FUSES | SPARE |  |  |  | 250.000 A |  |  | 3
380567546 | TNB | DISTRIBUTION | KUALA SELANGOR | Existing | RYB | LV FUSE SWITCH |  | CLOSED | IEC MIDDLE CURVE | FUSES | SPARE |  |  |  | 250.000 A |  |  | 3
380567551 | TNB | DISTRIBUTION | KUALA SELANGOR | Existing | RYB | LV FUSE SWITCH |  | CLOSED | IEC MIDDLE CURVE | FUSES | SPARE |  |  |  | 250.000 A |  |  | 3
380567557 | TNB | DISTRIBUTION | KUALA SELANGOR | Existing | RYB | LV FUSE SWITCH |  | CLOSED | IEC MIDDLE CURVE | FUSES | SPARE |  |  |  | 250.000 A |  |  | 3
380567569 | TNB | DISTRIBUTION | KUALA SELANGOR | Existing | RYB | LV FUSE SWITCH |  | CLOSED | IEC MIDDLE CURVE | FUSES | SPARE |  |  |  | 250.000 A |  |  | 3
380567577 | TNB | DISTRIBUTION | KUALA SELANGOR | Existing | RYB | LV FUSE SWITCH |  | CLOSED | IEC MIDDLE CURVE | FUSES | SPARE |  |  |  | 250.000 A |  |  | 3
380567595 | TNB | DISTRIBUTION | KUALA SELANGOR | Existing | RYB | LV FUSE SWITCH |  | CLOSED | IEC MIDDLE CURVE | FUSES | SPARE |  |  |  | 250.000 A |  |  | 3
380567602 | TNB | DISTRIBUTION | KUALA SELANGOR | Existing | RYB | LV FUSE SWITCH |  | CLOSED | IEC MIDDLE CURVE | FUSES | SPARE |  |  |  | 250.000 A |  |  | 3
380567616 | TNB | DISTRIBUTION | KUALA SELANGOR | Existing | RYB | LV FUSE SWITCH |  | CLOSED | IEC MIDDLE CURVE | FUSES | SPARE |  |  |  | 250.000 A |  |  | 3
380567623 | TNB | DISTRIBUTION | KUALA SELANGOR | Existing | RYB | LV FUSE SWITCH |  | CLOSED | IEC MIDDLE CURVE | FUSES | SPARE |  |  |  | 250.000 A |  |  | 3
380567628 | TNB | DISTRIBUTION | KUALA SELANGOR | Existing | RYB | LV FUSE SWITCH |  | CLOSED | IEC MIDDLE CURVE | FUSES | SPARE |  |  |  | 250.000 A |  |  | 3
380567634 | TNB | DISTRIBUTION | KUALA SELANGOR | Existing | RYB | LV FUSE SWITCH |  | CLOSED | IEC MIDDLE CURVE | FUSES | SPARE |  |  |  | 250.000 A |  |  | 3
380567646 | TNB | DISTRIBUTION | KUALA SELANGOR | Existing | RYB | LV FUSE SWITCH |  | CLOSED | IEC MIDDLE CURVE | FUSES | SPARE |  |  |  | 250.000 A |  |  | 3
380567654 | TNB | DISTRIBUTION | KUALA SELANGOR | Existing | RYB | LV FUSE SWITCH |  | CLOSED | IEC MIDDLE CURVE | FUSES | SPARE |  |  |  | 250.000 A |  |  | 3
380567672 | TNB | DISTRIBUTION | KUALA SELANGOR | Existing | RYB | LV FUSE SWITCH |  | CLOSED | IEC MIDDLE CURVE | FUSES | SPARE |  |  |  | 250.000 A |  |  | 3
380585863 | TNB | DISTRIBUTION | KUALA SELANGOR | Existing | RYB | LV FUSE SWITCH |  | CLOSED | IEC MIDDLE CURVE | FUSES | SPARE |  |  |  | 250.000 A |  |  | 3
380585867 | TNB | DISTRIBUTION | KUALA SELANGOR | Existing | RYB | LV FUSE SWITCH |  | CLOSED | IEC MIDDLE CURVE | FUSES | SPARE |  |  |  | 250.000 A |  |  | 3
380585882 | TNB | DISTRIBUTION | KUALA SELANGOR | Existing | RYB | LV FUSE SWITCH |  | CLOSED | IEC MIDDLE CURVE | FUSES | SPARE |  |  |  | 250.000 A |  |  | 3
380585894 | TNB | DISTRIBUTION | KUALA SELANGOR | Existing | RYB | LV FUSE SWITCH |  | CLOSED | IEC MIDDLE CURVE | FUSES | SPARE |  |  |  | 250.000 A |  |  | 3
380585901 | TNB | DISTRIBUTION | KUALA SELANGOR | Existing | RYB | LV FUSE SWITCH |  | CLOSED | IEC MIDDLE CURVE | FUSES | SPARE |  |  |  | 250.000 A |  |  | 3
380585910 | TNB | DISTRIBUTION | KUALA SELANGOR | Existing | RYB | LV FUSE SWITCH |  | CLOSED | IEC MIDDLE CURVE | FUSES | SPARE |  |  |  | 250.000 A |  |  | 3
380585920 | TNB | DISTRIBUTION | KUALA SELANGOR | Existing | RYB | LV FUSE SWITCH |  | CLOSED | IEC MIDDLE CURVE | FUSES | SPARE |  |  |  | 250.000 A |  |  | 3
380585927 | TNB | DISTRIBUTION | KUALA SELANGOR | Existing | RYB | LV FUSE SWITCH |  | CLOSED | IEC MIDDLE CURVE | FUSES | SPARE |  |  |  | 250.000 A |  |  | 3
380585977 | TNB | DISTRIBUTION | KUALA SELANGOR | Existing | RYB | LV FUSE SWITCH |  | CLOSED | IEC MIDDLE CURVE | FUSES | SPARE |  |  |  | 250.000 A |  |  | 3
380585981 | TNB | DISTRIBUTION | KUALA SELANGOR | Existing | RYB | LV FUSE SWITCH |  | CLOSED | IEC MIDDLE CURVE | FUSES | SPARE |  |  |  | 250.000 A |  |  | 3
380585996 | TNB | DISTRIBUTION | KUALA SELANGOR | Existing | RYB | LV FUSE SWITCH |  | CLOSED | IEC MIDDLE CURVE | FUSES | SPARE |  |  |  | 250.000 A |  |  | 3
380586008 | TNB | DISTRIBUTION | KUALA SELANGOR | Existing | RYB | LV FUSE SWITCH |  | CLOSED | IEC MIDDLE CURVE | FUSES | SPARE |  |  |  | 250.000 A |  |  | 3
380586015 | TNB | DISTRIBUTION | KUALA SELANGOR | Existing | RYB | LV FUSE SWITCH |  | CLOSED | IEC MIDDLE CURVE | FUSES | SPARE |  |  |  | 250.000 A |  |  | 3
380586024 | TNB | DISTRIBUTION | KUALA SELANGOR | Existing | RYB | LV FUSE SWITCH |  | CLOSED | IEC MIDDLE CURVE | FUSES | SPARE |  |  |  | 250.000 A |  |  | 3
380586034 | TNB | DISTRIBUTION | KUALA SELANGOR | Existing | RYB | LV FUSE SWITCH |  | CLOSED | IEC MIDDLE CURVE | FUSES | SPARE |  |  |  | 250.000 A |  |  | 3
380586041 | TNB | DISTRIBUTION | KUALA SELANGOR | Existing | RYB | LV FUSE SWITCH |  | CLOSED | IEC MIDDLE CURVE | FUSES | SPARE |  |  |  | 250.000 A |  |  | 3
380586113 | TNB | DISTRIBUTION | KUALA SELANGOR | Existing | RYB | LV FUSE SWITCH |  | CLOSED | IEC MIDDLE CURVE | FUSES | SPARE |  |  |  | 250.000 A |  |  | 3
380586117 | TNB | DISTRIBUTION | KUALA SELANGOR | Existing | RYB | LV FUSE SWITCH |  | CLOSED | IEC MIDDLE CURVE | FUSES | SPARE |  |  |  | 250.000 A |  |  | 3
380586132 | TNB | DISTRIBUTION | KUALA SELANGOR | Existing | RYB | LV FUSE SWITCH |  | CLOSED | IEC MIDDLE CURVE | FUSES | SPARE |  |  |  | 250.000 A |  |  | 3
380586144 | TNB | DISTRIBUTION | KUALA SELANGOR | Existing | RYB | LV FUSE SWITCH |  | CLOSED | IEC MIDDLE CURVE | FUSES | SPARE |  |  |  | 250.000 A |  |  | 3
380586151 | TNB | DISTRIBUTION | KUALA SELANGOR | Existing | RYB | LV FUSE SWITCH |  | CLOSED | IEC MIDDLE CURVE | FUSES | SPARE |  |  |  | 250.000 A |  |  | 3
380586160 | TNB | DISTRIBUTION | KUALA SELANGOR | Existing | RYB | LV FUSE SWITCH |  | CLOSED | IEC MIDDLE CURVE | FUSES | SPARE |  |  |  | 250.000 A |  |  | 3
380586170 | TNB | DISTRIBUTION | KUALA SELANGOR | Existing | RYB | LV FUSE SWITCH |  | CLOSED | IEC MIDDLE CURVE | FUSES | SPARE |  |  |  | 250.000 A |  |  | 3
380586177 | TNB | DISTRIBUTION | KUALA SELANGOR | Existing | RYB | LV FUSE SWITCH |  | CLOSED | IEC MIDDLE CURVE | FUSES | SPARE |  |  |  | 250.000 A |  |  | 3
380586190 | TNB | DISTRIBUTION | KUALA SELANGOR | Existing | RYB | LV FUSE SWITCH |  | CLOSED | IEC MIDDLE CURVE | FUSES | SPARE |  |  |  | 250.000 A |  |  | 3
380586194 | TNB | DISTRIBUTION | KUALA SELANGOR | Existing | RYB | LV FUSE SWITCH |  | CLOSED | IEC MIDDLE CURVE | FUSES | SPARE |  |  |  | 250.000 A |  |  | 3
380586209 | TNB | DISTRIBUTION | KUALA SELANGOR | Existing | RYB | LV FUSE SWITCH |  | CLOSED | IEC MIDDLE CURVE | FUSES | SPARE |  |  |  | 250.000 A |  |  | 3
380586221 | TNB | DISTRIBUTION | KUALA SELANGOR | Existing | RYB | LV FUSE SWITCH |  | CLOSED | IEC MIDDLE CURVE | FUSES | SPARE |  |  |  | 250.000 A |  |  | 3
380586228 | TNB | DISTRIBUTION | KUALA SELANGOR | Existing | RYB | LV FUSE SWITCH |  | CLOSED | IEC MIDDLE CURVE | FUSES | SPARE |  |  |  | 250.000 A |  |  | 3
380586237 | TNB | DISTRIBUTION | KUALA SELANGOR | Existing | RYB | LV FUSE SWITCH |  | CLOSED | IEC MIDDLE CURVE | FUSES | SPARE |  |  |  | 250.000 A |  |  | 3
380586247 | TNB | DISTRIBUTION | KUALA SELANGOR | Existing | RYB | LV FUSE SWITCH |  | CLOSED | IEC MIDDLE CURVE | FUSES | SPARE |  |  |  | 250.000 A |  |  | 3
380586254 | TNB | DISTRIBUTION | KUALA SELANGOR | Existing | RYB | LV FUSE SWITCH |  | CLOSED | IEC MIDDLE CURVE | FUSES | SPARE |  |  |  | 250.000 A |  |  | 3
380586307 | TNB | DISTRIBUTION | KUALA SELANGOR | Existing | RYB | LV FUSE SWITCH |  | CLOSED | IEC MIDDLE CURVE | FUSES | SPARE |  |  |  | 250.000 A |  |  | 3
380586311 | TNB | DISTRIBUTION | KUALA SELANGOR | Existing | RYB | LV FUSE SWITCH |  | CLOSED | IEC MIDDLE CURVE | FUSES | SPARE |  |  |  | 250.000 A |  |  | 3
380586326 | TNB | DISTRIBUTION | KUALA SELANGOR | Existing | RYB | LV FUSE SWITCH |  | CLOSED | IEC MIDDLE CURVE | FUSES | SPARE |  |  |  | 250.000 A |  |  | 3
380586338 | TNB | DISTRIBUTION | KUALA SELANGOR | Existing | RYB | LV FUSE SWITCH |  | CLOSED | IEC MIDDLE CURVE | FUSES | SPARE |  |  |  | 250.000 A |  |  | 3
380586345 | TNB | DISTRIBUTION | KUALA SELANGOR | Existing | RYB | LV FUSE SWITCH |  | CLOSED | IEC MIDDLE CURVE | FUSES | SPARE |  |  |  | 250.000 A |  |  | 3
380586354 | TNB | DISTRIBUTION | KUALA SELANGOR | Existing | RYB | LV FUSE SWITCH |  | CLOSED | IEC MIDDLE CURVE | FUSES | SPARE |  |  |  | 250.000 A |  |  | 3
380586364 | TNB | DISTRIBUTION | KUALA SELANGOR | Existing | RYB | LV FUSE SWITCH |  | CLOSED | IEC MIDDLE CURVE | FUSES | SPARE |  |  |  | 250.000 A |  |  | 3
380586371 | TNB | DISTRIBUTION | KUALA SELANGOR | Existing | RYB | LV FUSE SWITCH |  | CLOSED | IEC MIDDLE CURVE | FUSES | SPARE |  |  |  | 250.000 A |  |  | 3
380586431 | TNB | DISTRIBUTION | KUALA SELANGOR | Existing | RYB | LV FUSE SWITCH |  | CLOSED | IEC MIDDLE CURVE | FUSES | SPARE |  |  |  | 250.000 A |  |  | 3
380586435 | TNB | DISTRIBUTION | KUALA SELANGOR | Existing | RYB | LV FUSE SWITCH |  | CLOSED | IEC MIDDLE CURVE | FUSES | SPARE |  |  |  | 250.000 A |  |  | 3
380586450 | TNB | DISTRIBUTION | KUALA SELANGOR | Existing | RYB | LV FUSE SWITCH |  | CLOSED | IEC MIDDLE CURVE | FUSES | SPARE |  |  |  | 250.000 A |  |  | 3
380586462 | TNB | DISTRIBUTION | KUALA SELANGOR | Existing | RYB | LV FUSE SWITCH |  | CLOSED | IEC MIDDLE CURVE | FUSES | SPARE |  |  |  | 250.000 A |  |  | 3
380586469 | TNB | DISTRIBUTION | KUALA SELANGOR | Existing | RYB | LV FUSE SWITCH |  | CLOSED | IEC MIDDLE CURVE | FUSES | SPARE |  |  |  | 250.000 A |  |  | 3
380586478 | TNB | DISTRIBUTION | KUALA SELANGOR | Existing | RYB | LV FUSE SWITCH |  | CLOSED | IEC MIDDLE CURVE | FUSES | SPARE |  |  |  | 250.000 A |  |  | 3
380586488 | TNB | DISTRIBUTION | KUALA SELANGOR | Existing | RYB | LV FUSE SWITCH |  | CLOSED | IEC MIDDLE CURVE | FUSES | SPARE |  |  |  | 250.000 A |  |  | 3
380586495 | TNB | DISTRIBUTION | KUALA SELANGOR | Existing | RYB | LV FUSE SWITCH |  | CLOSED | IEC MIDDLE CURVE | FUSES | SPARE |  |  |  | 250.000 A |  |  | 3
380586668 | TNB | DISTRIBUTION | KUALA SELANGOR | Existing | RYB | LV FUSE SWITCH |  | CLOSED | IEC MIDDLE CURVE | FUSES | SPARE |  |  |  | 250.000 A |  |  | 3
380586672 | TNB | DISTRIBUTION | KUALA SELANGOR | Existing | RYB | LV FUSE SWITCH |  | CLOSED | IEC MIDDLE CURVE | FUSES | SPARE |  |  |  | 250.000 A |  |  | 3
380586687 | TNB | DISTRIBUTION | KUALA SELANGOR | Existing | RYB | LV FUSE SWITCH |  | CLOSED | IEC MIDDLE CURVE | FUSES | SPARE |  |  |  | 250.000 A |  |  | 3
380586699 | TNB | DISTRIBUTION | KUALA SELANGOR | Existing | RYB | LV FUSE SWITCH |  | CLOSED | IEC MIDDLE CURVE | FUSES | SPARE |  |  |  | 250.000 A |  |  | 3
380586706 | TNB | DISTRIBUTION | KUALA SELANGOR | Existing | RYB | LV FUSE SWITCH |  | CLOSED | IEC MIDDLE CURVE | FUSES | SPARE |  |  |  | 250.000 A |  |  | 3
380586715 | TNB | DISTRIBUTION | KUALA SELANGOR | Existing | RYB | LV FUSE SWITCH |  | CLOSED | IEC MIDDLE CURVE | FUSES | SPARE |  |  |  | 250.000 A |  |  | 3
380586725 | TNB | DISTRIBUTION | KUALA SELANGOR | Existing | RYB | LV FUSE SWITCH |  | CLOSED | IEC MIDDLE CURVE | FUSES | SPARE |  |  |  | 250.000 A |  |  | 3
380586732 | TNB | DISTRIBUTION | KUALA SELANGOR | Existing | RYB | LV FUSE SWITCH |  | CLOSED | IEC MIDDLE CURVE | FUSES | SPARE |  |  |  | 250.000 A |  |  | 3
380586788 | TNB | DISTRIBUTION | KUALA SELANGOR | Existing | RYB | LV FUSE SWITCH |  | CLOSED | IEC MIDDLE CURVE | FUSES | SPARE |  |  |  | 250.000 A |  |  | 3
380586792 | TNB | DISTRIBUTION | KUALA SELANGOR | Existing | RYB | LV FUSE SWITCH |  | CLOSED | IEC MIDDLE CURVE | FUSES | SPARE |  |  |  | 250.000 A |  |  | 3
380586807 | TNB | DISTRIBUTION | KUALA SELANGOR | Existing | RYB | LV FUSE SWITCH |  | CLOSED | IEC MIDDLE CURVE | FUSES | SPARE |  |  |  | 250.000 A |  |  | 3
380586819 | TNB | DISTRIBUTION | KUALA SELANGOR | Existing | RYB | LV FUSE SWITCH |  | CLOSED | IEC MIDDLE CURVE | FUSES | SPARE |  |  |  | 250.000 A |  |  | 3
380586826 | TNB | DISTRIBUTION | KUALA SELANGOR | Existing | RYB | LV FUSE SWITCH |  | CLOSED | IEC MIDDLE CURVE | FUSES | SPARE |  |  |  | 250.000 A |  |  | 3
380586835 | TNB | DISTRIBUTION | KUALA SELANGOR | Existing | RYB | LV FUSE SWITCH |  | CLOSED | IEC MIDDLE CURVE | FUSES | SPARE |  |  |  | 250.000 A |  |  | 3
380586845 | TNB | DISTRIBUTION | KUALA SELANGOR | Existing | RYB | LV FUSE SWITCH |  | CLOSED | IEC MIDDLE CURVE | FUSES | SPARE |  |  |  | 250.000 A |  |  | 3
380586852 | TNB | DISTRIBUTION | KUALA SELANGOR | Existing | RYB | LV FUSE SWITCH |  | CLOSED | IEC MIDDLE CURVE | FUSES | SPARE |  |  |  | 250.000 A |  |  | 3
380586929 | TNB | DISTRIBUTION | KUALA SELANGOR | Existing | RYB | LV FUSE SWITCH |  | CLOSED | IEC MIDDLE CURVE | FUSES | SPARE |  |  |  | 250.000 A |  |  | 3
380586933 | TNB | DISTRIBUTION | KUALA SELANGOR | Existing | RYB | LV FUSE SWITCH |  | CLOSED | IEC MIDDLE CURVE | FUSES | SPARE |  |  |  | 250.000 A |  |  | 3
380586948 | TNB | DISTRIBUTION | KUALA SELANGOR | Existing | RYB | LV FUSE SWITCH |  | CLOSED | IEC MIDDLE CURVE | FUSES | SPARE |  |  |  | 250.000 A |  |  | 3
380586960 | TNB | DISTRIBUTION | KUALA SELANGOR | Existing | RYB | LV FUSE SWITCH |  | CLOSED | IEC MIDDLE CURVE | FUSES | SPARE |  |  |  | 250.000 A |  |  | 3
380586967 | TNB | DISTRIBUTION | KUALA SELANGOR | Existing | RYB | LV FUSE SWITCH |  | CLOSED | IEC MIDDLE CURVE | FUSES | SPARE |  |  |  | 250.000 A |  |  | 3
380586976 | TNB | DISTRIBUTION | KUALA SELANGOR | Existing | RYB | LV FUSE SWITCH |  | CLOSED | IEC MIDDLE CURVE | FUSES | SPARE |  |  |  | 250.000 A |  |  | 3
380586986 | TNB | DISTRIBUTION | KUALA SELANGOR | Existing | RYB | LV FUSE SWITCH |  | CLOSED | IEC MIDDLE CURVE | FUSES | SPARE |  |  |  | 250.000 A |  |  | 3
380586993 | TNB | DISTRIBUTION | KUALA SELANGOR | Existing | RYB | LV FUSE SWITCH |  | CLOSED | IEC MIDDLE CURVE | FUSES | SPARE |  |  |  | 250.000 A |  |  | 3
380587043 | TNB | DISTRIBUTION | KUALA SELANGOR | Existing | RYB | LV FUSE SWITCH |  | CLOSED | IEC MIDDLE CURVE | FUSES | SPARE |  |  |  | 250.000 A |  |  | 3
380587047 | TNB | DISTRIBUTION | KUALA SELANGOR | Existing | RYB | LV FUSE SWITCH |  | CLOSED | IEC MIDDLE CURVE | FUSES | SPARE |  |  |  | 250.000 A |  |  | 3
380587062 | TNB | DISTRIBUTION | KUALA SELANGOR | Existing | RYB | LV FUSE SWITCH |  | CLOSED | IEC MIDDLE CURVE | FUSES | SPARE |  |  |  | 250.000 A |  |  | 3
380587074 | TNB | DISTRIBUTION | KUALA SELANGOR | Existing | RYB | LV FUSE SWITCH |  | CLOSED | IEC MIDDLE CURVE | FUSES | SPARE |  |  |  | 250.000 A |  |  | 3
380587081 | TNB | DISTRIBUTION | KUALA SELANGOR | Existing | RYB | LV FUSE SWITCH |  | CLOSED | IEC MIDDLE CURVE | FUSES | SPARE |  |  |  | 250.000 A |  |  | 3
380587090 | TNB | DISTRIBUTION | KUALA SELANGOR | Existing | RYB | LV FUSE SWITCH |  | CLOSED | IEC MIDDLE CURVE | FUSES | SPARE |  |  |  | 250.000 A |  |  | 3
380587100 | TNB | DISTRIBUTION | KUALA SELANGOR | Existing | RYB | LV FUSE SWITCH |  | CLOSED | IEC MIDDLE CURVE | FUSES | SPARE |  |  |  | 250.000 A |  |  | 3
380587107 | TNB | DISTRIBUTION | KUALA SELANGOR | Existing | RYB | LV FUSE SWITCH |  | CLOSED | IEC MIDDLE CURVE | FUSES | SPARE |  |  |  | 250.000 A |  |  | 3
380587170 | TNB | DISTRIBUTION | KUALA SELANGOR | Existing | RYB | LV FUSE SWITCH |  | CLOSED | IEC MIDDLE CURVE | FUSES | SPARE |  |  |  | 250.000 A |  |  | 3
380587184 | TNB | DISTRIBUTION | KUALA SELANGOR | Existing | RYB | LV FUSE SWITCH |  | CLOSED | IEC MIDDLE CURVE | FUSES | SPARE |  |  |  | 250.000 A |  |  | 3
380587191 | TNB | DISTRIBUTION | KUALA SELANGOR | Existing | RYB | LV FUSE SWITCH |  | CLOSED | IEC MIDDLE CURVE | FUSES | SPARE |  |  |  | 250.000 A |  |  | 3
380587196 | TNB | DISTRIBUTION | KUALA SELANGOR | Existing | RYB | LV FUSE SWITCH |  | CLOSED | IEC MIDDLE CURVE | FUSES | SPARE |  |  |  | 250.000 A |  |  | 3
380587202 | TNB | DISTRIBUTION | KUALA SELANGOR | Existing | RYB | LV FUSE SWITCH |  | CLOSED | IEC MIDDLE CURVE | FUSES | SPARE |  |  |  | 250.000 A |  |  | 3
380587214 | TNB | DISTRIBUTION | KUALA SELANGOR | Existing | RYB | LV FUSE SWITCH |  | CLOSED | IEC MIDDLE CURVE | FUSES | SPARE |  |  |  | 250.000 A |  |  | 3
380587222 | TNB | DISTRIBUTION | KUALA SELANGOR | Existing | RYB | LV FUSE SWITCH |  | CLOSED | IEC MIDDLE CURVE | FUSES | SPARE |  |  |  | 250.000 A |  |  | 3
380587240 | TNB | DISTRIBUTION | KUALA SELANGOR | Existing | RYB | LV FUSE SWITCH |  | CLOSED | IEC MIDDLE CURVE | FUSES | SPARE |  |  |  | 250.000 A |  |  | 3
380658877 | TNB | DISTRIBUTION | KUALA SELANGOR | Existing | RYB | LV FUSE SWITCH | FEEDER PILLAR | CLOSED | IEC MIDDLE CURVE | FUSES | FPA (D0889) 2 |  |  |  | 250.000 A |  |  | 3
380658891 | TNB | DISTRIBUTION | KUALA SELANGOR | Existing | RYB | LV FUSE SWITCH | FEEDER PILLAR | OPEN | IEC MIDDLE CURVE | FUSES | SPARE |  |  |  | 250.000 A |  |  | 3
380658898 | TNB | DISTRIBUTION | KUALA SELANGOR | Existing | RYB | LV FUSE SWITCH | FEEDER PILLAR | OPEN | IEC MIDDLE CURVE | FUSES | SPARE |  |  |  | 250.000 A |  |  | 3
380658903 | TNB | DISTRIBUTION | KUALA SELANGOR | Existing | RYB | LV FUSE SWITCH | FEEDER PILLAR | OPEN | IEC MIDDLE CURVE | FUSES | SPARE |  |  |  | 250.000 A |  |  | 3
380658909 | TNB | DISTRIBUTION | KUALA SELANGOR | Existing | RYB | LV FUSE SWITCH | FEEDER PILLAR | OPEN | IEC MIDDLE CURVE | FUSES | SPARE |  |  |  | 250.000 A |  |  | 3
380658921 | TNB | DISTRIBUTION | KUALA SELANGOR | Existing | RYB | LV FUSE SWITCH | FEEDER PILLAR | OPEN | IEC MIDDLE CURVE | FUSES | SPARE |  |  |  | 250.000 A |  |  | 3
380658929 | TNB | DISTRIBUTION | KUALA SELANGOR | Existing | RYB | LV FUSE SWITCH | FEEDER PILLAR | OPEN | IEC MIDDLE CURVE | FUSES | SPARE |  |  |  | 250.000 A |  |  | 3
380658947 | TNB | DISTRIBUTION | KUALA SELANGOR | Existing | RYB | LV FUSE SWITCH | FEEDER PILLAR | CLOSED | IEC MIDDLE CURVE | FUSES | FPA (D0889) 1 |  |  |  | 250.000 A |  |  | 3
380659204 | TNB | DISTRIBUTION | KUALA SELANGOR | Existing | RYB | LV FUSE SWITCH |  | CLOSED | IEC MIDDLE CURVE | FUSES | SPARE |  |  |  | 250.000 A |  |  | 3
380659218 | TNB | DISTRIBUTION | KUALA SELANGOR | Existing | RYB | LV FUSE SWITCH |  | CLOSED | IEC MIDDLE CURVE | FUSES | SPARE |  |  |  | 250.000 A |  |  | 3
380659225 | TNB | DISTRIBUTION | KUALA SELANGOR | Existing | RYB | LV FUSE SWITCH |  | CLOSED | IEC MIDDLE CURVE | FUSES | SPARE |  |  |  | 250.000 A |  |  | 3
380659230 | TNB | DISTRIBUTION | KUALA SELANGOR | Existing | RYB | LV FUSE SWITCH |  | CLOSED | IEC MIDDLE CURVE | FUSES | SPARE |  |  |  | 250.000 A |  |  | 3
380659236 | TNB | DISTRIBUTION | KUALA SELANGOR | Existing | RYB | LV FUSE SWITCH |  | CLOSED | IEC MIDDLE CURVE | FUSES | SPARE |  |  |  | 250.000 A |  |  | 3
380659248 | TNB | DISTRIBUTION | KUALA SELANGOR | Existing | RYB | LV FUSE SWITCH |  | CLOSED | IEC MIDDLE CURVE | FUSES | SPARE |  |  |  | 250.000 A |  |  | 3
380659256 | TNB | DISTRIBUTION | KUALA SELANGOR | Existing | RYB | LV FUSE SWITCH |  | CLOSED | IEC MIDDLE CURVE | FUSES | SPARE |  |  |  | 250.000 A |  |  | 3
380659274 | TNB | DISTRIBUTION | KUALA SELANGOR | Existing | RYB | LV FUSE SWITCH |  | CLOSED | IEC MIDDLE CURVE | FUSES | SPARE |  |  |  | 250.000 A |  |  | 3
380659281 | TNB | DISTRIBUTION | KUALA SELANGOR | Existing | RYB | LV FUSE SWITCH |  | CLOSED | IEC MIDDLE CURVE | FUSES | SPARE |  |  |  | 250.000 A |  |  | 3
380659295 | TNB | DISTRIBUTION | KUALA SELANGOR | Existing | RYB | LV FUSE SWITCH |  | CLOSED | IEC MIDDLE CURVE | FUSES | SPARE |  |  |  | 250.000 A |  |  | 3
380659302 | TNB | DISTRIBUTION | KUALA SELANGOR | Existing | RYB | LV FUSE SWITCH |  | CLOSED | IEC MIDDLE CURVE | FUSES | SPARE |  |  |  | 250.000 A |  |  | 3
380659307 | TNB | DISTRIBUTION | KUALA SELANGOR | Existing | RYB | LV FUSE SWITCH |  | CLOSED | IEC MIDDLE CURVE | FUSES | SPARE |  |  |  | 250.000 A |  |  | 3
380659313 | TNB | DISTRIBUTION | KUALA SELANGOR | Existing | RYB | LV FUSE SWITCH |  | CLOSED | IEC MIDDLE CURVE | FUSES | SPARE |  |  |  | 250.000 A |  |  | 3
380659325 | TNB | DISTRIBUTION | KUALA SELANGOR | Existing | RYB | LV FUSE SWITCH |  | CLOSED | IEC MIDDLE CURVE | FUSES | SPARE |  |  |  | 250.000 A |  |  | 3
380659333 | TNB | DISTRIBUTION | KUALA SELANGOR | Existing | RYB | LV FUSE SWITCH |  | CLOSED | IEC MIDDLE CURVE | FUSES | SPARE |  |  |  | 250.000 A |  |  | 3
380659351 | TNB | DISTRIBUTION | KUALA SELANGOR | Existing | RYB | LV FUSE SWITCH |  | CLOSED | IEC MIDDLE CURVE | FUSES | SPARE |  |  |  | 250.000 A |  |  | 3
380659443 | TNB | DISTRIBUTION | KUALA SELANGOR | Existing | RYB | LV FUSE SWITCH |  | CLOSED | IEC MIDDLE CURVE | FUSES | SPARE |  |  |  | 250.000 A |  |  | 3
380659457 | TNB | DISTRIBUTION | KUALA SELANGOR | Existing | RYB | LV FUSE SWITCH |  | CLOSED | IEC MIDDLE CURVE | FUSES | SPARE |  |  |  | 250.000 A |  |  | 3
380659464 | TNB | DISTRIBUTION | KUALA SELANGOR | Existing | RYB | LV FUSE SWITCH |  | CLOSED | IEC MIDDLE CURVE | FUSES | SPARE |  |  |  | 250.000 A |  |  | 3
380659469 | TNB | DISTRIBUTION | KUALA SELANGOR | Existing | RYB | LV FUSE SWITCH |  | CLOSED | IEC MIDDLE CURVE | FUSES | SPARE |  |  |  | 250.000 A |  |  | 3
380659475 | TNB | DISTRIBUTION | KUALA SELANGOR | Existing | RYB | LV FUSE SWITCH |  | CLOSED | IEC MIDDLE CURVE | FUSES | SPARE |  |  |  | 250.000 A |  |  | 3
380659487 | TNB | DISTRIBUTION | KUALA SELANGOR | Existing | RYB | LV FUSE SWITCH |  | CLOSED | IEC MIDDLE CURVE | FUSES | SPARE |  |  |  | 250.000 A |  |  | 3
380659495 | TNB | DISTRIBUTION | KUALA SELANGOR | Existing | RYB | LV FUSE SWITCH |  | CLOSED | IEC MIDDLE CURVE | FUSES | SPARE |  |  |  | 250.000 A |  |  | 3
380659513 | TNB | DISTRIBUTION | KUALA SELANGOR | Existing | RYB | LV FUSE SWITCH |  | CLOSED | IEC MIDDLE CURVE | FUSES | SPARE |  |  |  | 250.000 A |  |  | 3
380659581 | TNB | DISTRIBUTION | KUALA SELANGOR | Existing | RYB | LV FUSE SWITCH |  | CLOSED | IEC MIDDLE CURVE | FUSES | SPARE |  |  |  | 250.000 A |  |  | 3
380659595 | TNB | DISTRIBUTION | KUALA SELANGOR | Existing | RYB | LV FUSE SWITCH |  | CLOSED | IEC MIDDLE CURVE | FUSES | SPARE |  |  |  | 250.000 A |  |  | 3
380659602 | TNB | DISTRIBUTION | KUALA SELANGOR | Existing | RYB | LV FUSE SWITCH |  | CLOSED | IEC MIDDLE CURVE | FUSES | SPARE |  |  |  | 250.000 A |  |  | 3
380659607 | TNB | DISTRIBUTION | KUALA SELANGOR | Existing | RYB | LV FUSE SWITCH |  | CLOSED | IEC MIDDLE CURVE | FUSES | SPARE |  |  |  | 250.000 A |  |  | 3
380659613 | TNB | DISTRIBUTION | KUALA SELANGOR | Existing | RYB | LV FUSE SWITCH |  | CLOSED | IEC MIDDLE CURVE | FUSES | SPARE |  |  |  | 250.000 A |  |  | 3
380659625 | TNB | DISTRIBUTION | KUALA SELANGOR | Existing | RYB | LV FUSE SWITCH |  | CLOSED | IEC MIDDLE CURVE | FUSES | SPARE |  |  |  | 250.000 A |  |  | 3
380659633 | TNB | DISTRIBUTION | KUALA SELANGOR | Existing | RYB | LV FUSE SWITCH |  | CLOSED | IEC MIDDLE CURVE | FUSES | SPARE |  |  |  | 250.000 A |  |  | 3
380659651 | TNB | DISTRIBUTION | KUALA SELANGOR | Existing | RYB | LV FUSE SWITCH |  | CLOSED | IEC MIDDLE CURVE | FUSES | SPARE |  |  |  | 250.000 A |  |  | 3
380659658 | TNB | DISTRIBUTION | KUALA SELANGOR | Existing | RYB | LV FUSE SWITCH |  | CLOSED | IEC MIDDLE CURVE | FUSES | SPARE |  |  |  | 250.000 A |  |  | 3
380659672 | TNB | DISTRIBUTION | KUALA SELANGOR | Existing | RYB | LV FUSE SWITCH |  | CLOSED | IEC MIDDLE CURVE | FUSES | SPARE |  |  |  | 250.000 A |  |  | 3
380659679 | TNB | DISTRIBUTION | KUALA SELANGOR | Existing | RYB | LV FUSE SWITCH |  | CLOSED | IEC MIDDLE CURVE | FUSES | SPARE |  |  |  | 250.000 A |  |  | 3
380659684 | TNB | DISTRIBUTION | KUALA SELANGOR | Existing | RYB | LV FUSE SWITCH |  | CLOSED | IEC MIDDLE CURVE | FUSES | SPARE |  |  |  | 250.000 A |  |  | 3
380659690 | TNB | DISTRIBUTION | KUALA SELANGOR | Existing | RYB | LV FUSE SWITCH |  | CLOSED | IEC MIDDLE CURVE | FUSES | SPARE |  |  |  | 250.000 A |  |  | 3
380659702 | TNB | DISTRIBUTION | KUALA SELANGOR | Existing | RYB | LV FUSE SWITCH |  | CLOSED | IEC MIDDLE CURVE | FUSES | SPARE |  |  |  | 250.000 A |  |  | 3
380659710 | TNB | DISTRIBUTION | KUALA SELANGOR | Existing | RYB | LV FUSE SWITCH |  | CLOSED | IEC MIDDLE CURVE | FUSES | SPARE |  |  |  | 250.000 A |  |  | 3
380659728 | TNB | DISTRIBUTION | KUALA SELANGOR | Existing | RYB | LV FUSE SWITCH |  | CLOSED | IEC MIDDLE CURVE | FUSES | SPARE |  |  |  | 250.000 A |  |  | 3
380671740 | TNB | DISTRIBUTION | KUALA SELANGOR | Existing | RYB | LV FUSE SWITCH |  | CLOSED | IEC MIDDLE CURVE | FUSES | SPARE |  |  |  | 250.000 A |  |  | 3
380671754 | TNB | DISTRIBUTION | KUALA SELANGOR | Existing | RYB | LV FUSE SWITCH |  | CLOSED | IEC MIDDLE CURVE | FUSES | SPARE |  |  |  | 250.000 A |  |  | 3
380671761 | TNB | DISTRIBUTION | KUALA SELANGOR | Existing | RYB | LV FUSE SWITCH |  | CLOSED | IEC MIDDLE CURVE | FUSES | SPARE |  |  |  | 250.000 A |  |  | 3
380671766 | TNB | DISTRIBUTION | KUALA SELANGOR | Existing | RYB | LV FUSE SWITCH |  | CLOSED | IEC MIDDLE CURVE | FUSES | SPARE |  |  |  | 250.000 A |  |  | 3
380671772 | TNB | DISTRIBUTION | KUALA SELANGOR | Existing | RYB | LV FUSE SWITCH |  | CLOSED | IEC MIDDLE CURVE | FUSES | SPARE |  |  |  | 250.000 A |  |  | 3
380671784 | TNB | DISTRIBUTION | KUALA SELANGOR | Existing | RYB | LV FUSE SWITCH |  | CLOSED | IEC MIDDLE CURVE | FUSES | SPARE |  |  |  | 250.000 A |  |  | 3
380671792 | TNB | DISTRIBUTION | KUALA SELANGOR | Existing | RYB | LV FUSE SWITCH |  | CLOSED | IEC MIDDLE CURVE | FUSES | SPARE |  |  |  | 250.000 A |  |  | 3
380671810 | TNB | DISTRIBUTION | KUALA SELANGOR | Existing | RYB | LV FUSE SWITCH |  | CLOSED | IEC MIDDLE CURVE | FUSES | SPARE |  |  |  | 250.000 A |  |  | 3
380671931 | TNB | DISTRIBUTION | KUALA SELANGOR | Existing | RYB | LV FUSE SWITCH |  | CLOSED | IEC MIDDLE CURVE | FUSES | SPARE |  |  |  | 250.000 A |  |  | 3
380671945 | TNB | DISTRIBUTION | KUALA SELANGOR | Existing | RYB | LV FUSE SWITCH |  | CLOSED | IEC MIDDLE CURVE | FUSES | SPARE |  |  |  | 250.000 A |  |  | 3
380671952 | TNB | DISTRIBUTION | KUALA SELANGOR | Existing | RYB | LV FUSE SWITCH |  | CLOSED | IEC MIDDLE CURVE | FUSES | SPARE |  |  |  | 250.000 A |  |  | 3
380671957 | TNB | DISTRIBUTION | KUALA SELANGOR | Existing | RYB | LV FUSE SWITCH |  | CLOSED | IEC MIDDLE CURVE | FUSES | SPARE |  |  |  | 250.000 A |  |  | 3
380671963 | TNB | DISTRIBUTION | KUALA SELANGOR | Existing | RYB | LV FUSE SWITCH |  | CLOSED | IEC MIDDLE CURVE | FUSES | SPARE |  |  |  | 250.000 A |  |  | 3
380671975 | TNB | DISTRIBUTION | KUALA SELANGOR | Existing | RYB | LV FUSE SWITCH |  | CLOSED | IEC MIDDLE CURVE | FUSES | SPARE |  |  |  | 250.000 A |  |  | 3
380671983 | TNB | DISTRIBUTION | KUALA SELANGOR | Existing | RYB | LV FUSE SWITCH |  | CLOSED | IEC MIDDLE CURVE | FUSES | SPARE |  |  |  | 250.000 A |  |  | 3
380672001 | TNB | DISTRIBUTION | KUALA SELANGOR | Existing | RYB | LV FUSE SWITCH |  | CLOSED | IEC MIDDLE CURVE | FUSES | SPARE |  |  |  | 250.000 A |  |  | 3
380672078 | TNB | DISTRIBUTION | KUALA SELANGOR | Existing | RYB | LV FUSE SWITCH |  | CLOSED | IEC MIDDLE CURVE | FUSES | SPARE |  |  |  | 250.000 A |  |  | 3
380672092 | TNB | DISTRIBUTION | KUALA SELANGOR | Existing | RYB | LV FUSE SWITCH |  | CLOSED | IEC MIDDLE CURVE | FUSES | SPARE |  |  |  | 250.000 A |  |  | 3
380672099 | TNB | DISTRIBUTION | KUALA SELANGOR | Existing | RYB | LV FUSE SWITCH |  | CLOSED | IEC MIDDLE CURVE | FUSES | SPARE |  |  |  | 250.000 A |  |  | 3
380672104 | TNB | DISTRIBUTION | KUALA SELANGOR | Existing | RYB | LV FUSE SWITCH |  | CLOSED | IEC MIDDLE CURVE | FUSES | SPARE |  |  |  | 250.000 A |  |  | 3
380672110 | TNB | DISTRIBUTION | KUALA SELANGOR | Existing | RYB | LV FUSE SWITCH |  | CLOSED | IEC MIDDLE CURVE | FUSES | SPARE |  |  |  | 250.000 A |  |  | 3
380672122 | TNB | DISTRIBUTION | KUALA SELANGOR | Existing | RYB | LV FUSE SWITCH |  | CLOSED | IEC MIDDLE CURVE | FUSES | SPARE |  |  |  | 250.000 A |  |  | 3
380672130 | TNB | DISTRIBUTION | KUALA SELANGOR | Existing | RYB | LV FUSE SWITCH |  | CLOSED | IEC MIDDLE CURVE | FUSES | SPARE |  |  |  | 250.000 A |  |  | 3
380672148 | TNB | DISTRIBUTION | KUALA SELANGOR | Existing | RYB | LV FUSE SWITCH |  | CLOSED | IEC MIDDLE CURVE | FUSES | SPARE |  |  |  | 250.000 A |  |  | 3
380672155 | TNB | DISTRIBUTION | KUALA SELANGOR | Existing | RYB | LV FUSE SWITCH |  | CLOSED | IEC MIDDLE CURVE | FUSES | SPARE |  |  |  | 250.000 A |  |  | 3
380672169 | TNB | DISTRIBUTION | KUALA SELANGOR | Existing | RYB | LV FUSE SWITCH |  | CLOSED | IEC MIDDLE CURVE | FUSES | SPARE |  |  |  | 250.000 A |  |  | 3
380672176 | TNB | DISTRIBUTION | KUALA SELANGOR | Existing | RYB | LV FUSE SWITCH |  | CLOSED | IEC MIDDLE CURVE | FUSES | SPARE |  |  |  | 250.000 A |  |  | 3
380672181 | TNB | DISTRIBUTION | KUALA SELANGOR | Existing | RYB | LV FUSE SWITCH |  | CLOSED | IEC MIDDLE CURVE | FUSES | SPARE |  |  |  | 250.000 A |  |  | 3
380672187 | TNB | DISTRIBUTION | KUALA SELANGOR | Existing | RYB | LV FUSE SWITCH |  | CLOSED | IEC MIDDLE CURVE | FUSES | SPARE |  |  |  | 250.000 A |  |  | 3
380672199 | TNB | DISTRIBUTION | KUALA SELANGOR | Existing | RYB | LV FUSE SWITCH |  | CLOSED | IEC MIDDLE CURVE | FUSES | SPARE |  |  |  | 250.000 A |  |  | 3
380672207 | TNB | DISTRIBUTION | KUALA SELANGOR | Existing | RYB | LV FUSE SWITCH |  | CLOSED | IEC MIDDLE CURVE | FUSES | SPARE |  |  |  | 250.000 A |  |  | 3
380672225 | TNB | DISTRIBUTION | KUALA SELANGOR | Existing | RYB | LV FUSE SWITCH |  | CLOSED | IEC MIDDLE CURVE | FUSES | SPARE |  |  |  | 250.000 A |  |  | 3
380672524 | TNB | DISTRIBUTION | KUALA SELANGOR | Existing | RYB | LV FUSE SWITCH |  | CLOSED | IEC MIDDLE CURVE | FUSES | SPARE |  |  |  | 250.000 A |  |  | 3
380672538 | TNB | DISTRIBUTION | KUALA SELANGOR | Existing | RYB | LV FUSE SWITCH |  | CLOSED | IEC MIDDLE CURVE | FUSES | SPARE |  |  |  | 250.000 A |  |  | 3
380672545 | TNB | DISTRIBUTION | KUALA SELANGOR | Existing | RYB | LV FUSE SWITCH |  | CLOSED | IEC MIDDLE CURVE | FUSES | SPARE |  |  |  | 250.000 A |  |  | 3
380672550 | TNB | DISTRIBUTION | KUALA SELANGOR | Existing | RYB | LV FUSE SWITCH |  | CLOSED | IEC MIDDLE CURVE | FUSES | SPARE |  |  |  | 250.000 A |  |  | 3
380672556 | TNB | DISTRIBUTION | KUALA SELANGOR | Existing | RYB | LV FUSE SWITCH |  | CLOSED | IEC MIDDLE CURVE | FUSES | SPARE |  |  |  | 250.000 A |  |  | 3
380672568 | TNB | DISTRIBUTION | KUALA SELANGOR | Existing | RYB | LV FUSE SWITCH |  | CLOSED | IEC MIDDLE CURVE | FUSES | SPARE |  |  |  | 250.000 A |  |  | 3
380672576 | TNB | DISTRIBUTION | KUALA SELANGOR | Existing | RYB | LV FUSE SWITCH |  | CLOSED | IEC MIDDLE CURVE | FUSES | SPARE |  |  |  | 250.000 A |  |  | 3
380672594 | TNB | DISTRIBUTION | KUALA SELANGOR | Existing | RYB | LV FUSE SWITCH |  | CLOSED | IEC MIDDLE CURVE | FUSES | SPARE |  |  |  | 250.000 A |  |  | 3
380672601 | TNB | DISTRIBUTION | KUALA SELANGOR | Existing | RYB | LV FUSE SWITCH |  | CLOSED | IEC MIDDLE CURVE | FUSES | SPARE |  |  |  | 250.000 A |  |  | 3
380672615 | TNB | DISTRIBUTION | KUALA SELANGOR | Existing | RYB | LV FUSE SWITCH |  | CLOSED | IEC MIDDLE CURVE | FUSES | SPARE |  |  |  | 250.000 A |  |  | 3
380672622 | TNB | DISTRIBUTION | KUALA SELANGOR | Existing | RYB | LV FUSE SWITCH |  | CLOSED | IEC MIDDLE CURVE | FUSES | SPARE |  |  |  | 250.000 A |  |  | 3
380672627 | TNB | DISTRIBUTION | KUALA SELANGOR | Existing | RYB | LV FUSE SWITCH |  | CLOSED | IEC MIDDLE CURVE | FUSES | SPARE |  |  |  | 250.000 A |  |  | 3
380672633 | TNB | DISTRIBUTION | KUALA SELANGOR | Existing | RYB | LV FUSE SWITCH |  | CLOSED | IEC MIDDLE CURVE | FUSES | SPARE |  |  |  | 250.000 A |  |  | 3
380672645 | TNB | DISTRIBUTION | KUALA SELANGOR | Existing | RYB | LV FUSE SWITCH |  | CLOSED | IEC MIDDLE CURVE | FUSES | SPARE |  |  |  | 250.000 A |  |  | 3
380672653 | TNB | DISTRIBUTION | KUALA SELANGOR | Existing | RYB | LV FUSE SWITCH |  | CLOSED | IEC MIDDLE CURVE | FUSES | SPARE |  |  |  | 250.000 A |  |  | 3
380672671 | TNB | DISTRIBUTION | KUALA SELANGOR | Existing | RYB | LV FUSE SWITCH |  | CLOSED | IEC MIDDLE CURVE | FUSES | SPARE |  |  |  | 250.000 A |  |  | 3
380672738 | TNB | DISTRIBUTION | KUALA SELANGOR | Existing | RYB | LV FUSE SWITCH |  | CLOSED | IEC MIDDLE CURVE | FUSES | SPARE |  |  |  | 250.000 A |  |  | 3
380672752 | TNB | DISTRIBUTION | KUALA SELANGOR | Existing | RYB | LV FUSE SWITCH |  | CLOSED | IEC MIDDLE CURVE | FUSES | SPARE |  |  |  | 250.000 A |  |  | 3
380672759 | TNB | DISTRIBUTION | KUALA SELANGOR | Existing | RYB | LV FUSE SWITCH |  | CLOSED | IEC MIDDLE CURVE | FUSES | SPARE |  |  |  | 250.000 A |  |  | 3
380672764 | TNB | DISTRIBUTION | KUALA SELANGOR | Existing | RYB | LV FUSE SWITCH |  | CLOSED | IEC MIDDLE CURVE | FUSES | SPARE |  |  |  | 250.000 A |  |  | 3
380672770 | TNB | DISTRIBUTION | KUALA SELANGOR | Existing | RYB | LV FUSE SWITCH |  | CLOSED | IEC MIDDLE CURVE | FUSES | SPARE |  |  |  | 250.000 A |  |  | 3
380672782 | TNB | DISTRIBUTION | KUALA SELANGOR | Existing | RYB | LV FUSE SWITCH |  | CLOSED | IEC MIDDLE CURVE | FUSES | SPARE |  |  |  | 250.000 A |  |  | 3
380672790 | TNB | DISTRIBUTION | KUALA SELANGOR | Existing | RYB | LV FUSE SWITCH |  | CLOSED | IEC MIDDLE CURVE | FUSES | SPARE |  |  |  | 250.000 A |  |  | 3
380672808 | TNB | DISTRIBUTION | KUALA SELANGOR | Existing | RYB | LV FUSE SWITCH |  | CLOSED | IEC MIDDLE CURVE | FUSES | SPARE |  |  |  | 250.000 A |  |  | 3
380672887 | TNB | DISTRIBUTION | KUALA SELANGOR | Existing | RYB | LV FUSE SWITCH |  | CLOSED | IEC MIDDLE CURVE | FUSES | SPARE |  |  |  | 250.000 A |  |  | 3
380672901 | TNB | DISTRIBUTION | KUALA SELANGOR | Existing | RYB | LV FUSE SWITCH |  | CLOSED | IEC MIDDLE CURVE | FUSES | SPARE |  |  |  | 250.000 A |  |  | 3
380672908 | TNB | DISTRIBUTION | KUALA SELANGOR | Existing | RYB | LV FUSE SWITCH |  | CLOSED | IEC MIDDLE CURVE | FUSES | SPARE |  |  |  | 250.000 A |  |  | 3
380672913 | TNB | DISTRIBUTION | KUALA SELANGOR | Existing | RYB | LV FUSE SWITCH |  | CLOSED | IEC MIDDLE CURVE | FUSES | SPARE |  |  |  | 250.000 A |  |  | 3
380672919 | TNB | DISTRIBUTION | KUALA SELANGOR | Existing | RYB | LV FUSE SWITCH |  | CLOSED | IEC MIDDLE CURVE | FUSES | SPARE |  |  |  | 250.000 A |  |  | 3
380672931 | TNB | DISTRIBUTION | KUALA SELANGOR | Existing | RYB | LV FUSE SWITCH |  | CLOSED | IEC MIDDLE CURVE | FUSES | SPARE |  |  |  | 250.000 A |  |  | 3
380672939 | TNB | DISTRIBUTION | KUALA SELANGOR | Existing | RYB | LV FUSE SWITCH |  | CLOSED | IEC MIDDLE CURVE | FUSES | SPARE |  |  |  | 250.000 A |  |  | 3
380672957 | TNB | DISTRIBUTION | KUALA SELANGOR | Existing | RYB | LV FUSE SWITCH |  | CLOSED | IEC MIDDLE CURVE | FUSES | SPARE |  |  |  | 250.000 A |  |  | 3
380672964 | TNB | DISTRIBUTION | KUALA SELANGOR | Existing | RYB | LV FUSE SWITCH |  | CLOSED | IEC MIDDLE CURVE | FUSES | SPARE |  |  |  | 250.000 A |  |  | 3
380672978 | TNB | DISTRIBUTION | KUALA SELANGOR | Existing | RYB | LV FUSE SWITCH |  | CLOSED | IEC MIDDLE CURVE | FUSES | SPARE |  |  |  | 250.000 A |  |  | 3
380672985 | TNB | DISTRIBUTION | KUALA SELANGOR | Existing | RYB | LV FUSE SWITCH |  | CLOSED | IEC MIDDLE CURVE | FUSES | SPARE |  |  |  | 250.000 A |  |  | 3
380672990 | TNB | DISTRIBUTION | KUALA SELANGOR | Existing | RYB | LV FUSE SWITCH |  | CLOSED | IEC MIDDLE CURVE | FUSES | SPARE |  |  |  | 250.000 A |  |  | 3
380672996 | TNB | DISTRIBUTION | KUALA SELANGOR | Existing | RYB | LV FUSE SWITCH |  | CLOSED | IEC MIDDLE CURVE | FUSES | SPARE |  |  |  | 250.000 A |  |  | 3
380673008 | TNB | DISTRIBUTION | KUALA SELANGOR | Existing | RYB | LV FUSE SWITCH |  | CLOSED | IEC MIDDLE CURVE | FUSES | SPARE |  |  |  | 250.000 A |  |  | 3
380673016 | TNB | DISTRIBUTION | KUALA SELANGOR | Existing | RYB | LV FUSE SWITCH |  | CLOSED | IEC MIDDLE CURVE | FUSES | SPARE |  |  |  | 250.000 A |  |  | 3
380673034 | TNB | DISTRIBUTION | KUALA SELANGOR | Existing | RYB | LV FUSE SWITCH |  | CLOSED | IEC MIDDLE CURVE | FUSES | SPARE |  |  |  | 250.000 A |  |  | 3
380673090 | TNB | DISTRIBUTION | KUALA SELANGOR | Existing | RYB | LV FUSE SWITCH |  | CLOSED | IEC MIDDLE CURVE | FUSES | SPARE |  |  |  | 250.000 A |  |  | 3
380673104 | TNB | DISTRIBUTION | KUALA SELANGOR | Existing | RYB | LV FUSE SWITCH |  | CLOSED | IEC MIDDLE CURVE | FUSES | SPARE |  |  |  | 250.000 A |  |  | 3
380673111 | TNB | DISTRIBUTION | KUALA SELANGOR | Existing | RYB | LV FUSE SWITCH |  | CLOSED | IEC MIDDLE CURVE | FUSES | SPARE |  |  |  | 250.000 A |  |  | 3
380673116 | TNB | DISTRIBUTION | KUALA SELANGOR | Existing | RYB | LV FUSE SWITCH |  | CLOSED | IEC MIDDLE CURVE | FUSES | SPARE |  |  |  | 250.000 A |  |  | 3
380673122 | TNB | DISTRIBUTION | KUALA SELANGOR | Existing | RYB | LV FUSE SWITCH |  | CLOSED | IEC MIDDLE CURVE | FUSES | SPARE |  |  |  | 250.000 A |  |  | 3
380673134 | TNB | DISTRIBUTION | KUALA SELANGOR | Existing | RYB | LV FUSE SWITCH |  | CLOSED | IEC MIDDLE CURVE | FUSES | SPARE |  |  |  | 250.000 A |  |  | 3
380673142 | TNB | DISTRIBUTION | KUALA SELANGOR | Existing | RYB | LV FUSE SWITCH |  | CLOSED | IEC MIDDLE CURVE | FUSES | SPARE |  |  |  | 250.000 A |  |  | 3
380673160 | TNB | DISTRIBUTION | KUALA SELANGOR | Existing | RYB | LV FUSE SWITCH |  | CLOSED | IEC MIDDLE CURVE | FUSES | SPARE |  |  |  | 250.000 A |  |  | 3
380673244 | TNB | DISTRIBUTION | KUALA SELANGOR | Existing | RYB | LV FUSE SWITCH |  | CLOSED | IEC MIDDLE CURVE | FUSES | SPARE |  |  |  | 250.000 A |  |  | 3
380673258 | TNB | DISTRIBUTION | KUALA SELANGOR | Existing | RYB | LV FUSE SWITCH |  | CLOSED | IEC MIDDLE CURVE | FUSES | SPARE |  |  |  | 250.000 A |  |  | 3
380673265 | TNB | DISTRIBUTION | KUALA SELANGOR | Existing | RYB | LV FUSE SWITCH |  | CLOSED | IEC MIDDLE CURVE | FUSES | SPARE |  |  |  | 250.000 A |  |  | 3
380673270 | TNB | DISTRIBUTION | KUALA SELANGOR | Existing | RYB | LV FUSE SWITCH |  | CLOSED | IEC MIDDLE CURVE | FUSES | SPARE |  |  |  | 250.000 A |  |  | 3
380673276 | TNB | DISTRIBUTION | KUALA SELANGOR | Existing | RYB | LV FUSE SWITCH |  | CLOSED | IEC MIDDLE CURVE | FUSES | SPARE |  |  |  | 250.000 A |  |  | 3
380673288 | TNB | DISTRIBUTION | KUALA SELANGOR | Existing | RYB | LV FUSE SWITCH |  | CLOSED | IEC MIDDLE CURVE | FUSES | SPARE |  |  |  | 250.000 A |  |  | 3
380673296 | TNB | DISTRIBUTION | KUALA SELANGOR | Existing | RYB | LV FUSE SWITCH |  | CLOSED | IEC MIDDLE CURVE | FUSES | SPARE |  |  |  | 250.000 A |  |  | 3
380673314 | TNB | DISTRIBUTION | KUALA SELANGOR | Existing | RYB | LV FUSE SWITCH |  | CLOSED | IEC MIDDLE CURVE | FUSES | SPARE |  |  |  | 250.000 A |  |  | 3
380673321 | TNB | DISTRIBUTION | KUALA SELANGOR | Existing | RYB | LV FUSE SWITCH |  | CLOSED | IEC MIDDLE CURVE | FUSES | SPARE |  |  |  | 250.000 A |  |  | 3
380673335 | TNB | DISTRIBUTION | KUALA SELANGOR | Existing | RYB | LV FUSE SWITCH |  | CLOSED | IEC MIDDLE CURVE | FUSES | SPARE |  |  |  | 250.000 A |  |  | 3
380673342 | TNB | DISTRIBUTION | KUALA SELANGOR | Existing | RYB | LV FUSE SWITCH |  | CLOSED | IEC MIDDLE CURVE | FUSES | SPARE |  |  |  | 250.000 A |  |  | 3
380673347 | TNB | DISTRIBUTION | KUALA SELANGOR | Existing | RYB | LV FUSE SWITCH |  | CLOSED | IEC MIDDLE CURVE | FUSES | SPARE |  |  |  | 250.000 A |  |  | 3
380673353 | TNB | DISTRIBUTION | KUALA SELANGOR | Existing | RYB | LV FUSE SWITCH |  | CLOSED | IEC MIDDLE CURVE | FUSES | SPARE |  |  |  | 250.000 A |  |  | 3
380673365 | TNB | DISTRIBUTION | KUALA SELANGOR | Existing | RYB | LV FUSE SWITCH |  | CLOSED | IEC MIDDLE CURVE | FUSES | SPARE |  |  |  | 250.000 A |  |  | 3
380673373 | TNB | DISTRIBUTION | KUALA SELANGOR | Existing | RYB | LV FUSE SWITCH |  | CLOSED | IEC MIDDLE CURVE | FUSES | SPARE |  |  |  | 250.000 A |  |  | 3
380673391 | TNB | DISTRIBUTION | KUALA SELANGOR | Existing | RYB | LV FUSE SWITCH |  | CLOSED | IEC MIDDLE CURVE | FUSES | SPARE |  |  |  | 250.000 A |  |  | 3
380673508 | TNB | DISTRIBUTION | KUALA SELANGOR | Existing | RYB | LV FUSE SWITCH |  | CLOSED | IEC MIDDLE CURVE | FUSES | SPARE |  |  |  | 250.000 A |  |  | 3
380673522 | TNB | DISTRIBUTION | KUALA SELANGOR | Existing | RYB | LV FUSE SWITCH |  | CLOSED | IEC MIDDLE CURVE | FUSES | SPARE |  |  |  | 250.000 A |  |  | 3
380673529 | TNB | DISTRIBUTION | KUALA SELANGOR | Existing | RYB | LV FUSE SWITCH |  | CLOSED | IEC MIDDLE CURVE | FUSES | SPARE |  |  |  | 250.000 A |  |  | 3
380673534 | TNB | DISTRIBUTION | KUALA SELANGOR | Existing | RYB | LV FUSE SWITCH |  | CLOSED | IEC MIDDLE CURVE | FUSES | SPARE |  |  |  | 250.000 A |  |  | 3
380673540 | TNB | DISTRIBUTION | KUALA SELANGOR | Existing | RYB | LV FUSE SWITCH |  | CLOSED | IEC MIDDLE CURVE | FUSES | SPARE |  |  |  | 250.000 A |  |  | 3
380673552 | TNB | DISTRIBUTION | KUALA SELANGOR | Existing | RYB | LV FUSE SWITCH |  | CLOSED | IEC MIDDLE CURVE | FUSES | SPARE |  |  |  | 250.000 A |  |  | 3
380673560 | TNB | DISTRIBUTION | KUALA SELANGOR | Existing | RYB | LV FUSE SWITCH |  | CLOSED | IEC MIDDLE CURVE | FUSES | SPARE |  |  |  | 250.000 A |  |  | 3
380673578 | TNB | DISTRIBUTION | KUALA SELANGOR | Existing | RYB | LV FUSE SWITCH |  | CLOSED | IEC MIDDLE CURVE | FUSES | SPARE |  |  |  | 250.000 A |  |  | 3
380673585 | TNB | DISTRIBUTION | KUALA SELANGOR | Existing | RYB | LV FUSE SWITCH |  | CLOSED | IEC MIDDLE CURVE | FUSES | SPARE |  |  |  | 250.000 A |  |  | 3
380673599 | TNB | DISTRIBUTION | KUALA SELANGOR | Existing | RYB | LV FUSE SWITCH |  | CLOSED | IEC MIDDLE CURVE | FUSES | SPARE |  |  |  | 250.000 A |  |  | 3
380673606 | TNB | DISTRIBUTION | KUALA SELANGOR | Existing | RYB | LV FUSE SWITCH |  | CLOSED | IEC MIDDLE CURVE | FUSES | SPARE |  |  |  | 250.000 A |  |  | 3
380673611 | TNB | DISTRIBUTION | KUALA SELANGOR | Existing | RYB | LV FUSE SWITCH |  | CLOSED | IEC MIDDLE CURVE | FUSES | SPARE |  |  |  | 250.000 A |  |  | 3
380673617 | TNB | DISTRIBUTION | KUALA SELANGOR | Existing | RYB | LV FUSE SWITCH |  | CLOSED | IEC MIDDLE CURVE | FUSES | SPARE |  |  |  | 250.000 A |  |  | 3
380673629 | TNB | DISTRIBUTION | KUALA SELANGOR | Existing | RYB | LV FUSE SWITCH |  | CLOSED | IEC MIDDLE CURVE | FUSES | SPARE |  |  |  | 250.000 A |  |  | 3
380673637 | TNB | DISTRIBUTION | KUALA SELANGOR | Existing | RYB | LV FUSE SWITCH |  | CLOSED | IEC MIDDLE CURVE | FUSES | SPARE |  |  |  | 250.000 A |  |  | 3
380673655 | TNB | DISTRIBUTION | KUALA SELANGOR | Existing | RYB | LV FUSE SWITCH |  | CLOSED | IEC MIDDLE CURVE | FUSES | SPARE |  |  |  | 250.000 A |  |  | 3
380673705 | TNB | DISTRIBUTION | KUALA SELANGOR | Existing | RYB | LV FUSE SWITCH |  | CLOSED | IEC MIDDLE CURVE | FUSES | SPARE |  |  |  | 250.000 A |  |  | 3
380673719 | TNB | DISTRIBUTION | KUALA SELANGOR | Existing | RYB | LV FUSE SWITCH |  | CLOSED | IEC MIDDLE CURVE | FUSES | SPARE |  |  |  | 250.000 A |  |  | 3
380673726 | TNB | DISTRIBUTION | KUALA SELANGOR | Existing | RYB | LV FUSE SWITCH |  | CLOSED | IEC MIDDLE CURVE | FUSES | SPARE |  |  |  | 250.000 A |  |  | 3
380673731 | TNB | DISTRIBUTION | KUALA SELANGOR | Existing | RYB | LV FUSE SWITCH |  | CLOSED | IEC MIDDLE CURVE | FUSES | SPARE |  |  |  | 250.000 A |  |  | 3
380673737 | TNB | DISTRIBUTION | KUALA SELANGOR | Existing | RYB | LV FUSE SWITCH |  | CLOSED | IEC MIDDLE CURVE | FUSES | SPARE |  |  |  | 250.000 A |  |  | 3
380673749 | TNB | DISTRIBUTION | KUALA SELANGOR | Existing | RYB | LV FUSE SWITCH |  | CLOSED | IEC MIDDLE CURVE | FUSES | SPARE |  |  |  | 250.000 A |  |  | 3
380673757 | TNB | DISTRIBUTION | KUALA SELANGOR | Existing | RYB | LV FUSE SWITCH |  | CLOSED | IEC MIDDLE CURVE | FUSES | SPARE |  |  |  | 250.000 A |  |  | 3
380673775 | TNB | DISTRIBUTION | KUALA SELANGOR | Existing | RYB | LV FUSE SWITCH |  | CLOSED | IEC MIDDLE CURVE | FUSES | SPARE |  |  |  | 250.000 A |  |  | 3
380673960 | TNB | DISTRIBUTION | KUALA SELANGOR | Existing | RYB | LV FUSE SWITCH |  | CLOSED | IEC MIDDLE CURVE | FUSES | SPARE |  |  |  | 250.000 A |  |  | 3
380673974 | TNB | DISTRIBUTION | KUALA SELANGOR | Existing | RYB | LV FUSE SWITCH |  | CLOSED | IEC MIDDLE CURVE | FUSES | SPARE |  |  |  | 250.000 A |  |  | 3
380673981 | TNB | DISTRIBUTION | KUALA SELANGOR | Existing | RYB | LV FUSE SWITCH |  | CLOSED | IEC MIDDLE CURVE | FUSES | SPARE |  |  |  | 250.000 A |  |  | 3
380673986 | TNB | DISTRIBUTION | KUALA SELANGOR | Existing | RYB | LV FUSE SWITCH |  | CLOSED | IEC MIDDLE CURVE | FUSES | SPARE |  |  |  | 250.000 A |  |  | 3
380673992 | TNB | DISTRIBUTION | KUALA SELANGOR | Existing | RYB | LV FUSE SWITCH |  | CLOSED | IEC MIDDLE CURVE | FUSES | SPARE |  |  |  | 250.000 A |  |  | 3
380674004 | TNB | DISTRIBUTION | KUALA SELANGOR | Existing | RYB | LV FUSE SWITCH |  | CLOSED | IEC MIDDLE CURVE | FUSES | SPARE |  |  |  | 250.000 A |  |  | 3
380674012 | TNB | DISTRIBUTION | KUALA SELANGOR | Existing | RYB | LV FUSE SWITCH |  | CLOSED | IEC MIDDLE CURVE | FUSES | SPARE |  |  |  | 250.000 A |  |  | 3
380674030 | TNB | DISTRIBUTION | KUALA SELANGOR | Existing | RYB | LV FUSE SWITCH |  | CLOSED | IEC MIDDLE CURVE | FUSES | SPARE |  |  |  | 250.000 A |  |  | 3
380674037 | TNB | DISTRIBUTION | KUALA SELANGOR | Existing | RYB | LV FUSE SWITCH |  | CLOSED | IEC MIDDLE CURVE | FUSES | SPARE |  |  |  | 250.000 A |  |  | 3
380674051 | TNB | DISTRIBUTION | KUALA SELANGOR | Existing | RYB | LV FUSE SWITCH |  | CLOSED | IEC MIDDLE CURVE | FUSES | SPARE |  |  |  | 250.000 A |  |  | 3
380674058 | TNB | DISTRIBUTION | KUALA SELANGOR | Existing | RYB | LV FUSE SWITCH |  | CLOSED | IEC MIDDLE CURVE | FUSES | SPARE |  |  |  | 250.000 A |  |  | 3
380674063 | TNB | DISTRIBUTION | KUALA SELANGOR | Existing | RYB | LV FUSE SWITCH |  | CLOSED | IEC MIDDLE CURVE | FUSES | SPARE |  |  |  | 250.000 A |  |  | 3
380674069 | TNB | DISTRIBUTION | KUALA SELANGOR | Existing | RYB | LV FUSE SWITCH |  | CLOSED | IEC MIDDLE CURVE | FUSES | SPARE |  |  |  | 250.000 A |  |  | 3
380674081 | TNB | DISTRIBUTION | KUALA SELANGOR | Existing | RYB | LV FUSE SWITCH |  | CLOSED | IEC MIDDLE CURVE | FUSES | SPARE |  |  |  | 250.000 A |  |  | 3
380674089 | TNB | DISTRIBUTION | KUALA SELANGOR | Existing | RYB | LV FUSE SWITCH |  | CLOSED | IEC MIDDLE CURVE | FUSES | SPARE |  |  |  | 250.000 A |  |  | 3
380674107 | TNB | DISTRIBUTION | KUALA SELANGOR | Existing | RYB | LV FUSE SWITCH |  | CLOSED | IEC MIDDLE CURVE | FUSES | SPARE |  |  |  | 250.000 A |  |  | 3
380674175 | TNB | DISTRIBUTION | KUALA SELANGOR | Existing | RYB | LV FUSE SWITCH |  | CLOSED | IEC MIDDLE CURVE | FUSES | SPARE |  |  |  | 250.000 A |  |  | 3
380674189 | TNB | DISTRIBUTION | KUALA SELANGOR | Existing | RYB | LV FUSE SWITCH |  | CLOSED | IEC MIDDLE CURVE | FUSES | SPARE |  |  |  | 250.000 A |  |  | 3
380674196 | TNB | DISTRIBUTION | KUALA SELANGOR | Existing | RYB | LV FUSE SWITCH |  | CLOSED | IEC MIDDLE CURVE | FUSES | SPARE |  |  |  | 250.000 A |  |  | 3
380674201 | TNB | DISTRIBUTION | KUALA SELANGOR | Existing | RYB | LV FUSE SWITCH |  | CLOSED | IEC MIDDLE CURVE | FUSES | SPARE |  |  |  | 250.000 A |  |  | 3
380674207 | TNB | DISTRIBUTION | KUALA SELANGOR | Existing | RYB | LV FUSE SWITCH |  | CLOSED | IEC MIDDLE CURVE | FUSES | SPARE |  |  |  | 250.000 A |  |  | 3
380674219 | TNB | DISTRIBUTION | KUALA SELANGOR | Existing | RYB | LV FUSE SWITCH |  | CLOSED | IEC MIDDLE CURVE | FUSES | SPARE |  |  |  | 250.000 A |  |  | 3
380674227 | TNB | DISTRIBUTION | KUALA SELANGOR | Existing | RYB | LV FUSE SWITCH |  | CLOSED | IEC MIDDLE CURVE | FUSES | SPARE |  |  |  | 250.000 A |  |  | 3
380674245 | TNB | DISTRIBUTION | KUALA SELANGOR | Existing | RYB | LV FUSE SWITCH |  | CLOSED | IEC MIDDLE CURVE | FUSES | SPARE |  |  |  | 250.000 A |  |  | 3
380674252 | TNB | DISTRIBUTION | KUALA SELANGOR | Existing | RYB | LV FUSE SWITCH |  | CLOSED | IEC MIDDLE CURVE | FUSES | SPARE |  |  |  | 250.000 A |  |  | 3
380674266 | TNB | DISTRIBUTION | KUALA SELANGOR | Existing | RYB | LV FUSE SWITCH |  | CLOSED | IEC MIDDLE CURVE | FUSES | SPARE |  |  |  | 250.000 A |  |  | 3
380674273 | TNB | DISTRIBUTION | KUALA SELANGOR | Existing | RYB | LV FUSE SWITCH |  | CLOSED | IEC MIDDLE CURVE | FUSES | SPARE |  |  |  | 250.000 A |  |  | 3
380674278 | TNB | DISTRIBUTION | KUALA SELANGOR | Existing | RYB | LV FUSE SWITCH |  | CLOSED | IEC MIDDLE CURVE | FUSES | SPARE |  |  |  | 250.000 A |  |  | 3
380674284 | TNB | DISTRIBUTION | KUALA SELANGOR | Existing | RYB | LV FUSE SWITCH |  | CLOSED | IEC MIDDLE CURVE | FUSES | SPARE |  |  |  | 250.000 A |  |  | 3
380674296 | TNB | DISTRIBUTION | KUALA SELANGOR | Existing | RYB | LV FUSE SWITCH |  | CLOSED | IEC MIDDLE CURVE | FUSES | SPARE |  |  |  | 250.000 A |  |  | 3
380674304 | TNB | DISTRIBUTION | KUALA SELANGOR | Existing | RYB | LV FUSE SWITCH |  | CLOSED | IEC MIDDLE CURVE | FUSES | SPARE |  |  |  | 250.000 A |  |  | 3
380674322 | TNB | DISTRIBUTION | KUALA SELANGOR | Existing | RYB | LV FUSE SWITCH |  | CLOSED | IEC MIDDLE CURVE | FUSES | SPARE |  |  |  | 250.000 A |  |  | 3
380674368 | TNB | DISTRIBUTION | KUALA SELANGOR | Existing | RYB | LV FUSE SWITCH |  | CLOSED | IEC MIDDLE CURVE | FUSES | SPARE |  |  |  | 250.000 A |  |  | 3
380674382 | TNB | DISTRIBUTION | KUALA SELANGOR | Existing | RYB | LV FUSE SWITCH |  | CLOSED | IEC MIDDLE CURVE | FUSES | SPARE |  |  |  | 250.000 A |  |  | 3
380674389 | TNB | DISTRIBUTION | KUALA SELANGOR | Existing | RYB | LV FUSE SWITCH |  | CLOSED | IEC MIDDLE CURVE | FUSES | SPARE |  |  |  | 250.000 A |  |  | 3
380674394 | TNB | DISTRIBUTION | KUALA SELANGOR | Existing | RYB | LV FUSE SWITCH |  | CLOSED | IEC MIDDLE CURVE | FUSES | SPARE |  |  |  | 250.000 A |  |  | 3
380674400 | TNB | DISTRIBUTION | KUALA SELANGOR | Existing | RYB | LV FUSE SWITCH |  | CLOSED | IEC MIDDLE CURVE | FUSES | SPARE |  |  |  | 250.000 A |  |  | 3
380674412 | TNB | DISTRIBUTION | KUALA SELANGOR | Existing | RYB | LV FUSE SWITCH |  | CLOSED | IEC MIDDLE CURVE | FUSES | SPARE |  |  |  | 250.000 A |  |  | 3
380674420 | TNB | DISTRIBUTION | KUALA SELANGOR | Existing | RYB | LV FUSE SWITCH |  | CLOSED | IEC MIDDLE CURVE | FUSES | SPARE |  |  |  | 250.000 A |  |  | 3
380674438 | TNB | DISTRIBUTION | KUALA SELANGOR | Existing | RYB | LV FUSE SWITCH |  | CLOSED | IEC MIDDLE CURVE | FUSES | SPARE |  |  |  | 250.000 A |  |  | 3
380674488 | TNB | DISTRIBUTION | KUALA SELANGOR | Existing | RYB | LV FUSE SWITCH |  | CLOSED | IEC MIDDLE CURVE | FUSES | SPARE |  |  |  | 250.000 A |  |  | 3
380674502 | TNB | DISTRIBUTION | KUALA SELANGOR | Existing | RYB | LV FUSE SWITCH |  | CLOSED | IEC MIDDLE CURVE | FUSES | SPARE |  |  |  | 250.000 A |  |  | 3
380674509 | TNB | DISTRIBUTION | KUALA SELANGOR | Existing | RYB | LV FUSE SWITCH |  | CLOSED | IEC MIDDLE CURVE | FUSES | SPARE |  |  |  | 250.000 A |  |  | 3
380674514 | TNB | DISTRIBUTION | KUALA SELANGOR | Existing | RYB | LV FUSE SWITCH |  | CLOSED | IEC MIDDLE CURVE | FUSES | SPARE |  |  |  | 250.000 A |  |  | 3
380674520 | TNB | DISTRIBUTION | KUALA SELANGOR | Existing | RYB | LV FUSE SWITCH |  | CLOSED | IEC MIDDLE CURVE | FUSES | SPARE |  |  |  | 250.000 A |  |  | 3
380674532 | TNB | DISTRIBUTION | KUALA SELANGOR | Existing | RYB | LV FUSE SWITCH |  | CLOSED | IEC MIDDLE CURVE | FUSES | SPARE |  |  |  | 250.000 A |  |  | 3
380674540 | TNB | DISTRIBUTION | KUALA SELANGOR | Existing | RYB | LV FUSE SWITCH |  | CLOSED | IEC MIDDLE CURVE | FUSES | SPARE |  |  |  | 250.000 A |  |  | 3
380674558 | TNB | DISTRIBUTION | KUALA SELANGOR | Existing | RYB | LV FUSE SWITCH |  | CLOSED | IEC MIDDLE CURVE | FUSES | SPARE |  |  |  | 250.000 A |  |  | 3
380674605 | TNB | DISTRIBUTION | KUALA SELANGOR | Existing | RYB | LV FUSE SWITCH |  | CLOSED | IEC MIDDLE CURVE | FUSES | SPARE |  |  |  | 250.000 A |  |  | 3
380674619 | TNB | DISTRIBUTION | KUALA SELANGOR | Existing | RYB | LV FUSE SWITCH |  | CLOSED | IEC MIDDLE CURVE | FUSES | SPARE |  |  |  | 250.000 A |  |  | 3
380674626 | TNB | DISTRIBUTION | KUALA SELANGOR | Existing | RYB | LV FUSE SWITCH |  | CLOSED | IEC MIDDLE CURVE | FUSES | SPARE |  |  |  | 250.000 A |  |  | 3
380674631 | TNB | DISTRIBUTION | KUALA SELANGOR | Existing | RYB | LV FUSE SWITCH |  | CLOSED | IEC MIDDLE CURVE | FUSES | SPARE |  |  |  | 250.000 A |  |  | 3
380674637 | TNB | DISTRIBUTION | KUALA SELANGOR | Existing | RYB | LV FUSE SWITCH |  | CLOSED | IEC MIDDLE CURVE | FUSES | SPARE |  |  |  | 250.000 A |  |  | 3
380674649 | TNB | DISTRIBUTION | KUALA SELANGOR | Existing | RYB | LV FUSE SWITCH |  | CLOSED | IEC MIDDLE CURVE | FUSES | SPARE |  |  |  | 250.000 A |  |  | 3
380674657 | TNB | DISTRIBUTION | KUALA SELANGOR | Existing | RYB | LV FUSE SWITCH |  | CLOSED | IEC MIDDLE CURVE | FUSES | SPARE |  |  |  | 250.000 A |  |  | 3
380674675 | TNB | DISTRIBUTION | KUALA SELANGOR | Existing | RYB | LV FUSE SWITCH |  | CLOSED | IEC MIDDLE CURVE | FUSES | SPARE |  |  |  | 250.000 A |  |  | 3
380674724 | TNB | DISTRIBUTION | KUALA SELANGOR | Existing | RYB | LV FUSE SWITCH |  | CLOSED | IEC MIDDLE CURVE | FUSES | SPARE |  |  |  | 250.000 A |  |  | 3
380674738 | TNB | DISTRIBUTION | KUALA SELANGOR | Existing | RYB | LV FUSE SWITCH |  | CLOSED | IEC MIDDLE CURVE | FUSES | SPARE |  |  |  | 250.000 A |  |  | 3
380674745 | TNB | DISTRIBUTION | KUALA SELANGOR | Existing | RYB | LV FUSE SWITCH |  | CLOSED | IEC MIDDLE CURVE | FUSES | SPARE |  |  |  | 250.000 A |  |  | 3
380674750 | TNB | DISTRIBUTION | KUALA SELANGOR | Existing | RYB | LV FUSE SWITCH |  | CLOSED | IEC MIDDLE CURVE | FUSES | SPARE |  |  |  | 250.000 A |  |  | 3
380674756 | TNB | DISTRIBUTION | KUALA SELANGOR | Existing | RYB | LV FUSE SWITCH |  | CLOSED | IEC MIDDLE CURVE | FUSES | SPARE |  |  |  | 250.000 A |  |  | 3
380674768 | TNB | DISTRIBUTION | KUALA SELANGOR | Existing | RYB | LV FUSE SWITCH |  | CLOSED | IEC MIDDLE CURVE | FUSES | SPARE |  |  |  | 250.000 A |  |  | 3
380674776 | TNB | DISTRIBUTION | KUALA SELANGOR | Existing | RYB | LV FUSE SWITCH |  | CLOSED | IEC MIDDLE CURVE | FUSES | SPARE |  |  |  | 250.000 A |  |  | 3
380674794 | TNB | DISTRIBUTION | KUALA SELANGOR | Existing | RYB | LV FUSE SWITCH |  | CLOSED | IEC MIDDLE CURVE | FUSES | SPARE |  |  |  | 250.000 A |  |  | 3
380674987 | TNB | DISTRIBUTION | KUALA SELANGOR | Existing | RYB | LV FUSE SWITCH |  | CLOSED | IEC MIDDLE CURVE | FUSES | SPARE |  |  |  | 250.000 A |  |  | 3
380675001 | TNB | DISTRIBUTION | KUALA SELANGOR | Existing | RYB | LV FUSE SWITCH |  | CLOSED | IEC MIDDLE CURVE | FUSES | SPARE |  |  |  | 250.000 A |  |  | 3
380675008 | TNB | DISTRIBUTION | KUALA SELANGOR | Existing | RYB | LV FUSE SWITCH |  | CLOSED | IEC MIDDLE CURVE | FUSES | SPARE |  |  |  | 250.000 A |  |  | 3
380675013 | TNB | DISTRIBUTION | KUALA SELANGOR | Existing | RYB | LV FUSE SWITCH |  | CLOSED | IEC MIDDLE CURVE | FUSES | SPARE |  |  |  | 250.000 A |  |  | 3
380675019 | TNB | DISTRIBUTION | KUALA SELANGOR | Existing | RYB | LV FUSE SWITCH |  | CLOSED | IEC MIDDLE CURVE | FUSES | SPARE |  |  |  | 250.000 A |  |  | 3
380675031 | TNB | DISTRIBUTION | KUALA SELANGOR | Existing | RYB | LV FUSE SWITCH |  | CLOSED | IEC MIDDLE CURVE | FUSES | SPARE |  |  |  | 250.000 A |  |  | 3
380675039 | TNB | DISTRIBUTION | KUALA SELANGOR | Existing | RYB | LV FUSE SWITCH |  | CLOSED | IEC MIDDLE CURVE | FUSES | SPARE |  |  |  | 250.000 A |  |  | 3
380675057 | TNB | DISTRIBUTION | KUALA SELANGOR | Existing | RYB | LV FUSE SWITCH |  | CLOSED | IEC MIDDLE CURVE | FUSES | SPARE |  |  |  | 250.000 A |  |  | 3
380675102 | TNB | DISTRIBUTION | KUALA SELANGOR | Existing | RYB | LV FUSE SWITCH |  | CLOSED | IEC MIDDLE CURVE | FUSES | SPARE |  |  |  | 250.000 A |  |  | 3
380675116 | TNB | DISTRIBUTION | KUALA SELANGOR | Existing | RYB | LV FUSE SWITCH |  | CLOSED | IEC MIDDLE CURVE | FUSES | SPARE |  |  |  | 250.000 A |  |  | 3
380675123 | TNB | DISTRIBUTION | KUALA SELANGOR | Existing | RYB | LV FUSE SWITCH |  | CLOSED | IEC MIDDLE CURVE | FUSES | SPARE |  |  |  | 250.000 A |  |  | 3
380675128 | TNB | DISTRIBUTION | KUALA SELANGOR | Existing | RYB | LV FUSE SWITCH |  | CLOSED | IEC MIDDLE CURVE | FUSES | SPARE |  |  |  | 250.000 A |  |  | 3
380675134 | TNB | DISTRIBUTION | KUALA SELANGOR | Existing | RYB | LV FUSE SWITCH |  | CLOSED | IEC MIDDLE CURVE | FUSES | SPARE |  |  |  | 250.000 A |  |  | 3
380675146 | TNB | DISTRIBUTION | KUALA SELANGOR | Existing | RYB | LV FUSE SWITCH |  | CLOSED | IEC MIDDLE CURVE | FUSES | SPARE |  |  |  | 250.000 A |  |  | 3
380675154 | TNB | DISTRIBUTION | KUALA SELANGOR | Existing | RYB | LV FUSE SWITCH |  | CLOSED | IEC MIDDLE CURVE | FUSES | SPARE |  |  |  | 250.000 A |  |  | 3
380675172 | TNB | DISTRIBUTION | KUALA SELANGOR | Existing | RYB | LV FUSE SWITCH |  | CLOSED | IEC MIDDLE CURVE | FUSES | SPARE |  |  |  | 250.000 A |  |  | 3
380675219 | TNB | DISTRIBUTION | KUALA SELANGOR | Existing | RYB | LV FUSE SWITCH |  | CLOSED | IEC MIDDLE CURVE | FUSES | SPARE |  |  |  | 250.000 A |  |  | 3
380675233 | TNB | DISTRIBUTION | KUALA SELANGOR | Existing | RYB | LV FUSE SWITCH |  | CLOSED | IEC MIDDLE CURVE | FUSES | SPARE |  |  |  | 250.000 A |  |  | 3
380675240 | TNB | DISTRIBUTION | KUALA SELANGOR | Existing | RYB | LV FUSE SWITCH |  | CLOSED | IEC MIDDLE CURVE | FUSES | SPARE |  |  |  | 250.000 A |  |  | 3
380675245 | TNB | DISTRIBUTION | KUALA SELANGOR | Existing | RYB | LV FUSE SWITCH |  | CLOSED | IEC MIDDLE CURVE | FUSES | SPARE |  |  |  | 250.000 A |  |  | 3
380675251 | TNB | DISTRIBUTION | KUALA SELANGOR | Existing | RYB | LV FUSE SWITCH |  | CLOSED | IEC MIDDLE CURVE | FUSES | SPARE |  |  |  | 250.000 A |  |  | 3
380675263 | TNB | DISTRIBUTION | KUALA SELANGOR | Existing | RYB | LV FUSE SWITCH |  | CLOSED | IEC MIDDLE CURVE | FUSES | SPARE |  |  |  | 250.000 A |  |  | 3
380675271 | TNB | DISTRIBUTION | KUALA SELANGOR | Existing | RYB | LV FUSE SWITCH |  | CLOSED | IEC MIDDLE CURVE | FUSES | SPARE |  |  |  | 250.000 A |  |  | 3
380675289 | TNB | DISTRIBUTION | KUALA SELANGOR | Existing | RYB | LV FUSE SWITCH |  | CLOSED | IEC MIDDLE CURVE | FUSES | SPARE |  |  |  | 250.000 A |  |  | 3
380675336 | TNB | DISTRIBUTION | KUALA SELANGOR | Existing | RYB | LV FUSE SWITCH |  | CLOSED | IEC MIDDLE CURVE | FUSES | SPARE |  |  |  | 250.000 A |  |  | 3
380675350 | TNB | DISTRIBUTION | KUALA SELANGOR | Existing | RYB | LV FUSE SWITCH |  | CLOSED | IEC MIDDLE CURVE | FUSES | SPARE |  |  |  | 250.000 A |  |  | 3
380675357 | TNB | DISTRIBUTION | KUALA SELANGOR | Existing | RYB | LV FUSE SWITCH |  | CLOSED | IEC MIDDLE CURVE | FUSES | SPARE |  |  |  | 250.000 A |  |  | 3
380675362 | TNB | DISTRIBUTION | KUALA SELANGOR | Existing | RYB | LV FUSE SWITCH |  | CLOSED | IEC MIDDLE CURVE | FUSES | SPARE |  |  |  | 250.000 A |  |  | 3
380675368 | TNB | DISTRIBUTION | KUALA SELANGOR | Existing | RYB | LV FUSE SWITCH |  | CLOSED | IEC MIDDLE CURVE | FUSES | SPARE |  |  |  | 250.000 A |  |  | 3
380675380 | TNB | DISTRIBUTION | KUALA SELANGOR | Existing | RYB | LV FUSE SWITCH |  | CLOSED | IEC MIDDLE CURVE | FUSES | SPARE |  |  |  | 250.000 A |  |  | 3
380675388 | TNB | DISTRIBUTION | KUALA SELANGOR | Existing | RYB | LV FUSE SWITCH |  | CLOSED | IEC MIDDLE CURVE | FUSES | SPARE |  |  |  | 250.000 A |  |  | 3
380675406 | TNB | DISTRIBUTION | KUALA SELANGOR | Existing | RYB | LV FUSE SWITCH |  | CLOSED | IEC MIDDLE CURVE | FUSES | SPARE |  |  |  | 250.000 A |  |  | 3
380675452 | TNB | DISTRIBUTION | KUALA SELANGOR | Existing | RYB | LV FUSE SWITCH |  | CLOSED | IEC MIDDLE CURVE | FUSES | SPARE |  |  |  | 250.000 A |  |  | 3
380675466 | TNB | DISTRIBUTION | KUALA SELANGOR | Existing | RYB | LV FUSE SWITCH |  | CLOSED | IEC MIDDLE CURVE | FUSES | SPARE |  |  |  | 250.000 A |  |  | 3
380675473 | TNB | DISTRIBUTION | KUALA SELANGOR | Existing | RYB | LV FUSE SWITCH |  | CLOSED | IEC MIDDLE CURVE | FUSES | SPARE |  |  |  | 250.000 A |  |  | 3
380675478 | TNB | DISTRIBUTION | KUALA SELANGOR | Existing | RYB | LV FUSE SWITCH |  | CLOSED | IEC MIDDLE CURVE | FUSES | SPARE |  |  |  | 250.000 A |  |  | 3
380675484 | TNB | DISTRIBUTION | KUALA SELANGOR | Existing | RYB | LV FUSE SWITCH |  | CLOSED | IEC MIDDLE CURVE | FUSES | SPARE |  |  |  | 250.000 A |  |  | 3
380675496 | TNB | DISTRIBUTION | KUALA SELANGOR | Existing | RYB | LV FUSE SWITCH |  | CLOSED | IEC MIDDLE CURVE | FUSES | SPARE |  |  |  | 250.000 A |  |  | 3
380675504 | TNB | DISTRIBUTION | KUALA SELANGOR | Existing | RYB | LV FUSE SWITCH |  | CLOSED | IEC MIDDLE CURVE | FUSES | SPARE |  |  |  | 250.000 A |  |  | 3
380675522 | TNB | DISTRIBUTION | KUALA SELANGOR | Existing | RYB | LV FUSE SWITCH |  | CLOSED | IEC MIDDLE CURVE | FUSES | SPARE |  |  |  | 250.000 A |  |  | 3
380675568 | TNB | DISTRIBUTION | KUALA SELANGOR | Existing | RYB | LV FUSE SWITCH |  | CLOSED | IEC MIDDLE CURVE | FUSES | SPARE |  |  |  | 250.000 A |  |  | 3
380675582 | TNB | DISTRIBUTION | KUALA SELANGOR | Existing | RYB | LV FUSE SWITCH |  | CLOSED | IEC MIDDLE CURVE | FUSES | SPARE |  |  |  | 250.000 A |  |  | 3
380675589 | TNB | DISTRIBUTION | KUALA SELANGOR | Existing | RYB | LV FUSE SWITCH |  | CLOSED | IEC MIDDLE CURVE | FUSES | SPARE |  |  |  | 250.000 A |  |  | 3
380675594 | TNB | DISTRIBUTION | KUALA SELANGOR | Existing | RYB | LV FUSE SWITCH |  | CLOSED | IEC MIDDLE CURVE | FUSES | SPARE |  |  |  | 250.000 A |  |  | 3
380675600 | TNB | DISTRIBUTION | KUALA SELANGOR | Existing | RYB | LV FUSE SWITCH |  | CLOSED | IEC MIDDLE CURVE | FUSES | SPARE |  |  |  | 250.000 A |  |  | 3
380675612 | TNB | DISTRIBUTION | KUALA SELANGOR | Existing | RYB | LV FUSE SWITCH |  | CLOSED | IEC MIDDLE CURVE | FUSES | SPARE |  |  |  | 250.000 A |  |  | 3
380675620 | TNB | DISTRIBUTION | KUALA SELANGOR | Existing | RYB | LV FUSE SWITCH |  | CLOSED | IEC MIDDLE CURVE | FUSES | SPARE |  |  |  | 250.000 A |  |  | 3
380675638 | TNB | DISTRIBUTION | KUALA SELANGOR | Existing | RYB | LV FUSE SWITCH |  | CLOSED | IEC MIDDLE CURVE | FUSES | SPARE |  |  |  | 250.000 A |  |  | 3
380675684 | TNB | DISTRIBUTION | KUALA SELANGOR | Existing | RYB | LV FUSE SWITCH |  | CLOSED | IEC MIDDLE CURVE | FUSES | SPARE |  |  |  | 250.000 A |  |  | 3
380675698 | TNB | DISTRIBUTION | KUALA SELANGOR | Existing | RYB | LV FUSE SWITCH |  | CLOSED | IEC MIDDLE CURVE | FUSES | SPARE |  |  |  | 250.000 A |  |  | 3
380675705 | TNB | DISTRIBUTION | KUALA SELANGOR | Existing | RYB | LV FUSE SWITCH |  | CLOSED | IEC MIDDLE CURVE | FUSES | SPARE |  |  |  | 250.000 A |  |  | 3
380675710 | TNB | DISTRIBUTION | KUALA SELANGOR | Existing | RYB | LV FUSE SWITCH |  | CLOSED | IEC MIDDLE CURVE | FUSES | SPARE |  |  |  | 250.000 A |  |  | 3
380675716 | TNB | DISTRIBUTION | KUALA SELANGOR | Existing | RYB | LV FUSE SWITCH |  | CLOSED | IEC MIDDLE CURVE | FUSES | SPARE |  |  |  | 250.000 A |  |  | 3
380675728 | TNB | DISTRIBUTION | KUALA SELANGOR | Existing | RYB | LV FUSE SWITCH |  | CLOSED | IEC MIDDLE CURVE | FUSES | SPARE |  |  |  | 250.000 A |  |  | 3
380675736 | TNB | DISTRIBUTION | KUALA SELANGOR | Existing | RYB | LV FUSE SWITCH |  | CLOSED | IEC MIDDLE CURVE | FUSES | SPARE |  |  |  | 250.000 A |  |  | 3
380675754 | TNB | DISTRIBUTION | KUALA SELANGOR | Existing | RYB | LV FUSE SWITCH |  | CLOSED | IEC MIDDLE CURVE | FUSES | SPARE |  |  |  | 250.000 A |  |  | 3
380675800 | TNB | DISTRIBUTION | KUALA SELANGOR | Existing | RYB | LV FUSE SWITCH |  | CLOSED | IEC MIDDLE CURVE | FUSES | SPARE |  |  |  | 250.000 A |  |  | 3
380675814 | TNB | DISTRIBUTION | KUALA SELANGOR | Existing | RYB | LV FUSE SWITCH |  | CLOSED | IEC MIDDLE CURVE | FUSES | SPARE |  |  |  | 250.000 A |  |  | 3
380675821 | TNB | DISTRIBUTION | KUALA SELANGOR | Existing | RYB | LV FUSE SWITCH |  | CLOSED | IEC MIDDLE CURVE | FUSES | SPARE |  |  |  | 250.000 A |  |  | 3
380675826 | TNB | DISTRIBUTION | KUALA SELANGOR | Existing | RYB | LV FUSE SWITCH |  | CLOSED | IEC MIDDLE CURVE | FUSES | SPARE |  |  |  | 250.000 A |  |  | 3
380675832 | TNB | DISTRIBUTION | KUALA SELANGOR | Existing | RYB | LV FUSE SWITCH |  | CLOSED | IEC MIDDLE CURVE | FUSES | SPARE |  |  |  | 250.000 A |  |  | 3
380675844 | TNB | DISTRIBUTION | KUALA SELANGOR | Existing | RYB | LV FUSE SWITCH |  | CLOSED | IEC MIDDLE CURVE | FUSES | SPARE |  |  |  | 250.000 A |  |  | 3
380675852 | TNB | DISTRIBUTION | KUALA SELANGOR | Existing | RYB | LV FUSE SWITCH |  | CLOSED | IEC MIDDLE CURVE | FUSES | SPARE |  |  |  | 250.000 A |  |  | 3
380675870 | TNB | DISTRIBUTION | KUALA SELANGOR | Existing | RYB | LV FUSE SWITCH |  | CLOSED | IEC MIDDLE CURVE | FUSES | SPARE |  |  |  | 250.000 A |  |  | 3
380675914 | TNB | DISTRIBUTION | KUALA SELANGOR | Existing | RYB | LV FUSE SWITCH |  | CLOSED | IEC MIDDLE CURVE | FUSES | SPARE |  |  |  | 250.000 A |  |  | 3
380675928 | TNB | DISTRIBUTION | KUALA SELANGOR | Existing | RYB | LV FUSE SWITCH |  | CLOSED | IEC MIDDLE CURVE | FUSES | SPARE |  |  |  | 250.000 A |  |  | 3
380675935 | TNB | DISTRIBUTION | KUALA SELANGOR | Existing | RYB | LV FUSE SWITCH |  | CLOSED | IEC MIDDLE CURVE | FUSES | SPARE |  |  |  | 250.000 A |  |  | 3
380675940 | TNB | DISTRIBUTION | KUALA SELANGOR | Existing | RYB | LV FUSE SWITCH |  | CLOSED | IEC MIDDLE CURVE | FUSES | SPARE |  |  |  | 250.000 A |  |  | 3
380675946 | TNB | DISTRIBUTION | KUALA SELANGOR | Existing | RYB | LV FUSE SWITCH |  | CLOSED | IEC MIDDLE CURVE | FUSES | SPARE |  |  |  | 250.000 A |  |  | 3
380675958 | TNB | DISTRIBUTION | KUALA SELANGOR | Existing | RYB | LV FUSE SWITCH |  | CLOSED | IEC MIDDLE CURVE | FUSES | SPARE |  |  |  | 250.000 A |  |  | 3
380675966 | TNB | DISTRIBUTION | KUALA SELANGOR | Existing | RYB | LV FUSE SWITCH |  | CLOSED | IEC MIDDLE CURVE | FUSES | SPARE |  |  |  | 250.000 A |  |  | 3
380676069 | TNB | DISTRIBUTION | KUALA SELANGOR | Existing | RYB | LV FUSE SWITCH |  | CLOSED | IEC MIDDLE CURVE | FUSES | SPARE |  |  |  | 250.000 A |  |  | 3
380676073 | TNB | DISTRIBUTION | KUALA SELANGOR | Existing | RYB | LV FUSE SWITCH |  | CLOSED | IEC MIDDLE CURVE | FUSES | SPARE |  |  |  | 250.000 A |  |  | 3
380676088 | TNB | DISTRIBUTION | KUALA SELANGOR | Existing | RYB | LV FUSE SWITCH |  | CLOSED | IEC MIDDLE CURVE | FUSES | SPARE |  |  |  | 250.000 A |  |  | 3
380676100 | TNB | DISTRIBUTION | KUALA SELANGOR | Existing | RYB | LV FUSE SWITCH |  | CLOSED | IEC MIDDLE CURVE | FUSES | SPARE |  |  |  | 250.000 A |  |  | 3
380676107 | TNB | DISTRIBUTION | KUALA SELANGOR | Existing | RYB | LV FUSE SWITCH |  | CLOSED | IEC MIDDLE CURVE | FUSES | SPARE |  |  |  | 250.000 A |  |  | 3
380676116 | TNB | DISTRIBUTION | KUALA SELANGOR | Existing | RYB | LV FUSE SWITCH |  | CLOSED | IEC MIDDLE CURVE | FUSES | SPARE |  |  |  | 250.000 A |  |  | 3
380676126 | TNB | DISTRIBUTION | KUALA SELANGOR | Existing | RYB | LV FUSE SWITCH |  | CLOSED | IEC MIDDLE CURVE | FUSES | SPARE |  |  |  | 250.000 A |  |  | 3
380676133 | TNB | DISTRIBUTION | KUALA SELANGOR | Existing | RYB | LV FUSE SWITCH |  | CLOSED | IEC MIDDLE CURVE | FUSES | SPARE |  |  |  | 250.000 A |  |  | 3
380676238 | TNB | DISTRIBUTION | KUALA SELANGOR | Existing | RYB | LV FUSE SWITCH |  | CLOSED | IEC MIDDLE CURVE | FUSES | SPARE |  |  |  | 250.000 A |  |  | 3
380676252 | TNB | DISTRIBUTION | KUALA SELANGOR | Existing | RYB | LV FUSE SWITCH |  | CLOSED | IEC MIDDLE CURVE | FUSES | SPARE |  |  |  | 250.000 A |  |  | 3
380676259 | TNB | DISTRIBUTION | KUALA SELANGOR | Existing | RYB | LV FUSE SWITCH |  | CLOSED | IEC MIDDLE CURVE | FUSES | SPARE |  |  |  | 250.000 A |  |  | 3
380676264 | TNB | DISTRIBUTION | KUALA SELANGOR | Existing | RYB | LV FUSE SWITCH |  | CLOSED | IEC MIDDLE CURVE | FUSES | SPARE |  |  |  | 250.000 A |  |  | 3
380676270 | TNB | DISTRIBUTION | KUALA SELANGOR | Existing | RYB | LV FUSE SWITCH |  | CLOSED | IEC MIDDLE CURVE | FUSES | SPARE |  |  |  | 250.000 A |  |  | 3
380676282 | TNB | DISTRIBUTION | KUALA SELANGOR | Existing | RYB | LV FUSE SWITCH |  | CLOSED | IEC MIDDLE CURVE | FUSES | SPARE |  |  |  | 250.000 A |  |  | 3
380676290 | TNB | DISTRIBUTION | KUALA SELANGOR | Existing | RYB | LV FUSE SWITCH |  | CLOSED | IEC MIDDLE CURVE | FUSES | SPARE |  |  |  | 250.000 A |  |  | 3
380676308 | TNB | DISTRIBUTION | KUALA SELANGOR | Existing | RYB | LV FUSE SWITCH |  | CLOSED | IEC MIDDLE CURVE | FUSES | SPARE |  |  |  | 250.000 A |  |  | 3
380757926 | TNB | DISTRIBUTION | KUALA SELANGOR | Existing | RYB | BLACK BOX | POLE | CLOSED |  | N/A |  |  |  |  | 60.000 A |  |  | 3
380757944 | TNB | DISTRIBUTION | KUALA SELANGOR | Existing | RYB | BLACK BOX | OTHERS | CLOSED |  | N/A |  |  |  |  | 60.000 A |  |  | 6
380942212 | TNB | DISTRIBUTION | KUALA SELANGOR | Existing | RYB | LV FUSE SWITCH |  | CLOSED | IEC MIDDLE CURVE | FUSES | SPARE |  |  |  | 250.000 A |  |  | 3
380942263 | TNB | DISTRIBUTION | KUALA SELANGOR | Existing | RYB | LV FUSE SWITCH |  | CLOSED | IEC MIDDLE CURVE | FUSES | SPARE |  |  |  | 250.000 A |  |  | 3
380942277 | TNB | DISTRIBUTION | KUALA SELANGOR | Existing | RYB | LV FUSE SWITCH |  | CLOSED | IEC MIDDLE CURVE | FUSES | SPARE |  |  |  | 250.000 A |  |  | 3
380942284 | TNB | DISTRIBUTION | KUALA SELANGOR | Existing | RYB | LV FUSE SWITCH |  | CLOSED | IEC MIDDLE CURVE | FUSES | SPARE |  |  |  | 250.000 A |  |  | 3
380942289 | TNB | DISTRIBUTION | KUALA SELANGOR | Existing | RYB | LV FUSE SWITCH |  | CLOSED | IEC MIDDLE CURVE | FUSES | SPARE |  |  |  | 250.000 A |  |  | 3
380942295 | TNB | DISTRIBUTION | KUALA SELANGOR | Existing | RYB | LV FUSE SWITCH |  | CLOSED | IEC MIDDLE CURVE | FUSES | SPARE |  |  |  | 250.000 A |  |  | 3
380942307 | TNB | DISTRIBUTION | KUALA SELANGOR | Existing | RYB | LV FUSE SWITCH |  | CLOSED | IEC MIDDLE CURVE | FUSES | SPARE |  |  |  | 250.000 A |  |  | 3
380942315 | TNB | DISTRIBUTION | KUALA SELANGOR | Existing | RYB | LV FUSE SWITCH |  | CLOSED | IEC MIDDLE CURVE | FUSES | SPARE |  |  |  | 250.000 A |  |  | 3
380942333 | TNB | DISTRIBUTION | KUALA SELANGOR | Existing | RYB | LV FUSE SWITCH |  | CLOSED | IEC MIDDLE CURVE | FUSES | SPARE |  |  |  | 250.000 A |  |  | 3
380942385 | TNB | DISTRIBUTION | KUALA SELANGOR | Existing | RYB | LV FUSE SWITCH |  | CLOSED | IEC MIDDLE CURVE | FUSES | SPARE |  |  |  | 250.000 A |  |  | 3
380942399 | TNB | DISTRIBUTION | KUALA SELANGOR | Existing | RYB | LV FUSE SWITCH |  | CLOSED | IEC MIDDLE CURVE | FUSES | SPARE |  |  |  | 250.000 A |  |  | 3
380942406 | TNB | DISTRIBUTION | KUALA SELANGOR | Existing | RYB | LV FUSE SWITCH |  | CLOSED | IEC MIDDLE CURVE | FUSES | SPARE |  |  |  | 250.000 A |  |  | 3
380942411 | TNB | DISTRIBUTION | KUALA SELANGOR | Existing | RYB | LV FUSE SWITCH |  | CLOSED | IEC MIDDLE CURVE | FUSES | SPARE |  |  |  | 250.000 A |  |  | 3
380942417 | TNB | DISTRIBUTION | KUALA SELANGOR | Existing | RYB | LV FUSE SWITCH |  | CLOSED | IEC MIDDLE CURVE | FUSES | SPARE |  |  |  | 250.000 A |  |  | 3
380942429 | TNB | DISTRIBUTION | KUALA SELANGOR | Existing | RYB | LV FUSE SWITCH |  | CLOSED | IEC MIDDLE CURVE | FUSES | SPARE |  |  |  | 250.000 A |  |  | 3
380942437 | TNB | DISTRIBUTION | KUALA SELANGOR | Existing | RYB | LV FUSE SWITCH |  | CLOSED | IEC MIDDLE CURVE | FUSES | SPARE |  |  |  | 250.000 A |  |  | 3
380942455 | TNB | DISTRIBUTION | KUALA SELANGOR | Existing | RYB | LV FUSE SWITCH |  | CLOSED | IEC MIDDLE CURVE | FUSES | SPARE |  |  |  | 250.000 A |  |  | 3
380942512 | TNB | DISTRIBUTION | KUALA SELANGOR | Existing | RYB | LV FUSE SWITCH |  | CLOSED | IEC MIDDLE CURVE | FUSES | SPARE |  |  |  | 250.000 A |  |  | 3
380942526 | TNB | DISTRIBUTION | KUALA SELANGOR | Existing | RYB | LV FUSE SWITCH |  | CLOSED | IEC MIDDLE CURVE | FUSES | SPARE |  |  |  | 250.000 A |  |  | 3
380942533 | TNB | DISTRIBUTION | KUALA SELANGOR | Existing | RYB | LV FUSE SWITCH |  | CLOSED | IEC MIDDLE CURVE | FUSES | SPARE |  |  |  | 250.000 A |  |  | 3
380942538 | TNB | DISTRIBUTION | KUALA SELANGOR | Existing | RYB | LV FUSE SWITCH |  | CLOSED | IEC MIDDLE CURVE | FUSES | SPARE |  |  |  | 250.000 A |  |  | 3
380942544 | TNB | DISTRIBUTION | KUALA SELANGOR | Existing | RYB | LV FUSE SWITCH |  | CLOSED | IEC MIDDLE CURVE | FUSES | SPARE |  |  |  | 250.000 A |  |  | 3
380942556 | TNB | DISTRIBUTION | KUALA SELANGOR | Existing | RYB | LV FUSE SWITCH |  | CLOSED | IEC MIDDLE CURVE | FUSES | SPARE |  |  |  | 250.000 A |  |  | 3
380942564 | TNB | DISTRIBUTION | KUALA SELANGOR | Existing | RYB | LV FUSE SWITCH |  | CLOSED | IEC MIDDLE CURVE | FUSES | SPARE |  |  |  | 250.000 A |  |  | 3
380942582 | TNB | DISTRIBUTION | KUALA SELANGOR | Existing | RYB | LV FUSE SWITCH |  | CLOSED | IEC MIDDLE CURVE | FUSES | SPARE |  |  |  | 250.000 A |  |  | 3
380942636 | TNB | DISTRIBUTION | KUALA SELANGOR | Existing | RYB | LV FUSE SWITCH |  | CLOSED | IEC MIDDLE CURVE | FUSES | SPARE |  |  |  | 250.000 A |  |  | 3
380942650 | TNB | DISTRIBUTION | KUALA SELANGOR | Existing | RYB | LV FUSE SWITCH |  | CLOSED | IEC MIDDLE CURVE | FUSES | SPARE |  |  |  | 250.000 A |  |  | 3
380942657 | TNB | DISTRIBUTION | KUALA SELANGOR | Existing | RYB | LV FUSE SWITCH |  | CLOSED | IEC MIDDLE CURVE | FUSES | SPARE |  |  |  | 250.000 A |  |  | 3
380942662 | TNB | DISTRIBUTION | KUALA SELANGOR | Existing | RYB | LV FUSE SWITCH |  | CLOSED | IEC MIDDLE CURVE | FUSES | SPARE |  |  |  | 250.000 A |  |  | 3
380942668 | TNB | DISTRIBUTION | KUALA SELANGOR | Existing | RYB | LV FUSE SWITCH |  | CLOSED | IEC MIDDLE CURVE | FUSES | SPARE |  |  |  | 250.000 A |  |  | 3
380942680 | TNB | DISTRIBUTION | KUALA SELANGOR | Existing | RYB | LV FUSE SWITCH |  | CLOSED | IEC MIDDLE CURVE | FUSES | SPARE |  |  |  | 250.000 A |  |  | 3
380942688 | TNB | DISTRIBUTION | KUALA SELANGOR | Existing | RYB | LV FUSE SWITCH |  | CLOSED | IEC MIDDLE CURVE | FUSES | SPARE |  |  |  | 250.000 A |  |  | 3
380942706 | TNB | DISTRIBUTION | KUALA SELANGOR | Existing | RYB | LV FUSE SWITCH |  | CLOSED | IEC MIDDLE CURVE | FUSES | SPARE |  |  |  | 250.000 A |  |  | 3
380942759 | TNB | DISTRIBUTION | KUALA SELANGOR | Existing | RYB | LV FUSE SWITCH |  | CLOSED | IEC MIDDLE CURVE | FUSES | SPARE |  |  |  | 250.000 A |  |  | 3
380942773 | TNB | DISTRIBUTION | KUALA SELANGOR | Existing | RYB | LV FUSE SWITCH |  | CLOSED | IEC MIDDLE CURVE | FUSES | SPARE |  |  |  | 250.000 A |  |  | 3
380942780 | TNB | DISTRIBUTION | KUALA SELANGOR | Existing | RYB | LV FUSE SWITCH |  | CLOSED | IEC MIDDLE CURVE | FUSES | SPARE |  |  |  | 250.000 A |  |  | 3
380942785 | TNB | DISTRIBUTION | KUALA SELANGOR | Existing | RYB | LV FUSE SWITCH |  | CLOSED | IEC MIDDLE CURVE | FUSES | SPARE |  |  |  | 250.000 A |  |  | 3
380942791 | TNB | DISTRIBUTION | KUALA SELANGOR | Existing | RYB | LV FUSE SWITCH |  | CLOSED | IEC MIDDLE CURVE | FUSES | SPARE |  |  |  | 250.000 A |  |  | 3
380942803 | TNB | DISTRIBUTION | KUALA SELANGOR | Existing | RYB | LV FUSE SWITCH |  | CLOSED | IEC MIDDLE CURVE | FUSES | SPARE |  |  |  | 250.000 A |  |  | 3
380942811 | TNB | DISTRIBUTION | KUALA SELANGOR | Existing | RYB | LV FUSE SWITCH |  | CLOSED | IEC MIDDLE CURVE | FUSES | SPARE |  |  |  | 250.000 A |  |  | 3
380942829 | TNB | DISTRIBUTION | KUALA SELANGOR | Existing | RYB | LV FUSE SWITCH |  | CLOSED | IEC MIDDLE CURVE | FUSES | SPARE |  |  |  | 250.000 A |  |  | 3
380942995 | TNB | DISTRIBUTION | KUALA SELANGOR | Existing | RYB | LV FUSE SWITCH |  | CLOSED | IEC MIDDLE CURVE | FUSES | SPARE |  |  |  | 250.000 A |  |  | 3
380943009 | TNB | DISTRIBUTION | KUALA SELANGOR | Existing | RYB | LV FUSE SWITCH |  | CLOSED | IEC MIDDLE CURVE | FUSES | SPARE |  |  |  | 250.000 A |  |  | 3
380943016 | TNB | DISTRIBUTION | KUALA SELANGOR | Existing | RYB | LV FUSE SWITCH |  | CLOSED | IEC MIDDLE CURVE | FUSES | SPARE |  |  |  | 250.000 A |  |  | 3
380943021 | TNB | DISTRIBUTION | KUALA SELANGOR | Existing | RYB | LV FUSE SWITCH |  | CLOSED | IEC MIDDLE CURVE | FUSES | SPARE |  |  |  | 250.000 A |  |  | 3
380943027 | TNB | DISTRIBUTION | KUALA SELANGOR | Existing | RYB | LV FUSE SWITCH |  | CLOSED | IEC MIDDLE CURVE | FUSES | SPARE |  |  |  | 250.000 A |  |  | 3
380943039 | TNB | DISTRIBUTION | KUALA SELANGOR | Existing | RYB | LV FUSE SWITCH |  | CLOSED | IEC MIDDLE CURVE | FUSES | SPARE |  |  |  | 250.000 A |  |  | 3
380943047 | TNB | DISTRIBUTION | KUALA SELANGOR | Existing | RYB | LV FUSE SWITCH |  | CLOSED | IEC MIDDLE CURVE | FUSES | SPARE |  |  |  | 250.000 A |  |  | 3
380943065 | TNB | DISTRIBUTION | KUALA SELANGOR | Existing | RYB | LV FUSE SWITCH |  | CLOSED | IEC MIDDLE CURVE | FUSES | SPARE |  |  |  | 250.000 A |  |  | 3
380943131 | TNB | DISTRIBUTION | KUALA SELANGOR | Existing | RYB | LV FUSE SWITCH |  | CLOSED | IEC MIDDLE CURVE | FUSES | SPARE |  |  |  | 250.000 A |  |  | 3
380943145 | TNB | DISTRIBUTION | KUALA SELANGOR | Existing | RYB | LV FUSE SWITCH |  | CLOSED | IEC MIDDLE CURVE | FUSES | SPARE |  |  |  | 250.000 A |  |  | 3
380943152 | TNB | DISTRIBUTION | KUALA SELANGOR | Existing | RYB | LV FUSE SWITCH |  | CLOSED | IEC MIDDLE CURVE | FUSES | SPARE |  |  |  | 250.000 A |  |  | 3
380943157 | TNB | DISTRIBUTION | KUALA SELANGOR | Existing | RYB | LV FUSE SWITCH |  | CLOSED | IEC MIDDLE CURVE | FUSES | SPARE |  |  |  | 250.000 A |  |  | 3
380943163 | TNB | DISTRIBUTION | KUALA SELANGOR | Existing | RYB | LV FUSE SWITCH |  | CLOSED | IEC MIDDLE CURVE | FUSES | SPARE |  |  |  | 250.000 A |  |  | 3
380943175 | TNB | DISTRIBUTION | KUALA SELANGOR | Existing | RYB | LV FUSE SWITCH |  | CLOSED | IEC MIDDLE CURVE | FUSES | SPARE |  |  |  | 250.000 A |  |  | 3
380943183 | TNB | DISTRIBUTION | KUALA SELANGOR | Existing | RYB | LV FUSE SWITCH |  | CLOSED | IEC MIDDLE CURVE | FUSES | SPARE |  |  |  | 250.000 A |  |  | 3
380943201 | TNB | DISTRIBUTION | KUALA SELANGOR | Existing | RYB | LV FUSE SWITCH |  | CLOSED | IEC MIDDLE CURVE | FUSES | SPARE |  |  |  | 250.000 A |  |  | 3
380943264 | TNB | DISTRIBUTION | KUALA SELANGOR | Existing | RYB | LV FUSE SWITCH |  | CLOSED | IEC MIDDLE CURVE | FUSES | SPARE |  |  |  | 250.000 A |  |  | 3
380943278 | TNB | DISTRIBUTION | KUALA SELANGOR | Existing | RYB | LV FUSE SWITCH |  | CLOSED | IEC MIDDLE CURVE | FUSES | SPARE |  |  |  | 250.000 A |  |  | 3
380943285 | TNB | DISTRIBUTION | KUALA SELANGOR | Existing | RYB | LV FUSE SWITCH |  | CLOSED | IEC MIDDLE CURVE | FUSES | SPARE |  |  |  | 250.000 A |  |  | 3
380943290 | TNB | DISTRIBUTION | KUALA SELANGOR | Existing | RYB | LV FUSE SWITCH |  | CLOSED | IEC MIDDLE CURVE | FUSES | SPARE |  |  |  | 250.000 A |  |  | 3
380943296 | TNB | DISTRIBUTION | KUALA SELANGOR | Existing | RYB | LV FUSE SWITCH |  | CLOSED | IEC MIDDLE CURVE | FUSES | SPARE |  |  |  | 250.000 A |  |  | 3
380943308 | TNB | DISTRIBUTION | KUALA SELANGOR | Existing | RYB | LV FUSE SWITCH |  | CLOSED | IEC MIDDLE CURVE | FUSES | SPARE |  |  |  | 250.000 A |  |  | 3
380943316 | TNB | DISTRIBUTION | KUALA SELANGOR | Existing | RYB | LV FUSE SWITCH |  | CLOSED | IEC MIDDLE CURVE | FUSES | SPARE |  |  |  | 250.000 A |  |  | 3
380943334 | TNB | DISTRIBUTION | KUALA SELANGOR | Existing | RYB | LV FUSE SWITCH |  | CLOSED | IEC MIDDLE CURVE | FUSES | SPARE |  |  |  | 250.000 A |  |  | 3
380943388 | TNB | DISTRIBUTION | KUALA SELANGOR | Existing | RYB | LV FUSE SWITCH |  | CLOSED | IEC MIDDLE CURVE | FUSES | SPARE |  |  |  | 250.000 A |  |  | 3
380943402 | TNB | DISTRIBUTION | KUALA SELANGOR | Existing | RYB | LV FUSE SWITCH |  | CLOSED | IEC MIDDLE CURVE | FUSES | SPARE |  |  |  | 250.000 A |  |  | 3
380943409 | TNB | DISTRIBUTION | KUALA SELANGOR | Existing | RYB | LV FUSE SWITCH |  | CLOSED | IEC MIDDLE CURVE | FUSES | SPARE |  |  |  | 250.000 A |  |  | 3
380943414 | TNB | DISTRIBUTION | KUALA SELANGOR | Existing | RYB | LV FUSE SWITCH |  | CLOSED | IEC MIDDLE CURVE | FUSES | SPARE |  |  |  | 250.000 A |  |  | 3
380943420 | TNB | DISTRIBUTION | KUALA SELANGOR | Existing | RYB | LV FUSE SWITCH |  | CLOSED | IEC MIDDLE CURVE | FUSES | SPARE |  |  |  | 250.000 A |  |  | 3
380943432 | TNB | DISTRIBUTION | KUALA SELANGOR | Existing | RYB | LV FUSE SWITCH |  | CLOSED | IEC MIDDLE CURVE | FUSES | SPARE |  |  |  | 250.000 A |  |  | 3
380943440 | TNB | DISTRIBUTION | KUALA SELANGOR | Existing | RYB | LV FUSE SWITCH |  | CLOSED | IEC MIDDLE CURVE | FUSES | SPARE |  |  |  | 250.000 A |  |  | 3
380943458 | TNB | DISTRIBUTION | KUALA SELANGOR | Existing | RYB | LV FUSE SWITCH |  | CLOSED | IEC MIDDLE CURVE | FUSES | SPARE |  |  |  | 250.000 A |  |  | 3
380943519 | TNB | DISTRIBUTION | KUALA SELANGOR | Existing | RYB | LV FUSE SWITCH |  | CLOSED | IEC MIDDLE CURVE | FUSES | SPARE |  |  |  | 250.000 A |  |  | 3
380943533 | TNB | DISTRIBUTION | KUALA SELANGOR | Existing | RYB | LV FUSE SWITCH |  | CLOSED | IEC MIDDLE CURVE | FUSES | SPARE |  |  |  | 250.000 A |  |  | 3
380943540 | TNB | DISTRIBUTION | KUALA SELANGOR | Existing | RYB | LV FUSE SWITCH |  | CLOSED | IEC MIDDLE CURVE | FUSES | SPARE |  |  |  | 250.000 A |  |  | 3
380943545 | TNB | DISTRIBUTION | KUALA SELANGOR | Existing | RYB | LV FUSE SWITCH |  | CLOSED | IEC MIDDLE CURVE | FUSES | SPARE |  |  |  | 250.000 A |  |  | 3
380943551 | TNB | DISTRIBUTION | KUALA SELANGOR | Existing | RYB | LV FUSE SWITCH |  | CLOSED | IEC MIDDLE CURVE | FUSES | SPARE |  |  |  | 250.000 A |  |  | 3
380943563 | TNB | DISTRIBUTION | KUALA SELANGOR | Existing | RYB | LV FUSE SWITCH |  | CLOSED | IEC MIDDLE CURVE | FUSES | SPARE |  |  |  | 250.000 A |  |  | 3
380943571 | TNB | DISTRIBUTION | KUALA SELANGOR | Existing | RYB | LV FUSE SWITCH |  | CLOSED | IEC MIDDLE CURVE | FUSES | SPARE |  |  |  | 250.000 A |  |  | 3
380943589 | TNB | DISTRIBUTION | KUALA SELANGOR | Existing | RYB | LV FUSE SWITCH |  | CLOSED | IEC MIDDLE CURVE | FUSES | SPARE |  |  |  | 250.000 A |  |  | 3
380943643 | TNB | DISTRIBUTION | KUALA SELANGOR | Existing | RYB | LV FUSE SWITCH |  | CLOSED | IEC MIDDLE CURVE | FUSES | SPARE |  |  |  | 250.000 A |  |  | 3
380943657 | TNB | DISTRIBUTION | KUALA SELANGOR | Existing | RYB | LV FUSE SWITCH |  | CLOSED | IEC MIDDLE CURVE | FUSES | SPARE |  |  |  | 250.000 A |  |  | 3
380943664 | TNB | DISTRIBUTION | KUALA SELANGOR | Existing | RYB | LV FUSE SWITCH |  | CLOSED | IEC MIDDLE CURVE | FUSES | SPARE |  |  |  | 250.000 A |  |  | 3
380943669 | TNB | DISTRIBUTION | KUALA SELANGOR | Existing | RYB | LV FUSE SWITCH |  | CLOSED | IEC MIDDLE CURVE | FUSES | SPARE |  |  |  | 250.000 A |  |  | 3
380943675 | TNB | DISTRIBUTION | KUALA SELANGOR | Existing | RYB | LV FUSE SWITCH |  | CLOSED | IEC MIDDLE CURVE | FUSES | SPARE |  |  |  | 250.000 A |  |  | 3
380943687 | TNB | DISTRIBUTION | KUALA SELANGOR | Existing | RYB | LV FUSE SWITCH |  | CLOSED | IEC MIDDLE CURVE | FUSES | SPARE |  |  |  | 250.000 A |  |  | 3
380943695 | TNB | DISTRIBUTION | KUALA SELANGOR | Existing | RYB | LV FUSE SWITCH |  | CLOSED | IEC MIDDLE CURVE | FUSES | SPARE |  |  |  | 250.000 A |  |  | 3
380943713 | TNB | DISTRIBUTION | KUALA SELANGOR | Existing | RYB | LV FUSE SWITCH |  | CLOSED | IEC MIDDLE CURVE | FUSES | SPARE |  |  |  | 250.000 A |  |  | 3
380943891 | TNB | DISTRIBUTION | KUALA SELANGOR | Existing | RYB | LV FUSE SWITCH |  | CLOSED | IEC MIDDLE CURVE | FUSES | SPARE |  |  |  | 250.000 A |  |  | 3
380943905 | TNB | DISTRIBUTION | KUALA SELANGOR | Existing | RYB | LV FUSE SWITCH |  | CLOSED | IEC MIDDLE CURVE | FUSES | SPARE |  |  |  | 250.000 A |  |  | 3
380943912 | TNB | DISTRIBUTION | KUALA SELANGOR | Existing | RYB | LV FUSE SWITCH |  | CLOSED | IEC MIDDLE CURVE | FUSES | SPARE |  |  |  | 250.000 A |  |  | 3
380943917 | TNB | DISTRIBUTION | KUALA SELANGOR | Existing | RYB | LV FUSE SWITCH |  | CLOSED | IEC MIDDLE CURVE | FUSES | SPARE |  |  |  | 250.000 A |  |  | 3
380943923 | TNB | DISTRIBUTION | KUALA SELANGOR | Existing | RYB | LV FUSE SWITCH |  | CLOSED | IEC MIDDLE CURVE | FUSES | SPARE |  |  |  | 250.000 A |  |  | 3
380943935 | TNB | DISTRIBUTION | KUALA SELANGOR | Existing | RYB | LV FUSE SWITCH |  | CLOSED | IEC MIDDLE CURVE | FUSES | SPARE |  |  |  | 250.000 A |  |  | 3
380943943 | TNB | DISTRIBUTION | KUALA SELANGOR | Existing | RYB | LV FUSE SWITCH |  | CLOSED | IEC MIDDLE CURVE | FUSES | SPARE |  |  |  | 250.000 A |  |  | 3
380943961 | TNB | DISTRIBUTION | KUALA SELANGOR | Existing | RYB | LV FUSE SWITCH |  | CLOSED | IEC MIDDLE CURVE | FUSES | SPARE |  |  |  | 250.000 A |  |  | 3
380944021 | TNB | DISTRIBUTION | KUALA SELANGOR | Existing | RYB | LV FUSE SWITCH |  | CLOSED | IEC MIDDLE CURVE | FUSES | SPARE |  |  |  | 250.000 A |  |  | 3
380944035 | TNB | DISTRIBUTION | KUALA SELANGOR | Existing | RYB | LV FUSE SWITCH |  | CLOSED | IEC MIDDLE CURVE | FUSES | SPARE |  |  |  | 250.000 A |  |  | 3
380944042 | TNB | DISTRIBUTION | KUALA SELANGOR | Existing | RYB | LV FUSE SWITCH |  | CLOSED | IEC MIDDLE CURVE | FUSES | SPARE |  |  |  | 250.000 A |  |  | 3
380944047 | TNB | DISTRIBUTION | KUALA SELANGOR | Existing | RYB | LV FUSE SWITCH |  | CLOSED | IEC MIDDLE CURVE | FUSES | SPARE |  |  |  | 250.000 A |  |  | 3
380944053 | TNB | DISTRIBUTION | KUALA SELANGOR | Existing | RYB | LV FUSE SWITCH |  | CLOSED | IEC MIDDLE CURVE | FUSES | SPARE |  |  |  | 250.000 A |  |  | 3
380944065 | TNB | DISTRIBUTION | KUALA SELANGOR | Existing | RYB | LV FUSE SWITCH |  | CLOSED | IEC MIDDLE CURVE | FUSES | SPARE |  |  |  | 250.000 A |  |  | 3
380944073 | TNB | DISTRIBUTION | KUALA SELANGOR | Existing | RYB | LV FUSE SWITCH |  | CLOSED | IEC MIDDLE CURVE | FUSES | SPARE |  |  |  | 250.000 A |  |  | 3
380944091 | TNB | DISTRIBUTION | KUALA SELANGOR | Existing | RYB | LV FUSE SWITCH |  | CLOSED | IEC MIDDLE CURVE | FUSES | SPARE |  |  |  | 250.000 A |  |  | 3
380944206 | TNB | DISTRIBUTION | KUALA SELANGOR | Existing | RYB | LV FUSE SWITCH |  | CLOSED | IEC MIDDLE CURVE | FUSES | SPARE |  |  |  | 250.000 A |  |  | 3
380944220 | TNB | DISTRIBUTION | KUALA SELANGOR | Existing | RYB | LV FUSE SWITCH |  | CLOSED | IEC MIDDLE CURVE | FUSES | SPARE |  |  |  | 250.000 A |  |  | 3
380944227 | TNB | DISTRIBUTION | KUALA SELANGOR | Existing | RYB | LV FUSE SWITCH |  | CLOSED | IEC MIDDLE CURVE | FUSES | SPARE |  |  |  | 250.000 A |  |  | 3
380944232 | TNB | DISTRIBUTION | KUALA SELANGOR | Existing | RYB | LV FUSE SWITCH |  | CLOSED | IEC MIDDLE CURVE | FUSES | SPARE |  |  |  | 250.000 A |  |  | 3
380944238 | TNB | DISTRIBUTION | KUALA SELANGOR | Existing | RYB | LV FUSE SWITCH |  | CLOSED | IEC MIDDLE CURVE | FUSES | SPARE |  |  |  | 250.000 A |  |  | 3
380944250 | TNB | DISTRIBUTION | KUALA SELANGOR | Existing | RYB | LV FUSE SWITCH |  | CLOSED | IEC MIDDLE CURVE | FUSES | SPARE |  |  |  | 250.000 A |  |  | 3
380944258 | TNB | DISTRIBUTION | KUALA SELANGOR | Existing | RYB | LV FUSE SWITCH |  | CLOSED | IEC MIDDLE CURVE | FUSES | SPARE |  |  |  | 250.000 A |  |  | 3
380944276 | TNB | DISTRIBUTION | KUALA SELANGOR | Existing | RYB | LV FUSE SWITCH |  | CLOSED | IEC MIDDLE CURVE | FUSES | SPARE |  |  |  | 250.000 A |  |  | 3
380944640 | TNB | DISTRIBUTION | KUALA SELANGOR | Existing | RYB | LV FUSE SWITCH |  | CLOSED | IEC MIDDLE CURVE | FUSES | SPARE |  |  |  | 250.000 A |  |  | 3
380944654 | TNB | DISTRIBUTION | KUALA SELANGOR | Existing | RYB | LV FUSE SWITCH |  | CLOSED | IEC MIDDLE CURVE | FUSES | SPARE |  |  |  | 250.000 A |  |  | 3
380944661 | TNB | DISTRIBUTION | KUALA SELANGOR | Existing | RYB | LV FUSE SWITCH |  | CLOSED | IEC MIDDLE CURVE | FUSES | SPARE |  |  |  | 250.000 A |  |  | 3
380944666 | TNB | DISTRIBUTION | KUALA SELANGOR | Existing | RYB | LV FUSE SWITCH |  | CLOSED | IEC MIDDLE CURVE | FUSES | SPARE |  |  |  | 250.000 A |  |  | 3
380944672 | TNB | DISTRIBUTION | KUALA SELANGOR | Existing | RYB | LV FUSE SWITCH |  | CLOSED | IEC MIDDLE CURVE | FUSES | SPARE |  |  |  | 250.000 A |  |  | 3
380944684 | TNB | DISTRIBUTION | KUALA SELANGOR | Existing | RYB | LV FUSE SWITCH |  | CLOSED | IEC MIDDLE CURVE | FUSES | SPARE |  |  |  | 250.000 A |  |  | 3
380944692 | TNB | DISTRIBUTION | KUALA SELANGOR | Existing | RYB | LV FUSE SWITCH |  | CLOSED | IEC MIDDLE CURVE | FUSES | SPARE |  |  |  | 250.000 A |  |  | 3
380944710 | TNB | DISTRIBUTION | KUALA SELANGOR | Existing | RYB | LV FUSE SWITCH |  | CLOSED | IEC MIDDLE CURVE | FUSES | SPARE |  |  |  | 250.000 A |  |  | 3
380944905 | TNB | DISTRIBUTION | KUALA SELANGOR | Existing | RYB | LV FUSE SWITCH |  | CLOSED | IEC MIDDLE CURVE | FUSES | SPARE |  |  |  | 250.000 A |  |  | 3
380944919 | TNB | DISTRIBUTION | KUALA SELANGOR | Existing | RYB | LV FUSE SWITCH |  | CLOSED | IEC MIDDLE CURVE | FUSES | SPARE |  |  |  | 250.000 A |  |  | 3
380944926 | TNB | DISTRIBUTION | KUALA SELANGOR | Existing | RYB | LV FUSE SWITCH |  | CLOSED | IEC MIDDLE CURVE | FUSES | SPARE |  |  |  | 250.000 A |  |  | 3
380944931 | TNB | DISTRIBUTION | KUALA SELANGOR | Existing | RYB | LV FUSE SWITCH |  | CLOSED | IEC MIDDLE CURVE | FUSES | SPARE |  |  |  | 250.000 A |  |  | 3
380944937 | TNB | DISTRIBUTION | KUALA SELANGOR | Existing | RYB | LV FUSE SWITCH |  | CLOSED | IEC MIDDLE CURVE | FUSES | SPARE |  |  |  | 250.000 A |  |  | 3
380944949 | TNB | DISTRIBUTION | KUALA SELANGOR | Existing | RYB | LV FUSE SWITCH |  | CLOSED | IEC MIDDLE CURVE | FUSES | SPARE |  |  |  | 250.000 A |  |  | 3
380944957 | TNB | DISTRIBUTION | KUALA SELANGOR | Existing | RYB | LV FUSE SWITCH |  | CLOSED | IEC MIDDLE CURVE | FUSES | SPARE |  |  |  | 250.000 A |  |  | 3
380944975 | TNB | DISTRIBUTION | KUALA SELANGOR | Existing | RYB | LV FUSE SWITCH |  | CLOSED | IEC MIDDLE CURVE | FUSES | SPARE |  |  |  | 250.000 A |  |  | 3
380972384 | TNB | DISTRIBUTION | KUALA SELANGOR | Existing | RYB | LV FUSE SWITCH |  | CLOSED | IEC MIDDLE CURVE | FUSES | SPARE |  |  |  | 250.000 A |  |  | 3
380972398 | TNB | DISTRIBUTION | KUALA SELANGOR | Existing | RYB | LV FUSE SWITCH |  | CLOSED | IEC MIDDLE CURVE | FUSES | SPARE |  |  |  | 250.000 A |  |  | 3
380972405 | TNB | DISTRIBUTION | KUALA SELANGOR | Existing | RYB | LV FUSE SWITCH |  | CLOSED | IEC MIDDLE CURVE | FUSES | SPARE |  |  |  | 250.000 A |  |  | 3
380972410 | TNB | DISTRIBUTION | KUALA SELANGOR | Existing | RYB | LV FUSE SWITCH |  | CLOSED | IEC MIDDLE CURVE | FUSES | SPARE |  |  |  | 250.000 A |  |  | 3
380972416 | TNB | DISTRIBUTION | KUALA SELANGOR | Existing | RYB | LV FUSE SWITCH |  | CLOSED | IEC MIDDLE CURVE | FUSES | SPARE |  |  |  | 250.000 A |  |  | 3
380972428 | TNB | DISTRIBUTION | KUALA SELANGOR | Existing | RYB | LV FUSE SWITCH |  | CLOSED | IEC MIDDLE CURVE | FUSES | SPARE |  |  |  | 250.000 A |  |  | 3
380972436 | TNB | DISTRIBUTION | KUALA SELANGOR | Existing | RYB | LV FUSE SWITCH |  | CLOSED | IEC MIDDLE CURVE | FUSES | SPARE |  |  |  | 250.000 A |  |  | 3
380972454 | TNB | DISTRIBUTION | KUALA SELANGOR | Existing | RYB | LV FUSE SWITCH |  | CLOSED | IEC MIDDLE CURVE | FUSES | SPARE |  |  |  | 250.000 A |  |  | 3
380972511 | TNB | DISTRIBUTION | KUALA SELANGOR | Existing | RYB | LV FUSE SWITCH |  | CLOSED | IEC MIDDLE CURVE | FUSES | SPARE |  |  |  | 250.000 A |  |  | 3
380972525 | TNB | DISTRIBUTION | KUALA SELANGOR | Existing | RYB | LV FUSE SWITCH |  | CLOSED | IEC MIDDLE CURVE | FUSES | SPARE |  |  |  | 250.000 A |  |  | 3
380972532 | TNB | DISTRIBUTION | KUALA SELANGOR | Existing | RYB | LV FUSE SWITCH |  | CLOSED | IEC MIDDLE CURVE | FUSES | SPARE |  |  |  | 250.000 A |  |  | 3
380972537 | TNB | DISTRIBUTION | KUALA SELANGOR | Existing | RYB | LV FUSE SWITCH |  | CLOSED | IEC MIDDLE CURVE | FUSES | SPARE |  |  |  | 250.000 A |  |  | 3
380972543 | TNB | DISTRIBUTION | KUALA SELANGOR | Existing | RYB | LV FUSE SWITCH |  | CLOSED | IEC MIDDLE CURVE | FUSES | SPARE |  |  |  | 250.000 A |  |  | 3
380972555 | TNB | DISTRIBUTION | KUALA SELANGOR | Existing | RYB | LV FUSE SWITCH |  | CLOSED | IEC MIDDLE CURVE | FUSES | SPARE |  |  |  | 250.000 A |  |  | 3
380972563 | TNB | DISTRIBUTION | KUALA SELANGOR | Existing | RYB | LV FUSE SWITCH |  | CLOSED | IEC MIDDLE CURVE | FUSES | SPARE |  |  |  | 250.000 A |  |  | 3
380972581 | TNB | DISTRIBUTION | KUALA SELANGOR | Existing | RYB | LV FUSE SWITCH |  | CLOSED | IEC MIDDLE CURVE | FUSES | SPARE |  |  |  | 250.000 A |  |  | 3
380972637 | TNB | DISTRIBUTION | KUALA SELANGOR | Existing | RYB | LV FUSE SWITCH |  | CLOSED | IEC MIDDLE CURVE | FUSES | SPARE |  |  |  | 250.000 A |  |  | 3
380972651 | TNB | DISTRIBUTION | KUALA SELANGOR | Existing | RYB | LV FUSE SWITCH |  | CLOSED | IEC MIDDLE CURVE | FUSES | SPARE |  |  |  | 250.000 A |  |  | 3
380972658 | TNB | DISTRIBUTION | KUALA SELANGOR | Existing | RYB | LV FUSE SWITCH |  | CLOSED | IEC MIDDLE CURVE | FUSES | SPARE |  |  |  | 250.000 A |  |  | 3
380972663 | TNB | DISTRIBUTION | KUALA SELANGOR | Existing | RYB | LV FUSE SWITCH |  | CLOSED | IEC MIDDLE CURVE | FUSES | SPARE |  |  |  | 250.000 A |  |  | 3
380972669 | TNB | DISTRIBUTION | KUALA SELANGOR | Existing | RYB | LV FUSE SWITCH |  | CLOSED | IEC MIDDLE CURVE | FUSES | SPARE |  |  |  | 250.000 A |  |  | 3
380972681 | TNB | DISTRIBUTION | KUALA SELANGOR | Existing | RYB | LV FUSE SWITCH |  | CLOSED | IEC MIDDLE CURVE | FUSES | SPARE |  |  |  | 250.000 A |  |  | 3
380972689 | TNB | DISTRIBUTION | KUALA SELANGOR | Existing | RYB | LV FUSE SWITCH |  | CLOSED | IEC MIDDLE CURVE | FUSES | SPARE |  |  |  | 250.000 A |  |  | 3
380972707 | TNB | DISTRIBUTION | KUALA SELANGOR | Existing | RYB | LV FUSE SWITCH |  | CLOSED | IEC MIDDLE CURVE | FUSES | SPARE |  |  |  | 250.000 A |  |  | 3
380972892 | TNB | DISTRIBUTION | KUALA SELANGOR | Existing | RYB | LV FUSE SWITCH |  | CLOSED | IEC MIDDLE CURVE | FUSES | SPARE |  |  |  | 250.000 A |  |  | 3
380972906 | TNB | DISTRIBUTION | KUALA SELANGOR | Existing | RYB | LV FUSE SWITCH |  | CLOSED | IEC MIDDLE CURVE | FUSES | SPARE |  |  |  | 250.000 A |  |  | 3
380972913 | TNB | DISTRIBUTION | KUALA SELANGOR | Existing | RYB | LV FUSE SWITCH |  | CLOSED | IEC MIDDLE CURVE | FUSES | SPARE |  |  |  | 250.000 A |  |  | 3
380972918 | TNB | DISTRIBUTION | KUALA SELANGOR | Existing | RYB | LV FUSE SWITCH |  | CLOSED | IEC MIDDLE CURVE | FUSES | SPARE |  |  |  | 250.000 A |  |  | 3
380972924 | TNB | DISTRIBUTION | KUALA SELANGOR | Existing | RYB | LV FUSE SWITCH |  | CLOSED | IEC MIDDLE CURVE | FUSES | SPARE |  |  |  | 250.000 A |  |  | 3
380972936 | TNB | DISTRIBUTION | KUALA SELANGOR | Existing | RYB | LV FUSE SWITCH |  | CLOSED | IEC MIDDLE CURVE | FUSES | SPARE |  |  |  | 250.000 A |  |  | 3
380972944 | TNB | DISTRIBUTION | KUALA SELANGOR | Existing | RYB | LV FUSE SWITCH |  | CLOSED | IEC MIDDLE CURVE | FUSES | SPARE |  |  |  | 250.000 A |  |  | 3
380972962 | TNB | DISTRIBUTION | KUALA SELANGOR | Existing | RYB | LV FUSE SWITCH |  | CLOSED | IEC MIDDLE CURVE | FUSES | SPARE |  |  |  | 250.000 A |  |  | 3
380973018 | TNB | DISTRIBUTION | KUALA SELANGOR | Existing | RYB | LV FUSE SWITCH |  | CLOSED | IEC MIDDLE CURVE | FUSES | SPARE |  |  |  | 250.000 A |  |  | 3
380973032 | TNB | DISTRIBUTION | KUALA SELANGOR | Existing | RYB | LV FUSE SWITCH |  | CLOSED | IEC MIDDLE CURVE | FUSES | SPARE |  |  |  | 250.000 A |  |  | 3
380973039 | TNB | DISTRIBUTION | KUALA SELANGOR | Existing | RYB | LV FUSE SWITCH |  | CLOSED | IEC MIDDLE CURVE | FUSES | SPARE |  |  |  | 250.000 A |  |  | 3
380973044 | TNB | DISTRIBUTION | KUALA SELANGOR | Existing | RYB | LV FUSE SWITCH |  | CLOSED | IEC MIDDLE CURVE | FUSES | SPARE |  |  |  | 250.000 A |  |  | 3
380973050 | TNB | DISTRIBUTION | KUALA SELANGOR | Existing | RYB | LV FUSE SWITCH |  | CLOSED | IEC MIDDLE CURVE | FUSES | SPARE |  |  |  | 250.000 A |  |  | 3
380973062 | TNB | DISTRIBUTION | KUALA SELANGOR | Existing | RYB | LV FUSE SWITCH |  | CLOSED | IEC MIDDLE CURVE | FUSES | SPARE |  |  |  | 250.000 A |  |  | 3
380973070 | TNB | DISTRIBUTION | KUALA SELANGOR | Existing | RYB | LV FUSE SWITCH |  | CLOSED | IEC MIDDLE CURVE | FUSES | SPARE |  |  |  | 250.000 A |  |  | 3
380973088 | TNB | DISTRIBUTION | KUALA SELANGOR | Existing | RYB | LV FUSE SWITCH |  | CLOSED | IEC MIDDLE CURVE | FUSES | SPARE |  |  |  | 250.000 A |  |  | 3
380973164 | TNB | DISTRIBUTION | KUALA SELANGOR | Existing | RYB | LV FUSE SWITCH |  | CLOSED | IEC MIDDLE CURVE | FUSES | SPARE |  |  |  | 250.000 A |  |  | 3
380973181 | TNB | DISTRIBUTION | KUALA SELANGOR | Existing | RYB | LV FUSE SWITCH |  | CLOSED | IEC MIDDLE CURVE | FUSES | SPARE |  |  |  | 250.000 A |  |  | 3
380973185 | TNB | DISTRIBUTION | KUALA SELANGOR | Existing | RYB | LV FUSE SWITCH |  | CLOSED | IEC MIDDLE CURVE | FUSES | SPARE |  |  |  | 250.000 A |  |  | 3
380973191 | TNB | DISTRIBUTION | KUALA SELANGOR | Existing | RYB | LV FUSE SWITCH |  | CLOSED | IEC MIDDLE CURVE | FUSES | SPARE |  |  |  | 250.000 A |  |  | 3
380973198 | TNB | DISTRIBUTION | KUALA SELANGOR | Existing | RYB | LV FUSE SWITCH |  | CLOSED | IEC MIDDLE CURVE | FUSES | SPARE |  |  |  | 250.000 A |  |  | 3
380973205 | TNB | DISTRIBUTION | KUALA SELANGOR | Existing | RYB | LV FUSE SWITCH |  | CLOSED | IEC MIDDLE CURVE | FUSES | SPARE |  |  |  | 250.000 A |  |  | 3
380973212 | TNB | DISTRIBUTION | KUALA SELANGOR | Existing | RYB | LV FUSE SWITCH |  | CLOSED | IEC MIDDLE CURVE | FUSES | SPARE |  |  |  | 250.000 A |  |  | 3
380973217 | TNB | DISTRIBUTION | KUALA SELANGOR | Existing | RYB | LV FUSE SWITCH |  | CLOSED | IEC MIDDLE CURVE | FUSES | SPARE |  |  |  | 250.000 A |  |  | 3
380973237 | TNB | DISTRIBUTION | KUALA SELANGOR | Existing | RYB | LV FUSE SWITCH |  | CLOSED | IEC MIDDLE CURVE | FUSES | SPARE |  |  |  | 250.000 A |  |  | 3
380973249 | TNB | DISTRIBUTION | KUALA SELANGOR | Existing | RYB | LV FUSE SWITCH |  | CLOSED | IEC MIDDLE CURVE | FUSES | SPARE |  |  |  | 250.000 A |  |  | 3
380973379 | TNB | DISTRIBUTION | KUALA SELANGOR | Existing | RYB | LV FUSE SWITCH |  | CLOSED | IEC MIDDLE CURVE | FUSES | SPARE |  |  |  | 250.000 A |  |  | 3
380973396 | TNB | DISTRIBUTION | KUALA SELANGOR | Existing | RYB | LV FUSE SWITCH |  | CLOSED | IEC MIDDLE CURVE | FUSES | SPARE |  |  |  | 250.000 A |  |  | 3
380973400 | TNB | DISTRIBUTION | KUALA SELANGOR | Existing | RYB | LV FUSE SWITCH |  | CLOSED | IEC MIDDLE CURVE | FUSES | SPARE |  |  |  | 250.000 A |  |  | 3
380973406 | TNB | DISTRIBUTION | KUALA SELANGOR | Existing | RYB | LV FUSE SWITCH |  | CLOSED | IEC MIDDLE CURVE | FUSES | SPARE |  |  |  | 250.000 A |  |  | 3
380973413 | TNB | DISTRIBUTION | KUALA SELANGOR | Existing | RYB | LV FUSE SWITCH |  | CLOSED | IEC MIDDLE CURVE | FUSES | SPARE |  |  |  | 250.000 A |  |  | 3
380973420 | TNB | DISTRIBUTION | KUALA SELANGOR | Existing | RYB | LV FUSE SWITCH |  | CLOSED | IEC MIDDLE CURVE | FUSES | SPARE |  |  |  | 250.000 A |  |  | 3
380973427 | TNB | DISTRIBUTION | KUALA SELANGOR | Existing | RYB | LV FUSE SWITCH |  | CLOSED | IEC MIDDLE CURVE | FUSES | SPARE |  |  |  | 250.000 A |  |  | 3
380973432 | TNB | DISTRIBUTION | KUALA SELANGOR | Existing | RYB | LV FUSE SWITCH |  | CLOSED | IEC MIDDLE CURVE | FUSES | SPARE |  |  |  | 250.000 A |  |  | 3
380973452 | TNB | DISTRIBUTION | KUALA SELANGOR | Existing | RYB | LV FUSE SWITCH |  | CLOSED | IEC MIDDLE CURVE | FUSES | SPARE |  |  |  | 250.000 A |  |  | 3
380973464 | TNB | DISTRIBUTION | KUALA SELANGOR | Existing | RYB | LV FUSE SWITCH |  | CLOSED | IEC MIDDLE CURVE | FUSES | SPARE |  |  |  | 250.000 A |  |  | 3
380973535 | TNB | DISTRIBUTION | KUALA SELANGOR | Existing | RYB | LV FUSE SWITCH |  | CLOSED | IEC MIDDLE CURVE | FUSES | SPARE |  |  |  | 250.000 A |  |  | 3
380973549 | TNB | DISTRIBUTION | KUALA SELANGOR | Existing | RYB | LV FUSE SWITCH |  | CLOSED | IEC MIDDLE CURVE | FUSES | SPARE |  |  |  | 250.000 A |  |  | 3
380973556 | TNB | DISTRIBUTION | KUALA SELANGOR | Existing | RYB | LV FUSE SWITCH |  | CLOSED | IEC MIDDLE CURVE | FUSES | SPARE |  |  |  | 250.000 A |  |  | 3
380973561 | TNB | DISTRIBUTION | KUALA SELANGOR | Existing | RYB | LV FUSE SWITCH |  | CLOSED | IEC MIDDLE CURVE | FUSES | SPARE |  |  |  | 250.000 A |  |  | 3
380973567 | TNB | DISTRIBUTION | KUALA SELANGOR | Existing | RYB | LV FUSE SWITCH |  | CLOSED | IEC MIDDLE CURVE | FUSES | SPARE |  |  |  | 250.000 A |  |  | 3
380973579 | TNB | DISTRIBUTION | KUALA SELANGOR | Existing | RYB | LV FUSE SWITCH |  | CLOSED | IEC MIDDLE CURVE | FUSES | SPARE |  |  |  | 250.000 A |  |  | 3
380973587 | TNB | DISTRIBUTION | KUALA SELANGOR | Existing | RYB | LV FUSE SWITCH |  | CLOSED | IEC MIDDLE CURVE | FUSES | SPARE |  |  |  | 250.000 A |  |  | 3
380973605 | TNB | DISTRIBUTION | KUALA SELANGOR | Existing | RYB | LV FUSE SWITCH |  | CLOSED | IEC MIDDLE CURVE | FUSES | SPARE |  |  |  | 250.000 A |  |  | 3
380973667 | TNB | DISTRIBUTION | KUALA SELANGOR | Existing | RYB | LV FUSE SWITCH |  | CLOSED | IEC MIDDLE CURVE | FUSES | SPARE |  |  |  | 250.000 A |  |  | 3
380973681 | TNB | DISTRIBUTION | KUALA SELANGOR | Existing | RYB | LV FUSE SWITCH |  | CLOSED | IEC MIDDLE CURVE | FUSES | SPARE |  |  |  | 250.000 A |  |  | 3
380973688 | TNB | DISTRIBUTION | KUALA SELANGOR | Existing | RYB | LV FUSE SWITCH |  | CLOSED | IEC MIDDLE CURVE | FUSES | SPARE |  |  |  | 250.000 A |  |  | 3
380973693 | TNB | DISTRIBUTION | KUALA SELANGOR | Existing | RYB | LV FUSE SWITCH |  | CLOSED | IEC MIDDLE CURVE | FUSES | SPARE |  |  |  | 250.000 A |  |  | 3
380973699 | TNB | DISTRIBUTION | KUALA SELANGOR | Existing | RYB | LV FUSE SWITCH |  | CLOSED | IEC MIDDLE CURVE | FUSES | SPARE |  |  |  | 250.000 A |  |  | 3
380973711 | TNB | DISTRIBUTION | KUALA SELANGOR | Existing | RYB | LV FUSE SWITCH |  | CLOSED | IEC MIDDLE CURVE | FUSES | SPARE |  |  |  | 250.000 A |  |  | 3
380973719 | TNB | DISTRIBUTION | KUALA SELANGOR | Existing | RYB | LV FUSE SWITCH |  | CLOSED | IEC MIDDLE CURVE | FUSES | SPARE |  |  |  | 250.000 A |  |  | 3
380973737 | TNB | DISTRIBUTION | KUALA SELANGOR | Existing | RYB | LV FUSE SWITCH |  | CLOSED | IEC MIDDLE CURVE | FUSES | SPARE |  |  |  | 250.000 A |  |  | 3
380973790 | TNB | DISTRIBUTION | KUALA SELANGOR | Existing | RYB | LV FUSE SWITCH |  | CLOSED | IEC MIDDLE CURVE | FUSES | SPARE |  |  |  | 250.000 A |  |  | 3
380973804 | TNB | DISTRIBUTION | KUALA SELANGOR | Existing | RYB | LV FUSE SWITCH |  | CLOSED | IEC MIDDLE CURVE | FUSES | SPARE |  |  |  | 250.000 A |  |  | 3
380973811 | TNB | DISTRIBUTION | KUALA SELANGOR | Existing | RYB | LV FUSE SWITCH |  | CLOSED | IEC MIDDLE CURVE | FUSES | SPARE |  |  |  | 250.000 A |  |  | 3
380973816 | TNB | DISTRIBUTION | KUALA SELANGOR | Existing | RYB | LV FUSE SWITCH |  | CLOSED | IEC MIDDLE CURVE | FUSES | SPARE |  |  |  | 250.000 A |  |  | 3
380973822 | TNB | DISTRIBUTION | KUALA SELANGOR | Existing | RYB | LV FUSE SWITCH |  | CLOSED | IEC MIDDLE CURVE | FUSES | SPARE |  |  |  | 250.000 A |  |  | 3
380973834 | TNB | DISTRIBUTION | KUALA SELANGOR | Existing | RYB | LV FUSE SWITCH |  | CLOSED | IEC MIDDLE CURVE | FUSES | SPARE |  |  |  | 250.000 A |  |  | 3
380973842 | TNB | DISTRIBUTION | KUALA SELANGOR | Existing | RYB | LV FUSE SWITCH |  | CLOSED | IEC MIDDLE CURVE | FUSES | SPARE |  |  |  | 250.000 A |  |  | 3
380973860 | TNB | DISTRIBUTION | KUALA SELANGOR | Existing | RYB | LV FUSE SWITCH |  | CLOSED | IEC MIDDLE CURVE | FUSES | SPARE |  |  |  | 250.000 A |  |  | 3
380973924 | TNB | DISTRIBUTION | KUALA SELANGOR | Existing | RYB | LV FUSE SWITCH |  | CLOSED | IEC MIDDLE CURVE | FUSES | SPARE |  |  |  | 250.000 A |  |  | 3
380973938 | TNB | DISTRIBUTION | KUALA SELANGOR | Existing | RYB | LV FUSE SWITCH |  | CLOSED | IEC MIDDLE CURVE | FUSES | SPARE |  |  |  | 250.000 A |  |  | 3
380973945 | TNB | DISTRIBUTION | KUALA SELANGOR | Existing | RYB | LV FUSE SWITCH |  | CLOSED | IEC MIDDLE CURVE | FUSES | SPARE |  |  |  | 250.000 A |  |  | 3
380973950 | TNB | DISTRIBUTION | KUALA SELANGOR | Existing | RYB | LV FUSE SWITCH |  | CLOSED | IEC MIDDLE CURVE | FUSES | SPARE |  |  |  | 250.000 A |  |  | 3
380973956 | TNB | DISTRIBUTION | KUALA SELANGOR | Existing | RYB | LV FUSE SWITCH |  | CLOSED | IEC MIDDLE CURVE | FUSES | SPARE |  |  |  | 250.000 A |  |  | 3
380973968 | TNB | DISTRIBUTION | KUALA SELANGOR | Existing | RYB | LV FUSE SWITCH |  | CLOSED | IEC MIDDLE CURVE | FUSES | SPARE |  |  |  | 250.000 A |  |  | 3
380973976 | TNB | DISTRIBUTION | KUALA SELANGOR | Existing | RYB | LV FUSE SWITCH |  | CLOSED | IEC MIDDLE CURVE | FUSES | SPARE |  |  |  | 250.000 A |  |  | 3
380973994 | TNB | DISTRIBUTION | KUALA SELANGOR | Existing | RYB | LV FUSE SWITCH |  | CLOSED | IEC MIDDLE CURVE | FUSES | SPARE |  |  |  | 250.000 A |  |  | 3
380980977 | TNB | DISTRIBUTION | KUALA SELANGOR | Existing | RYB | LV FUSE SWITCH |  | CLOSED | IEC MIDDLE CURVE | FUSES | SPARE |  |  |  | 250.000 A |  |  | 3
380980991 | TNB | DISTRIBUTION | KUALA SELANGOR | Existing | RYB | LV FUSE SWITCH |  | CLOSED | IEC MIDDLE CURVE | FUSES | SPARE |  |  |  | 250.000 A |  |  | 3
380980998 | TNB | DISTRIBUTION | KUALA SELANGOR | Existing | RYB | LV FUSE SWITCH |  | CLOSED | IEC MIDDLE CURVE | FUSES | SPARE |  |  |  | 250.000 A |  |  | 3
380981003 | TNB | DISTRIBUTION | KUALA SELANGOR | Existing | RYB | LV FUSE SWITCH |  | CLOSED | IEC MIDDLE CURVE | FUSES | SPARE |  |  |  | 250.000 A |  |  | 3
380981009 | TNB | DISTRIBUTION | KUALA SELANGOR | Existing | RYB | LV FUSE SWITCH |  | CLOSED | IEC MIDDLE CURVE | FUSES | SPARE |  |  |  | 250.000 A |  |  | 3
380981021 | TNB | DISTRIBUTION | KUALA SELANGOR | Existing | RYB | LV FUSE SWITCH |  | CLOSED | IEC MIDDLE CURVE | FUSES | SPARE |  |  |  | 250.000 A |  |  | 3
380981029 | TNB | DISTRIBUTION | KUALA SELANGOR | Existing | RYB | LV FUSE SWITCH |  | CLOSED | IEC MIDDLE CURVE | FUSES | SPARE |  |  |  | 250.000 A |  |  | 3
380981047 | TNB | DISTRIBUTION | KUALA SELANGOR | Existing | RYB | LV FUSE SWITCH |  | CLOSED | IEC MIDDLE CURVE | FUSES | SPARE |  |  |  | 250.000 A |  |  | 3
380981218 | TNB | DISTRIBUTION | KUALA SELANGOR | Existing | RYB | LV FUSE SWITCH |  | CLOSED | IEC MIDDLE CURVE | FUSES | SPARE |  |  |  | 250.000 A |  |  | 3
380981232 | TNB | DISTRIBUTION | KUALA SELANGOR | Existing | RYB | LV FUSE SWITCH |  | CLOSED | IEC MIDDLE CURVE | FUSES | SPARE |  |  |  | 250.000 A |  |  | 3
380981239 | TNB | DISTRIBUTION | KUALA SELANGOR | Existing | RYB | LV FUSE SWITCH |  | CLOSED | IEC MIDDLE CURVE | FUSES | SPARE |  |  |  | 250.000 A |  |  | 3
380981244 | TNB | DISTRIBUTION | KUALA SELANGOR | Existing | RYB | LV FUSE SWITCH |  | CLOSED | IEC MIDDLE CURVE | FUSES | SPARE |  |  |  | 250.000 A |  |  | 3
380981250 | TNB | DISTRIBUTION | KUALA SELANGOR | Existing | RYB | LV FUSE SWITCH |  | CLOSED | IEC MIDDLE CURVE | FUSES | SPARE |  |  |  | 250.000 A |  |  | 3
380981262 | TNB | DISTRIBUTION | KUALA SELANGOR | Existing | RYB | LV FUSE SWITCH |  | CLOSED | IEC MIDDLE CURVE | FUSES | SPARE |  |  |  | 250.000 A |  |  | 3
380981270 | TNB | DISTRIBUTION | KUALA SELANGOR | Existing | RYB | LV FUSE SWITCH |  | CLOSED | IEC MIDDLE CURVE | FUSES | SPARE |  |  |  | 250.000 A |  |  | 3
380981288 | TNB | DISTRIBUTION | KUALA SELANGOR | Existing | RYB | LV FUSE SWITCH |  | CLOSED | IEC MIDDLE CURVE | FUSES | SPARE |  |  |  | 250.000 A |  |  | 3
380981346 | TNB | DISTRIBUTION | KUALA SELANGOR | Existing | RYB | LV FUSE SWITCH |  | CLOSED | IEC MIDDLE CURVE | FUSES | SPARE |  |  |  | 250.000 A |  |  | 3
380981360 | TNB | DISTRIBUTION | KUALA SELANGOR | Existing | RYB | LV FUSE SWITCH |  | CLOSED | IEC MIDDLE CURVE | FUSES | SPARE |  |  |  | 250.000 A |  |  | 3
380981367 | TNB | DISTRIBUTION | KUALA SELANGOR | Existing | RYB | LV FUSE SWITCH |  | CLOSED | IEC MIDDLE CURVE | FUSES | SPARE |  |  |  | 250.000 A |  |  | 3
380981372 | TNB | DISTRIBUTION | KUALA SELANGOR | Existing | RYB | LV FUSE SWITCH |  | CLOSED | IEC MIDDLE CURVE | FUSES | SPARE |  |  |  | 250.000 A |  |  | 3
380981378 | TNB | DISTRIBUTION | KUALA SELANGOR | Existing | RYB | LV FUSE SWITCH |  | CLOSED | IEC MIDDLE CURVE | FUSES | SPARE |  |  |  | 250.000 A |  |  | 3
380981390 | TNB | DISTRIBUTION | KUALA SELANGOR | Existing | RYB | LV FUSE SWITCH |  | CLOSED | IEC MIDDLE CURVE | FUSES | SPARE |  |  |  | 250.000 A |  |  | 3
380981398 | TNB | DISTRIBUTION | KUALA SELANGOR | Existing | RYB | LV FUSE SWITCH |  | CLOSED | IEC MIDDLE CURVE | FUSES | SPARE |  |  |  | 250.000 A |  |  | 3
380981416 | TNB | DISTRIBUTION | KUALA SELANGOR | Existing | RYB | LV FUSE SWITCH |  | CLOSED | IEC MIDDLE CURVE | FUSES | SPARE |  |  |  | 250.000 A |  |  | 3
380981475 | TNB | DISTRIBUTION | KUALA SELANGOR | Existing | RYB | LV FUSE SWITCH |  | CLOSED | IEC MIDDLE CURVE | FUSES | SPARE |  |  |  | 250.000 A |  |  | 3
380981489 | TNB | DISTRIBUTION | KUALA SELANGOR | Existing | RYB | LV FUSE SWITCH |  | CLOSED | IEC MIDDLE CURVE | FUSES | SPARE |  |  |  | 250.000 A |  |  | 3
380981496 | TNB | DISTRIBUTION | KUALA SELANGOR | Existing | RYB | LV FUSE SWITCH |  | CLOSED | IEC MIDDLE CURVE | FUSES | SPARE |  |  |  | 250.000 A |  |  | 3
380981501 | TNB | DISTRIBUTION | KUALA SELANGOR | Existing | RYB | LV FUSE SWITCH |  | CLOSED | IEC MIDDLE CURVE | FUSES | SPARE |  |  |  | 250.000 A |  |  | 3
380981507 | TNB | DISTRIBUTION | KUALA SELANGOR | Existing | RYB | LV FUSE SWITCH |  | CLOSED | IEC MIDDLE CURVE | FUSES | SPARE |  |  |  | 250.000 A |  |  | 3
380981519 | TNB | DISTRIBUTION | KUALA SELANGOR | Existing | RYB | LV FUSE SWITCH |  | CLOSED | IEC MIDDLE CURVE | FUSES | SPARE |  |  |  | 250.000 A |  |  | 3
380981527 | TNB | DISTRIBUTION | KUALA SELANGOR | Existing | RYB | LV FUSE SWITCH |  | CLOSED | IEC MIDDLE CURVE | FUSES | SPARE |  |  |  | 250.000 A |  |  | 3
380981545 | TNB | DISTRIBUTION | KUALA SELANGOR | Existing | RYB | LV FUSE SWITCH |  | CLOSED | IEC MIDDLE CURVE | FUSES | SPARE |  |  |  | 250.000 A |  |  | 3
380981670 | TNB | DISTRIBUTION | KUALA SELANGOR | Existing | RYB | LV FUSE SWITCH |  | CLOSED | IEC MIDDLE CURVE | FUSES | SPARE |  |  |  | 250.000 A |  |  | 3
380981684 | TNB | DISTRIBUTION | KUALA SELANGOR | Existing | RYB | LV FUSE SWITCH |  | CLOSED | IEC MIDDLE CURVE | FUSES | SPARE |  |  |  | 250.000 A |  |  | 3
380981691 | TNB | DISTRIBUTION | KUALA SELANGOR | Existing | RYB | LV FUSE SWITCH |  | CLOSED | IEC MIDDLE CURVE | FUSES | SPARE |  |  |  | 250.000 A |  |  | 3
380981696 | TNB | DISTRIBUTION | KUALA SELANGOR | Existing | RYB | LV FUSE SWITCH |  | CLOSED | IEC MIDDLE CURVE | FUSES | SPARE |  |  |  | 250.000 A |  |  | 3
380981702 | TNB | DISTRIBUTION | KUALA SELANGOR | Existing | RYB | LV FUSE SWITCH |  | CLOSED | IEC MIDDLE CURVE | FUSES | SPARE |  |  |  | 250.000 A |  |  | 3
380981714 | TNB | DISTRIBUTION | KUALA SELANGOR | Existing | RYB | LV FUSE SWITCH |  | CLOSED | IEC MIDDLE CURVE | FUSES | SPARE |  |  |  | 250.000 A |  |  | 3
380981722 | TNB | DISTRIBUTION | KUALA SELANGOR | Existing | RYB | LV FUSE SWITCH |  | CLOSED | IEC MIDDLE CURVE | FUSES | SPARE |  |  |  | 250.000 A |  |  | 3
380981740 | TNB | DISTRIBUTION | KUALA SELANGOR | Existing | RYB | LV FUSE SWITCH |  | CLOSED | IEC MIDDLE CURVE | FUSES | SPARE |  |  |  | 250.000 A |  |  | 3
380998736 | TNB | DISTRIBUTION | KUALA SELANGOR | Existing | RYB | LV FUSE SWITCH |  | CLOSED | IEC MIDDLE CURVE | FUSES | SPARE |  |  |  | 250.000 A |  |  | 3
380998750 | TNB | DISTRIBUTION | KUALA SELANGOR | Existing | RYB | LV FUSE SWITCH |  | CLOSED | IEC MIDDLE CURVE | FUSES | SPARE |  |  |  | 250.000 A |  |  | 3
380998757 | TNB | DISTRIBUTION | KUALA SELANGOR | Existing | RYB | LV FUSE SWITCH |  | CLOSED | IEC MIDDLE CURVE | FUSES | SPARE |  |  |  | 250.000 A |  |  | 3
380998762 | TNB | DISTRIBUTION | KUALA SELANGOR | Existing | RYB | LV FUSE SWITCH |  | CLOSED | IEC MIDDLE CURVE | FUSES | SPARE |  |  |  | 250.000 A |  |  | 3
380998768 | TNB | DISTRIBUTION | KUALA SELANGOR | Existing | RYB | LV FUSE SWITCH |  | CLOSED | IEC MIDDLE CURVE | FUSES | SPARE |  |  |  | 250.000 A |  |  | 3
380998780 | TNB | DISTRIBUTION | KUALA SELANGOR | Existing | RYB | LV FUSE SWITCH |  | CLOSED | IEC MIDDLE CURVE | FUSES | SPARE |  |  |  | 250.000 A |  |  | 3
380998788 | TNB | DISTRIBUTION | KUALA SELANGOR | Existing | RYB | LV FUSE SWITCH |  | CLOSED | IEC MIDDLE CURVE | FUSES | SPARE |  |  |  | 250.000 A |  |  | 3
380998806 | TNB | DISTRIBUTION | KUALA SELANGOR | Existing | RYB | LV FUSE SWITCH |  | CLOSED | IEC MIDDLE CURVE | FUSES | SPARE |  |  |  | 250.000 A |  |  | 3
381002373 | TNB | DISTRIBUTION | KUALA SELANGOR | Existing | RYB | LV FUSE SWITCH |  | CLOSED | IEC MIDDLE CURVE | FUSES | SPARE |  |  |  | 250.000 A |  |  | 3
381002387 | TNB | DISTRIBUTION | KUALA SELANGOR | Existing | RYB | LV FUSE SWITCH |  | CLOSED | IEC MIDDLE CURVE | FUSES | SPARE |  |  |  | 250.000 A |  |  | 3
381002394 | TNB | DISTRIBUTION | KUALA SELANGOR | Existing | RYB | LV FUSE SWITCH |  | CLOSED | IEC MIDDLE CURVE | FUSES | SPARE |  |  |  | 250.000 A |  |  | 3
381002399 | TNB | DISTRIBUTION | KUALA SELANGOR | Existing | RYB | LV FUSE SWITCH |  | CLOSED | IEC MIDDLE CURVE | FUSES | SPARE |  |  |  | 250.000 A |  |  | 3
381002405 | TNB | DISTRIBUTION | KUALA SELANGOR | Existing | RYB | LV FUSE SWITCH |  | CLOSED | IEC MIDDLE CURVE | FUSES | SPARE |  |  |  | 250.000 A |  |  | 3
381002417 | TNB | DISTRIBUTION | KUALA SELANGOR | Existing | RYB | LV FUSE SWITCH |  | CLOSED | IEC MIDDLE CURVE | FUSES | SPARE |  |  |  | 250.000 A |  |  | 3
381002425 | TNB | DISTRIBUTION | KUALA SELANGOR | Existing | RYB | LV FUSE SWITCH |  | CLOSED | IEC MIDDLE CURVE | FUSES | SPARE |  |  |  | 250.000 A |  |  | 3
381002443 | TNB | DISTRIBUTION | KUALA SELANGOR | Existing | RYB | LV FUSE SWITCH |  | CLOSED | IEC MIDDLE CURVE | FUSES | SPARE |  |  |  | 250.000 A |  |  | 3
381002501 | TNB | DISTRIBUTION | KUALA SELANGOR | Existing | RYB | LV FUSE SWITCH |  | CLOSED | IEC MIDDLE CURVE | FUSES | SPARE |  |  |  | 250.000 A |  |  | 3
381002515 | TNB | DISTRIBUTION | KUALA SELANGOR | Existing | RYB | LV FUSE SWITCH |  | CLOSED | IEC MIDDLE CURVE | FUSES | SPARE |  |  |  | 250.000 A |  |  | 3
381002522 | TNB | DISTRIBUTION | KUALA SELANGOR | Existing | RYB | LV FUSE SWITCH |  | CLOSED | IEC MIDDLE CURVE | FUSES | SPARE |  |  |  | 250.000 A |  |  | 3
381002527 | TNB | DISTRIBUTION | KUALA SELANGOR | Existing | RYB | LV FUSE SWITCH |  | CLOSED | IEC MIDDLE CURVE | FUSES | SPARE |  |  |  | 250.000 A |  |  | 3
381002533 | TNB | DISTRIBUTION | KUALA SELANGOR | Existing | RYB | LV FUSE SWITCH |  | CLOSED | IEC MIDDLE CURVE | FUSES | SPARE |  |  |  | 250.000 A |  |  | 3
381002545 | TNB | DISTRIBUTION | KUALA SELANGOR | Existing | RYB | LV FUSE SWITCH |  | CLOSED | IEC MIDDLE CURVE | FUSES | SPARE |  |  |  | 250.000 A |  |  | 3
381002553 | TNB | DISTRIBUTION | KUALA SELANGOR | Existing | RYB | LV FUSE SWITCH |  | CLOSED | IEC MIDDLE CURVE | FUSES | SPARE |  |  |  | 250.000 A |  |  | 3
381002571 | TNB | DISTRIBUTION | KUALA SELANGOR | Existing | RYB | LV FUSE SWITCH |  | CLOSED | IEC MIDDLE CURVE | FUSES | SPARE |  |  |  | 250.000 A |  |  | 3
381002684 | TNB | DISTRIBUTION | KUALA SELANGOR | Existing | RYB | LV FUSE SWITCH |  | CLOSED | IEC MIDDLE CURVE | FUSES | SPARE |  |  |  | 250.000 A |  |  | 3
381002698 | TNB | DISTRIBUTION | KUALA SELANGOR | Existing | RYB | LV FUSE SWITCH |  | CLOSED | IEC MIDDLE CURVE | FUSES | SPARE |  |  |  | 250.000 A |  |  | 3
381002705 | TNB | DISTRIBUTION | KUALA SELANGOR | Existing | RYB | LV FUSE SWITCH |  | CLOSED | IEC MIDDLE CURVE | FUSES | SPARE |  |  |  | 250.000 A |  |  | 3
381002710 | TNB | DISTRIBUTION | KUALA SELANGOR | Existing | RYB | LV FUSE SWITCH |  | CLOSED | IEC MIDDLE CURVE | FUSES | SPARE |  |  |  | 250.000 A |  |  | 3
381002716 | TNB | DISTRIBUTION | KUALA SELANGOR | Existing | RYB | LV FUSE SWITCH |  | CLOSED | IEC MIDDLE CURVE | FUSES | SPARE |  |  |  | 250.000 A |  |  | 3
381002728 | TNB | DISTRIBUTION | KUALA SELANGOR | Existing | RYB | LV FUSE SWITCH |  | CLOSED | IEC MIDDLE CURVE | FUSES | SPARE |  |  |  | 250.000 A |  |  | 3
381002736 | TNB | DISTRIBUTION | KUALA SELANGOR | Existing | RYB | LV FUSE SWITCH |  | CLOSED | IEC MIDDLE CURVE | FUSES | SPARE |  |  |  | 250.000 A |  |  | 3
381002754 | TNB | DISTRIBUTION | KUALA SELANGOR | Existing | RYB | LV FUSE SWITCH |  | CLOSED | IEC MIDDLE CURVE | FUSES | SPARE |  |  |  | 250.000 A |  |  | 3
381002761 | TNB | DISTRIBUTION | KUALA SELANGOR | Existing | RYB | LV FUSE SWITCH |  | CLOSED | IEC MIDDLE CURVE | FUSES | SPARE |  |  |  | 250.000 A |  |  | 3
381002775 | TNB | DISTRIBUTION | KUALA SELANGOR | Existing | RYB | LV FUSE SWITCH |  | CLOSED | IEC MIDDLE CURVE | FUSES | SPARE |  |  |  | 250.000 A |  |  | 3
381002782 | TNB | DISTRIBUTION | KUALA SELANGOR | Existing | RYB | LV FUSE SWITCH |  | CLOSED | IEC MIDDLE CURVE | FUSES | SPARE |  |  |  | 250.000 A |  |  | 3
381002787 | TNB | DISTRIBUTION | KUALA SELANGOR | Existing | RYB | LV FUSE SWITCH |  | CLOSED | IEC MIDDLE CURVE | FUSES | SPARE |  |  |  | 250.000 A |  |  | 3
381002793 | TNB | DISTRIBUTION | KUALA SELANGOR | Existing | RYB | LV FUSE SWITCH |  | CLOSED | IEC MIDDLE CURVE | FUSES | SPARE |  |  |  | 250.000 A |  |  | 3
381002805 | TNB | DISTRIBUTION | KUALA SELANGOR | Existing | RYB | LV FUSE SWITCH |  | CLOSED | IEC MIDDLE CURVE | FUSES | SPARE |  |  |  | 250.000 A |  |  | 3
381002813 | TNB | DISTRIBUTION | KUALA SELANGOR | Existing | RYB | LV FUSE SWITCH |  | CLOSED | IEC MIDDLE CURVE | FUSES | SPARE |  |  |  | 250.000 A |  |  | 3
381002831 | TNB | DISTRIBUTION | KUALA SELANGOR | Existing | RYB | LV FUSE SWITCH |  | CLOSED | IEC MIDDLE CURVE | FUSES | SPARE |  |  |  | 250.000 A |  |  | 3
381015248 | TNB | DISTRIBUTION | KUALA SELANGOR | Existing | RYB | LV FUSE SWITCH |  | CLOSED | IEC MIDDLE CURVE | FUSES | SPARE |  |  |  | 250.000 A |  |  | 3
381015262 | TNB | DISTRIBUTION | KUALA SELANGOR | Existing | RYB | LV FUSE SWITCH |  | CLOSED | IEC MIDDLE CURVE | FUSES | SPARE |  |  |  | 250.000 A |  |  | 3
381015269 | TNB | DISTRIBUTION | KUALA SELANGOR | Existing | RYB | LV FUSE SWITCH |  | CLOSED | IEC MIDDLE CURVE | FUSES | SPARE |  |  |  | 250.000 A |  |  | 3
381015274 | TNB | DISTRIBUTION | KUALA SELANGOR | Existing | RYB | LV FUSE SWITCH |  | CLOSED | IEC MIDDLE CURVE | FUSES | SPARE |  |  |  | 250.000 A |  |  | 3
381015280 | TNB | DISTRIBUTION | KUALA SELANGOR | Existing | RYB | LV FUSE SWITCH |  | CLOSED | IEC MIDDLE CURVE | FUSES | SPARE |  |  |  | 250.000 A |  |  | 3
381015292 | TNB | DISTRIBUTION | KUALA SELANGOR | Existing | RYB | LV FUSE SWITCH |  | CLOSED | IEC MIDDLE CURVE | FUSES | SPARE |  |  |  | 250.000 A |  |  | 3
381015300 | TNB | DISTRIBUTION | KUALA SELANGOR | Existing | RYB | LV FUSE SWITCH |  | CLOSED | IEC MIDDLE CURVE | FUSES | SPARE |  |  |  | 250.000 A |  |  | 3
381015318 | TNB | DISTRIBUTION | KUALA SELANGOR | Existing | RYB | LV FUSE SWITCH |  | CLOSED | IEC MIDDLE CURVE | FUSES | SPARE |  |  |  | 250.000 A |  |  | 3
381015385 | TNB | DISTRIBUTION | KUALA SELANGOR | Existing | RYB | LV FUSE SWITCH |  | CLOSED | IEC MIDDLE CURVE | FUSES | SPARE |  |  |  | 250.000 A |  |  | 3
381015399 | TNB | DISTRIBUTION | KUALA SELANGOR | Existing | RYB | LV FUSE SWITCH |  | CLOSED | IEC MIDDLE CURVE | FUSES | SPARE |  |  |  | 250.000 A |  |  | 3
381015406 | TNB | DISTRIBUTION | KUALA SELANGOR | Existing | RYB | LV FUSE SWITCH |  | CLOSED | IEC MIDDLE CURVE | FUSES | SPARE |  |  |  | 250.000 A |  |  | 3
381015411 | TNB | DISTRIBUTION | KUALA SELANGOR | Existing | RYB | LV FUSE SWITCH |  | CLOSED | IEC MIDDLE CURVE | FUSES | SPARE |  |  |  | 250.000 A |  |  | 3
381015417 | TNB | DISTRIBUTION | KUALA SELANGOR | Existing | RYB | LV FUSE SWITCH |  | CLOSED | IEC MIDDLE CURVE | FUSES | SPARE |  |  |  | 250.000 A |  |  | 3
381015429 | TNB | DISTRIBUTION | KUALA SELANGOR | Existing | RYB | LV FUSE SWITCH |  | CLOSED | IEC MIDDLE CURVE | FUSES | SPARE |  |  |  | 250.000 A |  |  | 3
381015437 | TNB | DISTRIBUTION | KUALA SELANGOR | Existing | RYB | LV FUSE SWITCH |  | CLOSED | IEC MIDDLE CURVE | FUSES | SPARE |  |  |  | 250.000 A |  |  | 3
381015455 | TNB | DISTRIBUTION | KUALA SELANGOR | Existing | RYB | LV FUSE SWITCH |  | CLOSED | IEC MIDDLE CURVE | FUSES | SPARE |  |  |  | 250.000 A |  |  | 3
381015514 | TNB | DISTRIBUTION | KUALA SELANGOR | Existing | RYB | LV FUSE SWITCH |  | CLOSED | IEC MIDDLE CURVE | FUSES | SPARE |  |  |  | 250.000 A |  |  | 3
381015528 | TNB | DISTRIBUTION | KUALA SELANGOR | Existing | RYB | LV FUSE SWITCH |  | CLOSED | IEC MIDDLE CURVE | FUSES | SPARE |  |  |  | 250.000 A |  |  | 3
381015535 | TNB | DISTRIBUTION | KUALA SELANGOR | Existing | RYB | LV FUSE SWITCH |  | CLOSED | IEC MIDDLE CURVE | FUSES | SPARE |  |  |  | 250.000 A |  |  | 3
381015540 | TNB | DISTRIBUTION | KUALA SELANGOR | Existing | RYB | LV FUSE SWITCH |  | CLOSED | IEC MIDDLE CURVE | FUSES | SPARE |  |  |  | 250.000 A |  |  | 3
381015546 | TNB | DISTRIBUTION | KUALA SELANGOR | Existing | RYB | LV FUSE SWITCH |  | CLOSED | IEC MIDDLE CURVE | FUSES | SPARE |  |  |  | 250.000 A |  |  | 3
381015558 | TNB | DISTRIBUTION | KUALA SELANGOR | Existing | RYB | LV FUSE SWITCH |  | CLOSED | IEC MIDDLE CURVE | FUSES | SPARE |  |  |  | 250.000 A |  |  | 3
381015566 | TNB | DISTRIBUTION | KUALA SELANGOR | Existing | RYB | LV FUSE SWITCH |  | CLOSED | IEC MIDDLE CURVE | FUSES | SPARE |  |  |  | 250.000 A |  |  | 3
381015584 | TNB | DISTRIBUTION | KUALA SELANGOR | Existing | RYB | LV FUSE SWITCH |  | CLOSED | IEC MIDDLE CURVE | FUSES | SPARE |  |  |  | 250.000 A |  |  | 3
381015637 | TNB | DISTRIBUTION | KUALA SELANGOR | Existing | RYB | LV FUSE SWITCH |  | CLOSED | IEC MIDDLE CURVE | FUSES | SPARE |  |  |  | 250.000 A |  |  | 3
381015651 | TNB | DISTRIBUTION | KUALA SELANGOR | Existing | RYB | LV FUSE SWITCH |  | CLOSED | IEC MIDDLE CURVE | FUSES | SPARE |  |  |  | 250.000 A |  |  | 3
381015658 | TNB | DISTRIBUTION | KUALA SELANGOR | Existing | RYB | LV FUSE SWITCH |  | CLOSED | IEC MIDDLE CURVE | FUSES | SPARE |  |  |  | 250.000 A |  |  | 3
381015663 | TNB | DISTRIBUTION | KUALA SELANGOR | Existing | RYB | LV FUSE SWITCH |  | CLOSED | IEC MIDDLE CURVE | FUSES | SPARE |  |  |  | 250.000 A |  |  | 3
381015669 | TNB | DISTRIBUTION | KUALA SELANGOR | Existing | RYB | LV FUSE SWITCH |  | CLOSED | IEC MIDDLE CURVE | FUSES | SPARE |  |  |  | 250.000 A |  |  | 3
381015681 | TNB | DISTRIBUTION | KUALA SELANGOR | Existing | RYB | LV FUSE SWITCH |  | CLOSED | IEC MIDDLE CURVE | FUSES | SPARE |  |  |  | 250.000 A |  |  | 3
381015689 | TNB | DISTRIBUTION | KUALA SELANGOR | Existing | RYB | LV FUSE SWITCH |  | CLOSED | IEC MIDDLE CURVE | FUSES | SPARE |  |  |  | 250.000 A |  |  | 3
381015707 | TNB | DISTRIBUTION | KUALA SELANGOR | Existing | RYB | LV FUSE SWITCH |  | CLOSED | IEC MIDDLE CURVE | FUSES | SPARE |  |  |  | 250.000 A |  |  | 3
381015758 | TNB | DISTRIBUTION | KUALA SELANGOR | Existing | RYB | LV FUSE SWITCH |  | CLOSED | IEC MIDDLE CURVE | FUSES | SPARE |  |  |  | 250.000 A |  |  | 3
381015772 | TNB | DISTRIBUTION | KUALA SELANGOR | Existing | RYB | LV FUSE SWITCH |  | CLOSED | IEC MIDDLE CURVE | FUSES | SPARE |  |  |  | 250.000 A |  |  | 3
381015779 | TNB | DISTRIBUTION | KUALA SELANGOR | Existing | RYB | LV FUSE SWITCH |  | CLOSED | IEC MIDDLE CURVE | FUSES | SPARE |  |  |  | 250.000 A |  |  | 3
381015784 | TNB | DISTRIBUTION | KUALA SELANGOR | Existing | RYB | LV FUSE SWITCH |  | CLOSED | IEC MIDDLE CURVE | FUSES | SPARE |  |  |  | 250.000 A |  |  | 3
381015790 | TNB | DISTRIBUTION | KUALA SELANGOR | Existing | RYB | LV FUSE SWITCH |  | CLOSED | IEC MIDDLE CURVE | FUSES | SPARE |  |  |  | 250.000 A |  |  | 3
381015802 | TNB | DISTRIBUTION | KUALA SELANGOR | Existing | RYB | LV FUSE SWITCH |  | CLOSED | IEC MIDDLE CURVE | FUSES | SPARE |  |  |  | 250.000 A |  |  | 3
381015810 | TNB | DISTRIBUTION | KUALA SELANGOR | Existing | RYB | LV FUSE SWITCH |  | CLOSED | IEC MIDDLE CURVE | FUSES | SPARE |  |  |  | 250.000 A |  |  | 3
381015828 | TNB | DISTRIBUTION | KUALA SELANGOR | Existing | RYB | LV FUSE SWITCH |  | CLOSED | IEC MIDDLE CURVE | FUSES | SPARE |  |  |  | 250.000 A |  |  | 3
381015872 | TNB | DISTRIBUTION | KUALA SELANGOR | Existing | RYB | LV FUSE SWITCH |  | CLOSED | IEC MIDDLE CURVE | FUSES | SPARE |  |  |  | 250.000 A |  |  | 3
381015886 | TNB | DISTRIBUTION | KUALA SELANGOR | Existing | RYB | LV FUSE SWITCH |  | CLOSED | IEC MIDDLE CURVE | FUSES | SPARE |  |  |  | 250.000 A |  |  | 3
381015893 | TNB | DISTRIBUTION | KUALA SELANGOR | Existing | RYB | LV FUSE SWITCH |  | CLOSED | IEC MIDDLE CURVE | FUSES | SPARE |  |  |  | 250.000 A |  |  | 3
381015898 | TNB | DISTRIBUTION | KUALA SELANGOR | Existing | RYB | LV FUSE SWITCH |  | CLOSED | IEC MIDDLE CURVE | FUSES | SPARE |  |  |  | 250.000 A |  |  | 3
381015904 | TNB | DISTRIBUTION | KUALA SELANGOR | Existing | RYB | LV FUSE SWITCH |  | CLOSED | IEC MIDDLE CURVE | FUSES | SPARE |  |  |  | 250.000 A |  |  | 3
381015916 | TNB | DISTRIBUTION | KUALA SELANGOR | Existing | RYB | LV FUSE SWITCH |  | CLOSED | IEC MIDDLE CURVE | FUSES | SPARE |  |  |  | 250.000 A |  |  | 3
381015924 | TNB | DISTRIBUTION | KUALA SELANGOR | Existing | RYB | LV FUSE SWITCH |  | CLOSED | IEC MIDDLE CURVE | FUSES | SPARE |  |  |  | 250.000 A |  |  | 3
381015942 | TNB | DISTRIBUTION | KUALA SELANGOR | Existing | RYB | LV FUSE SWITCH |  | CLOSED | IEC MIDDLE CURVE | FUSES | SPARE |  |  |  | 250.000 A |  |  | 3
381016022 | TNB | DISTRIBUTION | KUALA SELANGOR | Existing | RYB | LV FUSE SWITCH |  | CLOSED | IEC MIDDLE CURVE | FUSES | SPARE |  |  |  | 250.000 A |  |  | 3
381016036 | TNB | DISTRIBUTION | KUALA SELANGOR | Existing | RYB | LV FUSE SWITCH |  | CLOSED | IEC MIDDLE CURVE | FUSES | SPARE |  |  |  | 250.000 A |  |  | 3
381016043 | TNB | DISTRIBUTION | KUALA SELANGOR | Existing | RYB | LV FUSE SWITCH |  | CLOSED | IEC MIDDLE CURVE | FUSES | SPARE |  |  |  | 250.000 A |  |  | 3
381016048 | TNB | DISTRIBUTION | KUALA SELANGOR | Existing | RYB | LV FUSE SWITCH |  | CLOSED | IEC MIDDLE CURVE | FUSES | SPARE |  |  |  | 250.000 A |  |  | 3
381016054 | TNB | DISTRIBUTION | KUALA SELANGOR | Existing | RYB | LV FUSE SWITCH |  | CLOSED | IEC MIDDLE CURVE | FUSES | SPARE |  |  |  | 250.000 A |  |  | 3
381016066 | TNB | DISTRIBUTION | KUALA SELANGOR | Existing | RYB | LV FUSE SWITCH |  | CLOSED | IEC MIDDLE CURVE | FUSES | SPARE |  |  |  | 250.000 A |  |  | 3
381016074 | TNB | DISTRIBUTION | KUALA SELANGOR | Existing | RYB | LV FUSE SWITCH |  | CLOSED | IEC MIDDLE CURVE | FUSES | SPARE |  |  |  | 250.000 A |  |  | 3
381016092 | TNB | DISTRIBUTION | KUALA SELANGOR | Existing | RYB | LV FUSE SWITCH |  | CLOSED | IEC MIDDLE CURVE | FUSES | SPARE |  |  |  | 250.000 A |  |  | 3
381016583 | TNB | DISTRIBUTION | KUALA SELANGOR | Existing | RYB | LV FUSE SWITCH |  | CLOSED | IEC MIDDLE CURVE | FUSES | SPARE |  |  |  | 250.000 A |  |  | 3
381016597 | TNB | DISTRIBUTION | KUALA SELANGOR | Existing | RYB | LV FUSE SWITCH |  | CLOSED | IEC MIDDLE CURVE | FUSES | SPARE |  |  |  | 250.000 A |  |  | 3
381016604 | TNB | DISTRIBUTION | KUALA SELANGOR | Existing | RYB | LV FUSE SWITCH |  | CLOSED | IEC MIDDLE CURVE | FUSES | SPARE |  |  |  | 250.000 A |  |  | 3
381016609 | TNB | DISTRIBUTION | KUALA SELANGOR | Existing | RYB | LV FUSE SWITCH |  | CLOSED | IEC MIDDLE CURVE | FUSES | SPARE |  |  |  | 250.000 A |  |  | 3
381016615 | TNB | DISTRIBUTION | KUALA SELANGOR | Existing | RYB | LV FUSE SWITCH |  | CLOSED | IEC MIDDLE CURVE | FUSES | SPARE |  |  |  | 250.000 A |  |  | 3
381016627 | TNB | DISTRIBUTION | KUALA SELANGOR | Existing | RYB | LV FUSE SWITCH |  | CLOSED | IEC MIDDLE CURVE | FUSES | SPARE |  |  |  | 250.000 A |  |  | 3
381016635 | TNB | DISTRIBUTION | KUALA SELANGOR | Existing | RYB | LV FUSE SWITCH |  | CLOSED | IEC MIDDLE CURVE | FUSES | SPARE |  |  |  | 250.000 A |  |  | 3
381016653 | TNB | DISTRIBUTION | KUALA SELANGOR | Existing | RYB | LV FUSE SWITCH |  | CLOSED | IEC MIDDLE CURVE | FUSES | SPARE |  |  |  | 250.000 A |  |  | 3
381016660 | TNB | DISTRIBUTION | KUALA SELANGOR | Existing | RYB | LV FUSE SWITCH |  | CLOSED | IEC MIDDLE CURVE | FUSES | SPARE |  |  |  | 250.000 A |  |  | 3
381016674 | TNB | DISTRIBUTION | KUALA SELANGOR | Existing | RYB | LV FUSE SWITCH |  | CLOSED | IEC MIDDLE CURVE | FUSES | SPARE |  |  |  | 250.000 A |  |  | 3
381016681 | TNB | DISTRIBUTION | KUALA SELANGOR | Existing | RYB | LV FUSE SWITCH |  | CLOSED | IEC MIDDLE CURVE | FUSES | SPARE |  |  |  | 250.000 A |  |  | 3
381016686 | TNB | DISTRIBUTION | KUALA SELANGOR | Existing | RYB | LV FUSE SWITCH |  | CLOSED | IEC MIDDLE CURVE | FUSES | SPARE |  |  |  | 250.000 A |  |  | 3
381016692 | TNB | DISTRIBUTION | KUALA SELANGOR | Existing | RYB | LV FUSE SWITCH |  | CLOSED | IEC MIDDLE CURVE | FUSES | SPARE |  |  |  | 250.000 A |  |  | 3
381016704 | TNB | DISTRIBUTION | KUALA SELANGOR | Existing | RYB | LV FUSE SWITCH |  | CLOSED | IEC MIDDLE CURVE | FUSES | SPARE |  |  |  | 250.000 A |  |  | 3
381016712 | TNB | DISTRIBUTION | KUALA SELANGOR | Existing | RYB | LV FUSE SWITCH |  | CLOSED | IEC MIDDLE CURVE | FUSES | SPARE |  |  |  | 250.000 A |  |  | 3
381016730 | TNB | DISTRIBUTION | KUALA SELANGOR | Existing | RYB | LV FUSE SWITCH |  | CLOSED | IEC MIDDLE CURVE | FUSES | SPARE |  |  |  | 250.000 A |  |  | 3
381198221 | TNB | DISTRIBUTION | KUALA SELANGOR | Existing | RYB | LV FUSE SWITCH |  | CLOSED | IEC MIDDLE CURVE | FUSES | SPARE |  |  |  | 250.000 A |  |  | 3
381198235 | TNB | DISTRIBUTION | KUALA SELANGOR | Existing | RYB | LV FUSE SWITCH |  | CLOSED | IEC MIDDLE CURVE | FUSES | SPARE |  |  |  | 250.000 A |  |  | 3
381198242 | TNB | DISTRIBUTION | KUALA SELANGOR | Existing | RYB | LV FUSE SWITCH |  | CLOSED | IEC MIDDLE CURVE | FUSES | SPARE |  |  |  | 250.000 A |  |  | 3
381198247 | TNB | DISTRIBUTION | KUALA SELANGOR | Existing | RYB | LV FUSE SWITCH |  | CLOSED | IEC MIDDLE CURVE | FUSES | SPARE |  |  |  | 250.000 A |  |  | 3
381198253 | TNB | DISTRIBUTION | KUALA SELANGOR | Existing | RYB | LV FUSE SWITCH |  | CLOSED | IEC MIDDLE CURVE | FUSES | SPARE |  |  |  | 250.000 A |  |  | 3
381198265 | TNB | DISTRIBUTION | KUALA SELANGOR | Existing | RYB | LV FUSE SWITCH |  | CLOSED | IEC MIDDLE CURVE | FUSES | SPARE |  |  |  | 250.000 A |  |  | 3
381198273 | TNB | DISTRIBUTION | KUALA SELANGOR | Existing | RYB | LV FUSE SWITCH |  | CLOSED | IEC MIDDLE CURVE | FUSES | SPARE |  |  |  | 250.000 A |  |  | 3
381198291 | TNB | DISTRIBUTION | KUALA SELANGOR | Existing | RYB | LV FUSE SWITCH |  | CLOSED | IEC MIDDLE CURVE | FUSES | SPARE |  |  |  | 250.000 A |  |  | 3
381198356 | TNB | DISTRIBUTION | KUALA SELANGOR | Existing | RYB | LV FUSE SWITCH |  | CLOSED | IEC MIDDLE CURVE | FUSES | SPARE |  |  |  | 250.000 A |  |  | 3
381198370 | TNB | DISTRIBUTION | KUALA SELANGOR | Existing | RYB | LV FUSE SWITCH |  | CLOSED | IEC MIDDLE CURVE | FUSES | SPARE |  |  |  | 250.000 A |  |  | 3
381198377 | TNB | DISTRIBUTION | KUALA SELANGOR | Existing | RYB | LV FUSE SWITCH |  | CLOSED | IEC MIDDLE CURVE | FUSES | SPARE |  |  |  | 250.000 A |  |  | 3
381198382 | TNB | DISTRIBUTION | KUALA SELANGOR | Existing | RYB | LV FUSE SWITCH |  | CLOSED | IEC MIDDLE CURVE | FUSES | SPARE |  |  |  | 250.000 A |  |  | 3
381198388 | TNB | DISTRIBUTION | KUALA SELANGOR | Existing | RYB | LV FUSE SWITCH |  | CLOSED | IEC MIDDLE CURVE | FUSES | SPARE |  |  |  | 250.000 A |  |  | 3
381198400 | TNB | DISTRIBUTION | KUALA SELANGOR | Existing | RYB | LV FUSE SWITCH |  | CLOSED | IEC MIDDLE CURVE | FUSES | SPARE |  |  |  | 250.000 A |  |  | 3
381198408 | TNB | DISTRIBUTION | KUALA SELANGOR | Existing | RYB | LV FUSE SWITCH |  | CLOSED | IEC MIDDLE CURVE | FUSES | SPARE |  |  |  | 250.000 A |  |  | 3
381198426 | TNB | DISTRIBUTION | KUALA SELANGOR | Existing | RYB | LV FUSE SWITCH |  | CLOSED | IEC MIDDLE CURVE | FUSES | SPARE |  |  |  | 250.000 A |  |  | 3
381201267 | TNB | DISTRIBUTION | KUALA SELANGOR | Existing | RYB | LV FUSE SWITCH |  | CLOSED | IEC MIDDLE CURVE | FUSES | SPARE |  |  |  | 250.000 A |  |  | 3
381201281 | TNB | DISTRIBUTION | KUALA SELANGOR | Existing | RYB | LV FUSE SWITCH |  | OPEN | IEC MIDDLE CURVE | FUSES | SPARE |  |  |  | 250.000 A |  |  | 3
381201288 | TNB | DISTRIBUTION | KUALA SELANGOR | Existing | RYB | LV FUSE SWITCH |  | OPEN | IEC MIDDLE CURVE | FUSES | SPARE |  |  |  | 250.000 A |  |  | 3
381201293 | TNB | DISTRIBUTION | KUALA SELANGOR | Existing | RYB | LV FUSE SWITCH |  | OPEN | IEC MIDDLE CURVE | FUSES | SPARE |  |  |  | 250.000 A |  |  | 3
381201299 | TNB | DISTRIBUTION | KUALA SELANGOR | Existing | RYB | LV FUSE SWITCH |  | OPEN | IEC MIDDLE CURVE | FUSES | SPARE |  |  |  | 250.000 A |  |  | 3
381201311 | TNB | DISTRIBUTION | KUALA SELANGOR | Existing | RYB | LV FUSE SWITCH |  | OPEN | IEC MIDDLE CURVE | FUSES | SPARE |  |  |  | 250.000 A |  |  | 3
381201319 | TNB | DISTRIBUTION | KUALA SELANGOR | Existing | RYB | LV FUSE SWITCH |  | OPEN | IEC MIDDLE CURVE | FUSES | SPARE |  |  |  | 250.000 A |  |  | 3
381201337 | TNB | DISTRIBUTION | KUALA SELANGOR | Existing | RYB | LV FUSE SWITCH |  | CLOSED | IEC MIDDLE CURVE | FUSES | SPARE |  |  |  | 250.000 A |  |  | 3
381201400 | TNB | DISTRIBUTION | KUALA SELANGOR | Existing | RYB | LV FUSE SWITCH |  | CLOSED | IEC MIDDLE CURVE | FUSES | SPARE |  |  |  | 250.000 A |  |  | 3
381201414 | TNB | DISTRIBUTION | KUALA SELANGOR | Existing | RYB | LV FUSE SWITCH |  | CLOSED | IEC MIDDLE CURVE | FUSES | SPARE |  |  |  | 250.000 A |  |  | 3
381201421 | TNB | DISTRIBUTION | KUALA SELANGOR | Existing | RYB | LV FUSE SWITCH |  | CLOSED | IEC MIDDLE CURVE | FUSES | SPARE |  |  |  | 250.000 A |  |  | 3
381201426 | TNB | DISTRIBUTION | KUALA SELANGOR | Existing | RYB | LV FUSE SWITCH |  | CLOSED | IEC MIDDLE CURVE | FUSES | SPARE |  |  |  | 250.000 A |  |  | 3
381201432 | TNB | DISTRIBUTION | KUALA SELANGOR | Existing | RYB | LV FUSE SWITCH |  | CLOSED | IEC MIDDLE CURVE | FUSES | SPARE |  |  |  | 250.000 A |  |  | 3
381201444 | TNB | DISTRIBUTION | KUALA SELANGOR | Existing | RYB | LV FUSE SWITCH |  | CLOSED | IEC MIDDLE CURVE | FUSES | SPARE |  |  |  | 250.000 A |  |  | 3
381201452 | TNB | DISTRIBUTION | KUALA SELANGOR | Existing | RYB | LV FUSE SWITCH |  | CLOSED | IEC MIDDLE CURVE | FUSES | SPARE |  |  |  | 250.000 A |  |  | 3
381201470 | TNB | DISTRIBUTION | KUALA SELANGOR | Existing | RYB | LV FUSE SWITCH |  | CLOSED | IEC MIDDLE CURVE | FUSES | SPARE |  |  |  | 250.000 A |  |  | 3
381201521 | TNB | DISTRIBUTION | KUALA SELANGOR | Existing | RYB | LV FUSE SWITCH |  | OPEN | IEC MIDDLE CURVE | FUSES | SPARE |  |  |  | 250.000 A |  |  | 3
381201535 | TNB | DISTRIBUTION | KUALA SELANGOR | Existing | RYB | LV FUSE SWITCH |  | OPEN | IEC MIDDLE CURVE | FUSES | SPARE |  |  |  | 250.000 A |  |  | 3
381201542 | TNB | DISTRIBUTION | KUALA SELANGOR | Existing | RYB | LV FUSE SWITCH |  | OPEN | IEC MIDDLE CURVE | FUSES | SPARE |  |  |  | 250.000 A |  |  | 3
381201547 | TNB | DISTRIBUTION | KUALA SELANGOR | Existing | RYB | LV FUSE SWITCH |  | OPEN | IEC MIDDLE CURVE | FUSES | SPARE |  |  |  | 250.000 A |  |  | 3
381201553 | TNB | DISTRIBUTION | KUALA SELANGOR | Existing | RYB | LV FUSE SWITCH |  | OPEN | IEC MIDDLE CURVE | FUSES | SPARE |  |  |  | 250.000 A |  |  | 3
381201565 | TNB | DISTRIBUTION | KUALA SELANGOR | Existing | RYB | LV FUSE SWITCH |  | OPEN | IEC MIDDLE CURVE | FUSES | SPARE |  |  |  | 250.000 A |  |  | 3
381201573 | TNB | DISTRIBUTION | KUALA SELANGOR | Existing | RYB | LV FUSE SWITCH |  | OPEN | IEC MIDDLE CURVE | FUSES | SPARE |  |  |  | 250.000 A |  |  | 3
381201591 | TNB | DISTRIBUTION | KUALA SELANGOR | Existing | RYB | LV FUSE SWITCH |  | CLOSED | IEC MIDDLE CURVE | FUSES | SPARE |  |  |  | 250.000 A |  |  | 3
381201648 | TNB | DISTRIBUTION | KUALA SELANGOR | Existing | RYB | LV FUSE SWITCH |  | CLOSED | IEC MIDDLE CURVE | FUSES | SPARE |  |  |  | 250.000 A |  |  | 3
381201662 | TNB | DISTRIBUTION | KUALA SELANGOR | Existing | RYB | LV FUSE SWITCH |  | CLOSED | IEC MIDDLE CURVE | FUSES | SPARE |  |  |  | 250.000 A |  |  | 3
381201669 | TNB | DISTRIBUTION | KUALA SELANGOR | Existing | RYB | LV FUSE SWITCH |  | CLOSED | IEC MIDDLE CURVE | FUSES | SPARE |  |  |  | 250.000 A |  |  | 3
381201674 | TNB | DISTRIBUTION | KUALA SELANGOR | Existing | RYB | LV FUSE SWITCH |  | CLOSED | IEC MIDDLE CURVE | FUSES | SPARE |  |  |  | 250.000 A |  |  | 3
381201680 | TNB | DISTRIBUTION | KUALA SELANGOR | Existing | RYB | LV FUSE SWITCH |  | CLOSED | IEC MIDDLE CURVE | FUSES | SPARE |  |  |  | 250.000 A |  |  | 3
381201692 | TNB | DISTRIBUTION | KUALA SELANGOR | Existing | RYB | LV FUSE SWITCH |  | CLOSED | IEC MIDDLE CURVE | FUSES | SPARE |  |  |  | 250.000 A |  |  | 3
381201700 | TNB | DISTRIBUTION | KUALA SELANGOR | Existing | RYB | LV FUSE SWITCH |  | CLOSED | IEC MIDDLE CURVE | FUSES | SPARE |  |  |  | 250.000 A |  |  | 3
381201718 | TNB | DISTRIBUTION | KUALA SELANGOR | Existing | RYB | LV FUSE SWITCH |  | CLOSED | IEC MIDDLE CURVE | FUSES | SPARE |  |  |  | 250.000 A |  |  | 3
381201775 | TNB | DISTRIBUTION | KUALA SELANGOR | Existing | RYB | LV FUSE SWITCH |  | CLOSED | IEC MIDDLE CURVE | FUSES | SPARE |  |  |  | 250.000 A |  |  | 3
381201789 | TNB | DISTRIBUTION | KUALA SELANGOR | Existing | RYB | LV FUSE SWITCH |  | CLOSED | IEC MIDDLE CURVE | FUSES | SPARE |  |  |  | 250.000 A |  |  | 3
381201796 | TNB | DISTRIBUTION | KUALA SELANGOR | Existing | RYB | LV FUSE SWITCH |  | CLOSED | IEC MIDDLE CURVE | FUSES | SPARE |  |  |  | 250.000 A |  |  | 3
381201801 | TNB | DISTRIBUTION | KUALA SELANGOR | Existing | RYB | LV FUSE SWITCH |  | CLOSED | IEC MIDDLE CURVE | FUSES | SPARE |  |  |  | 250.000 A |  |  | 3
381201807 | TNB | DISTRIBUTION | KUALA SELANGOR | Existing | RYB | LV FUSE SWITCH |  | CLOSED | IEC MIDDLE CURVE | FUSES | SPARE |  |  |  | 250.000 A |  |  | 3
381201819 | TNB | DISTRIBUTION | KUALA SELANGOR | Existing | RYB | LV FUSE SWITCH |  | CLOSED | IEC MIDDLE CURVE | FUSES | SPARE |  |  |  | 250.000 A |  |  | 3
381201827 | TNB | DISTRIBUTION | KUALA SELANGOR | Existing | RYB | LV FUSE SWITCH |  | CLOSED | IEC MIDDLE CURVE | FUSES | SPARE |  |  |  | 250.000 A |  |  | 3
381201845 | TNB | DISTRIBUTION | KUALA SELANGOR | Existing | RYB | LV FUSE SWITCH |  | CLOSED | IEC MIDDLE CURVE | FUSES | SPARE |  |  |  | 250.000 A |  |  | 3
381201938 | TNB | DISTRIBUTION | KUALA SELANGOR | Existing | RYB | LV FUSE SWITCH |  | CLOSED | IEC MIDDLE CURVE | FUSES | SPARE |  |  |  | 250.000 A |  |  | 3
381201952 | TNB | DISTRIBUTION | KUALA SELANGOR | Existing | RYB | LV FUSE SWITCH |  | CLOSED | IEC MIDDLE CURVE | FUSES | SPARE |  |  |  | 250.000 A |  |  | 3
381201959 | TNB | DISTRIBUTION | KUALA SELANGOR | Existing | RYB | LV FUSE SWITCH |  | CLOSED | IEC MIDDLE CURVE | FUSES | SPARE |  |  |  | 250.000 A |  |  | 3
381201964 | TNB | DISTRIBUTION | KUALA SELANGOR | Existing | RYB | LV FUSE SWITCH |  | CLOSED | IEC MIDDLE CURVE | FUSES | SPARE |  |  |  | 250.000 A |  |  | 3
381201970 | TNB | DISTRIBUTION | KUALA SELANGOR | Existing | RYB | LV FUSE SWITCH |  | CLOSED | IEC MIDDLE CURVE | FUSES | SPARE |  |  |  | 250.000 A |  |  | 3
381201982 | TNB | DISTRIBUTION | KUALA SELANGOR | Existing | RYB | LV FUSE SWITCH |  | CLOSED | IEC MIDDLE CURVE | FUSES | SPARE |  |  |  | 250.000 A |  |  | 3
381201990 | TNB | DISTRIBUTION | KUALA SELANGOR | Existing | RYB | LV FUSE SWITCH |  | CLOSED | IEC MIDDLE CURVE | FUSES | SPARE |  |  |  | 250.000 A |  |  | 3
381202008 | TNB | DISTRIBUTION | KUALA SELANGOR | Existing | RYB | LV FUSE SWITCH |  | CLOSED | IEC MIDDLE CURVE | FUSES | SPARE |  |  |  | 250.000 A |  |  | 3
381202065 | TNB | DISTRIBUTION | KUALA SELANGOR | Existing | RYB | LV FUSE SWITCH |  | CLOSED | IEC MIDDLE CURVE | FUSES | SPARE |  |  |  | 250.000 A |  |  | 3
381202079 | TNB | DISTRIBUTION | KUALA SELANGOR | Existing | RYB | LV FUSE SWITCH |  | CLOSED | IEC MIDDLE CURVE | FUSES | SPARE |  |  |  | 250.000 A |  |  | 3
381202086 | TNB | DISTRIBUTION | KUALA SELANGOR | Existing | RYB | LV FUSE SWITCH |  | CLOSED | IEC MIDDLE CURVE | FUSES | SPARE |  |  |  | 250.000 A |  |  | 3
381202091 | TNB | DISTRIBUTION | KUALA SELANGOR | Existing | RYB | LV FUSE SWITCH |  | CLOSED | IEC MIDDLE CURVE | FUSES | SPARE |  |  |  | 250.000 A |  |  | 3
381202097 | TNB | DISTRIBUTION | KUALA SELANGOR | Existing | RYB | LV FUSE SWITCH |  | CLOSED | IEC MIDDLE CURVE | FUSES | SPARE |  |  |  | 250.000 A |  |  | 3
381202109 | TNB | DISTRIBUTION | KUALA SELANGOR | Existing | RYB | LV FUSE SWITCH |  | CLOSED | IEC MIDDLE CURVE | FUSES | SPARE |  |  |  | 250.000 A |  |  | 3
381202117 | TNB | DISTRIBUTION | KUALA SELANGOR | Existing | RYB | LV FUSE SWITCH |  | CLOSED | IEC MIDDLE CURVE | FUSES | SPARE |  |  |  | 250.000 A |  |  | 3
381202135 | TNB | DISTRIBUTION | KUALA SELANGOR | Existing | RYB | LV FUSE SWITCH |  | CLOSED | IEC MIDDLE CURVE | FUSES | SPARE |  |  |  | 250.000 A |  |  | 3
381202342 | TNB | DISTRIBUTION | KUALA SELANGOR | Existing | RYB | LV FUSE SWITCH |  | CLOSED | IEC MIDDLE CURVE | FUSES | SPARE |  |  |  | 250.000 A |  |  | 3
381202356 | TNB | DISTRIBUTION | KUALA SELANGOR | Existing | RYB | LV FUSE SWITCH |  | CLOSED | IEC MIDDLE CURVE | FUSES | SPARE |  |  |  | 250.000 A |  |  | 3
381202363 | TNB | DISTRIBUTION | KUALA SELANGOR | Existing | RYB | LV FUSE SWITCH |  | CLOSED | IEC MIDDLE CURVE | FUSES | SPARE |  |  |  | 250.000 A |  |  | 3
381202368 | TNB | DISTRIBUTION | KUALA SELANGOR | Existing | RYB | LV FUSE SWITCH |  | CLOSED | IEC MIDDLE CURVE | FUSES | SPARE |  |  |  | 250.000 A |  |  | 3
381202374 | TNB | DISTRIBUTION | KUALA SELANGOR | Existing | RYB | LV FUSE SWITCH |  | CLOSED | IEC MIDDLE CURVE | FUSES | SPARE |  |  |  | 250.000 A |  |  | 3
381202386 | TNB | DISTRIBUTION | KUALA SELANGOR | Existing | RYB | LV FUSE SWITCH |  | CLOSED | IEC MIDDLE CURVE | FUSES | SPARE |  |  |  | 250.000 A |  |  | 3
381202394 | TNB | DISTRIBUTION | KUALA SELANGOR | Existing | RYB | LV FUSE SWITCH |  | CLOSED | IEC MIDDLE CURVE | FUSES | SPARE |  |  |  | 250.000 A |  |  | 3
381202412 | TNB | DISTRIBUTION | KUALA SELANGOR | Existing | RYB | LV FUSE SWITCH |  | CLOSED | IEC MIDDLE CURVE | FUSES | SPARE |  |  |  | 250.000 A |  |  | 3
381202477 | TNB | DISTRIBUTION | KUALA SELANGOR | Existing | RYB | LV FUSE SWITCH |  | CLOSED | IEC MIDDLE CURVE | FUSES | SPARE |  |  |  | 250.000 A |  |  | 3
381202491 | TNB | DISTRIBUTION | KUALA SELANGOR | Existing | RYB | LV FUSE SWITCH |  | CLOSED | IEC MIDDLE CURVE | FUSES | SPARE |  |  |  | 250.000 A |  |  | 3
381202498 | TNB | DISTRIBUTION | KUALA SELANGOR | Existing | RYB | LV FUSE SWITCH |  | CLOSED | IEC MIDDLE CURVE | FUSES | SPARE |  |  |  | 250.000 A |  |  | 3
381202503 | TNB | DISTRIBUTION | KUALA SELANGOR | Existing | RYB | LV FUSE SWITCH |  | CLOSED | IEC MIDDLE CURVE | FUSES | SPARE |  |  |  | 250.000 A |  |  | 3
381202509 | TNB | DISTRIBUTION | KUALA SELANGOR | Existing | RYB | LV FUSE SWITCH |  | CLOSED | IEC MIDDLE CURVE | FUSES | SPARE |  |  |  | 250.000 A |  |  | 3
381202521 | TNB | DISTRIBUTION | KUALA SELANGOR | Existing | RYB | LV FUSE SWITCH |  | CLOSED | IEC MIDDLE CURVE | FUSES | SPARE |  |  |  | 250.000 A |  |  | 3
381202529 | TNB | DISTRIBUTION | KUALA SELANGOR | Existing | RYB | LV FUSE SWITCH |  | CLOSED | IEC MIDDLE CURVE | FUSES | SPARE |  |  |  | 250.000 A |  |  | 3
381202547 | TNB | DISTRIBUTION | KUALA SELANGOR | Existing | RYB | LV FUSE SWITCH |  | CLOSED | IEC MIDDLE CURVE | FUSES | SPARE |  |  |  | 250.000 A |  |  | 3
381202627 | TNB | DISTRIBUTION | KUALA SELANGOR | Existing | RYB | LV FUSE SWITCH |  | CLOSED | IEC MIDDLE CURVE | FUSES | SPARE |  |  |  | 250.000 A |  |  | 3
381202641 | TNB | DISTRIBUTION | KUALA SELANGOR | Existing | RYB | LV FUSE SWITCH |  | CLOSED | IEC MIDDLE CURVE | FUSES | SPARE |  |  |  | 250.000 A |  |  | 3
381202648 | TNB | DISTRIBUTION | KUALA SELANGOR | Existing | RYB | LV FUSE SWITCH |  | CLOSED | IEC MIDDLE CURVE | FUSES | SPARE |  |  |  | 250.000 A |  |  | 3
381202653 | TNB | DISTRIBUTION | KUALA SELANGOR | Existing | RYB | LV FUSE SWITCH |  | CLOSED | IEC MIDDLE CURVE | FUSES | SPARE |  |  |  | 250.000 A |  |  | 3
381202659 | TNB | DISTRIBUTION | KUALA SELANGOR | Existing | RYB | LV FUSE SWITCH |  | CLOSED | IEC MIDDLE CURVE | FUSES | SPARE |  |  |  | 250.000 A |  |  | 3
381202671 | TNB | DISTRIBUTION | KUALA SELANGOR | Existing | RYB | LV FUSE SWITCH |  | CLOSED | IEC MIDDLE CURVE | FUSES | SPARE |  |  |  | 250.000 A |  |  | 3
381202679 | TNB | DISTRIBUTION | KUALA SELANGOR | Existing | RYB | LV FUSE SWITCH |  | CLOSED | IEC MIDDLE CURVE | FUSES | SPARE |  |  |  | 250.000 A |  |  | 3
381202697 | TNB | DISTRIBUTION | KUALA SELANGOR | Existing | RYB | LV FUSE SWITCH |  | CLOSED | IEC MIDDLE CURVE | FUSES | SPARE |  |  |  | 250.000 A |  |  | 3
381281137 | TNB | DISTRIBUTION | KUALA SELANGOR | Existing | RYB | BLACK BOX | POLE | CLOSED |  | N/A |  |  |  |  | 100.000 A |  |  | 6
381281138 | TNB | DISTRIBUTION | KUALA SELANGOR | Existing | RYB | BLACK BOX | POLE | CLOSED |  | N/A |  |  |  |  | 100.000 A |  |  | 6
381281139 | TNB | DISTRIBUTION | KUALA SELANGOR | Existing | RYB | BLACK BOX | POLE | CLOSED |  | N/A |  |  |  |  | 100.000 A |  |  | 3
381281140 | TNB | DISTRIBUTION | KUALA SELANGOR | Existing | RYB | BLACK BOX | POLE | CLOSED |  | N/A |  |  |  |  | 100.000 A |  |  | 6
381281141 | TNB | DISTRIBUTION | KUALA SELANGOR | Existing | RYB | BLACK BOX | POLE | CLOSED |  | N/A |  |  |  |  | 100.000 A |  |  | 6
381281142 | TNB | DISTRIBUTION | KUALA SELANGOR | Existing | RYB | BLACK BOX | POLE | CLOSED |  | N/A |  |  |  |  | 100.000 A |  |  | 6
381281143 | TNB | DISTRIBUTION | KUALA SELANGOR | Existing | RYB | BLACK BOX | POLE | CLOSED |  | N/A |  |  |  |  | 100.000 A |  |  | 6
381281144 | TNB | DISTRIBUTION | KUALA SELANGOR | Existing | RYB | BLACK BOX | POLE | CLOSED |  | N/A |  |  |  |  | 100.000 A |  |  | 6
381281145 | TNB | DISTRIBUTION | KUALA SELANGOR | Existing | RYB | BLACK BOX | POLE | CLOSED |  | N/A |  |  |  |  | 100.000 A |  |  | 6
381281146 | TNB | DISTRIBUTION | KUALA SELANGOR | Existing | RYB | BLACK BOX | POLE | CLOSED |  | N/A |  |  |  |  | 100.000 A |  |  | 6
381281147 | TNB | DISTRIBUTION | KUALA SELANGOR | Existing | RYB | BLACK BOX | POLE | CLOSED |  | N/A |  |  |  |  | 100.000 A |  |  | 6
381281148 | TNB | DISTRIBUTION | KUALA SELANGOR | Existing | RYB | BLACK BOX | POLE | CLOSED |  | N/A |  |  |  |  | 100.000 A |  |  | 6
381281149 | TNB | DISTRIBUTION | KUALA SELANGOR | Existing | RYB | BLACK BOX | POLE | CLOSED |  | N/A |  |  |  |  | 100.000 A |  |  | 6
381281150 | TNB | DISTRIBUTION | KUALA SELANGOR | Existing | RYB | BLACK BOX | POLE | CLOSED |  | N/A |  |  |  |  | 100.000 A |  |  | 6
381281151 | TNB | DISTRIBUTION | KUALA SELANGOR | Existing | RYB | BLACK BOX | POLE | CLOSED |  | N/A |  |  |  |  | 100.000 A |  |  | 6
381281152 | TNB | DISTRIBUTION | KUALA SELANGOR | Existing | RYB | BLACK BOX | POLE | CLOSED |  | N/A |  |  |  |  | 100.000 A |  |  | 6
381281153 | TNB | DISTRIBUTION | KUALA SELANGOR | Existing | RYB | BLACK BOX | POLE | CLOSED |  | N/A |  |  |  |  | 100.000 A |  |  | 6
381281154 | TNB | DISTRIBUTION | KUALA SELANGOR | Existing | RYB | BLACK BOX | POLE | CLOSED |  | N/A |  |  |  |  | 100.000 A |  |  | 6
381281155 | TNB | DISTRIBUTION | KUALA SELANGOR | Existing | RYB | BLACK BOX | POLE | CLOSED |  | N/A |  |  |  |  | 100.000 A |  |  | 6
381281156 | TNB | DISTRIBUTION | KUALA SELANGOR | Existing | RYB | BLACK BOX | POLE | CLOSED |  | N/A |  |  |  |  | 100.000 A |  |  | 6
381281157 | TNB | DISTRIBUTION | KUALA SELANGOR | Existing | RYB | BLACK BOX | POLE | CLOSED |  | N/A |  |  |  |  | 100.000 A |  |  | 6
381281158 | TNB | DISTRIBUTION | KUALA SELANGOR | Existing | RY | BLACK BOX | POLE | CLOSED |  | N/A |  |  |  |  | 100.000 A |  |  | 3
381281159 | TNB | DISTRIBUTION | KUALA SELANGOR | Existing | RYB | BLACK BOX | POLE | CLOSED |  | N/A |  |  |  |  | 100.000 A |  |  | 6
381281160 | TNB | DISTRIBUTION | KUALA SELANGOR | Existing | RYB | BLACK BOX | POLE | CLOSED |  | N/A |  |  |  |  | 100.000 A |  |  | 6
381281161 | TNB | DISTRIBUTION | KUALA SELANGOR | Existing | RYB | BLACK BOX | POLE | CLOSED |  | N/A |  |  |  |  | 100.000 A |  |  | 6
381281162 | TNB | DISTRIBUTION | KUALA SELANGOR | Existing | RYB | BLACK BOX | POLE | CLOSED |  | N/A |  |  |  |  | 100.000 A |  |  | 6
381281163 | TNB | DISTRIBUTION | KUALA SELANGOR | Existing | RYB | BLACK BOX | POLE | CLOSED |  | N/A |  |  |  |  | 100.000 A |  |  | 3
381281164 | TNB | DISTRIBUTION | KUALA SELANGOR | Existing | RYB | BLACK BOX | POLE | CLOSED |  | N/A |  |  |  |  | 100.000 A |  |  | 6
381281165 | TNB | DISTRIBUTION | KUALA SELANGOR | Existing | RYB | BLACK BOX | POLE | CLOSED |  | N/A |  |  |  |  | 100.000 A |  |  | 6
381281166 | TNB | DISTRIBUTION | KUALA SELANGOR | Existing | RYB | BLACK BOX | POLE | CLOSED |  | N/A |  |  |  |  | 100.000 A |  |  | 6
381281167 | TNB | DISTRIBUTION | KUALA SELANGOR | Existing | RYB | BLACK BOX | POLE | CLOSED |  | N/A |  |  |  |  | 100.000 A |  |  | 6
381281168 | TNB | DISTRIBUTION | KUALA SELANGOR | Existing | RYB | BLACK BOX | POLE | CLOSED |  | N/A |  |  |  |  | 100.000 A |  |  | 6
381281169 | TNB | DISTRIBUTION | KUALA SELANGOR | Existing | RYB | BLACK BOX | POLE | CLOSED |  | N/A |  |  |  |  | 100.000 A |  |  | 6
381281170 | TNB | DISTRIBUTION | KUALA SELANGOR | Existing | RYB | BLACK BOX | POLE | CLOSED |  | N/A |  |  |  |  | 100.000 A |  |  | 6
381281171 | TNB | DISTRIBUTION | KUALA SELANGOR | Existing | RYB | BLACK BOX | POLE | CLOSED |  | N/A |  |  |  |  | 100.000 A |  |  | 3
381281172 | TNB | DISTRIBUTION | KUALA SELANGOR | Existing | RYB | BLACK BOX | POLE | CLOSED |  | N/A |  |  |  |  | 100.000 A |  |  | 6
381281173 | TNB | DISTRIBUTION | KUALA SELANGOR | Existing | RYB | BLACK BOX | POLE | CLOSED |  | N/A |  |  |  |  | 100.000 A |  |  | 3
381281174 | TNB | DISTRIBUTION | KUALA SELANGOR | Existing | RYB | BLACK BOX | POLE | CLOSED |  | N/A |  |  |  |  | 100.000 A |  |  | 6
381281175 | TNB | DISTRIBUTION | KUALA SELANGOR | Existing | RYB | BLACK BOX | POLE | CLOSED |  | N/A |  |  |  |  | 100.000 A |  |  | 6
381281176 | TNB | DISTRIBUTION | KUALA SELANGOR | Existing | RYB | BLACK BOX | POLE | CLOSED |  | N/A |  |  |  |  | 100.000 A |  |  | 6
381281177 | TNB | DISTRIBUTION | KUALA SELANGOR | Existing | RYB | BLACK BOX | POLE | CLOSED |  | N/A |  |  |  |  | 100.000 A |  |  | 6
381281178 | TNB | DISTRIBUTION | KUALA SELANGOR | Existing | RYB | BLACK BOX | POLE | CLOSED |  | N/A |  |  |  |  | 100.000 A |  |  | 6
381281179 | TNB | DISTRIBUTION | KUALA SELANGOR | Existing | RYB | BLACK BOX | POLE | CLOSED |  | N/A |  |  |  |  | 100.000 A |  |  | 6
381281180 | TNB | DISTRIBUTION | KUALA SELANGOR | Existing | RYB | BLACK BOX | POLE | CLOSED |  | N/A |  |  |  |  | 100.000 A |  |  | 3
381281181 | TNB | DISTRIBUTION | KUALA SELANGOR | Existing | RYB | BLACK BOX | POLE | CLOSED |  | N/A |  |  |  |  | 100.000 A |  |  | 6
381281182 | TNB | DISTRIBUTION | KUALA SELANGOR | Existing | RYB | BLACK BOX | POLE | CLOSED |  | N/A |  |  |  |  | 100.000 A |  |  | 6
381281183 | TNB | DISTRIBUTION | KUALA SELANGOR | Existing | RYB | BLACK BOX | POLE | CLOSED |  | N/A |  |  |  |  | 100.000 A |  |  | 3
381281185 | TNB | DISTRIBUTION | KUALA SELANGOR | Existing | RYB | BLACK BOX | POLE | CLOSED |  | N/A |  |  |  |  | 100.000 A |  |  | 6
381281186 | TNB | DISTRIBUTION | KUALA SELANGOR | Existing | RYB | BLACK BOX | POLE | CLOSED |  | N/A |  |  |  |  | 100.000 A |  |  | 6
381281187 | TNB | DISTRIBUTION | KUALA SELANGOR | Existing | RYB | BLACK BOX | POLE | CLOSED |  | N/A |  |  |  |  | 100.000 A |  |  | 6
381281188 | TNB | DISTRIBUTION | KUALA SELANGOR | Existing | RYB | BLACK BOX | POLE | CLOSED |  | N/A |  |  |  |  | 100.000 A |  |  | 6
381281189 | TNB | DISTRIBUTION | KUALA SELANGOR | Existing | RYB | BLACK BOX | POLE | CLOSED |  | N/A |  |  |  |  | 100.000 A |  |  | 6
381281190 | TNB | DISTRIBUTION | KUALA SELANGOR | Existing | RYB | BLACK BOX | POLE | CLOSED |  | N/A |  |  |  |  | 100.000 A |  |  | 6
381281191 | TNB | DISTRIBUTION | KUALA SELANGOR | Existing | RYB | BLACK BOX | POLE | CLOSED |  | N/A |  |  |  |  | 100.000 A |  |  | 3
381281192 | TNB | DISTRIBUTION | KUALA SELANGOR | Existing | RYB | BLACK BOX | POLE | CLOSED |  | N/A |  |  |  |  | 100.000 A |  |  | 6
381281193 | TNB | DISTRIBUTION | KUALA SELANGOR | Existing | RYB | BLACK BOX | POLE | CLOSED |  | N/A |  |  |  |  | 100.000 A |  |  | 6
381281194 | TNB | DISTRIBUTION | KUALA SELANGOR | Existing | RYB | BLACK BOX | POLE | CLOSED |  | N/A |  |  |  |  | 100.000 A |  |  | 6
381281195 | TNB | DISTRIBUTION | KUALA SELANGOR | Existing | RYB | BLACK BOX | POLE | CLOSED |  | N/A |  |  |  |  | 100.000 A |  |  | 6
381281196 | TNB | DISTRIBUTION | KUALA SELANGOR | Existing | RYB | BLACK BOX | POLE | CLOSED |  | N/A |  |  |  |  | 100.000 A |  |  | 6
381281197 | TNB | DISTRIBUTION | KUALA SELANGOR | Existing | RYB | BLACK BOX | POLE | CLOSED |  | N/A |  |  |  |  | 100.000 A |  |  | 6
381281198 | TNB | DISTRIBUTION | KUALA SELANGOR | Existing | RYB | BLACK BOX | POLE | CLOSED |  | N/A |  |  |  |  | 80.000 A |  |  | 6
381281199 | TNB | DISTRIBUTION | KUALA SELANGOR | Existing | RYB | BLACK BOX | POLE | CLOSED |  | N/A |  |  |  |  | 80.000 A |  |  | 6
381281200 | TNB | DISTRIBUTION | KUALA SELANGOR | Existing | RYB | BLACK BOX | POLE | CLOSED |  | N/A |  |  |  |  | 80.000 A |  |  | 6
381281201 | TNB | DISTRIBUTION | KUALA SELANGOR | Existing | RYB | BLACK BOX | POLE | CLOSED |  | N/A |  |  |  |  | 80.000 A |  |  | 6
381281202 | TNB | DISTRIBUTION | KUALA SELANGOR | Existing | RYB | BLACK BOX | POLE | CLOSED |  | N/A |  |  |  |  | 80.000 A |  |  | 6
381281203 | TNB | DISTRIBUTION | KUALA SELANGOR | Existing | RYB | BLACK BOX | POLE | CLOSED |  | N/A |  |  |  |  | 200.000 A |  |  | 6
381281204 | TNB | DISTRIBUTION | KUALA SELANGOR | Existing | RYB | BLACK BOX | POLE | CLOSED |  | N/A |  |  |  |  | 80.000 A |  |  | 6
381281205 | TNB | DISTRIBUTION | KUALA SELANGOR | Existing | RYB | BLACK BOX | POLE | CLOSED |  | N/A |  |  |  |  | 80.000 A |  |  | 6
381281206 | TNB | DISTRIBUTION | KUALA SELANGOR | Existing | RYB | BLACK BOX | POLE | CLOSED |  | N/A |  |  |  |  | 80.000 A |  |  | 6
381281207 | TNB | DISTRIBUTION | KUALA SELANGOR | Existing | RYB | BLACK BOX | POLE | CLOSED |  | N/A |  |  |  |  | 80.000 A |  |  | 6
381281208 | TNB | DISTRIBUTION | KUALA SELANGOR | Existing | RYB | BLACK BOX | POLE | CLOSED |  | N/A |  |  |  |  | 80.000 A |  |  | 6
381281209 | TNB | DISTRIBUTION | KUALA SELANGOR | Existing | RYB | BLACK BOX | POLE | CLOSED |  | N/A |  |  |  |  | 80.000 A |  |  | 6
381281210 | TNB | DISTRIBUTION | KUALA SELANGOR | Existing | RYB | BLACK BOX | POLE | CLOSED |  | N/A |  |  |  |  | 80.000 A |  |  | 6
381281211 | TNB | DISTRIBUTION | KUALA SELANGOR | Existing | RYB | BLACK BOX | POLE | CLOSED |  | N/A |  |  |  |  | 80.000 A |  |  | 6
381281212 | TNB | DISTRIBUTION | KUALA SELANGOR | Existing | RYB | BLACK BOX | OTHERS | CLOSED |  | N/A |  |  |  |  | 200.000 A |  | UG 185XLPE | 6
381281213 | TNB | DISTRIBUTION | KUALA SELANGOR | Existing | RYB | BLACK BOX | POLE | CLOSED |  | N/A |  |  |  |  | 80.000 A |  |  | 6
381281214 | TNB | DISTRIBUTION | KUALA SELANGOR | Existing | RYB | BLACK BOX | POLE | CLOSED |  | N/A |  |  |  |  | 80.000 A |  |  | 6
381281215 | TNB | DISTRIBUTION | KUALA SELANGOR | Existing | RYB | BLACK BOX | POLE | CLOSED |  | N/A |  |  |  |  | 80.000 A |  |  | 6
381281216 | TNB | DISTRIBUTION | KUALA SELANGOR | Existing | RYB | BLACK BOX | POLE | CLOSED |  | N/A |  |  |  |  | 80.000 A |  | UG 185XLPE | 6
381281217 | TNB | DISTRIBUTION | KUALA SELANGOR | Existing | RYB | BLACK BOX | POLE | CLOSED |  | N/A |  |  |  |  | 80.000 A |  |  | 6
381281218 | TNB | DISTRIBUTION | KUALA SELANGOR | Existing | RYB | BLACK BOX | POLE | CLOSED |  | N/A |  |  |  |  | 80.000 A |  |  | 6
381281219 | TNB | DISTRIBUTION | KUALA SELANGOR | Existing | RYB | BLACK BOX | POLE | CLOSED |  | N/A |  |  |  |  | 80.000 A |  |  | 6
381281220 | TNB | DISTRIBUTION | KUALA SELANGOR | Existing | RYB | BLACK BOX | POLE | CLOSED |  | N/A |  |  |  |  | 80.000 A |  |  | 6
381281221 | TNB | DISTRIBUTION | KUALA SELANGOR | Existing | RYB | BLACK BOX | POLE | CLOSED |  | N/A |  |  |  |  | 80.000 A |  |  | 6
381281222 | TNB | DISTRIBUTION | KUALA SELANGOR | Existing | RYB | BLACK BOX | POLE | OPEN |  | N/A |  |  |  |  | 200.000 A |  |  | 6
381281223 | TNB | DISTRIBUTION | KUALA SELANGOR | Existing | RYB | BLACK BOX | POLE | CLOSED |  | N/A |  |  |  |  | 80.000 A |  |  | 6
381281224 | TNB | DISTRIBUTION | KUALA SELANGOR | Existing | RYB | BLACK BOX | POLE | CLOSED |  | N/A |  |  |  |  | 80.000 A |  |  | 6
381281225 | TNB | DISTRIBUTION | KUALA SELANGOR | Existing | RYB | BLACK BOX | POLE | CLOSED |  | N/A |  |  |  |  | 50.000 A |  |  | 3
381281226 | TNB | DISTRIBUTION | KUALA SELANGOR | Existing | RYB | BLACK BOX | POLE | CLOSED |  | N/A |  |  |  |  | 80.000 A |  |  | 6
381281227 | TNB | DISTRIBUTION | KUALA SELANGOR | Existing | RYB | BLACK BOX | POLE | CLOSED |  | N/A |  |  |  |  | 80.000 A |  |  | 6
381281228 | TNB | DISTRIBUTION | KUALA SELANGOR | Existing | RYB | BLACK BOX | POLE | CLOSED |  | N/A |  |  |  |  | 80.000 A |  |  | 6
381281229 | TNB | DISTRIBUTION | KUALA SELANGOR | Existing | RYB | BLACK BOX | POLE | CLOSED |  | N/A |  |  |  |  | 80.000 A |  |  | 6
381281230 | TNB | DISTRIBUTION | KUALA SELANGOR | Existing | RYB | BLACK BOX | POLE | CLOSED |  | N/A |  |  |  |  | 80.000 A |  |  | 6
381281231 | TNB | DISTRIBUTION | KUALA SELANGOR | Existing | RYB | BLACK BOX | POLE | CLOSED |  | N/A |  |  |  |  | 80.000 A |  |  | 6
381281232 | TNB | DISTRIBUTION | KUALA SELANGOR | Existing | RYB | BLACK BOX | POLE | CLOSED |  | N/A |  |  |  |  | 80.000 A |  |  | 6
381281233 | TNB | DISTRIBUTION | KUALA SELANGOR | Existing | RYB | BLACK BOX | POLE | CLOSED |  | N/A |  |  |  |  | 80.000 A |  |  | 6
381281234 | TNB | DISTRIBUTION | KUALA SELANGOR | Existing | RYB | BLACK BOX | POLE | CLOSED |  | N/A |  |  |  |  | 200.000 A |  |  | 6
381281235 | TNB | DISTRIBUTION | KUALA SELANGOR | Existing | RYB | BLACK BOX | POLE | CLOSED |  | N/A |  |  |  |  | 80.000 A |  |  | 6
381281236 | TNB | DISTRIBUTION | KUALA SELANGOR | Existing | RYB | BLACK BOX | POLE | OPEN |  | N/A |  |  |  |  | 80.000 A |  |  | 6
381281237 | TNB | DISTRIBUTION | KUALA SELANGOR | Existing | RYB | BLACK BOX | POLE | CLOSED |  | N/A |  |  |  |  | 80.000 A |  |  | 6
381281238 | TNB | DISTRIBUTION | KUALA SELANGOR | Existing | RYB | BLACK BOX | POLE | CLOSED |  | N/A |  |  |  |  | 200.000 A |  |  | 6
381281239 | TNB | DISTRIBUTION | KUALA SELANGOR | Existing | RYB | BLACK BOX | POLE | OPEN |  | N/A |  |  |  |  | 125.000 A |  |  | 6
381281240 | TNB | DISTRIBUTION | KUALA SELANGOR | Existing | RYB | BLACK BOX | POLE | CLOSED |  | N/A |  |  |  |  | 200.000 A |  |  | 3
381281241 | TNB | DISTRIBUTION | KUALA SELANGOR | Existing | RYB | BLACK BOX | POLE | CLOSED |  | N/A |  |  |  |  | 200.000 A |  |  | 3
381281242 | TNB | DISTRIBUTION | KUALA SELANGOR | Existing | RYB | BLACK BOX | POLE | CLOSED |  | N/A |  |  |  |  | 50.000 A |  |  | 3
381281243 | TNB | DISTRIBUTION | KUALA SELANGOR | Existing | RYB | BLACK BOX | POLE | CLOSED |  | N/A |  |  |  |  | 200.000 A |  |  | 6
381281244 | TNB | DISTRIBUTION | KUALA SELANGOR | Existing | RYB | BLACK BOX | POLE | CLOSED |  | N/A |  |  |  |  | 80.000 A |  |  | 6
381281245 | TNB | DISTRIBUTION | KUALA SELANGOR | Existing | RYB | BLACK BOX | POLE | CLOSED |  | N/A |  |  |  |  | 80.000 A |  |  | 6
381281246 | TNB | DISTRIBUTION | KUALA SELANGOR | Existing | RYB | BLACK BOX | POLE | CLOSED |  | N/A |  |  |  |  | 200.000 A |  |  | 3
381281247 | TNB | DISTRIBUTION | KUALA SELANGOR | Existing | RYB | BLACK BOX | POLE | CLOSED |  | N/A |  |  |  |  | 80.000 A |  |  | 3
381281248 | TNB | DISTRIBUTION | KUALA SELANGOR | Existing | RYB | BLACK BOX | POLE | CLOSED |  | N/A |  |  |  |  | 50.000 A |  |  | 3
381281249 | TNB | DISTRIBUTION | KUALA SELANGOR | Existing | RYB | BLACK BOX | POLE | CLOSED |  | N/A |  |  |  |  | 200.000 A |  |  | 6
381281250 | TNB | DISTRIBUTION | KUALA SELANGOR | Existing | RYB | BLACK BOX | POLE | CLOSED |  | N/A |  |  |  |  | 125.000 A |  |  | 3
381281251 | TNB | DISTRIBUTION | KUALA SELANGOR | Existing | RYB | BLACK BOX | POLE | CLOSED |  | N/A |  |  |  |  | 125.000 A |  |  | 3
381281253 | TNB | DISTRIBUTION | KUALA SELANGOR | Existing | RYB | BLACK BOX | OTHERS | CLOSED |  | N/A |  |  |  |  | 200.000 A |  |  | 3
381281255 | TNB | DISTRIBUTION | KUALA SELANGOR | Existing | RYB | BLACK BOX | POLE | CLOSED |  | N/A |  |  |  |  | 125.000 A |  | RUMAH BURUNG | 3
381281256 | TNB | DISTRIBUTION | KUALA SELANGOR | Existing | RYB | BLACK BOX | POLE | CLOSED |  | N/A |  |  |  |  | 200.000 A |  |  | 6
381281257 | TNB | DISTRIBUTION | KUALA SELANGOR | Existing | RYB | BLACK BOX | POLE | CLOSED |  | N/A |  |  |  |  | 200.000 A |  |  | 6
381281258 | TNB | DISTRIBUTION | KUALA SELANGOR | Existing | RYB | BLACK BOX | POLE | CLOSED |  | N/A |  |  |  |  | 200.000 A |  |  | 6
381281259 | TNB | DISTRIBUTION | KUALA SELANGOR | Existing | RYB | BLACK BOX | POLE | CLOSED |  | N/A |  |  |  |  | 200.000 A |  |  | 6
381281260 | TNB | DISTRIBUTION | KUALA SELANGOR | Existing | RYB | BLACK BOX | POLE | CLOSED |  | N/A |  |  |  |  | 200.000 A |  |  | 6
381281261 | TNB | DISTRIBUTION | KUALA SELANGOR | Existing | RYB | BLACK BOX | POLE | CLOSED |  | N/A |  |  |  |  | 100.000 A |  |  | 6
381281262 | TNB | DISTRIBUTION | KUALA SELANGOR | Existing | RYB | BLACK BOX | POLE | CLOSED |  | N/A |  |  |  |  | 200.000 A |  |  | 6
381281263 | TNB | DISTRIBUTION | KUALA SELANGOR | Existing | RYB | BLACK BOX | POLE | CLOSED |  | N/A |  |  |  |  | 200.000 A |  |  | 6
381281264 | TNB | DISTRIBUTION | KUALA SELANGOR | Existing | RYB | BLACK BOX | POLE | CLOSED |  | N/A |  |  |  |  | 200.000 A |  |  | 6
381281265 | TNB | DISTRIBUTION | KUALA SELANGOR | Existing | RYB | BLACK BOX | POLE | CLOSED |  | N/A |  |  |  |  | 200.000 A |  |  | 6
381281266 | TNB | DISTRIBUTION | KUALA SELANGOR | Existing | RYB | BLACK BOX | POLE | CLOSED |  | N/A |  |  |  |  | 200.000 A |  |  | 6
381281267 | TNB | DISTRIBUTION | KUALA SELANGOR | Existing | RYB | BLACK BOX | POLE | CLOSED |  | N/A |  |  |  |  | 100.000 A |  |  | 6
381281268 | TNB | DISTRIBUTION | KUALA SELANGOR | Existing | RYB | BLACK BOX | POLE | CLOSED |  | N/A |  |  |  |  | 200.000 A |  |  | 6
381281269 | TNB | DISTRIBUTION | KUALA SELANGOR | Existing | RYB | BLACK BOX | POLE | CLOSED |  | N/A |  |  |  |  | 100.000 A |  |  | 6
381281270 | TNB | DISTRIBUTION | KUALA SELANGOR | Existing | RYB | BLACK BOX | POLE | CLOSED |  | N/A |  |  |  |  | 200.000 A |  |  | 6
381281271 | TNB | DISTRIBUTION | KUALA SELANGOR | Existing | RYB | BLACK BOX | POLE | CLOSED |  | N/A |  |  |  |  | 100.000 A |  |  | 6
381281276 | TNB | DISTRIBUTION | KUALA SELANGOR | Existing | RYB | BLACK BOX | POLE | CLOSED |  | N/A |  |  |  |  | 200.000 A |  |  | 3
381281278 | TNB | DISTRIBUTION | KUALA SELANGOR | Existing | RYB | BLACK BOX | POLE | CLOSED |  | N/A |  |  |  |  | 125.000 A |  |  | 3
381281279 | TNB | DISTRIBUTION | KUALA SELANGOR | Existing | RYB | BLACK BOX | POLE | CLOSED |  | N/A |  |  |  |  | 200.000 A |  |  | 3
381281280 | TNB | DISTRIBUTION | KUALA SELANGOR | Existing | RYB | BLACK BOX | POLE | CLOSED |  | N/A |  |  |  |  | 80.000 A |  |  | 3
381281281 | TNB | DISTRIBUTION | KUALA SELANGOR | Existing | RYB | BLACK BOX | POLE | CLOSED |  | N/A |  |  |  |  | 125.000 A |  |  | 3
381281282 | TNB | DISTRIBUTION | KUALA SELANGOR | Existing | RYB | BLACK BOX | POLE | CLOSED |  | N/A |  |  |  |  | 80.000 A |  |  | 3
381281283 | TNB | DISTRIBUTION | KUALA SELANGOR | Existing | RYB | BLACK BOX | POLE | CLOSED |  | N/A |  |  |  |  | 200.000 A |  |  | 3
381281284 | TNB | DISTRIBUTION | KUALA SELANGOR | Existing | RYB | BLACK BOX | POLE | CLOSED |  | N/A |  |  |  |  | 200.000 A |  |  | 3
381281285 | TNB | DISTRIBUTION | KUALA SELANGOR | Existing | RYB | BLACK BOX | POLE | CLOSED |  | N/A |  |  |  |  | 80.000 A |  |  | 3
381281286 | TNB | DISTRIBUTION | KUALA SELANGOR | Existing | RYB | BLACK BOX | POLE | CLOSED |  | N/A |  |  |  |  | 80.000 A |  |  | 3
381281287 | TNB | DISTRIBUTION | KUALA SELANGOR | Existing | RYB | BLACK BOX | POLE | CLOSED |  | N/A |  |  |  |  | 125.000 A |  |  | 3
381281288 | TNB | DISTRIBUTION | KUALA SELANGOR | Existing | RYB | BLACK BOX | POLE | CLOSED |  | N/A |  |  |  |  | 125.000 A |  |  | 3
381281289 | TNB | DISTRIBUTION | KUALA SELANGOR | Existing | RYB | BLACK BOX | POLE | CLOSED |  | N/A |  |  |  |  | 50.000 A |  |  | 3
381281290 | TNB | DISTRIBUTION | KUALA SELANGOR | Existing | RYB | BLACK BOX | POLE | CLOSED |  | N/A |  |  |  |  | 80.000 A |  |  | 3
381281291 | TNB | DISTRIBUTION | KUALA SELANGOR | Existing | RYB | BLACK BOX | POLE | CLOSED |  | N/A |  |  |  |  | 80.000 A |  |  | 3
381281292 | TNB | DISTRIBUTION | KUALA SELANGOR | Existing | RYB | BLACK BOX | POLE | CLOSED |  | N/A |  |  |  |  | 80.000 A |  |  | 3
381281293 | TNB | DISTRIBUTION | KUALA SELANGOR | Existing | RYB | BLACK BOX | POLE | CLOSED |  | N/A |  |  |  |  | 80.000 A |  |  | 3
381281294 | TNB | DISTRIBUTION | KUALA SELANGOR | Existing | RYB | BLACK BOX | POLE | CLOSED |  | N/A |  |  |  |  | 80.000 A |  |  | 3
381281295 | TNB | DISTRIBUTION | KUALA SELANGOR | Existing | RYB | BLACK BOX | POLE | CLOSED |  | N/A |  |  |  |  | 80.000 A |  |  | 3
381281296 | TNB | DISTRIBUTION | KUALA SELANGOR | Existing | RYB | BLACK BOX | POLE | CLOSED |  | N/A |  |  |  |  | 80.000 A |  |  | 3
381281297 | TNB | DISTRIBUTION | KUALA SELANGOR | Existing | RYB | BLACK BOX | POLE | CLOSED |  | N/A |  |  |  |  | 80.000 A |  |  | 3
381281298 | TNB | DISTRIBUTION | KUALA SELANGOR | Existing | RYB | BLACK BOX | POLE | CLOSED |  | N/A |  |  |  |  | 80.000 A |  |  | 3
381281299 | TNB | DISTRIBUTION | KUALA SELANGOR | Existing | RYB | BLACK BOX | POLE | CLOSED |  | N/A |  |  |  |  | 80.000 A |  |  | 3
381281300 | TNB | DISTRIBUTION | KUALA SELANGOR | Existing | RYB | BLACK BOX | POLE | CLOSED |  | N/A |  |  |  |  | 80.000 A |  |  | 3
381281301 | TNB | DISTRIBUTION | KUALA SELANGOR | Existing | RYB | BLACK BOX | POLE | CLOSED |  | N/A |  |  |  |  | 80.000 A |  |  | 3
381281302 | TNB | DISTRIBUTION | KUALA SELANGOR | Existing | RYB | BLACK BOX | POLE | CLOSED |  | N/A |  |  |  |  | 80.000 A |  |  | 3
381281303 | TNB | DISTRIBUTION | KUALA SELANGOR | Existing | RYB | BLACK BOX | POLE | CLOSED |  | N/A |  |  |  |  | 80.000 A |  |  | 3
381281304 | TNB | DISTRIBUTION | KUALA SELANGOR | Existing | RYB | BLACK BOX | POLE | CLOSED |  | N/A |  |  |  |  | 80.000 A |  |  | 3
381281305 | TNB | DISTRIBUTION | KUALA SELANGOR | Existing | RYB | BLACK BOX | POLE | CLOSED |  | N/A |  |  |  |  | 80.000 A |  |  | 3
381281306 | TNB | DISTRIBUTION | KUALA SELANGOR | Existing | RYB | BLACK BOX | POLE | CLOSED |  | N/A |  |  |  |  | 80.000 A |  |  | 3
381281307 | TNB | DISTRIBUTION | KUALA SELANGOR | Existing | RYB | BLACK BOX | POLE | CLOSED |  | N/A |  |  |  |  | 80.000 A |  |  | 3
381281308 | TNB | DISTRIBUTION | KUALA SELANGOR | Existing | RYB | BLACK BOX | POLE | CLOSED |  | N/A |  |  |  |  | 80.000 A |  |  | 3
381281309 | TNB | DISTRIBUTION | KUALA SELANGOR | Existing | RYB | BLACK BOX | POLE | CLOSED |  | N/A |  |  |  |  | 80.000 A |  |  | 3
381281310 | TNB | DISTRIBUTION | KUALA SELANGOR | Existing | RYB | BLACK BOX | POLE | CLOSED |  | N/A |  |  |  |  | 80.000 A |  |  | 3
381281311 | TNB | DISTRIBUTION | KUALA SELANGOR | Existing | RYB | BLACK BOX | POLE | CLOSED |  | N/A |  |  |  |  | 80.000 A |  |  | 3
381281312 | TNB | DISTRIBUTION | KUALA SELANGOR | Existing | RYB | BLACK BOX | POLE | CLOSED |  | N/A |  |  |  |  | 80.000 A |  |  | 3
381281313 | TNB | DISTRIBUTION | KUALA SELANGOR | Existing | RYB | BLACK BOX | POLE | CLOSED |  | N/A |  |  |  |  | 80.000 A |  |  | 3
381281314 | TNB | DISTRIBUTION | KUALA SELANGOR | Existing | RYB | BLACK BOX | POLE | CLOSED |  | N/A |  |  |  |  | 80.000 A |  |  | 3
381281315 | TNB | DISTRIBUTION | KUALA SELANGOR | Existing | RYB | BLACK BOX | POLE | CLOSED |  | N/A |  |  |  |  | 80.000 A |  |  | 3
381281316 | TNB | DISTRIBUTION | KUALA SELANGOR | Existing | RYB | BLACK BOX | OTHERS | CLOSED |  | N/A |  |  |  |  | 80.000 A |  |  | 3
381281317 | TNB | DISTRIBUTION | KUALA SELANGOR | Existing | RYB | BLACK BOX | OTHERS | CLOSED |  | N/A |  |  |  |  | 80.000 A |  |  | 3
381281318 | TNB | DISTRIBUTION | KUALA SELANGOR | Existing | RYB | BLACK BOX | OTHERS | CLOSED |  | N/A |  |  |  |  | 80.000 A |  |  | 3
381281319 | TNB | DISTRIBUTION | KUALA SELANGOR | Existing | RYB | BLACK BOX | POLE | CLOSED |  | N/A |  |  |  |  | 80.000 A |  |  | 3
381281320 | TNB | DISTRIBUTION | KUALA SELANGOR | Existing | RYB | BLACK BOX | POLE | CLOSED |  | N/A |  |  |  |  | 80.000 A |  |  | 3
381281321 | TNB | DISTRIBUTION | KUALA SELANGOR | Existing | RYB | BLACK BOX | POLE | CLOSED |  | N/A |  |  |  |  | 80.000 A |  |  | 3
381281322 | TNB | DISTRIBUTION | KUALA SELANGOR | Existing | RYB | BLACK BOX | POLE | CLOSED |  | N/A |  |  |  |  | 80.000 A |  |  | 3
381281323 | TNB | DISTRIBUTION | KUALA SELANGOR | Existing | RYB | BLACK BOX | POLE | CLOSED |  | N/A |  |  |  |  | 80.000 A |  |  | 3
381281324 | TNB | DISTRIBUTION | KUALA SELANGOR | Existing | RYB | BLACK BOX | POLE | CLOSED |  | N/A |  |  |  |  | 80.000 A |  |  | 3
381281325 | TNB | DISTRIBUTION | KUALA SELANGOR | Existing | RYB | BLACK BOX | POLE | CLOSED |  | N/A |  |  |  |  | 80.000 A |  |  | 3
381281326 | TNB | DISTRIBUTION | KUALA SELANGOR | Existing | RYB | BLACK BOX | POLE | CLOSED |  | N/A |  |  |  |  | 80.000 A |  |  | 3
381281327 | TNB | DISTRIBUTION | KUALA SELANGOR | Existing | RYB | BLACK BOX | POLE | CLOSED |  | N/A |  |  |  |  | 80.000 A |  |  | 3
381281328 | TNB | DISTRIBUTION | KUALA SELANGOR | Existing | RYB | BLACK BOX | POLE | CLOSED |  | N/A |  |  |  |  | 80.000 A |  |  | 3
381281329 | TNB | DISTRIBUTION | KUALA SELANGOR | Existing | RYB | BLACK BOX | POLE | CLOSED |  | N/A |  |  |  |  | 80.000 A |  |  | 3
381281330 | TNB | DISTRIBUTION | KUALA SELANGOR | Existing | RYB | BLACK BOX | POLE | CLOSED |  | N/A |  |  |  |  | 80.000 A |  |  | 3
381281331 | TNB | DISTRIBUTION | KUALA SELANGOR | Existing | RYB | BLACK BOX | POLE | CLOSED |  | N/A |  |  |  |  | 80.000 A |  |  | 3
381281332 | TNB | DISTRIBUTION | KUALA SELANGOR | Existing | RYB | BLACK BOX | POLE | CLOSED |  | N/A |  |  |  |  | 80.000 A |  |  | 3
381281333 | TNB | DISTRIBUTION | KUALA SELANGOR | Existing | RYB | BLACK BOX | POLE | CLOSED |  | N/A |  |  |  |  | 80.000 A |  |  | 3
381281334 | TNB | DISTRIBUTION | KUALA SELANGOR | Existing | RYB | BLACK BOX | POLE | CLOSED |  | N/A |  |  |  |  | 80.000 A |  |  | 3
381281335 | TNB | DISTRIBUTION | KUALA SELANGOR | Existing | RYB | BLACK BOX | POLE | CLOSED |  | N/A |  |  |  |  | 80.000 A |  |  | 3
381281336 | TNB | DISTRIBUTION | KUALA SELANGOR | Existing | RYB | BLACK BOX | POLE | CLOSED |  | N/A |  |  |  |  | 80.000 A |  |  | 3
381281337 | TNB | DISTRIBUTION | KUALA SELANGOR | Existing | RYB | BLACK BOX | POLE | CLOSED |  | N/A |  |  |  |  | 80.000 A |  |  | 3
381281338 | TNB | DISTRIBUTION | KUALA SELANGOR | Existing | RYB | BLACK BOX | POLE | CLOSED |  | N/A |  |  |  |  | 80.000 A |  |  | 3
381281339 | TNB | DISTRIBUTION | KUALA SELANGOR | Existing | RYB | BLACK BOX | POLE | CLOSED |  | N/A |  |  |  |  | 80.000 A |  |  | 3
381281340 | TNB | DISTRIBUTION | KUALA SELANGOR | Existing | RYB | BLACK BOX | POLE | CLOSED |  | N/A |  |  |  |  | 80.000 A |  |  | 1
381281341 | TNB | DISTRIBUTION | KUALA SELANGOR | Existing | RYB | BLACK BOX | POLE | CLOSED |  | N/A |  |  |  |  | 80.000 A |  |  | 3
381281343 | TNB | DISTRIBUTION | KUALA SELANGOR | Existing | RYB | BLACK BOX | POLE | CLOSED |  | N/A |  |  |  |  | 80.000 A |  |  | 3
381281344 | TNB | DISTRIBUTION | KUALA SELANGOR | Existing | RYB | BLACK BOX | POLE | CLOSED |  | N/A |  |  |  |  | 80.000 A |  |  | 3
381281345 | TNB | DISTRIBUTION | KUALA SELANGOR | Existing | RYB | BLACK BOX | POLE | CLOSED |  | N/A |  |  |  |  | 80.000 A |  |  | 3
381281346 | TNB | DISTRIBUTION | KUALA SELANGOR | Existing | RYB | BLACK BOX | POLE | CLOSED |  | N/A |  |  |  |  | 80.000 A |  |  | 3
381281347 | TNB | DISTRIBUTION | KUALA SELANGOR | Existing | RYB | BLACK BOX | POLE | CLOSED |  | N/A |  |  |  |  | 80.000 A |  |  | 3
381281348 | TNB | DISTRIBUTION | KUALA SELANGOR | Existing | RYB | BLACK BOX | POLE | CLOSED |  | N/A |  |  |  |  | 80.000 A |  |  | 3
381281349 | TNB | DISTRIBUTION | KUALA SELANGOR | Existing | RYB | BLACK BOX | POLE | CLOSED |  | N/A |  |  |  |  | 80.000 A |  |  | 3
381281350 | TNB | DISTRIBUTION | KUALA SELANGOR | Existing | RYB | BLACK BOX | POLE | CLOSED |  | N/A |  |  |  |  | 80.000 A |  |  | 3
381281351 | TNB | DISTRIBUTION | KUALA SELANGOR | Existing | RYB | BLACK BOX | POLE | CLOSED |  | N/A |  |  |  |  | 80.000 A |  |  | 3
381281352 | TNB | DISTRIBUTION | KUALA SELANGOR | Existing | RYB | BLACK BOX | POLE | CLOSED |  | N/A |  |  |  |  | 80.000 A |  |  | 3
381281353 | TNB | DISTRIBUTION | KUALA SELANGOR | Existing | RYB | BLACK BOX | POLE | CLOSED |  | N/A |  |  |  |  | 80.000 A |  |  | 3
381281354 | TNB | DISTRIBUTION | KUALA SELANGOR | Existing | RYB | BLACK BOX | POLE | CLOSED |  | N/A |  |  |  |  | 80.000 A |  |  | 3
381281355 | TNB | DISTRIBUTION | KUALA SELANGOR | Existing | RYB | BLACK BOX | POLE | CLOSED |  | N/A |  |  |  |  | 80.000 A |  |  | 3
381281356 | TNB | DISTRIBUTION | KUALA SELANGOR | Existing | RYB | BLACK BOX | POLE | CLOSED |  | N/A |  |  |  |  | 80.000 A |  |  | 3
381281357 | TNB | DISTRIBUTION | KUALA SELANGOR | Existing | RYB | BLACK BOX | POLE | CLOSED |  | N/A |  |  |  |  | 80.000 A |  |  | 3
381281358 | TNB | DISTRIBUTION | KUALA SELANGOR | Existing | RYB | BLACK BOX | POLE | CLOSED |  | N/A |  |  |  |  | 80.000 A |  |  | 3
381281359 | TNB | DISTRIBUTION | KUALA SELANGOR | Existing | RYB | BLACK BOX | POLE | CLOSED |  | N/A |  |  |  |  | 80.000 A |  |  | 3
381281360 | TNB | DISTRIBUTION | KUALA SELANGOR | Existing | RYB | BLACK BOX | POLE | CLOSED |  | N/A |  |  |  |  | 80.000 A |  |  | 3
381281361 | TNB | DISTRIBUTION | KUALA SELANGOR | Existing | RYB | BLACK BOX | POLE | CLOSED |  | N/A |  |  |  |  | 80.000 A |  |  | 3
381281363 | TNB | DISTRIBUTION | KUALA SELANGOR | Existing | RYB | BLACK BOX | POLE | CLOSED |  | N/A |  |  |  |  | 80.000 A |  |  | 3
381281364 | TNB | DISTRIBUTION | KUALA SELANGOR | Existing | RYB | BLACK BOX | POLE | CLOSED |  | N/A |  |  |  |  | 80.000 A |  |  | 3
381281365 | TNB | DISTRIBUTION | KUALA SELANGOR | Existing | RYB | BLACK BOX | POLE | CLOSED |  | N/A |  |  |  |  | 80.000 A |  |  | 3
381281366 | TNB | DISTRIBUTION | KUALA SELANGOR | Existing | RYB | BLACK BOX | POLE | CLOSED |  | N/A |  |  |  |  | 80.000 A |  |  | 3
381281367 | TNB | DISTRIBUTION | KUALA SELANGOR | Existing | RYB | BLACK BOX | POLE | CLOSED |  | N/A |  |  |  |  | 80.000 A |  |  | 3
381281368 | TNB | DISTRIBUTION | KUALA SELANGOR | Existing | RYB | BLACK BOX | POLE | CLOSED |  | N/A |  |  |  |  | 80.000 A |  |  | 3
381281369 | TNB | DISTRIBUTION | KUALA SELANGOR | Existing | RYB | BLACK BOX | POLE | CLOSED |  | N/A |  |  |  |  | 80.000 A |  |  | 3
381281370 | TNB | DISTRIBUTION | KUALA SELANGOR | Existing | RYB | BLACK BOX | POLE | CLOSED |  | N/A |  |  |  |  | 80.000 A |  |  | 3
381281371 | TNB | DISTRIBUTION | KUALA SELANGOR | Existing | RYB | BLACK BOX | POLE | CLOSED |  | N/A |  |  |  |  | 80.000 A |  |  | 3
381281372 | TNB | DISTRIBUTION | KUALA SELANGOR | Existing | RYB | BLACK BOX | POLE | CLOSED |  | N/A |  |  |  |  | 80.000 A |  |  | 3
381281373 | TNB | DISTRIBUTION | KUALA SELANGOR | Existing | RYB | BLACK BOX | POLE | CLOSED |  | N/A |  |  |  |  | 80.000 A |  |  | 3
381281374 | TNB | DISTRIBUTION | KUALA SELANGOR | Existing | RYB | BLACK BOX | POLE | CLOSED |  | N/A |  |  |  |  | 80.000 A |  |  | 3
381281375 | TNB | DISTRIBUTION | KUALA SELANGOR | Existing | RYB | BLACK BOX | POLE | CLOSED |  | N/A |  |  |  |  | 80.000 A |  |  | 3
381281376 | TNB | DISTRIBUTION | KUALA SELANGOR | Existing | RYB | BLACK BOX | POLE | CLOSED |  | N/A |  |  |  |  | 80.000 A |  |  | 3
381281377 | TNB | DISTRIBUTION | KUALA SELANGOR | Existing | RYB | BLACK BOX | POLE | CLOSED |  | N/A |  |  |  |  | 80.000 A |  |  | 3
381281378 | TNB | DISTRIBUTION | KUALA SELANGOR | Existing | RYB | BLACK BOX | POLE | CLOSED |  | N/A |  |  |  |  | 80.000 A |  |  | 3
381281379 | TNB | DISTRIBUTION | KUALA SELANGOR | Existing | RYB | BLACK BOX | POLE | CLOSED |  | N/A |  |  |  |  | 80.000 A |  |  | 3
381281380 | TNB | DISTRIBUTION | KUALA SELANGOR | Existing | RYB | BLACK BOX | POLE | CLOSED |  | N/A |  |  |  |  | 80.000 A |  |  | 3
381281381 | TNB | DISTRIBUTION | KUALA SELANGOR | Existing | RYB | BLACK BOX | POLE | CLOSED |  | N/A |  |  |  |  | 200.000 A |  |  | 6
381281382 | TNB | DISTRIBUTION | KUALA SELANGOR | Existing | RYB | BLACK BOX | POLE | CLOSED |  | N/A |  |  |  |  | 200.000 A |  |  | 6
381281383 | TNB | DISTRIBUTION | KUALA SELANGOR | Existing | RYB | BLACK BOX | POLE | CLOSED |  | N/A |  |  |  |  | 200.000 A |  |  | 3
381281386 | TNB | DISTRIBUTION | KUALA SELANGOR | Existing | RYB | BLACK BOX | OTHERS | CLOSED |  | N/A |  |  |  |  | 200.000 A |  |  | 6
381281387 | TNB | DISTRIBUTION | KUALA SELANGOR | Existing | RYB | BLACK BOX | OTHERS | CLOSED |  | N/A |  |  |  |  | 200.000 A |  |  | 6
381281388 | TNB | DISTRIBUTION | KUALA SELANGOR | Existing | RYB | BLACK BOX | OTHERS | CLOSED |  | N/A |  |  |  |  | 200.000 A |  |  | 6
381281390 | TNB | DISTRIBUTION | KUALA SELANGOR | Existing | RYB | BLACK BOX | POLE | CLOSED |  | N/A |  |  |  |  | 125.000 A |  |  | 6
381281391 | TNB | DISTRIBUTION | KUALA SELANGOR | Existing | RYB | BLACK BOX | POLE | CLOSED |  | N/A |  |  |  |  | 125.000 A |  |  | 3
381281392 | TNB | DISTRIBUTION | KUALA SELANGOR | Existing | RYB | BLACK BOX | POLE | CLOSED |  | N/A |  |  |  |  | 125.000 A |  |  | 6
381281393 | TNB | DISTRIBUTION | KUALA SELANGOR | Existing | RYB | BLACK BOX | POLE | CLOSED |  | N/A |  |  |  |  | 125.000 A |  |  | 6
381281394 | TNB | DISTRIBUTION | KUALA SELANGOR | Existing | RYB | BLACK BOX | POLE | CLOSED |  | N/A |  |  |  |  | 200.000 A |  |  | 6
381281397 | TNB | DISTRIBUTION | KUALA SELANGOR | Existing | RYB | BLACK BOX | OTHERS | CLOSED |  | N/A |  |  |  |  | 100.000 A |  |  | 6
381281398 | TNB | DISTRIBUTION | KUALA SELANGOR | Existing | RYB | BLACK BOX | OTHERS | CLOSED |  | N/A |  |  |  |  | 100.000 A |  |  | 6
381281399 | TNB | DISTRIBUTION | KUALA SELANGOR | Existing | RYB | BLACK BOX | POLE | CLOSED |  | N/A |  |  |  |  | 125.000 A |  |  | 6
381281400 | TNB | DISTRIBUTION | KUALA SELANGOR | Existing | RYB | BLACK BOX | POLE | CLOSED |  | N/A |  |  |  |  | 125.000 A |  |  | 6
381281401 | TNB | DISTRIBUTION | KUALA SELANGOR | Existing | RYB | BLACK BOX | POLE | CLOSED |  | N/A |  |  |  |  | 125.000 A |  |  | 6
381281402 | TNB | DISTRIBUTION | KUALA SELANGOR | Existing | RYB | BLACK BOX | POLE | CLOSED |  | N/A |  |  |  |  | 125.000 A |  |  | 6
381281403 | TNB | DISTRIBUTION | KUALA SELANGOR | Existing | RYB | BLACK BOX | POLE | CLOSED |  | N/A |  |  |  |  | 125.000 A |  |  | 6
381281404 | TNB | DISTRIBUTION | KUALA SELANGOR | Existing | RYB | BLACK BOX | POLE | CLOSED |  | N/A |  |  |  |  | 50.000 A |  |  | 6
381281405 | TNB | DISTRIBUTION | KUALA SELANGOR | Existing | RYB | BLACK BOX | POLE | CLOSED |  | N/A |  |  |  |  | 50.000 A |  |  | 6
381281406 | TNB | DISTRIBUTION | KUALA SELANGOR | Existing | RYB | BLACK BOX | POLE | CLOSED |  | N/A |  |  |  |  | 200.000 A |  |  | 6
381281407 | TNB | DISTRIBUTION | KUALA SELANGOR | Existing | RYB | BLACK BOX | POLE | CLOSED |  | N/A |  |  |  |  | 125.000 A |  |  | 6
381281408 | TNB | DISTRIBUTION | KUALA SELANGOR | Existing | RYB | BLACK BOX | POLE | CLOSED |  | N/A |  |  |  |  | 50.000 A |  |  | 6
381281409 | TNB | DISTRIBUTION | KUALA SELANGOR | Existing | RYB | BLACK BOX | POLE | CLOSED |  | N/A |  |  |  |  | 50.000 A |  |  | 6
381281410 | TNB | DISTRIBUTION | KUALA SELANGOR | Existing | RYB | BLACK BOX | POLE | CLOSED |  | N/A |  |  |  |  | 50.000 A |  |  | 6
381281411 | TNB | DISTRIBUTION | KUALA SELANGOR | Existing | RYB | BLACK BOX | POLE | CLOSED |  | N/A |  |  |  |  | 50.000 A |  |  | 6
381281412 | TNB | DISTRIBUTION | KUALA SELANGOR | Existing | RYB | BLACK BOX | POLE | CLOSED |  | N/A |  |  |  |  | 200.000 A |  |  | 6
381281413 | TNB | DISTRIBUTION | KUALA SELANGOR | Existing | RYB | BLACK BOX | POLE | CLOSED |  | N/A |  |  |  |  | 80.000 A |  |  | 6
381281414 | TNB | DISTRIBUTION | KUALA SELANGOR | Existing | RYB | BLACK BOX | POLE | CLOSED |  | N/A |  |  |  |  | 80.000 A |  |  | 6
381281415 | TNB | DISTRIBUTION | KUALA SELANGOR | Existing | RYB | BLACK BOX | POLE | CLOSED |  | N/A |  |  |  |  | 80.000 A |  |  | 6
381281416 | TNB | DISTRIBUTION | KUALA SELANGOR | Existing | RYB | BLACK BOX | POLE | CLOSED |  | N/A |  |  |  |  | 80.000 A |  |  | 3
381281417 | TNB | DISTRIBUTION | KUALA SELANGOR | Existing | RYB | BLACK BOX | POLE | CLOSED |  | N/A |  |  |  |  | 80.000 A |  |  | 6
381281418 | TNB | DISTRIBUTION | KUALA SELANGOR | Existing | RYB | BLACK BOX | POLE | CLOSED |  | N/A |  |  |  |  | 80.000 A |  |  | 6
381281419 | TNB | DISTRIBUTION | KUALA SELANGOR | Existing | RYB | BLACK BOX | POLE | CLOSED |  | N/A |  |  |  |  | 50.000 A |  |  | 6
381281420 | TNB | DISTRIBUTION | KUALA SELANGOR | Existing | RYB | BLACK BOX | POLE | CLOSED |  | N/A |  |  |  |  | 80.000 A |  |  | 6
381281421 | TNB | DISTRIBUTION | KUALA SELANGOR | Existing | RYB | BLACK BOX | POLE | CLOSED |  | N/A |  |  |  |  | 80.000 A |  |  | 6
381281422 | TNB | DISTRIBUTION | KUALA SELANGOR | Existing | RYB | BLACK BOX | POLE | CLOSED |  | N/A |  |  |  |  | 80.000 A |  |  | 6
381281423 | TNB | DISTRIBUTION | KUALA SELANGOR | Existing | RYB | BLACK BOX | POLE | CLOSED |  | N/A |  |  |  |  | 80.000 A |  |  | 6
381281424 | TNB | DISTRIBUTION | KUALA SELANGOR | Existing | RYB | BLACK BOX | POLE | CLOSED |  | N/A |  |  |  |  | 80.000 A |  |  | 6
381281425 | TNB | DISTRIBUTION | KUALA SELANGOR | Existing | RYB | BLACK BOX | POLE | CLOSED |  | N/A |  |  |  |  | 80.000 A |  |  | 6
381281426 | TNB | DISTRIBUTION | KUALA SELANGOR | Existing | RYB | BLACK BOX | POLE | CLOSED |  | N/A |  |  |  |  | 80.000 A |  |  | 6
381281427 | TNB | DISTRIBUTION | KUALA SELANGOR | Existing | RYB | BLACK BOX | POLE | CLOSED |  | N/A |  |  |  |  | 80.000 A |  |  | 6
381281428 | TNB | DISTRIBUTION | KUALA SELANGOR | Existing | RYB | BLACK BOX | POLE | CLOSED |  | N/A |  |  |  |  | 80.000 A |  |  | 6
381281429 | TNB | DISTRIBUTION | KUALA SELANGOR | Existing | RYB | BLACK BOX | POLE | CLOSED |  | N/A |  |  |  |  | 80.000 A |  |  | 6
381281430 | TNB | DISTRIBUTION | KUALA SELANGOR | Existing | RYB | BLACK BOX | POLE | CLOSED |  | N/A |  |  |  |  | 80.000 A |  |  | 6
381281431 | TNB | DISTRIBUTION | KUALA SELANGOR | Existing | RYB | BLACK BOX | POLE | CLOSED |  | N/A |  |  |  |  | 80.000 A |  |  | 6
381281432 | TNB | DISTRIBUTION | KUALA SELANGOR | Existing | RYB | BLACK BOX | POLE | CLOSED |  | N/A |  |  |  |  | 80.000 A |  |  | 6
381281433 | TNB | DISTRIBUTION | KUALA SELANGOR | Existing | RYB | BLACK BOX | POLE | CLOSED |  | N/A |  |  |  |  | 80.000 A |  |  | 3
381281434 | TNB | DISTRIBUTION | KUALA SELANGOR | Existing | RYB | BLACK BOX | POLE | CLOSED |  | N/A |  |  |  |  | 80.000 A |  |  | 6
381281435 | TNB | DISTRIBUTION | KUALA SELANGOR | Existing | RYB | BLACK BOX | POLE | CLOSED |  | N/A |  |  |  |  | 80.000 A |  |  | 6
381294318 | TNB | DISTRIBUTION | KUALA SELANGOR | Existing | RYB | BLACK BOX | POLE | CLOSED |  | N/A |  |  |  |  | 80.000 A |  |  | 6
381294319 | TNB | DISTRIBUTION | KUALA SELANGOR | Existing | RYB | BLACK BOX | POLE | CLOSED |  | N/A |  |  |  |  | 80.000 A |  |  | 6
381294320 | TNB | DISTRIBUTION | KUALA SELANGOR | Existing | RYB | BLACK BOX | POLE | CLOSED |  | N/A |  |  |  |  | 80.000 A |  |  | 6
381294321 | TNB | DISTRIBUTION | KUALA SELANGOR | Existing | RYB | BLACK BOX | POLE | CLOSED |  | N/A |  |  |  |  | 80.000 A |  |  | 6
381294322 | TNB | DISTRIBUTION | KUALA SELANGOR | Existing | RYB | BLACK BOX | POLE | CLOSED |  | N/A |  |  |  |  | 200.000 A |  |  | 6
381294323 | TNB | DISTRIBUTION | KUALA SELANGOR | Existing | RYB | BLACK BOX | POLE | CLOSED |  | N/A |  |  |  |  | 200.000 A |  |  | 3
381294324 | TNB | DISTRIBUTION | KUALA SELANGOR | Existing | RYB | BLACK BOX | POLE | CLOSED |  | N/A |  |  |  |  | 125.000 A |  |  | 3
381294325 | TNB | DISTRIBUTION | KUALA SELANGOR | Existing | RYB | BLACK BOX | POLE | CLOSED |  | N/A |  |  |  |  | 125.000 A |  |  | 3
381294327 | TNB | DISTRIBUTION | KUALA SELANGOR | Existing | RYB | BLACK BOX | POLE | CLOSED |  | N/A |  |  |  |  | 125.000 A |  |  | 3
381294328 | TNB | DISTRIBUTION | KUALA SELANGOR | Existing | RYB | BLACK BOX | POLE | CLOSED |  | N/A |  |  |  |  | 200.000 A |  |  | 3
381294329 | TNB | DISTRIBUTION | KUALA SELANGOR | Existing | RYB | BLACK BOX | POLE | CLOSED |  | N/A |  |  |  |  | 80.000 A |  |  | 3
381294330 | TNB | DISTRIBUTION | KUALA SELANGOR | Existing | RYB | BLACK BOX | POLE | CLOSED |  | N/A |  |  |  |  | 80.000 A |  |  | 6
381294331 | TNB | DISTRIBUTION | KUALA SELANGOR | Existing | RYB | BLACK BOX | POLE | CLOSED |  | N/A |  |  |  |  | 80.000 A |  |  | 6
381294332 | TNB | DISTRIBUTION | KUALA SELANGOR | Existing | RYB | BLACK BOX | POLE | CLOSED |  | N/A |  |  |  |  | 80.000 A |  |  | 6
381294333 | TNB | DISTRIBUTION | KUALA SELANGOR | Existing | RYB | BLACK BOX | POLE | CLOSED |  | N/A |  |  |  |  | 80.000 A |  |  | 6
381294334 | TNB | DISTRIBUTION | KUALA SELANGOR | Existing | RYB | BLACK BOX | POLE | CLOSED |  | N/A |  |  |  |  | 200.000 A |  |  | 3
381294335 | TNB | DISTRIBUTION | KUALA SELANGOR | Existing | RYB | BLACK BOX | POLE | CLOSED |  | N/A |  |  |  |  | 200.000 A |  |  | 6
381294336 | TNB | DISTRIBUTION | KUALA SELANGOR | Existing | RYB | BLACK BOX | POLE | CLOSED |  | N/A |  |  |  |  | 125.000 A |  |  | 6
381294337 | TNB | DISTRIBUTION | KUALA SELANGOR | Existing | RYB | BLACK BOX | POLE | CLOSED |  | N/A |  |  |  |  | 125.000 A |  |  | 6
381294338 | TNB | DISTRIBUTION | KUALA SELANGOR | Existing | RYB | BLACK BOX | POLE | CLOSED |  | N/A |  |  |  |  | 80.000 A |  |  | 6
381294339 | TNB | DISTRIBUTION | KUALA SELANGOR | Existing | RYB | BLACK BOX | POLE | CLOSED |  | N/A |  |  |  |  | 80.000 A |  |  | 6
381294340 | TNB | DISTRIBUTION | KUALA SELANGOR | Existing | RYB | BLACK BOX | POLE | CLOSED |  | N/A |  |  |  |  | 80.000 A |  |  | 6
381294341 | TNB | DISTRIBUTION | KUALA SELANGOR | Existing | RYB | BLACK BOX | POLE | CLOSED |  | N/A |  |  |  |  | 80.000 A |  |  | 6
381294342 | TNB | DISTRIBUTION | KUALA SELANGOR | Existing | RYB | BLACK BOX | POLE | CLOSED |  | N/A |  |  |  |  | 80.000 A |  |  | 3
381294344 | TNB | DISTRIBUTION | KUALA SELANGOR | Existing | RYB | BLACK BOX | POLE | CLOSED |  | N/A |  |  |  |  | 200.000 A |  |  | 6
381294345 | TNB | DISTRIBUTION | KUALA SELANGOR | Existing | RYB | BLACK BOX | POLE | CLOSED |  | N/A |  |  |  |  | 125.000 A |  |  | 6
381294346 | TNB | DISTRIBUTION | KUALA SELANGOR | Existing | RYB | BLACK BOX | POLE | CLOSED |  | N/A |  |  |  |  | 50.000 A |  |  | 6
381294347 | TNB | DISTRIBUTION | KUALA SELANGOR | Existing | RYB | BLACK BOX | POLE | CLOSED |  | N/A |  |  |  |  | 50.000 A |  |  | 6
381294348 | TNB | DISTRIBUTION | KUALA SELANGOR | Existing | RYB | BLACK BOX | POLE | CLOSED |  | N/A |  |  |  |  | 50.000 A |  |  | 6
381294349 | TNB | DISTRIBUTION | KUALA SELANGOR | Existing | RYB | BLACK BOX | POLE | OPEN |  | N/A |  |  |  |  | 200.000 A |  |  | 6
381294352 | TNB | DISTRIBUTION | KUALA SELANGOR | Existing | RYB | BLACK BOX | POLE | CLOSED |  | N/A |  |  |  |  | 125.000 A |  |  | 6
381294353 | TNB | DISTRIBUTION | KUALA SELANGOR | Existing | RYB | BLACK BOX | POLE | CLOSED |  | N/A |  |  |  |  | 200.000 A |  |  | 6
381294354 | TNB | DISTRIBUTION | KUALA SELANGOR | Existing | RYB | BLACK BOX | POLE | CLOSED |  | N/A |  |  |  |  | 200.000 A |  |  | 6
381294355 | TNB | DISTRIBUTION | KUALA SELANGOR | Existing | RYB | BLACK BOX | POLE | CLOSED |  | N/A |  |  |  |  | 125.000 A |  |  | 6
381294356 | TNB | DISTRIBUTION | KUALA SELANGOR | Existing | RYB | BLACK BOX | POLE | OPEN |  | N/A |  |  |  |  | 200.000 A |  |  | 6
381294357 | TNB | DISTRIBUTION | KUALA SELANGOR | Existing | RYB | BLACK BOX | POLE | CLOSED |  | N/A |  |  |  |  | 125.000 A |  |  | 6
381294358 | TNB | DISTRIBUTION | KUALA SELANGOR | Existing | RYB | BLACK BOX | POLE | CLOSED |  | N/A |  |  |  |  | 80.000 A |  |  | 6
381314827 | TNB | DISTRIBUTION | KUALA SELANGOR | Existing | RYB | LV FUSE SWITCH |  | CLOSED | IEC MIDDLE CURVE | FUSES | SPARE |  |  |  | 250.000 A |  |  | 3
381314832 | TNB | DISTRIBUTION | KUALA SELANGOR | Existing | RYB | LV FUSE SWITCH |  | CLOSED | IEC MIDDLE CURVE | FUSES | SPARE |  |  |  | 250.000 A |  |  | 3
381314856 | TNB | DISTRIBUTION | KUALA SELANGOR | Existing | RYB | LV FUSE SWITCH |  | CLOSED | IEC MIDDLE CURVE | FUSES | SPARE |  |  |  | 250.000 A |  |  | 3
381314863 | TNB | DISTRIBUTION | KUALA SELANGOR | Existing | RYB | LV FUSE SWITCH |  | CLOSED | IEC MIDDLE CURVE | FUSES | SPARE |  |  |  | 250.000 A |  |  | 3
381314867 | TNB | DISTRIBUTION | KUALA SELANGOR | Existing | RYB | LV FUSE SWITCH |  | CLOSED | IEC MIDDLE CURVE | FUSES | SPARE |  |  |  | 250.000 A |  |  | 3
381314875 | TNB | DISTRIBUTION | KUALA SELANGOR | Existing | RYB | LV FUSE SWITCH |  | CLOSED | IEC MIDDLE CURVE | FUSES | SPARE |  |  |  | 250.000 A |  |  | 3
381314880 | TNB | DISTRIBUTION | KUALA SELANGOR | Existing | RYB | LV FUSE SWITCH |  | CLOSED | IEC MIDDLE CURVE | FUSES | SPARE |  |  |  | 250.000 A |  |  | 3
381314894 | TNB | DISTRIBUTION | KUALA SELANGOR | Existing | RYB | LV FUSE SWITCH |  | CLOSED | IEC MIDDLE CURVE | FUSES | SPARE |  |  |  | 250.000 A |  |  | 3
381314905 | TNB | DISTRIBUTION | KUALA SELANGOR | Existing | RYB | LV FUSE SWITCH |  | CLOSED | IEC MIDDLE CURVE | FUSES | SPARE |  |  |  | 250.000 A |  |  | 3
381314910 | TNB | DISTRIBUTION | KUALA SELANGOR | Existing | RYB | LV FUSE SWITCH |  | CLOSED | IEC MIDDLE CURVE | FUSES | SPARE |  |  |  | 250.000 A |  |  | 3
381314934 | TNB | DISTRIBUTION | KUALA SELANGOR | Existing | RYB | LV FUSE SWITCH |  | CLOSED | IEC MIDDLE CURVE | FUSES | SPARE |  |  |  | 250.000 A |  |  | 3
381314941 | TNB | DISTRIBUTION | KUALA SELANGOR | Existing | RYB | LV FUSE SWITCH |  | CLOSED | IEC MIDDLE CURVE | FUSES | SPARE |  |  |  | 250.000 A |  |  | 3
381314945 | TNB | DISTRIBUTION | KUALA SELANGOR | Existing | RYB | LV FUSE SWITCH |  | CLOSED | IEC MIDDLE CURVE | FUSES | SPARE |  |  |  | 250.000 A |  |  | 3
381314953 | TNB | DISTRIBUTION | KUALA SELANGOR | Existing | RYB | LV FUSE SWITCH |  | CLOSED | IEC MIDDLE CURVE | FUSES | SPARE |  |  |  | 250.000 A |  |  | 3
381314958 | TNB | DISTRIBUTION | KUALA SELANGOR | Existing | RYB | LV FUSE SWITCH |  | CLOSED | IEC MIDDLE CURVE | FUSES | SPARE |  |  |  | 250.000 A |  |  | 3
381314972 | TNB | DISTRIBUTION | KUALA SELANGOR | Existing | RYB | LV FUSE SWITCH |  | CLOSED | IEC MIDDLE CURVE | FUSES | SPARE |  |  |  | 250.000 A |  |  | 3
381314983 | TNB | DISTRIBUTION | KUALA SELANGOR | Existing | RYB | LV FUSE SWITCH |  | CLOSED | IEC MIDDLE CURVE | FUSES | SPARE |  |  |  | 250.000 A |  |  | 3
381314988 | TNB | DISTRIBUTION | KUALA SELANGOR | Existing | RYB | LV FUSE SWITCH |  | CLOSED | IEC MIDDLE CURVE | FUSES | SPARE |  |  |  | 250.000 A |  |  | 3
381315012 | TNB | DISTRIBUTION | KUALA SELANGOR | Existing | RYB | LV FUSE SWITCH |  | CLOSED | IEC MIDDLE CURVE | FUSES | SPARE |  |  |  | 250.000 A |  |  | 3
381315019 | TNB | DISTRIBUTION | KUALA SELANGOR | Existing | RYB | LV FUSE SWITCH |  | CLOSED | IEC MIDDLE CURVE | FUSES | SPARE |  |  |  | 250.000 A |  |  | 3
381315023 | TNB | DISTRIBUTION | KUALA SELANGOR | Existing | RYB | LV FUSE SWITCH |  | CLOSED | IEC MIDDLE CURVE | FUSES | SPARE |  |  |  | 250.000 A |  |  | 3
381315031 | TNB | DISTRIBUTION | KUALA SELANGOR | Existing | RYB | LV FUSE SWITCH |  | CLOSED | IEC MIDDLE CURVE | FUSES | SPARE |  |  |  | 250.000 A |  |  | 3
381315036 | TNB | DISTRIBUTION | KUALA SELANGOR | Existing | RYB | LV FUSE SWITCH |  | CLOSED | IEC MIDDLE CURVE | FUSES | SPARE |  |  |  | 250.000 A |  |  | 3
381315050 | TNB | DISTRIBUTION | KUALA SELANGOR | Existing | RYB | LV FUSE SWITCH |  | CLOSED | IEC MIDDLE CURVE | FUSES | SPARE |  |  |  | 250.000 A |  |  | 3
381315061 | TNB | DISTRIBUTION | KUALA SELANGOR | Existing | RYB | LV FUSE SWITCH |  | CLOSED | IEC MIDDLE CURVE | FUSES | SPARE |  |  |  | 250.000 A |  |  | 3
381315066 | TNB | DISTRIBUTION | KUALA SELANGOR | Existing | RYB | LV FUSE SWITCH |  | CLOSED | IEC MIDDLE CURVE | FUSES | SPARE |  |  |  | 250.000 A |  |  | 3
381315090 | TNB | DISTRIBUTION | KUALA SELANGOR | Existing | RYB | LV FUSE SWITCH |  | CLOSED | IEC MIDDLE CURVE | FUSES | SPARE |  |  |  | 250.000 A |  |  | 3
381315097 | TNB | DISTRIBUTION | KUALA SELANGOR | Existing | RYB | LV FUSE SWITCH |  | CLOSED | IEC MIDDLE CURVE | FUSES | SPARE |  |  |  | 250.000 A |  |  | 3
381315101 | TNB | DISTRIBUTION | KUALA SELANGOR | Existing | RYB | LV FUSE SWITCH |  | CLOSED | IEC MIDDLE CURVE | FUSES | SPARE |  |  |  | 250.000 A |  |  | 3
381315109 | TNB | DISTRIBUTION | KUALA SELANGOR | Existing | RYB | LV FUSE SWITCH |  | CLOSED | IEC MIDDLE CURVE | FUSES | SPARE |  |  |  | 250.000 A |  |  | 3
381315114 | TNB | DISTRIBUTION | KUALA SELANGOR | Existing | RYB | LV FUSE SWITCH |  | CLOSED | IEC MIDDLE CURVE | FUSES | SPARE |  |  |  | 250.000 A |  |  | 3
381315128 | TNB | DISTRIBUTION | KUALA SELANGOR | Existing | RYB | LV FUSE SWITCH |  | CLOSED | IEC MIDDLE CURVE | FUSES | SPARE |  |  |  | 250.000 A |  |  | 3
381315139 | TNB | DISTRIBUTION | KUALA SELANGOR | Existing | RYB | LV FUSE SWITCH |  | CLOSED | IEC MIDDLE CURVE | FUSES | SPARE |  |  |  | 250.000 A |  |  | 3
381315144 | TNB | DISTRIBUTION | KUALA SELANGOR | Existing | RYB | LV FUSE SWITCH |  | CLOSED | IEC MIDDLE CURVE | FUSES | SPARE |  |  |  | 250.000 A |  |  | 3
381315168 | TNB | DISTRIBUTION | KUALA SELANGOR | Existing | RYB | LV FUSE SWITCH |  | CLOSED | IEC MIDDLE CURVE | FUSES | SPARE |  |  |  | 250.000 A |  |  | 3
381315175 | TNB | DISTRIBUTION | KUALA SELANGOR | Existing | RYB | LV FUSE SWITCH |  | CLOSED | IEC MIDDLE CURVE | FUSES | SPARE |  |  |  | 250.000 A |  |  | 3
381315179 | TNB | DISTRIBUTION | KUALA SELANGOR | Existing | RYB | LV FUSE SWITCH |  | CLOSED | IEC MIDDLE CURVE | FUSES | SPARE |  |  |  | 250.000 A |  |  | 3
381315187 | TNB | DISTRIBUTION | KUALA SELANGOR | Existing | RYB | LV FUSE SWITCH |  | CLOSED | IEC MIDDLE CURVE | FUSES | SPARE |  |  |  | 250.000 A |  |  | 3
381315192 | TNB | DISTRIBUTION | KUALA SELANGOR | Existing | RYB | LV FUSE SWITCH |  | CLOSED | IEC MIDDLE CURVE | FUSES | SPARE |  |  |  | 250.000 A |  |  | 3
381315206 | TNB | DISTRIBUTION | KUALA SELANGOR | Existing | RYB | LV FUSE SWITCH |  | CLOSED | IEC MIDDLE CURVE | FUSES | SPARE |  |  |  | 250.000 A |  |  | 3
381315217 | TNB | DISTRIBUTION | KUALA SELANGOR | Existing | RYB | LV FUSE SWITCH |  | CLOSED | IEC MIDDLE CURVE | FUSES | SPARE |  |  |  | 250.000 A |  |  | 3
381315222 | TNB | DISTRIBUTION | KUALA SELANGOR | Existing | RYB | LV FUSE SWITCH |  | CLOSED | IEC MIDDLE CURVE | FUSES | SPARE |  |  |  | 250.000 A |  |  | 3
381315246 | TNB | DISTRIBUTION | KUALA SELANGOR | Existing | RYB | LV FUSE SWITCH |  | CLOSED | IEC MIDDLE CURVE | FUSES | SPARE |  |  |  | 250.000 A |  |  | 3
381315253 | TNB | DISTRIBUTION | KUALA SELANGOR | Existing | RYB | LV FUSE SWITCH |  | CLOSED | IEC MIDDLE CURVE | FUSES | SPARE |  |  |  | 250.000 A |  |  | 3
381315257 | TNB | DISTRIBUTION | KUALA SELANGOR | Existing | RYB | LV FUSE SWITCH |  | CLOSED | IEC MIDDLE CURVE | FUSES | SPARE |  |  |  | 250.000 A |  |  | 3
381315265 | TNB | DISTRIBUTION | KUALA SELANGOR | Existing | RYB | LV FUSE SWITCH |  | CLOSED | IEC MIDDLE CURVE | FUSES | SPARE |  |  |  | 250.000 A |  |  | 3
381315270 | TNB | DISTRIBUTION | KUALA SELANGOR | Existing | RYB | LV FUSE SWITCH |  | CLOSED | IEC MIDDLE CURVE | FUSES | SPARE |  |  |  | 250.000 A |  |  | 3
381315284 | TNB | DISTRIBUTION | KUALA SELANGOR | Existing | RYB | LV FUSE SWITCH |  | CLOSED | IEC MIDDLE CURVE | FUSES | SPARE |  |  |  | 250.000 A |  |  | 3
381315295 | TNB | DISTRIBUTION | KUALA SELANGOR | Existing | RYB | LV FUSE SWITCH |  | CLOSED | IEC MIDDLE CURVE | FUSES | SPARE |  |  |  | 250.000 A |  |  | 3
381315300 | TNB | DISTRIBUTION | KUALA SELANGOR | Existing | RYB | LV FUSE SWITCH |  | CLOSED | IEC MIDDLE CURVE | FUSES | SPARE |  |  |  | 250.000 A |  |  | 3
381315324 | TNB | DISTRIBUTION | KUALA SELANGOR | Existing | RYB | LV FUSE SWITCH |  | CLOSED | IEC MIDDLE CURVE | FUSES | SPARE |  |  |  | 250.000 A |  |  | 3
381315331 | TNB | DISTRIBUTION | KUALA SELANGOR | Existing | RYB | LV FUSE SWITCH |  | CLOSED | IEC MIDDLE CURVE | FUSES | SPARE |  |  |  | 250.000 A |  |  | 3
381315335 | TNB | DISTRIBUTION | KUALA SELANGOR | Existing | RYB | LV FUSE SWITCH |  | CLOSED | IEC MIDDLE CURVE | FUSES | SPARE |  |  |  | 250.000 A |  |  | 3
381315343 | TNB | DISTRIBUTION | KUALA SELANGOR | Existing | RYB | LV FUSE SWITCH |  | CLOSED | IEC MIDDLE CURVE | FUSES | SPARE |  |  |  | 250.000 A |  |  | 3
381315348 | TNB | DISTRIBUTION | KUALA SELANGOR | Existing | RYB | LV FUSE SWITCH |  | CLOSED | IEC MIDDLE CURVE | FUSES | SPARE |  |  |  | 250.000 A |  |  | 3
381315362 | TNB | DISTRIBUTION | KUALA SELANGOR | Existing | RYB | LV FUSE SWITCH |  | CLOSED | IEC MIDDLE CURVE | FUSES | SPARE |  |  |  | 250.000 A |  |  | 3
381315373 | TNB | DISTRIBUTION | KUALA SELANGOR | Existing | RYB | LV FUSE SWITCH |  | CLOSED | IEC MIDDLE CURVE | FUSES | SPARE |  |  |  | 250.000 A |  |  | 3
381315378 | TNB | DISTRIBUTION | KUALA SELANGOR | Existing | RYB | LV FUSE SWITCH |  | CLOSED | IEC MIDDLE CURVE | FUSES | SPARE |  |  |  | 250.000 A |  |  | 3
381315402 | TNB | DISTRIBUTION | KUALA SELANGOR | Existing | RYB | LV FUSE SWITCH |  | CLOSED | IEC MIDDLE CURVE | FUSES | SPARE |  |  |  | 250.000 A |  |  | 3
381315409 | TNB | DISTRIBUTION | KUALA SELANGOR | Existing | RYB | LV FUSE SWITCH |  | CLOSED | IEC MIDDLE CURVE | FUSES | SPARE |  |  |  | 250.000 A |  |  | 3
381315413 | TNB | DISTRIBUTION | KUALA SELANGOR | Existing | RYB | LV FUSE SWITCH |  | CLOSED | IEC MIDDLE CURVE | FUSES | SPARE |  |  |  | 250.000 A |  |  | 3
381315421 | TNB | DISTRIBUTION | KUALA SELANGOR | Existing | RYB | LV FUSE SWITCH |  | CLOSED | IEC MIDDLE CURVE | FUSES | SPARE |  |  |  | 250.000 A |  |  | 3
381315426 | TNB | DISTRIBUTION | KUALA SELANGOR | Existing | RYB | LV FUSE SWITCH |  | CLOSED | IEC MIDDLE CURVE | FUSES | SPARE |  |  |  | 250.000 A |  |  | 3
381315440 | TNB | DISTRIBUTION | KUALA SELANGOR | Existing | RYB | LV FUSE SWITCH |  | CLOSED | IEC MIDDLE CURVE | FUSES | SPARE |  |  |  | 250.000 A |  |  | 3
381315451 | TNB | DISTRIBUTION | KUALA SELANGOR | Existing | RYB | LV FUSE SWITCH |  | CLOSED | IEC MIDDLE CURVE | FUSES | SPARE |  |  |  | 250.000 A |  |  | 3
381315456 | TNB | DISTRIBUTION | KUALA SELANGOR | Existing | RYB | LV FUSE SWITCH |  | CLOSED | IEC MIDDLE CURVE | FUSES | SPARE |  |  |  | 250.000 A |  |  | 3
381315480 | TNB | DISTRIBUTION | KUALA SELANGOR | Existing | RYB | LV FUSE SWITCH |  | CLOSED | IEC MIDDLE CURVE | FUSES | SPARE |  |  |  | 250.000 A |  |  | 3
381315487 | TNB | DISTRIBUTION | KUALA SELANGOR | Existing | RYB | LV FUSE SWITCH |  | CLOSED | IEC MIDDLE CURVE | FUSES | SPARE |  |  |  | 250.000 A |  |  | 3
381315491 | TNB | DISTRIBUTION | KUALA SELANGOR | Existing | RYB | LV FUSE SWITCH |  | CLOSED | IEC MIDDLE CURVE | FUSES | SPARE |  |  |  | 250.000 A |  |  | 3
381315499 | TNB | DISTRIBUTION | KUALA SELANGOR | Existing | RYB | LV FUSE SWITCH |  | CLOSED | IEC MIDDLE CURVE | FUSES | SPARE |  |  |  | 250.000 A |  |  | 3
381315504 | TNB | DISTRIBUTION | KUALA SELANGOR | Existing | RYB | LV FUSE SWITCH |  | CLOSED | IEC MIDDLE CURVE | FUSES | SPARE |  |  |  | 250.000 A |  |  | 3
381315518 | TNB | DISTRIBUTION | KUALA SELANGOR | Existing | RYB | LV FUSE SWITCH |  | CLOSED | IEC MIDDLE CURVE | FUSES | SPARE |  |  |  | 250.000 A |  |  | 3
381315607 | TNB | DISTRIBUTION | KUALA SELANGOR | Existing | RYB | LV FUSE SWITCH |  | CLOSED | IEC MIDDLE CURVE | FUSES | SPARE |  |  |  | 250.000 A |  |  | 3
381315612 | TNB | DISTRIBUTION | KUALA SELANGOR | Existing | RYB | LV FUSE SWITCH |  | CLOSED | IEC MIDDLE CURVE | FUSES | SPARE |  |  |  | 250.000 A |  |  | 3
381315636 | TNB | DISTRIBUTION | KUALA SELANGOR | Existing | RYB | LV FUSE SWITCH |  | CLOSED | IEC MIDDLE CURVE | FUSES | SPARE |  |  |  | 250.000 A |  |  | 3
381315643 | TNB | DISTRIBUTION | KUALA SELANGOR | Existing | RYB | LV FUSE SWITCH |  | CLOSED | IEC MIDDLE CURVE | FUSES | SPARE |  |  |  | 250.000 A |  |  | 3
381315647 | TNB | DISTRIBUTION | KUALA SELANGOR | Existing | RYB | LV FUSE SWITCH |  | CLOSED | IEC MIDDLE CURVE | FUSES | SPARE |  |  |  | 250.000 A |  |  | 3
381315655 | TNB | DISTRIBUTION | KUALA SELANGOR | Existing | RYB | LV FUSE SWITCH |  | CLOSED | IEC MIDDLE CURVE | FUSES | SPARE |  |  |  | 250.000 A |  |  | 3
381315660 | TNB | DISTRIBUTION | KUALA SELANGOR | Existing | RYB | LV FUSE SWITCH |  | CLOSED | IEC MIDDLE CURVE | FUSES | SPARE |  |  |  | 250.000 A |  |  | 3
381315674 | TNB | DISTRIBUTION | KUALA SELANGOR | Existing | RYB | LV FUSE SWITCH |  | CLOSED | IEC MIDDLE CURVE | FUSES | SPARE |  |  |  | 250.000 A |  |  | 3
381315685 | TNB | DISTRIBUTION | KUALA SELANGOR | Existing | RYB | LV FUSE SWITCH |  | CLOSED | IEC MIDDLE CURVE | FUSES | SPARE |  |  |  | 250.000 A |  |  | 3
381315690 | TNB | DISTRIBUTION | KUALA SELANGOR | Existing | RYB | LV FUSE SWITCH |  | CLOSED | IEC MIDDLE CURVE | FUSES | SPARE |  |  |  | 250.000 A |  |  | 3
381315714 | TNB | DISTRIBUTION | KUALA SELANGOR | Existing | RYB | LV FUSE SWITCH |  | CLOSED | IEC MIDDLE CURVE | FUSES | SPARE |  |  |  | 250.000 A |  |  | 3
381315721 | TNB | DISTRIBUTION | KUALA SELANGOR | Existing | RYB | LV FUSE SWITCH |  | CLOSED | IEC MIDDLE CURVE | FUSES | SPARE |  |  |  | 250.000 A |  |  | 3
381315725 | TNB | DISTRIBUTION | KUALA SELANGOR | Existing | RYB | LV FUSE SWITCH |  | CLOSED | IEC MIDDLE CURVE | FUSES | SPARE |  |  |  | 250.000 A |  |  | 3
381315733 | TNB | DISTRIBUTION | KUALA SELANGOR | Existing | RYB | LV FUSE SWITCH |  | CLOSED | IEC MIDDLE CURVE | FUSES | SPARE |  |  |  | 250.000 A |  |  | 3
381315738 | TNB | DISTRIBUTION | KUALA SELANGOR | Existing | RYB | LV FUSE SWITCH |  | CLOSED | IEC MIDDLE CURVE | FUSES | SPARE |  |  |  | 250.000 A |  |  | 3
381315752 | TNB | DISTRIBUTION | KUALA SELANGOR | Existing | RYB | LV FUSE SWITCH |  | CLOSED | IEC MIDDLE CURVE | FUSES | SPARE |  |  |  | 250.000 A |  |  | 3
381315763 | TNB | DISTRIBUTION | KUALA SELANGOR | Existing | RYB | LV FUSE SWITCH |  | CLOSED | IEC MIDDLE CURVE | FUSES | SPARE |  |  |  | 250.000 A |  |  | 3
381315768 | TNB | DISTRIBUTION | KUALA SELANGOR | Existing | RYB | LV FUSE SWITCH |  | CLOSED | IEC MIDDLE CURVE | FUSES | SPARE |  |  |  | 250.000 A |  |  | 3
381315792 | TNB | DISTRIBUTION | KUALA SELANGOR | Existing | RYB | LV FUSE SWITCH |  | CLOSED | IEC MIDDLE CURVE | FUSES | SPARE |  |  |  | 250.000 A |  |  | 3
381315799 | TNB | DISTRIBUTION | KUALA SELANGOR | Existing | RYB | LV FUSE SWITCH |  | CLOSED | IEC MIDDLE CURVE | FUSES | SPARE |  |  |  | 250.000 A |  |  | 3
381315803 | TNB | DISTRIBUTION | KUALA SELANGOR | Existing | RYB | LV FUSE SWITCH |  | CLOSED | IEC MIDDLE CURVE | FUSES | SPARE |  |  |  | 250.000 A |  |  | 3
381315811 | TNB | DISTRIBUTION | KUALA SELANGOR | Existing | RYB | LV FUSE SWITCH |  | CLOSED | IEC MIDDLE CURVE | FUSES | SPARE |  |  |  | 250.000 A |  |  | 3
381315816 | TNB | DISTRIBUTION | KUALA SELANGOR | Existing | RYB | LV FUSE SWITCH |  | CLOSED | IEC MIDDLE CURVE | FUSES | SPARE |  |  |  | 250.000 A |  |  | 3
381315830 | TNB | DISTRIBUTION | KUALA SELANGOR | Existing | RYB | LV FUSE SWITCH |  | CLOSED | IEC MIDDLE CURVE | FUSES | SPARE |  |  |  | 250.000 A |  |  | 3
381315841 | TNB | DISTRIBUTION | KUALA SELANGOR | Existing | RYB | LV FUSE SWITCH |  | CLOSED | IEC MIDDLE CURVE | FUSES | SPARE |  |  |  | 250.000 A |  |  | 3
381315846 | TNB | DISTRIBUTION | KUALA SELANGOR | Existing | RYB | LV FUSE SWITCH |  | CLOSED | IEC MIDDLE CURVE | FUSES | SPARE |  |  |  | 250.000 A |  |  | 3
381315870 | TNB | DISTRIBUTION | KUALA SELANGOR | Existing | RYB | LV FUSE SWITCH |  | CLOSED | IEC MIDDLE CURVE | FUSES | SPARE |  |  |  | 250.000 A |  |  | 3
381315877 | TNB | DISTRIBUTION | KUALA SELANGOR | Existing | RYB | LV FUSE SWITCH |  | CLOSED | IEC MIDDLE CURVE | FUSES | SPARE |  |  |  | 250.000 A |  |  | 3
381315881 | TNB | DISTRIBUTION | KUALA SELANGOR | Existing | RYB | LV FUSE SWITCH |  | CLOSED | IEC MIDDLE CURVE | FUSES | SPARE |  |  |  | 250.000 A |  |  | 3
381315889 | TNB | DISTRIBUTION | KUALA SELANGOR | Existing | RYB | LV FUSE SWITCH |  | CLOSED | IEC MIDDLE CURVE | FUSES | SPARE |  |  |  | 250.000 A |  |  | 3
381315894 | TNB | DISTRIBUTION | KUALA SELANGOR | Existing | RYB | LV FUSE SWITCH |  | CLOSED | IEC MIDDLE CURVE | FUSES | SPARE |  |  |  | 250.000 A |  |  | 3
381315908 | TNB | DISTRIBUTION | KUALA SELANGOR | Existing | RYB | LV FUSE SWITCH |  | CLOSED | IEC MIDDLE CURVE | FUSES | SPARE |  |  |  | 250.000 A |  |  | 3
381315919 | TNB | DISTRIBUTION | KUALA SELANGOR | Existing | RYB | LV FUSE SWITCH |  | CLOSED | IEC MIDDLE CURVE | FUSES | SPARE |  |  |  | 250.000 A |  |  | 3
381315924 | TNB | DISTRIBUTION | KUALA SELANGOR | Existing | RYB | LV FUSE SWITCH |  | CLOSED | IEC MIDDLE CURVE | FUSES | SPARE |  |  |  | 250.000 A |  |  | 3
381315948 | TNB | DISTRIBUTION | KUALA SELANGOR | Existing | RYB | LV FUSE SWITCH |  | CLOSED | IEC MIDDLE CURVE | FUSES | SPARE |  |  |  | 250.000 A |  |  | 3
381315955 | TNB | DISTRIBUTION | KUALA SELANGOR | Existing | RYB | LV FUSE SWITCH |  | CLOSED | IEC MIDDLE CURVE | FUSES | SPARE |  |  |  | 250.000 A |  |  | 3
381315959 | TNB | DISTRIBUTION | KUALA SELANGOR | Existing | RYB | LV FUSE SWITCH |  | CLOSED | IEC MIDDLE CURVE | FUSES | SPARE |  |  |  | 250.000 A |  |  | 3
381315967 | TNB | DISTRIBUTION | KUALA SELANGOR | Existing | RYB | LV FUSE SWITCH |  | CLOSED | IEC MIDDLE CURVE | FUSES | SPARE |  |  |  | 250.000 A |  |  | 3
381315972 | TNB | DISTRIBUTION | KUALA SELANGOR | Existing | RYB | LV FUSE SWITCH |  | CLOSED | IEC MIDDLE CURVE | FUSES | SPARE |  |  |  | 250.000 A |  |  | 3
381315986 | TNB | DISTRIBUTION | KUALA SELANGOR | Existing | RYB | LV FUSE SWITCH |  | CLOSED | IEC MIDDLE CURVE | FUSES | SPARE |  |  |  | 250.000 A |  |  | 3
381315997 | TNB | DISTRIBUTION | KUALA SELANGOR | Existing | RYB | LV FUSE SWITCH |  | CLOSED | IEC MIDDLE CURVE | FUSES | SPARE |  |  |  | 250.000 A |  |  | 3
381316002 | TNB | DISTRIBUTION | KUALA SELANGOR | Existing | RYB | LV FUSE SWITCH |  | CLOSED | IEC MIDDLE CURVE | FUSES | SPARE |  |  |  | 250.000 A |  |  | 3
381316026 | TNB | DISTRIBUTION | KUALA SELANGOR | Existing | RYB | LV FUSE SWITCH |  | CLOSED | IEC MIDDLE CURVE | FUSES | SPARE |  |  |  | 250.000 A |  |  | 3
381316033 | TNB | DISTRIBUTION | KUALA SELANGOR | Existing | RYB | LV FUSE SWITCH |  | CLOSED | IEC MIDDLE CURVE | FUSES | SPARE |  |  |  | 250.000 A |  |  | 3
381316037 | TNB | DISTRIBUTION | KUALA SELANGOR | Existing | RYB | LV FUSE SWITCH |  | CLOSED | IEC MIDDLE CURVE | FUSES | SPARE |  |  |  | 250.000 A |  |  | 3
381316045 | TNB | DISTRIBUTION | KUALA SELANGOR | Existing | RYB | LV FUSE SWITCH |  | CLOSED | IEC MIDDLE CURVE | FUSES | SPARE |  |  |  | 250.000 A |  |  | 3
381316050 | TNB | DISTRIBUTION | KUALA SELANGOR | Existing | RYB | LV FUSE SWITCH |  | CLOSED | IEC MIDDLE CURVE | FUSES | SPARE |  |  |  | 250.000 A |  |  | 3
381316064 | TNB | DISTRIBUTION | KUALA SELANGOR | Existing | RYB | LV FUSE SWITCH |  | CLOSED | IEC MIDDLE CURVE | FUSES | SPARE |  |  |  | 250.000 A |  |  | 3
381316075 | TNB | DISTRIBUTION | KUALA SELANGOR | Existing | RYB | LV FUSE SWITCH |  | CLOSED | IEC MIDDLE CURVE | FUSES | SPARE |  |  |  | 250.000 A |  |  | 3
381316080 | TNB | DISTRIBUTION | KUALA SELANGOR | Existing | RYB | LV FUSE SWITCH |  | CLOSED | IEC MIDDLE CURVE | FUSES | SPARE |  |  |  | 250.000 A |  |  | 3
381316104 | TNB | DISTRIBUTION | KUALA SELANGOR | Existing | RYB | LV FUSE SWITCH |  | CLOSED | IEC MIDDLE CURVE | FUSES | SPARE |  |  |  | 250.000 A |  |  | 3
381316111 | TNB | DISTRIBUTION | KUALA SELANGOR | Existing | RYB | LV FUSE SWITCH |  | CLOSED | IEC MIDDLE CURVE | FUSES | SPARE |  |  |  | 250.000 A |  |  | 3
381316115 | TNB | DISTRIBUTION | KUALA SELANGOR | Existing | RYB | LV FUSE SWITCH |  | CLOSED | IEC MIDDLE CURVE | FUSES | SPARE |  |  |  | 250.000 A |  |  | 3
381316123 | TNB | DISTRIBUTION | KUALA SELANGOR | Existing | RYB | LV FUSE SWITCH |  | CLOSED | IEC MIDDLE CURVE | FUSES | SPARE |  |  |  | 250.000 A |  |  | 3
381316128 | TNB | DISTRIBUTION | KUALA SELANGOR | Existing | RYB | LV FUSE SWITCH |  | CLOSED | IEC MIDDLE CURVE | FUSES | SPARE |  |  |  | 250.000 A |  |  | 3
381316142 | TNB | DISTRIBUTION | KUALA SELANGOR | Existing | RYB | LV FUSE SWITCH |  | CLOSED | IEC MIDDLE CURVE | FUSES | SPARE |  |  |  | 250.000 A |  |  | 3
381316153 | TNB | DISTRIBUTION | KUALA SELANGOR | Existing | RYB | LV FUSE SWITCH |  | CLOSED | IEC MIDDLE CURVE | FUSES | SPARE |  |  |  | 250.000 A |  |  | 3
381316158 | TNB | DISTRIBUTION | KUALA SELANGOR | Existing | RYB | LV FUSE SWITCH |  | CLOSED | IEC MIDDLE CURVE | FUSES | SPARE |  |  |  | 250.000 A |  |  | 3
381316182 | TNB | DISTRIBUTION | KUALA SELANGOR | Existing | RYB | LV FUSE SWITCH |  | CLOSED | IEC MIDDLE CURVE | FUSES | SPARE |  |  |  | 250.000 A |  |  | 3
381316189 | TNB | DISTRIBUTION | KUALA SELANGOR | Existing | RYB | LV FUSE SWITCH |  | CLOSED | IEC MIDDLE CURVE | FUSES | SPARE |  |  |  | 250.000 A |  |  | 3
381316193 | TNB | DISTRIBUTION | KUALA SELANGOR | Existing | RYB | LV FUSE SWITCH |  | CLOSED | IEC MIDDLE CURVE | FUSES | SPARE |  |  |  | 250.000 A |  |  | 3
381316201 | TNB | DISTRIBUTION | KUALA SELANGOR | Existing | RYB | LV FUSE SWITCH |  | CLOSED | IEC MIDDLE CURVE | FUSES | SPARE |  |  |  | 250.000 A |  |  | 3
381316206 | TNB | DISTRIBUTION | KUALA SELANGOR | Existing | RYB | LV FUSE SWITCH |  | CLOSED | IEC MIDDLE CURVE | FUSES | SPARE |  |  |  | 250.000 A |  |  | 3
381316220 | TNB | DISTRIBUTION | KUALA SELANGOR | Existing | RYB | LV FUSE SWITCH |  | CLOSED | IEC MIDDLE CURVE | FUSES | SPARE |  |  |  | 250.000 A |  |  | 3
381316231 | TNB | DISTRIBUTION | KUALA SELANGOR | Existing | RYB | LV FUSE SWITCH |  | CLOSED | IEC MIDDLE CURVE | FUSES | SPARE |  |  |  | 250.000 A |  |  | 3
381316236 | TNB | DISTRIBUTION | KUALA SELANGOR | Existing | RYB | LV FUSE SWITCH |  | CLOSED | IEC MIDDLE CURVE | FUSES | SPARE |  |  |  | 250.000 A |  |  | 3
381316260 | TNB | DISTRIBUTION | KUALA SELANGOR | Existing | RYB | LV FUSE SWITCH |  | CLOSED | IEC MIDDLE CURVE | FUSES | SPARE |  |  |  | 250.000 A |  |  | 3
381316267 | TNB | DISTRIBUTION | KUALA SELANGOR | Existing | RYB | LV FUSE SWITCH |  | CLOSED | IEC MIDDLE CURVE | FUSES | SPARE |  |  |  | 250.000 A |  |  | 3
381316271 | TNB | DISTRIBUTION | KUALA SELANGOR | Existing | RYB | LV FUSE SWITCH |  | CLOSED | IEC MIDDLE CURVE | FUSES | SPARE |  |  |  | 250.000 A |  |  | 3
381316279 | TNB | DISTRIBUTION | KUALA SELANGOR | Existing | RYB | LV FUSE SWITCH |  | CLOSED | IEC MIDDLE CURVE | FUSES | SPARE |  |  |  | 250.000 A |  |  | 3
381316284 | TNB | DISTRIBUTION | KUALA SELANGOR | Existing | RYB | LV FUSE SWITCH |  | CLOSED | IEC MIDDLE CURVE | FUSES | SPARE |  |  |  | 250.000 A |  |  | 3
381316298 | TNB | DISTRIBUTION | KUALA SELANGOR | Existing | RYB | LV FUSE SWITCH |  | CLOSED | IEC MIDDLE CURVE | FUSES | SPARE |  |  |  | 250.000 A |  |  | 3
381316309 | TNB | DISTRIBUTION | KUALA SELANGOR | Existing | RYB | LV FUSE SWITCH |  | CLOSED | IEC MIDDLE CURVE | FUSES | SPARE |  |  |  | 250.000 A |  |  | 3
381316314 | TNB | DISTRIBUTION | KUALA SELANGOR | Existing | RYB | LV FUSE SWITCH |  | CLOSED | IEC MIDDLE CURVE | FUSES | SPARE |  |  |  | 250.000 A |  |  | 3
381316338 | TNB | DISTRIBUTION | KUALA SELANGOR | Existing | RYB | LV FUSE SWITCH |  | CLOSED | IEC MIDDLE CURVE | FUSES | SPARE |  |  |  | 250.000 A |  |  | 3
381316345 | TNB | DISTRIBUTION | KUALA SELANGOR | Existing | RYB | LV FUSE SWITCH |  | CLOSED | IEC MIDDLE CURVE | FUSES | SPARE |  |  |  | 250.000 A |  |  | 3
381316349 | TNB | DISTRIBUTION | KUALA SELANGOR | Existing | RYB | LV FUSE SWITCH |  | CLOSED | IEC MIDDLE CURVE | FUSES | SPARE |  |  |  | 250.000 A |  |  | 3
381316357 | TNB | DISTRIBUTION | KUALA SELANGOR | Existing | RYB | LV FUSE SWITCH |  | CLOSED | IEC MIDDLE CURVE | FUSES | SPARE |  |  |  | 250.000 A |  |  | 3
381316362 | TNB | DISTRIBUTION | KUALA SELANGOR | Existing | RYB | LV FUSE SWITCH |  | CLOSED | IEC MIDDLE CURVE | FUSES | SPARE |  |  |  | 250.000 A |  |  | 3
381316376 | TNB | DISTRIBUTION | KUALA SELANGOR | Existing | RYB | LV FUSE SWITCH |  | CLOSED | IEC MIDDLE CURVE | FUSES | SPARE |  |  |  | 250.000 A |  |  | 3
381316387 | TNB | DISTRIBUTION | KUALA SELANGOR | Existing | RYB | LV FUSE SWITCH |  | CLOSED | IEC MIDDLE CURVE | FUSES | SPARE |  |  |  | 250.000 A |  |  | 3
381316392 | TNB | DISTRIBUTION | KUALA SELANGOR | Existing | RYB | LV FUSE SWITCH |  | CLOSED | IEC MIDDLE CURVE | FUSES | SPARE |  |  |  | 250.000 A |  |  | 3
381316416 | TNB | DISTRIBUTION | KUALA SELANGOR | Existing | RYB | LV FUSE SWITCH |  | CLOSED | IEC MIDDLE CURVE | FUSES | SPARE |  |  |  | 250.000 A |  |  | 3
381316423 | TNB | DISTRIBUTION | KUALA SELANGOR | Existing | RYB | LV FUSE SWITCH |  | CLOSED | IEC MIDDLE CURVE | FUSES | SPARE |  |  |  | 250.000 A |  |  | 3
381316427 | TNB | DISTRIBUTION | KUALA SELANGOR | Existing | RYB | LV FUSE SWITCH |  | CLOSED | IEC MIDDLE CURVE | FUSES | SPARE |  |  |  | 250.000 A |  |  | 3
381316435 | TNB | DISTRIBUTION | KUALA SELANGOR | Existing | RYB | LV FUSE SWITCH |  | CLOSED | IEC MIDDLE CURVE | FUSES | SPARE |  |  |  | 250.000 A |  |  | 3
381316440 | TNB | DISTRIBUTION | KUALA SELANGOR | Existing | RYB | LV FUSE SWITCH |  | CLOSED | IEC MIDDLE CURVE | FUSES | SPARE |  |  |  | 250.000 A |  |  | 3
381316454 | TNB | DISTRIBUTION | KUALA SELANGOR | Existing | RYB | LV FUSE SWITCH |  | CLOSED | IEC MIDDLE CURVE | FUSES | SPARE |  |  |  | 250.000 A |  |  | 3
381316465 | TNB | DISTRIBUTION | KUALA SELANGOR | Existing | RYB | LV FUSE SWITCH |  | CLOSED | IEC MIDDLE CURVE | FUSES | SPARE |  |  |  | 250.000 A |  |  | 3
381316470 | TNB | DISTRIBUTION | KUALA SELANGOR | Existing | RYB | LV FUSE SWITCH |  | CLOSED | IEC MIDDLE CURVE | FUSES | SPARE |  |  |  | 250.000 A |  |  | 3
381316494 | TNB | DISTRIBUTION | KUALA SELANGOR | Existing | RYB | LV FUSE SWITCH |  | CLOSED | IEC MIDDLE CURVE | FUSES | SPARE |  |  |  | 250.000 A |  |  | 3
381316501 | TNB | DISTRIBUTION | KUALA SELANGOR | Existing | RYB | LV FUSE SWITCH |  | CLOSED | IEC MIDDLE CURVE | FUSES | SPARE |  |  |  | 250.000 A |  |  | 3
381316505 | TNB | DISTRIBUTION | KUALA SELANGOR | Existing | RYB | LV FUSE SWITCH |  | CLOSED | IEC MIDDLE CURVE | FUSES | SPARE |  |  |  | 250.000 A |  |  | 3
381316513 | TNB | DISTRIBUTION | KUALA SELANGOR | Existing | RYB | LV FUSE SWITCH |  | CLOSED | IEC MIDDLE CURVE | FUSES | SPARE |  |  |  | 250.000 A |  |  | 3
381316518 | TNB | DISTRIBUTION | KUALA SELANGOR | Existing | RYB | LV FUSE SWITCH |  | CLOSED | IEC MIDDLE CURVE | FUSES | SPARE |  |  |  | 250.000 A |  |  | 3
381316532 | TNB | DISTRIBUTION | KUALA SELANGOR | Existing | RYB | LV FUSE SWITCH |  | CLOSED | IEC MIDDLE CURVE | FUSES | SPARE |  |  |  | 250.000 A |  |  | 3
381316543 | TNB | DISTRIBUTION | KUALA SELANGOR | Existing | RYB | LV FUSE SWITCH |  | CLOSED | IEC MIDDLE CURVE | FUSES | SPARE |  |  |  | 250.000 A |  |  | 3
381316548 | TNB | DISTRIBUTION | KUALA SELANGOR | Existing | RYB | LV FUSE SWITCH |  | CLOSED | IEC MIDDLE CURVE | FUSES | SPARE |  |  |  | 250.000 A |  |  | 3
381316572 | TNB | DISTRIBUTION | KUALA SELANGOR | Existing | RYB | LV FUSE SWITCH |  | CLOSED | IEC MIDDLE CURVE | FUSES | SPARE |  |  |  | 250.000 A |  |  | 3
381316579 | TNB | DISTRIBUTION | KUALA SELANGOR | Existing | RYB | LV FUSE SWITCH |  | CLOSED | IEC MIDDLE CURVE | FUSES | SPARE |  |  |  | 250.000 A |  |  | 3
381316583 | TNB | DISTRIBUTION | KUALA SELANGOR | Existing | RYB | LV FUSE SWITCH |  | CLOSED | IEC MIDDLE CURVE | FUSES | SPARE |  |  |  | 250.000 A |  |  | 3
381316591 | TNB | DISTRIBUTION | KUALA SELANGOR | Existing | RYB | LV FUSE SWITCH |  | CLOSED | IEC MIDDLE CURVE | FUSES | SPARE |  |  |  | 250.000 A |  |  | 3
381316596 | TNB | DISTRIBUTION | KUALA SELANGOR | Existing | RYB | LV FUSE SWITCH |  | CLOSED | IEC MIDDLE CURVE | FUSES | SPARE |  |  |  | 250.000 A |  |  | 3
381316610 | TNB | DISTRIBUTION | KUALA SELANGOR | Existing | RYB | LV FUSE SWITCH |  | CLOSED | IEC MIDDLE CURVE | FUSES | SPARE |  |  |  | 250.000 A |  |  | 3
381318204 | TNB | DISTRIBUTION | KUALA SELANGOR | Existing | RYB | BLACK BOX |  | CLOSED | [9 empty] | 3
381318956 | TNB | DISTRIBUTION | KUALA SELANGOR | Existing | RYB | BLACK BOX |  | OPEN | [9 empty] | 3
381318986 | TNB | DISTRIBUTION | KUALA SELANGOR | Existing | RYB | BLACK BOX |  | CLOSED | [9 empty] | 3
381319040 | TNB | DISTRIBUTION | KUALA SELANGOR | Existing | RYB | BLACK BOX |  | CLOSED | [9 empty] | 3
381319045 | TNB | DISTRIBUTION | KUALA SELANGOR | Existing | RYB | BLACK BOX |  | CLOSED | [9 empty] | 3
381319062 | TNB | DISTRIBUTION | KUALA SELANGOR | Existing | RYB | BLACK BOX |  | CLOSED | [9 empty] | 3
381319346 | TNB | DISTRIBUTION | KUALA SELANGOR | Existing | RYB | BLACK BOX |  | CLOSED | [9 empty] | 3
381350641 | TNB | DISTRIBUTION | KUALA SELANGOR | Existing | RYB | BLACK BOX | POLE | CLOSED |  | Unknown |  |  |  |  | 50.000 A |  |  | 6
381350642 | TNB | DISTRIBUTION | KUALA SELANGOR | Existing | RYB | BLACK BOX | POLE | CLOSED |  | Unknown |  |  |  |  | 200.000 A |  |  | 6
381350643 | TNB | DISTRIBUTION | KUALA SELANGOR | Existing | RYB | BLACK BOX | POLE | CLOSED |  | Unknown |  |  |  |  | 200.000 A |  |  | 6
381350645 | TNB | DISTRIBUTION | KUALA SELANGOR | Existing | RYB | BLACK BOX | POLE | CLOSED |  | Unknown |  |  |  |  | 200.000 A |  |  | 6
381350646 | TNB | DISTRIBUTION | KUALA SELANGOR | Existing | RYB | BLACK BOX | POLE | CLOSED |  | Unknown |  |  |  |  | 200.000 A |  |  | 6
381350647 | TNB | DISTRIBUTION | KUALA SELANGOR | Existing | RYB | BLACK BOX | POLE | CLOSED |  | Unknown |  |  |  |  | 200.000 A |  |  | 6
381350648 | TNB | DISTRIBUTION | KUALA SELANGOR | Existing | RYB | BLACK BOX | POLE | CLOSED |  | Unknown |  |  |  |  | 200.000 A |  |  | 6
381350649 | TNB | DISTRIBUTION | KUALA SELANGOR | Existing | RYB | BLACK BOX | POLE | CLOSED |  | N/A |  |  |  |  | 200.000 A |  |  | 6
381350650 | TNB | DISTRIBUTION | KUALA SELANGOR | Existing | RYB | BLACK BOX | POLE | CLOSED |  | N/A |  |  |  |  | 80.000 A |  |  | 6
381350651 | TNB | DISTRIBUTION | KUALA SELANGOR | Existing | RYB | BLACK BOX | POLE | CLOSED |  | N/A |  |  |  |  | 50.000 A |  |  | 6
381350652 | TNB | DISTRIBUTION | KUALA SELANGOR | Existing | R | POLE FUSE | POLE | CLOSED |  | N/A |  |  |  |  | 50.000 A |  |  | 3
381350653 | TNB | DISTRIBUTION | KUALA SELANGOR | Existing | RYB | BLACK BOX | POLE | OPEN |  | N/A |  |  |  |  | 100.000 A |  |  | 6
381350654 | TNB | DISTRIBUTION | KUALA SELANGOR | Existing | RYB | BLACK BOX | POLE | CLOSED |  | N/A |  |  |  |  | 125.000 A |  |  | 6
381350655 | TNB | DISTRIBUTION | KUALA SELANGOR | Existing | RYB | BLACK BOX | POLE | OPEN |  | N/A |  |  |  |  | 200.000 A |  |  | 6
381350656 | TNB | DISTRIBUTION | KUALA SELANGOR | Existing | RYB | BLACK BOX | POLE | CLOSED |  | N/A |  |  |  |  | 200.000 A |  |  | 6
381350657 | TNB | DISTRIBUTION | KUALA SELANGOR | Existing | RYB | BLACK BOX | POLE | CLOSED |  | N/A |  |  |  |  | 200.000 A |  |  | 6
381350658 | TNB | DISTRIBUTION | KUALA SELANGOR | Existing | RYB | BLACK BOX | POLE | CLOSED |  | N/A |  |  |  |  | 200.000 A |  |  | 6
381350659 | TNB | DISTRIBUTION | KUALA SELANGOR | Existing | RYB | BLACK BOX | POLE | CLOSED |  | N/A |  |  |  |  | 200.000 A |  |  | 6
381350660 | TNB | DISTRIBUTION | KUALA SELANGOR | Existing | RYB | BLACK BOX | POLE | CLOSED |  | N/A |  |  |  |  | 200.000 A |  |  | 6
381350661 | TNB | DISTRIBUTION | KUALA SELANGOR | Existing | RYB | BLACK BOX | POLE | CLOSED |  | N/A |  |  |  |  | 200.000 A |  |  | 6
381350662 | TNB | DISTRIBUTION | KUALA SELANGOR | Existing | RYB | BLACK BOX | POLE | CLOSED |  | N/A |  |  |  |  | 125.000 A |  |  | 6
381350663 | TNB | DISTRIBUTION | KUALA SELANGOR | Existing | RYB | BLACK BOX | POLE | CLOSED |  | N/A |  |  |  |  | 50.000 A |  |  | 6
381350664 | TNB | DISTRIBUTION | KUALA SELANGOR | Existing | RYB | BLACK BOX | POLE | CLOSED |  | N/A |  |  |  |  | 200.000 A |  |  | 6
381350665 | TNB | DISTRIBUTION | KUALA SELANGOR | Existing | RYB | POLE FUSE | POLE | CLOSED |  | N/A |  |  |  |  | 80.000 A |  |  | 6
381350666 | TNB | DISTRIBUTION | KUALA SELANGOR | Existing | RYB | BLACK BOX | OTHERS | CLOSED |  | N/A |  |  |  |  | 200.000 A |  |  | 6
381350667 | TNB | DISTRIBUTION | KUALA SELANGOR | Existing | RYB | BLACK BOX | POLE | CLOSED |  | N/A |  |  |  |  | 200.000 A |  |  | 6
381350668 | TNB | DISTRIBUTION | KUALA SELANGOR | Existing | RYB | BLACK BOX | POLE | CLOSED |  | N/A |  |  |  |  | 200.000 A |  |  | 6
381350669 | TNB | DISTRIBUTION | KUALA SELANGOR | Existing | RYB | BLACK BOX | POLE | CLOSED |  | N/A |  |  |  |  | 200.000 A |  |  | 6
381350670 | TNB | DISTRIBUTION | KUALA SELANGOR | Existing | RYB | BLACK BOX | POLE | CLOSED |  | N/A |  |  |  |  | 100.000 A |  |  | 6
381350671 | TNB | DISTRIBUTION | KUALA SELANGOR | Existing | RYB | BLACK BOX | POLE | CLOSED |  | N/A |  |  |  |  | 200.000 A |  |  | 6
381350672 | TNB | DISTRIBUTION | KUALA SELANGOR | Existing | RYB | BLACK BOX | POLE | CLOSED |  | N/A |  |  |  |  | 200.000 A |  |  | 6
381350673 | TNB | DISTRIBUTION | KUALA SELANGOR | Existing | RYB | BLACK BOX | POLE | CLOSED |  | N/A |  |  |  |  | 50.000 A |  |  | 6
381350674 | TNB | DISTRIBUTION | KUALA SELANGOR | Existing | RYB | BLACK BOX | POLE | CLOSED |  | N/A |  |  |  |  | 80.000 A |  |  | 6
381350675 | TNB | DISTRIBUTION | KUALA SELANGOR | Existing | RYB | BLACK BOX | POLE | CLOSED |  | N/A |  |  |  |  | 80.000 A |  |  | 6
381350676 | TNB | DISTRIBUTION | KUALA SELANGOR | Existing | RYB | BLACK BOX | POLE | CLOSED |  | N/A |  |  |  |  | 80.000 A |  |  | 6
381350677 | TNB | DISTRIBUTION | KUALA SELANGOR | Existing | RYB | BLACK BOX | POLE | CLOSED |  | N/A |  |  |  |  | 80.000 A |  |  | 6
381350678 | TNB | DISTRIBUTION | KUALA SELANGOR | Existing | RYB | BLACK BOX | POLE | CLOSED |  | N/A |  |  |  |  | 80.000 A |  |  | 6
381350679 | TNB | DISTRIBUTION | KUALA SELANGOR | Existing | RYB | BLACK BOX | POLE | CLOSED |  | N/A |  |  |  |  | 50.000 A |  |  | 6
381350680 | TNB | DISTRIBUTION | KUALA SELANGOR | Existing | RYB | BLACK BOX | POLE | CLOSED |  | N/A |  |  |  |  | 200.000 A |  |  | 6
381350681 | TNB | DISTRIBUTION | KUALA SELANGOR | Existing | RYB | BLACK BOX | POLE | CLOSED |  | N/A |  |  |  |  | 125.000 A |  |  | 6
381350682 | TNB | DISTRIBUTION | KUALA SELANGOR | Existing | RYB | BLACK BOX | POLE | CLOSED |  | N/A |  |  |  |  | 50.000 A |  |  | 6
381350683 | TNB | DISTRIBUTION | KUALA SELANGOR | Existing | RYB | BLACK BOX | POLE | CLOSED |  | N/A |  |  |  |  | 50.000 A |  |  | 3
381350685 | TNB | DISTRIBUTION | KUALA SELANGOR | Existing | RYB | BLACK BOX | POLE | CLOSED |  | N/A |  |  |  |  | 200.000 A |  |  | 3
381350686 | TNB | DISTRIBUTION | KUALA SELANGOR | Existing | RYB | BLACK BOX | POLE | CLOSED |  | N/A |  |  |  |  | 50.000 A |  |  | 6
381350687 | TNB | DISTRIBUTION | KUALA SELANGOR | Existing | RYB | BLACK BOX | POLE | CLOSED |  | N/A |  |  |  |  | 80.000 A |  |  | 3
381350688 | TNB | DISTRIBUTION | KUALA SELANGOR | Existing | RYB | BLACK BOX | POLE | CLOSED |  | N/A |  |  |  |  | 80.000 A |  |  | 3
381350689 | TNB | DISTRIBUTION | KUALA SELANGOR | Existing | RYB | BLACK BOX | POLE | CLOSED |  | N/A |  |  |  |  | 50.000 A |  |  | 3
381350690 | TNB | DISTRIBUTION | KUALA SELANGOR | Existing | RYB | BLACK BOX | POLE | CLOSED |  | N/A |  |  |  |  | 100.000 A |  |  | 3
381350691 | TNB | DISTRIBUTION | KUALA SELANGOR | Existing | RYB | BLACK BOX | POLE | CLOSED |  | N/A |  |  |  |  | 125.000 A |  |  | 6
381350695 | TNB | DISTRIBUTION | KUALA SELANGOR | Existing | RYB | BLACK BOX | POLE | CLOSED |  | N/A |  |  |  |  | 125.000 A |  |  | 6
381350696 | TNB | DISTRIBUTION | KUALA SELANGOR | Existing | RYB | BLACK BOX | POLE | CLOSED |  | N/A |  |  |  |  | 125.000 A |  |  | 6
381350697 | TNB | DISTRIBUTION | KUALA SELANGOR | Existing | RYB | BLACK BOX | POLE | CLOSED |  | N/A |  |  |  |  | 80.000 A |  |  | 3
381350698 | TNB | DISTRIBUTION | KUALA SELANGOR | Existing | RYB | BLACK BOX | POLE | CLOSED |  | N/A |  |  |  |  | 80.000 A |  |  | 3
381350699 | TNB | DISTRIBUTION | KUALA SELANGOR | Existing | RYB | BLACK BOX | POLE | CLOSED |  | N/A |  |  |  |  | 80.000 A |  |  | 3
381350700 | TNB | DISTRIBUTION | KUALA SELANGOR | Existing | RYB | BLACK BOX | POLE | CLOSED |  | N/A |  |  |  |  | 80.000 A |  |  | 3
381350701 | TNB | DISTRIBUTION | KUALA SELANGOR | Existing | RYB | BLACK BOX | POLE | CLOSED |  | N/A |  |  |  |  | 80.000 A |  |  | 3
381350702 | TNB | DISTRIBUTION | KUALA SELANGOR | Existing | RYB | BLACK BOX | POLE | CLOSED |  | N/A |  |  |  |  | 80.000 A |  |  | 3
381350703 | TNB | DISTRIBUTION | KUALA SELANGOR | Existing | RYB | BLACK BOX | POLE | CLOSED |  | N/A |  |  |  |  | 80.000 A |  |  | 3
381350704 | TNB | DISTRIBUTION | KUALA SELANGOR | Existing | RYB | BLACK BOX | POLE | CLOSED |  | N/A |  |  |  |  | 80.000 A |  |  | 3
381350705 | TNB | DISTRIBUTION | KUALA SELANGOR | Existing | RYB | BLACK BOX | POLE | CLOSED |  | N/A |  |  |  |  | 80.000 A |  |  | 3
381350706 | TNB | DISTRIBUTION | KUALA SELANGOR | Existing | RYB | BLACK BOX | POLE | CLOSED |  | N/A |  |  |  |  | 80.000 A |  |  | 3
381350707 | TNB | DISTRIBUTION | KUALA SELANGOR | Existing | RYB | BLACK BOX | POLE | CLOSED |  | N/A |  |  |  |  | 80.000 A |  |  | 3
381350708 | TNB | DISTRIBUTION | KUALA SELANGOR | Existing | RYB | BLACK BOX | POLE | CLOSED |  | N/A |  |  |  |  | 80.000 A |  |  | 3
381350709 | TNB | DISTRIBUTION | KUALA SELANGOR | Existing | RYB | BLACK BOX | POLE | CLOSED |  | N/A |  |  |  |  | 80.000 A |  |  | 3
381350710 | TNB | DISTRIBUTION | KUALA SELANGOR | Existing | RYB | BLACK BOX | POLE | CLOSED |  | N/A |  |  |  |  | 80.000 A |  |  | 3
381350711 | TNB | DISTRIBUTION | KUALA SELANGOR | Existing | RYB | BLACK BOX | POLE | CLOSED |  | N/A |  |  |  |  | 80.000 A |  |  | 3
381350712 | TNB | DISTRIBUTION | KUALA SELANGOR | Existing | RYB | BLACK BOX | POLE | CLOSED |  | N/A |  |  |  |  | 80.000 A |  |  | 3
381350713 | TNB | DISTRIBUTION | KUALA SELANGOR | Existing | RYB | BLACK BOX | POLE | CLOSED |  | N/A |  |  |  |  | 80.000 A |  |  | 3
381350714 | TNB | DISTRIBUTION | KUALA SELANGOR | Existing | RYB | BLACK BOX | POLE | CLOSED |  | N/A |  |  |  |  | 80.000 A |  |  | 3
381350715 | TNB | DISTRIBUTION | KUALA SELANGOR | Existing | RYB | BLACK BOX | POLE | CLOSED |  | N/A |  |  |  |  | 80.000 A |  |  | 3
381350716 | TNB | DISTRIBUTION | KUALA SELANGOR | Existing | RYB | BLACK BOX | POLE | CLOSED |  | N/A |  |  |  |  | 80.000 A |  |  | 3
381350717 | TNB | DISTRIBUTION | KUALA SELANGOR | Existing | RYB | BLACK BOX | POLE | CLOSED |  | N/A |  |  |  |  | 50.000 A |  |  | 6
381350718 | TNB | DISTRIBUTION | KUALA SELANGOR | Existing | RYB | BLACK BOX | POLE | CLOSED |  | N/A |  |  |  |  | 50.000 A |  |  | 6
381350719 | TNB | DISTRIBUTION | KUALA SELANGOR | Existing | RYB | BLACK BOX | POLE | CLOSED |  | N/A |  |  |  |  | 50.000 A |  |  | 6
381350720 | TNB | DISTRIBUTION | KUALA SELANGOR | Existing | RYB | BLACK BOX | POLE | CLOSED |  | N/A |  |  |  |  | 50.000 A |  |  | 6
381350721 | TNB | DISTRIBUTION | KUALA SELANGOR | Existing | RYB | BLACK BOX | POLE | CLOSED |  | N/A |  |  |  |  | 50.000 A |  |  | 6
381350722 | TNB | DISTRIBUTION | KUALA SELANGOR | Existing | RYB | BLACK BOX | POLE | CLOSED |  | N/A |  |  |  |  | 50.000 A |  |  | 6
381350723 | TNB | DISTRIBUTION | KUALA SELANGOR | Existing | RYB | BLACK BOX | POLE | CLOSED |  | N/A |  |  |  |  | 125.000 A |  |  | 6
381350724 | TNB | DISTRIBUTION | KUALA SELANGOR | Existing | RYB | BLACK BOX | POLE | CLOSED |  | N/A |  |  |  |  | 80.000 A |  |  | 6
381350725 | TNB | DISTRIBUTION | KUALA SELANGOR | Existing | RYB | BLACK BOX | POLE | CLOSED |  | N/A |  |  |  |  | 80.000 A |  |  | 6
381350726 | TNB | DISTRIBUTION | KUALA SELANGOR | Existing | RYB | BLACK BOX | POLE | CLOSED |  | N/A |  |  |  |  | 80.000 A |  |  | 3
381350727 | TNB | DISTRIBUTION | KUALA SELANGOR | Existing | RYB | BLACK BOX | POLE | CLOSED |  | N/A |  |  |  |  | 80.000 A |  |  | 6
381350728 | TNB | DISTRIBUTION | KUALA SELANGOR | Existing | RYB | BLACK BOX | POLE | CLOSED |  | N/A |  |  |  |  | 80.000 A |  |  | 3
381350729 | TNB | DISTRIBUTION | KUALA SELANGOR | Existing | RYB | BLACK BOX | POLE | CLOSED |  | N/A |  |  |  |  | 80.000 A |  |  | 6
381350730 | TNB | DISTRIBUTION | KUALA SELANGOR | Existing | RYB | BLACK BOX | POLE | CLOSED |  | N/A |  |  |  |  | 80.000 A |  |  | 3
381350731 | TNB | DISTRIBUTION | KUALA SELANGOR | Existing | RYB | BLACK BOX | POLE | CLOSED |  | N/A |  |  |  |  | 80.000 A |  |  | 6
381350732 | TNB | DISTRIBUTION | KUALA SELANGOR | Existing | RYB | BLACK BOX | POLE | CLOSED |  | N/A |  |  |  |  | 80.000 A |  |  | 6
381350733 | TNB | DISTRIBUTION | KUALA SELANGOR | Existing | RYB | BLACK BOX | POLE | CLOSED |  | N/A |  |  |  |  | 50.000 A |  |  | 6
381350734 | TNB | DISTRIBUTION | KUALA SELANGOR | Existing | RYB | BLACK BOX | POLE | CLOSED |  | N/A |  |  |  |  | 80.000 A |  |  | 6
381350735 | TNB | DISTRIBUTION | KUALA SELANGOR | Existing | RYB | BLACK BOX | POLE | CLOSED |  | N/A |  |  |  |  | 125.000 A |  |  | 6
381350736 | TNB | DISTRIBUTION | KUALA SELANGOR | Existing | RYB | BLACK BOX | POLE | CLOSED |  | N/A |  |  |  |  | 200.000 A |  |  | 6
381350737 | TNB | DISTRIBUTION | KUALA SELANGOR | Existing | RYB | BLACK BOX | POLE | CLOSED |  | N/A |  |  |  |  | 125.000 A |  |  | 6
381350738 | TNB | DISTRIBUTION | KUALA SELANGOR | Existing | RYB | BLACK BOX | POLE | CLOSED |  | N/A |  |  |  |  | 125.000 A |  |  | 6
381350739 | TNB | DISTRIBUTION | KUALA SELANGOR | Existing | RYB | BLACK BOX | POLE | CLOSED |  | N/A |  |  |  |  | 125.000 A |  |  | 6
381350740 | TNB | DISTRIBUTION | KUALA SELANGOR | Existing | RYB | BLACK BOX | POLE | CLOSED |  | N/A |  |  |  |  | 125.000 A |  |  | 6
381350741 | TNB | DISTRIBUTION | KUALA SELANGOR | Existing | RYB | BLACK BOX | POLE | CLOSED |  | N/A |  |  |  |  | 125.000 A |  |  | 6
381350742 | TNB | DISTRIBUTION | KUALA SELANGOR | Existing | RYB | BLACK BOX | POLE | CLOSED |  | N/A |  |  |  |  | 125.000 A |  |  | 6
381350743 | TNB | DISTRIBUTION | KUALA SELANGOR | Existing | RYB | BLACK BOX | POLE | CLOSED |  | N/A |  |  |  |  | 125.000 A |  |  | 6
381350744 | TNB | DISTRIBUTION | KUALA SELANGOR | Existing | RYB | BLACK BOX | POLE | CLOSED |  | N/A |  |  |  |  | 125.000 A |  |  | 6
381350745 | TNB | DISTRIBUTION | KUALA SELANGOR | Existing | RYB | BLACK BOX | POLE | CLOSED |  | N/A |  |  |  |  | 125.000 A |  |  | 6
381350746 | TNB | DISTRIBUTION | KUALA SELANGOR | Existing | RYB | BLACK BOX | POLE | CLOSED |  | N/A |  |  |  |  | 125.000 A |  |  | 6
381350747 | TNB | DISTRIBUTION | KUALA SELANGOR | Existing | RYB | BLACK BOX | POLE | CLOSED |  | N/A |  |  |  |  | 125.000 A |  |  | 6
381350748 | TNB | DISTRIBUTION | KUALA SELANGOR | Existing | RYB | BLACK BOX | POLE | CLOSED |  | N/A |  |  |  |  | 125.000 A |  |  | 6
381350749 | TNB | DISTRIBUTION | KUALA SELANGOR | Existing | RYB | BLACK BOX | POLE | CLOSED |  | N/A |  |  |  |  | 200.000 A |  |  | 6
381350750 | TNB | DISTRIBUTION | KUALA SELANGOR | Existing | RYB | BLACK BOX | POLE | CLOSED |  | N/A |  |  |  |  | 80.000 A |  |  | 6
381350751 | TNB | DISTRIBUTION | KUALA SELANGOR | Existing | RYB | BLACK BOX | POLE | CLOSED |  | N/A |  |  |  |  | 80.000 A |  |  | 6
381350752 | TNB | DISTRIBUTION | KUALA SELANGOR | Existing | RYB | BLACK BOX | POLE | CLOSED |  | N/A |  |  |  |  | 125.000 A |  |  | 6
381350753 | TNB | DISTRIBUTION | KUALA SELANGOR | Existing | RYB | BLACK BOX | POLE | CLOSED |  | N/A |  |  |  |  | 125.000 A |  |  | 6
381350754 | TNB | DISTRIBUTION | KUALA SELANGOR | Existing | RYB | BLACK BOX | POLE | CLOSED |  | N/A |  |  |  |  | 125.000 A |  |  | 6
381350755 | TNB | DISTRIBUTION | KUALA SELANGOR | Existing | RYB | BLACK BOX | POLE | CLOSED |  | N/A |  |  |  |  | 125.000 A |  |  | 6
381350756 | TNB | DISTRIBUTION | KUALA SELANGOR | Existing | RYB | BLACK BOX | POLE | CLOSED |  | N/A |  |  |  |  | 125.000 A |  |  | 6
381350757 | TNB | DISTRIBUTION | KUALA SELANGOR | Existing | RYB | BLACK BOX | POLE | CLOSED |  | N/A |  |  |  |  | 125.000 A |  |  | 6
381350758 | TNB | DISTRIBUTION | KUALA SELANGOR | Existing | RYB | BLACK BOX | POLE | CLOSED |  | N/A |  |  |  |  | 125.000 A |  |  | 6
381350759 | TNB | DISTRIBUTION | KUALA SELANGOR | Existing | RYB | BLACK BOX | POLE | CLOSED |  | N/A |  |  |  |  | 125.000 A |  |  | 6
381350760 | TNB | DISTRIBUTION | KUALA SELANGOR | Existing | RYB | BLACK BOX | POLE | CLOSED |  | N/A |  |  |  |  | 125.000 A |  |  | 6
381350761 | TNB | DISTRIBUTION | KUALA SELANGOR | Existing | RYB | BLACK BOX | POLE | CLOSED |  | N/A |  |  |  |  | 125.000 A |  |  | 3
381350762 | TNB | DISTRIBUTION | KUALA SELANGOR | Existing | RYB | BLACK BOX | POLE | CLOSED |  | N/A |  |  |  |  | 125.000 A |  |  | 6
381350763 | TNB | DISTRIBUTION | KUALA SELANGOR | Existing | RYB | BLACK BOX | POLE | CLOSED |  | N/A |  |  |  |  | 125.000 A |  |  | 6
381350764 | TNB | DISTRIBUTION | KUALA SELANGOR | Existing | RYB | BLACK BOX | POLE | CLOSED |  | N/A |  |  |  |  | 125.000 A |  |  | 6
381350765 | TNB | DISTRIBUTION | KUALA SELANGOR | Existing | RYB | BLACK BOX | POLE | CLOSED |  | N/A |  |  |  |  | 125.000 A |  |  | 6
381350766 | TNB | DISTRIBUTION | KUALA SELANGOR | Existing | RYB | BLACK BOX | POLE | CLOSED |  | N/A |  |  |  |  | 125.000 A |  |  | 6
381350767 | TNB | DISTRIBUTION | KUALA SELANGOR | Existing | RYB | BLACK BOX | POLE | CLOSED |  | N/A |  |  |  |  | 125.000 A |  |  | 6
381350768 | TNB | DISTRIBUTION | KUALA SELANGOR | Existing | RYB | BLACK BOX | POLE | CLOSED |  | N/A |  |  |  |  | 200.000 A |  |  | 6
381350769 | TNB | DISTRIBUTION | KUALA SELANGOR | Existing | RYB | BLACK BOX | POLE | CLOSED |  | N/A |  |  |  |  | 80.000 A |  |  | 6
381350770 | TNB | DISTRIBUTION | KUALA SELANGOR | Existing | RYB | BLACK BOX | POLE | CLOSED |  | N/A |  |  |  |  | 80.000 A |  |  | 6
381350771 | TNB | DISTRIBUTION | KUALA SELANGOR | Existing | RYB | BLACK BOX | POLE | CLOSED |  | N/A |  |  |  |  | 80.000 A |  |  | 6
381350772 | TNB | DISTRIBUTION | KUALA SELANGOR | Existing | RYB | BLACK BOX | POLE | CLOSED |  | N/A |  |  |  |  | 80.000 A |  |  | 6
381350773 | TNB | DISTRIBUTION | KUALA SELANGOR | Existing | RYB | BLACK BOX | POLE | CLOSED |  | N/A |  |  |  |  | 80.000 A |  |  | 6
381350774 | TNB | DISTRIBUTION | KUALA SELANGOR | Existing | RYB | BLACK BOX | POLE | CLOSED |  | N/A |  |  |  |  | 80.000 A |  |  | 6
381350775 | TNB | DISTRIBUTION | KUALA SELANGOR | Existing | RYB | BLACK BOX | POLE | CLOSED |  | N/A |  |  |  |  | 80.000 A |  |  | 3
381350776 | TNB | DISTRIBUTION | KUALA SELANGOR | Existing | RYB | BLACK BOX | POLE | CLOSED |  | N/A |  |  |  |  | 80.000 A |  |  | 6
381350777 | TNB | DISTRIBUTION | KUALA SELANGOR | Existing | RYB | BLACK BOX | POLE | CLOSED |  | N/A |  |  |  |  | 80.000 A |  |  | 6
381350778 | TNB | DISTRIBUTION | KUALA SELANGOR | Existing | RYB | BLACK BOX | POLE | CLOSED |  | N/A |  |  |  |  | 80.000 A |  |  | 6
381350779 | TNB | DISTRIBUTION | KUALA SELANGOR | Existing | RYB | BLACK BOX | POLE | CLOSED |  | N/A |  |  |  |  | 200.000 A |  |  | 6
381350780 | TNB | DISTRIBUTION | KUALA SELANGOR | Existing | RYB | BLACK BOX | POLE | CLOSED |  | N/A |  |  |  |  | 80.000 A |  |  | 6
381350781 | TNB | DISTRIBUTION | KUALA SELANGOR | Existing | RYB | BLACK BOX | POLE | CLOSED |  | N/A |  |  |  |  | 80.000 A |  |  | 6
381350782 | TNB | DISTRIBUTION | KUALA SELANGOR | Existing | RYB | BLACK BOX | POLE | CLOSED |  | N/A |  |  |  |  | 80.000 A |  |  | 6
381350783 | TNB | DISTRIBUTION | KUALA SELANGOR | Existing | RYB | BLACK BOX | POLE | CLOSED |  | N/A |  |  |  |  | 80.000 A |  |  | 6
381350784 | TNB | DISTRIBUTION | KUALA SELANGOR | Existing | RYB | BLACK BOX | POLE | CLOSED |  | N/A |  |  |  |  | 80.000 A |  |  | 6
381350785 | TNB | DISTRIBUTION | KUALA SELANGOR | Existing | RYB | BLACK BOX | POLE | CLOSED |  | N/A |  |  |  |  | 80.000 A |  |  | 6
381350786 | TNB | DISTRIBUTION | KUALA SELANGOR | Existing | RYB | BLACK BOX | POLE | CLOSED |  | N/A |  |  |  |  | 200.000 A |  |  | 6
381350787 | TNB | DISTRIBUTION | KUALA SELANGOR | Existing | RYB | BLACK BOX | POLE | CLOSED |  | N/A |  |  |  |  | 80.000 A |  |  | 6
381350788 | TNB | DISTRIBUTION | KUALA SELANGOR | Existing | RYB | BLACK BOX | POLE | CLOSED |  | N/A |  |  |  |  | 80.000 A |  |  | 6
381350789 | TNB | DISTRIBUTION | KUALA SELANGOR | Existing | RYB | BLACK BOX | POLE | CLOSED |  | N/A |  |  |  |  | 80.000 A |  |  | 6
381350790 | TNB | DISTRIBUTION | KUALA SELANGOR | Existing | RYB | BLACK BOX | POLE | CLOSED |  | N/A |  |  |  |  | 200.000 A |  |  | 6
381350791 | TNB | DISTRIBUTION | KUALA SELANGOR | Existing | RYB | BLACK BOX | POLE | CLOSED |  | N/A |  |  |  |  | 80.000 A |  |  | 6
381350792 | TNB | DISTRIBUTION | KUALA SELANGOR | Existing | RYB | BLACK BOX | POLE | CLOSED |  | N/A |  |  |  |  | 80.000 A |  |  | 6
381350793 | TNB | DISTRIBUTION | KUALA SELANGOR | Existing | RYB | BLACK BOX | POLE | CLOSED |  | N/A |  |  |  |  | 80.000 A |  |  | 6
381350794 | TNB | DISTRIBUTION | KUALA SELANGOR | Existing | RYB | BLACK BOX | POLE | CLOSED |  | N/A |  |  |  |  | 80.000 A |  |  | 6
381350795 | TNB | DISTRIBUTION | KUALA SELANGOR | Existing | RYB | BLACK BOX | POLE | CLOSED |  | N/A |  |  |  |  | 80.000 A |  |  | 6
381350796 | TNB | DISTRIBUTION | KUALA SELANGOR | Existing | RYB | BLACK BOX | POLE | CLOSED |  | N/A |  |  |  |  | 80.000 A |  |  | 6
381350797 | TNB | DISTRIBUTION | KUALA SELANGOR | Existing | RYB | BLACK BOX | POLE | CLOSED |  | N/A |  |  |  |  | 80.000 A |  |  | 6
381350798 | TNB | DISTRIBUTION | KUALA SELANGOR | Existing | RYB | BLACK BOX | POLE | CLOSED |  | N/A |  |  |  |  | 80.000 A |  |  | 6
381350799 | TNB | DISTRIBUTION | KUALA SELANGOR | Existing | RYB | BLACK BOX | POLE | CLOSED |  | N/A |  |  |  |  | 80.000 A |  |  | 6
381350800 | TNB | DISTRIBUTION | KUALA SELANGOR | Existing | RYB | BLACK BOX | POLE | CLOSED |  | N/A |  |  |  |  | 80.000 A |  |  | 6
381350801 | TNB | DISTRIBUTION | KUALA SELANGOR | Existing | RYB | BLACK BOX | POLE | CLOSED |  | N/A |  |  |  |  | 80.000 A |  |  | 6
381350802 | TNB | DISTRIBUTION | KUALA SELANGOR | Existing | RYB | BLACK BOX | POLE | CLOSED |  | N/A |  |  |  |  | 80.000 A |  |  | 6
381350803 | TNB | DISTRIBUTION | KUALA SELANGOR | Existing | RYB | BLACK BOX | POLE | CLOSED |  | N/A |  |  |  |  | 80.000 A |  |  | 6
381350804 | TNB | DISTRIBUTION | KUALA SELANGOR | Existing | RYB | BLACK BOX | POLE | CLOSED |  | N/A |  |  |  |  | 80.000 A |  |  | 6
381350805 | TNB | DISTRIBUTION | KUALA SELANGOR | Existing | RYB | BLACK BOX | POLE | CLOSED |  | N/A |  |  |  |  | 80.000 A |  |  | 6
381350806 | TNB | DISTRIBUTION | KUALA SELANGOR | Existing | RYB | BLACK BOX | POLE | CLOSED |  | N/A |  |  |  |  | 80.000 A |  |  | 6
381350807 | TNB | DISTRIBUTION | KUALA SELANGOR | Existing | RYB | BLACK BOX | POLE | CLOSED |  | N/A |  |  |  |  | 80.000 A |  |  | 6
381350808 | TNB | DISTRIBUTION | KUALA SELANGOR | Existing | RYB | BLACK BOX | POLE | CLOSED |  | N/A |  |  |  |  | 80.000 A |  |  | 6
381350809 | TNB | DISTRIBUTION | KUALA SELANGOR | Existing | RYB | BLACK BOX | POLE | CLOSED |  | N/A |  |  |  |  | 80.000 A |  |  | 6
381350810 | TNB | DISTRIBUTION | KUALA SELANGOR | Existing | RYB | BLACK BOX | POLE | CLOSED |  | N/A |  |  |  |  | 80.000 A |  |  | 6
381350811 | TNB | DISTRIBUTION | KUALA SELANGOR | Existing | RYB | BLACK BOX | POLE | CLOSED |  | N/A |  |  |  |  | 80.000 A |  |  | 6
381350812 | TNB | DISTRIBUTION | KUALA SELANGOR | Existing | RYB | BLACK BOX | POLE | CLOSED |  | N/A |  |  |  |  | 80.000 A |  |  | 6
381350813 | TNB | DISTRIBUTION | KUALA SELANGOR | Existing | RYB | BLACK BOX | POLE | CLOSED |  | N/A |  |  |  |  | 80.000 A |  |  | 6
381350814 | TNB | DISTRIBUTION | KUALA SELANGOR | Existing | RYB | BLACK BOX | POLE | CLOSED |  | N/A |  |  |  |  | 80.000 A |  |  | 6
381350815 | TNB | DISTRIBUTION | KUALA SELANGOR | Existing | RYB | BLACK BOX | POLE | CLOSED |  | N/A |  |  |  |  | 80.000 A |  |  | 6
381350816 | TNB | DISTRIBUTION | KUALA SELANGOR | Existing | RYB | BLACK BOX | POLE | CLOSED |  | N/A |  |  |  |  | 80.000 A |  |  | 6
381350817 | TNB | DISTRIBUTION | KUALA SELANGOR | Existing | RYB | BLACK BOX | POLE | CLOSED |  | N/A |  |  |  |  | 80.000 A |  |  | 6
381350819 | TNB | DISTRIBUTION | KUALA SELANGOR | Existing | RYB | BLACK BOX | POLE | CLOSED |  | N/A |  |  |  |  | 125.000 A |  |  | 6
381350821 | TNB | DISTRIBUTION | KUALA SELANGOR | Existing | RYB | BLACK BOX | POLE | CLOSED |  | N/A |  |  |  |  | 200.000 A |  |  | 6
381350822 | TNB | DISTRIBUTION | KUALA SELANGOR | Existing | RYB | BLACK BOX | POLE | CLOSED |  | N/A |  |  |  |  | 125.000 A |  |  | 6
381350823 | TNB | DISTRIBUTION | KUALA SELANGOR | Existing | RYB | BLACK BOX | POLE | CLOSED |  | N/A |  |  |  |  | 50.000 A |  |  | 6
381351318 | TNB | DISTRIBUTION | KUALA SELANGOR | Existing | RYB | LV FUSE SWITCH |  | CLOSED | IEC MIDDLE CURVE | FUSES | SPARE |  |  |  | 250.000 A |  |  | 3
381351323 | TNB | DISTRIBUTION | KUALA SELANGOR | Existing | RYB | LV FUSE SWITCH |  | CLOSED | IEC MIDDLE CURVE | FUSES | SPARE |  |  |  | 250.000 A |  |  | 3
381351347 | TNB | DISTRIBUTION | KUALA SELANGOR | Existing | RYB | LV FUSE SWITCH |  | CLOSED | IEC MIDDLE CURVE | FUSES | SPARE |  |  |  | 250.000 A |  |  | 3
381351354 | TNB | DISTRIBUTION | KUALA SELANGOR | Existing | RYB | LV FUSE SWITCH |  | CLOSED | IEC MIDDLE CURVE | FUSES | SPARE |  |  |  | 250.000 A |  |  | 3
381351358 | TNB | DISTRIBUTION | KUALA SELANGOR | Existing | RYB | LV FUSE SWITCH |  | CLOSED | IEC MIDDLE CURVE | FUSES | SPARE |  |  |  | 250.000 A |  |  | 3
381351366 | TNB | DISTRIBUTION | KUALA SELANGOR | Existing | RYB | LV FUSE SWITCH |  | CLOSED | IEC MIDDLE CURVE | FUSES | SPARE |  |  |  | 250.000 A |  |  | 3
381351371 | TNB | DISTRIBUTION | KUALA SELANGOR | Existing | RYB | LV FUSE SWITCH |  | CLOSED | IEC MIDDLE CURVE | FUSES | SPARE |  |  |  | 250.000 A |  |  | 3
381351385 | TNB | DISTRIBUTION | KUALA SELANGOR | Existing | RYB | LV FUSE SWITCH |  | CLOSED | IEC MIDDLE CURVE | FUSES | SPARE |  |  |  | 250.000 A |  |  | 3
381351396 | TNB | DISTRIBUTION | KUALA SELANGOR | Existing | RYB | LV FUSE SWITCH |  | CLOSED | IEC MIDDLE CURVE | FUSES | SPARE |  |  |  | 250.000 A |  |  | 3
381351401 | TNB | DISTRIBUTION | KUALA SELANGOR | Existing | RYB | LV FUSE SWITCH |  | CLOSED | IEC MIDDLE CURVE | FUSES | SPARE |  |  |  | 250.000 A |  |  | 3
381351425 | TNB | DISTRIBUTION | KUALA SELANGOR | Existing | RYB | LV FUSE SWITCH |  | CLOSED | IEC MIDDLE CURVE | FUSES | SPARE |  |  |  | 250.000 A |  |  | 3
381351432 | TNB | DISTRIBUTION | KUALA SELANGOR | Existing | RYB | LV FUSE SWITCH |  | CLOSED | IEC MIDDLE CURVE | FUSES | SPARE |  |  |  | 250.000 A |  |  | 3
381351436 | TNB | DISTRIBUTION | KUALA SELANGOR | Existing | RYB | LV FUSE SWITCH |  | CLOSED | IEC MIDDLE CURVE | FUSES | SPARE |  |  |  | 250.000 A |  |  | 3
381351444 | TNB | DISTRIBUTION | KUALA SELANGOR | Existing | RYB | LV FUSE SWITCH |  | CLOSED | IEC MIDDLE CURVE | FUSES | SPARE |  |  |  | 250.000 A |  |  | 3
381351449 | TNB | DISTRIBUTION | KUALA SELANGOR | Existing | RYB | LV FUSE SWITCH |  | CLOSED | IEC MIDDLE CURVE | FUSES | SPARE |  |  |  | 250.000 A |  |  | 3
381351463 | TNB | DISTRIBUTION | KUALA SELANGOR | Existing | RYB | LV FUSE SWITCH |  | CLOSED | IEC MIDDLE CURVE | FUSES | SPARE |  |  |  | 250.000 A |  |  | 3
381351474 | TNB | DISTRIBUTION | KUALA SELANGOR | Existing | RYB | LV FUSE SWITCH |  | CLOSED | IEC MIDDLE CURVE | FUSES | SPARE |  |  |  | 250.000 A |  |  | 3
381351479 | TNB | DISTRIBUTION | KUALA SELANGOR | Existing | RYB | LV FUSE SWITCH |  | CLOSED | IEC MIDDLE CURVE | FUSES | SPARE |  |  |  | 250.000 A |  |  | 3
381351503 | TNB | DISTRIBUTION | KUALA SELANGOR | Existing | RYB | LV FUSE SWITCH |  | CLOSED | IEC MIDDLE CURVE | FUSES | SPARE |  |  |  | 250.000 A |  |  | 3
381351510 | TNB | DISTRIBUTION | KUALA SELANGOR | Existing | RYB | LV FUSE SWITCH |  | CLOSED | IEC MIDDLE CURVE | FUSES | SPARE |  |  |  | 250.000 A |  |  | 3
381351514 | TNB | DISTRIBUTION | KUALA SELANGOR | Existing | RYB | LV FUSE SWITCH |  | CLOSED | IEC MIDDLE CURVE | FUSES | SPARE |  |  |  | 250.000 A |  |  | 3
381351522 | TNB | DISTRIBUTION | KUALA SELANGOR | Existing | RYB | LV FUSE SWITCH |  | CLOSED | IEC MIDDLE CURVE | FUSES | SPARE |  |  |  | 250.000 A |  |  | 3
381351527 | TNB | DISTRIBUTION | KUALA SELANGOR | Existing | RYB | LV FUSE SWITCH |  | CLOSED | IEC MIDDLE CURVE | FUSES | SPARE |  |  |  | 250.000 A |  |  | 3
381351541 | TNB | DISTRIBUTION | KUALA SELANGOR | Existing | RYB | LV FUSE SWITCH |  | CLOSED | IEC MIDDLE CURVE | FUSES | SPARE |  |  |  | 250.000 A |  |  | 3
381351552 | TNB | DISTRIBUTION | KUALA SELANGOR | Existing | RYB | LV FUSE SWITCH |  | CLOSED | IEC MIDDLE CURVE | FUSES | SPARE |  |  |  | 250.000 A |  |  | 3
381351557 | TNB | DISTRIBUTION | KUALA SELANGOR | Existing | RYB | LV FUSE SWITCH |  | CLOSED | IEC MIDDLE CURVE | FUSES | SPARE |  |  |  | 250.000 A |  |  | 3
381351581 | TNB | DISTRIBUTION | KUALA SELANGOR | Existing | RYB | LV FUSE SWITCH |  | CLOSED | IEC MIDDLE CURVE | FUSES | SPARE |  |  |  | 250.000 A |  |  | 3
381351588 | TNB | DISTRIBUTION | KUALA SELANGOR | Existing | RYB | LV FUSE SWITCH |  | CLOSED | IEC MIDDLE CURVE | FUSES | SPARE |  |  |  | 250.000 A |  |  | 3
381351592 | TNB | DISTRIBUTION | KUALA SELANGOR | Existing | RYB | LV FUSE SWITCH |  | CLOSED | IEC MIDDLE CURVE | FUSES | SPARE |  |  |  | 250.000 A |  |  | 3
381351600 | TNB | DISTRIBUTION | KUALA SELANGOR | Existing | RYB | LV FUSE SWITCH |  | CLOSED | IEC MIDDLE CURVE | FUSES | SPARE |  |  |  | 250.000 A |  |  | 3
381351605 | TNB | DISTRIBUTION | KUALA SELANGOR | Existing | RYB | LV FUSE SWITCH |  | CLOSED | IEC MIDDLE CURVE | FUSES | SPARE |  |  |  | 250.000 A |  |  | 3
381351619 | TNB | DISTRIBUTION | KUALA SELANGOR | Existing | RYB | LV FUSE SWITCH |  | CLOSED | IEC MIDDLE CURVE | FUSES | SPARE |  |  |  | 250.000 A |  |  | 3
381351692 | TNB | DISTRIBUTION | KUALA SELANGOR | Existing | RYB | LV FUSE SWITCH |  | CLOSED | IEC MIDDLE CURVE | FUSES | SPARE |  |  |  | 250.000 A |  |  | 3
381351697 | TNB | DISTRIBUTION | KUALA SELANGOR | Existing | RYB | LV FUSE SWITCH |  | CLOSED | IEC MIDDLE CURVE | FUSES | SPARE |  |  |  | 250.000 A |  |  | 3
381351721 | TNB | DISTRIBUTION | KUALA SELANGOR | Existing | RYB | LV FUSE SWITCH |  | CLOSED | IEC MIDDLE CURVE | FUSES | SPARE |  |  |  | 250.000 A |  |  | 3
381351728 | TNB | DISTRIBUTION | KUALA SELANGOR | Existing | RYB | LV FUSE SWITCH |  | CLOSED | IEC MIDDLE CURVE | FUSES | SPARE |  |  |  | 250.000 A |  |  | 3
381351732 | TNB | DISTRIBUTION | KUALA SELANGOR | Existing | RYB | LV FUSE SWITCH |  | CLOSED | IEC MIDDLE CURVE | FUSES | SPARE |  |  |  | 250.000 A |  |  | 3
381351740 | TNB | DISTRIBUTION | KUALA SELANGOR | Existing | RYB | LV FUSE SWITCH |  | CLOSED | IEC MIDDLE CURVE | FUSES | SPARE |  |  |  | 250.000 A |  |  | 3
381351745 | TNB | DISTRIBUTION | KUALA SELANGOR | Existing | RYB | LV FUSE SWITCH |  | CLOSED | IEC MIDDLE CURVE | FUSES | SPARE |  |  |  | 250.000 A |  |  | 3
381351759 | TNB | DISTRIBUTION | KUALA SELANGOR | Existing | RYB | LV FUSE SWITCH |  | CLOSED | IEC MIDDLE CURVE | FUSES | SPARE |  |  |  | 250.000 A |  |  | 3
381351768 | TNB | DISTRIBUTION | KUALA SELANGOR | Existing | RYB | LV FUSE SWITCH |  | CLOSED | IEC MIDDLE CURVE | FUSES | SPARE |  |  |  | 250.000 A |  |  | 3
381351781 | TNB | DISTRIBUTION | KUALA SELANGOR | Existing | RYB | LV FUSE SWITCH |  | CLOSED | IEC MIDDLE CURVE | FUSES | SPARE |  |  |  | 250.000 A |  |  | 3
381351796 | TNB | DISTRIBUTION | KUALA SELANGOR | Existing | RYB | LV FUSE SWITCH |  | CLOSED | IEC MIDDLE CURVE | FUSES | SPARE |  |  |  | 250.000 A |  |  | 3
381351800 | TNB | DISTRIBUTION | KUALA SELANGOR | Existing | RYB | LV FUSE SWITCH |  | CLOSED | IEC MIDDLE CURVE | FUSES | SPARE |  |  |  | 250.000 A |  |  | 3
381351819 | TNB | DISTRIBUTION | KUALA SELANGOR | Existing | RYB | LV FUSE SWITCH |  | CLOSED | IEC MIDDLE CURVE | FUSES | SPARE |  |  |  | 250.000 A |  |  | 3
381351823 | TNB | DISTRIBUTION | KUALA SELANGOR | Existing | RYB | LV FUSE SWITCH |  | CLOSED | IEC MIDDLE CURVE | FUSES | SPARE |  |  |  | 250.000 A |  |  | 3
381351830 | TNB | DISTRIBUTION | KUALA SELANGOR | Existing | RYB | LV FUSE SWITCH |  | CLOSED | IEC MIDDLE CURVE | FUSES | SPARE |  |  |  | 250.000 A |  |  | 3
381351843 | TNB | DISTRIBUTION | KUALA SELANGOR | Existing | RYB | LV FUSE SWITCH |  | CLOSED | IEC MIDDLE CURVE | FUSES | SPARE |  |  |  | 250.000 A |  |  | 3
381351858 | TNB | DISTRIBUTION | KUALA SELANGOR | Existing | RYB | LV FUSE SWITCH |  | CLOSED | IEC MIDDLE CURVE | FUSES | SPARE |  |  |  | 250.000 A |  |  | 3
381351862 | TNB | DISTRIBUTION | KUALA SELANGOR | Existing | RYB | LV FUSE SWITCH |  | CLOSED | IEC MIDDLE CURVE | FUSES | SPARE |  |  |  | 250.000 A |  |  | 3
381351881 | TNB | DISTRIBUTION | KUALA SELANGOR | Existing | RYB | LV FUSE SWITCH |  | CLOSED | IEC MIDDLE CURVE | FUSES | SPARE |  |  |  | 250.000 A |  |  | 3
381351885 | TNB | DISTRIBUTION | KUALA SELANGOR | Existing | RYB | LV FUSE SWITCH |  | CLOSED | IEC MIDDLE CURVE | FUSES | SPARE |  |  |  | 250.000 A |  |  | 3
381351892 | TNB | DISTRIBUTION | KUALA SELANGOR | Existing | RYB | LV FUSE SWITCH |  | CLOSED | IEC MIDDLE CURVE | FUSES | SPARE |  |  |  | 250.000 A |  |  | 3
381351905 | TNB | DISTRIBUTION | KUALA SELANGOR | Existing | RYB | LV FUSE SWITCH |  | CLOSED | IEC MIDDLE CURVE | FUSES | SPARE |  |  |  | 250.000 A |  |  | 3
381351920 | TNB | DISTRIBUTION | KUALA SELANGOR | Existing | RYB | LV FUSE SWITCH |  | CLOSED | IEC MIDDLE CURVE | FUSES | SPARE |  |  |  | 250.000 A |  |  | 3
381351924 | TNB | DISTRIBUTION | KUALA SELANGOR | Existing | RYB | LV FUSE SWITCH |  | CLOSED | IEC MIDDLE CURVE | FUSES | SPARE |  |  |  | 250.000 A |  |  | 3
381351943 | TNB | DISTRIBUTION | KUALA SELANGOR | Existing | RYB | LV FUSE SWITCH |  | CLOSED | IEC MIDDLE CURVE | FUSES | SPARE |  |  |  | 250.000 A |  |  | 3
381351947 | TNB | DISTRIBUTION | KUALA SELANGOR | Existing | RYB | LV FUSE SWITCH |  | CLOSED | IEC MIDDLE CURVE | FUSES | SPARE |  |  |  | 250.000 A |  |  | 3
381351956 | TNB | DISTRIBUTION | KUALA SELANGOR | Existing | RYB | LV FUSE SWITCH |  | CLOSED | IEC MIDDLE CURVE | FUSES | SPARE |  |  |  | 250.000 A |  |  | 3
381351961 | TNB | DISTRIBUTION | KUALA SELANGOR | Existing | RYB | LV FUSE SWITCH |  | CLOSED | IEC MIDDLE CURVE | FUSES | SPARE |  |  |  | 250.000 A |  |  | 3
381351985 | TNB | DISTRIBUTION | KUALA SELANGOR | Existing | RYB | LV FUSE SWITCH |  | CLOSED | IEC MIDDLE CURVE | FUSES | SPARE |  |  |  | 250.000 A |  |  | 3
381351992 | TNB | DISTRIBUTION | KUALA SELANGOR | Existing | RYB | LV FUSE SWITCH |  | CLOSED | IEC MIDDLE CURVE | FUSES | SPARE |  |  |  | 250.000 A |  |  | 3
381351996 | TNB | DISTRIBUTION | KUALA SELANGOR | Existing | RYB | LV FUSE SWITCH |  | CLOSED | IEC MIDDLE CURVE | FUSES | SPARE |  |  |  | 250.000 A |  |  | 3
381352004 | TNB | DISTRIBUTION | KUALA SELANGOR | Existing | RYB | LV FUSE SWITCH |  | CLOSED | IEC MIDDLE CURVE | FUSES | SPARE |  |  |  | 250.000 A |  |  | 3
381352009 | TNB | DISTRIBUTION | KUALA SELANGOR | Existing | RYB | LV FUSE SWITCH |  | CLOSED | IEC MIDDLE CURVE | FUSES | SPARE |  |  |  | 250.000 A |  |  | 3
381352023 | TNB | DISTRIBUTION | KUALA SELANGOR | Existing | RYB | LV FUSE SWITCH |  | CLOSED | IEC MIDDLE CURVE | FUSES | SPARE |  |  |  | 250.000 A |  |  | 3
381352034 | TNB | DISTRIBUTION | KUALA SELANGOR | Existing | RYB | LV FUSE SWITCH |  | CLOSED | IEC MIDDLE CURVE | FUSES | SPARE |  |  |  | 250.000 A |  |  | 3
381352039 | TNB | DISTRIBUTION | KUALA SELANGOR | Existing | RYB | LV FUSE SWITCH |  | CLOSED | IEC MIDDLE CURVE | FUSES | SPARE |  |  |  | 250.000 A |  |  | 3
381352063 | TNB | DISTRIBUTION | KUALA SELANGOR | Existing | RYB | LV FUSE SWITCH |  | CLOSED | IEC MIDDLE CURVE | FUSES | SPARE |  |  |  | 250.000 A |  |  | 3
381352070 | TNB | DISTRIBUTION | KUALA SELANGOR | Existing | RYB | LV FUSE SWITCH |  | CLOSED | IEC MIDDLE CURVE | FUSES | SPARE |  |  |  | 250.000 A |  |  | 3
381352074 | TNB | DISTRIBUTION | KUALA SELANGOR | Existing | RYB | LV FUSE SWITCH |  | CLOSED | IEC MIDDLE CURVE | FUSES | SPARE |  |  |  | 250.000 A |  |  | 3
381352082 | TNB | DISTRIBUTION | KUALA SELANGOR | Existing | RYB | LV FUSE SWITCH |  | CLOSED | IEC MIDDLE CURVE | FUSES | SPARE |  |  |  | 250.000 A |  |  | 3
381352087 | TNB | DISTRIBUTION | KUALA SELANGOR | Existing | RYB | LV FUSE SWITCH |  | CLOSED | IEC MIDDLE CURVE | FUSES | SPARE |  |  |  | 250.000 A |  |  | 3
381352101 | TNB | DISTRIBUTION | KUALA SELANGOR | Existing | RYB | LV FUSE SWITCH |  | CLOSED | IEC MIDDLE CURVE | FUSES | SPARE |  |  |  | 250.000 A |  |  | 3
381352112 | TNB | DISTRIBUTION | KUALA SELANGOR | Existing | RYB | LV FUSE SWITCH |  | CLOSED | IEC MIDDLE CURVE | FUSES | SPARE |  |  |  | 250.000 A |  |  | 3
381352117 | TNB | DISTRIBUTION | KUALA SELANGOR | Existing | RYB | LV FUSE SWITCH |  | CLOSED | IEC MIDDLE CURVE | FUSES | SPARE |  |  |  | 250.000 A |  |  | 3
381352141 | TNB | DISTRIBUTION | KUALA SELANGOR | Existing | RYB | LV FUSE SWITCH |  | CLOSED | IEC MIDDLE CURVE | FUSES | SPARE |  |  |  | 250.000 A |  |  | 3
381352148 | TNB | DISTRIBUTION | KUALA SELANGOR | Existing | RYB | LV FUSE SWITCH |  | CLOSED | IEC MIDDLE CURVE | FUSES | SPARE |  |  |  | 250.000 A |  |  | 3
381352152 | TNB | DISTRIBUTION | KUALA SELANGOR | Existing | RYB | LV FUSE SWITCH |  | CLOSED | IEC MIDDLE CURVE | FUSES | SPARE |  |  |  | 250.000 A |  |  | 3
381352160 | TNB | DISTRIBUTION | KUALA SELANGOR | Existing | RYB | LV FUSE SWITCH |  | CLOSED | IEC MIDDLE CURVE | FUSES | SPARE |  |  |  | 250.000 A |  |  | 3
381352165 | TNB | DISTRIBUTION | KUALA SELANGOR | Existing | RYB | LV FUSE SWITCH |  | CLOSED | IEC MIDDLE CURVE | FUSES | SPARE |  |  |  | 250.000 A |  |  | 3
381352179 | TNB | DISTRIBUTION | KUALA SELANGOR | Existing | RYB | LV FUSE SWITCH |  | CLOSED | IEC MIDDLE CURVE | FUSES | SPARE |  |  |  | 250.000 A |  |  | 3
381352190 | TNB | DISTRIBUTION | KUALA SELANGOR | Existing | RYB | LV FUSE SWITCH |  | CLOSED | IEC MIDDLE CURVE | FUSES | SPARE |  |  |  | 250.000 A |  |  | 3
381352195 | TNB | DISTRIBUTION | KUALA SELANGOR | Existing | RYB | LV FUSE SWITCH |  | CLOSED | IEC MIDDLE CURVE | FUSES | SPARE |  |  |  | 250.000 A |  |  | 3
381352219 | TNB | DISTRIBUTION | KUALA SELANGOR | Existing | RYB | LV FUSE SWITCH |  | CLOSED | IEC MIDDLE CURVE | FUSES | SPARE |  |  |  | 250.000 A |  |  | 3
381352226 | TNB | DISTRIBUTION | KUALA SELANGOR | Existing | RYB | LV FUSE SWITCH |  | CLOSED | IEC MIDDLE CURVE | FUSES | SPARE |  |  |  | 250.000 A |  |  | 3
381352230 | TNB | DISTRIBUTION | KUALA SELANGOR | Existing | RYB | LV FUSE SWITCH |  | CLOSED | IEC MIDDLE CURVE | FUSES | SPARE |  |  |  | 250.000 A |  |  | 3
381352238 | TNB | DISTRIBUTION | KUALA SELANGOR | Existing | RYB | LV FUSE SWITCH |  | CLOSED | IEC MIDDLE CURVE | FUSES | SPARE |  |  |  | 250.000 A |  |  | 3
381352243 | TNB | DISTRIBUTION | KUALA SELANGOR | Existing | RYB | LV FUSE SWITCH |  | CLOSED | IEC MIDDLE CURVE | FUSES | SPARE |  |  |  | 250.000 A |  |  | 3
381352257 | TNB | DISTRIBUTION | KUALA SELANGOR | Existing | RYB | LV FUSE SWITCH |  | CLOSED | IEC MIDDLE CURVE | FUSES | SPARE |  |  |  | 250.000 A |  |  | 3
381352268 | TNB | DISTRIBUTION | KUALA SELANGOR | Existing | RYB | LV FUSE SWITCH |  | CLOSED | IEC MIDDLE CURVE | FUSES | SPARE |  |  |  | 250.000 A |  |  | 3
381352273 | TNB | DISTRIBUTION | KUALA SELANGOR | Existing | RYB | LV FUSE SWITCH |  | CLOSED | IEC MIDDLE CURVE | FUSES | SPARE |  |  |  | 250.000 A |  |  | 3
381352297 | TNB | DISTRIBUTION | KUALA SELANGOR | Existing | RYB | LV FUSE SWITCH |  | CLOSED | IEC MIDDLE CURVE | FUSES | SPARE |  |  |  | 250.000 A |  |  | 3
381352304 | TNB | DISTRIBUTION | KUALA SELANGOR | Existing | RYB | LV FUSE SWITCH |  | CLOSED | IEC MIDDLE CURVE | FUSES | SPARE |  |  |  | 250.000 A |  |  | 3
381352308 | TNB | DISTRIBUTION | KUALA SELANGOR | Existing | RYB | LV FUSE SWITCH |  | CLOSED | IEC MIDDLE CURVE | FUSES | SPARE |  |  |  | 250.000 A |  |  | 3
381352316 | TNB | DISTRIBUTION | KUALA SELANGOR | Existing | RYB | LV FUSE SWITCH |  | CLOSED | IEC MIDDLE CURVE | FUSES | SPARE |  |  |  | 250.000 A |  |  | 3
381352321 | TNB | DISTRIBUTION | KUALA SELANGOR | Existing | RYB | LV FUSE SWITCH |  | CLOSED | IEC MIDDLE CURVE | FUSES | SPARE |  |  |  | 250.000 A |  |  | 3
381352335 | TNB | DISTRIBUTION | KUALA SELANGOR | Existing | RYB | LV FUSE SWITCH |  | CLOSED | IEC MIDDLE CURVE | FUSES | SPARE |  |  |  | 250.000 A |  |  | 3
381352346 | TNB | DISTRIBUTION | KUALA SELANGOR | Existing | RYB | LV FUSE SWITCH |  | CLOSED | IEC MIDDLE CURVE | FUSES | SPARE |  |  |  | 250.000 A |  |  | 3
381352351 | TNB | DISTRIBUTION | KUALA SELANGOR | Existing | RYB | LV FUSE SWITCH |  | CLOSED | IEC MIDDLE CURVE | FUSES | SPARE |  |  |  | 250.000 A |  |  | 3
381352375 | TNB | DISTRIBUTION | KUALA SELANGOR | Existing | RYB | LV FUSE SWITCH |  | CLOSED | IEC MIDDLE CURVE | FUSES | SPARE |  |  |  | 250.000 A |  |  | 3
381352382 | TNB | DISTRIBUTION | KUALA SELANGOR | Existing | RYB | LV FUSE SWITCH |  | CLOSED | IEC MIDDLE CURVE | FUSES | SPARE |  |  |  | 250.000 A |  |  | 3
381352386 | TNB | DISTRIBUTION | KUALA SELANGOR | Existing | RYB | LV FUSE SWITCH |  | CLOSED | IEC MIDDLE CURVE | FUSES | SPARE |  |  |  | 250.000 A |  |  | 3
381352394 | TNB | DISTRIBUTION | KUALA SELANGOR | Existing | RYB | LV FUSE SWITCH |  | CLOSED | IEC MIDDLE CURVE | FUSES | SPARE |  |  |  | 250.000 A |  |  | 3
381352399 | TNB | DISTRIBUTION | KUALA SELANGOR | Existing | RYB | LV FUSE SWITCH |  | CLOSED | IEC MIDDLE CURVE | FUSES | SPARE |  |  |  | 250.000 A |  |  | 3
381352413 | TNB | DISTRIBUTION | KUALA SELANGOR | Existing | RYB | LV FUSE SWITCH |  | CLOSED | IEC MIDDLE CURVE | FUSES | SPARE |  |  |  | 250.000 A |  |  | 3
381352424 | TNB | DISTRIBUTION | KUALA SELANGOR | Existing | RYB | LV FUSE SWITCH |  | CLOSED | IEC MIDDLE CURVE | FUSES | SPARE |  |  |  | 250.000 A |  |  | 3
381352429 | TNB | DISTRIBUTION | KUALA SELANGOR | Existing | RYB | LV FUSE SWITCH |  | CLOSED | IEC MIDDLE CURVE | FUSES | SPARE |  |  |  | 250.000 A |  |  | 3
381352453 | TNB | DISTRIBUTION | KUALA SELANGOR | Existing | RYB | LV FUSE SWITCH |  | CLOSED | IEC MIDDLE CURVE | FUSES | SPARE |  |  |  | 250.000 A |  |  | 3
381352460 | TNB | DISTRIBUTION | KUALA SELANGOR | Existing | RYB | LV FUSE SWITCH |  | CLOSED | IEC MIDDLE CURVE | FUSES | SPARE |  |  |  | 250.000 A |  |  | 3
381352464 | TNB | DISTRIBUTION | KUALA SELANGOR | Existing | RYB | LV FUSE SWITCH |  | CLOSED | IEC MIDDLE CURVE | FUSES | SPARE |  |  |  | 250.000 A |  |  | 3
381352472 | TNB | DISTRIBUTION | KUALA SELANGOR | Existing | RYB | LV FUSE SWITCH |  | CLOSED | IEC MIDDLE CURVE | FUSES | SPARE |  |  |  | 250.000 A |  |  | 3
381352477 | TNB | DISTRIBUTION | KUALA SELANGOR | Existing | RYB | LV FUSE SWITCH |  | CLOSED | IEC MIDDLE CURVE | FUSES | SPARE |  |  |  | 250.000 A |  |  | 3
381352491 | TNB | DISTRIBUTION | KUALA SELANGOR | Existing | RYB | LV FUSE SWITCH |  | CLOSED | IEC MIDDLE CURVE | FUSES | SPARE |  |  |  | 250.000 A |  |  | 3
381352502 | TNB | DISTRIBUTION | KUALA SELANGOR | Existing | RYB | LV FUSE SWITCH |  | OPEN | IEC MIDDLE CURVE | FUSES | SPARE |  |  |  | 250.000 A |  |  | 3
381352507 | TNB | DISTRIBUTION | KUALA SELANGOR | Existing | RYB | LV FUSE SWITCH |  | OPEN | IEC MIDDLE CURVE | FUSES | SPARE |  |  |  | 250.000 A |  |  | 3
381352531 | TNB | DISTRIBUTION | KUALA SELANGOR | Existing | RYB | LV FUSE SWITCH |  | OPEN | IEC MIDDLE CURVE | FUSES | SPARE |  |  |  | 250.000 A |  |  | 3
381352538 | TNB | DISTRIBUTION | KUALA SELANGOR | Existing | RYB | LV FUSE SWITCH |  | OPEN | IEC MIDDLE CURVE | FUSES | SPARE |  |  |  | 250.000 A |  |  | 3
381352542 | TNB | DISTRIBUTION | KUALA SELANGOR | Existing | RYB | LV FUSE SWITCH |  | CLOSED | IEC MIDDLE CURVE | FUSES | SPARE |  |  |  | 250.000 A |  |  | 3
381352550 | TNB | DISTRIBUTION | KUALA SELANGOR | Existing | RYB | LV FUSE SWITCH |  | CLOSED | IEC MIDDLE CURVE | FUSES | SPARE |  |  |  | 250.000 A |  |  | 3
381352555 | TNB | DISTRIBUTION | KUALA SELANGOR | Existing | RYB | LV FUSE SWITCH |  | OPEN | IEC MIDDLE CURVE | FUSES | SPARE |  |  |  | 250.000 A |  |  | 3
381352569 | TNB | DISTRIBUTION | KUALA SELANGOR | Existing | RYB | LV FUSE SWITCH |  | OPEN | IEC MIDDLE CURVE | FUSES | SPARE |  |  |  | 250.000 A |  |  | 3
381352821 | TNB | DISTRIBUTION | KUALA SELANGOR | Existing | RYB | LV FUSE SWITCH |  | CLOSED | IEC MIDDLE CURVE | FUSES | SPARE |  |  |  | 250.000 A |  |  | 3
381352826 | TNB | DISTRIBUTION | KUALA SELANGOR | Existing | RYB | LV FUSE SWITCH |  | CLOSED | IEC MIDDLE CURVE | FUSES | SPARE |  |  |  | 250.000 A |  |  | 3
381352850 | TNB | DISTRIBUTION | KUALA SELANGOR | Existing | RYB | LV FUSE SWITCH |  | CLOSED | IEC MIDDLE CURVE | FUSES | SPARE |  |  |  | 250.000 A |  |  | 3
381352857 | TNB | DISTRIBUTION | KUALA SELANGOR | Existing | RYB | LV FUSE SWITCH |  | CLOSED | IEC MIDDLE CURVE | FUSES | SPARE |  |  |  | 250.000 A |  |  | 3
381352861 | TNB | DISTRIBUTION | KUALA SELANGOR | Existing | RYB | LV FUSE SWITCH |  | CLOSED | IEC MIDDLE CURVE | FUSES | SPARE |  |  |  | 250.000 A |  |  | 3
381352869 | TNB | DISTRIBUTION | KUALA SELANGOR | Existing | RYB | LV FUSE SWITCH |  | CLOSED | IEC MIDDLE CURVE | FUSES | SPARE |  |  |  | 250.000 A |  |  | 3
381352874 | TNB | DISTRIBUTION | KUALA SELANGOR | Existing | RYB | LV FUSE SWITCH |  | CLOSED | IEC MIDDLE CURVE | FUSES | SPARE |  |  |  | 250.000 A |  |  | 3
381352888 | TNB | DISTRIBUTION | KUALA SELANGOR | Existing | RYB | LV FUSE SWITCH |  | CLOSED | IEC MIDDLE CURVE | FUSES | SPARE |  |  |  | 250.000 A |  |  | 3
381353518 | TNB | DISTRIBUTION | KUALA SELANGOR | Existing | RYB | BLACK BOX | POLE | CLOSED |  | Unknown |  |  |  |  | 200.000 A |  |  | 6
381353540 | TNB | DISTRIBUTION | KUALA SELANGOR | Existing | RYB | BLACK BOX | POLE | OPEN |  | N/A |  |  |  |  | 125.000 A |  |  | 6
381363095 | TNB | DISTRIBUTION | KUALA SELANGOR | Existing | RYB | LV FUSE SWITCH |  | CLOSED | IEC MIDDLE CURVE | FUSES | SPARE |  |  |  | 250.000 A |  |  | 3
381363109 | TNB | DISTRIBUTION | KUALA SELANGOR | Existing | RYB | LV FUSE SWITCH |  | CLOSED | IEC MIDDLE CURVE | FUSES | SPARE |  |  |  | 250.000 A |  |  | 3
381363116 | TNB | DISTRIBUTION | KUALA SELANGOR | Existing | RYB | LV FUSE SWITCH |  | CLOSED | IEC MIDDLE CURVE | FUSES | SPARE |  |  |  | 250.000 A |  |  | 3
381363121 | TNB | DISTRIBUTION | KUALA SELANGOR | Existing | RYB | LV FUSE SWITCH |  | CLOSED | IEC MIDDLE CURVE | FUSES | SPARE |  |  |  | 250.000 A |  |  | 3
381363127 | TNB | DISTRIBUTION | KUALA SELANGOR | Existing | RYB | LV FUSE SWITCH |  | CLOSED | IEC MIDDLE CURVE | FUSES | SPARE |  |  |  | 250.000 A |  |  | 3
381363139 | TNB | DISTRIBUTION | KUALA SELANGOR | Existing | RYB | LV FUSE SWITCH |  | CLOSED | IEC MIDDLE CURVE | FUSES | SPARE |  |  |  | 250.000 A |  |  | 3
381363147 | TNB | DISTRIBUTION | KUALA SELANGOR | Existing | RYB | LV FUSE SWITCH |  | CLOSED | IEC MIDDLE CURVE | FUSES | SPARE |  |  |  | 250.000 A |  |  | 3
381363165 | TNB | DISTRIBUTION | KUALA SELANGOR | Existing | RYB | LV FUSE SWITCH |  | CLOSED | IEC MIDDLE CURVE | FUSES | SPARE |  |  |  | 250.000 A |  |  | 3
381363237 | TNB | DISTRIBUTION | KUALA SELANGOR | Existing | RYB | LV FUSE SWITCH |  | CLOSED | IEC MIDDLE CURVE | FUSES | SPARE |  |  |  | 250.000 A |  |  | 3
381363251 | TNB | DISTRIBUTION | KUALA SELANGOR | Existing | RYB | LV FUSE SWITCH |  | CLOSED | IEC MIDDLE CURVE | FUSES | SPARE |  |  |  | 250.000 A |  |  | 3
381363258 | TNB | DISTRIBUTION | KUALA SELANGOR | Existing | RYB | LV FUSE SWITCH |  | CLOSED | IEC MIDDLE CURVE | FUSES | SPARE |  |  |  | 250.000 A |  |  | 3
381363263 | TNB | DISTRIBUTION | KUALA SELANGOR | Existing | RYB | LV FUSE SWITCH |  | CLOSED | IEC MIDDLE CURVE | FUSES | SPARE |  |  |  | 250.000 A |  |  | 3
381363269 | TNB | DISTRIBUTION | KUALA SELANGOR | Existing | RYB | LV FUSE SWITCH |  | CLOSED | IEC MIDDLE CURVE | FUSES | SPARE |  |  |  | 250.000 A |  |  | 3
381363281 | TNB | DISTRIBUTION | KUALA SELANGOR | Existing | RYB | LV FUSE SWITCH |  | CLOSED | IEC MIDDLE CURVE | FUSES | SPARE |  |  |  | 250.000 A |  |  | 3
381363289 | TNB | DISTRIBUTION | KUALA SELANGOR | Existing | RYB | LV FUSE SWITCH |  | CLOSED | IEC MIDDLE CURVE | FUSES | SPARE |  |  |  | 250.000 A |  |  | 3
381363307 | TNB | DISTRIBUTION | KUALA SELANGOR | Existing | RYB | LV FUSE SWITCH |  | CLOSED | IEC MIDDLE CURVE | FUSES | SPARE |  |  |  | 250.000 A |  |  | 3
381363372 | TNB | DISTRIBUTION | KUALA SELANGOR | Existing | RYB | LV FUSE SWITCH |  | CLOSED | IEC MIDDLE CURVE | FUSES | SPARE |  |  |  | 250.000 A |  |  | 3
381363386 | TNB | DISTRIBUTION | KUALA SELANGOR | Existing | RYB | LV FUSE SWITCH |  | CLOSED | IEC MIDDLE CURVE | FUSES | SPARE |  |  |  | 250.000 A |  |  | 3
381363393 | TNB | DISTRIBUTION | KUALA SELANGOR | Existing | RYB | LV FUSE SWITCH |  | CLOSED | IEC MIDDLE CURVE | FUSES | SPARE |  |  |  | 250.000 A |  |  | 3
381363398 | TNB | DISTRIBUTION | KUALA SELANGOR | Existing | RYB | LV FUSE SWITCH |  | CLOSED | IEC MIDDLE CURVE | FUSES | SPARE |  |  |  | 250.000 A |  |  | 3
381363404 | TNB | DISTRIBUTION | KUALA SELANGOR | Existing | RYB | LV FUSE SWITCH |  | CLOSED | IEC MIDDLE CURVE | FUSES | SPARE |  |  |  | 250.000 A |  |  | 3
381363416 | TNB | DISTRIBUTION | KUALA SELANGOR | Existing | RYB | LV FUSE SWITCH |  | CLOSED | IEC MIDDLE CURVE | FUSES | SPARE |  |  |  | 250.000 A |  |  | 3
381363424 | TNB | DISTRIBUTION | KUALA SELANGOR | Existing | RYB | LV FUSE SWITCH |  | CLOSED | IEC MIDDLE CURVE | FUSES | SPARE |  |  |  | 250.000 A |  |  | 3
381363442 | TNB | DISTRIBUTION | KUALA SELANGOR | Existing | RYB | LV FUSE SWITCH |  | CLOSED | IEC MIDDLE CURVE | FUSES | SPARE |  |  |  | 250.000 A |  |  | 3
381363511 | TNB | DISTRIBUTION | KUALA SELANGOR | Existing | RYB | LV FUSE SWITCH |  | CLOSED | IEC MIDDLE CURVE | FUSES | SPARE |  |  |  | 250.000 A |  |  | 3
381363525 | TNB | DISTRIBUTION | KUALA SELANGOR | Existing | RYB | LV FUSE SWITCH |  | CLOSED | IEC MIDDLE CURVE | FUSES | SPARE |  |  |  | 250.000 A |  |  | 3
381363532 | TNB | DISTRIBUTION | KUALA SELANGOR | Existing | RYB | LV FUSE SWITCH |  | CLOSED | IEC MIDDLE CURVE | FUSES | SPARE |  |  |  | 250.000 A |  |  | 3
381363537 | TNB | DISTRIBUTION | KUALA SELANGOR | Existing | RYB | LV FUSE SWITCH |  | CLOSED | IEC MIDDLE CURVE | FUSES | SPARE |  |  |  | 250.000 A |  |  | 3
381363543 | TNB | DISTRIBUTION | KUALA SELANGOR | Existing | RYB | LV FUSE SWITCH |  | CLOSED | IEC MIDDLE CURVE | FUSES | SPARE |  |  |  | 250.000 A |  |  | 3
381363555 | TNB | DISTRIBUTION | KUALA SELANGOR | Existing | RYB | LV FUSE SWITCH |  | CLOSED | IEC MIDDLE CURVE | FUSES | SPARE |  |  |  | 250.000 A |  |  | 3
381363563 | TNB | DISTRIBUTION | KUALA SELANGOR | Existing | RYB | LV FUSE SWITCH |  | CLOSED | IEC MIDDLE CURVE | FUSES | SPARE |  |  |  | 250.000 A |  |  | 3
381363581 | TNB | DISTRIBUTION | KUALA SELANGOR | Existing | RYB | LV FUSE SWITCH |  | CLOSED | IEC MIDDLE CURVE | FUSES | SPARE |  |  |  | 250.000 A |  |  | 3
381363655 | TNB | DISTRIBUTION | KUALA SELANGOR | Existing | RYB | LV FUSE SWITCH |  | CLOSED | IEC MIDDLE CURVE | FUSES | SPARE |  |  |  | 250.000 A |  |  | 3
381363669 | TNB | DISTRIBUTION | KUALA SELANGOR | Existing | RYB | LV FUSE SWITCH |  | CLOSED | IEC MIDDLE CURVE | FUSES | SPARE |  |  |  | 250.000 A |  |  | 3
381363676 | TNB | DISTRIBUTION | KUALA SELANGOR | Existing | RYB | LV FUSE SWITCH |  | CLOSED | IEC MIDDLE CURVE | FUSES | SPARE |  |  |  | 250.000 A |  |  | 3
381363681 | TNB | DISTRIBUTION | KUALA SELANGOR | Existing | RYB | LV FUSE SWITCH |  | CLOSED | IEC MIDDLE CURVE | FUSES | SPARE |  |  |  | 250.000 A |  |  | 3
381363687 | TNB | DISTRIBUTION | KUALA SELANGOR | Existing | RYB | LV FUSE SWITCH |  | CLOSED | IEC MIDDLE CURVE | FUSES | SPARE |  |  |  | 250.000 A |  |  | 3
381363699 | TNB | DISTRIBUTION | KUALA SELANGOR | Existing | RYB | LV FUSE SWITCH |  | CLOSED | IEC MIDDLE CURVE | FUSES | SPARE |  |  |  | 250.000 A |  |  | 3
381363707 | TNB | DISTRIBUTION | KUALA SELANGOR | Existing | RYB | LV FUSE SWITCH |  | CLOSED | IEC MIDDLE CURVE | FUSES | SPARE |  |  |  | 250.000 A |  |  | 3
381363725 | TNB | DISTRIBUTION | KUALA SELANGOR | Existing | RYB | LV FUSE SWITCH |  | CLOSED | IEC MIDDLE CURVE | FUSES | SPARE |  |  |  | 250.000 A |  |  | 3
381363788 | TNB | DISTRIBUTION | KUALA SELANGOR | Existing | RYB | LV FUSE SWITCH |  | CLOSED | IEC MIDDLE CURVE | FUSES | SPARE |  |  |  | 250.000 A |  |  | 3
381363802 | TNB | DISTRIBUTION | KUALA SELANGOR | Existing | RYB | LV FUSE SWITCH |  | CLOSED | IEC MIDDLE CURVE | FUSES | SPARE |  |  |  | 250.000 A |  |  | 3
381363809 | TNB | DISTRIBUTION | KUALA SELANGOR | Existing | RYB | LV FUSE SWITCH |  | CLOSED | IEC MIDDLE CURVE | FUSES | SPARE |  |  |  | 250.000 A |  |  | 3
381363814 | TNB | DISTRIBUTION | KUALA SELANGOR | Existing | RYB | LV FUSE SWITCH |  | CLOSED | IEC MIDDLE CURVE | FUSES | SPARE |  |  |  | 250.000 A |  |  | 3
381363820 | TNB | DISTRIBUTION | KUALA SELANGOR | Existing | RYB | LV FUSE SWITCH |  | CLOSED | IEC MIDDLE CURVE | FUSES | SPARE |  |  |  | 250.000 A |  |  | 3
381363832 | TNB | DISTRIBUTION | KUALA SELANGOR | Existing | RYB | LV FUSE SWITCH |  | CLOSED | IEC MIDDLE CURVE | FUSES | SPARE |  |  |  | 250.000 A |  |  | 3
381363840 | TNB | DISTRIBUTION | KUALA SELANGOR | Existing | RYB | LV FUSE SWITCH |  | CLOSED | IEC MIDDLE CURVE | FUSES | SPARE |  |  |  | 250.000 A |  |  | 3
381363858 | TNB | DISTRIBUTION | KUALA SELANGOR | Existing | RYB | LV FUSE SWITCH |  | CLOSED | IEC MIDDLE CURVE | FUSES | SPARE |  |  |  | 250.000 A |  |  | 3
381363924 | TNB | DISTRIBUTION | KUALA SELANGOR | Existing | RYB | LV FUSE SWITCH |  | CLOSED | IEC MIDDLE CURVE | FUSES | SPARE |  |  |  | 250.000 A |  |  | 3
381363938 | TNB | DISTRIBUTION | KUALA SELANGOR | Existing | RYB | LV FUSE SWITCH |  | CLOSED | IEC MIDDLE CURVE | FUSES | SPARE |  |  |  | 250.000 A |  |  | 3
381363945 | TNB | DISTRIBUTION | KUALA SELANGOR | Existing | RYB | LV FUSE SWITCH |  | CLOSED | IEC MIDDLE CURVE | FUSES | SPARE |  |  |  | 250.000 A |  |  | 3
381363950 | TNB | DISTRIBUTION | KUALA SELANGOR | Existing | RYB | LV FUSE SWITCH |  | CLOSED | IEC MIDDLE CURVE | FUSES | SPARE |  |  |  | 250.000 A |  |  | 3
381363956 | TNB | DISTRIBUTION | KUALA SELANGOR | Existing | RYB | LV FUSE SWITCH |  | CLOSED | IEC MIDDLE CURVE | FUSES | SPARE |  |  |  | 250.000 A |  |  | 3
381363968 | TNB | DISTRIBUTION | KUALA SELANGOR | Existing | RYB | LV FUSE SWITCH |  | CLOSED | IEC MIDDLE CURVE | FUSES | SPARE |  |  |  | 250.000 A |  |  | 3
381363976 | TNB | DISTRIBUTION | KUALA SELANGOR | Existing | RYB | LV FUSE SWITCH |  | CLOSED | IEC MIDDLE CURVE | FUSES | SPARE |  |  |  | 250.000 A |  |  | 3
381363994 | TNB | DISTRIBUTION | KUALA SELANGOR | Existing | RYB | LV FUSE SWITCH |  | CLOSED | IEC MIDDLE CURVE | FUSES | SPARE |  |  |  | 250.000 A |  |  | 3
381364051 | TNB | DISTRIBUTION | KUALA SELANGOR | Existing | RYB | LV FUSE SWITCH |  | CLOSED | IEC MIDDLE CURVE | FUSES | SPARE |  |  |  | 250.000 A |  |  | 3
381364065 | TNB | DISTRIBUTION | KUALA SELANGOR | Existing | RYB | LV FUSE SWITCH |  | CLOSED | IEC MIDDLE CURVE | FUSES | SPARE |  |  |  | 250.000 A |  |  | 3
381364072 | TNB | DISTRIBUTION | KUALA SELANGOR | Existing | RYB | LV FUSE SWITCH |  | CLOSED | IEC MIDDLE CURVE | FUSES | SPARE |  |  |  | 250.000 A |  |  | 3
381364077 | TNB | DISTRIBUTION | KUALA SELANGOR | Existing | RYB | LV FUSE SWITCH |  | CLOSED | IEC MIDDLE CURVE | FUSES | SPARE |  |  |  | 250.000 A |  |  | 3
381364083 | TNB | DISTRIBUTION | KUALA SELANGOR | Existing | RYB | LV FUSE SWITCH |  | CLOSED | IEC MIDDLE CURVE | FUSES | SPARE |  |  |  | 250.000 A |  |  | 3
381364095 | TNB | DISTRIBUTION | KUALA SELANGOR | Existing | RYB | LV FUSE SWITCH |  | CLOSED | IEC MIDDLE CURVE | FUSES | SPARE |  |  |  | 250.000 A |  |  | 3
381364103 | TNB | DISTRIBUTION | KUALA SELANGOR | Existing | RYB | LV FUSE SWITCH |  | CLOSED | IEC MIDDLE CURVE | FUSES | SPARE |  |  |  | 250.000 A |  |  | 3
381364121 | TNB | DISTRIBUTION | KUALA SELANGOR | Existing | RYB | LV FUSE SWITCH |  | CLOSED | IEC MIDDLE CURVE | FUSES | SPARE |  |  |  | 250.000 A |  |  | 3
381364182 | TNB | DISTRIBUTION | KUALA SELANGOR | Existing | RYB | LV FUSE SWITCH |  | CLOSED | IEC MIDDLE CURVE | FUSES | SPARE |  |  |  | 250.000 A |  |  | 3
381364196 | TNB | DISTRIBUTION | KUALA SELANGOR | Existing | RYB | LV FUSE SWITCH |  | CLOSED | IEC MIDDLE CURVE | FUSES | SPARE |  |  |  | 250.000 A |  |  | 3
381364203 | TNB | DISTRIBUTION | KUALA SELANGOR | Existing | RYB | LV FUSE SWITCH |  | CLOSED | IEC MIDDLE CURVE | FUSES | SPARE |  |  |  | 250.000 A |  |  | 3
381364208 | TNB | DISTRIBUTION | KUALA SELANGOR | Existing | RYB | LV FUSE SWITCH |  | CLOSED | IEC MIDDLE CURVE | FUSES | SPARE |  |  |  | 250.000 A |  |  | 3
381364214 | TNB | DISTRIBUTION | KUALA SELANGOR | Existing | RYB | LV FUSE SWITCH |  | CLOSED | IEC MIDDLE CURVE | FUSES | SPARE |  |  |  | 250.000 A |  |  | 3
381364226 | TNB | DISTRIBUTION | KUALA SELANGOR | Existing | RYB | LV FUSE SWITCH |  | CLOSED | IEC MIDDLE CURVE | FUSES | SPARE |  |  |  | 250.000 A |  |  | 3
381364234 | TNB | DISTRIBUTION | KUALA SELANGOR | Existing | RYB | LV FUSE SWITCH |  | CLOSED | IEC MIDDLE CURVE | FUSES | SPARE |  |  |  | 250.000 A |  |  | 3
381364252 | TNB | DISTRIBUTION | KUALA SELANGOR | Existing | RYB | LV FUSE SWITCH |  | CLOSED | IEC MIDDLE CURVE | FUSES | SPARE |  |  |  | 250.000 A |  |  | 3
381364328 | TNB | DISTRIBUTION | KUALA SELANGOR | Existing | RYB | LV FUSE SWITCH |  | CLOSED | IEC MIDDLE CURVE | FUSES | SPARE |  |  |  | 250.000 A |  |  | 3
381364342 | TNB | DISTRIBUTION | KUALA SELANGOR | Existing | RYB | LV FUSE SWITCH |  | CLOSED | IEC MIDDLE CURVE | FUSES | SPARE |  |  |  | 250.000 A |  |  | 3
381364349 | TNB | DISTRIBUTION | KUALA SELANGOR | Existing | RYB | LV FUSE SWITCH |  | CLOSED | IEC MIDDLE CURVE | FUSES | SPARE |  |  |  | 250.000 A |  |  | 3
381364354 | TNB | DISTRIBUTION | KUALA SELANGOR | Existing | RYB | LV FUSE SWITCH |  | CLOSED | IEC MIDDLE CURVE | FUSES | SPARE |  |  |  | 250.000 A |  |  | 3
381364360 | TNB | DISTRIBUTION | KUALA SELANGOR | Existing | RYB | LV FUSE SWITCH |  | CLOSED | IEC MIDDLE CURVE | FUSES | SPARE |  |  |  | 250.000 A |  |  | 3
381364372 | TNB | DISTRIBUTION | KUALA SELANGOR | Existing | RYB | LV FUSE SWITCH |  | CLOSED | IEC MIDDLE CURVE | FUSES | SPARE |  |  |  | 250.000 A |  |  | 3
381364380 | TNB | DISTRIBUTION | KUALA SELANGOR | Existing | RYB | LV FUSE SWITCH |  | CLOSED | IEC MIDDLE CURVE | FUSES | SPARE |  |  |  | 250.000 A |  |  | 3
381364398 | TNB | DISTRIBUTION | KUALA SELANGOR | Existing | RYB | LV FUSE SWITCH |  | CLOSED | IEC MIDDLE CURVE | FUSES | SPARE |  |  |  | 250.000 A |  |  | 3
381471487 | TNB | DISTRIBUTION | KUALA SELANGOR | Existing | RYB | BLACK BOX | POLE | CLOSED |  | N/A |  |  |  |  | 200.000 A |  |  | 6
381471489 | TNB | DISTRIBUTION | KUALA SELANGOR | Existing | RYB | BLACK BOX | POLE | CLOSED |  | N/A |  |  |  |  | 125.000 A |  |  | 0
381471490 | TNB | DISTRIBUTION | KUALA SELANGOR | Existing | RYB | BLACK BOX | POLE | CLOSED |  | N/A |  |  |  |  | 60.000 A |  |  | 6
381471491 | TNB | DISTRIBUTION | KUALA SELANGOR | Existing | RYB | BLACK BOX | POLE | CLOSED |  | N/A |  |  |  |  | 60.000 A |  |  | 6
381471492 | TNB | DISTRIBUTION | KUALA SELANGOR | Existing | RYB | BLACK BOX | POLE | CLOSED |  | N/A |  |  |  |  | 200.000 A |  |  | 6
381471493 | TNB | DISTRIBUTION | KUALA SELANGOR | Existing | RYB | BLACK BOX | POLE | CLOSED |  | N/A |  |  |  |  | 60.000 A |  |  | 6
381471494 | TNB | DISTRIBUTION | KUALA SELANGOR | Existing | RYB | BLACK BOX | POLE | CLOSED |  | N/A |  |  |  |  | 60.000 A |  |  | 6
381471495 | TNB | DISTRIBUTION | KUALA SELANGOR | Existing | RYB | BLACK BOX | POLE | CLOSED |  | N/A |  |  |  |  | 60.000 A |  |  | 6
381471496 | TNB | DISTRIBUTION | KUALA SELANGOR | Existing | RYB | BLACK BOX | POLE | CLOSED |  | N/A |  |  |  |  | 60.000 A |  |  | 6
381471497 | TNB | DISTRIBUTION | KUALA SELANGOR | Existing | RYB | BLACK BOX | POLE | CLOSED |  | N/A |  |  |  |  | 200.000 A |  |  | 3
381471498 | TNB | DISTRIBUTION | KUALA SELANGOR | Existing | RYB | BLACK BOX | POLE | CLOSED |  | N/A |  |  |  |  | 60.000 A |  |  | 6
381471499 | TNB | DISTRIBUTION | KUALA SELANGOR | Existing | RYB | BLACK BOX | POLE | CLOSED |  | N/A |  |  |  |  | 60.000 A |  |  | 6
381471501 | TNB | DISTRIBUTION | KUALA SELANGOR | Existing | RYB | BLACK BOX | POLE | CLOSED |  | N/A |  |  |  |  | 60.000 A |  |  | 6
381471502 | TNB | DISTRIBUTION | KUALA SELANGOR | Existing | RYB | BLACK BOX | POLE | CLOSED |  | N/A |  |  |  |  | 60.000 A |  |  | 6
381471503 | TNB | DISTRIBUTION | KUALA SELANGOR | Existing | RYB | BLACK BOX | POLE | CLOSED |  | N/A |  |  |  |  | 60.000 A |  | 46 | 6
381471504 | TNB | DISTRIBUTION | KUALA SELANGOR | Existing | RYB | BLACK BOX | POLE | CLOSED |  | N/A |  |  |  |  | 60.000 A |  |  | 6
381471505 | TNB | DISTRIBUTION | KUALA SELANGOR | Existing | RYB | BLACK BOX | POLE | CLOSED |  | N/A |  |  |  |  | 60.000 A |  |  | 6
381471506 | TNB | DISTRIBUTION | KUALA SELANGOR | Existing | RYB | BLACK BOX | POLE | CLOSED |  | N/A |  |  |  |  | 60.000 A |  |  | 3
381471508 | TNB | DISTRIBUTION | KUALA SELANGOR | Existing | RYB | BLACK BOX | POLE | CLOSED |  | N/A |  |  |  |  | 125.000 A |  |  | 6
381471509 | TNB | DISTRIBUTION | KUALA SELANGOR | Existing | RYB | BLACK BOX | POLE | CLOSED |  | N/A |  |  |  |  | 125.000 A |  |  | 6
381471511 | TNB | DISTRIBUTION | KUALA SELANGOR | Existing | RYB | BLACK BOX | POLE | CLOSED |  | N/A |  |  |  |  | 60.000 A |  |  | 6
381471512 | TNB | DISTRIBUTION | KUALA SELANGOR | Existing | RYB | BLACK BOX | POLE | CLOSED |  | N/A |  |  |  |  | 50.000 A |  |  | 6
381471513 | TNB | DISTRIBUTION | KUALA SELANGOR | Existing | RYB | BLACK BOX | POLE | CLOSED |  | N/A |  |  |  |  | 60.000 A |  |  | 6
381471514 | TNB | DISTRIBUTION | KUALA SELANGOR | Existing | RYB | BLACK BOX | POLE | CLOSED |  | N/A |  |  |  |  | 200.000 A |  |  | 6
381471515 | TNB | DISTRIBUTION | KUALA SELANGOR | Existing | RYB | BLACK BOX | POLE | CLOSED |  | N/A |  |  |  |  | 200.000 A |  |  | 6
381471516 | TNB | DISTRIBUTION | KUALA SELANGOR | Existing | RYB | BLACK BOX | POLE | CLOSED |  | N/A |  |  |  |  | 60.000 A |  |  | 6
381471517 | TNB | DISTRIBUTION | KUALA SELANGOR | Existing | RYB | BLACK BOX | POLE | CLOSED |  | N/A |  |  |  |  | 125.000 A |  |  | 6
381471518 | TNB | DISTRIBUTION | KUALA SELANGOR | Existing | RYB | BLACK BOX TRIPLE | POLE | CLOSED |  | N/A |  |  |  |  | 125.000 A |  |  | 3
381471519 | TNB | DISTRIBUTION | KUALA SELANGOR | Existing | RYB | BLACK BOX | POLE | CLOSED |  | N/A |  |  |  |  | 125.000 A |  |  | 6
381471520 | TNB | DISTRIBUTION | KUALA SELANGOR | Existing | RYB | BLACK BOX | POLE | CLOSED |  | N/A |  |  |  |  | 50.000 A |  |  | 3
381471521 | TNB | DISTRIBUTION | KUALA SELANGOR | Existing | RYB | BLACK BOX | POLE | OPEN |  | N/A |  |  |  |  | 125.000 A |  |  | 6
381471522 | TNB | DISTRIBUTION | KUALA SELANGOR | Existing | RYB | BLACK BOX | POLE | CLOSED |  | N/A |  |  |  |  | 50.000 A |  |  | 6
381471524 | TNB | DISTRIBUTION | KUALA SELANGOR | Existing | Unknown | BLACK BOX TRIPLE | POLE | CLOSED |  | N/A |  |  |  |  | 60.000 A |  |  | 3
381471525 | TNB | DISTRIBUTION | KUALA SELANGOR | Existing | RYB | BLACK BOX | POLE | CLOSED |  | N/A |  |  |  |  | 100.000 A |  |  | 6
381471526 | TNB | DISTRIBUTION | KUALA SELANGOR | Existing | RYB | BLACK BOX | POLE | CLOSED |  | N/A |  |  |  |  | 50.000 A |  |  | 6
381471527 | TNB | DISTRIBUTION | KUALA SELANGOR | Existing | RYB | BLACK BOX | POLE | CLOSED |  | N/A |  |  |  |  | 75.000 A |  |  | 6
381471529 | TNB | DISTRIBUTION | KUALA SELANGOR | Existing | RYB | BLACK BOX | POLE | CLOSED |  | N/A |  |  |  |  | 75.000 A |  |  | 6
381471530 | TNB | DISTRIBUTION | KUALA SELANGOR | Existing | RYB | BLACK BOX | POLE | CLOSED |  | N/A |  |  |  |  | 50.000 A |  |  | 6
381471531 | TNB | DISTRIBUTION | KUALA SELANGOR | Existing | RYB | BLACK BOX | POLE | CLOSED |  | N/A |  |  |  |  | 80.000 A |  |  | 6
381471532 | TNB | DISTRIBUTION | KUALA SELANGOR | Existing | RYB | BLACK BOX | POLE | CLOSED |  | N/A |  |  |  |  | 80.000 A |  |  | 6
381471533 | TNB | DISTRIBUTION | KUALA SELANGOR | Existing | RYB | BLACK BOX | POLE | CLOSED |  | N/A |  |  |  |  | 80.000 A |  |  | 6
381471534 | TNB | DISTRIBUTION | KUALA SELANGOR | Existing | RYB | BLACK BOX | POLE | CLOSED |  | N/A |  |  |  |  | 125.000 A |  |  | 6
381471535 | TNB | DISTRIBUTION | KUALA SELANGOR | Existing | RYB | BLACK BOX | POLE | CLOSED |  | N/A |  |  |  |  | 125.000 A |  |  | 6
381471536 | TNB | DISTRIBUTION | KUALA SELANGOR | Existing | RYB | BLACK BOX | POLE | CLOSED |  | N/A |  |  |  |  | 125.000 A |  |  | 6
381471537 | TNB | DISTRIBUTION | KUALA SELANGOR | Existing | RYB | BLACK BOX | POLE | CLOSED |  | N/A |  |  |  |  | 125.000 A |  |  | 6
381471538 | TNB | DISTRIBUTION | KUALA SELANGOR | Existing | RYB | BLACK BOX | POLE | CLOSED |  | N/A |  |  |  |  | 80.000 A |  |  | 3
381471539 | TNB | DISTRIBUTION | KUALA SELANGOR | Existing | RYB | BLACK BOX | POLE | CLOSED |  | N/A |  |  |  |  | 80.000 A |  |  | 3
381471541 | TNB | DISTRIBUTION | KUALA SELANGOR | Existing | RYB | BLACK BOX | POLE | CLOSED |  | N/A |  |  |  |  | 80.000 A |  |  | 3
381471542 | TNB | DISTRIBUTION | KUALA SELANGOR | Existing | RYB | BLACK BOX | POLE | CLOSED |  | N/A |  |  |  |  | 80.000 A |  |  | 3
381471543 | TNB | DISTRIBUTION | KUALA SELANGOR | Existing | RYB | BLACK BOX | POLE | CLOSED |  | N/A |  |  |  |  | 80.000 A |  |  | 3
381471544 | TNB | DISTRIBUTION | KUALA SELANGOR | Existing | RYB | BLACK BOX | POLE | CLOSED |  | N/A |  |  |  |  | 80.000 A |  |  | 3
381471545 | TNB | DISTRIBUTION | KUALA SELANGOR | Existing | RYB | BLACK BOX | POLE | CLOSED |  | N/A |  |  |  |  | 80.000 A |  |  | 3
381471546 | TNB | DISTRIBUTION | KUALA SELANGOR | Existing | RYB | BLACK BOX | POLE | CLOSED |  | N/A |  |  |  |  | 80.000 A |  |  | 3
381471547 | TNB | DISTRIBUTION | KUALA SELANGOR | Existing | RYB | BLACK BOX | POLE | CLOSED |  | N/A |  |  |  |  | 80.000 A |  |  | 3
381471548 | TNB | DISTRIBUTION | KUALA SELANGOR | Existing | RYB | BLACK BOX | POLE | CLOSED |  | N/A |  |  |  |  | 80.000 A |  |  | 3
381471549 | TNB | DISTRIBUTION | KUALA SELANGOR | Existing | RYB | BLACK BOX | POLE | CLOSED |  | N/A |  |  |  |  | 80.000 A |  |  | 3
381471550 | TNB | DISTRIBUTION | KUALA SELANGOR | Existing | RYB | BLACK BOX | POLE | CLOSED |  | N/A |  |  |  |  | 80.000 A |  |  | 3
381471551 | TNB | DISTRIBUTION | KUALA SELANGOR | Existing | RYB | BLACK BOX | POLE | CLOSED |  | N/A |  |  |  |  | 80.000 A |  |  | 6
381471554 | TNB | DISTRIBUTION | KUALA SELANGOR | Existing | RYB | BLACK BOX | POLE | CLOSED |  | N/A |  |  |  |  | 80.000 A |  |  | 3
381471555 | TNB | DISTRIBUTION | KUALA SELANGOR | Existing | RYB | BLACK BOX | POLE | CLOSED |  | N/A |  |  |  |  | 80.000 A |  |  | 3
381471556 | TNB | DISTRIBUTION | KUALA SELANGOR | Existing | RYB | BLACK BOX | POLE | CLOSED |  | N/A |  |  |  |  | 80.000 A |  |  | 3
381471557 | TNB | DISTRIBUTION | KUALA SELANGOR | Existing | RYB | BLACK BOX | POLE | CLOSED |  | N/A |  |  |  |  | 80.000 A |  |  | 3
381471558 | TNB | DISTRIBUTION | KUALA SELANGOR | Existing | Unknown | BLACK BOX TRIPLE | POLE | CLOSED |  | N/A |  |  |  |  | 80.000 A |  |  | 3
381471559 | TNB | DISTRIBUTION | KUALA SELANGOR | Existing | RYB | BLACK BOX | POLE | CLOSED |  | N/A |  |  |  |  | 80.000 A |  |  | 3
381471560 | TNB | DISTRIBUTION | KUALA SELANGOR | Existing | RYB | BLACK BOX | POLE | CLOSED |  | N/A |  |  |  |  | 80.000 A |  |  | 6
381471561 | TNB | DISTRIBUTION | KUALA SELANGOR | Existing | RYB | BLACK BOX | POLE | CLOSED |  | N/A |  |  |  |  | 80.000 A |  |  | 6
381471562 | TNB | DISTRIBUTION | KUALA SELANGOR | Existing | RYB | BLACK BOX | POLE | OPEN |  | N/A |  |  |  |  | 200.000 A |  |  | 6
381471563 | TNB | DISTRIBUTION | KUALA SELANGOR | Existing | RYB | BLACK BOX | POLE | CLOSED |  | N/A |  |  |  |  | 80.000 A |  |  | 3
381471564 | TNB | DISTRIBUTION | KUALA SELANGOR | Existing | RYB | BLACK BOX | POLE | CLOSED |  | N/A |  |  |  |  | 80.000 A |  |  | 3
381471565 | TNB | DISTRIBUTION | KUALA SELANGOR | Existing | RYB | BLACK BOX | POLE | CLOSED |  | N/A |  |  |  |  | 200.000 A |  |  | 3
381471566 | TNB | DISTRIBUTION | KUALA SELANGOR | Existing | RYB | BLACK BOX | POLE | CLOSED |  | N/A |  |  |  |  | 200.000 A |  |  | 3
381471567 | TNB | DISTRIBUTION | KUALA SELANGOR | Existing | RYB | BLACK BOX | POLE | CLOSED |  | N/A |  |  |  |  | 200.000 A |  |  | 3
381471568 | TNB | DISTRIBUTION | KUALA SELANGOR | Existing | RYB | BLACK BOX | POLE | CLOSED |  | N/A |  |  |  |  | 200.000 A |  | j,sl,s,incoming185 | 6
381471569 | TNB | DISTRIBUTION | KUALA SELANGOR | Existing | RYB | BLACK BOX | POLE | CLOSED |  | N/A |  |  |  |  | 80.000 A |  | j,sl,s,incoming185 | 6
381471570 | TNB | DISTRIBUTION | KUALA SELANGOR | Existing | RYB | BLACK BOX | POLE | CLOSED |  | N/A |  |  |  |  | 80.000 A |  | j,sl,s,incoming185 | 6
381471571 | TNB | DISTRIBUTION | KUALA SELANGOR | Existing | RYB | BLACK BOX | POLE | CLOSED |  | N/A |  |  |  |  | 80.000 A |  | j,sl,s,incoming185 | 6
381471572 | TNB | DISTRIBUTION | KUALA SELANGOR | Existing | RYB | BLACK BOX | POLE | CLOSED |  | N/A |  |  |  |  | 80.000 A |  |  | 6
381471573 | TNB | DISTRIBUTION | KUALA SELANGOR | Existing | RYB | BLACK BOX | POLE | CLOSED |  | N/A |  |  |  |  | 80.000 A |  |  | 6
381471574 | TNB | DISTRIBUTION | KUALA SELANGOR | Existing | RYB | BLACK BOX | POLE | CLOSED |  | N/A |  |  |  |  | 80.000 A |  |  | 6
381471575 | TNB | DISTRIBUTION | KUALA SELANGOR | Existing | RYB | BLACK BOX | POLE | CLOSED |  | N/A |  |  |  |  | 80.000 A |  |  | 6
381471576 | TNB | DISTRIBUTION | KUALA SELANGOR | Existing | RYB | BLACK BOX | POLE | CLOSED |  | N/A |  |  |  |  | 80.000 A |  |  | 6
381471577 | TNB | DISTRIBUTION | KUALA SELANGOR | Existing | RYB | BLACK BOX | POLE | CLOSED |  | N/A |  |  |  |  | 80.000 A |  |  | 6
381471578 | TNB | DISTRIBUTION | KUALA SELANGOR | Existing | RYB | BLACK BOX | POLE | CLOSED |  | N/A |  |  |  |  | 80.000 A |  |  | 6
381471579 | TNB | DISTRIBUTION | KUALA SELANGOR | Existing | RYB | BLACK BOX | POLE | CLOSED |  | N/A |  |  |  |  | 80.000 A |  |  | 6
381471580 | TNB | DISTRIBUTION | KUALA SELANGOR | Existing | R | BLACK BOX | POLE | CLOSED |  | N/A |  |  |  |  | 80.000 A |  |  | 3
381471581 | TNB | DISTRIBUTION | KUALA SELANGOR | Existing | RYB | BLACK BOX | POLE | CLOSED |  | N/A |  |  |  |  | 80.000 A |  |  | 3
381471582 | TNB | DISTRIBUTION | KUALA SELANGOR | Existing | RYB | BLACK BOX | POLE | CLOSED |  | N/A |  |  |  |  | 50.000 A |  |  | 3
381471583 | TNB | DISTRIBUTION | KUALA SELANGOR | Existing | R | BLACK BOX | POLE | CLOSED |  | N/A |  |  |  |  | 80.000 A |  |  | 3
381471584 | TNB | DISTRIBUTION | KUALA SELANGOR | Existing | RYB | BLACK BOX | POLE | CLOSED |  | N/A |  |  |  |  | 50.000 A |  |  | 3
381471585 | TNB | DISTRIBUTION | KUALA SELANGOR | Existing | RYB | BLACK BOX | POLE | CLOSED |  | N/A |  |  |  |  | 50.000 A |  |  | 3
381471586 | TNB | DISTRIBUTION | KUALA SELANGOR | Existing | RYB | BLACK BOX | POLE | CLOSED |  | N/A |  |  |  |  | 50.000 A |  |  | 3
381471587 | TNB | DISTRIBUTION | KUALA SELANGOR | Existing | RYB | BLACK BOX | POLE | CLOSED |  | N/A |  |  |  |  | 50.000 A |  |  | 3
381471588 | TNB | DISTRIBUTION | KUALA SELANGOR | Existing | RYB | BLACK BOX | POLE | CLOSED |  | N/A |  |  |  |  | 50.000 A |  |  | 3
381471590 | TNB | DISTRIBUTION | KUALA SELANGOR | Existing | RYB | BLACK BOX | POLE | CLOSED |  | N/A |  |  |  |  | 50.000 A |  |  | 3
381471591 | TNB | DISTRIBUTION | KUALA SELANGOR | Existing | RYB | BLACK BOX | POLE | CLOSED |  | N/A |  |  |  |  | 80.000 A |  |  | 3
381471592 | TNB | DISTRIBUTION | KUALA SELANGOR | Existing | RYB | BLACK BOX | POLE | CLOSED |  | N/A |  |  |  |  | 80.000 A |  |  | 3
381471593 | TNB | DISTRIBUTION | KUALA SELANGOR | Existing | RYB | BLACK BOX | POLE | CLOSED |  | N/A |  |  |  |  | 80.000 A |  |  | 3
381471594 | TNB | DISTRIBUTION | KUALA SELANGOR | Existing | RYB | BLACK BOX | POLE | CLOSED |  | N/A |  |  |  |  | 80.000 A |  |  | 3
381471595 | TNB | DISTRIBUTION | KUALA SELANGOR | Existing | RYB | BLACK BOX | POLE | CLOSED |  | N/A |  |  |  |  | 80.000 A |  |  | 3
381471596 | TNB | DISTRIBUTION | KUALA SELANGOR | Existing | RYB | BLACK BOX | POLE | CLOSED |  | N/A |  |  |  |  | 50.000 A |  |  | 3
381471597 | TNB | DISTRIBUTION | KUALA SELANGOR | Existing | RYB | BLACK BOX | POLE | CLOSED |  | N/A |  |  |  |  | 80.000 A |  |  | 3
381471598 | TNB | DISTRIBUTION | KUALA SELANGOR | Existing | RYB | BLACK BOX | POLE | CLOSED |  | N/A |  |  |  |  | 80.000 A |  |  | 3
381471599 | TNB | DISTRIBUTION | KUALA SELANGOR | Existing | RYB | BLACK BOX | POLE | CLOSED |  | N/A |  |  |  |  | 80.000 A |  |  | 3
381471600 | TNB | DISTRIBUTION | KUALA SELANGOR | Existing | RYB | BLACK BOX | POLE | CLOSED |  | N/A |  |  |  |  | 80.000 A |  |  | 3
381471601 | TNB | DISTRIBUTION | KUALA SELANGOR | Existing | RYB | BLACK BOX | POLE | CLOSED |  | N/A |  |  |  |  | 80.000 A |  |  | 6
381471602 | TNB | DISTRIBUTION | KUALA SELANGOR | Existing | RYB | BLACK BOX | POLE | CLOSED |  | N/A |  |  |  |  | 80.000 A |  |  | 6
381471603 | TNB | DISTRIBUTION | KUALA SELANGOR | Existing | RYB | BLACK BOX | POLE | CLOSED |  | N/A |  |  |  |  | 80.000 A |  |  | 6
381471604 | TNB | DISTRIBUTION | KUALA SELANGOR | Existing | RYB | BLACK BOX | POLE | CLOSED |  | N/A |  |  |  |  | 80.000 A |  |  | 6
381471605 | TNB | DISTRIBUTION | KUALA SELANGOR | Existing | RYB | BLACK BOX | POLE | CLOSED |  | N/A |  |  |  |  | 80.000 A |  |  | 6
381471606 | TNB | DISTRIBUTION | KUALA SELANGOR | Existing | RYB | BLACK BOX | POLE | CLOSED |  | N/A |  |  |  |  | 80.000 A |  |  | 6
381471607 | TNB | DISTRIBUTION | KUALA SELANGOR | Existing | RYB | BLACK BOX | POLE | CLOSED |  | N/A |  |  |  |  | 80.000 A |  |  | 6
381471608 | TNB | DISTRIBUTION | KUALA SELANGOR | Existing | RYB | BLACK BOX | POLE | CLOSED |  | N/A |  |  |  |  | 50.000 A |  |  | 3
381471609 | TNB | DISTRIBUTION | KUALA SELANGOR | Existing | RYB | BLACK BOX | POLE | CLOSED |  | N/A |  |  |  |  | 200.000 A |  |  | 6
381471610 | TNB | DISTRIBUTION | KUALA SELANGOR | Existing | RYB | BLACK BOX | POLE | CLOSED |  | N/A |  |  |  |  | 80.000 A |  |  | 6
381471611 | TNB | DISTRIBUTION | KUALA SELANGOR | Existing | RYB | BLACK BOX | POLE | CLOSED |  | N/A |  |  |  |  | 80.000 A |  |  | 6
381471612 | TNB | DISTRIBUTION | KUALA SELANGOR | Existing | RYB | BLACK BOX | POLE | CLOSED |  | N/A |  |  |  |  | 80.000 A |  |  | 3
381471613 | TNB | DISTRIBUTION | KUALA SELANGOR | Existing | RYB | BLACK BOX | POLE | CLOSED |  | N/A |  |  |  |  | 80.000 A |  |  | 3
381471614 | TNB | DISTRIBUTION | KUALA SELANGOR | Existing | RYB | BLACK BOX | POLE | CLOSED |  | N/A |  |  |  |  | 80.000 A |  |  | 6
381471615 | TNB | DISTRIBUTION | KUALA SELANGOR | Existing | RYB | BLACK BOX | POLE | CLOSED |  | N/A |  |  |  |  | 80.000 A |  |  | 6
381471616 | TNB | DISTRIBUTION | KUALA SELANGOR | Existing | RYB | BLACK BOX | POLE | CLOSED |  | N/A |  |  |  |  | 50.000 A |  |  | 3
381471617 | TNB | DISTRIBUTION | KUALA SELANGOR | Existing | RYB | BLACK BOX | POLE | OPEN |  | N/A |  |  |  |  | 200.000 A |  |  | 6
381471618 | TNB | DISTRIBUTION | KUALA SELANGOR | Existing | RYB | BLACK BOX | POLE | CLOSED |  | N/A |  |  |  |  | 80.000 A |  |  | 6
381471619 | TNB | DISTRIBUTION | KUALA SELANGOR | Existing | RYB | BLACK BOX | POLE | CLOSED |  | N/A |  |  |  |  | 80.000 A |  |  | 6
381471620 | TNB | DISTRIBUTION | KUALA SELANGOR | Existing | RYB | BLACK BOX | POLE | CLOSED |  | N/A |  |  |  |  | 80.000 A |  |  | 6
381471621 | TNB | DISTRIBUTION | KUALA SELANGOR | Existing | RYB | BLACK BOX | POLE | CLOSED |  | N/A |  |  |  |  | 80.000 A |  |  | 6
381471622 | TNB | DISTRIBUTION | KUALA SELANGOR | Existing | RYB | BLACK BOX | POLE | CLOSED |  | N/A |  |  |  |  | 80.000 A |  |  | 6
381471623 | TNB | DISTRIBUTION | KUALA SELANGOR | Existing | RYB | BLACK BOX | POLE | OPEN |  | N/A |  |  |  |  | 200.000 A |  |  | 6
381471624 | TNB | DISTRIBUTION | KUALA SELANGOR | Existing | RYB | BLACK BOX | POLE | CLOSED |  | N/A |  |  |  |  | 80.000 A |  |  | 6
381471625 | TNB | DISTRIBUTION | KUALA SELANGOR | Existing | RYB | BLACK BOX | POLE | CLOSED |  | N/A |  |  |  |  | 80.000 A |  |  | 6
381471626 | TNB | DISTRIBUTION | KUALA SELANGOR | Existing | RYB | BLACK BOX | POLE | CLOSED |  | N/A |  |  |  |  | 80.000 A |  |  | 6
381471627 | TNB | DISTRIBUTION | KUALA SELANGOR | Existing | RYB | BLACK BOX | POLE | CLOSED |  | N/A |  |  |  |  | 80.000 A |  |  | 6
381471628 | TNB | DISTRIBUTION | KUALA SELANGOR | Existing | RYB | BLACK BOX | POLE | CLOSED |  | N/A |  |  |  |  | 80.000 A |  |  | 6
381471629 | TNB | DISTRIBUTION | KUALA SELANGOR | Existing | RYB | BLACK BOX | POLE | CLOSED |  | N/A |  |  |  |  | 200.000 A |  |  | 6
381471630 | TNB | DISTRIBUTION | KUALA SELANGOR | Existing | RYB | BLACK BOX | POLE | CLOSED |  | N/A |  |  |  |  | 200.000 A |  |  | 6
381471631 | TNB | DISTRIBUTION | KUALA SELANGOR | Existing | RYB | BLACK BOX | POLE | CLOSED |  | N/A |  |  |  |  | 200.000 A |  |  | 6
381471633 | TNB | DISTRIBUTION | KUALA SELANGOR | Existing | RYB | BLACK BOX | POLE | CLOSED |  | N/A |  |  |  |  | 80.000 A |  |  | 6
381471634 | TNB | DISTRIBUTION | KUALA SELANGOR | Existing | RYB | BLACK BOX | POLE | CLOSED |  | N/A |  |  |  |  | 80.000 A |  |  | 6
381471635 | TNB | DISTRIBUTION | KUALA SELANGOR | Existing | RYB | BLACK BOX | POLE | OPEN |  | N/A |  |  |  |  | 200.000 A |  |  | 6
381471636 | TNB | DISTRIBUTION | KUALA SELANGOR | Existing | RYB | BLACK BOX | POLE | CLOSED |  | N/A |  |  |  |  | 80.000 A |  |  | 6
381471637 | TNB | DISTRIBUTION | KUALA SELANGOR | Existing | RYB | BLACK BOX | POLE | CLOSED |  | N/A |  |  |  |  | 80.000 A |  |  | 6
381471638 | TNB | DISTRIBUTION | KUALA SELANGOR | Existing | RYB | BLACK BOX | POLE | CLOSED |  | N/A |  |  |  |  | 80.000 A |  |  | 6
381471639 | TNB | DISTRIBUTION | KUALA SELANGOR | Existing | RYB | BLACK BOX | POLE | CLOSED |  | N/A |  |  |  |  | 80.000 A |  |  | 6
381471640 | TNB | DISTRIBUTION | KUALA SELANGOR | Existing | RYB | BLACK BOX | POLE | CLOSED |  | N/A |  |  |  |  | 80.000 A |  |  | 6
381471641 | TNB | DISTRIBUTION | KUALA SELANGOR | Existing | RYB | BLACK BOX | POLE | CLOSED |  | N/A |  |  |  |  | 80.000 A |  |  | 6
381471642 | TNB | DISTRIBUTION | KUALA SELANGOR | Existing | RYB | BLACK BOX | POLE | CLOSED |  | N/A |  |  |  |  | 125.000 A |  |  | 6
381471643 | TNB | DISTRIBUTION | KUALA SELANGOR | Existing | RYB | BLACK BOX | POLE | CLOSED |  | N/A |  |  |  |  | 80.000 A |  |  | 6
381471644 | TNB | DISTRIBUTION | KUALA SELANGOR | Existing | RY | BLACK BOX | POLE | CLOSED |  | N/A |  |  |  |  | 80.000 A |  |  | 3
381471645 | TNB | DISTRIBUTION | KUALA SELANGOR | Existing | RYB | BLACK BOX | POLE | CLOSED |  | N/A |  |  |  |  | 80.000 A |  |  | 6
381471646 | TNB | DISTRIBUTION | KUALA SELANGOR | Existing | RYB | BLACK BOX | OTHERS | CLOSED |  | N/A |  |  |  |  | 80.000 A |  |  | 6
381471647 | TNB | DISTRIBUTION | KUALA SELANGOR | Existing | RYB | BLACK BOX | OTHERS | CLOSED |  | N/A |  |  |  |  | 80.000 A |  |  | 6
381471649 | TNB | DISTRIBUTION | KUALA SELANGOR | Existing | RYB | BLACK BOX | OTHERS | CLOSED |  | N/A |  |  |  |  | 80.000 A |  |  | 6
381471650 | TNB | DISTRIBUTION | KUALA SELANGOR | Existing | RYB | BLACK BOX | POLE | CLOSED |  | N/A |  |  |  |  | 200.000 A |  |  | 6
381471651 | TNB | DISTRIBUTION | KUALA SELANGOR | Existing | RYB | BLACK BOX | POLE | CLOSED |  | N/A |  |  |  |  | 200.000 A |  |  | 6
381471652 | TNB | DISTRIBUTION | KUALA SELANGOR | Existing | R | BLACK BOX | POLE | CLOSED |  | N/A |  |  |  |  | 50.000 A |  |  | 3
381471653 | TNB | DISTRIBUTION | KUALA SELANGOR | Existing | RYB | BLACK BOX | OTHERS | CLOSED |  | N/A |  |  |  |  | 125.000 A |  |  | 6
381471654 | TNB | DISTRIBUTION | KUALA SELANGOR | Existing | RYB | BLACK BOX | POLE | CLOSED |  | N/A |  |  |  |  | 125.000 A |  |  | 3
381471655 | TNB | DISTRIBUTION | KUALA SELANGOR | Existing | RYB | BLACK BOX | POLE | CLOSED |  | N/A |  |  |  |  | 50.000 A |  |  | 3
381471656 | TNB | DISTRIBUTION | KUALA SELANGOR | Existing | RYB | BLACK BOX | POLE | CLOSED |  | N/A |  |  |  |  | 125.000 A |  |  | 3
381471657 | TNB | DISTRIBUTION | KUALA SELANGOR | Existing | RYB | BLACK BOX | POLE | CLOSED |  | N/A |  |  |  |  | 50.000 A |  |  | 3
381471658 | TNB | DISTRIBUTION | KUALA SELANGOR | Existing | RYB | BLACK BOX | POLE | CLOSED |  | N/A |  |  |  |  | 125.000 A |  |  | 6
381471659 | TNB | DISTRIBUTION | KUALA SELANGOR | Existing | RYB | BLACK BOX TRIPLE | OTHERS | CLOSED |  | N/A |  |  |  |  | 50.000 A |  |  | 3
381471660 | TNB | DISTRIBUTION | KUALA SELANGOR | Existing | RYB | BLACK BOX TRIPLE | POLE | CLOSED |  | N/A |  |  |  |  | 50.000 A |  |  | 3
381471661 | TNB | DISTRIBUTION | KUALA SELANGOR | Existing | RYB | BLACK BOX | POLE | CLOSED |  | N/A |  |  |  |  | 50.000 A |  |  | 6
381471662 | TNB | DISTRIBUTION | KUALA SELANGOR | Existing | RYB | BLACK BOX TRIPLE | POLE | CLOSED |  | N/A |  |  |  |  | 200.000 A |  |  | 3
381471663 | TNB | DISTRIBUTION | KUALA SELANGOR | Existing | RYB | BLACK BOX | POLE | CLOSED |  | N/A |  |  |  |  | 125.000 A |  |  | 6
381471664 | TNB | DISTRIBUTION | KUALA SELANGOR | Existing | RYB | BLACK BOX | POLE | CLOSED |  | N/A |  |  |  |  | 75.000 A |  |  | 3
381471666 | TNB | DISTRIBUTION | KUALA SELANGOR | Existing | RYB | BLACK BOX | POLE | CLOSED |  | N/A |  |  |  |  | 125.000 A |  |  | 6
381471668 | TNB | DISTRIBUTION | KUALA SELANGOR | Existing | RYB | BLACK BOX | POLE | CLOSED |  | N/A |  |  |  |  | 50.000 A |  |  | 6
381471669 | TNB | DISTRIBUTION | KUALA SELANGOR | Existing | RYB | BLACK BOX | POLE | CLOSED |  | N/A |  |  |  |  | 125.000 A |  |  | 6
381471670 | TNB | DISTRIBUTION | KUALA SELANGOR | Existing | RYB | BLACK BOX | POLE | CLOSED |  | N/A |  |  |  |  | 50.000 A |  |  | 6
381471671 | TNB | DISTRIBUTION | KUALA SELANGOR | Existing | RYB | BLACK BOX | POLE | CLOSED |  | N/A |  |  |  |  | 125.000 A |  |  | 6
381471672 | TNB | DISTRIBUTION | KUALA SELANGOR | Existing | RYB | BLACK BOX | POLE | CLOSED |  | N/A |  |  |  |  | 200.000 A |  |  | 6
381471675 | TNB | DISTRIBUTION | KUALA SELANGOR | Existing | RYB | BLACK BOX | POLE | CLOSED |  | N/A |  |  |  |  | 160.000 A |  |  | 6
381471677 | TNB | DISTRIBUTION | KUALA SELANGOR | Existing | RYB | BLACK BOX | POLE | CLOSED |  | N/A |  |  |  |  | 50.000 A |  |  | 6
381471679 | TNB | DISTRIBUTION | KUALA SELANGOR | Existing | RYB | BLACK BOX | POLE | CLOSED |  | N/A |  |  |  |  | 80.000 A |  |  | 6
381471680 | TNB | DISTRIBUTION | KUALA SELANGOR | Existing | RYB | BLACK BOX | POLE | CLOSED |  | N/A |  |  |  |  | 50.000 A |  |  | 6
381471681 | TNB | DISTRIBUTION | KUALA SELANGOR | Existing | RYB | BLACK BOX | POLE | CLOSED |  | N/A |  |  |  |  | 50.000 A |  |  | 6
381471682 | TNB | DISTRIBUTION | KUALA SELANGOR | Existing | RYB | BLACK BOX | POLE | CLOSED |  | N/A |  |  |  |  | 50.000 A |  |  | 6
381471683 | TNB | DISTRIBUTION | KUALA SELANGOR | Existing | RYB | BLACK BOX | POLE | CLOSED |  | N/A |  |  |  |  | 50.000 A |  |  | 6
381471684 | TNB | DISTRIBUTION | KUALA SELANGOR | Existing | RYB | BLACK BOX | POLE | CLOSED |  | N/A |  |  |  |  | 50.000 A |  |  | 6
381471685 | TNB | DISTRIBUTION | KUALA SELANGOR | Existing | RYB | BLACK BOX | POLE | CLOSED |  | N/A |  |  |  |  | 50.000 A |  |  | 6
381471686 | TNB | DISTRIBUTION | KUALA SELANGOR | Existing | R | BLACK BOX | POLE | CLOSED |  | N/A |  |  |  |  | 80.000 A |  |  | 3
381471687 | TNB | DISTRIBUTION | KUALA SELANGOR | Existing | RYB | BLACK BOX | POLE | CLOSED |  | N/A |  |  |  |  | 50.000 A |  |  | 6
381471688 | TNB | DISTRIBUTION | KUALA SELANGOR | Existing | RYB | BLACK BOX | POLE | CLOSED |  | N/A |  |  |  |  | 50.000 A |  |  | 6
381471689 | TNB | DISTRIBUTION | KUALA SELANGOR | Existing | RYB | BLACK BOX | POLE | CLOSED |  | N/A |  |  |  |  | 125.000 A |  |  | 3
381471690 | TNB | DISTRIBUTION | KUALA SELANGOR | Existing | RYB | BLACK BOX | POLE | CLOSED |  | N/A |  |  |  |  | 200.000 A |  |  | 6
381471691 | TNB | DISTRIBUTION | KUALA SELANGOR | Existing | RYB | BLACK BOX | POLE | CLOSED |  | N/A |  |  |  |  | 125.000 A |  |  | 6
381471692 | TNB | DISTRIBUTION | KUALA SELANGOR | Existing | RYB | BLACK BOX | POLE | CLOSED |  | N/A |  |  |  |  | 125.000 A |  |  | 6
381471693 | TNB | DISTRIBUTION | KUALA SELANGOR | Existing | RYB | POLE FUSE | POLE | CLOSED |  | N/A |  |  |  |  | 50.000 A |  |  | 3
381471694 | TNB | DISTRIBUTION | KUALA SELANGOR | Existing | RYB | POLE FUSE | POLE | CLOSED |  | N/A |  |  |  |  | 60.000 A |  |  | 6
381471695 | TNB | DISTRIBUTION | KUALA SELANGOR | Existing | RYB | BLACK BOX | POLE | CLOSED |  | N/A | [7 empty] | 3
381471696 | TNB | DISTRIBUTION | KUALA SELANGOR | Existing | RYB | POLE FUSE | POLE | CLOSED |  | N/A |  |  |  |  | 60.000 A |  |  | 6
381471697 | TNB | DISTRIBUTION | KUALA SELANGOR | Existing | RYB | POLE FUSE | POLE | CLOSED |  | N/A |  |  |  |  | 60.000 A |  |  | 6
381471698 | TNB | DISTRIBUTION | KUALA SELANGOR | Existing | RYB | POLE FUSE | POLE | CLOSED |  | N/A |  |  |  |  | 60.000 A |  |  | 6
381471699 | TNB | DISTRIBUTION | KUALA SELANGOR | Existing | RYB | POLE FUSE | POLE | CLOSED |  | N/A |  |  |  |  | 60.000 A |  |  | 6
381471700 | TNB | DISTRIBUTION | KUALA SELANGOR | Existing | RYB | POLE FUSE | POLE | CLOSED |  | N/A |  |  |  |  | 60.000 A |  |  | 6
381471701 | TNB | DISTRIBUTION | KUALA SELANGOR | Existing | RYB | POLE FUSE | POLE | CLOSED |  | N/A |  |  |  |  | 60.000 A |  |  | 6
381471702 | TNB | DISTRIBUTION | KUALA SELANGOR | Existing | RYB | POLE FUSE | POLE | CLOSED |  | N/A |  |  |  |  | 60.000 A |  |  | 6
381471703 | TNB | DISTRIBUTION | KUALA SELANGOR | Existing | RYB | POLE FUSE | POLE | CLOSED |  | N/A |  |  |  |  | 60.000 A |  |  | 6
381471704 | TNB | DISTRIBUTION | KUALA SELANGOR | Existing | RYB | POLE FUSE | POLE | CLOSED |  | N/A |  |  |  |  | 60.000 A |  |  | 6
381471705 | TNB | DISTRIBUTION | KUALA SELANGOR | Existing | RYB | POLE FUSE | POLE | CLOSED |  | N/A |  |  |  |  | 60.000 A |  |  | 6
381471706 | TNB | DISTRIBUTION | KUALA SELANGOR | Existing | RYB | POLE FUSE | POLE | CLOSED |  | N/A |  |  |  |  | 60.000 A |  |  | 6
381471707 | TNB | DISTRIBUTION | KUALA SELANGOR | Existing | RYB | POLE FUSE | POLE | CLOSED |  | N/A |  |  |  |  | 60.000 A |  |  | 6
381471708 | TNB | DISTRIBUTION | KUALA SELANGOR | Existing | RYB | POLE FUSE | POLE | CLOSED |  | N/A |  |  |  |  | 60.000 A |  |  | 6
381471709 | TNB | DISTRIBUTION | KUALA SELANGOR | Existing | RYB | POLE FUSE | POLE | CLOSED |  | N/A |  |  |  |  | 60.000 A |  |  | 6
381471712 | TNB | DISTRIBUTION | KUALA SELANGOR | Existing | RYB | POLE FUSE | POLE | CLOSED |  | N/A |  |  |  |  | 50.000 A |  |  | 6
381471713 | TNB | DISTRIBUTION | KUALA SELANGOR | Existing | RYB | BLACK BOX | POLE | CLOSED |  | N/A |  |  |  |  | 125.000 A |  |  | 6
381471714 | TNB | DISTRIBUTION | KUALA SELANGOR | Existing | RYB | POLE FUSE | POLE | CLOSED |  | N/A |  |  |  |  | 60.000 A |  |  | 6
381471716 | TNB | DISTRIBUTION | KUALA SELANGOR | Existing | RYB | BLACK BOX | POLE | CLOSED |  | N/A |  |  |  |  | 200.000 A |  |  | 3
381471717 | TNB | DISTRIBUTION | KUALA SELANGOR | Existing | RYB | BLACK BOX | POLE | CLOSED |  | N/A |  |  |  |  | 50.000 A |  |  | 3
381471719 | TNB | DISTRIBUTION | KUALA SELANGOR | Existing | RYB | BLACK BOX | POLE | CLOSED |  | N/A |  |  |  |  | 50.000 A |  |  | 6
381471721 | TNB | DISTRIBUTION | KUALA SELANGOR | Existing | RYB | BLACK BOX | POLE | CLOSED |  | N/A |  |  |  |  | 50.000 A |  |  | 6
381471722 | TNB | DISTRIBUTION | KUALA SELANGOR | Existing | RYB | BLACK BOX | POLE | CLOSED |  | N/A |  |  |  |  | 50.000 A |  |  | 3
381471723 | TNB | DISTRIBUTION | KUALA SELANGOR | Existing | RYB | BLACK BOX | POLE | CLOSED |  | N/A |  |  |  |  | 125.000 A |  |  | 6
381471724 | TNB | DISTRIBUTION | KUALA SELANGOR | Existing | RYB | BLACK BOX | POLE | CLOSED |  | N/A |  |  |  |  | 80.000 A |  |  | 6
381471725 | TNB | DISTRIBUTION | KUALA SELANGOR | Existing | RYB | BLACK BOX | POLE | CLOSED |  | N/A |  |  |  |  | 80.000 A |  |  | 6
381471726 | TNB | DISTRIBUTION | KUALA SELANGOR | Existing | RYB | BLACK BOX | POLE | CLOSED |  | N/A |  |  |  |  | 80.000 A |  |  | 6
381471727 | TNB | DISTRIBUTION | KUALA SELANGOR | Existing | RYB | BLACK BOX | POLE | CLOSED |  | N/A |  |  |  |  | 80.000 A |  |  | 6
381471728 | TNB | DISTRIBUTION | KUALA SELANGOR | Existing | RYB | BLACK BOX | POLE | CLOSED |  | N/A |  |  |  |  | 80.000 A |  |  | 6
381471729 | TNB | DISTRIBUTION | KUALA SELANGOR | Existing | RYB | BLACK BOX | POLE | CLOSED |  | N/A |  |  |  |  | 80.000 A |  |  | 6
381471730 | TNB | DISTRIBUTION | KUALA SELANGOR | Existing | RYB | BLACK BOX | POLE | CLOSED |  | N/A |  |  |  |  | 80.000 A |  |  | 6
381471731 | TNB | DISTRIBUTION | KUALA SELANGOR | Existing | RYB | BLACK BOX | POLE | CLOSED |  | N/A |  |  |  |  | 80.000 A |  |  | 6
381471732 | TNB | DISTRIBUTION | KUALA SELANGOR | Existing | RYB | BLACK BOX | POLE | CLOSED |  | N/A |  |  |  |  | 80.000 A |  |  | 6
381471733 | TNB | DISTRIBUTION | KUALA SELANGOR | Existing | RYB | BLACK BOX | POLE | CLOSED |  | N/A |  |  |  |  | 80.000 A |  |  | 6
381471734 | TNB | DISTRIBUTION | KUALA SELANGOR | Existing | RYB | BLACK BOX | POLE | CLOSED |  | N/A |  |  |  |  | 80.000 A |  |  | 6
381471735 | TNB | DISTRIBUTION | KUALA SELANGOR | Existing | RYB | BLACK BOX | POLE | CLOSED |  | N/A |  |  |  |  | 80.000 A |  |  | 6
381471736 | TNB | DISTRIBUTION | KUALA SELANGOR | Existing | RYB | BLACK BOX | POLE | CLOSED |  | N/A |  |  |  |  | 80.000 A |  |  | 6
381471737 | TNB | DISTRIBUTION | KUALA SELANGOR | Existing | RYB | BLACK BOX | POLE | CLOSED |  | N/A |  |  |  |  | 80.000 A |  |  | 6
381471738 | TNB | DISTRIBUTION | KUALA SELANGOR | Existing | RYB | BLACK BOX | POLE | CLOSED |  | N/A |  |  |  |  | 80.000 A |  |  | 6
381471739 | TNB | DISTRIBUTION | KUALA SELANGOR | Existing | RYB | BLACK BOX | POLE | CLOSED |  | N/A |  |  |  |  | 80.000 A |  |  | 6
381471740 | TNB | DISTRIBUTION | KUALA SELANGOR | Existing | RYB | BLACK BOX | POLE | CLOSED |  | N/A |  |  |  |  | 80.000 A |  |  | 6
381471741 | TNB | DISTRIBUTION | KUALA SELANGOR | Existing | RYB | BLACK BOX | POLE | CLOSED |  | N/A |  |  |  |  | 80.000 A |  |  | 6
381471743 | TNB | DISTRIBUTION | KUALA SELANGOR | Existing | RYB | BLACK BOX | POLE | CLOSED |  | N/A |  |  |  |  | 125.000 A |  |  | 6
381471744 | TNB | DISTRIBUTION | KUALA SELANGOR | Existing | RYB | BLACK BOX | POLE | CLOSED |  | N/A |  |  |  |  | 50.000 A |  |  | 6
381471745 | TNB | DISTRIBUTION | KUALA SELANGOR | Existing | RYB | BLACK BOX | POLE | CLOSED |  | N/A |  |  |  |  | 80.000 A |  |  | 6
381471746 | TNB | DISTRIBUTION | KUALA SELANGOR | Existing | RYB | BLACK BOX | POLE | CLOSED |  | N/A |  |  |  |  | 80.000 A |  |  | 6
381472970 | TNB | DISTRIBUTION | KUALA SELANGOR | Existing | RYB | LV FUSE SWITCH |  | CLOSED | IEC MIDDLE CURVE | FUSES | SPARE |  |  |  | 250.000 A |  |  | 3
381472975 | TNB | DISTRIBUTION | KUALA SELANGOR | Existing | RYB | LV FUSE SWITCH |  | CLOSED | IEC MIDDLE CURVE | FUSES | SPARE |  |  |  | 250.000 A |  |  | 3
381472999 | TNB | DISTRIBUTION | KUALA SELANGOR | Existing | RYB | LV FUSE SWITCH |  | CLOSED | IEC MIDDLE CURVE | FUSES | SPARE |  |  |  | 250.000 A |  |  | 3
381473006 | TNB | DISTRIBUTION | KUALA SELANGOR | Existing | RYB | LV FUSE SWITCH |  | CLOSED | IEC MIDDLE CURVE | FUSES | SPARE |  |  |  | 250.000 A |  |  | 3
381473010 | TNB | DISTRIBUTION | KUALA SELANGOR | Existing | RYB | LV FUSE SWITCH |  | CLOSED | IEC MIDDLE CURVE | FUSES | SPARE |  |  |  | 250.000 A |  |  | 3
381473018 | TNB | DISTRIBUTION | KUALA SELANGOR | Existing | RYB | LV FUSE SWITCH |  | CLOSED | IEC MIDDLE CURVE | FUSES | SPARE |  |  |  | 250.000 A |  |  | 3
381473023 | TNB | DISTRIBUTION | KUALA SELANGOR | Existing | RYB | LV FUSE SWITCH |  | CLOSED | IEC MIDDLE CURVE | FUSES | SPARE |  |  |  | 250.000 A |  |  | 3
381473037 | TNB | DISTRIBUTION | KUALA SELANGOR | Existing | RYB | LV FUSE SWITCH |  | CLOSED | IEC MIDDLE CURVE | FUSES | SPARE |  |  |  | 250.000 A |  |  | 3
381473048 | TNB | DISTRIBUTION | KUALA SELANGOR | Existing | RYB | LV FUSE SWITCH |  | CLOSED | IEC MIDDLE CURVE | FUSES | SPARE |  |  |  | 250.000 A |  |  | 3
381473053 | TNB | DISTRIBUTION | KUALA SELANGOR | Existing | RYB | LV FUSE SWITCH |  | CLOSED | IEC MIDDLE CURVE | FUSES | SPARE |  |  |  | 250.000 A |  |  | 3
381473077 | TNB | DISTRIBUTION | KUALA SELANGOR | Existing | RYB | LV FUSE SWITCH |  | CLOSED | IEC MIDDLE CURVE | FUSES | SPARE |  |  |  | 250.000 A |  |  | 3
381473084 | TNB | DISTRIBUTION | KUALA SELANGOR | Existing | RYB | LV FUSE SWITCH |  | CLOSED | IEC MIDDLE CURVE | FUSES | SPARE |  |  |  | 250.000 A |  |  | 3
381473088 | TNB | DISTRIBUTION | KUALA SELANGOR | Existing | RYB | LV FUSE SWITCH |  | CLOSED | IEC MIDDLE CURVE | FUSES | SPARE |  |  |  | 250.000 A |  |  | 3
381473096 | TNB | DISTRIBUTION | KUALA SELANGOR | Existing | RYB | LV FUSE SWITCH |  | CLOSED | IEC MIDDLE CURVE | FUSES | SPARE |  |  |  | 250.000 A |  |  | 3
381473101 | TNB | DISTRIBUTION | KUALA SELANGOR | Existing | RYB | LV FUSE SWITCH |  | CLOSED | IEC MIDDLE CURVE | FUSES | SPARE |  |  |  | 250.000 A |  |  | 3
381473115 | TNB | DISTRIBUTION | KUALA SELANGOR | Existing | RYB | LV FUSE SWITCH |  | CLOSED | IEC MIDDLE CURVE | FUSES | SPARE |  |  |  | 250.000 A |  |  | 3
381473126 | TNB | DISTRIBUTION | KUALA SELANGOR | Existing | RYB | LV FUSE SWITCH |  | CLOSED | IEC MIDDLE CURVE | FUSES | SPARE |  |  |  | 250.000 A |  |  | 3
381473131 | TNB | DISTRIBUTION | KUALA SELANGOR | Existing | RYB | LV FUSE SWITCH |  | CLOSED | IEC MIDDLE CURVE | FUSES | SPARE |  |  |  | 250.000 A |  |  | 3
381473155 | TNB | DISTRIBUTION | KUALA SELANGOR | Existing | RYB | LV FUSE SWITCH |  | CLOSED | IEC MIDDLE CURVE | FUSES | SPARE |  |  |  | 250.000 A |  |  | 3
381473162 | TNB | DISTRIBUTION | KUALA SELANGOR | Existing | RYB | LV FUSE SWITCH |  | CLOSED | IEC MIDDLE CURVE | FUSES | SPARE |  |  |  | 250.000 A |  |  | 3
381473166 | TNB | DISTRIBUTION | KUALA SELANGOR | Existing | RYB | LV FUSE SWITCH |  | CLOSED | IEC MIDDLE CURVE | FUSES | SPARE |  |  |  | 250.000 A |  |  | 3
381473174 | TNB | DISTRIBUTION | KUALA SELANGOR | Existing | RYB | LV FUSE SWITCH |  | CLOSED | IEC MIDDLE CURVE | FUSES | SPARE |  |  |  | 250.000 A |  |  | 3
381473179 | TNB | DISTRIBUTION | KUALA SELANGOR | Existing | RYB | LV FUSE SWITCH |  | CLOSED | IEC MIDDLE CURVE | FUSES | SPARE |  |  |  | 250.000 A |  |  | 3
381473193 | TNB | DISTRIBUTION | KUALA SELANGOR | Existing | RYB | LV FUSE SWITCH |  | CLOSED | IEC MIDDLE CURVE | FUSES | SPARE |  |  |  | 250.000 A |  |  | 3
381473204 | TNB | DISTRIBUTION | KUALA SELANGOR | Existing | RYB | LV FUSE SWITCH |  | CLOSED | IEC MIDDLE CURVE | FUSES | SPARE |  |  |  | 250.000 A |  |  | 3
381473209 | TNB | DISTRIBUTION | KUALA SELANGOR | Existing | RYB | LV FUSE SWITCH |  | CLOSED | IEC MIDDLE CURVE | FUSES | SPARE |  |  |  | 250.000 A |  |  | 3
381473233 | TNB | DISTRIBUTION | KUALA SELANGOR | Existing | RYB | LV FUSE SWITCH |  | CLOSED | IEC MIDDLE CURVE | FUSES | SPARE |  |  |  | 250.000 A |  |  | 3
381473240 | TNB | DISTRIBUTION | KUALA SELANGOR | Existing | RYB | LV FUSE SWITCH |  | CLOSED | IEC MIDDLE CURVE | FUSES | SPARE |  |  |  | 250.000 A |  |  | 3
381473244 | TNB | DISTRIBUTION | KUALA SELANGOR | Existing | RYB | LV FUSE SWITCH |  | CLOSED | IEC MIDDLE CURVE | FUSES | SPARE |  |  |  | 250.000 A |  |  | 3
381473252 | TNB | DISTRIBUTION | KUALA SELANGOR | Existing | RYB | LV FUSE SWITCH |  | CLOSED | IEC MIDDLE CURVE | FUSES | SPARE |  |  |  | 250.000 A |  |  | 3
381473257 | TNB | DISTRIBUTION | KUALA SELANGOR | Existing | RYB | LV FUSE SWITCH |  | CLOSED | IEC MIDDLE CURVE | FUSES | SPARE |  |  |  | 250.000 A |  |  | 3
381473271 | TNB | DISTRIBUTION | KUALA SELANGOR | Existing | RYB | LV FUSE SWITCH |  | CLOSED | IEC MIDDLE CURVE | FUSES | SPARE |  |  |  | 250.000 A |  |  | 3
381473282 | TNB | DISTRIBUTION | KUALA SELANGOR | Existing | RYB | LV FUSE SWITCH |  | CLOSED | IEC MIDDLE CURVE | FUSES | SPARE |  |  |  | 250.000 A |  |  | 3
381473287 | TNB | DISTRIBUTION | KUALA SELANGOR | Existing | RYB | LV FUSE SWITCH |  | CLOSED | IEC MIDDLE CURVE | FUSES | SPARE |  |  |  | 250.000 A |  |  | 3
381473311 | TNB | DISTRIBUTION | KUALA SELANGOR | Existing | RYB | LV FUSE SWITCH |  | CLOSED | IEC MIDDLE CURVE | FUSES | SPARE |  |  |  | 250.000 A |  |  | 3
381473318 | TNB | DISTRIBUTION | KUALA SELANGOR | Existing | RYB | LV FUSE SWITCH |  | CLOSED | IEC MIDDLE CURVE | FUSES | SPARE |  |  |  | 250.000 A |  |  | 3
381473322 | TNB | DISTRIBUTION | KUALA SELANGOR | Existing | RYB | LV FUSE SWITCH |  | CLOSED | IEC MIDDLE CURVE | FUSES | SPARE |  |  |  | 250.000 A |  |  | 3
381473330 | TNB | DISTRIBUTION | KUALA SELANGOR | Existing | RYB | LV FUSE SWITCH |  | CLOSED | IEC MIDDLE CURVE | FUSES | SPARE |  |  |  | 250.000 A |  |  | 3
381473335 | TNB | DISTRIBUTION | KUALA SELANGOR | Existing | RYB | LV FUSE SWITCH |  | CLOSED | IEC MIDDLE CURVE | FUSES | SPARE |  |  |  | 250.000 A |  |  | 3
381473349 | TNB | DISTRIBUTION | KUALA SELANGOR | Existing | RYB | LV FUSE SWITCH |  | CLOSED | IEC MIDDLE CURVE | FUSES | SPARE |  |  |  | 250.000 A |  |  | 3
381473360 | TNB | DISTRIBUTION | KUALA SELANGOR | Existing | RYB | LV FUSE SWITCH |  | CLOSED | IEC MIDDLE CURVE | FUSES | SPARE |  |  |  | 250.000 A |  |  | 3
381473365 | TNB | DISTRIBUTION | KUALA SELANGOR | Existing | RYB | LV FUSE SWITCH |  | CLOSED | IEC MIDDLE CURVE | FUSES | SPARE |  |  |  | 250.000 A |  |  | 3
381473389 | TNB | DISTRIBUTION | KUALA SELANGOR | Existing | RYB | LV FUSE SWITCH |  | CLOSED | IEC MIDDLE CURVE | FUSES | SPARE |  |  |  | 250.000 A |  |  | 3
381473396 | TNB | DISTRIBUTION | KUALA SELANGOR | Existing | RYB | LV FUSE SWITCH |  | CLOSED | IEC MIDDLE CURVE | FUSES | SPARE |  |  |  | 250.000 A |  |  | 3
381473400 | TNB | DISTRIBUTION | KUALA SELANGOR | Existing | RYB | LV FUSE SWITCH |  | CLOSED | IEC MIDDLE CURVE | FUSES | SPARE |  |  |  | 250.000 A |  |  | 3
381473408 | TNB | DISTRIBUTION | KUALA SELANGOR | Existing | RYB | LV FUSE SWITCH |  | CLOSED | IEC MIDDLE CURVE | FUSES | SPARE |  |  |  | 250.000 A |  |  | 3
381473413 | TNB | DISTRIBUTION | KUALA SELANGOR | Existing | RYB | LV FUSE SWITCH |  | CLOSED | IEC MIDDLE CURVE | FUSES | SPARE |  |  |  | 250.000 A |  |  | 3
381473427 | TNB | DISTRIBUTION | KUALA SELANGOR | Existing | RYB | LV FUSE SWITCH |  | CLOSED | IEC MIDDLE CURVE | FUSES | SPARE |  |  |  | 250.000 A |  |  | 3
381473438 | TNB | DISTRIBUTION | KUALA SELANGOR | Existing | RYB | LV FUSE SWITCH |  | CLOSED | IEC MIDDLE CURVE | FUSES | SPARE |  |  |  | 250.000 A |  |  | 3
381473443 | TNB | DISTRIBUTION | KUALA SELANGOR | Existing | RYB | LV FUSE SWITCH |  | CLOSED | IEC MIDDLE CURVE | FUSES | SPARE |  |  |  | 250.000 A |  |  | 3
381473467 | TNB | DISTRIBUTION | KUALA SELANGOR | Existing | RYB | LV FUSE SWITCH |  | CLOSED | IEC MIDDLE CURVE | FUSES | SPARE |  |  |  | 250.000 A |  |  | 3
381473474 | TNB | DISTRIBUTION | KUALA SELANGOR | Existing | RYB | LV FUSE SWITCH |  | CLOSED | IEC MIDDLE CURVE | FUSES | SPARE |  |  |  | 250.000 A |  |  | 3
381473478 | TNB | DISTRIBUTION | KUALA SELANGOR | Existing | RYB | LV FUSE SWITCH |  | CLOSED | IEC MIDDLE CURVE | FUSES | SPARE |  |  |  | 250.000 A |  |  | 3
381473486 | TNB | DISTRIBUTION | KUALA SELANGOR | Existing | RYB | LV FUSE SWITCH |  | CLOSED | IEC MIDDLE CURVE | FUSES | SPARE |  |  |  | 250.000 A |  |  | 3
381473491 | TNB | DISTRIBUTION | KUALA SELANGOR | Existing | RYB | LV FUSE SWITCH |  | CLOSED | IEC MIDDLE CURVE | FUSES | SPARE |  |  |  | 250.000 A |  |  | 3
381473505 | TNB | DISTRIBUTION | KUALA SELANGOR | Existing | RYB | LV FUSE SWITCH |  | CLOSED | IEC MIDDLE CURVE | FUSES | SPARE |  |  |  | 250.000 A |  |  | 3
381473516 | TNB | DISTRIBUTION | KUALA SELANGOR | Existing | RYB | LV FUSE SWITCH |  | CLOSED | IEC MIDDLE CURVE | FUSES | SPARE |  |  |  | 250.000 A |  |  | 3
381473521 | TNB | DISTRIBUTION | KUALA SELANGOR | Existing | RYB | LV FUSE SWITCH |  | CLOSED | IEC MIDDLE CURVE | FUSES | SPARE |  |  |  | 250.000 A |  |  | 3
381473545 | TNB | DISTRIBUTION | KUALA SELANGOR | Existing | RYB | LV FUSE SWITCH |  | CLOSED | IEC MIDDLE CURVE | FUSES | SPARE |  |  |  | 250.000 A |  |  | 3
381473552 | TNB | DISTRIBUTION | KUALA SELANGOR | Existing | RYB | LV FUSE SWITCH |  | CLOSED | IEC MIDDLE CURVE | FUSES | SPARE |  |  |  | 250.000 A |  |  | 3
381473556 | TNB | DISTRIBUTION | KUALA SELANGOR | Existing | RYB | LV FUSE SWITCH |  | CLOSED | IEC MIDDLE CURVE | FUSES | SPARE |  |  |  | 250.000 A |  |  | 3
381473564 | TNB | DISTRIBUTION | KUALA SELANGOR | Existing | RYB | LV FUSE SWITCH |  | CLOSED | IEC MIDDLE CURVE | FUSES | SPARE |  |  |  | 250.000 A |  |  | 3
381473569 | TNB | DISTRIBUTION | KUALA SELANGOR | Existing | RYB | LV FUSE SWITCH |  | CLOSED | IEC MIDDLE CURVE | FUSES | SPARE |  |  |  | 250.000 A |  |  | 3
381473583 | TNB | DISTRIBUTION | KUALA SELANGOR | Existing | RYB | LV FUSE SWITCH |  | CLOSED | IEC MIDDLE CURVE | FUSES | SPARE |  |  |  | 250.000 A |  |  | 3
381473594 | TNB | DISTRIBUTION | KUALA SELANGOR | Existing | RYB | LV FUSE SWITCH |  | CLOSED | IEC MIDDLE CURVE | FUSES | SPARE |  |  |  | 250.000 A |  |  | 3
381473599 | TNB | DISTRIBUTION | KUALA SELANGOR | Existing | RYB | LV FUSE SWITCH |  | CLOSED | IEC MIDDLE CURVE | FUSES | SPARE |  |  |  | 250.000 A |  |  | 3
381473623 | TNB | DISTRIBUTION | KUALA SELANGOR | Existing | RYB | LV FUSE SWITCH |  | CLOSED | IEC MIDDLE CURVE | FUSES | SPARE |  |  |  | 250.000 A |  |  | 3
381473630 | TNB | DISTRIBUTION | KUALA SELANGOR | Existing | RYB | LV FUSE SWITCH |  | CLOSED | IEC MIDDLE CURVE | FUSES | SPARE |  |  |  | 250.000 A |  |  | 3
381473634 | TNB | DISTRIBUTION | KUALA SELANGOR | Existing | RYB | LV FUSE SWITCH |  | CLOSED | IEC MIDDLE CURVE | FUSES | SPARE |  |  |  | 250.000 A |  |  | 3
381473642 | TNB | DISTRIBUTION | KUALA SELANGOR | Existing | RYB | LV FUSE SWITCH |  | CLOSED | IEC MIDDLE CURVE | FUSES | SPARE |  |  |  | 250.000 A |  |  | 3
381473647 | TNB | DISTRIBUTION | KUALA SELANGOR | Existing | RYB | LV FUSE SWITCH |  | CLOSED | IEC MIDDLE CURVE | FUSES | SPARE |  |  |  | 250.000 A |  |  | 3
381473661 | TNB | DISTRIBUTION | KUALA SELANGOR | Existing | RYB | LV FUSE SWITCH |  | CLOSED | IEC MIDDLE CURVE | FUSES | SPARE |  |  |  | 250.000 A |  |  | 3
381473672 | TNB | DISTRIBUTION | KUALA SELANGOR | Existing | RYB | LV FUSE SWITCH |  | CLOSED | IEC MIDDLE CURVE | FUSES | SPARE |  |  |  | 250.000 A |  |  | 3
381473677 | TNB | DISTRIBUTION | KUALA SELANGOR | Existing | RYB | LV FUSE SWITCH |  | CLOSED | IEC MIDDLE CURVE | FUSES | SPARE |  |  |  | 250.000 A |  |  | 3
381473701 | TNB | DISTRIBUTION | KUALA SELANGOR | Existing | RYB | LV FUSE SWITCH |  | CLOSED | IEC MIDDLE CURVE | FUSES | SPARE |  |  |  | 250.000 A |  |  | 3
381473708 | TNB | DISTRIBUTION | KUALA SELANGOR | Existing | RYB | LV FUSE SWITCH |  | CLOSED | IEC MIDDLE CURVE | FUSES | SPARE |  |  |  | 250.000 A |  |  | 3
381473712 | TNB | DISTRIBUTION | KUALA SELANGOR | Existing | RYB | LV FUSE SWITCH |  | CLOSED | IEC MIDDLE CURVE | FUSES | SPARE |  |  |  | 250.000 A |  |  | 3
381473720 | TNB | DISTRIBUTION | KUALA SELANGOR | Existing | RYB | LV FUSE SWITCH |  | CLOSED | IEC MIDDLE CURVE | FUSES | SPARE |  |  |  | 250.000 A |  |  | 3
381473725 | TNB | DISTRIBUTION | KUALA SELANGOR | Existing | RYB | LV FUSE SWITCH |  | CLOSED | IEC MIDDLE CURVE | FUSES | SPARE |  |  |  | 250.000 A |  |  | 3
381473739 | TNB | DISTRIBUTION | KUALA SELANGOR | Existing | RYB | LV FUSE SWITCH |  | CLOSED | IEC MIDDLE CURVE | FUSES | SPARE |  |  |  | 250.000 A |  |  | 3
381473750 | TNB | DISTRIBUTION | KUALA SELANGOR | Existing | RYB | LV FUSE SWITCH |  | CLOSED | IEC MIDDLE CURVE | FUSES | SPARE |  |  |  | 250.000 A |  |  | 3
381473755 | TNB | DISTRIBUTION | KUALA SELANGOR | Existing | RYB | LV FUSE SWITCH |  | CLOSED | IEC MIDDLE CURVE | FUSES | SPARE |  |  |  | 250.000 A |  |  | 3
381473779 | TNB | DISTRIBUTION | KUALA SELANGOR | Existing | RYB | LV FUSE SWITCH |  | CLOSED | IEC MIDDLE CURVE | FUSES | SPARE |  |  |  | 250.000 A |  |  | 3
381473786 | TNB | DISTRIBUTION | KUALA SELANGOR | Existing | RYB | LV FUSE SWITCH |  | CLOSED | IEC MIDDLE CURVE | FUSES | SPARE |  |  |  | 250.000 A |  |  | 3
381473790 | TNB | DISTRIBUTION | KUALA SELANGOR | Existing | RYB | LV FUSE SWITCH |  | CLOSED | IEC MIDDLE CURVE | FUSES | SPARE |  |  |  | 250.000 A |  |  | 3
381473798 | TNB | DISTRIBUTION | KUALA SELANGOR | Existing | RYB | LV FUSE SWITCH |  | CLOSED | IEC MIDDLE CURVE | FUSES | SPARE |  |  |  | 250.000 A |  |  | 3
381473803 | TNB | DISTRIBUTION | KUALA SELANGOR | Existing | RYB | LV FUSE SWITCH |  | CLOSED | IEC MIDDLE CURVE | FUSES | SPARE |  |  |  | 250.000 A |  |  | 3
381473817 | TNB | DISTRIBUTION | KUALA SELANGOR | Existing | RYB | LV FUSE SWITCH |  | CLOSED | IEC MIDDLE CURVE | FUSES | SPARE |  |  |  | 250.000 A |  |  | 3
381473826 | TNB | DISTRIBUTION | KUALA SELANGOR | Existing | RYB | LV FUSE SWITCH |  | CLOSED | IEC MIDDLE CURVE | FUSES | SPARE |  |  |  | 250.000 A |  |  | 3
381473839 | TNB | DISTRIBUTION | KUALA SELANGOR | Existing | RYB | LV FUSE SWITCH |  | CLOSED | IEC MIDDLE CURVE | FUSES | SPARE |  |  |  | 250.000 A |  |  | 3
381473854 | TNB | DISTRIBUTION | KUALA SELANGOR | Existing | RYB | LV FUSE SWITCH |  | CLOSED | IEC MIDDLE CURVE | FUSES | SPARE |  |  |  | 250.000 A |  |  | 3
381473858 | TNB | DISTRIBUTION | KUALA SELANGOR | Existing | RYB | LV FUSE SWITCH |  | CLOSED | IEC MIDDLE CURVE | FUSES | SPARE |  |  |  | 250.000 A |  |  | 3
381473877 | TNB | DISTRIBUTION | KUALA SELANGOR | Existing | RYB | LV FUSE SWITCH |  | CLOSED | IEC MIDDLE CURVE | FUSES | SPARE |  |  |  | 250.000 A |  |  | 3
381473881 | TNB | DISTRIBUTION | KUALA SELANGOR | Existing | RYB | LV FUSE SWITCH |  | CLOSED | IEC MIDDLE CURVE | FUSES | SPARE |  |  |  | 250.000 A |  |  | 3
381473888 | TNB | DISTRIBUTION | KUALA SELANGOR | Existing | RYB | LV FUSE SWITCH |  | CLOSED | IEC MIDDLE CURVE | FUSES | SPARE |  |  |  | 250.000 A |  |  | 3
381473901 | TNB | DISTRIBUTION | KUALA SELANGOR | Existing | RYB | LV FUSE SWITCH |  | CLOSED | IEC MIDDLE CURVE | FUSES | SPARE |  |  |  | 250.000 A |  |  | 3
381473916 | TNB | DISTRIBUTION | KUALA SELANGOR | Existing | RYB | LV FUSE SWITCH |  | CLOSED | IEC MIDDLE CURVE | FUSES | SPARE |  |  |  | 250.000 A |  |  | 3
381473920 | TNB | DISTRIBUTION | KUALA SELANGOR | Existing | RYB | LV FUSE SWITCH |  | CLOSED | IEC MIDDLE CURVE | FUSES | SPARE |  |  |  | 250.000 A |  |  | 3
381473939 | TNB | DISTRIBUTION | KUALA SELANGOR | Existing | RYB | LV FUSE SWITCH |  | CLOSED | IEC MIDDLE CURVE | FUSES | SPARE |  |  |  | 250.000 A |  |  | 3
381473943 | TNB | DISTRIBUTION | KUALA SELANGOR | Existing | RYB | LV FUSE SWITCH |  | CLOSED | IEC MIDDLE CURVE | FUSES | SPARE |  |  |  | 250.000 A |  |  | 3
381473952 | TNB | DISTRIBUTION | KUALA SELANGOR | Existing | RYB | LV FUSE SWITCH |  | CLOSED | IEC MIDDLE CURVE | FUSES | SPARE |  |  |  | 250.000 A |  |  | 3
381473957 | TNB | DISTRIBUTION | KUALA SELANGOR | Existing | RYB | LV FUSE SWITCH |  | CLOSED | IEC MIDDLE CURVE | FUSES | SPARE |  |  |  | 250.000 A |  |  | 3
381473981 | TNB | DISTRIBUTION | KUALA SELANGOR | Existing | RYB | LV FUSE SWITCH |  | CLOSED | IEC MIDDLE CURVE | FUSES | SPARE |  |  |  | 250.000 A |  |  | 3
381473988 | TNB | DISTRIBUTION | KUALA SELANGOR | Existing | RYB | LV FUSE SWITCH |  | CLOSED | IEC MIDDLE CURVE | FUSES | SPARE |  |  |  | 250.000 A |  |  | 3
381473992 | TNB | DISTRIBUTION | KUALA SELANGOR | Existing | RYB | LV FUSE SWITCH |  | CLOSED | IEC MIDDLE CURVE | FUSES | SPARE |  |  |  | 250.000 A |  |  | 3
381474000 | TNB | DISTRIBUTION | KUALA SELANGOR | Existing | RYB | LV FUSE SWITCH |  | CLOSED | IEC MIDDLE CURVE | FUSES | SPARE |  |  |  | 250.000 A |  |  | 3
381474005 | TNB | DISTRIBUTION | KUALA SELANGOR | Existing | RYB | LV FUSE SWITCH |  | CLOSED | IEC MIDDLE CURVE | FUSES | SPARE |  |  |  | 250.000 A |  |  | 3
381474019 | TNB | DISTRIBUTION | KUALA SELANGOR | Existing | RYB | LV FUSE SWITCH |  | CLOSED | IEC MIDDLE CURVE | FUSES | SPARE |  |  |  | 250.000 A |  |  | 3
381474030 | TNB | DISTRIBUTION | KUALA SELANGOR | Existing | RYB | LV FUSE SWITCH |  | CLOSED | IEC MIDDLE CURVE | FUSES | SPARE |  |  |  | 250.000 A |  |  | 3
381474035 | TNB | DISTRIBUTION | KUALA SELANGOR | Existing | RYB | LV FUSE SWITCH |  | CLOSED | IEC MIDDLE CURVE | FUSES | SPARE |  |  |  | 250.000 A |  |  | 3
381474059 | TNB | DISTRIBUTION | KUALA SELANGOR | Existing | RYB | LV FUSE SWITCH |  | CLOSED | IEC MIDDLE CURVE | FUSES | SPARE |  |  |  | 250.000 A |  |  | 3
381474066 | TNB | DISTRIBUTION | KUALA SELANGOR | Existing | RYB | LV FUSE SWITCH |  | CLOSED | IEC MIDDLE CURVE | FUSES | SPARE |  |  |  | 250.000 A |  |  | 3
381474070 | TNB | DISTRIBUTION | KUALA SELANGOR | Existing | RYB | LV FUSE SWITCH |  | CLOSED | IEC MIDDLE CURVE | FUSES | SPARE |  |  |  | 250.000 A |  |  | 3
381474078 | TNB | DISTRIBUTION | KUALA SELANGOR | Existing | RYB | LV FUSE SWITCH |  | CLOSED | IEC MIDDLE CURVE | FUSES | SPARE |  |  |  | 250.000 A |  |  | 3
381474083 | TNB | DISTRIBUTION | KUALA SELANGOR | Existing | RYB | LV FUSE SWITCH |  | CLOSED | IEC MIDDLE CURVE | FUSES | SPARE |  |  |  | 250.000 A |  |  | 3
381474097 | TNB | DISTRIBUTION | KUALA SELANGOR | Existing | RYB | LV FUSE SWITCH |  | CLOSED | IEC MIDDLE CURVE | FUSES | SPARE |  |  |  | 250.000 A |  |  | 3
381474108 | TNB | DISTRIBUTION | KUALA SELANGOR | Existing | RYB | LV FUSE SWITCH |  | CLOSED | IEC MIDDLE CURVE | FUSES | SPARE |  |  |  | 250.000 A |  |  | 3
381474113 | TNB | DISTRIBUTION | KUALA SELANGOR | Existing | RYB | LV FUSE SWITCH |  | CLOSED | IEC MIDDLE CURVE | FUSES | SPARE |  |  |  | 250.000 A |  |  | 3
381474137 | TNB | DISTRIBUTION | KUALA SELANGOR | Existing | RYB | LV FUSE SWITCH |  | CLOSED | IEC MIDDLE CURVE | FUSES | SPARE |  |  |  | 250.000 A |  |  | 3
381474144 | TNB | DISTRIBUTION | KUALA SELANGOR | Existing | RYB | LV FUSE SWITCH |  | CLOSED | IEC MIDDLE CURVE | FUSES | SPARE |  |  |  | 250.000 A |  |  | 3
381474148 | TNB | DISTRIBUTION | KUALA SELANGOR | Existing | RYB | LV FUSE SWITCH |  | CLOSED | IEC MIDDLE CURVE | FUSES | SPARE |  |  |  | 250.000 A |  |  | 3
381474156 | TNB | DISTRIBUTION | KUALA SELANGOR | Existing | RYB | LV FUSE SWITCH |  | CLOSED | IEC MIDDLE CURVE | FUSES | SPARE |  |  |  | 250.000 A |  |  | 3
381474161 | TNB | DISTRIBUTION | KUALA SELANGOR | Existing | RYB | LV FUSE SWITCH |  | CLOSED | IEC MIDDLE CURVE | FUSES | SPARE |  |  |  | 250.000 A |  |  | 3
381474175 | TNB | DISTRIBUTION | KUALA SELANGOR | Existing | RYB | LV FUSE SWITCH |  | CLOSED | IEC MIDDLE CURVE | FUSES | SPARE |  |  |  | 250.000 A |  |  | 3
381474186 | TNB | DISTRIBUTION | KUALA SELANGOR | Existing | RYB | LV FUSE SWITCH |  | CLOSED | IEC MIDDLE CURVE | FUSES | SPARE |  |  |  | 250.000 A |  |  | 3
381474191 | TNB | DISTRIBUTION | KUALA SELANGOR | Existing | RYB | LV FUSE SWITCH |  | CLOSED | IEC MIDDLE CURVE | FUSES | SPARE |  |  |  | 250.000 A |  |  | 3
381474215 | TNB | DISTRIBUTION | KUALA SELANGOR | Existing | RYB | LV FUSE SWITCH |  | CLOSED | IEC MIDDLE CURVE | FUSES | SPARE |  |  |  | 250.000 A |  |  | 3
381474222 | TNB | DISTRIBUTION | KUALA SELANGOR | Existing | RYB | LV FUSE SWITCH |  | CLOSED | IEC MIDDLE CURVE | FUSES | SPARE |  |  |  | 250.000 A |  |  | 3
381474226 | TNB | DISTRIBUTION | KUALA SELANGOR | Existing | RYB | LV FUSE SWITCH |  | CLOSED | IEC MIDDLE CURVE | FUSES | SPARE |  |  |  | 250.000 A |  |  | 3
381474234 | TNB | DISTRIBUTION | KUALA SELANGOR | Existing | RYB | LV FUSE SWITCH |  | CLOSED | IEC MIDDLE CURVE | FUSES | SPARE |  |  |  | 250.000 A |  |  | 3
381474239 | TNB | DISTRIBUTION | KUALA SELANGOR | Existing | RYB | LV FUSE SWITCH |  | CLOSED | IEC MIDDLE CURVE | FUSES | SPARE |  |  |  | 250.000 A |  |  | 3
381474253 | TNB | DISTRIBUTION | KUALA SELANGOR | Existing | RYB | LV FUSE SWITCH |  | CLOSED | IEC MIDDLE CURVE | FUSES | SPARE |  |  |  | 250.000 A |  |  | 3
381474264 | TNB | DISTRIBUTION | KUALA SELANGOR | Existing | RYB | LV FUSE SWITCH |  | CLOSED | IEC MIDDLE CURVE | FUSES | SPARE |  |  |  | 250.000 A |  |  | 3
381474269 | TNB | DISTRIBUTION | KUALA SELANGOR | Existing | RYB | LV FUSE SWITCH |  | CLOSED | IEC MIDDLE CURVE | FUSES | SPARE |  |  |  | 250.000 A |  |  | 3
381474293 | TNB | DISTRIBUTION | KUALA SELANGOR | Existing | RYB | LV FUSE SWITCH |  | CLOSED | IEC MIDDLE CURVE | FUSES | SPARE |  |  |  | 250.000 A |  |  | 3
381474300 | TNB | DISTRIBUTION | KUALA SELANGOR | Existing | RYB | LV FUSE SWITCH |  | CLOSED | IEC MIDDLE CURVE | FUSES | SPARE |  |  |  | 250.000 A |  |  | 3
381474304 | TNB | DISTRIBUTION | KUALA SELANGOR | Existing | RYB | LV FUSE SWITCH |  | CLOSED | IEC MIDDLE CURVE | FUSES | SPARE |  |  |  | 250.000 A |  |  | 3
381474312 | TNB | DISTRIBUTION | KUALA SELANGOR | Existing | RYB | LV FUSE SWITCH |  | CLOSED | IEC MIDDLE CURVE | FUSES | SPARE |  |  |  | 250.000 A |  |  | 3
381474317 | TNB | DISTRIBUTION | KUALA SELANGOR | Existing | RYB | LV FUSE SWITCH |  | CLOSED | IEC MIDDLE CURVE | FUSES | SPARE |  |  |  | 250.000 A |  |  | 3
381474331 | TNB | DISTRIBUTION | KUALA SELANGOR | Existing | RYB | LV FUSE SWITCH |  | CLOSED | IEC MIDDLE CURVE | FUSES | SPARE |  |  |  | 250.000 A |  |  | 3
381474498 | TNB | DISTRIBUTION | KUALA SELANGOR | Existing | RYB | LV FUSE SWITCH |  | CLOSED | IEC MIDDLE CURVE | FUSES | SPARE |  |  |  | 250.000 A |  |  | 3
381474503 | TNB | DISTRIBUTION | KUALA SELANGOR | Existing | RYB | LV FUSE SWITCH |  | CLOSED | IEC MIDDLE CURVE | FUSES | SPARE |  |  |  | 250.000 A |  |  | 3
381474527 | TNB | DISTRIBUTION | KUALA SELANGOR | Existing | RYB | LV FUSE SWITCH |  | CLOSED | IEC MIDDLE CURVE | FUSES | SPARE |  |  |  | 250.000 A |  |  | 3
381474534 | TNB | DISTRIBUTION | KUALA SELANGOR | Existing | RYB | LV FUSE SWITCH |  | CLOSED | IEC MIDDLE CURVE | FUSES | SPARE |  |  |  | 250.000 A |  |  | 3
381474538 | TNB | DISTRIBUTION | KUALA SELANGOR | Existing | RYB | LV FUSE SWITCH |  | CLOSED | IEC MIDDLE CURVE | FUSES | SPARE |  |  |  | 250.000 A |  |  | 3
381474546 | TNB | DISTRIBUTION | KUALA SELANGOR | Existing | RYB | LV FUSE SWITCH |  | CLOSED | IEC MIDDLE CURVE | FUSES | SPARE |  |  |  | 250.000 A |  |  | 3
381474551 | TNB | DISTRIBUTION | KUALA SELANGOR | Existing | RYB | LV FUSE SWITCH |  | CLOSED | IEC MIDDLE CURVE | FUSES | SPARE |  |  |  | 250.000 A |  |  | 3
381474565 | TNB | DISTRIBUTION | KUALA SELANGOR | Existing | RYB | LV FUSE SWITCH |  | CLOSED | IEC MIDDLE CURVE | FUSES | SPARE |  |  |  | 250.000 A |  |  | 3
381474576 | TNB | DISTRIBUTION | KUALA SELANGOR | Existing | RYB | LV FUSE SWITCH |  | CLOSED | IEC MIDDLE CURVE | FUSES | SPARE |  |  |  | 250.000 A |  |  | 3
381474581 | TNB | DISTRIBUTION | KUALA SELANGOR | Existing | RYB | LV FUSE SWITCH |  | CLOSED | IEC MIDDLE CURVE | FUSES | SPARE |  |  |  | 250.000 A |  |  | 3
381474605 | TNB | DISTRIBUTION | KUALA SELANGOR | Existing | RYB | LV FUSE SWITCH |  | CLOSED | IEC MIDDLE CURVE | FUSES | SPARE |  |  |  | 250.000 A |  |  | 3
381474612 | TNB | DISTRIBUTION | KUALA SELANGOR | Existing | RYB | LV FUSE SWITCH |  | CLOSED | IEC MIDDLE CURVE | FUSES | SPARE |  |  |  | 250.000 A |  |  | 3
381474616 | TNB | DISTRIBUTION | KUALA SELANGOR | Existing | RYB | LV FUSE SWITCH |  | CLOSED | IEC MIDDLE CURVE | FUSES | SPARE |  |  |  | 250.000 A |  |  | 3
381474624 | TNB | DISTRIBUTION | KUALA SELANGOR | Existing | RYB | LV FUSE SWITCH |  | CLOSED | IEC MIDDLE CURVE | FUSES | SPARE |  |  |  | 250.000 A |  |  | 3
381474629 | TNB | DISTRIBUTION | KUALA SELANGOR | Existing | RYB | LV FUSE SWITCH |  | CLOSED | IEC MIDDLE CURVE | FUSES | SPARE |  |  |  | 250.000 A |  |  | 3
381474643 | TNB | DISTRIBUTION | KUALA SELANGOR | Existing | RYB | LV FUSE SWITCH |  | CLOSED | IEC MIDDLE CURVE | FUSES | SPARE |  |  |  | 250.000 A |  |  | 3
381474654 | TNB | DISTRIBUTION | KUALA SELANGOR | Existing | RYB | LV FUSE SWITCH |  | CLOSED | IEC MIDDLE CURVE | FUSES | SPARE |  |  |  | 250.000 A |  |  | 3
381474659 | TNB | DISTRIBUTION | KUALA SELANGOR | Existing | RYB | LV FUSE SWITCH |  | CLOSED | IEC MIDDLE CURVE | FUSES | SPARE |  |  |  | 250.000 A |  |  | 3
381478977 | TNB | DISTRIBUTION | KUALA SELANGOR | Existing | RYB | LV FUSE SWITCH |  | CLOSED | IEC MIDDLE CURVE | FUSES | SPARE |  |  |  | 250.000 A |  |  | 3
381478984 | TNB | DISTRIBUTION | KUALA SELANGOR | Existing | RYB | LV FUSE SWITCH |  | CLOSED | IEC MIDDLE CURVE | FUSES | SPARE |  |  |  | 250.000 A |  |  | 3
381478988 | TNB | DISTRIBUTION | KUALA SELANGOR | Existing | RYB | LV FUSE SWITCH |  | CLOSED | IEC MIDDLE CURVE | FUSES | SPARE |  |  |  | 250.000 A |  |  | 3
381478996 | TNB | DISTRIBUTION | KUALA SELANGOR | Existing | RYB | LV FUSE SWITCH |  | CLOSED | IEC MIDDLE CURVE | FUSES | SPARE |  |  |  | 250.000 A |  |  | 3
381479001 | TNB | DISTRIBUTION | KUALA SELANGOR | Existing | RYB | LV FUSE SWITCH |  | CLOSED | IEC MIDDLE CURVE | FUSES | SPARE |  |  |  | 250.000 A |  |  | 3
381479015 | TNB | DISTRIBUTION | KUALA SELANGOR | Existing | RYB | LV FUSE SWITCH |  | CLOSED | IEC MIDDLE CURVE | FUSES | SPARE |  |  |  | 250.000 A |  |  | 3
381479026 | TNB | DISTRIBUTION | KUALA SELANGOR | Existing | RYB | LV FUSE SWITCH |  | CLOSED | IEC MIDDLE CURVE | FUSES | SPARE |  |  |  | 250.000 A |  |  | 3
381479031 | TNB | DISTRIBUTION | KUALA SELANGOR | Existing | RYB | LV FUSE SWITCH |  | CLOSED | IEC MIDDLE CURVE | FUSES | SPARE |  |  |  | 250.000 A |  |  | 3
381479055 | TNB | DISTRIBUTION | KUALA SELANGOR | Existing | RYB | LV FUSE SWITCH |  | CLOSED | IEC MIDDLE CURVE | FUSES | SPARE |  |  |  | 250.000 A |  |  | 3
381479062 | TNB | DISTRIBUTION | KUALA SELANGOR | Existing | RYB | LV FUSE SWITCH |  | CLOSED | IEC MIDDLE CURVE | FUSES | SPARE |  |  |  | 250.000 A |  |  | 3
381479066 | TNB | DISTRIBUTION | KUALA SELANGOR | Existing | RYB | LV FUSE SWITCH |  | CLOSED | IEC MIDDLE CURVE | FUSES | SPARE |  |  |  | 250.000 A |  |  | 3
381479074 | TNB | DISTRIBUTION | KUALA SELANGOR | Existing | RYB | LV FUSE SWITCH |  | CLOSED | IEC MIDDLE CURVE | FUSES | SPARE |  |  |  | 250.000 A |  |  | 3
381479079 | TNB | DISTRIBUTION | KUALA SELANGOR | Existing | RYB | LV FUSE SWITCH |  | CLOSED | IEC MIDDLE CURVE | FUSES | SPARE |  |  |  | 250.000 A |  |  | 3
381479093 | TNB | DISTRIBUTION | KUALA SELANGOR | Existing | RYB | LV FUSE SWITCH |  | CLOSED | IEC MIDDLE CURVE | FUSES | SPARE |  |  |  | 250.000 A |  |  | 3
381479104 | TNB | DISTRIBUTION | KUALA SELANGOR | Existing | RYB | LV FUSE SWITCH |  | CLOSED | IEC MIDDLE CURVE | FUSES | SPARE |  |  |  | 250.000 A |  |  | 3
381479109 | TNB | DISTRIBUTION | KUALA SELANGOR | Existing | RYB | LV FUSE SWITCH |  | CLOSED | IEC MIDDLE CURVE | FUSES | SPARE |  |  |  | 250.000 A |  |  | 3
381479133 | TNB | DISTRIBUTION | KUALA SELANGOR | Existing | RYB | LV FUSE SWITCH |  | CLOSED | IEC MIDDLE CURVE | FUSES | SPARE |  |  |  | 250.000 A |  |  | 3
381479140 | TNB | DISTRIBUTION | KUALA SELANGOR | Existing | RYB | LV FUSE SWITCH |  | CLOSED | IEC MIDDLE CURVE | FUSES | SPARE |  |  |  | 250.000 A |  |  | 3
381479144 | TNB | DISTRIBUTION | KUALA SELANGOR | Existing | RYB | LV FUSE SWITCH |  | CLOSED | IEC MIDDLE CURVE | FUSES | SPARE |  |  |  | 250.000 A |  |  | 3
381479152 | TNB | DISTRIBUTION | KUALA SELANGOR | Existing | RYB | LV FUSE SWITCH |  | CLOSED | IEC MIDDLE CURVE | FUSES | SPARE |  |  |  | 250.000 A |  |  | 3
381479157 | TNB | DISTRIBUTION | KUALA SELANGOR | Existing | RYB | LV FUSE SWITCH |  | CLOSED | IEC MIDDLE CURVE | FUSES | SPARE |  |  |  | 250.000 A |  |  | 3
381479171 | TNB | DISTRIBUTION | KUALA SELANGOR | Existing | RYB | LV FUSE SWITCH |  | CLOSED | IEC MIDDLE CURVE | FUSES | SPARE |  |  |  | 250.000 A |  |  | 3
381479182 | TNB | DISTRIBUTION | KUALA SELANGOR | Existing | RYB | LV FUSE SWITCH |  | CLOSED | IEC MIDDLE CURVE | FUSES | SPARE |  |  |  | 250.000 A |  |  | 3
381479187 | TNB | DISTRIBUTION | KUALA SELANGOR | Existing | RYB | LV FUSE SWITCH |  | CLOSED | IEC MIDDLE CURVE | FUSES | SPARE |  |  |  | 250.000 A |  |  | 3
381479211 | TNB | DISTRIBUTION | KUALA SELANGOR | Existing | RYB | LV FUSE SWITCH |  | CLOSED | IEC MIDDLE CURVE | FUSES | SPARE |  |  |  | 250.000 A |  |  | 3
381479218 | TNB | DISTRIBUTION | KUALA SELANGOR | Existing | RYB | LV FUSE SWITCH |  | CLOSED | IEC MIDDLE CURVE | FUSES | SPARE |  |  |  | 250.000 A |  |  | 3
381479222 | TNB | DISTRIBUTION | KUALA SELANGOR | Existing | RYB | LV FUSE SWITCH |  | CLOSED | IEC MIDDLE CURVE | FUSES | SPARE |  |  |  | 250.000 A |  |  | 3
381479230 | TNB | DISTRIBUTION | KUALA SELANGOR | Existing | RYB | LV FUSE SWITCH |  | CLOSED | IEC MIDDLE CURVE | FUSES | SPARE |  |  |  | 250.000 A |  |  | 3
381479235 | TNB | DISTRIBUTION | KUALA SELANGOR | Existing | RYB | LV FUSE SWITCH |  | CLOSED | IEC MIDDLE CURVE | FUSES | SPARE |  |  |  | 250.000 A |  |  | 3
381479249 | TNB | DISTRIBUTION | KUALA SELANGOR | Existing | RYB | LV FUSE SWITCH |  | CLOSED | IEC MIDDLE CURVE | FUSES | SPARE |  |  |  | 250.000 A |  |  | 3
381479260 | TNB | DISTRIBUTION | KUALA SELANGOR | Existing | RYB | LV FUSE SWITCH |  | CLOSED | IEC MIDDLE CURVE | FUSES | SPARE |  |  |  | 250.000 A |  |  | 3
381479265 | TNB | DISTRIBUTION | KUALA SELANGOR | Existing | RYB | LV FUSE SWITCH |  | CLOSED | IEC MIDDLE CURVE | FUSES | SPARE |  |  |  | 250.000 A |  |  | 3
381479289 | TNB | DISTRIBUTION | KUALA SELANGOR | Existing | RYB | LV FUSE SWITCH |  | CLOSED | IEC MIDDLE CURVE | FUSES | SPARE |  |  |  | 250.000 A |  |  | 3
381479296 | TNB | DISTRIBUTION | KUALA SELANGOR | Existing | RYB | LV FUSE SWITCH |  | CLOSED | IEC MIDDLE CURVE | FUSES | SPARE |  |  |  | 250.000 A |  |  | 3
381479300 | TNB | DISTRIBUTION | KUALA SELANGOR | Existing | RYB | LV FUSE SWITCH |  | CLOSED | IEC MIDDLE CURVE | FUSES | SPARE |  |  |  | 250.000 A |  |  | 3
381479308 | TNB | DISTRIBUTION | KUALA SELANGOR | Existing | RYB | LV FUSE SWITCH |  | CLOSED | IEC MIDDLE CURVE | FUSES | SPARE |  |  |  | 250.000 A |  |  | 3
381479313 | TNB | DISTRIBUTION | KUALA SELANGOR | Existing | RYB | LV FUSE SWITCH |  | CLOSED | IEC MIDDLE CURVE | FUSES | SPARE |  |  |  | 250.000 A |  |  | 3
381479327 | TNB | DISTRIBUTION | KUALA SELANGOR | Existing | RYB | LV FUSE SWITCH |  | CLOSED | IEC MIDDLE CURVE | FUSES | SPARE |  |  |  | 250.000 A |  |  | 3
381479338 | TNB | DISTRIBUTION | KUALA SELANGOR | Existing | RYB | LV FUSE SWITCH |  | CLOSED | IEC MIDDLE CURVE | FUSES | SPARE |  |  |  | 250.000 A |  |  | 3
381479343 | TNB | DISTRIBUTION | KUALA SELANGOR | Existing | RYB | LV FUSE SWITCH |  | CLOSED | IEC MIDDLE CURVE | FUSES | SPARE |  |  |  | 250.000 A |  |  | 3
381479367 | TNB | DISTRIBUTION | KUALA SELANGOR | Existing | RYB | LV FUSE SWITCH |  | CLOSED | IEC MIDDLE CURVE | FUSES | SPARE |  |  |  | 250.000 A |  |  | 3
381479374 | TNB | DISTRIBUTION | KUALA SELANGOR | Existing | RYB | LV FUSE SWITCH |  | CLOSED | IEC MIDDLE CURVE | FUSES | SPARE |  |  |  | 250.000 A |  |  | 3
381479378 | TNB | DISTRIBUTION | KUALA SELANGOR | Existing | RYB | LV FUSE SWITCH |  | CLOSED | IEC MIDDLE CURVE | FUSES | SPARE |  |  |  | 250.000 A |  |  | 3
381479386 | TNB | DISTRIBUTION | KUALA SELANGOR | Existing | RYB | LV FUSE SWITCH |  | CLOSED | IEC MIDDLE CURVE | FUSES | SPARE |  |  |  | 250.000 A |  |  | 3
381479391 | TNB | DISTRIBUTION | KUALA SELANGOR | Existing | RYB | LV FUSE SWITCH |  | CLOSED | IEC MIDDLE CURVE | FUSES | SPARE |  |  |  | 250.000 A |  |  | 3
381479405 | TNB | DISTRIBUTION | KUALA SELANGOR | Existing | RYB | LV FUSE SWITCH |  | CLOSED | IEC MIDDLE CURVE | FUSES | SPARE |  |  |  | 250.000 A |  |  | 3
381479416 | TNB | DISTRIBUTION | KUALA SELANGOR | Existing | RYB | LV FUSE SWITCH |  | CLOSED | IEC MIDDLE CURVE | FUSES | SPARE |  |  |  | 250.000 A |  |  | 3
381479421 | TNB | DISTRIBUTION | KUALA SELANGOR | Existing | RYB | LV FUSE SWITCH |  | CLOSED | IEC MIDDLE CURVE | FUSES | SPARE |  |  |  | 250.000 A |  |  | 3
381479445 | TNB | DISTRIBUTION | KUALA SELANGOR | Existing | RYB | LV FUSE SWITCH |  | CLOSED | IEC MIDDLE CURVE | FUSES | SPARE |  |  |  | 250.000 A |  |  | 3
381479452 | TNB | DISTRIBUTION | KUALA SELANGOR | Existing | RYB | LV FUSE SWITCH |  | CLOSED | IEC MIDDLE CURVE | FUSES | SPARE |  |  |  | 250.000 A |  |  | 3
381479456 | TNB | DISTRIBUTION | KUALA SELANGOR | Existing | RYB | LV FUSE SWITCH |  | CLOSED | IEC MIDDLE CURVE | FUSES | SPARE |  |  |  | 250.000 A |  |  | 3
381479464 | TNB | DISTRIBUTION | KUALA SELANGOR | Existing | RYB | LV FUSE SWITCH |  | CLOSED | IEC MIDDLE CURVE | FUSES | SPARE |  |  |  | 250.000 A |  |  | 3
381479469 | TNB | DISTRIBUTION | KUALA SELANGOR | Existing | RYB | LV FUSE SWITCH |  | CLOSED | IEC MIDDLE CURVE | FUSES | SPARE |  |  |  | 250.000 A |  |  | 3
381479483 | TNB | DISTRIBUTION | KUALA SELANGOR | Existing | RYB | LV FUSE SWITCH |  | CLOSED | IEC MIDDLE CURVE | FUSES | SPARE |  |  |  | 250.000 A |  |  | 3
381479494 | TNB | DISTRIBUTION | KUALA SELANGOR | Existing | RYB | LV FUSE SWITCH |  | CLOSED | IEC MIDDLE CURVE | FUSES | SPARE |  |  |  | 250.000 A |  |  | 3
381479499 | TNB | DISTRIBUTION | KUALA SELANGOR | Existing | RYB | LV FUSE SWITCH |  | CLOSED | IEC MIDDLE CURVE | FUSES | SPARE |  |  |  | 250.000 A |  |  | 3
381479523 | TNB | DISTRIBUTION | KUALA SELANGOR | Existing | RYB | LV FUSE SWITCH |  | CLOSED | IEC MIDDLE CURVE | FUSES | SPARE |  |  |  | 250.000 A |  |  | 3
381479530 | TNB | DISTRIBUTION | KUALA SELANGOR | Existing | RYB | LV FUSE SWITCH |  | CLOSED | IEC MIDDLE CURVE | FUSES | SPARE |  |  |  | 250.000 A |  |  | 3
381479534 | TNB | DISTRIBUTION | KUALA SELANGOR | Existing | RYB | LV FUSE SWITCH |  | CLOSED | IEC MIDDLE CURVE | FUSES | SPARE |  |  |  | 250.000 A |  |  | 3
381479542 | TNB | DISTRIBUTION | KUALA SELANGOR | Existing | RYB | LV FUSE SWITCH |  | CLOSED | IEC MIDDLE CURVE | FUSES | SPARE |  |  |  | 250.000 A |  |  | 3
381479547 | TNB | DISTRIBUTION | KUALA SELANGOR | Existing | RYB | LV FUSE SWITCH |  | CLOSED | IEC MIDDLE CURVE | FUSES | SPARE |  |  |  | 250.000 A |  |  | 3
381479561 | TNB | DISTRIBUTION | KUALA SELANGOR | Existing | RYB | LV FUSE SWITCH |  | CLOSED | IEC MIDDLE CURVE | FUSES | SPARE |  |  |  | 250.000 A |  |  | 3
381479572 | TNB | DISTRIBUTION | KUALA SELANGOR | Existing | RYB | LV FUSE SWITCH |  | CLOSED | IEC MIDDLE CURVE | FUSES | SPARE |  |  |  | 250.000 A |  |  | 3
381479577 | TNB | DISTRIBUTION | KUALA SELANGOR | Existing | RYB | LV FUSE SWITCH |  | CLOSED | IEC MIDDLE CURVE | FUSES | SPARE |  |  |  | 250.000 A |  |  | 3
381479601 | TNB | DISTRIBUTION | KUALA SELANGOR | Existing | RYB | LV FUSE SWITCH |  | CLOSED | IEC MIDDLE CURVE | FUSES | SPARE |  |  |  | 250.000 A |  |  | 3
381479608 | TNB | DISTRIBUTION | KUALA SELANGOR | Existing | RYB | LV FUSE SWITCH |  | CLOSED | IEC MIDDLE CURVE | FUSES | SPARE |  |  |  | 250.000 A |  |  | 3
381479612 | TNB | DISTRIBUTION | KUALA SELANGOR | Existing | RYB | LV FUSE SWITCH |  | CLOSED | IEC MIDDLE CURVE | FUSES | SPARE |  |  |  | 250.000 A |  |  | 3
381479620 | TNB | DISTRIBUTION | KUALA SELANGOR | Existing | RYB | LV FUSE SWITCH |  | CLOSED | IEC MIDDLE CURVE | FUSES | SPARE |  |  |  | 250.000 A |  |  | 3
381479625 | TNB | DISTRIBUTION | KUALA SELANGOR | Existing | RYB | LV FUSE SWITCH |  | CLOSED | IEC MIDDLE CURVE | FUSES | SPARE |  |  |  | 250.000 A |  |  | 3
381479639 | TNB | DISTRIBUTION | KUALA SELANGOR | Existing | RYB | LV FUSE SWITCH |  | CLOSED | IEC MIDDLE CURVE | FUSES | SPARE |  |  |  | 250.000 A |  |  | 3
381479650 | TNB | DISTRIBUTION | KUALA SELANGOR | Existing | RYB | LV FUSE SWITCH |  | CLOSED | IEC MIDDLE CURVE | FUSES | SPARE |  |  |  | 250.000 A |  |  | 3
381479655 | TNB | DISTRIBUTION | KUALA SELANGOR | Existing | RYB | LV FUSE SWITCH |  | CLOSED | IEC MIDDLE CURVE | FUSES | SPARE |  |  |  | 250.000 A |  |  | 3
381479679 | TNB | DISTRIBUTION | KUALA SELANGOR | Existing | RYB | LV FUSE SWITCH |  | CLOSED | IEC MIDDLE CURVE | FUSES | SPARE |  |  |  | 250.000 A |  |  | 3
381479686 | TNB | DISTRIBUTION | KUALA SELANGOR | Existing | RYB | LV FUSE SWITCH |  | CLOSED | IEC MIDDLE CURVE | FUSES | SPARE |  |  |  | 250.000 A |  |  | 3
381479690 | TNB | DISTRIBUTION | KUALA SELANGOR | Existing | RYB | LV FUSE SWITCH |  | CLOSED | IEC MIDDLE CURVE | FUSES | SPARE |  |  |  | 250.000 A |  |  | 3
381479698 | TNB | DISTRIBUTION | KUALA SELANGOR | Existing | RYB | LV FUSE SWITCH |  | CLOSED | IEC MIDDLE CURVE | FUSES | SPARE |  |  |  | 250.000 A |  |  | 3
381479703 | TNB | DISTRIBUTION | KUALA SELANGOR | Existing | RYB | LV FUSE SWITCH |  | CLOSED | IEC MIDDLE CURVE | FUSES | SPARE |  |  |  | 250.000 A |  |  | 3
381479717 | TNB | DISTRIBUTION | KUALA SELANGOR | Existing | RYB | LV FUSE SWITCH |  | CLOSED | IEC MIDDLE CURVE | FUSES | SPARE |  |  |  | 250.000 A |  |  | 3
381479728 | TNB | DISTRIBUTION | KUALA SELANGOR | Existing | RYB | LV FUSE SWITCH |  | CLOSED | IEC MIDDLE CURVE | FUSES | SPARE |  |  |  | 250.000 A |  |  | 3
381479733 | TNB | DISTRIBUTION | KUALA SELANGOR | Existing | RYB | LV FUSE SWITCH |  | CLOSED | IEC MIDDLE CURVE | FUSES | SPARE |  |  |  | 250.000 A |  |  | 3
381479757 | TNB | DISTRIBUTION | KUALA SELANGOR | Existing | RYB | LV FUSE SWITCH |  | CLOSED | IEC MIDDLE CURVE | FUSES | SPARE |  |  |  | 250.000 A |  |  | 3
381479764 | TNB | DISTRIBUTION | KUALA SELANGOR | Existing | RYB | LV FUSE SWITCH |  | CLOSED | IEC MIDDLE CURVE | FUSES | SPARE |  |  |  | 250.000 A |  |  | 3
381479768 | TNB | DISTRIBUTION | KUALA SELANGOR | Existing | RYB | LV FUSE SWITCH |  | CLOSED | IEC MIDDLE CURVE | FUSES | SPARE |  |  |  | 250.000 A |  |  | 3
381479776 | TNB | DISTRIBUTION | KUALA SELANGOR | Existing | RYB | LV FUSE SWITCH |  | CLOSED | IEC MIDDLE CURVE | FUSES | SPARE |  |  |  | 250.000 A |  |  | 3
381479781 | TNB | DISTRIBUTION | KUALA SELANGOR | Existing | RYB | LV FUSE SWITCH |  | CLOSED | IEC MIDDLE CURVE | FUSES | SPARE |  |  |  | 250.000 A |  |  | 3
381479795 | TNB | DISTRIBUTION | KUALA SELANGOR | Existing | RYB | LV FUSE SWITCH |  | CLOSED | IEC MIDDLE CURVE | FUSES | SPARE |  |  |  | 250.000 A |  |  | 3
381479806 | TNB | DISTRIBUTION | KUALA SELANGOR | Existing | RYB | LV FUSE SWITCH |  | CLOSED | IEC MIDDLE CURVE | FUSES | SPARE |  |  |  | 250.000 A |  |  | 3
381479811 | TNB | DISTRIBUTION | KUALA SELANGOR | Existing | RYB | LV FUSE SWITCH |  | CLOSED | IEC MIDDLE CURVE | FUSES | SPARE |  |  |  | 250.000 A |  |  | 3
381479835 | TNB | DISTRIBUTION | KUALA SELANGOR | Existing | RYB | LV FUSE SWITCH |  | CLOSED | IEC MIDDLE CURVE | FUSES | SPARE |  |  |  | 250.000 A |  |  | 3
381479842 | TNB | DISTRIBUTION | KUALA SELANGOR | Existing | RYB | LV FUSE SWITCH |  | CLOSED | IEC MIDDLE CURVE | FUSES | SPARE |  |  |  | 250.000 A |  |  | 3
381479846 | TNB | DISTRIBUTION | KUALA SELANGOR | Existing | RYB | LV FUSE SWITCH |  | CLOSED | IEC MIDDLE CURVE | FUSES | SPARE |  |  |  | 250.000 A |  |  | 3
381479854 | TNB | DISTRIBUTION | KUALA SELANGOR | Existing | RYB | LV FUSE SWITCH |  | CLOSED | IEC MIDDLE CURVE | FUSES | SPARE |  |  |  | 250.000 A |  |  | 3
381479859 | TNB | DISTRIBUTION | KUALA SELANGOR | Existing | RYB | LV FUSE SWITCH |  | CLOSED | IEC MIDDLE CURVE | FUSES | SPARE |  |  |  | 250.000 A |  |  | 3
381479873 | TNB | DISTRIBUTION | KUALA SELANGOR | Existing | RYB | LV FUSE SWITCH |  | CLOSED | IEC MIDDLE CURVE | FUSES | SPARE |  |  |  | 250.000 A |  |  | 3
381479884 | TNB | DISTRIBUTION | KUALA SELANGOR | Existing | RYB | LV FUSE SWITCH |  | CLOSED | IEC MIDDLE CURVE | FUSES | SPARE |  |  |  | 250.000 A |  |  | 3
381479889 | TNB | DISTRIBUTION | KUALA SELANGOR | Existing | RYB | LV FUSE SWITCH |  | CLOSED | IEC MIDDLE CURVE | FUSES | SPARE |  |  |  | 250.000 A |  |  | 3
381479913 | TNB | DISTRIBUTION | KUALA SELANGOR | Existing | RYB | LV FUSE SWITCH |  | CLOSED | IEC MIDDLE CURVE | FUSES | SPARE |  |  |  | 250.000 A |  |  | 3
381479920 | TNB | DISTRIBUTION | KUALA SELANGOR | Existing | RYB | LV FUSE SWITCH |  | CLOSED | IEC MIDDLE CURVE | FUSES | SPARE |  |  |  | 250.000 A |  |  | 3
381479924 | TNB | DISTRIBUTION | KUALA SELANGOR | Existing | RYB | LV FUSE SWITCH |  | CLOSED | IEC MIDDLE CURVE | FUSES | SPARE |  |  |  | 250.000 A |  |  | 3
381479932 | TNB | DISTRIBUTION | KUALA SELANGOR | Existing | RYB | LV FUSE SWITCH |  | CLOSED | IEC MIDDLE CURVE | FUSES | SPARE |  |  |  | 250.000 A |  |  | 3
381479937 | TNB | DISTRIBUTION | KUALA SELANGOR | Existing | RYB | LV FUSE SWITCH |  | CLOSED | IEC MIDDLE CURVE | FUSES | SPARE |  |  |  | 250.000 A |  |  | 3
381479951 | TNB | DISTRIBUTION | KUALA SELANGOR | Existing | RYB | LV FUSE SWITCH |  | CLOSED | IEC MIDDLE CURVE | FUSES | SPARE |  |  |  | 250.000 A |  |  | 3
381479962 | TNB | DISTRIBUTION | KUALA SELANGOR | Existing | RYB | LV FUSE SWITCH |  | CLOSED | IEC MIDDLE CURVE | FUSES | SPARE |  |  |  | 250.000 A |  |  | 3
381479967 | TNB | DISTRIBUTION | KUALA SELANGOR | Existing | RYB | LV FUSE SWITCH |  | CLOSED | IEC MIDDLE CURVE | FUSES | SPARE |  |  |  | 250.000 A |  |  | 3
381479991 | TNB | DISTRIBUTION | KUALA SELANGOR | Existing | RYB | LV FUSE SWITCH |  | CLOSED | IEC MIDDLE CURVE | FUSES | SPARE |  |  |  | 250.000 A |  |  | 3
381479998 | TNB | DISTRIBUTION | KUALA SELANGOR | Existing | RYB | LV FUSE SWITCH |  | CLOSED | IEC MIDDLE CURVE | FUSES | SPARE |  |  |  | 250.000 A |  |  | 3
381480002 | TNB | DISTRIBUTION | KUALA SELANGOR | Existing | RYB | LV FUSE SWITCH |  | CLOSED | IEC MIDDLE CURVE | FUSES | SPARE |  |  |  | 250.000 A |  |  | 3
381480010 | TNB | DISTRIBUTION | KUALA SELANGOR | Existing | RYB | LV FUSE SWITCH |  | CLOSED | IEC MIDDLE CURVE | FUSES | SPARE |  |  |  | 250.000 A |  |  | 3
381480015 | TNB | DISTRIBUTION | KUALA SELANGOR | Existing | RYB | LV FUSE SWITCH |  | CLOSED | IEC MIDDLE CURVE | FUSES | SPARE |  |  |  | 250.000 A |  |  | 3
381480029 | TNB | DISTRIBUTION | KUALA SELANGOR | Existing | RYB | LV FUSE SWITCH |  | CLOSED | IEC MIDDLE CURVE | FUSES | SPARE |  |  |  | 250.000 A |  |  | 3
381480040 | TNB | DISTRIBUTION | KUALA SELANGOR | Existing | RYB | LV FUSE SWITCH |  | CLOSED | IEC MIDDLE CURVE | FUSES | SPARE |  |  |  | 250.000 A |  |  | 3
381480045 | TNB | DISTRIBUTION | KUALA SELANGOR | Existing | RYB | LV FUSE SWITCH |  | CLOSED | IEC MIDDLE CURVE | FUSES | SPARE |  |  |  | 250.000 A |  |  | 3
381480069 | TNB | DISTRIBUTION | KUALA SELANGOR | Existing | RYB | LV FUSE SWITCH |  | CLOSED | IEC MIDDLE CURVE | FUSES | SPARE |  |  |  | 250.000 A |  |  | 3
381480076 | TNB | DISTRIBUTION | KUALA SELANGOR | Existing | RYB | LV FUSE SWITCH |  | CLOSED | IEC MIDDLE CURVE | FUSES | SPARE |  |  |  | 250.000 A |  |  | 3
381480080 | TNB | DISTRIBUTION | KUALA SELANGOR | Existing | RYB | LV FUSE SWITCH |  | CLOSED | IEC MIDDLE CURVE | FUSES | SPARE |  |  |  | 250.000 A |  |  | 3
381480088 | TNB | DISTRIBUTION | KUALA SELANGOR | Existing | RYB | LV FUSE SWITCH |  | CLOSED | IEC MIDDLE CURVE | FUSES | SPARE |  |  |  | 250.000 A |  |  | 3
381480093 | TNB | DISTRIBUTION | KUALA SELANGOR | Existing | RYB | LV FUSE SWITCH |  | CLOSED | IEC MIDDLE CURVE | FUSES | SPARE |  |  |  | 250.000 A |  |  | 3
381480107 | TNB | DISTRIBUTION | KUALA SELANGOR | Existing | RYB | LV FUSE SWITCH |  | CLOSED | IEC MIDDLE CURVE | FUSES | SPARE |  |  |  | 250.000 A |  |  | 3
381480118 | TNB | DISTRIBUTION | KUALA SELANGOR | Existing | RYB | LV FUSE SWITCH |  | CLOSED | IEC MIDDLE CURVE | FUSES | SPARE |  |  |  | 250.000 A |  |  | 3
381480123 | TNB | DISTRIBUTION | KUALA SELANGOR | Existing | RYB | LV FUSE SWITCH |  | CLOSED | IEC MIDDLE CURVE | FUSES | SPARE |  |  |  | 250.000 A |  |  | 3
381480147 | TNB | DISTRIBUTION | KUALA SELANGOR | Existing | RYB | LV FUSE SWITCH |  | CLOSED | IEC MIDDLE CURVE | FUSES | SPARE |  |  |  | 250.000 A |  |  | 3
381480154 | TNB | DISTRIBUTION | KUALA SELANGOR | Existing | RYB | LV FUSE SWITCH |  | CLOSED | IEC MIDDLE CURVE | FUSES | SPARE |  |  |  | 250.000 A |  |  | 3
381480158 | TNB | DISTRIBUTION | KUALA SELANGOR | Existing | RYB | LV FUSE SWITCH |  | CLOSED | IEC MIDDLE CURVE | FUSES | SPARE |  |  |  | 250.000 A |  |  | 3
381480166 | TNB | DISTRIBUTION | KUALA SELANGOR | Existing | RYB | LV FUSE SWITCH |  | CLOSED | IEC MIDDLE CURVE | FUSES | SPARE |  |  |  | 250.000 A |  |  | 3
381480171 | TNB | DISTRIBUTION | KUALA SELANGOR | Existing | RYB | LV FUSE SWITCH |  | CLOSED | IEC MIDDLE CURVE | FUSES | SPARE |  |  |  | 250.000 A |  |  | 3
381480185 | TNB | DISTRIBUTION | KUALA SELANGOR | Existing | RYB | LV FUSE SWITCH |  | CLOSED | IEC MIDDLE CURVE | FUSES | SPARE |  |  |  | 250.000 A |  |  | 3
381482447 | TNB | DISTRIBUTION | KUALA SELANGOR | Existing | RYB | LV FUSE SWITCH |  | CLOSED | IEC MIDDLE CURVE | FUSES | SPARE |  |  |  | 250.000 A |  |  | 3
381482461 | TNB | DISTRIBUTION | KUALA SELANGOR | Existing | RYB | LV FUSE SWITCH |  | CLOSED | IEC MIDDLE CURVE | FUSES | SPARE |  |  |  | 250.000 A |  |  | 3
381482468 | TNB | DISTRIBUTION | KUALA SELANGOR | Existing | RYB | LV FUSE SWITCH |  | CLOSED | IEC MIDDLE CURVE | FUSES | SPARE |  |  |  | 250.000 A |  |  | 3
381482473 | TNB | DISTRIBUTION | KUALA SELANGOR | Existing | RYB | LV FUSE SWITCH |  | CLOSED | IEC MIDDLE CURVE | FUSES | SPARE |  |  |  | 250.000 A |  |  | 3
381482479 | TNB | DISTRIBUTION | KUALA SELANGOR | Existing | RYB | LV FUSE SWITCH |  | CLOSED | IEC MIDDLE CURVE | FUSES | SPARE |  |  |  | 250.000 A |  |  | 3
381482491 | TNB | DISTRIBUTION | KUALA SELANGOR | Existing | RYB | LV FUSE SWITCH |  | CLOSED | IEC MIDDLE CURVE | FUSES | SPARE |  |  |  | 250.000 A |  |  | 3
381482499 | TNB | DISTRIBUTION | KUALA SELANGOR | Existing | RYB | LV FUSE SWITCH |  | CLOSED | IEC MIDDLE CURVE | FUSES | SPARE |  |  |  | 250.000 A |  |  | 3
381482517 | TNB | DISTRIBUTION | KUALA SELANGOR | Existing | RYB | LV FUSE SWITCH |  | CLOSED | IEC MIDDLE CURVE | FUSES | SPARE |  |  |  | 250.000 A |  |  | 3
381555691 | TNB | DISTRIBUTION | KUALA SELANGOR | Existing | RYB | BLACK BOX | POLE | CLOSED |  | N/A |  |  |  |  | 75.000 A |  |  | 6
381555692 | TNB | DISTRIBUTION | KUALA SELANGOR | Existing | RYB | BLACK BOX | POLE | CLOSED |  | N/A |  |  |  |  | 50.000 A |  |  | 6
381555693 | TNB | DISTRIBUTION | KUALA SELANGOR | Existing | RYB | BLACK BOX | POLE | CLOSED |  | N/A |  |  |  |  | 50.000 A |  |  | 6
381555694 | TNB | DISTRIBUTION | KUALA SELANGOR | Existing | RYB | BLACK BOX | POLE | CLOSED |  | N/A |  |  |  |  | 75.000 A |  |  | 6
381555695 | TNB | DISTRIBUTION | KUALA SELANGOR | Existing | RYB | BLACK BOX | POLE | CLOSED |  | N/A |  |  |  |  | 75.000 A |  |  | 6
381555696 | TNB | DISTRIBUTION | KUALA SELANGOR | Existing | RYB | BLACK BOX | POLE | CLOSED |  | N/A |  |  |  |  | 50.000 A |  |  | 6
381555697 | TNB | DISTRIBUTION | KUALA SELANGOR | Existing | RYB | BLACK BOX | POLE | CLOSED |  | N/A |  |  |  |  | 200.000 A |  |  | 6
381555698 | TNB | DISTRIBUTION | KUALA SELANGOR | Existing | RYB | BLACK BOX | POLE | CLOSED |  | N/A |  |  |  |  | 200.000 A |  |  | 6
381555699 | TNB | DISTRIBUTION | KUALA SELANGOR | Existing | RYB | BLACK BOX | POLE | CLOSED |  | N/A |  |  |  |  | 200.000 A |  |  | 6
381555700 | TNB | DISTRIBUTION | KUALA SELANGOR | Existing | RYB | BLACK BOX | POLE | CLOSED |  | N/A |  |  |  |  | 200.000 A |  |  | 6
381555701 | TNB | DISTRIBUTION | KUALA SELANGOR | Existing | RYB | BLACK BOX | POLE | CLOSED |  | N/A |  |  |  |  | 200.000 A |  |  | 6
381555702 | TNB | DISTRIBUTION | KUALA SELANGOR | Existing | RYB | BLACK BOX | POLE | CLOSED |  | N/A |  |  |  |  | 125.000 A |  |  | 6
381555703 | TNB | DISTRIBUTION | KUALA SELANGOR | Existing | RYB | BLACK BOX | POLE | CLOSED |  | N/A |  |  |  |  | 200.000 A |  |  | 6
381555704 | TNB | DISTRIBUTION | KUALA SELANGOR | Existing | Unknown | BLACK BOX SINGLE | POLE | CLOSED |  | N/A |  |  |  |  | 160.000 A |  |  | 3
381555706 | TNB | DISTRIBUTION | KUALA SELANGOR | Existing | RYB | BLACK BOX | POLE | CLOSED |  | N/A |  |  |  |  | 200.000 A |  |  | 6
381555708 | TNB | DISTRIBUTION | KUALA SELANGOR | Existing | RYB | BLACK BOX | POLE | CLOSED |  | N/A |  |  |  |  | 200.000 A |  |  | 6
381555709 | TNB | DISTRIBUTION | KUALA SELANGOR | Existing | RYB | BLACK BOX | POLE | CLOSED |  | N/A |  |  |  |  | 50.000 A |  |  | 3
381555710 | TNB | DISTRIBUTION | KUALA SELANGOR | Existing | RYB | BLACK BOX | POLE | CLOSED |  | N/A |  |  |  |  | 50.000 A |  |  | 6
381555711 | TNB | DISTRIBUTION | KUALA SELANGOR | Existing | RYB | BLACK BOX | POLE | CLOSED |  | N/A |  |  |  |  | 50.000 A |  |  | 6
381555712 | TNB | DISTRIBUTION | KUALA SELANGOR | Existing | RYB | BLACK BOX | POLE | OPEN |  | N/A |  |  |  |  | 200.000 A |  |  | 6
381555713 | TNB | DISTRIBUTION | KUALA SELANGOR | Existing | RYB | BLACK BOX | POLE | CLOSED |  | N/A |  |  |  |  | 50.000 A |  |  | 6
381555714 | TNB | DISTRIBUTION | KUALA SELANGOR | Existing | RYB | BLACK BOX | POLE | CLOSED |  | N/A |  |  |  |  | 50.000 A |  |  | 6
381555715 | TNB | DISTRIBUTION | KUALA SELANGOR | Existing | RYB | BLACK BOX | POLE | CLOSED |  | N/A |  |  |  |  | 50.000 A |  |  | 6
381555716 | TNB | DISTRIBUTION | KUALA SELANGOR | Existing | RYB | BLACK BOX | POLE | CLOSED |  | N/A |  |  |  |  | 50.000 A |  |  | 6
381555717 | TNB | DISTRIBUTION | KUALA SELANGOR | Existing | RYB | BLACK BOX | POLE | CLOSED |  | N/A |  |  |  |  | 50.000 A |  |  | 6
381555718 | TNB | DISTRIBUTION | KUALA SELANGOR | Existing | RYB | BLACK BOX | POLE | CLOSED |  | N/A |  |  |  |  | 200.000 A |  |  | 6
381555719 | TNB | DISTRIBUTION | KUALA SELANGOR | Existing | RYB | BLACK BOX | POLE | OPEN |  | N/A |  |  |  |  | 200.000 A |  |  | 6
381555720 | TNB | DISTRIBUTION | KUALA SELANGOR | Existing | RYB | BLACK BOX | POLE | CLOSED |  | N/A |  |  |  |  | 50.000 A |  |  | 6
381556008 | TNB | DISTRIBUTION | KUALA SELANGOR | Existing | RYB | BLACK BOX |  | CLOSED | [9 empty] | 3
381575734 | TNB | DISTRIBUTION | KUALA SELANGOR | Existing | RYB | BLACK BOX | POLE | CLOSED |  | N/A |  |  |  |  | 125.000 A |  |  | 6
381575735 | TNB | DISTRIBUTION | KUALA SELANGOR | Existing | RYB | BLACK BOX | POLE | CLOSED |  | N/A |  |  |  |  | 125.000 A |  |  | 6
381575736 | TNB | DISTRIBUTION | KUALA SELANGOR | Existing | RYB | BLACK BOX | POLE | CLOSED |  | N/A |  |  |  |  | 125.000 A |  |  | 6
381575737 | TNB | DISTRIBUTION | KUALA SELANGOR | Existing | RYB | BLACK BOX | POLE | CLOSED |  | N/A |  |  |  |  | 125.000 A |  |  | 6
381575738 | TNB | DISTRIBUTION | KUALA SELANGOR | Existing | RYB | BLACK BOX | POLE | CLOSED |  | N/A |  |  |  |  | 125.000 A |  |  | 6
381575739 | TNB | DISTRIBUTION | KUALA SELANGOR | Existing | RYB | BLACK BOX | POLE | CLOSED |  | N/A |  |  |  |  | 125.000 A |  |  | 6
381575740 | TNB | DISTRIBUTION | KUALA SELANGOR | Existing | RYB | BLACK BOX | POLE | CLOSED |  | N/A |  |  |  |  | 80.000 A |  |  | 6
381575741 | TNB | DISTRIBUTION | KUALA SELANGOR | Existing | RYB | BLACK BOX | POLE | CLOSED |  | N/A |  |  |  |  | 200.000 A |  | 22 | 3
381575742 | TNB | DISTRIBUTION | KUALA SELANGOR | Existing | RYB | BLACK BOX | POLE | CLOSED |  | N/A |  |  |  |  | 80.000 A |  | 22 | 6
381575743 | TNB | DISTRIBUTION | KUALA SELANGOR | Existing | RYB | BLACK BOX | POLE | CLOSED |  | N/A |  |  |  |  | 80.000 A |  | 22 | 6
381575744 | TNB | DISTRIBUTION | KUALA SELANGOR | Existing | RYB | BLACK BOX | POLE | CLOSED |  | N/A |  |  |  |  | 80.000 A |  | 27A | 6
381575745 | TNB | DISTRIBUTION | KUALA SELANGOR | Existing | RYB | BLACK BOX | POLE | CLOSED |  | N/A |  |  |  |  | 80.000 A |  | 27A | 6
381575746 | TNB | DISTRIBUTION | KUALA SELANGOR | Existing | RYB | BLACK BOX | POLE | CLOSED |  | N/A |  |  |  |  | 80.000 A |  |  | 3
381575747 | TNB | DISTRIBUTION | KUALA SELANGOR | Existing | RYB | BLACK BOX | POLE | CLOSED |  | N/A |  |  |  |  | 80.000 A |  |  | 3
381575748 | TNB | DISTRIBUTION | KUALA SELANGOR | Existing | RYB | BLACK BOX | POLE | CLOSED |  | N/A |  |  |  |  | 80.000 A |  |  | 3
381575749 | TNB | DISTRIBUTION | KUALA SELANGOR | Existing | RYB | BLACK BOX | POLE | CLOSED |  | N/A |  |  |  |  | 80.000 A |  |  | 3
381575750 | TNB | DISTRIBUTION | KUALA SELANGOR | Existing | RYB | BLACK BOX | POLE | CLOSED |  | N/A |  |  |  |  | 80.000 A |  | 27A | 6
381575751 | TNB | DISTRIBUTION | KUALA SELANGOR | Existing | RYB | BLACK BOX | POLE | CLOSED |  | N/A |  |  |  |  | 80.000 A |  | 27A | 6
381575752 | TNB | DISTRIBUTION | KUALA SELANGOR | Existing | RYB | BLACK BOX | POLE | CLOSED |  | N/A |  |  |  |  | 80.000 A |  | 27A | 6
381575753 | TNB | DISTRIBUTION | KUALA SELANGOR | Existing | RYB | BLACK BOX | POLE | CLOSED |  | N/A |  |  |  |  | 80.000 A |  | 27A | 6
381575754 | TNB | DISTRIBUTION | KUALA SELANGOR | Existing | RYB | BLACK BOX | OTHERS | CLOSED |  | N/A |  |  |  |  | 200.000 A |  |  | 6
381575755 | TNB | DISTRIBUTION | KUALA SELANGOR | Existing | RYB | BLACK BOX | OTHERS | CLOSED |  | N/A |  |  |  |  | 200.000 A |  |  | 6
381575756 | TNB | DISTRIBUTION | KUALA SELANGOR | Existing | RYB | BLACK BOX | POLE | CLOSED |  | N/A |  |  |  |  | 200.000 A |  |  | 6
381575757 | TNB | DISTRIBUTION | KUALA SELANGOR | Existing | RYB | BLACK BOX | POLE | CLOSED |  | N/A |  |  |  |  | 200.000 A |  |  | 6
381575758 | TNB | DISTRIBUTION | KUALA SELANGOR | Existing | RYB | BLACK BOX | POLE | OPEN |  | N/A |  |  |  |  | 200.000 A |  |  | 6
381575759 | TNB | DISTRIBUTION | KUALA SELANGOR | Existing | RYB | BLACK BOX | POLE | CLOSED |  | N/A |  |  |  |  | 200.000 A |  |  | 6
381575760 | TNB | DISTRIBUTION | KUALA SELANGOR | Existing | RYB | BLACK BOX | POLE | CLOSED |  | N/A |  |  |  |  | 80.000 A |  |  | 6
381575761 | TNB | DISTRIBUTION | KUALA SELANGOR | Existing | RYB | BLACK BOX | POLE | CLOSED |  | N/A |  |  |  |  | 80.000 A |  |  | 6
381575762 | TNB | DISTRIBUTION | KUALA SELANGOR | Existing | RYB | BLACK BOX | POLE | CLOSED |  | N/A |  |  |  |  | 80.000 A |  |  | 6
381575763 | TNB | DISTRIBUTION | KUALA SELANGOR | Existing | RYB | BLACK BOX | POLE | CLOSED |  | N/A |  |  |  |  | 80.000 A |  |  | 6
381575764 | TNB | DISTRIBUTION | KUALA SELANGOR | Existing | RYB | BLACK BOX | POLE | CLOSED |  | N/A |  |  |  |  | 125.000 A |  |  | 6
381575765 | TNB | DISTRIBUTION | KUALA SELANGOR | Existing | RYB | BLACK BOX | POLE | CLOSED |  | N/A |  |  |  |  | 200.000 A |  |  | 6
381575766 | TNB | DISTRIBUTION | KUALA SELANGOR | Existing | RYB | BLACK BOX | POLE | CLOSED |  | N/A |  |  |  |  | 200.000 A |  |  | 3
381575767 | TNB | DISTRIBUTION | KUALA SELANGOR | Existing | RYB | BLACK BOX | POLE | CLOSED |  | N/A |  |  |  |  | 125.000 A |  |  | 3
381575768 | TNB | DISTRIBUTION | KUALA SELANGOR | Existing | RYB | BLACK BOX | POLE | CLOSED |  | N/A |  |  |  |  | 125.000 A |  |  | 3
381575769 | TNB | DISTRIBUTION | KUALA SELANGOR | Existing | RYB | BLACK BOX | POLE | CLOSED |  | N/A |  |  |  |  | 125.000 A |  |  | 3
381575771 | TNB | DISTRIBUTION | KUALA SELANGOR | Existing | RYB | BLACK BOX | POLE | CLOSED |  | N/A |  |  |  |  | 125.000 A |  |  | 6
381575772 | TNB | DISTRIBUTION | KUALA SELANGOR | Existing | RYB | BLACK BOX | POLE | CLOSED |  | N/A |  |  |  |  | 125.000 A |  |  | 6
381575773 | TNB | DISTRIBUTION | KUALA SELANGOR | Existing | RYB | BLACK BOX | POLE | CLOSED |  | N/A |  |  |  |  | 200.000 A |  |  | 6
381575774 | TNB | DISTRIBUTION | KUALA SELANGOR | Existing | RYB | BLACK BOX | POLE | CLOSED |  | N/A |  |  |  |  | 200.000 A |  |  | 6
381575775 | TNB | DISTRIBUTION | KUALA SELANGOR | Existing | RYB | BLACK BOX | POLE | CLOSED |  | N/A |  |  |  |  | 125.000 A |  |  | 6
381575776 | TNB | DISTRIBUTION | KUALA SELANGOR | Existing | RYB | BLACK BOX | POLE | CLOSED |  | N/A |  |  |  |  | 125.000 A |  |  | 3
381575779 | TNB | DISTRIBUTION | KUALA SELANGOR | Existing | RYB | BLACK BOX | POLE | CLOSED |  | N/A |  |  |  |  | 125.000 A |  |  | 3
381575780 | TNB | DISTRIBUTION | KUALA SELANGOR | Existing | RYB | BLACK BOX | POLE | CLOSED |  | N/A |  |  |  |  | 125.000 A |  |  | 3
381575781 | TNB | DISTRIBUTION | KUALA SELANGOR | Existing | RYB | BLACK BOX | POLE | CLOSED |  | N/A |  |  |  |  | 125.000 A |  | 1bb | 3
381575782 | TNB | DISTRIBUTION | KUALA SELANGOR | Existing | RYB | BLACK BOX | POLE | CLOSED |  | N/A |  |  |  |  | 200.000 A |  |  | 6
381575783 | TNB | DISTRIBUTION | KUALA SELANGOR | Existing | RYB | BLACK BOX | POLE | OPEN |  | N/A |  |  |  |  | 125.000 A |  |  | 3
381575785 | TNB | DISTRIBUTION | KUALA SELANGOR | Existing | RYB | BLACK BOX | POLE | CLOSED |  | N/A |  |  |  |  | 125.000 A |  |  | 6
381575786 | TNB | DISTRIBUTION | KUALA SELANGOR | Existing | RYB | BLACK BOX | POLE | CLOSED |  | N/A |  |  |  |  | 80.000 A |  |  | 6
381575787 | TNB | DISTRIBUTION | KUALA SELANGOR | Existing | RYB | BLACK BOX | POLE | CLOSED |  | N/A |  |  |  |  | 80.000 A |  |  | 3
381575788 | TNB | DISTRIBUTION | KUALA SELANGOR | Existing | RYB | BLACK BOX | POLE | CLOSED |  | N/A |  |  |  |  | 80.000 A |  |  | 3
381575789 | TNB | DISTRIBUTION | KUALA SELANGOR | Existing | RYB | BLACK BOX | POLE | CLOSED |  | N/A |  |  |  |  | 80.000 A |  |  | 3
381575790 | TNB | DISTRIBUTION | KUALA SELANGOR | Existing | RYB | BLACK BOX | POLE | CLOSED |  | N/A |  |  |  |  | 80.000 A |  |  | 3
381575791 | TNB | DISTRIBUTION | KUALA SELANGOR | Existing | RYB | BLACK BOX | POLE | CLOSED |  | N/A |  |  |  |  | 80.000 A |  |  | 3
381575792 | TNB | DISTRIBUTION | KUALA SELANGOR | Existing | RYB | BLACK BOX | POLE | CLOSED |  | N/A |  |  |  |  | 80.000 A |  |  | 3
381575793 | TNB | DISTRIBUTION | KUALA SELANGOR | Existing | RYB | BLACK BOX | POLE | CLOSED |  | N/A |  |  |  |  | 80.000 A |  |  | 3
381575794 | TNB | DISTRIBUTION | KUALA SELANGOR | Existing | RYB | BLACK BOX | POLE | CLOSED |  | N/A |  |  |  |  | 80.000 A |  |  | 3
381575795 | TNB | DISTRIBUTION | KUALA SELANGOR | Existing | RYB | BLACK BOX | POLE | CLOSED |  | N/A |  |  |  |  | 200.000 A |  |  | 6
381575796 | TNB | DISTRIBUTION | KUALA SELANGOR | Existing | RYB | BLACK BOX | OTHERS | CLOSED |  | N/A |  |  |  |  | 200.000 A |  |  | 6
381575797 | TNB | DISTRIBUTION | KUALA SELANGOR | Existing | Unknown | BLACK BOX TRIPLE | POLE | CLOSED |  | N/A |  |  |  |  | 125.000 A |  |  | 3
381575798 | TNB | DISTRIBUTION | KUALA SELANGOR | Existing | Unknown | BLACK BOX TRIPLE | POLE | CLOSED |  | N/A |  |  |  |  | 200.000 A |  |  | 3
381575799 | TNB | DISTRIBUTION | KUALA SELANGOR | Existing | RYB | BLACK BOX | POLE | CLOSED |  | N/A |  |  |  |  | 200.000 A |  |  | 6
381575800 | TNB | DISTRIBUTION | KUALA SELANGOR | Existing | RYB | BLACK BOX | POLE | CLOSED |  | N/A |  |  |  |  | 100.000 A |  |  | 3
381575801 | TNB | DISTRIBUTION | KUALA SELANGOR | Existing | RYB | BLACK BOX TRIPLE | POLE | CLOSED |  | N/A |  |  |  |  | 100.000 A |  |  | 3
381575802 | TNB | DISTRIBUTION | KUALA SELANGOR | Existing | RYB | BLACK BOX | POLE | CLOSED |  | N/A |  |  |  |  | 100.000 A |  |  | 3
381575803 | TNB | DISTRIBUTION | KUALA SELANGOR | Existing | RYB | BLACK BOX | POLE | CLOSED |  | N/A |  |  |  |  | 125.000 A |  |  | 6
381575806 | TNB | DISTRIBUTION | KUALA SELANGOR | Existing | RYB | BLACK BOX | POLE | CLOSED |  | N/A |  |  |  |  | 125.000 A |  |  | 3
381575807 | TNB | DISTRIBUTION | KUALA SELANGOR | Existing | RYB | BLACK BOX | POLE | CLOSED |  | N/A |  |  |  |  | 200.000 A |  |  | 6
381575808 | TNB | DISTRIBUTION | KUALA SELANGOR | Existing | RYB | BLACK BOX | POLE | CLOSED |  | N/A |  |  |  |  | 125.000 A |  |  | 6
381575809 | TNB | DISTRIBUTION | KUALA SELANGOR | Existing | RYB | BLACK BOX | POLE | CLOSED |  | N/A |  |  |  |  | 125.000 A |  |  | 6
381575810 | TNB | DISTRIBUTION | KUALA SELANGOR | Existing | RYB | BLACK BOX | POLE | CLOSED |  | N/A |  |  |  |  | 200.000 A |  |  | 6
381575811 | TNB | DISTRIBUTION | KUALA SELANGOR | Existing | RYB | BLACK BOX | POLE | CLOSED |  | N/A |  |  |  |  | 200.000 A |  |  | 6
381575812 | TNB | DISTRIBUTION | KUALA SELANGOR | Existing | RYB | BLACK BOX | POLE | CLOSED |  | N/A |  |  |  |  | 125.000 A |  |  | 6
381575813 | TNB | DISTRIBUTION | KUALA SELANGOR | Existing | RYB | BLACK BOX | POLE | OPEN |  | N/A |  |  |  |  | 200.000 A |  |  | 6
381575814 | TNB | DISTRIBUTION | KUALA SELANGOR | Existing | RYB | BLACK BOX | POLE | CLOSED |  | N/A |  |  |  |  | 125.000 A |  |  | 6
381575815 | TNB | DISTRIBUTION | KUALA SELANGOR | Existing | RYB | BLACK BOX | POLE | CLOSED |  | N/A |  |  |  |  | 200.000 A |  |  | 6
381575816 | TNB | DISTRIBUTION | KUALA SELANGOR | Existing | RYB | BLACK BOX | POLE | CLOSED |  | N/A |  |  |  |  | 125.000 A |  |  | 6
381575817 | TNB | DISTRIBUTION | KUALA SELANGOR | Existing | RYB | BLACK BOX | POLE | CLOSED |  | N/A |  |  |  |  | 125.000 A |  |  | 6
381575818 | TNB | DISTRIBUTION | KUALA SELANGOR | Existing | RYB | BLACK BOX | POLE | CLOSED |  | N/A |  |  |  |  | 125.000 A |  |  | 6
381575819 | TNB | DISTRIBUTION | KUALA SELANGOR | Existing | RYB | BLACK BOX | POLE | CLOSED |  | N/A |  |  |  |  | 125.000 A |  |  | 6
381575820 | TNB | DISTRIBUTION | KUALA SELANGOR | Existing | RYB | BLACK BOX | POLE | CLOSED |  | N/A |  |  |  |  | 125.000 A |  |  | 6
381575821 | TNB | DISTRIBUTION | KUALA SELANGOR | Existing | RYB | BLACK BOX | POLE | CLOSED |  | N/A |  |  |  |  | 125.000 A |  |  | 6
381575822 | TNB | DISTRIBUTION | KUALA SELANGOR | Existing | RYB | BLACK BOX | POLE | CLOSED |  | N/A |  |  |  |  | 125.000 A |  |  | 6
381575823 | TNB | DISTRIBUTION | KUALA SELANGOR | Existing | RYB | BLACK BOX | POLE | CLOSED |  | N/A |  |  |  |  | 125.000 A |  |  | 6
381575824 | TNB | DISTRIBUTION | KUALA SELANGOR | Existing | RYB | BLACK BOX | POLE | CLOSED |  | N/A |  |  |  |  | 125.000 A |  |  | 6
381575825 | TNB | DISTRIBUTION | KUALA SELANGOR | Existing | RYB | BLACK BOX | POLE | CLOSED |  | N/A |  |  |  |  | 125.000 A |  |  | 6
381575826 | TNB | DISTRIBUTION | KUALA SELANGOR | Existing | RYB | BLACK BOX | POLE | CLOSED |  | N/A |  |  |  |  | 125.000 A |  |  | 6
381575827 | TNB | DISTRIBUTION | KUALA SELANGOR | Existing | RYB | BLACK BOX | POLE | CLOSED |  | N/A |  |  |  |  | 125.000 A |  |  | 6
381575828 | TNB | DISTRIBUTION | KUALA SELANGOR | Existing | RYB | BLACK BOX | POLE | CLOSED |  | N/A |  |  |  |  | 125.000 A |  |  | 6
381575829 | TNB | DISTRIBUTION | KUALA SELANGOR | Existing | RYB | BLACK BOX | POLE | CLOSED |  | N/A |  |  |  |  | 125.000 A |  |  | 6
381575830 | TNB | DISTRIBUTION | KUALA SELANGOR | Existing | RYB | BLACK BOX | POLE | CLOSED |  | N/A |  |  |  |  | 125.000 A |  |  | 6
381575831 | TNB | DISTRIBUTION | KUALA SELANGOR | Existing | RYB | BLACK BOX | POLE | CLOSED |  | N/A |  |  |  |  | 125.000 A |  |  | 6
381575832 | TNB | DISTRIBUTION | KUALA SELANGOR | Existing | RYB | BLACK BOX | POLE | CLOSED |  | N/A |  |  |  |  | 125.000 A |  |  | 6
381575833 | TNB | DISTRIBUTION | KUALA SELANGOR | Existing | RYB | BLACK BOX | POLE | CLOSED |  | N/A |  |  |  |  | 125.000 A |  |  | 6
381575834 | TNB | DISTRIBUTION | KUALA SELANGOR | Existing | RYB | BLACK BOX | POLE | CLOSED |  | N/A |  |  |  |  | 200.000 A |  |  | 6
381575835 | TNB | DISTRIBUTION | KUALA SELANGOR | Existing | RYB | BLACK BOX | POLE | CLOSED |  | N/A |  |  |  |  | 200.000 A |  |  | 6
381575836 | TNB | DISTRIBUTION | KUALA SELANGOR | Existing | RYB | BLACK BOX | POLE | CLOSED |  | N/A |  |  |  |  | 200.000 A |  |  | 6
381575837 | TNB | DISTRIBUTION | KUALA SELANGOR | Existing | RYB | BLACK BOX | POLE | CLOSED |  | N/A |  |  |  |  | 60.000 A |  |  | 3
381575838 | TNB | DISTRIBUTION | KUALA SELANGOR | Existing | RYB | BLACK BOX | POLE | CLOSED |  | N/A |  |  |  |  | 125.000 A |  |  | 6
381575839 | TNB | DISTRIBUTION | KUALA SELANGOR | Existing | RYB | BLACK BOX | POLE | CLOSED |  | N/A |  |  |  |  | 200.000 A |  |  | 6
381575840 | TNB | DISTRIBUTION | KUALA SELANGOR | Existing | RYB | BLACK BOX | POLE | CLOSED |  | N/A |  |  |  |  | 200.000 A |  |  | 6
381575842 | TNB | DISTRIBUTION | KUALA SELANGOR | Existing | RYB | BLACK BOX | POLE | CLOSED |  | N/A |  |  |  |  | 125.000 A |  |  | 6
381575844 | TNB | DISTRIBUTION | KUALA SELANGOR | Existing | RYB | BLACK BOX | POLE | CLOSED |  | N/A |  |  |  |  | 125.000 A |  |  | 6
381575845 | TNB | DISTRIBUTION | KUALA SELANGOR | Existing | RYB | BLACK BOX | POLE | CLOSED |  | N/A |  |  |  |  | 160.000 A |  |  | 6
381575846 | TNB | DISTRIBUTION | KUALA SELANGOR | Existing | RYB | BLACK BOX | POLE | CLOSED |  | N/A |  |  |  |  | 160.000 A |  |  | 6
381575847 | TNB | DISTRIBUTION | KUALA SELANGOR | Existing | RYB | BLACK BOX | POLE | CLOSED |  | N/A |  |  |  |  | 200.000 A |  |  | 6
381575848 | TNB | DISTRIBUTION | KUALA SELANGOR | Existing | RYB | BLACK BOX | POLE | CLOSED |  | N/A |  |  |  |  | 200.000 A |  |  | 6
381575849 | TNB | DISTRIBUTION | KUALA SELANGOR | Existing | RYB | BLACK BOX | POLE | CLOSED |  | N/A |  |  |  |  | 125.000 A |  |  | 6
381575850 | TNB | DISTRIBUTION | KUALA SELANGOR | Existing | RYB | BLACK BOX | POLE | CLOSED |  | N/A |  |  |  |  | 125.000 A |  |  | 6
381575851 | TNB | DISTRIBUTION | KUALA SELANGOR | Existing | RYB | BLACK BOX | POLE | CLOSED |  | N/A |  |  |  |  | 125.000 A |  |  | 6
381575852 | TNB | DISTRIBUTION | KUALA SELANGOR | Existing | RYB | BLACK BOX | POLE | CLOSED |  | N/A |  |  |  |  | 125.000 A |  |  | 6
381575853 | TNB | DISTRIBUTION | KUALA SELANGOR | Existing | RYB | BLACK BOX | POLE | CLOSED |  | N/A |  |  |  |  | 125.000 A |  |  | 6
381575854 | TNB | DISTRIBUTION | KUALA SELANGOR | Existing | RYB | BLACK BOX | POLE | CLOSED |  | N/A |  |  |  |  | 125.000 A |  |  | 6
381575855 | TNB | DISTRIBUTION | KUALA SELANGOR | Existing | RYB | BLACK BOX | POLE | OPEN |  | N/A |  |  |  |  | 125.000 A |  |  | 6
381575856 | TNB | DISTRIBUTION | KUALA SELANGOR | Existing | RYB | BLACK BOX | POLE | CLOSED |  | N/A |  |  |  |  | 200.000 A |  |  | 6
381575857 | TNB | DISTRIBUTION | KUALA SELANGOR | Existing | RYB | BLACK BOX | POLE | CLOSED |  | N/A |  |  |  |  | 200.000 A |  |  | 6
381575858 | TNB | DISTRIBUTION | KUALA SELANGOR | Existing | RYB | BLACK BOX | POLE | CLOSED |  | N/A |  |  |  |  | 200.000 A |  |  | 6
381575859 | TNB | DISTRIBUTION | KUALA SELANGOR | Existing | RYB | BLACK BOX | POLE | CLOSED |  | N/A |  |  |  |  | 200.000 A |  |  | 6
381575860 | TNB | DISTRIBUTION | KUALA SELANGOR | Existing | RYB | BLACK BOX | POLE | CLOSED |  | N/A |  |  |  |  | 200.000 A |  |  | 6
381575862 | TNB | DISTRIBUTION | KUALA SELANGOR | Existing | RYB | BLACK BOX | POLE | CLOSED |  | N/A |  |  |  |  | 200.000 A |  |  | 6
381575863 | TNB | DISTRIBUTION | KUALA SELANGOR | Existing | RYB | BLACK BOX | POLE | CLOSED |  | N/A |  |  |  |  | 125.000 A |  |  | 6
381575864 | TNB | DISTRIBUTION | KUALA SELANGOR | Existing | RYB | BLACK BOX | POLE | CLOSED |  | N/A |  |  |  |  | 50.000 A |  |  | 6
381575870 | TNB | DISTRIBUTION | KUALA SELANGOR | Existing | RYB | LV FUSE SWITCH |  | CLOSED | IEC MIDDLE CURVE | FUSES | SPARE |  |  |  | 250.000 A |  |  | 3
381575875 | TNB | DISTRIBUTION | KUALA SELANGOR | Existing | RYB | LV FUSE SWITCH |  | CLOSED | IEC MIDDLE CURVE | FUSES | SPARE |  |  |  | 250.000 A |  |  | 3
381575899 | TNB | DISTRIBUTION | KUALA SELANGOR | Existing | RYB | LV FUSE SWITCH |  | CLOSED | IEC MIDDLE CURVE | FUSES | SPARE |  |  |  | 250.000 A |  |  | 3
381575906 | TNB | DISTRIBUTION | KUALA SELANGOR | Existing | RYB | LV FUSE SWITCH |  | CLOSED | IEC MIDDLE CURVE | FUSES | SPARE |  |  |  | 250.000 A |  |  | 3
381575910 | TNB | DISTRIBUTION | KUALA SELANGOR | Existing | RYB | LV FUSE SWITCH |  | CLOSED | IEC MIDDLE CURVE | FUSES | SPARE |  |  |  | 250.000 A |  |  | 3
381575918 | TNB | DISTRIBUTION | KUALA SELANGOR | Existing | RYB | LV FUSE SWITCH |  | CLOSED | IEC MIDDLE CURVE | FUSES | SPARE |  |  |  | 250.000 A |  |  | 3
381575923 | TNB | DISTRIBUTION | KUALA SELANGOR | Existing | RYB | LV FUSE SWITCH |  | CLOSED | IEC MIDDLE CURVE | FUSES | SPARE |  |  |  | 250.000 A |  |  | 3
381575937 | TNB | DISTRIBUTION | KUALA SELANGOR | Existing | RYB | LV FUSE SWITCH |  | CLOSED | IEC MIDDLE CURVE | FUSES | SPARE |  |  |  | 250.000 A |  |  | 3
381576026 | TNB | DISTRIBUTION | KUALA SELANGOR | Existing | RYB | LV FUSE SWITCH |  | CLOSED | IEC MIDDLE CURVE | FUSES | SPARE |  |  |  | 250.000 A |  |  | 3
381576031 | TNB | DISTRIBUTION | KUALA SELANGOR | Existing | RYB | LV FUSE SWITCH |  | CLOSED | IEC MIDDLE CURVE | FUSES | SPARE |  |  |  | 250.000 A |  |  | 3
381576055 | TNB | DISTRIBUTION | KUALA SELANGOR | Existing | RYB | LV FUSE SWITCH |  | CLOSED | IEC MIDDLE CURVE | FUSES | SPARE |  |  |  | 250.000 A |  |  | 3
381576062 | TNB | DISTRIBUTION | KUALA SELANGOR | Existing | RYB | LV FUSE SWITCH |  | CLOSED | IEC MIDDLE CURVE | FUSES | SPARE |  |  |  | 250.000 A |  |  | 3
381576066 | TNB | DISTRIBUTION | KUALA SELANGOR | Existing | RYB | LV FUSE SWITCH |  | CLOSED | IEC MIDDLE CURVE | FUSES | SPARE |  |  |  | 250.000 A |  |  | 3
381576074 | TNB | DISTRIBUTION | KUALA SELANGOR | Existing | RYB | LV FUSE SWITCH |  | CLOSED | IEC MIDDLE CURVE | FUSES | SPARE |  |  |  | 250.000 A |  |  | 3
381576079 | TNB | DISTRIBUTION | KUALA SELANGOR | Existing | RYB | LV FUSE SWITCH |  | CLOSED | IEC MIDDLE CURVE | FUSES | SPARE |  |  |  | 250.000 A |  |  | 3
381576093 | TNB | DISTRIBUTION | KUALA SELANGOR | Existing | RYB | LV FUSE SWITCH |  | CLOSED | IEC MIDDLE CURVE | FUSES | SPARE |  |  |  | 250.000 A |  |  | 3
381576104 | TNB | DISTRIBUTION | KUALA SELANGOR | Existing | RYB | LV FUSE SWITCH |  | CLOSED | IEC MIDDLE CURVE | FUSES | SPARE |  |  |  | 250.000 A |  |  | 3
381576109 | TNB | DISTRIBUTION | KUALA SELANGOR | Existing | RYB | LV FUSE SWITCH |  | CLOSED | IEC MIDDLE CURVE | FUSES | SPARE |  |  |  | 250.000 A |  |  | 3
381576133 | TNB | DISTRIBUTION | KUALA SELANGOR | Existing | RYB | LV FUSE SWITCH |  | CLOSED | IEC MIDDLE CURVE | FUSES | SPARE |  |  |  | 250.000 A |  |  | 3
381576140 | TNB | DISTRIBUTION | KUALA SELANGOR | Existing | RYB | LV FUSE SWITCH |  | CLOSED | IEC MIDDLE CURVE | FUSES | SPARE |  |  |  | 250.000 A |  |  | 3
381576144 | TNB | DISTRIBUTION | KUALA SELANGOR | Existing | RYB | LV FUSE SWITCH |  | CLOSED | IEC MIDDLE CURVE | FUSES | SPARE |  |  |  | 250.000 A |  |  | 3
381576152 | TNB | DISTRIBUTION | KUALA SELANGOR | Existing | RYB | LV FUSE SWITCH |  | CLOSED | IEC MIDDLE CURVE | FUSES | SPARE |  |  |  | 250.000 A |  |  | 3
381576157 | TNB | DISTRIBUTION | KUALA SELANGOR | Existing | RYB | LV FUSE SWITCH |  | CLOSED | IEC MIDDLE CURVE | FUSES | SPARE |  |  |  | 250.000 A |  |  | 3
381576171 | TNB | DISTRIBUTION | KUALA SELANGOR | Existing | RYB | LV FUSE SWITCH |  | CLOSED | IEC MIDDLE CURVE | FUSES | SPARE |  |  |  | 250.000 A |  |  | 3
381612749 | TNB | DISTRIBUTION | KUALA SELANGOR | Existing | RYB | BLACK BOX | POLE | CLOSED |  | Unknown |  |  |  |  | 200.000 A |  |  | 6
381612750 | TNB | DISTRIBUTION | KUALA SELANGOR | Existing | RYB | BLACK BOX | POLE | CLOSED |  | Unknown |  |  |  |  | 200.000 A |  |  | 6
381612751 | TNB | DISTRIBUTION | KUALA SELANGOR | Existing | RYB | BLACK BOX | POLE | CLOSED |  | Unknown |  |  |  |  | 200.000 A |  |  | 6
381612818 | TNB | DISTRIBUTION | KUALA SELANGOR | Existing | RYB | BLACK BOX | POLE | CLOSED |  | Unknown |  |  |  |  | 80.000 A |  |  | 3
381614113 | TNB | DISTRIBUTION | KUALA SELANGOR | Existing | RYB | LV FUSE SWITCH |  | CLOSED | IEC MIDDLE CURVE | FUSES | SPARE |  |  |  | 250.000 A |  |  | 3
381614118 | TNB | DISTRIBUTION | KUALA SELANGOR | Existing | RYB | LV FUSE SWITCH |  | CLOSED | IEC MIDDLE CURVE | FUSES | SPARE |  |  |  | 250.000 A |  |  | 3
381614142 | TNB | DISTRIBUTION | KUALA SELANGOR | Existing | RYB | LV FUSE SWITCH |  | CLOSED | IEC MIDDLE CURVE | FUSES | SPARE |  |  |  | 250.000 A |  |  | 3
381614149 | TNB | DISTRIBUTION | KUALA SELANGOR | Existing | RYB | LV FUSE SWITCH |  | CLOSED | IEC MIDDLE CURVE | FUSES | SPARE |  |  |  | 250.000 A |  |  | 3
381614153 | TNB | DISTRIBUTION | KUALA SELANGOR | Existing | RYB | LV FUSE SWITCH |  | CLOSED | IEC MIDDLE CURVE | FUSES | SPARE |  |  |  | 250.000 A |  |  | 3
381614161 | TNB | DISTRIBUTION | KUALA SELANGOR | Existing | RYB | LV FUSE SWITCH |  | CLOSED | IEC MIDDLE CURVE | FUSES | SPARE |  |  |  | 250.000 A |  |  | 3
381614166 | TNB | DISTRIBUTION | KUALA SELANGOR | Existing | RYB | LV FUSE SWITCH |  | CLOSED | IEC MIDDLE CURVE | FUSES | SPARE |  |  |  | 250.000 A |  |  | 3
381614180 | TNB | DISTRIBUTION | KUALA SELANGOR | Existing | RYB | LV FUSE SWITCH |  | CLOSED | IEC MIDDLE CURVE | FUSES | SPARE |  |  |  | 250.000 A |  |  | 3
381614191 | TNB | DISTRIBUTION | KUALA SELANGOR | Existing | RYB | LV FUSE SWITCH |  | CLOSED | IEC MIDDLE CURVE | FUSES | SPARE |  |  |  | 250.000 A |  |  | 3
381614196 | TNB | DISTRIBUTION | KUALA SELANGOR | Existing | RYB | LV FUSE SWITCH |  | CLOSED | IEC MIDDLE CURVE | FUSES | SPARE |  |  |  | 250.000 A |  |  | 3
381614220 | TNB | DISTRIBUTION | KUALA SELANGOR | Existing | RYB | LV FUSE SWITCH |  | CLOSED | IEC MIDDLE CURVE | FUSES | SPARE |  |  |  | 250.000 A |  |  | 3
381614227 | TNB | DISTRIBUTION | KUALA SELANGOR | Existing | RYB | LV FUSE SWITCH |  | CLOSED | IEC MIDDLE CURVE | FUSES | SPARE |  |  |  | 250.000 A |  |  | 3
381614231 | TNB | DISTRIBUTION | KUALA SELANGOR | Existing | RYB | LV FUSE SWITCH |  | CLOSED | IEC MIDDLE CURVE | FUSES | SPARE |  |  |  | 250.000 A |  |  | 3
381614239 | TNB | DISTRIBUTION | KUALA SELANGOR | Existing | RYB | LV FUSE SWITCH |  | CLOSED | IEC MIDDLE CURVE | FUSES | SPARE |  |  |  | 250.000 A |  |  | 3
381614244 | TNB | DISTRIBUTION | KUALA SELANGOR | Existing | RYB | LV FUSE SWITCH |  | CLOSED | IEC MIDDLE CURVE | FUSES | SPARE |  |  |  | 250.000 A |  |  | 3
381614258 | TNB | DISTRIBUTION | KUALA SELANGOR | Existing | RYB | LV FUSE SWITCH |  | CLOSED | IEC MIDDLE CURVE | FUSES | SPARE |  |  |  | 250.000 A |  |  | 3
381614818 | TNB | DISTRIBUTION | KUALA SELANGOR | Existing | RYB | BLACK BOX |  | CLOSED | [9 empty] | 3
381614827 | TNB | DISTRIBUTION | KUALA SELANGOR | Existing | RYB | BLACK BOX |  | CLOSED | [9 empty] | 3
381614831 | TNB | DISTRIBUTION | KUALA SELANGOR | Existing | RYB | BLACK BOX |  | CLOSED | [9 empty] | 3
381614835 | TNB | DISTRIBUTION | KUALA SELANGOR | Existing | RYB | BLACK BOX |  | CLOSED | [9 empty] | 3
381614839 | TNB | DISTRIBUTION | KUALA SELANGOR | Existing | RYB | BLACK BOX |  | CLOSED | [9 empty] | 3
381614843 | TNB | DISTRIBUTION | KUALA SELANGOR | Existing | RYB | BLACK BOX |  | CLOSED | [9 empty] | 3
381614847 | TNB | DISTRIBUTION | KUALA SELANGOR | Existing | RYB | BLACK BOX |  | CLOSED | [9 empty] | 3
381614851 | TNB | DISTRIBUTION | KUALA SELANGOR | Existing | RYB | BLACK BOX |  | CLOSED | [9 empty] | 3
381614855 | TNB | DISTRIBUTION | KUALA SELANGOR | Existing | RYB | BLACK BOX |  | CLOSED | [9 empty] | 3
381614859 | TNB | DISTRIBUTION | KUALA SELANGOR | Existing | RYB | BLACK BOX |  | CLOSED | [9 empty] | 3
381614886 | TNB | DISTRIBUTION | KUALA SELANGOR | Existing | RYB | BLACK BOX |  | CLOSED | [9 empty] | 3
381614890 | TNB | DISTRIBUTION | KUALA SELANGOR | Existing | RYB | BLACK BOX |  | CLOSED | [9 empty] | 3
381614894 | TNB | DISTRIBUTION | KUALA SELANGOR | Existing | RYB | BLACK BOX |  | CLOSED | [9 empty] | 3
381615001 | TNB | DISTRIBUTION | KUALA SELANGOR | Existing | RYB | BLACK BOX |  | CLOSED | [9 empty] | 3
381615005 | TNB | DISTRIBUTION | KUALA SELANGOR | Existing | RYB | BLACK BOX |  | CLOSED | [9 empty] | 3
381615101 | TNB | DISTRIBUTION | KUALA SELANGOR | Existing | RYB | BLACK BOX |  | CLOSED | [9 empty] | 3
381615177 | TNB | DISTRIBUTION | KUALA SELANGOR | Existing | RYB | BLACK BOX | POLE | CLOSED |  | Unknown |  |  |  |  | 80.000 A |  |  | 3
381615306 | TNB | DISTRIBUTION | KUALA SELANGOR | Existing | RYB | BLACK BOX |  | OPEN | [9 empty] | 3
381615349 | TNB | DISTRIBUTION | KUALA SELANGOR | Existing | RYB | BLACK BOX |  | CLOSED | [9 empty] | 3
381615406 | TNB | DISTRIBUTION | KUALA SELANGOR | Existing | RYB | BLACK BOX |  | CLOSED | [6 empty] | 160.000 A |  |  | 3
381615497 | TNB | DISTRIBUTION | KUALA SELANGOR | Existing | RYB | BLACK BOX |  | OPEN | [9 empty] | 3
381615535 | TNB | DISTRIBUTION | KUALA SELANGOR | Existing | RYB | BLACK BOX |  | CLOSED | [9 empty] | 3
381615717 | TNB | DISTRIBUTION | KUALA SELANGOR | Existing | RYB | BLACK BOX |  | CLOSED | [9 empty] | 3
381615741 | TNB | DISTRIBUTION | KUALA SELANGOR | Existing | RYB | BLACK BOX |  | OPEN | [9 empty] | 3
381615757 | TNB | DISTRIBUTION | KUALA SELANGOR | Existing | RYB | BLACK BOX |  | CLOSED | [9 empty] | 3
381615775 | TNB | DISTRIBUTION | KUALA SELANGOR | Existing | RYB | BLACK BOX |  | OPEN | [9 empty] | 3
381615779 | TNB | DISTRIBUTION | KUALA SELANGOR | Existing | RYB | BLACK BOX |  | CLOSED | [9 empty] | 3
381615888 | TNB | DISTRIBUTION | KUALA SELANGOR | Existing | RYB | BLACK BOX |  | OPEN | [9 empty] | 3
381616315 | TNB | DISTRIBUTION | KUALA SELANGOR | Existing | RYB | BLACK BOX |  | CLOSED | [9 empty] | 3
381708647 | TNB | DISTRIBUTION | KUALA SELANGOR | Existing | RYB | BLACK BOX | POLE | CLOSED |  | N/A |  |  |  |  | 80.000 A |  |  | 6
381708648 | TNB | DISTRIBUTION | KUALA SELANGOR | Existing | RYB | BLACK BOX | POLE | CLOSED |  | N/A |  |  |  |  | 80.000 A |  |  | 6
381708649 | TNB | DISTRIBUTION | KUALA SELANGOR | Existing | RYB | BLACK BOX | POLE | CLOSED |  | N/A |  |  |  |  | 80.000 A |  |  | 6
381708650 | TNB | DISTRIBUTION | KUALA SELANGOR | Existing | RYB | BLACK BOX | POLE | CLOSED |  | N/A |  |  |  |  | 125.000 A |  |  | 6
381708651 | TNB | DISTRIBUTION | KUALA SELANGOR | Existing | RYB | BLACK BOX | POLE | CLOSED |  | N/A |  |  |  |  | 200.000 A |  |  | 6
381708652 | TNB | DISTRIBUTION | KUALA SELANGOR | Existing | RYB | BLACK BOX | POLE | CLOSED |  | N/A |  |  |  |  | 200.000 A |  |  | 3
381708653 | TNB | DISTRIBUTION | KUALA SELANGOR | Existing | RYB | BLACK BOX | POLE | CLOSED |  | N/A |  |  |  |  | 200.000 A |  |  | 6
381708654 | TNB | DISTRIBUTION | KUALA SELANGOR | Existing | RYB | BLACK BOX | POLE | CLOSED |  | N/A |  |  |  |  | 200.000 A |  |  | 6
381708655 | TNB | DISTRIBUTION | KUALA SELANGOR | Existing | RYB | BLACK BOX | POLE | CLOSED |  | N/A |  |  |  |  | 100.000 A |  |  | 3
381708656 | TNB | DISTRIBUTION | KUALA SELANGOR | Existing | RYB | BLACK BOX | POLE | CLOSED |  | N/A |  |  |  |  | 125.000 A |  |  | 6
381708657 | TNB | DISTRIBUTION | KUALA SELANGOR | Existing | RYB | BLACK BOX | POLE | CLOSED |  | N/A |  |  |  |  | 125.000 A |  |  | 6
381708658 | TNB | DISTRIBUTION | KUALA SELANGOR | Existing | RYB | BLACK BOX | POLE | CLOSED |  | N/A |  |  |  |  | 125.000 A |  |  | 6
381708659 | TNB | DISTRIBUTION | KUALA SELANGOR | Existing | R | BLACK BOX | POLE | CLOSED |  | N/A |  |  |  |  | 50.000 A |  |  | 3
381708660 | TNB | DISTRIBUTION | KUALA SELANGOR | Existing | RYB | BLACK BOX | POLE | CLOSED |  | N/A |  |  |  |  | 125.000 A |  |  | 3
381708661 | TNB | DISTRIBUTION | KUALA SELANGOR | Existing | RYB | BLACK BOX | POLE | CLOSED |  | N/A |  |  |  |  | 125.000 A |  |  | 6
381708662 | TNB | DISTRIBUTION | KUALA SELANGOR | Existing | RYB | BLACK BOX | POLE | CLOSED |  | N/A |  |  |  |  | 125.000 A |  |  | 6
381708663 | TNB | DISTRIBUTION | KUALA SELANGOR | Existing | R | BLACK BOX | OTHERS | CLOSED |  | N/A |  |  |  |  | 50.000 A |  |  | 3
381708664 | TNB | DISTRIBUTION | KUALA SELANGOR | Existing | RYB | BLACK BOX | POLE | CLOSED |  | N/A |  |  |  |  | 200.000 A |  |  | 6
381708665 | TNB | DISTRIBUTION | KUALA SELANGOR | Existing | RYB | BLACK BOX | POLE | CLOSED |  | N/A |  |  |  |  | 200.000 A |  |  | 6
381708666 | TNB | DISTRIBUTION | KUALA SELANGOR | Existing | RYB | BLACK BOX TRIPLE | POLE | CLOSED |  | N/A |  |  |  |  | 200.000 A |  |  | 3
381708667 | TNB | DISTRIBUTION | KUALA SELANGOR | Existing | RYB | BLACK BOX | POLE | CLOSED |  | N/A |  |  |  |  | 200.000 A |  |  | 6
381708668 | TNB | DISTRIBUTION | KUALA SELANGOR | Existing | RYB | BLACK BOX | POLE | CLOSED |  | N/A |  |  |  |  | 200.000 A |  |  | 6
381708669 | TNB | DISTRIBUTION | KUALA SELANGOR | Existing | RYB | BLACK BOX | POLE | CLOSED |  | N/A |  |  |  |  | 200.000 A |  |  | 6
381708670 | TNB | DISTRIBUTION | KUALA SELANGOR | Existing | RYB | BLACK BOX TRIPLE | POLE | CLOSED |  | N/A |  |  |  |  | 200.000 A |  |  | 3
381708671 | TNB | DISTRIBUTION | KUALA SELANGOR | Existing | RYB | BLACK BOX | POLE | CLOSED |  | N/A |  |  |  |  | 200.000 A |  |  | 6
381708672 | TNB | DISTRIBUTION | KUALA SELANGOR | Existing | RYB | BLACK BOX | POLE | CLOSED |  | N/A |  |  |  |  | 200.000 A |  |  | 6
381708673 | TNB | DISTRIBUTION | KUALA SELANGOR | Existing | RYB | BLACK BOX | POLE | CLOSED |  | N/A |  |  |  |  | 200.000 A |  |  | 6
381708674 | TNB | DISTRIBUTION | KUALA SELANGOR | Existing | RYB | BLACK BOX | POLE | CLOSED |  | N/A |  |  |  |  | 200.000 A |  |  | 3
381708676 | TNB | DISTRIBUTION | KUALA SELANGOR | Existing | RYB | BLACK BOX | POLE | CLOSED |  | N/A |  |  |  |  | 125.000 A |  |  | 6
381708677 | TNB | DISTRIBUTION | KUALA SELANGOR | Existing | RYB | BLACK BOX | POLE | CLOSED |  | N/A |  |  |  |  | 200.000 A |  | KEDAI RUNCIT | 6
381708679 | TNB | DISTRIBUTION | KUALA SELANGOR | Existing | RYB | BLACK BOX | POLE | CLOSED |  | N/A |  |  |  |  | 200.000 A |  |  | 6
381708680 | TNB | DISTRIBUTION | KUALA SELANGOR | Existing | RYB | BLACK BOX | POLE | CLOSED |  | N/A |  |  |  |  | 200.000 A |  |  | 6
381708681 | TNB | DISTRIBUTION | KUALA SELANGOR | Existing | RYB | BLACK BOX | POLE | CLOSED |  | N/A |  |  |  |  | 200.000 A |  |  | 6
381708682 | TNB | DISTRIBUTION | KUALA SELANGOR | Existing | RYB | BLACK BOX | POLE | CLOSED |  | N/A |  |  |  |  | 125.000 A |  |  | 6
381708683 | TNB | DISTRIBUTION | KUALA SELANGOR | Existing | RYB | BLACK BOX | POLE | CLOSED |  | N/A |  |  |  |  | 125.000 A |  |  | 6
381708685 | TNB | DISTRIBUTION | KUALA SELANGOR | Existing | RYB | BLACK BOX | POLE | CLOSED |  | N/A |  |  |  |  | 200.000 A |  |  | 6
381708686 | TNB | DISTRIBUTION | KUALA SELANGOR | Existing | RYB | BLACK BOX | POLE | CLOSED |  | N/A |  |  |  |  | 200.000 A |  |  | 6
381708687 | TNB | DISTRIBUTION | KUALA SELANGOR | Existing | RYB | BLACK BOX | POLE | CLOSED |  | N/A |  |  |  |  | 200.000 A |  |  | 6
381708688 | TNB | DISTRIBUTION | KUALA SELANGOR | Existing | RYB | BLACK BOX | POLE | CLOSED |  | N/A |  |  |  |  | 200.000 A |  |  | 6
381708689 | TNB | DISTRIBUTION | KUALA SELANGOR | Existing | RYB | BLACK BOX | POLE | CLOSED |  | N/A |  |  |  |  | 200.000 A |  |  | 6
381708690 | TNB | DISTRIBUTION | KUALA SELANGOR | Existing | RYB | BLACK BOX | POLE | CLOSED |  | N/A |  |  |  |  | 200.000 A |  |  | 6
381708691 | TNB | DISTRIBUTION | KUALA SELANGOR | Existing | RYB | BLACK BOX | OTHERS | CLOSED |  | N/A |  |  |  |  | 125.000 A |  |  | 6
381708692 | TNB | DISTRIBUTION | KUALA SELANGOR | Existing | RYB | BLACK BOX | POLE | CLOSED |  | N/A |  |  |  |  | 200.000 A |  | PUNCA BEKALAN TIDAK DIKETAHUI. | 6
381708693 | TNB | DISTRIBUTION | KUALA SELANGOR | Existing | RYB | BLACK BOX | POLE | CLOSED |  | N/A |  |  |  |  | 200.000 A |  | PUNCA BEKALAN TIDAK DIKETAHUI. | 6
381708694 | TNB | DISTRIBUTION | KUALA SELANGOR | Existing | RYB | BLACK BOX | POLE | CLOSED |  | N/A |  |  |  |  | 200.000 A |  |  | 6
381708695 | TNB | DISTRIBUTION | KUALA SELANGOR | Existing | RYB | BLACK BOX | POLE | CLOSED |  | N/A |  |  |  |  | 50.000 A |  |  | 6
381708696 | TNB | DISTRIBUTION | KUALA SELANGOR | Existing | RYB | BLACK BOX | POLE | CLOSED |  | N/A |  |  |  |  | 200.000 A |  |  | 6
381708697 | TNB | DISTRIBUTION | KUALA SELANGOR | Existing | RYB | BLACK BOX | POLE | CLOSED |  | N/A |  |  |  |  | 50.000 A |  |  | 6
381708699 | TNB | DISTRIBUTION | KUALA SELANGOR | Existing | RYB | BLACK BOX | POLE | CLOSED |  | N/A |  |  |  |  | 200.000 A |  |  | 6
381708700 | TNB | DISTRIBUTION | KUALA SELANGOR | Existing | RYB | BLACK BOX | POLE | CLOSED |  | N/A |  |  |  |  | 200.000 A |  |  | 6
381708701 | TNB | DISTRIBUTION | KUALA SELANGOR | Existing | RYB | BLACK BOX | POLE | CLOSED |  | N/A |  |  |  |  | 200.000 A |  |  | 6
381708702 | TNB | DISTRIBUTION | KUALA SELANGOR | Existing | RYB | BLACK BOX | POLE | CLOSED |  | N/A |  |  |  |  | 200.000 A |  | BB | 6
381708703 | TNB | DISTRIBUTION | KUALA SELANGOR | Existing | RYB | BLACK BOX | POLE | CLOSED |  | N/A |  |  |  |  | 200.000 A |  |  | 6
381708704 | TNB | DISTRIBUTION | KUALA SELANGOR | Existing | RYB | BLACK BOX | POLE | CLOSED |  | N/A |  |  |  |  | 200.000 A |  |  | 6
381708705 | TNB | DISTRIBUTION | KUALA SELANGOR | Existing | RYB | BLACK BOX | POLE | CLOSED |  | N/A |  |  |  |  | 80.000 A |  |  | 6
381708706 | TNB | DISTRIBUTION | KUALA SELANGOR | Existing | RYB | BLACK BOX | POLE | CLOSED |  | N/A |  |  |  |  | 125.000 A |  |  | 6
381708707 | TNB | DISTRIBUTION | KUALA SELANGOR | Existing | RYB | BLACK BOX | POLE | CLOSED |  | N/A |  |  |  |  | 125.000 A |  |  | 6
381708709 | TNB | DISTRIBUTION | KUALA SELANGOR | Existing | RYB | BLACK BOX | POLE | CLOSED |  | N/A |  |  |  |  | 80.000 A |  |  | 6
381708710 | TNB | DISTRIBUTION | KUALA SELANGOR | Existing | RYB | BLACK BOX | POLE | CLOSED |  | N/A |  |  |  |  | 125.000 A |  |  | 6
381708712 | TNB | DISTRIBUTION | KUALA SELANGOR | Existing | RYB | BLACK BOX | POLE | CLOSED |  | N/A |  |  |  |  | 200.000 A |  |  | 6
381708713 | TNB | DISTRIBUTION | KUALA SELANGOR | Existing | RYB | BLACK BOX | POLE | CLOSED |  | N/A |  |  |  |  | 200.000 A |  |  | 6
381708714 | TNB | DISTRIBUTION | KUALA SELANGOR | Existing | RYB | BLACK BOX | POLE | CLOSED |  | N/A |  |  |  |  | 200.000 A |  |  | 6
381708716 | TNB | DISTRIBUTION | KUALA SELANGOR | Existing | RYB | BLACK BOX | POLE | CLOSED |  | N/A |  |  |  |  | 200.000 A |  |  | 6
381708717 | TNB | DISTRIBUTION | KUALA SELANGOR | Existing | RYB | BLACK BOX | POLE | CLOSED |  | N/A |  |  |  |  | 200.000 A |  |  | 6
381708718 | TNB | DISTRIBUTION | KUALA SELANGOR | Existing | RYB | BLACK BOX | POLE | CLOSED |  | N/A |  |  |  |  | 200.000 A |  |  | 6
381709976 | TNB | DISTRIBUTION | KUALA SELANGOR | Existing | RYB | LV FUSE SWITCH |  | CLOSED | IEC MIDDLE CURVE | FUSES | SPARE |  |  |  | 250.000 A |  |  | 3
381709989 | TNB | DISTRIBUTION | KUALA SELANGOR | Existing | RYB | LV FUSE SWITCH |  | CLOSED | IEC MIDDLE CURVE | FUSES | SPARE |  |  |  | 250.000 A |  |  | 3
381710004 | TNB | DISTRIBUTION | KUALA SELANGOR | Existing | RYB | LV FUSE SWITCH |  | CLOSED | IEC MIDDLE CURVE | FUSES | SPARE |  |  |  | 250.000 A |  |  | 3
381710008 | TNB | DISTRIBUTION | KUALA SELANGOR | Existing | RYB | LV FUSE SWITCH |  | CLOSED | IEC MIDDLE CURVE | FUSES | SPARE |  |  |  | 250.000 A |  |  | 3
381710027 | TNB | DISTRIBUTION | KUALA SELANGOR | Existing | RYB | LV FUSE SWITCH |  | CLOSED | IEC MIDDLE CURVE | FUSES | SPARE |  |  |  | 250.000 A |  |  | 3
381710031 | TNB | DISTRIBUTION | KUALA SELANGOR | Existing | RYB | LV FUSE SWITCH |  | CLOSED | IEC MIDDLE CURVE | FUSES | SPARE |  |  |  | 250.000 A |  |  | 3
381710100 | TNB | DISTRIBUTION | KUALA SELANGOR | Existing | RYB | LV FUSE SWITCH |  | CLOSED | IEC MIDDLE CURVE | FUSES | SPARE |  |  |  | 250.000 A |  |  | 3
381710113 | TNB | DISTRIBUTION | KUALA SELANGOR | Existing | RYB | LV FUSE SWITCH |  | CLOSED | IEC MIDDLE CURVE | FUSES | SPARE |  |  |  | 250.000 A |  |  | 3
381710128 | TNB | DISTRIBUTION | KUALA SELANGOR | Existing | RYB | LV FUSE SWITCH |  | CLOSED | IEC MIDDLE CURVE | FUSES | SPARE |  |  |  | 250.000 A |  |  | 3
381710132 | TNB | DISTRIBUTION | KUALA SELANGOR | Existing | RYB | LV FUSE SWITCH |  | CLOSED | IEC MIDDLE CURVE | FUSES | SPARE |  |  |  | 250.000 A |  |  | 3
381710151 | TNB | DISTRIBUTION | KUALA SELANGOR | Existing | RYB | LV FUSE SWITCH |  | CLOSED | IEC MIDDLE CURVE | FUSES | SPARE |  |  |  | 250.000 A |  |  | 3
381710155 | TNB | DISTRIBUTION | KUALA SELANGOR | Existing | RYB | LV FUSE SWITCH |  | CLOSED | IEC MIDDLE CURVE | FUSES | SPARE |  |  |  | 250.000 A |  |  | 3
381710191 | TNB | DISTRIBUTION | KUALA SELANGOR | Existing | RYB | LV FUSE SWITCH |  | CLOSED | IEC MIDDLE CURVE | FUSES | SPARE |  |  |  | 250.000 A |  |  | 3
381710205 | TNB | DISTRIBUTION | KUALA SELANGOR | Existing | RYB | LV FUSE SWITCH |  | CLOSED | IEC MIDDLE CURVE | FUSES | SPARE |  |  |  | 250.000 A |  |  | 3
381710212 | TNB | DISTRIBUTION | KUALA SELANGOR | Existing | RYB | LV FUSE SWITCH |  | CLOSED | IEC MIDDLE CURVE | FUSES | SPARE |  |  |  | 250.000 A |  |  | 3
381710217 | TNB | DISTRIBUTION | KUALA SELANGOR | Existing | RYB | LV FUSE SWITCH |  | CLOSED | IEC MIDDLE CURVE | FUSES | SPARE |  |  |  | 250.000 A |  |  | 3
381710223 | TNB | DISTRIBUTION | KUALA SELANGOR | Existing | RYB | LV FUSE SWITCH |  | CLOSED | IEC MIDDLE CURVE | FUSES | SPARE |  |  |  | 250.000 A |  |  | 3
381710235 | TNB | DISTRIBUTION | KUALA SELANGOR | Existing | RYB | LV FUSE SWITCH |  | CLOSED | IEC MIDDLE CURVE | FUSES | SPARE |  |  |  | 250.000 A |  |  | 3
381710243 | TNB | DISTRIBUTION | KUALA SELANGOR | Existing | RYB | LV FUSE SWITCH |  | CLOSED | IEC MIDDLE CURVE | FUSES | SPARE |  |  |  | 250.000 A |  |  | 3
381710261 | TNB | DISTRIBUTION | KUALA SELANGOR | Existing | RYB | LV FUSE SWITCH |  | CLOSED | IEC MIDDLE CURVE | FUSES | SPARE |  |  |  | 250.000 A |  |  | 3
381804237 | TNB | DISTRIBUTION | KUALA SELANGOR | Existing | RYB | BLACK BOX | POLE | CLOSED |  | N/A |  |  |  |  | 125.000 A |  |  | 6
381804238 | TNB | DISTRIBUTION | KUALA SELANGOR | Existing | RYB | BLACK BOX | POLE | CLOSED |  | N/A |  |  |  |  | 125.000 A |  |  | 6
381804253 | TNB | DISTRIBUTION | KUALA SELANGOR | Existing | RYB | BLACK BOX | POLE | CLOSED |  | N/A |  |  |  |  | 125.000 A |  |  | 6
381804272 | TNB | DISTRIBUTION | KUALA SELANGOR | Existing | RYB | BLACK BOX | POLE | CLOSED |  | N/A |  |  |  |  | 125.000 A |  |  | 6
381804294 | TNB | DISTRIBUTION | KUALA SELANGOR | Existing | RYB | BLACK BOX | POLE | CLOSED |  | N/A |  |  |  |  | 50.000 A |  |  | 6
381804309 | TNB | DISTRIBUTION | KUALA SELANGOR | Existing | RYB | BLACK BOX TRIPLE | POLE | OPEN |  | N/A |  |  |  |  | 125.000 A |  | kabel atas | 3
381804310 | TNB | DISTRIBUTION | KUALA SELANGOR | Existing | RYB | BLACK BOX TRIPLE | POLE | CLOSED |  | N/A |  |  |  |  | 125.000 A |  |  | 3
381804351 | TNB | DISTRIBUTION | KUALA SELANGOR | Existing | RYB | BLACK BOX | POLE | CLOSED |  | Unknown |  |  |  |  | 50.000 A |  |  | 6
381840653 | TNB | DISTRIBUTION | KUALA SELANGOR | Existing | RYB | LV FUSE SWITCH |  | CLOSED | IEC MIDDLE CURVE | FUSES | SPARE |  |  |  | 250.000 A |  |  | 3
381840658 | TNB | DISTRIBUTION | KUALA SELANGOR | Existing | RYB | LV FUSE SWITCH |  | CLOSED | IEC MIDDLE CURVE | FUSES | SPARE |  |  |  | 250.000 A |  |  | 3
381840682 | TNB | DISTRIBUTION | KUALA SELANGOR | Existing | RYB | LV FUSE SWITCH |  | CLOSED | IEC MIDDLE CURVE | FUSES | SPARE |  |  |  | 250.000 A |  |  | 3
381840689 | TNB | DISTRIBUTION | KUALA SELANGOR | Existing | RYB | LV FUSE SWITCH |  | CLOSED | IEC MIDDLE CURVE | FUSES | SPARE |  |  |  | 250.000 A |  |  | 3
381840693 | TNB | DISTRIBUTION | KUALA SELANGOR | Existing | RYB | LV FUSE SWITCH |  | CLOSED | IEC MIDDLE CURVE | FUSES | SPARE |  |  |  | 250.000 A |  |  | 3
381840701 | TNB | DISTRIBUTION | KUALA SELANGOR | Existing | RYB | LV FUSE SWITCH |  | CLOSED | IEC MIDDLE CURVE | FUSES | SPARE |  |  |  | 250.000 A |  |  | 3
381840706 | TNB | DISTRIBUTION | KUALA SELANGOR | Existing | RYB | LV FUSE SWITCH |  | CLOSED | IEC MIDDLE CURVE | FUSES | SPARE |  |  |  | 250.000 A |  |  | 3
381840720 | TNB | DISTRIBUTION | KUALA SELANGOR | Existing | RYB | LV FUSE SWITCH |  | CLOSED | IEC MIDDLE CURVE | FUSES | SPARE |  |  |  | 250.000 A |  |  | 3
381840731 | TNB | DISTRIBUTION | KUALA SELANGOR | Existing | RYB | LV FUSE SWITCH |  | CLOSED | IEC MIDDLE CURVE | FUSES | SPARE |  |  |  | 250.000 A |  |  | 3
381840736 | TNB | DISTRIBUTION | KUALA SELANGOR | Existing | RYB | LV FUSE SWITCH |  | CLOSED | IEC MIDDLE CURVE | FUSES | SPARE |  |  |  | 250.000 A |  |  | 3
381840760 | TNB | DISTRIBUTION | KUALA SELANGOR | Existing | RYB | LV FUSE SWITCH |  | CLOSED | IEC MIDDLE CURVE | FUSES | SPARE |  |  |  | 250.000 A |  |  | 3
381840767 | TNB | DISTRIBUTION | KUALA SELANGOR | Existing | RYB | LV FUSE SWITCH |  | CLOSED | IEC MIDDLE CURVE | FUSES | SPARE |  |  |  | 250.000 A |  |  | 3
381840771 | TNB | DISTRIBUTION | KUALA SELANGOR | Existing | RYB | LV FUSE SWITCH |  | CLOSED | IEC MIDDLE CURVE | FUSES | SPARE |  |  |  | 250.000 A |  |  | 3
381840779 | TNB | DISTRIBUTION | KUALA SELANGOR | Existing | RYB | LV FUSE SWITCH |  | CLOSED | IEC MIDDLE CURVE | FUSES | SPARE |  |  |  | 250.000 A |  |  | 3
381840784 | TNB | DISTRIBUTION | KUALA SELANGOR | Existing | RYB | LV FUSE SWITCH |  | CLOSED | IEC MIDDLE CURVE | FUSES | SPARE |  |  |  | 250.000 A |  |  | 3
381840798 | TNB | DISTRIBUTION | KUALA SELANGOR | Existing | RYB | LV FUSE SWITCH |  | CLOSED | IEC MIDDLE CURVE | FUSES | SPARE |  |  |  | 250.000 A |  |  | 3
381840807 | TNB | DISTRIBUTION | KUALA SELANGOR | Existing | RYB | LV FUSE SWITCH |  | CLOSED | IEC MIDDLE CURVE | FUSES | SPARE |  |  |  | 250.000 A |  |  | 3
381840820 | TNB | DISTRIBUTION | KUALA SELANGOR | Existing | RYB | LV FUSE SWITCH |  | CLOSED | IEC MIDDLE CURVE | FUSES | SPARE |  |  |  | 250.000 A |  |  | 3
381840835 | TNB | DISTRIBUTION | KUALA SELANGOR | Existing | RYB | LV FUSE SWITCH |  | CLOSED | IEC MIDDLE CURVE | FUSES | SPARE |  |  |  | 250.000 A |  |  | 3
381840839 | TNB | DISTRIBUTION | KUALA SELANGOR | Existing | RYB | LV FUSE SWITCH |  | CLOSED | IEC MIDDLE CURVE | FUSES | SPARE |  |  |  | 250.000 A |  |  | 3
381840858 | TNB | DISTRIBUTION | KUALA SELANGOR | Existing | RYB | LV FUSE SWITCH |  | CLOSED | IEC MIDDLE CURVE | FUSES | SPARE |  |  |  | 250.000 A |  |  | 3
381840862 | TNB | DISTRIBUTION | KUALA SELANGOR | Existing | RYB | LV FUSE SWITCH |  | CLOSED | IEC MIDDLE CURVE | FUSES | SPARE |  |  |  | 250.000 A |  |  | 3
381840947 | TNB | DISTRIBUTION | KUALA SELANGOR | Existing | RYB | LV FUSE SWITCH |  | CLOSED | IEC MIDDLE CURVE | FUSES | SPARE |  |  |  | 250.000 A |  |  | 3
381840960 | TNB | DISTRIBUTION | KUALA SELANGOR | Existing | RYB | LV FUSE SWITCH |  | CLOSED | IEC MIDDLE CURVE | FUSES | SPARE |  |  |  | 250.000 A |  |  | 3
381840975 | TNB | DISTRIBUTION | KUALA SELANGOR | Existing | RYB | LV FUSE SWITCH |  | CLOSED | IEC MIDDLE CURVE | FUSES | SPARE |  |  |  | 250.000 A |  |  | 3
381840979 | TNB | DISTRIBUTION | KUALA SELANGOR | Existing | RYB | LV FUSE SWITCH |  | CLOSED | IEC MIDDLE CURVE | FUSES | SPARE |  |  |  | 250.000 A |  |  | 3
381840998 | TNB | DISTRIBUTION | KUALA SELANGOR | Existing | RYB | LV FUSE SWITCH |  | CLOSED | IEC MIDDLE CURVE | FUSES | SPARE |  |  |  | 250.000 A |  |  | 3
381841002 | TNB | DISTRIBUTION | KUALA SELANGOR | Existing | RYB | LV FUSE SWITCH |  | CLOSED | IEC MIDDLE CURVE | FUSES | SPARE |  |  |  | 250.000 A |  |  | 3
381841011 | TNB | DISTRIBUTION | KUALA SELANGOR | Existing | RYB | LV FUSE SWITCH |  | CLOSED | IEC MIDDLE CURVE | FUSES | SPARE |  |  |  | 250.000 A |  |  | 3
381841016 | TNB | DISTRIBUTION | KUALA SELANGOR | Existing | RYB | LV FUSE SWITCH |  | CLOSED | IEC MIDDLE CURVE | FUSES | SPARE |  |  |  | 250.000 A |  |  | 3
381841040 | TNB | DISTRIBUTION | KUALA SELANGOR | Existing | RYB | LV FUSE SWITCH |  | CLOSED | IEC MIDDLE CURVE | FUSES | SPARE |  |  |  | 250.000 A |  |  | 3
381841047 | TNB | DISTRIBUTION | KUALA SELANGOR | Existing | RYB | LV FUSE SWITCH |  | CLOSED | IEC MIDDLE CURVE | FUSES | SPARE |  |  |  | 250.000 A |  |  | 3
381841051 | TNB | DISTRIBUTION | KUALA SELANGOR | Existing | RYB | LV FUSE SWITCH |  | CLOSED | IEC MIDDLE CURVE | FUSES | SPARE |  |  |  | 250.000 A |  |  | 3
381841059 | TNB | DISTRIBUTION | KUALA SELANGOR | Existing | RYB | LV FUSE SWITCH |  | CLOSED | IEC MIDDLE CURVE | FUSES | SPARE |  |  |  | 250.000 A |  |  | 3
381841064 | TNB | DISTRIBUTION | KUALA SELANGOR | Existing | RYB | LV FUSE SWITCH |  | CLOSED | IEC MIDDLE CURVE | FUSES | SPARE |  |  |  | 250.000 A |  |  | 3
381841078 | TNB | DISTRIBUTION | KUALA SELANGOR | Existing | RYB | LV FUSE SWITCH |  | CLOSED | IEC MIDDLE CURVE | FUSES | SPARE |  |  |  | 250.000 A |  |  | 3
381841089 | TNB | DISTRIBUTION | KUALA SELANGOR | Existing | RYB | LV FUSE SWITCH |  | CLOSED | IEC MIDDLE CURVE | FUSES | SPARE |  |  |  | 250.000 A |  |  | 3
381841094 | TNB | DISTRIBUTION | KUALA SELANGOR | Existing | RYB | LV FUSE SWITCH |  | CLOSED | IEC MIDDLE CURVE | FUSES | SPARE |  |  |  | 250.000 A |  |  | 3
381841118 | TNB | DISTRIBUTION | KUALA SELANGOR | Existing | RYB | LV FUSE SWITCH |  | CLOSED | IEC MIDDLE CURVE | FUSES | SPARE |  |  |  | 250.000 A |  |  | 3
381841125 | TNB | DISTRIBUTION | KUALA SELANGOR | Existing | RYB | LV FUSE SWITCH |  | CLOSED | IEC MIDDLE CURVE | FUSES | SPARE |  |  |  | 250.000 A |  |  | 3
381841129 | TNB | DISTRIBUTION | KUALA SELANGOR | Existing | RYB | LV FUSE SWITCH |  | CLOSED | IEC MIDDLE CURVE | FUSES | SPARE |  |  |  | 250.000 A |  |  | 3
381841137 | TNB | DISTRIBUTION | KUALA SELANGOR | Existing | RYB | LV FUSE SWITCH |  | CLOSED | IEC MIDDLE CURVE | FUSES | SPARE |  |  |  | 250.000 A |  |  | 3
381841142 | TNB | DISTRIBUTION | KUALA SELANGOR | Existing | RYB | LV FUSE SWITCH |  | CLOSED | IEC MIDDLE CURVE | FUSES | SPARE |  |  |  | 250.000 A |  |  | 3
381841156 | TNB | DISTRIBUTION | KUALA SELANGOR | Existing | RYB | LV FUSE SWITCH |  | CLOSED | IEC MIDDLE CURVE | FUSES | SPARE |  |  |  | 250.000 A |  |  | 3
381841167 | TNB | DISTRIBUTION | KUALA SELANGOR | Existing | RYB | LV FUSE SWITCH |  | CLOSED | IEC MIDDLE CURVE | FUSES | SPARE |  |  |  | 250.000 A |  |  | 3
381841172 | TNB | DISTRIBUTION | KUALA SELANGOR | Existing | RYB | LV FUSE SWITCH |  | CLOSED | IEC MIDDLE CURVE | FUSES | SPARE |  |  |  | 250.000 A |  |  | 3
381841196 | TNB | DISTRIBUTION | KUALA SELANGOR | Existing | RYB | LV FUSE SWITCH |  | CLOSED | IEC MIDDLE CURVE | FUSES | SPARE |  |  |  | 250.000 A |  |  | 3
381841203 | TNB | DISTRIBUTION | KUALA SELANGOR | Existing | RYB | LV FUSE SWITCH |  | CLOSED | IEC MIDDLE CURVE | FUSES | SPARE |  |  |  | 250.000 A |  |  | 3
381841207 | TNB | DISTRIBUTION | KUALA SELANGOR | Existing | RYB | LV FUSE SWITCH |  | CLOSED | IEC MIDDLE CURVE | FUSES | SPARE |  |  |  | 250.000 A |  |  | 3
381841215 | TNB | DISTRIBUTION | KUALA SELANGOR | Existing | RYB | LV FUSE SWITCH |  | CLOSED | IEC MIDDLE CURVE | FUSES | SPARE |  |  |  | 250.000 A |  |  | 3
381841220 | TNB | DISTRIBUTION | KUALA SELANGOR | Existing | RYB | LV FUSE SWITCH |  | CLOSED | IEC MIDDLE CURVE | FUSES | SPARE |  |  |  | 250.000 A |  |  | 3
381841234 | TNB | DISTRIBUTION | KUALA SELANGOR | Existing | RYB | LV FUSE SWITCH |  | CLOSED | IEC MIDDLE CURVE | FUSES | SPARE |  |  |  | 250.000 A |  |  | 3
381841243 | TNB | DISTRIBUTION | KUALA SELANGOR | Existing | RYB | LV FUSE SWITCH |  | CLOSED | IEC MIDDLE CURVE | FUSES | SPARE |  |  |  | 250.000 A |  |  | 3
381841256 | TNB | DISTRIBUTION | KUALA SELANGOR | Existing | RYB | LV FUSE SWITCH |  | CLOSED | IEC MIDDLE CURVE | FUSES | SPARE |  |  |  | 250.000 A |  |  | 3
381841271 | TNB | DISTRIBUTION | KUALA SELANGOR | Existing | RYB | LV FUSE SWITCH |  | CLOSED | IEC MIDDLE CURVE | FUSES | SPARE |  |  |  | 250.000 A |  |  | 3
381841275 | TNB | DISTRIBUTION | KUALA SELANGOR | Existing | RYB | LV FUSE SWITCH |  | CLOSED | IEC MIDDLE CURVE | FUSES | SPARE |  |  |  | 250.000 A |  |  | 3
381841294 | TNB | DISTRIBUTION | KUALA SELANGOR | Existing | RYB | LV FUSE SWITCH |  | CLOSED | IEC MIDDLE CURVE | FUSES | SPARE |  |  |  | 250.000 A |  |  | 3
381841298 | TNB | DISTRIBUTION | KUALA SELANGOR | Existing | RYB | LV FUSE SWITCH |  | CLOSED | IEC MIDDLE CURVE | FUSES | SPARE |  |  |  | 250.000 A |  |  | 3
381841305 | TNB | DISTRIBUTION | KUALA SELANGOR | Existing | RYB | LV FUSE SWITCH |  | CLOSED | IEC MIDDLE CURVE | FUSES | SPARE |  |  |  | 250.000 A |  |  | 3
381841318 | TNB | DISTRIBUTION | KUALA SELANGOR | Existing | RYB | LV FUSE SWITCH |  | CLOSED | IEC MIDDLE CURVE | FUSES | SPARE |  |  |  | 250.000 A |  |  | 3
381841333 | TNB | DISTRIBUTION | KUALA SELANGOR | Existing | RYB | LV FUSE SWITCH |  | CLOSED | IEC MIDDLE CURVE | FUSES | SPARE |  |  |  | 250.000 A |  |  | 3
381841337 | TNB | DISTRIBUTION | KUALA SELANGOR | Existing | RYB | LV FUSE SWITCH |  | CLOSED | IEC MIDDLE CURVE | FUSES | SPARE |  |  |  | 250.000 A |  |  | 3
381841356 | TNB | DISTRIBUTION | KUALA SELANGOR | Existing | RYB | LV FUSE SWITCH |  | CLOSED | IEC MIDDLE CURVE | FUSES | SPARE |  |  |  | 250.000 A |  |  | 3
381841360 | TNB | DISTRIBUTION | KUALA SELANGOR | Existing | RYB | LV FUSE SWITCH |  | CLOSED | IEC MIDDLE CURVE | FUSES | SPARE |  |  |  | 250.000 A |  |  | 3
381841367 | TNB | DISTRIBUTION | KUALA SELANGOR | Existing | RYB | LV FUSE SWITCH |  | CLOSED | IEC MIDDLE CURVE | FUSES | SPARE |  |  |  | 250.000 A |  |  | 3
381841380 | TNB | DISTRIBUTION | KUALA SELANGOR | Existing | RYB | LV FUSE SWITCH |  | CLOSED | IEC MIDDLE CURVE | FUSES | SPARE |  |  |  | 250.000 A |  |  | 3
381841395 | TNB | DISTRIBUTION | KUALA SELANGOR | Existing | RYB | LV FUSE SWITCH |  | CLOSED | IEC MIDDLE CURVE | FUSES | SPARE |  |  |  | 250.000 A |  |  | 3
381841399 | TNB | DISTRIBUTION | KUALA SELANGOR | Existing | RYB | LV FUSE SWITCH |  | CLOSED | IEC MIDDLE CURVE | FUSES | SPARE |  |  |  | 250.000 A |  |  | 3
381841418 | TNB | DISTRIBUTION | KUALA SELANGOR | Existing | RYB | LV FUSE SWITCH |  | CLOSED | IEC MIDDLE CURVE | FUSES | SPARE |  |  |  | 250.000 A |  |  | 3
381841422 | TNB | DISTRIBUTION | KUALA SELANGOR | Existing | RYB | LV FUSE SWITCH |  | CLOSED | IEC MIDDLE CURVE | FUSES | SPARE |  |  |  | 250.000 A |  |  | 3
381841429 | TNB | DISTRIBUTION | KUALA SELANGOR | Existing | RYB | LV FUSE SWITCH |  | CLOSED | IEC MIDDLE CURVE | FUSES | SPARE |  |  |  | 250.000 A |  |  | 3
381841442 | TNB | DISTRIBUTION | KUALA SELANGOR | Existing | RYB | LV FUSE SWITCH |  | CLOSED | IEC MIDDLE CURVE | FUSES | SPARE |  |  |  | 250.000 A |  |  | 3
381841457 | TNB | DISTRIBUTION | KUALA SELANGOR | Existing | RYB | LV FUSE SWITCH |  | CLOSED | IEC MIDDLE CURVE | FUSES | SPARE |  |  |  | 250.000 A |  |  | 3
381841461 | TNB | DISTRIBUTION | KUALA SELANGOR | Existing | RYB | LV FUSE SWITCH |  | CLOSED | IEC MIDDLE CURVE | FUSES | SPARE |  |  |  | 250.000 A |  |  | 3
381841480 | TNB | DISTRIBUTION | KUALA SELANGOR | Existing | RYB | LV FUSE SWITCH |  | CLOSED | IEC MIDDLE CURVE | FUSES | SPARE |  |  |  | 250.000 A |  |  | 3
381841484 | TNB | DISTRIBUTION | KUALA SELANGOR | Existing | RYB | LV FUSE SWITCH |  | CLOSED | IEC MIDDLE CURVE | FUSES | SPARE |  |  |  | 250.000 A |  |  | 3
381841491 | TNB | DISTRIBUTION | KUALA SELANGOR | Existing | RYB | LV FUSE SWITCH |  | CLOSED | IEC MIDDLE CURVE | FUSES | SPARE |  |  |  | 250.000 A |  |  | 3
381841504 | TNB | DISTRIBUTION | KUALA SELANGOR | Existing | RYB | LV FUSE SWITCH |  | CLOSED | IEC MIDDLE CURVE | FUSES | SPARE |  |  |  | 250.000 A |  |  | 3
381841519 | TNB | DISTRIBUTION | KUALA SELANGOR | Existing | RYB | LV FUSE SWITCH |  | CLOSED | IEC MIDDLE CURVE | FUSES | SPARE |  |  |  | 250.000 A |  |  | 3
381841523 | TNB | DISTRIBUTION | KUALA SELANGOR | Existing | RYB | LV FUSE SWITCH |  | CLOSED | IEC MIDDLE CURVE | FUSES | SPARE |  |  |  | 250.000 A |  |  | 3
381841542 | TNB | DISTRIBUTION | KUALA SELANGOR | Existing | RYB | LV FUSE SWITCH |  | CLOSED | IEC MIDDLE CURVE | FUSES | SPARE |  |  |  | 250.000 A |  |  | 3
381841546 | TNB | DISTRIBUTION | KUALA SELANGOR | Existing | RYB | LV FUSE SWITCH |  | CLOSED | IEC MIDDLE CURVE | FUSES | SPARE |  |  |  | 250.000 A |  |  | 3
381841553 | TNB | DISTRIBUTION | KUALA SELANGOR | Existing | RYB | LV FUSE SWITCH |  | CLOSED | IEC MIDDLE CURVE | FUSES | SPARE |  |  |  | 250.000 A |  |  | 3
381841566 | TNB | DISTRIBUTION | KUALA SELANGOR | Existing | RYB | LV FUSE SWITCH |  | CLOSED | IEC MIDDLE CURVE | FUSES | SPARE |  |  |  | 250.000 A |  |  | 3
381841581 | TNB | DISTRIBUTION | KUALA SELANGOR | Existing | RYB | LV FUSE SWITCH |  | CLOSED | IEC MIDDLE CURVE | FUSES | SPARE |  |  |  | 250.000 A |  |  | 3
381841585 | TNB | DISTRIBUTION | KUALA SELANGOR | Existing | RYB | LV FUSE SWITCH |  | CLOSED | IEC MIDDLE CURVE | FUSES | SPARE |  |  |  | 250.000 A |  |  | 3
381841604 | TNB | DISTRIBUTION | KUALA SELANGOR | Existing | RYB | LV FUSE SWITCH |  | CLOSED | IEC MIDDLE CURVE | FUSES | SPARE |  |  |  | 250.000 A |  |  | 3
381841608 | TNB | DISTRIBUTION | KUALA SELANGOR | Existing | RYB | LV FUSE SWITCH |  | CLOSED | IEC MIDDLE CURVE | FUSES | SPARE |  |  |  | 250.000 A |  |  | 3
381841622 | TNB | DISTRIBUTION | KUALA SELANGOR | Existing | RYB | LV FUSE SWITCH |  | CLOSED | IEC MIDDLE CURVE | FUSES | SPARE |  |  |  | 250.000 A |  |  | 3
381841630 | TNB | DISTRIBUTION | KUALA SELANGOR | Existing | RYB | LV FUSE SWITCH |  | CLOSED | IEC MIDDLE CURVE | FUSES | SPARE |  |  |  | 250.000 A |  |  | 3
381841647 | TNB | DISTRIBUTION | KUALA SELANGOR | Existing | RYB | LV FUSE SWITCH |  | CLOSED | IEC MIDDLE CURVE | FUSES | SPARE |  |  |  | 250.000 A |  |  | 3
381841651 | TNB | DISTRIBUTION | KUALA SELANGOR | Existing | RYB | LV FUSE SWITCH |  | CLOSED | IEC MIDDLE CURVE | FUSES | SPARE |  |  |  | 250.000 A |  |  | 3
381841661 | TNB | DISTRIBUTION | KUALA SELANGOR | Existing | RYB | LV FUSE SWITCH |  | CLOSED | IEC MIDDLE CURVE | FUSES | SPARE |  |  |  | 250.000 A |  |  | 3
381842417 | TNB | DISTRIBUTION | KUALA SELANGOR | Existing | RYB | LV FUSE SWITCH |  | CLOSED | IEC MIDDLE CURVE | FUSES | SPARE |  |  |  | 250.000 A |  |  | 3
381842421 | TNB | DISTRIBUTION | KUALA SELANGOR | Existing | RYB | LV FUSE SWITCH |  | CLOSED | IEC MIDDLE CURVE | FUSES | SPARE |  |  |  | 250.000 A |  |  | 3
381842436 | TNB | DISTRIBUTION | KUALA SELANGOR | Existing | RYB | LV FUSE SWITCH |  | CLOSED | IEC MIDDLE CURVE | FUSES | SPARE |  |  |  | 250.000 A |  |  | 3
381842448 | TNB | DISTRIBUTION | KUALA SELANGOR | Existing | RYB | LV FUSE SWITCH |  | CLOSED | IEC MIDDLE CURVE | FUSES | SPARE |  |  |  | 250.000 A |  |  | 3
381842455 | TNB | DISTRIBUTION | KUALA SELANGOR | Existing | RYB | LV FUSE SWITCH |  | CLOSED | IEC MIDDLE CURVE | FUSES | SPARE |  |  |  | 250.000 A |  |  | 3
381842464 | TNB | DISTRIBUTION | KUALA SELANGOR | Existing | RYB | LV FUSE SWITCH |  | CLOSED | IEC MIDDLE CURVE | FUSES | SPARE |  |  |  | 250.000 A |  |  | 3
381842474 | TNB | DISTRIBUTION | KUALA SELANGOR | Existing | RYB | LV FUSE SWITCH |  | CLOSED | IEC MIDDLE CURVE | FUSES | SPARE |  |  |  | 250.000 A |  |  | 3
381842481 | TNB | DISTRIBUTION | KUALA SELANGOR | Existing | RYB | LV FUSE SWITCH |  | CLOSED | IEC MIDDLE CURVE | FUSES | SPARE |  |  |  | 250.000 A |  |  | 3
381865773 | TNB | DISTRIBUTION | KUALA SELANGOR | Existing | RYB | BLACK BOX | POLE | CLOSED |  | N/A |  |  |  |  | 125.000 A |  |  | 6
381865813 | TNB | DISTRIBUTION | KUALA SELANGOR | Existing | RYB | LV FUSE SWITCH |  | CLOSED | IEC MIDDLE CURVE | FUSES | SPARE |  |  |  | 250.000 A |  |  | 3
381865817 | TNB | DISTRIBUTION | KUALA SELANGOR | Existing | RYB | LV FUSE SWITCH |  | CLOSED | IEC MIDDLE CURVE | FUSES | SPARE |  |  |  | 250.000 A |  |  | 3
381865832 | TNB | DISTRIBUTION | KUALA SELANGOR | Existing | RYB | LV FUSE SWITCH |  | CLOSED | IEC MIDDLE CURVE | FUSES | SPARE |  |  |  | 250.000 A |  |  | 3
381865844 | TNB | DISTRIBUTION | KUALA SELANGOR | Existing | RYB | LV FUSE SWITCH |  | CLOSED | IEC MIDDLE CURVE | FUSES | SPARE |  |  |  | 250.000 A |  |  | 3
381865851 | TNB | DISTRIBUTION | KUALA SELANGOR | Existing | RYB | LV FUSE SWITCH |  | CLOSED | IEC MIDDLE CURVE | FUSES | SPARE |  |  |  | 250.000 A |  |  | 3
381865860 | TNB | DISTRIBUTION | KUALA SELANGOR | Existing | RYB | LV FUSE SWITCH |  | CLOSED | IEC MIDDLE CURVE | FUSES | SPARE |  |  |  | 250.000 A |  |  | 3
381865870 | TNB | DISTRIBUTION | KUALA SELANGOR | Existing | RYB | LV FUSE SWITCH |  | CLOSED | IEC MIDDLE CURVE | FUSES | SPARE |  |  |  | 250.000 A |  |  | 3
381865877 | TNB | DISTRIBUTION | KUALA SELANGOR | Existing | RYB | LV FUSE SWITCH |  | CLOSED | IEC MIDDLE CURVE | FUSES | SPARE |  |  |  | 250.000 A |  |  | 3
381866516 | TNB | DISTRIBUTION | KUALA SELANGOR | Existing | RYB | BLACK BOX | POLE | CLOSED |  | N/A |  |  |  |  | 200.000 A |  |  | 6
381866575 | TNB | DISTRIBUTION | KUALA SELANGOR | Existing | RYB | BLACK BOX |  | CLOSED | [9 empty] | 3
381891074 | TNB | DISTRIBUTION | KUALA SELANGOR | Existing | RYB | BLACK BOX | POLE | CLOSED |  | N/A |  |  |  |  | 125.000 A |  |  | 6
381891075 | TNB | DISTRIBUTION | KUALA SELANGOR | Existing | RYB | BLACK BOX | POLE | CLOSED |  | N/A |  |  |  |  | 75.000 A |  |  | 6
381891076 | TNB | DISTRIBUTION | KUALA SELANGOR | Existing | RYB | BLACK BOX | POLE | CLOSED |  | N/A |  |  |  |  | 200.000 A |  |  | 6
381891077 | TNB | DISTRIBUTION | KUALA SELANGOR | Existing | RYB | BLACK BOX | POLE | CLOSED |  | N/A |  |  |  |  | 200.000 A |  |  | 6
381891078 | TNB | DISTRIBUTION | KUALA SELANGOR | Existing | RYB | BLACK BOX | POLE | OPEN |  | N/A |  |  |  |  | 200.000 A |  |  | 6
381891081 | TNB | DISTRIBUTION | KUALA SELANGOR | Existing | RYB | BLACK BOX | POLE | CLOSED |  | N/A |  |  |  |  | 125.000 A |  |  | 6
381891082 | TNB | DISTRIBUTION | KUALA SELANGOR | Existing | RYB | BLACK BOX TRIPLE | POLE | CLOSED |  | N/A |  |  |  |  | 200.000 A |  |  | 3
381891084 | TNB | DISTRIBUTION | KUALA SELANGOR | Existing | RYB | BLACK BOX | POLE | CLOSED |  | N/A |  |  |  |  | 200.000 A |  |  | 6
381891085 | TNB | DISTRIBUTION | KUALA SELANGOR | Existing | RYB | BLACK BOX | POLE | OPEN |  | N/A |  |  |  |  | 200.000 A |  |  | 6
381891086 | TNB | DISTRIBUTION | KUALA SELANGOR | Existing | RYB | BLACK BOX SINGLE | POLE | CLOSED |  | N/A |  |  |  |  | 200.000 A |  |  | 0
381891087 | TNB | DISTRIBUTION | KUALA SELANGOR | Existing | RYB | BLACK BOX TRIPLE | POLE | CLOSED |  | N/A |  |  |  |  | 200.000 A |  |  | 0
381891088 | TNB | DISTRIBUTION | KUALA SELANGOR | Existing | RYB | BLACK BOX TRIPLE | POLE | CLOSED |  | N/A |  |  |  |  | 200.000 A |  |  | 0
381891089 | TNB | DISTRIBUTION | KUALA SELANGOR | Existing | RYB | BLACK BOX TRIPLE | POLE | OPEN |  | N/A |  |  |  |  | 125.000 A |  |  | 0
381891090 | TNB | DISTRIBUTION | KUALA SELANGOR | Existing | RYB | BLACK BOX | POLE | OPEN |  | N/A |  |  |  |  | 200.000 A |  |  | 3
381891091 | TNB | DISTRIBUTION | KUALA SELANGOR | Existing | RYB | BLACK BOX | POLE | CLOSED |  | N/A |  |  |  |  | 200.000 A |  |  | 6
381891092 | TNB | DISTRIBUTION | KUALA SELANGOR | Existing | RYB | BLACK BOX | POLE | CLOSED |  | N/A |  |  |  |  | 200.000 A |  |  | 6
381891093 | TNB | DISTRIBUTION | KUALA SELANGOR | Existing | RYB | BLACK BOX | POLE | OPEN |  | N/A |  |  |  |  | 200.000 A |  |  | 3
381891094 | TNB | DISTRIBUTION | KUALA SELANGOR | Existing | RYB | BLACK BOX | POLE | CLOSED |  | N/A |  |  |  |  | 200.000 A |  |  | 6
381891095 | TNB | DISTRIBUTION | KUALA SELANGOR | Existing | RYB | BLACK BOX TRIPLE | POLE | CLOSED |  | N/A |  |  |  |  | 80.000 A |  |  | 0
381891096 | TNB | DISTRIBUTION | KUALA SELANGOR | Existing | RYB | BLACK BOX TRIPLE | POLE | CLOSED |  | N/A |  |  |  |  | 200.000 A |  |  | 0
381891097 | TNB | DISTRIBUTION | KUALA SELANGOR | Existing | RYB | BLACK BOX | POLE | CLOSED |  | N/A |  |  |  |  | 125.000 A |  |  | 6
381891098 | TNB | DISTRIBUTION | KUALA SELANGOR | Existing | Unknown | BLACK BOX TRIPLE | POLE | CLOSED |  | N/A |  |  |  |  | 200.000 A |  |  | 0
381891099 | TNB | DISTRIBUTION | KUALA SELANGOR | Existing | RYB | BLACK BOX | POLE | CLOSED |  | N/A |  |  |  |  | 125.000 A |  |  | 6
381891100 | TNB | DISTRIBUTION | KUALA SELANGOR | Existing | RYB | BLACK BOX | OTHERS | CLOSED |  | N/A |  |  |  |  | 100.000 A |  |  | 6
381891101 | TNB | DISTRIBUTION | KUALA SELANGOR | Existing | RYB | BLACK BOX TRIPLE | POLE | CLOSED |  | N/A |  |  |  |  | 125.000 A |  |  | 0
381891102 | TNB | DISTRIBUTION | KUALA SELANGOR | Existing | RYB | BLACK BOX SINGLE | POLE | CLOSED |  | N/A |  |  |  |  | 50.000 A |  |  | 0
381891103 | TNB | DISTRIBUTION | KUALA SELANGOR | Existing | RYB | BLACK BOX TRIPLE | POLE | CLOSED |  | N/A |  |  |  |  | 200.000 A |  |  | 0
381891104 | TNB | DISTRIBUTION | KUALA SELANGOR | Existing | RYB | BLACK BOX TRIPLE | POLE | CLOSED |  | N/A |  |  |  |  | 125.000 A |  |  | 0
381891105 | TNB | DISTRIBUTION | KUALA SELANGOR | Existing | RYB | BLACK BOX TRIPLE | POLE | CLOSED |  | N/A |  |  |  |  | 200.000 A |  |  | 0
381891106 | TNB | DISTRIBUTION | KUALA SELANGOR | Existing | Unknown | BLACK BOX TRIPLE | OTHERS | CLOSED |  | N/A |  |  |  |  | 80.000 A |  |  | 0
381891107 | TNB | DISTRIBUTION | KUALA SELANGOR | Existing | Unknown | BLACK BOX TRIPLE | OTHERS | CLOSED |  | N/A |  |  |  |  | 80.000 A |  |  | 0
381891108 | TNB | DISTRIBUTION | KUALA SELANGOR | Existing | Unknown | BLACK BOX TRIPLE | OTHERS | CLOSED |  | N/A |  |  |  |  | 80.000 A |  |  | 0
381891109 | TNB | DISTRIBUTION | KUALA SELANGOR | Existing | Unknown | BLACK BOX TRIPLE | OTHERS | CLOSED |  | N/A |  |  |  |  | 80.000 A |  |  | 0
381891110 | TNB | DISTRIBUTION | KUALA SELANGOR | Existing | Unknown | BLACK BOX TRIPLE | OTHERS | CLOSED |  | N/A |  |  |  |  | 80.000 A |  |  | 0
381891111 | TNB | DISTRIBUTION | KUALA SELANGOR | Existing | RYB | BLACK BOX TRIPLE | POLE | CLOSED |  | N/A |  |  |  |  | 125.000 A |  |  | 0
381891112 | TNB | DISTRIBUTION | KUALA SELANGOR | Existing | RYB | BLACK BOX TRIPLE | POLE | OPEN |  | N/A |  |  |  |  | 125.000 A |  |  | 0
381891113 | TNB | DISTRIBUTION | KUALA SELANGOR | Existing | R | BLACK BOX | POLE | CLOSED |  | N/A |  |  |  |  | 80.000 A |  |  | 3
381891114 | TNB | DISTRIBUTION | KUALA SELANGOR | Existing | RYB | BLACK BOX | POLE | CLOSED |  | N/A |  |  |  |  | 80.000 A |  |  | 3
381891115 | TNB | DISTRIBUTION | KUALA SELANGOR | Existing | R | BLACK BOX | POLE | CLOSED |  | N/A |  |  |  |  | 80.000 A |  |  | 3
381891116 | TNB | DISTRIBUTION | KUALA SELANGOR | Existing | RYB | BLACK BOX TRIPLE | POLE | CLOSED |  | N/A |  |  |  |  | 80.000 A |  |  | 3
381891117 | TNB | DISTRIBUTION | KUALA SELANGOR | Existing | RYB | BLACK BOX TRIPLE | POLE | CLOSED |  | N/A |  |  |  |  | 80.000 A |  |  | 3
381891118 | TNB | DISTRIBUTION | KUALA SELANGOR | Existing | RYB | BLACK BOX | POLE | CLOSED |  | N/A |  |  |  |  | 80.000 A |  |  | 3
381891119 | TNB | DISTRIBUTION | KUALA SELANGOR | Existing | RYB | BLACK BOX | POLE | CLOSED |  | N/A |  |  |  |  | 80.000 A |  |  | 6
381891120 | TNB | DISTRIBUTION | KUALA SELANGOR | Existing | RYB | BLACK BOX | POLE | CLOSED |  | N/A |  |  |  |  | 80.000 A |  |  | 6
381891121 | TNB | DISTRIBUTION | KUALA SELANGOR | Existing | RYB | BLACK BOX | POLE | CLOSED |  | N/A |  |  |  |  | 80.000 A |  |  | 3
381891122 | TNB | DISTRIBUTION | KUALA SELANGOR | Existing | RYB | BLACK BOX | POLE | CLOSED |  | N/A |  |  |  |  | 80.000 A |  |  | 6
381891123 | TNB | DISTRIBUTION | KUALA SELANGOR | Existing | RYB | BLACK BOX | POLE | CLOSED |  | N/A |  |  |  |  | 80.000 A |  |  | 6
381891124 | TNB | DISTRIBUTION | KUALA SELANGOR | Existing | RYB | BLACK BOX | POLE | CLOSED |  | N/A |  |  |  |  | 80.000 A |  |  | 6
381891125 | TNB | DISTRIBUTION | KUALA SELANGOR | Existing | RYB | BLACK BOX | POLE | CLOSED |  | N/A |  |  |  |  | 80.000 A |  |  | 6
381891126 | TNB | DISTRIBUTION | KUALA SELANGOR | Existing | RYB | BLACK BOX | POLE | CLOSED |  | N/A |  |  |  |  | 80.000 A |  |  | 6
381891127 | TNB | DISTRIBUTION | KUALA SELANGOR | Existing | RYB | BLACK BOX | POLE | CLOSED |  | N/A |  |  |  |  | 80.000 A |  |  | 6
381891128 | TNB | DISTRIBUTION | KUALA SELANGOR | Existing | RYB | BLACK BOX | POLE | CLOSED |  | N/A |  |  |  |  | 80.000 A |  |  | 3
381891129 | TNB | DISTRIBUTION | KUALA SELANGOR | Existing | RYB | BLACK BOX | POLE | CLOSED |  | N/A |  |  |  |  | 80.000 A |  |  | 6
381891130 | TNB | DISTRIBUTION | KUALA SELANGOR | Existing | RYB | BLACK BOX | POLE | CLOSED |  | N/A |  |  |  |  | 80.000 A |  |  | 6
381891131 | TNB | DISTRIBUTION | KUALA SELANGOR | Existing | RYB | BLACK BOX | POLE | CLOSED |  | N/A |  |  |  |  | 80.000 A |  |  | 6
381891132 | TNB | DISTRIBUTION | KUALA SELANGOR | Existing | RYB | BLACK BOX | POLE | CLOSED |  | N/A |  |  |  |  | 80.000 A |  |  | 6
381891133 | TNB | DISTRIBUTION | KUALA SELANGOR | Existing | RYB | BLACK BOX | POLE | CLOSED |  | N/A |  |  |  |  | 80.000 A |  |  | 6
381891134 | TNB | DISTRIBUTION | KUALA SELANGOR | Existing | RYB | BLACK BOX | POLE | CLOSED |  | N/A |  |  |  |  | 80.000 A |  |  | 6
381891135 | TNB | DISTRIBUTION | KUALA SELANGOR | Existing | RYB | BLACK BOX | POLE | CLOSED |  | N/A |  |  |  |  | 80.000 A |  |  | 6
381891136 | TNB | DISTRIBUTION | KUALA SELANGOR | Existing | RYB | BLACK BOX | POLE | CLOSED |  | N/A |  |  |  |  | 80.000 A |  |  | 6
381891137 | TNB | DISTRIBUTION | KUALA SELANGOR | Existing | RYB | BLACK BOX | POLE | CLOSED |  | N/A |  |  |  |  | 80.000 A |  |  | 6
381891138 | TNB | DISTRIBUTION | KUALA SELANGOR | Existing | RYB | BLACK BOX | POLE | CLOSED |  | N/A |  |  |  |  | 80.000 A |  |  | 6
381891139 | TNB | DISTRIBUTION | KUALA SELANGOR | Existing | RYB | BLACK BOX | POLE | CLOSED |  | N/A |  |  |  |  | 80.000 A |  |  | 6
381891140 | TNB | DISTRIBUTION | KUALA SELANGOR | Existing | RYB | BLACK BOX | POLE | CLOSED |  | N/A |  |  |  |  | 80.000 A |  |  | 6
381891141 | TNB | DISTRIBUTION | KUALA SELANGOR | Existing | RYB | BLACK BOX | POLE | CLOSED |  | N/A |  |  |  |  | 80.000 A |  |  | 6
381891142 | TNB | DISTRIBUTION | KUALA SELANGOR | Existing | R | BLACK BOX | POLE | CLOSED |  | N/A |  |  |  |  | 80.000 A |  |  | 3
381891143 | TNB | DISTRIBUTION | KUALA SELANGOR | Existing | R | BLACK BOX | POLE | CLOSED |  | N/A |  |  |  |  | 80.000 A |  |  | 3
381891144 | TNB | DISTRIBUTION | KUALA SELANGOR | Existing | R | BLACK BOX | POLE | CLOSED |  | N/A |  |  |  |  | 60.000 A |  |  | 3
381891145 | TNB | DISTRIBUTION | KUALA SELANGOR | Existing | R | BLACK BOX | POLE | CLOSED |  | N/A |  |  |  |  | 80.000 A |  |  | 3
381891146 | TNB | DISTRIBUTION | KUALA SELANGOR | Existing | R | BLACK BOX | POLE | CLOSED |  | N/A |  |  |  |  | 80.000 A |  |  | 3
381891147 | TNB | DISTRIBUTION | KUALA SELANGOR | Existing | RYB | BLACK BOX | OTHERS | CLOSED |  | N/A |  |  |  |  | 100.000 A |  |  | 6
381891149 | TNB | DISTRIBUTION | KUALA SELANGOR | Existing | RYB | BLACK BOX | POLE | CLOSED |  | N/A |  |  |  |  | 200.000 A |  |  | 6
381891150 | TNB | DISTRIBUTION | KUALA SELANGOR | Existing | RYB | BLACK BOX | POLE | CLOSED |  | Unknown |  |  |  |  | 125.000 A |  |  | 6
381891151 | TNB | DISTRIBUTION | KUALA SELANGOR | Existing | RYB | BLACK BOX | POLE | CLOSED |  | Unknown |  |  |  |  | 200.000 A |  |  | 6
381891152 | TNB | DISTRIBUTION | KUALA SELANGOR | Existing | RYB | BLACK BOX | POLE | CLOSED |  | Unknown |  |  |  |  | 200.000 A |  |  | 6
381892481 | TNB | DISTRIBUTION | KUALA SELANGOR | Existing | RYB | BLACK BOX |  | OPEN | [9 empty] | 3
381892516 | TNB | DISTRIBUTION | KUALA SELANGOR | Existing | RYB | BLACK BOX | POLE | CLOSED | [9 empty] | 3
381893075 | TNB | DISTRIBUTION | KUALA SELANGOR | Existing | RYB | BLACK BOX |  | OPEN | [9 empty] | 3
381955436 | TNB | DISTRIBUTION | KUALA SELANGOR | Existing | RYB | BLACK BOX | POLE | CLOSED |  | Unknown |  |  |  |  | 200.000 A |  |  | 6
381955437 | TNB | DISTRIBUTION | KUALA SELANGOR | Existing | RYB | BLACK BOX | POLE | CLOSED |  | Unknown |  |  |  |  | 200.000 A |  |  | 3
381955438 | TNB | DISTRIBUTION | KUALA SELANGOR | Existing | RYB | BLACK BOX | POLE | CLOSED |  | Unknown |  |  |  |  | 125.000 A |  |  | 6
381955439 | TNB | DISTRIBUTION | KUALA SELANGOR | Existing | RYB | BLACK BOX | POLE | CLOSED |  | Unknown |  |  |  |  | 125.000 A |  |  | 6
381955441 | TNB | DISTRIBUTION | KUALA SELANGOR | Existing | RYB | BLACK BOX | POLE | CLOSED |  | Unknown |  |  |  |  | 125.000 A |  |  | 3
381955443 | TNB | DISTRIBUTION | KUALA SELANGOR | Existing | RYB | BLACK BOX | POLE | CLOSED |  | Unknown |  |  |  |  | 125.000 A |  |  | 6
381955444 | TNB | DISTRIBUTION | KUALA SELANGOR | Existing | RYB | BLACK BOX | OTHERS | CLOSED |  | Unknown |  |  |  |  | 50.000 A |  |  | 3
381955445 | TNB | DISTRIBUTION | KUALA SELANGOR | Existing | RYB | BLACK BOX | POLE | CLOSED |  | Unknown |  |  |  |  | 80.000 A |  |  | 6
381955446 | TNB | DISTRIBUTION | KUALA SELANGOR | Existing | RYB | BLACK BOX | POLE | CLOSED |  | Unknown |  |  |  |  | 80.000 A |  |  | 6
381955447 | TNB | DISTRIBUTION | KUALA SELANGOR | Existing | RYB | BLACK BOX | POLE | CLOSED |  | Unknown |  |  |  |  | 125.000 A |  |  | 6
381955450 | TNB | DISTRIBUTION | KUALA SELANGOR | Existing | RYB | BLACK BOX | POLE | CLOSED |  | Unknown |  |  |  |  | 125.000 A |  |  | 6
381955451 | TNB | DISTRIBUTION | KUALA SELANGOR | Existing | RYB | BLACK BOX | POLE | CLOSED |  | Unknown |  |  |  |  | 125.000 A |  |  | 6
381955452 | TNB | DISTRIBUTION | KUALA SELANGOR | Existing | RYB | BLACK BOX | POLE | CLOSED |  | Unknown |  |  |  |  | 125.000 A |  |  | 6
381955453 | TNB | DISTRIBUTION | KUALA SELANGOR | Existing | RYB | BLACK BOX | POLE | CLOSED |  | Unknown |  |  |  |  | 50.000 A |  |  | 3
381955454 | TNB | DISTRIBUTION | KUALA SELANGOR | Existing | RYB | BLACK BOX | POLE | CLOSED |  | Unknown |  |  |  |  | 50.000 A |  |  | 3
381955455 | TNB | DISTRIBUTION | KUALA SELANGOR | Existing | RYB | BLACK BOX | POLE | CLOSED |  | Unknown |  |  |  |  | 50.000 A |  |  | 3
381955456 | TNB | DISTRIBUTION | KUALA SELANGOR | Existing | RYB | BLACK BOX | POLE | CLOSED |  | Unknown |  |  |  |  | 50.000 A |  |  | 3
381955457 | TNB | DISTRIBUTION | KUALA SELANGOR | Existing | RYB | BLACK BOX | POLE | CLOSED |  | Unknown |  |  |  |  | 50.000 A |  |  | 3
381955458 | TNB | DISTRIBUTION | KUALA SELANGOR | Existing | RYB | BLACK BOX | POLE | CLOSED |  | Unknown |  |  |  |  | 50.000 A |  |  | 3
381955459 | TNB | DISTRIBUTION | KUALA SELANGOR | Existing | RYB | BLACK BOX | POLE | CLOSED |  | Unknown |  |  |  |  | 50.000 A |  |  | 3
381955460 | TNB | DISTRIBUTION | KUALA SELANGOR | Existing | RYB | BLACK BOX | POLE | CLOSED |  | Unknown |  |  |  |  | 125.000 A |  |  | 3
381955461 | TNB | DISTRIBUTION | KUALA SELANGOR | Existing | RYB | BLACK BOX | POLE | CLOSED |  | Unknown |  |  |  |  | 50.000 A |  |  | 6
381955462 | TNB | DISTRIBUTION | KUALA SELANGOR | Existing | RYB | BLACK BOX | POLE | CLOSED |  | Unknown |  |  |  |  | 50.000 A |  |  | 6
381955463 | TNB | DISTRIBUTION | KUALA SELANGOR | Existing | RYB | BLACK BOX | POLE | CLOSED |  | Unknown |  |  |  |  | 50.000 A |  |  | 6
381955464 | TNB | DISTRIBUTION | KUALA SELANGOR | Existing | RYB | BLACK BOX | POLE | CLOSED |  | Unknown |  |  |  |  | 50.000 A |  |  | 6
381955465 | TNB | DISTRIBUTION | KUALA SELANGOR | Existing | RYB | BLACK BOX | POLE | CLOSED |  | Unknown |  |  |  |  | 50.000 A |  |  | 6
381955466 | TNB | DISTRIBUTION | KUALA SELANGOR | Existing | RYB | BLACK BOX | POLE | CLOSED |  | Unknown |  |  |  |  | 125.000 A |  |  | 6
381955467 | TNB | DISTRIBUTION | KUALA SELANGOR | Existing | RYB | BLACK BOX | POLE | CLOSED |  | Unknown |  |  |  |  | 50.000 A |  |  | 6
381955468 | TNB | DISTRIBUTION | KUALA SELANGOR | Existing | RYB | BLACK BOX | POLE | CLOSED |  | Unknown |  |  |  |  | 50.000 A |  |  | 6
381955469 | TNB | DISTRIBUTION | KUALA SELANGOR | Existing | RYB | BLACK BOX | POLE | CLOSED |  | Unknown |  |  |  |  | 50.000 A |  |  | 6
381955470 | TNB | DISTRIBUTION | KUALA SELANGOR | Existing | RYB | BLACK BOX | POLE | CLOSED |  | Unknown |  |  |  |  | 50.000 A |  |  | 6
381955471 | TNB | DISTRIBUTION | KUALA SELANGOR | Existing | RYB | BLACK BOX | POLE | CLOSED |  | Unknown |  |  |  |  | 50.000 A |  |  | 6
381955472 | TNB | DISTRIBUTION | KUALA SELANGOR | Existing | RYB | BLACK BOX | POLE | CLOSED |  | Unknown |  |  |  |  | 50.000 A |  |  | 6
381955474 | TNB | DISTRIBUTION | KUALA SELANGOR | Existing | RYB | BLACK BOX | POLE | CLOSED |  | Unknown |  |  |  |  | 50.000 A |  |  | 6
381955475 | TNB | DISTRIBUTION | KUALA SELANGOR | Existing | RYB | BLACK BOX | POLE | CLOSED |  | Unknown |  |  |  |  | 50.000 A |  |  | 6
381955476 | TNB | DISTRIBUTION | KUALA SELANGOR | Existing | RYB | BLACK BOX | POLE | CLOSED |  | Unknown |  |  |  |  | 50.000 A |  |  | 6
381955477 | TNB | DISTRIBUTION | KUALA SELANGOR | Existing | RYB | BLACK BOX | POLE | CLOSED |  | Unknown |  |  |  |  | 50.000 A |  |  | 6
381955478 | TNB | DISTRIBUTION | KUALA SELANGOR | Existing | RYB | BLACK BOX | POLE | CLOSED |  | Unknown |  |  |  |  | 50.000 A |  |  | 6
381955479 | TNB | DISTRIBUTION | KUALA SELANGOR | Existing | RYB | BLACK BOX | POLE | CLOSED |  | Unknown |  |  |  |  | 50.000 A |  |  | 6
381955480 | TNB | DISTRIBUTION | KUALA SELANGOR | Existing | RYB | BLACK BOX | POLE | CLOSED |  | Unknown |  |  |  |  | 50.000 A |  |  | 6
381955481 | TNB | DISTRIBUTION | KUALA SELANGOR | Existing | RYB | BLACK BOX | POLE | CLOSED |  | Unknown |  |  |  |  | 50.000 A |  |  | 6
381955482 | TNB | DISTRIBUTION | KUALA SELANGOR | Existing | RYB | BLACK BOX | POLE | CLOSED |  | Unknown |  |  |  |  | 200.000 A |  | sl | 3
381955483 | TNB | DISTRIBUTION | KUALA SELANGOR | Existing | RYB | BLACK BOX | POLE | CLOSED |  | Unknown |  |  |  |  | 80.000 A |  |  | 3
381955484 | TNB | DISTRIBUTION | KUALA SELANGOR | Existing | RYB | BLACK BOX | POLE | CLOSED |  | Unknown |  |  |  |  | 80.000 A |  |  | 3
381955485 | TNB | DISTRIBUTION | KUALA SELANGOR | Existing | RYB | BLACK BOX | POLE | CLOSED |  | Unknown |  |  |  |  | 80.000 A |  |  | 3
381955486 | TNB | DISTRIBUTION | KUALA SELANGOR | Existing | RYB | BLACK BOX | POLE | CLOSED |  | Unknown |  |  |  |  | 80.000 A |  |  | 3
381955487 | TNB | DISTRIBUTION | KUALA SELANGOR | Existing | RYB | BLACK BOX | POLE | CLOSED |  | Unknown |  |  |  |  | 80.000 A |  |  | 3
381955488 | TNB | DISTRIBUTION | KUALA SELANGOR | Existing | RYB | BLACK BOX | POLE | CLOSED |  | Unknown |  |  |  |  | 80.000 A |  |  | 3
381955489 | TNB | DISTRIBUTION | KUALA SELANGOR | Existing | RYB | BLACK BOX | POLE | CLOSED |  | Unknown |  |  |  |  | 80.000 A |  |  | 3
381955490 | TNB | DISTRIBUTION | KUALA SELANGOR | Existing | RYB | BLACK BOX | POLE | CLOSED |  | Unknown |  |  |  |  | 80.000 A |  |  | 3
381955491 | TNB | DISTRIBUTION | KUALA SELANGOR | Existing | RYB | BLACK BOX | POLE | CLOSED |  | Unknown |  |  |  |  | 200.000 A |  |  | 3
381955492 | TNB | DISTRIBUTION | KUALA SELANGOR | Existing | RYB | BLACK BOX | POLE | CLOSED |  | Unknown |  |  |  |  | 200.000 A |  |  | 3
381955493 | TNB | DISTRIBUTION | KUALA SELANGOR | Existing | RYB | BLACK BOX | POLE | CLOSED |  | Unknown |  |  |  |  | 200.000 A |  | 90 | 3
381955494 | TNB | DISTRIBUTION | KUALA SELANGOR | Existing | RYB | BLACK BOX | POLE | CLOSED |  | Unknown |  |  |  |  | 80.000 A |  |  | 6
381955495 | TNB | DISTRIBUTION | KUALA SELANGOR | Existing | RYB | BLACK BOX | POLE | CLOSED |  | Unknown |  |  |  |  | 80.000 A |  |  | 6
381955496 | TNB | DISTRIBUTION | KUALA SELANGOR | Existing | RYB | BLACK BOX | POLE | CLOSED |  | Unknown |  |  |  |  | 80.000 A |  |  | 6
381955497 | TNB | DISTRIBUTION | KUALA SELANGOR | Existing | RYB | BLACK BOX | POLE | CLOSED |  | Unknown |  |  |  |  | 80.000 A |  |  | 6
381955498 | TNB | DISTRIBUTION | KUALA SELANGOR | Existing | RYB | BLACK BOX | POLE | CLOSED |  | Unknown |  |  |  |  | 80.000 A |  |  | 6
381955499 | TNB | DISTRIBUTION | KUALA SELANGOR | Existing | RYB | BLACK BOX | POLE | CLOSED |  | Unknown |  |  |  |  | 80.000 A |  |  | 6
381955500 | TNB | DISTRIBUTION | KUALA SELANGOR | Existing | RYB | BLACK BOX | POLE | CLOSED |  | Unknown |  |  |  |  | 80.000 A |  |  | 6
381955501 | TNB | DISTRIBUTION | KUALA SELANGOR | Existing | RYB | BLACK BOX | POLE | CLOSED |  | Unknown |  |  |  |  | 80.000 A |  |  | 6
381955502 | TNB | DISTRIBUTION | KUALA SELANGOR | Existing | RYB | BLACK BOX | POLE | CLOSED |  | Unknown |  |  |  |  | 80.000 A |  |  | 6
381955503 | TNB | DISTRIBUTION | KUALA SELANGOR | Existing | RYB | BLACK BOX | POLE | CLOSED |  | Unknown |  |  |  |  | 80.000 A |  |  | 6
381955504 | TNB | DISTRIBUTION | KUALA SELANGOR | Existing | RYB | BLACK BOX | POLE | CLOSED |  | Unknown |  |  |  |  | 80.000 A |  |  | 6
381955505 | TNB | DISTRIBUTION | KUALA SELANGOR | Existing | RYB | BLACK BOX | POLE | CLOSED |  | Unknown |  |  |  |  | 80.000 A |  |  | 6
381955506 | TNB | DISTRIBUTION | KUALA SELANGOR | Existing | RYB | BLACK BOX | POLE | CLOSED |  | Unknown |  |  |  |  | 80.000 A |  |  | 6
381955507 | TNB | DISTRIBUTION | KUALA SELANGOR | Existing | RYB | BLACK BOX | POLE | CLOSED |  | Unknown |  |  |  |  | 80.000 A |  |  | 6
381955508 | TNB | DISTRIBUTION | KUALA SELANGOR | Existing | RYB | BLACK BOX | POLE | CLOSED |  | Unknown |  |  |  |  | 80.000 A |  |  | 6
381955509 | TNB | DISTRIBUTION | KUALA SELANGOR | Existing | RYB | BLACK BOX | POLE | CLOSED |  | Unknown |  |  |  |  | 75.000 A |  |  | 6
381955510 | TNB | DISTRIBUTION | KUALA SELANGOR | Existing | RYB | BLACK BOX | POLE | CLOSED |  | Unknown |  |  |  |  | 80.000 A |  |  | 6
381955511 | TNB | DISTRIBUTION | KUALA SELANGOR | Existing | RYB | BLACK BOX | POLE | CLOSED |  | Unknown |  |  |  |  | 75.000 A |  |  | 3
381955512 | TNB | DISTRIBUTION | KUALA SELANGOR | Existing | RYB | BLACK BOX | POLE | CLOSED |  | Unknown |  |  |  |  | 80.000 A |  |  | 6
381955513 | TNB | DISTRIBUTION | KUALA SELANGOR | Existing | RYB | BLACK BOX | POLE | CLOSED |  | Unknown |  |  |  |  | 80.000 A |  |  | 6
381955514 | TNB | DISTRIBUTION | KUALA SELANGOR | Existing | RYB | BLACK BOX | POLE | CLOSED |  | Unknown |  |  |  |  | 80.000 A |  |  | 6
381955515 | TNB | DISTRIBUTION | KUALA SELANGOR | Existing | RYB | BLACK BOX | POLE | CLOSED |  | Unknown |  |  |  |  | 80.000 A |  |  | 6
381955516 | TNB | DISTRIBUTION | KUALA SELANGOR | Existing | RYB | BLACK BOX | POLE | CLOSED |  | Unknown |  |  |  |  | 80.000 A |  |  | 6
381955517 | TNB | DISTRIBUTION | KUALA SELANGOR | Existing | RYB | BLACK BOX | POLE | CLOSED |  | Unknown |  |  |  |  | 75.000 A |  |  | 6
381955518 | TNB | DISTRIBUTION | KUALA SELANGOR | Existing | RYB | BLACK BOX | POLE | CLOSED |  | Unknown |  |  |  |  | 75.000 A |  |  | 6
381955519 | TNB | DISTRIBUTION | KUALA SELANGOR | Existing | RYB | BLACK BOX | POLE | CLOSED |  | Unknown |  |  |  |  | 80.000 A |  |  | 6
381955520 | TNB | DISTRIBUTION | KUALA SELANGOR | Existing | RYB | BLACK BOX | POLE | CLOSED |  | Unknown |  |  |  |  | 80.000 A |  |  | 6
381955521 | TNB | DISTRIBUTION | KUALA SELANGOR | Existing | RYB | BLACK BOX | POLE | CLOSED |  | Unknown |  |  |  |  | 80.000 A |  |  | 6
381955522 | TNB | DISTRIBUTION | KUALA SELANGOR | Existing | RYB | BLACK BOX | POLE | CLOSED |  | Unknown |  |  |  |  | 80.000 A |  |  | 6
381955523 | TNB | DISTRIBUTION | KUALA SELANGOR | Existing | RYB | BLACK BOX | POLE | CLOSED |  | Unknown |  |  |  |  | 75.000 A |  |  | 6
381955524 | TNB | DISTRIBUTION | KUALA SELANGOR | Existing | RYB | BLACK BOX | POLE | CLOSED |  | Unknown |  |  |  |  | 80.000 A |  |  | 6
381955526 | TNB | DISTRIBUTION | KUALA SELANGOR | Existing | RYB | BLACK BOX | POLE | CLOSED |  | Unknown |  |  |  |  | 80.000 A |  |  | 6
381955527 | TNB | DISTRIBUTION | KUALA SELANGOR | Existing | RYB | BLACK BOX | POLE | CLOSED |  | Unknown |  |  |  |  | 75.000 A |  |  | 3
381955528 | TNB | DISTRIBUTION | KUALA SELANGOR | Existing | RYB | BLACK BOX | POLE | CLOSED |  | Unknown |  |  |  |  | 75.000 A |  |  | 6
381955529 | TNB | DISTRIBUTION | KUALA SELANGOR | Existing | RYB | BLACK BOX | POLE | CLOSED |  | Unknown |  |  |  |  | 80.000 A |  |  | 6
381955530 | TNB | DISTRIBUTION | KUALA SELANGOR | Existing | RYB | BLACK BOX | POLE | CLOSED |  | Unknown |  |  |  |  | 80.000 A |  |  | 6
381955531 | TNB | DISTRIBUTION | KUALA SELANGOR | Existing | RYB | BLACK BOX | POLE | CLOSED |  | Unknown |  |  |  |  | 80.000 A |  |  | 6
381955532 | TNB | DISTRIBUTION | KUALA SELANGOR | Existing | RYB | BLACK BOX | POLE | CLOSED |  | Unknown |  |  |  |  | 80.000 A |  |  | 6
381955533 | TNB | DISTRIBUTION | KUALA SELANGOR | Existing | RYB | BLACK BOX | POLE | CLOSED |  | Unknown |  |  |  |  | 80.000 A |  |  | 6
381955534 | TNB | DISTRIBUTION | KUALA SELANGOR | Existing | RYB | BLACK BOX | POLE | CLOSED |  | Unknown |  |  |  |  | 80.000 A |  |  | 6
381955535 | TNB | DISTRIBUTION | KUALA SELANGOR | Existing | RYB | BLACK BOX | POLE | CLOSED |  | Unknown |  |  |  |  | 80.000 A |  |  | 6
381955536 | TNB | DISTRIBUTION | KUALA SELANGOR | Existing | RYB | BLACK BOX | POLE | CLOSED |  | Unknown |  |  |  |  | 80.000 A |  |  | 6
381955537 | TNB | DISTRIBUTION | KUALA SELANGOR | Existing | RYB | BLACK BOX | POLE | CLOSED |  | Unknown |  |  |  |  | 80.000 A |  |  | 6
381955538 | TNB | DISTRIBUTION | KUALA SELANGOR | Existing | RYB | BLACK BOX | POLE | CLOSED |  | Unknown |  |  |  |  | 50.000 A |  |  | 6
381955539 | TNB | DISTRIBUTION | KUALA SELANGOR | Existing | RYB | BLACK BOX | POLE | CLOSED |  | Unknown |  |  |  |  | 80.000 A |  |  | 6
381955540 | TNB | DISTRIBUTION | KUALA SELANGOR | Existing | RYB | BLACK BOX | POLE | CLOSED |  | Unknown |  |  |  |  | 80.000 A |  |  | 6
381955541 | TNB | DISTRIBUTION | KUALA SELANGOR | Existing | RYB | BLACK BOX | POLE | CLOSED |  | Unknown |  |  |  |  | 80.000 A |  |  | 6
381955542 | TNB | DISTRIBUTION | KUALA SELANGOR | Existing | RYB | BLACK BOX | POLE | CLOSED |  | Unknown |  |  |  |  | 80.000 A |  |  | 6
381955543 | TNB | DISTRIBUTION | KUALA SELANGOR | Existing | RYB | BLACK BOX | POLE | CLOSED |  | Unknown |  |  |  |  | 80.000 A |  |  | 6
381955544 | TNB | DISTRIBUTION | KUALA SELANGOR | Existing | RYB | BLACK BOX | POLE | CLOSED |  | Unknown |  |  |  |  | 80.000 A |  |  | 6
381955545 | TNB | DISTRIBUTION | KUALA SELANGOR | Existing | RYB | BLACK BOX | POLE | CLOSED |  | Unknown |  |  |  |  | 80.000 A |  |  | 6
381955546 | TNB | DISTRIBUTION | KUALA SELANGOR | Existing | RYB | BLACK BOX | POLE | CLOSED |  | Unknown |  |  |  |  | 80.000 A |  |  | 6
381955547 | TNB | DISTRIBUTION | KUALA SELANGOR | Existing | RYB | BLACK BOX | POLE | CLOSED |  | Unknown |  |  |  |  | 125.000 A |  |  | 6
381955548 | TNB | DISTRIBUTION | KUALA SELANGOR | Existing | RYB | BLACK BOX | POLE | CLOSED |  | Unknown |  |  |  |  | 80.000 A |  |  | 6
381955549 | TNB | DISTRIBUTION | KUALA SELANGOR | Existing | RYB | BLACK BOX | POLE | CLOSED |  | Unknown |  |  |  |  | 80.000 A |  |  | 6
381955550 | TNB | DISTRIBUTION | KUALA SELANGOR | Existing | RYB | BLACK BOX | POLE | CLOSED |  | Unknown |  |  |  |  | 80.000 A |  |  | 6
381955551 | TNB | DISTRIBUTION | KUALA SELANGOR | Existing | RYB | BLACK BOX | POLE | CLOSED |  | Unknown |  |  |  |  | 80.000 A |  |  | 6
381955552 | TNB | DISTRIBUTION | KUALA SELANGOR | Existing | RYB | BLACK BOX | POLE | CLOSED |  | Unknown |  |  |  |  | 80.000 A |  |  | 6
381955553 | TNB | DISTRIBUTION | KUALA SELANGOR | Existing | RYB | BLACK BOX | POLE | CLOSED |  | Unknown |  |  |  |  | 80.000 A |  |  | 6
381955554 | TNB | DISTRIBUTION | KUALA SELANGOR | Existing | RYB | BLACK BOX | POLE | CLOSED |  | Unknown |  |  |  |  | 80.000 A |  |  | 6
381955555 | TNB | DISTRIBUTION | KUALA SELANGOR | Existing | RYB | BLACK BOX | POLE | CLOSED |  | Unknown |  |  |  |  | 80.000 A |  |  | 6
381955556 | TNB | DISTRIBUTION | KUALA SELANGOR | Existing | RYB | BLACK BOX | POLE | CLOSED |  | Unknown |  |  |  |  | 80.000 A |  |  | 6
381955557 | TNB | DISTRIBUTION | KUALA SELANGOR | Existing | RYB | BLACK BOX | POLE | CLOSED |  | Unknown |  |  |  |  | 80.000 A |  |  | 6
381955558 | TNB | DISTRIBUTION | KUALA SELANGOR | Existing | RYB | BLACK BOX | POLE | CLOSED |  | Unknown |  |  |  |  | 125.000 A |  |  | 6
381955559 | TNB | DISTRIBUTION | KUALA SELANGOR | Existing | RYB | BLACK BOX | POLE | CLOSED |  | Unknown |  |  |  |  | 125.000 A |  |  | 3
381955563 | TNB | DISTRIBUTION | KUALA SELANGOR | Existing | RYB | BLACK BOX | POLE | CLOSED |  | Unknown |  |  |  |  | 125.000 A |  |  | 3
381955564 | TNB | DISTRIBUTION | KUALA SELANGOR | Existing | RYB | BLACK BOX | POLE | CLOSED |  | Unknown |  |  |  |  | 200.000 A |  |  | 3
381955565 | TNB | DISTRIBUTION | KUALA SELANGOR | Existing | RYB | BLACK BOX | POLE | CLOSED |  | Unknown |  |  |  |  | 200.000 A |  |  | 3
381955567 | TNB | DISTRIBUTION | KUALA SELANGOR | Existing | RYB | BLACK BOX | POLE | CLOSED |  | Unknown |  |  |  |  | 125.000 A |  |  | 3
381955568 | TNB | DISTRIBUTION | KUALA SELANGOR | Existing | RYB | BLACK BOX | POLE | CLOSED |  | Unknown |  |  |  |  | 125.000 A |  |  | 3
381955569 | TNB | DISTRIBUTION | KUALA SELANGOR | Existing | RYB | BLACK BOX | POLE | CLOSED |  | Unknown |  |  |  |  | 125.000 A |  |  | 3
381955570 | TNB | DISTRIBUTION | KUALA SELANGOR | Existing | RYB | BLACK BOX | POLE | CLOSED |  | Unknown |  |  |  |  | 125.000 A |  |  | 3
381955572 | TNB | DISTRIBUTION | KUALA SELANGOR | Existing | RYB | BLACK BOX | POLE | CLOSED |  | Unknown |  |  |  |  | 125.000 A |  |  | 3
381955573 | TNB | DISTRIBUTION | KUALA SELANGOR | Existing | RYB | BLACK BOX | POLE | CLOSED |  | Unknown |  |  |  |  | 125.000 A |  |  | 6
381955574 | TNB | DISTRIBUTION | KUALA SELANGOR | Existing | RYB | BLACK BOX | POLE | CLOSED |  | Unknown |  |  |  |  | 125.000 A |  |  | 3
381955575 | TNB | DISTRIBUTION | KUALA SELANGOR | Existing | RYB | BLACK BOX | POLE | CLOSED |  | Unknown |  |  |  |  | 200.000 A |  |  | 3
381955576 | TNB | DISTRIBUTION | KUALA SELANGOR | Existing | RYB | BLACK BOX | POLE | CLOSED |  | Unknown |  |  |  |  | 125.000 A |  |  | 3
381955577 | TNB | DISTRIBUTION | KUALA SELANGOR | Existing | RYB | BLACK BOX | POLE | CLOSED |  | Unknown |  |  |  |  | 200.000 A |  |  | 6
381955578 | TNB | DISTRIBUTION | KUALA SELANGOR | Existing | RYB | BLACK BOX | POLE | CLOSED |  | Unknown |  |  |  |  | 200.000 A |  |  | 6
381955579 | TNB | DISTRIBUTION | KUALA SELANGOR | Existing | RYB | BLACK BOX | POLE | CLOSED |  | Unknown |  |  |  |  | 200.000 A |  |  | 6
381955580 | TNB | DISTRIBUTION | KUALA SELANGOR | Existing | RYB | BLACK BOX | POLE | OPEN |  | Unknown |  |  |  |  | 125.000 A |  |  | 3
381955581 | TNB | DISTRIBUTION | KUALA SELANGOR | Existing | RYB | BLACK BOX | OTHERS | CLOSED |  | Unknown |  |  |  |  | 80.000 A |  |  | 3
381955582 | TNB | DISTRIBUTION | KUALA SELANGOR | Existing | RYB | BLACK BOX | OTHERS | CLOSED |  | Unknown |  |  |  |  | 50.000 A |  |  | 3
381955583 | TNB | DISTRIBUTION | KUALA SELANGOR | Existing | RYB | BLACK BOX | OTHERS | CLOSED |  | Unknown |  |  |  |  | 50.000 A |  |  | 6
381955584 | TNB | DISTRIBUTION | KUALA SELANGOR | Existing | RYB | BLACK BOX | OTHERS | CLOSED |  | Unknown |  |  |  |  | 50.000 A |  |  | 6
381955585 | TNB | DISTRIBUTION | KUALA SELANGOR | Existing | RYB | BLACK BOX | POLE | CLOSED |  | Unknown |  |  |  |  | 80.000 A |  |  | 6
381955586 | TNB | DISTRIBUTION | KUALA SELANGOR | Existing | RYB | BLACK BOX | POLE | CLOSED |  | Unknown |  |  |  |  | 80.000 A |  |  | 6
381955587 | TNB | DISTRIBUTION | KUALA SELANGOR | Existing | RYB | BLACK BOX | POLE | CLOSED |  | Unknown |  |  |  |  | 80.000 A |  |  | 3
381955588 | TNB | DISTRIBUTION | KUALA SELANGOR | Existing | RYB | BLACK BOX | POLE | CLOSED |  | Unknown |  |  |  |  | 80.000 A |  |  | 6
381955589 | TNB | DISTRIBUTION | KUALA SELANGOR | Existing | RYB | BLACK BOX | POLE | CLOSED |  | Unknown |  |  |  |  | 80.000 A |  |  | 6
381955590 | TNB | DISTRIBUTION | KUALA SELANGOR | Existing | RYB | BLACK BOX | POLE | CLOSED |  | Unknown |  |  |  |  | 80.000 A |  |  | 6
381955591 | TNB | DISTRIBUTION | KUALA SELANGOR | Existing | RYB | BLACK BOX | POLE | CLOSED |  | Unknown |  |  |  |  | 80.000 A |  |  | 6
381955592 | TNB | DISTRIBUTION | KUALA SELANGOR | Existing | RYB | BLACK BOX | POLE | CLOSED |  | Unknown |  |  |  |  | 80.000 A |  |  | 6
381955593 | TNB | DISTRIBUTION | KUALA SELANGOR | Existing | RYB | BLACK BOX | POLE | CLOSED |  | Unknown |  |  |  |  | 80.000 A |  |  | 6
381957560 | TNB | DISTRIBUTION | KUALA SELANGOR | Existing | RYB | BLACK BOX | POLE | CLOSED |  | Unknown |  |  |  |  | 200.000 A |  |  | 6
381957561 | TNB | DISTRIBUTION | KUALA SELANGOR | Existing | RYB | BLACK BOX | POLE | CLOSED |  | Unknown |  |  |  |  | 200.000 A |  |  | 6
381957562 | TNB | DISTRIBUTION | KUALA SELANGOR | Existing | RYB | BLACK BOX | POLE | CLOSED |  | Unknown |  |  |  |  | 50.000 A |  |  | 6
381957563 | TNB | DISTRIBUTION | KUALA SELANGOR | Existing | RYB | BLACK BOX | POLE | CLOSED |  | Unknown |  |  |  |  | 200.000 A |  |  | 3
381957564 | TNB | DISTRIBUTION | KUALA SELANGOR | Existing | RYB | BLACK BOX | POLE | CLOSED |  | Unknown |  |  |  |  | 200.000 A |  |  | 6
381957565 | TNB | DISTRIBUTION | KUALA SELANGOR | Existing | RYB | BLACK BOX | POLE | CLOSED |  | Unknown |  |  |  |  | 125.000 A |  |  | 6
381957566 | TNB | DISTRIBUTION | KUALA SELANGOR | Existing | RYB | BLACK BOX | POLE | CLOSED |  | Unknown |  |  |  |  | 125.000 A |  |  | 6
381957567 | TNB | DISTRIBUTION | KUALA SELANGOR | Existing | RYB | BLACK BOX | POLE | CLOSED |  | Unknown |  |  |  |  | 125.000 A |  |  | 6
381957568 | TNB | DISTRIBUTION | KUALA SELANGOR | Existing | RYB | BLACK BOX | POLE | CLOSED |  | Unknown |  |  |  |  | 200.000 A |  |  | 6
381957569 | TNB | DISTRIBUTION | KUALA SELANGOR | Existing | RYB | BLACK BOX | POLE | CLOSED |  | Unknown |  |  |  |  | 125.000 A |  |  | 3
381957570 | TNB | DISTRIBUTION | KUALA SELANGOR | Existing | RYB | BLACK BOX | POLE | CLOSED |  | Unknown |  |  |  |  | 125.000 A |  |  | 3
381957571 | TNB | DISTRIBUTION | KUALA SELANGOR | Existing | RYB | BLACK BOX | POLE | CLOSED |  | Unknown |  |  |  |  | 125.000 A |  |  | 6
381957572 | TNB | DISTRIBUTION | KUALA SELANGOR | Existing | RYB | BLACK BOX | POLE | CLOSED |  | Unknown |  |  |  |  | 125.000 A |  |  | 6
381957573 | TNB | DISTRIBUTION | KUALA SELANGOR | Existing | RYB | BLACK BOX | POLE | CLOSED |  | Unknown |  |  |  |  | 200.000 A |  |  | 6
381957574 | TNB | DISTRIBUTION | KUALA SELANGOR | Existing | RYB | BLACK BOX | POLE | CLOSED |  | Unknown |  |  |  |  | 125.000 A |  |  | 6
381957575 | TNB | DISTRIBUTION | KUALA SELANGOR | Existing | RYB | BLACK BOX | POLE | CLOSED |  | Unknown |  |  |  |  | 200.000 A |  |  | 6
381957576 | TNB | DISTRIBUTION | KUALA SELANGOR | Existing | RYB | BLACK BOX | OTHERS | CLOSED |  | Unknown |  |  |  |  | 200.000 A |  |  | 6
381957577 | TNB | DISTRIBUTION | KUALA SELANGOR | Existing | RYB | BLACK BOX | POLE | CLOSED |  | Unknown |  |  |  |  | 200.000 A |  |  | 6
381957578 | TNB | DISTRIBUTION | KUALA SELANGOR | Existing | RYB | BLACK BOX | POLE | OPEN |  | Unknown |  |  |  |  | 200.000 A |  |  | 6
381957579 | TNB | DISTRIBUTION | KUALA SELANGOR | Existing | RYB | BLACK BOX | POLE | CLOSED |  | Unknown |  |  |  |  | 125.000 A |  |  | 6
381957580 | TNB | DISTRIBUTION | KUALA SELANGOR | Existing | RYB | BLACK BOX | POLE | CLOSED |  | Unknown |  |  |  |  | 125.000 A |  |  | 6
381957581 | TNB | DISTRIBUTION | KUALA SELANGOR | Existing | RYB | BLACK BOX | POLE | CLOSED |  | Unknown |  |  |  |  | 125.000 A |  |  | 3
381957582 | TNB | DISTRIBUTION | KUALA SELANGOR | Existing | RYB | BLACK BOX | POLE | CLOSED |  | Unknown |  |  |  |  | 125.000 A |  |  | 3
381957583 | TNB | DISTRIBUTION | KUALA SELANGOR | Existing | RYB | BLACK BOX | POLE | CLOSED |  | Unknown |  |  |  |  | 125.000 A |  |  | 6
381957584 | TNB | DISTRIBUTION | KUALA SELANGOR | Existing | RYB | BLACK BOX | POLE | CLOSED |  | Unknown |  |  |  |  | 200.000 A |  |  | 3
381957585 | TNB | DISTRIBUTION | KUALA SELANGOR | Existing | RYB | BLACK BOX | POLE | CLOSED |  | Unknown |  |  |  |  | 200.000 A |  |  | 3
381957586 | TNB | DISTRIBUTION | KUALA SELANGOR | Existing | RYB | BLACK BOX | POLE | CLOSED |  | Unknown |  |  |  |  | 200.000 A |  |  | 6
381957587 | TNB | DISTRIBUTION | KUALA SELANGOR | Existing | RYB | BLACK BOX | POLE | CLOSED |  | Unknown |  |  |  |  | 200.000 A |  |  | 6
381957588 | TNB | DISTRIBUTION | KUALA SELANGOR | Existing | RYB | BLACK BOX | POLE | CLOSED |  | Unknown |  |  |  |  | 125.000 A |  |  | 3
381957589 | TNB | DISTRIBUTION | KUALA SELANGOR | Existing | RYB | BLACK BOX | POLE | CLOSED |  | Unknown |  |  |  |  | 200.000 A |  |  | 6
381957590 | TNB | DISTRIBUTION | KUALA SELANGOR | Existing | RYB | BLACK BOX | POLE | CLOSED |  | Unknown |  |  |  |  | 200.000 A |  |  | 6
381957591 | TNB | DISTRIBUTION | KUALA SELANGOR | Existing | RYB | BLACK BOX | POLE | CLOSED |  | Unknown |  |  |  |  | 125.000 A |  | PUNC TIDAK DIKETAHUI | 3
381957592 | TNB | DISTRIBUTION | KUALA SELANGOR | Existing | RYB | BLACK BOX | POLE | CLOSED |  | Unknown |  |  |  |  | 125.000 A |  |  | 6
381957593 | TNB | DISTRIBUTION | KUALA SELANGOR | Existing | RYB | BLACK BOX | POLE | CLOSED |  | Unknown |  |  |  |  | 200.000 A |  |  | 6
381957594 | TNB | DISTRIBUTION | KUALA SELANGOR | Existing | RYB | BLACK BOX | POLE | CLOSED |  | Unknown |  |  |  |  | 125.000 A |  |  | 6
381957595 | TNB | DISTRIBUTION | KUALA SELANGOR | Existing | RYB | BLACK BOX | POLE | CLOSED |  | Unknown |  |  |  |  | 125.000 A |  |  | 6
381957596 | TNB | DISTRIBUTION | KUALA SELANGOR | Existing | RYB | BLACK BOX | POLE | CLOSED |  | Unknown |  |  |  |  | 200.000 A |  |  | 6
381957597 | TNB | DISTRIBUTION | KUALA SELANGOR | Existing | RYB | BLACK BOX | POLE | CLOSED |  | Unknown |  |  |  |  | 200.000 A |  |  | 6
381957598 | TNB | DISTRIBUTION | KUALA SELANGOR | Existing | RYB | BLACK BOX | POLE | CLOSED |  | Unknown |  |  |  |  | 200.000 A |  |  | 3
381957599 | TNB | DISTRIBUTION | KUALA SELANGOR | Existing | RYB | BLACK BOX | POLE | OPEN |  | Unknown |  |  |  |  | 200.000 A |  |  | 3
381957600 | TNB | DISTRIBUTION | KUALA SELANGOR | Existing | RYB | BLACK BOX | POLE | CLOSED |  | Unknown |  |  |  |  | 200.000 A |  |  | 6
381957601 | TNB | DISTRIBUTION | KUALA SELANGOR | Existing | RYB | BLACK BOX | POLE | CLOSED |  | Unknown |  |  |  |  | 50.000 A |  |  | 6
381957602 | TNB | DISTRIBUTION | KUALA SELANGOR | Existing | RYB | BLACK BOX | POLE | CLOSED |  | Unknown |  |  |  |  | 200.000 A |  |  | 6
381957603 | TNB | DISTRIBUTION | KUALA SELANGOR | Existing | RYB | BLACK BOX | POLE | OPEN |  | Unknown |  |  |  |  | 200.000 A |  |  | 6
381957604 | TNB | DISTRIBUTION | KUALA SELANGOR | Existing | RYB | BLACK BOX | POLE | CLOSED |  | Unknown |  |  |  |  | 200.000 A |  |  | 6
381957605 | TNB | DISTRIBUTION | KUALA SELANGOR | Existing | RYB | BLACK BOX | POLE | CLOSED |  | Unknown |  |  |  |  | 125.000 A |  |  | 6
381957606 | TNB | DISTRIBUTION | KUALA SELANGOR | Existing | RYB | BLACK BOX | POLE | CLOSED |  | Unknown |  |  |  |  | 200.000 A |  |  | 6
381957607 | TNB | DISTRIBUTION | KUALA SELANGOR | Existing | RYB | BLACK BOX | POLE | CLOSED |  | Unknown |  |  |  |  | 200.000 A |  |  | 6
381957608 | TNB | DISTRIBUTION | KUALA SELANGOR | Existing | RYB | BLACK BOX | POLE | OPEN |  | Unknown |  |  |  |  | 200.000 A |  |  | 6
381957609 | TNB | DISTRIBUTION | KUALA SELANGOR | Existing | RYB | BLACK BOX | POLE | CLOSED |  | Unknown |  |  |  |  | 200.000 A |  |  | 6
381957610 | TNB | DISTRIBUTION | KUALA SELANGOR | Existing | RYB | BLACK BOX | POLE | CLOSED |  | Unknown |  |  |  |  | 125.000 A |  |  | 3
381957611 | TNB | DISTRIBUTION | KUALA SELANGOR | Existing | RYB | BLACK BOX | POLE | CLOSED |  | Unknown |  |  |  |  | 200.000 A |  |  | 6
381957612 | TNB | DISTRIBUTION | KUALA SELANGOR | Existing | RYB | BLACK BOX | POLE | CLOSED |  | Unknown |  |  |  |  | 125.000 A |  |  | 6
381957613 | TNB | DISTRIBUTION | KUALA SELANGOR | Existing | RYB | BLACK BOX | POLE | CLOSED |  | Unknown |  |  |  |  | 200.000 A |  |  | 6
381957614 | TNB | DISTRIBUTION | KUALA SELANGOR | Existing | RYB | BLACK BOX | POLE | CLOSED |  | Unknown |  |  |  |  | 125.000 A |  |  | 6
381957618 | TNB | DISTRIBUTION | KUALA SELANGOR | Existing | RYB | BLACK BOX | POLE | CLOSED |  | Unknown |  |  |  |  | 200.000 A |  |  | 6
381957619 | TNB | DISTRIBUTION | KUALA SELANGOR | Existing | RYB | BLACK BOX | POLE | CLOSED |  | Unknown |  |  |  |  | 125.000 A |  |  | 6
381957620 | TNB | DISTRIBUTION | KUALA SELANGOR | Existing | RYB | BLACK BOX | POLE | OPEN |  | Unknown |  |  |  |  | 200.000 A |  |  | 6
381957632 | TNB | DISTRIBUTION | KUALA SELANGOR | Existing | RYB | BLACK BOX | POLE | CLOSED |  | Unknown |  |  |  |  | 125.000 A |  |  | 6
381957633 | TNB | DISTRIBUTION | KUALA SELANGOR | Existing | RYB | BLACK BOX | POLE | CLOSED |  | Unknown |  |  |  |  | 125.000 A |  |  | 6
381957634 | TNB | DISTRIBUTION | KUALA SELANGOR | Existing | RYB | BLACK BOX | POLE | CLOSED |  | Unknown |  |  |  |  | 50.000 A |  |  | 6
381957635 | TNB | DISTRIBUTION | KUALA SELANGOR | Existing | RYB | BLACK BOX | POLE | CLOSED |  | Unknown |  |  |  |  | 50.000 A |  |  | 6
381957637 | TNB | DISTRIBUTION | KUALA SELANGOR | Existing | RYB | BLACK BOX | POLE | CLOSED |  | Unknown |  |  |  |  | 160.000 A |  |  | 6
381957638 | TNB | DISTRIBUTION | KUALA SELANGOR | Existing | RYB | BLACK BOX | POLE | CLOSED |  | Unknown |  |  |  |  | 125.000 A |  |  | 3
381957639 | TNB | DISTRIBUTION | KUALA SELANGOR | Existing | RYB | BLACK BOX | POLE | CLOSED |  | Unknown |  |  |  |  | 160.000 A |  |  | 6
381957640 | TNB | DISTRIBUTION | KUALA SELANGOR | Existing | RYB | BLACK BOX | POLE | CLOSED |  | Unknown |  |  |  |  | 200.000 A |  |  | 6
381957641 | TNB | DISTRIBUTION | KUALA SELANGOR | Existing | RYB | BLACK BOX | POLE | CLOSED |  | Unknown |  |  |  |  | 200.000 A |  |  | 6
381957642 | TNB | DISTRIBUTION | KUALA SELANGOR | Existing | RYB | BLACK BOX | POLE | CLOSED |  | Unknown |  |  |  |  | 125.000 A |  |  | 3
381957643 | TNB | DISTRIBUTION | KUALA SELANGOR | Existing | Unknown | BLACK BOX TRIPLE | POLE | CLOSED |  | Unknown |  |  |  |  | 125.000 A |  |  | 3
381957644 | TNB | DISTRIBUTION | KUALA SELANGOR | Existing | Unknown | BLACK BOX SINGLE | POLE | CLOSED |  | Unknown |  |  |  |  | 125.000 A |  |  | 3
381957650 | TNB | DISTRIBUTION | KUALA SELANGOR | Existing | RYB | BLACK BOX | POLE | CLOSED |  | Unknown |  |  |  |  | 125.000 A |  |  | 3
381957651 | TNB | DISTRIBUTION | KUALA SELANGOR | Existing | RYB | BLACK BOX | POLE | CLOSED |  | Unknown |  |  |  |  | 125.000 A |  |  | 3
381957654 | TNB | DISTRIBUTION | KUALA SELANGOR | Existing | RYB | BLACK BOX | POLE | CLOSED |  | Unknown |  |  |  |  | 125.000 A |  |  | 6
381957655 | TNB | DISTRIBUTION | KUALA SELANGOR | Existing | RYB | BLACK BOX | POLE | CLOSED |  | Unknown |  |  |  |  | 125.000 A |  |  | 3
381957657 | TNB | DISTRIBUTION | KUALA SELANGOR | Existing | RYB | BLACK BOX | POLE | CLOSED |  | Unknown |  |  |  |  | 125.000 A |  |  | 0
381957658 | TNB | DISTRIBUTION | KUALA SELANGOR | Existing | RYB | BLACK BOX | POLE | CLOSED |  | Unknown |  |  |  |  | 200.000 A |  |  | 3
381957659 | TNB | DISTRIBUTION | KUALA SELANGOR | Existing | RYB | BLACK BOX | POLE | CLOSED |  | Unknown |  |  |  |  | 125.000 A |  |  | 6
381957660 | TNB | DISTRIBUTION | KUALA SELANGOR | Existing | RYB | BLACK BOX | POLE | CLOSED |  | Unknown |  |  |  |  | 125.000 A |  |  | 6
381957661 | TNB | DISTRIBUTION | KUALA SELANGOR | Existing | RYB | BLACK BOX | POLE | CLOSED |  | Unknown |  |  |  |  | 160.000 A |  |  | 6
381957664 | TNB | DISTRIBUTION | KUALA SELANGOR | Existing | RYB | BLACK BOX | POLE | CLOSED |  | Unknown |  |  |  |  | 125.000 A |  |  | 6
381957668 | TNB | DISTRIBUTION | KUALA SELANGOR | Existing | RYB | BLACK BOX | POLE | CLOSED |  | Unknown |  |  |  |  | 125.000 A |  |  | 6
381957669 | TNB | DISTRIBUTION | KUALA SELANGOR | Existing | RYB | BLACK BOX | POLE | CLOSED |  | Unknown |  |  |  |  | 125.000 A |  |  | 6
381957671 | TNB | DISTRIBUTION | KUALA SELANGOR | Existing | RYB | BLACK BOX | POLE | CLOSED |  | Unknown |  |  |  |  | 160.000 A |  |  | 6
381957675 | TNB | DISTRIBUTION | KUALA SELANGOR | Existing | RYB | BLACK BOX | POLE | CLOSED |  | Unknown |  |  |  |  | 160.000 A |  |  | 6
381957678 | TNB | DISTRIBUTION | KUALA SELANGOR | Existing | RYB | BLACK BOX | POLE | CLOSED |  | Unknown |  |  |  |  | 200.000 A |  |  | 6
381957679 | TNB | DISTRIBUTION | KUALA SELANGOR | Existing | RYB | BLACK BOX | POLE | CLOSED |  | Unknown |  |  |  |  | 200.000 A |  |  | 6
381957680 | TNB | DISTRIBUTION | KUALA SELANGOR | Existing | RYB | BLACK BOX | POLE | CLOSED |  | Unknown |  |  |  |  | 200.000 A |  |  | 6
381957681 | TNB | DISTRIBUTION | KUALA SELANGOR | Existing | RYB | BLACK BOX | POLE | CLOSED |  | Unknown |  |  |  |  | 200.000 A |  |  | 6
381957682 | TNB | DISTRIBUTION | KUALA SELANGOR | Existing | RYB | BLACK BOX | POLE | CLOSED |  | Unknown |  |  |  |  | 200.000 A |  |  | 6
381957683 | TNB | DISTRIBUTION | KUALA SELANGOR | Existing | RYB | BLACK BOX | POLE | CLOSED |  | Unknown |  |  |  |  | 125.000 A |  |  | 6
381957684 | TNB | DISTRIBUTION | KUALA SELANGOR | Existing | RYB | POLE FUSE | POLE | CLOSED |  | Unknown |  |  |  |  | 160.000 A |  |  | 6
381957685 | TNB | DISTRIBUTION | KUALA SELANGOR | Existing | RYB | BLACK BOX | POLE | CLOSED |  | Unknown |  |  |  |  | 200.000 A |  |  | 6
381957686 | TNB | DISTRIBUTION | KUALA SELANGOR | Existing | RYB | BLACK BOX | POLE | CLOSED |  | Unknown |  |  |  |  | 200.000 A |  |  | 6
381957687 | TNB | DISTRIBUTION | KUALA SELANGOR | Existing | RYB | BLACK BOX | POLE | CLOSED |  | Unknown |  |  |  |  | 200.000 A |  |  | 6
381957688 | TNB | DISTRIBUTION | KUALA SELANGOR | Existing | RYB | BLACK BOX | OTHERS | CLOSED |  | Unknown |  |  |  |  | 125.000 A |  |  | 3
381957692 | TNB | DISTRIBUTION | KUALA SELANGOR | Existing | Unknown | BLACK BOX | POLE | CLOSED |  | Unknown |  |  |  |  | 125.000 A |  |  | 3
381957693 | TNB | DISTRIBUTION | KUALA SELANGOR | Existing | RYB | BLACK BOX | POLE | CLOSED |  | Unknown |  |  |  |  | 125.000 A |  |  | 6
381957694 | TNB | DISTRIBUTION | KUALA SELANGOR | Existing | RYB | BLACK BOX | POLE | CLOSED |  | Unknown |  |  |  |  | 125.000 A |  |  | 6
381957695 | TNB | DISTRIBUTION | KUALA SELANGOR | Existing | RYB | BLACK BOX | POLE | CLOSED |  | Unknown |  |  |  |  | 125.000 A |  |  | 6
381957696 | TNB | DISTRIBUTION | KUALA SELANGOR | Existing | RYB | BLACK BOX | POLE | CLOSED |  | Unknown |  |  |  |  | 125.000 A |  |  | 3
381957697 | TNB | DISTRIBUTION | KUALA SELANGOR | Existing | RYB | BLACK BOX | OTHERS | CLOSED |  | Unknown |  |  |  |  | 125.000 A |  | 1BBC | 6
381957699 | TNB | DISTRIBUTION | KUALA SELANGOR | Existing | RYB | POLE FUSE | POLE | CLOSED |  | Unknown |  |  |  |  | 160.000 A |  |  | 3
381957700 | TNB | DISTRIBUTION | KUALA SELANGOR | Existing | RYB | BLACK BOX | POLE | CLOSED |  | Unknown |  |  |  |  | 200.000 A |  |  | 6
381957701 | TNB | DISTRIBUTION | KUALA SELANGOR | Existing | RYB | BLACK BOX | POLE | CLOSED |  | Unknown |  |  |  |  | 200.000 A |  |  | 6
381957703 | TNB | DISTRIBUTION | KUALA SELANGOR | Existing | RYB | BLACK BOX | POLE | CLOSED |  | Unknown |  |  |  |  | 50.000 A |  |  | 6
381957707 | TNB | DISTRIBUTION | KUALA SELANGOR | Existing | RYB | BLACK BOX | POLE | CLOSED |  | Unknown |  |  |  |  | 50.000 A |  |  | 6
381957711 | TNB | DISTRIBUTION | KUALA SELANGOR | Existing | RYB | BLACK BOX | POLE | CLOSED |  | Unknown |  |  |  |  | 100.000 A |  |  | 6
381957712 | TNB | DISTRIBUTION | KUALA SELANGOR | Existing | RYB | BLACK BOX | POLE | CLOSED |  | Unknown |  |  |  |  | 100.000 A |  |  | 6
381957713 | TNB | DISTRIBUTION | KUALA SELANGOR | Existing | RYB | BLACK BOX | POLE | CLOSED |  | Unknown |  |  |  |  | 200.000 A |  |  | 6
381957714 | TNB | DISTRIBUTION | KUALA SELANGOR | Existing | RYB | BLACK BOX | OTHERS | CLOSED |  | Unknown |  |  |  |  | 200.000 A |  |  | 6
381957715 | TNB | DISTRIBUTION | KUALA SELANGOR | Existing | RYB | BLACK BOX | OTHERS | CLOSED |  | Unknown |  |  |  |  | 200.000 A |  |  | 6
381957718 | TNB | DISTRIBUTION | KUALA SELANGOR | Existing | RYB | BLACK BOX | POLE | CLOSED |  | Unknown |  |  |  |  | 125.000 A |  |  | 6
381957719 | TNB | DISTRIBUTION | KUALA SELANGOR | Existing | RYB | BLACK BOX | POLE | CLOSED |  | Unknown |  |  |  |  | 125.000 A |  |  | 6
381957720 | TNB | DISTRIBUTION | KUALA SELANGOR | Existing | RYB | BLACK BOX | POLE | CLOSED |  | Unknown |  |  |  |  | 200.000 A |  |  | 6
381957721 | TNB | DISTRIBUTION | KUALA SELANGOR | Existing | RYB | BLACK BOX | POLE | CLOSED |  | Unknown |  |  |  |  | 200.000 A |  |  | 6
381957723 | TNB | DISTRIBUTION | KUALA SELANGOR | Existing | RYB | BLACK BOX | POLE | CLOSED |  | Unknown |  |  |  |  | 125.000 A |  |  | 6
381957724 | TNB | DISTRIBUTION | KUALA SELANGOR | Existing | RYB | BLACK BOX | POLE | CLOSED |  | Unknown |  |  |  |  | 125.000 A |  |  | 6
381957725 | TNB | DISTRIBUTION | KUALA SELANGOR | Existing | RYB | BLACK BOX | POLE | CLOSED |  | Unknown |  |  |  |  | 200.000 A |  |  | 3
381957726 | TNB | DISTRIBUTION | KUALA SELANGOR | Existing | RYB | BLACK BOX | POLE | CLOSED |  | Unknown |  |  |  |  | 200.000 A |  |  | 6
381959385 | TNB | DISTRIBUTION | KUALA SELANGOR | Existing | RYB | BLACK BOX |  | CLOSED | [9 empty] | 3
381959412 | TNB | DISTRIBUTION | KUALA SELANGOR | Existing | RYB | BLACK BOX |  | OPEN | [9 empty] | 3
381959457 | TNB | DISTRIBUTION | KUALA SELANGOR | Existing | RYB | BLACK BOX |  | OPEN | [9 empty] | 3
381959499 | TNB | DISTRIBUTION | KUALA SELANGOR | Existing | RYB | BLACK BOX |  | OPEN | [9 empty] | 3
381959504 | TNB | DISTRIBUTION | KUALA SELANGOR | Existing | RYB | BLACK BOX |  | CLOSED | [9 empty] | 3
381959576 | TNB | DISTRIBUTION | KUALA SELANGOR | Existing | RYB | BLACK BOX |  | OPEN | [9 empty] | 3
381959595 | TNB | DISTRIBUTION | KUALA SELANGOR | Existing | RYB | POLE FUSE |  | OPEN | [9 empty] | 3
381959610 | TNB | DISTRIBUTION | KUALA SELANGOR | Existing | RYB | LV FUSE SWITCH |  | CLOSED | IEC MIDDLE CURVE | FUSES | SPARE |  |  |  | 250.000 A |  |  | 3
381959614 | TNB | DISTRIBUTION | KUALA SELANGOR | Existing | RYB | LV FUSE SWITCH |  | CLOSED | IEC MIDDLE CURVE | FUSES | SPARE |  |  |  | 250.000 A |  |  | 3
381959629 | TNB | DISTRIBUTION | KUALA SELANGOR | Existing | RYB | LV FUSE SWITCH |  | CLOSED | IEC MIDDLE CURVE | FUSES | SPARE |  |  |  | 250.000 A |  |  | 3
381959641 | TNB | DISTRIBUTION | KUALA SELANGOR | Existing | RYB | LV FUSE SWITCH |  | CLOSED | IEC MIDDLE CURVE | FUSES | SPARE |  |  |  | 250.000 A |  |  | 3
381959648 | TNB | DISTRIBUTION | KUALA SELANGOR | Existing | RYB | LV FUSE SWITCH |  | CLOSED | IEC MIDDLE CURVE | FUSES | SPARE |  |  |  | 250.000 A |  |  | 3
381959657 | TNB | DISTRIBUTION | KUALA SELANGOR | Existing | RYB | LV FUSE SWITCH |  | CLOSED | IEC MIDDLE CURVE | FUSES | SPARE |  |  |  | 250.000 A |  |  | 3
381959667 | TNB | DISTRIBUTION | KUALA SELANGOR | Existing | RYB | LV FUSE SWITCH |  | CLOSED | IEC MIDDLE CURVE | FUSES | SPARE |  |  |  | 250.000 A |  |  | 3
381959674 | TNB | DISTRIBUTION | KUALA SELANGOR | Existing | RYB | LV FUSE SWITCH |  | CLOSED | IEC MIDDLE CURVE | FUSES | SPARE |  |  |  | 250.000 A |  |  | 3
381959734 | TNB | DISTRIBUTION | KUALA SELANGOR | Existing | RYB | BLACK BOX |  | CLOSED | [6 empty] | 50.000 A |  |  | 3
381968476 | TNB | DISTRIBUTION | KUALA SELANGOR | Existing | RYB | BLACK BOX | POLE | CLOSED |  | Unknown |  |  |  |  | 80.000 A |  |  | 6
381968477 | TNB | DISTRIBUTION | KUALA SELANGOR | Existing | RYB | BLACK BOX | POLE | CLOSED |  | Unknown |  |  |  |  | 80.000 A |  |  | 6
381968478 | TNB | DISTRIBUTION | KUALA SELANGOR | Existing | RYB | BLACK BOX | POLE | CLOSED |  | Unknown |  |  |  |  | 80.000 A |  |  | 6
381968479 | TNB | DISTRIBUTION | KUALA SELANGOR | Existing | RYB | BLACK BOX | POLE | CLOSED |  | Unknown |  |  |  |  | 80.000 A |  |  | 6
381968480 | TNB | DISTRIBUTION | KUALA SELANGOR | Existing | RYB | BLACK BOX | POLE | CLOSED |  | Unknown |  |  |  |  | 80.000 A |  |  | 6
381968481 | TNB | DISTRIBUTION | KUALA SELANGOR | Existing | RYB | BLACK BOX | POLE | CLOSED |  | Unknown |  |  |  |  | 80.000 A |  |  | 6
381968482 | TNB | DISTRIBUTION | KUALA SELANGOR | Existing | RYB | BLACK BOX | POLE | CLOSED |  | Unknown |  |  |  |  | 80.000 A |  |  | 6
381968483 | TNB | DISTRIBUTION | KUALA SELANGOR | Existing | RYB | BLACK BOX | POLE | CLOSED |  | Unknown |  |  |  |  | 80.000 A |  |  | 6
381968484 | TNB | DISTRIBUTION | KUALA SELANGOR | Existing | RYB | BLACK BOX | POLE | CLOSED |  | Unknown |  |  |  |  | 80.000 A |  |  | 6
381968485 | TNB | DISTRIBUTION | KUALA SELANGOR | Existing | RYB | BLACK BOX | POLE | CLOSED |  | Unknown |  |  |  |  | 80.000 A |  |  | 6
381968486 | TNB | DISTRIBUTION | KUALA SELANGOR | Existing | RYB | BLACK BOX | POLE | CLOSED |  | Unknown |  |  |  |  | 80.000 A |  |  | 6
381968487 | TNB | DISTRIBUTION | KUALA SELANGOR | Existing | RYB | BLACK BOX | POLE | CLOSED |  | Unknown |  |  |  |  | 80.000 A |  |  | 6
381968488 | TNB | DISTRIBUTION | KUALA SELANGOR | Existing | RYB | BLACK BOX | POLE | CLOSED |  | Unknown |  |  |  |  | 80.000 A |  |  | 6
381968489 | TNB | DISTRIBUTION | KUALA SELANGOR | Existing | RYB | BLACK BOX | OTHERS | CLOSED |  | Unknown |  |  |  |  | 80.000 A |  |  | 6
381968490 | TNB | DISTRIBUTION | KUALA SELANGOR | Existing | RYB | BLACK BOX | OTHERS | CLOSED |  | Unknown |  |  |  |  | 80.000 A |  |  | 6
381968491 | TNB | DISTRIBUTION | KUALA SELANGOR | Existing | RYB | BLACK BOX | POLE | CLOSED |  | Unknown |  |  |  |  | 80.000 A |  |  | 6
381968492 | TNB | DISTRIBUTION | KUALA SELANGOR | Existing | RYB | BLACK BOX | POLE | CLOSED |  | Unknown |  |  |  |  | 80.000 A |  |  | 6
381968493 | TNB | DISTRIBUTION | KUALA SELANGOR | Existing | RYB | BLACK BOX | POLE | CLOSED |  | Unknown |  |  |  |  | 200.000 A |  |  | 6
381968494 | TNB | DISTRIBUTION | KUALA SELANGOR | Existing | RYB | BLACK BOX | POLE | CLOSED |  | Unknown |  |  |  |  | 200.000 A |  |  | 6
381968495 | TNB | DISTRIBUTION | KUALA SELANGOR | Existing | RYB | BLACK BOX | POLE | CLOSED |  | Unknown |  |  |  |  | 80.000 A |  |  | 3
381968496 | TNB | DISTRIBUTION | KUALA SELANGOR | Existing | RYB | BLACK BOX | POLE | CLOSED |  | Unknown |  |  |  |  | 80.000 A |  |  | 3
381968497 | TNB | DISTRIBUTION | KUALA SELANGOR | Existing | RYB | BLACK BOX | POLE | CLOSED |  | Unknown |  |  |  |  | 80.000 A |  |  | 3
381968498 | TNB | DISTRIBUTION | KUALA SELANGOR | Existing | RYB | BLACK BOX | POLE | CLOSED |  | Unknown |  |  |  |  | 80.000 A |  |  | 3
381968499 | TNB | DISTRIBUTION | KUALA SELANGOR | Existing | RYB | BLACK BOX | POLE | CLOSED |  | Unknown |  |  |  |  | 80.000 A |  |  | 3
381968500 | TNB | DISTRIBUTION | KUALA SELANGOR | Existing | RYB | BLACK BOX | POLE | CLOSED |  | Unknown |  |  |  |  | 80.000 A |  |  | 3
381968501 | TNB | DISTRIBUTION | KUALA SELANGOR | Existing | RYB | BLACK BOX | POLE | CLOSED |  | Unknown |  |  |  |  | 80.000 A |  |  | 3
381968502 | TNB | DISTRIBUTION | KUALA SELANGOR | Existing | RYB | BLACK BOX | POLE | CLOSED |  | Unknown |  |  |  |  | 80.000 A |  |  | 3
381968503 | TNB | DISTRIBUTION | KUALA SELANGOR | Existing | RYB | BLACK BOX | POLE | CLOSED |  | Unknown |  |  |  |  | 80.000 A |  |  | 3
381968504 | TNB | DISTRIBUTION | KUALA SELANGOR | Existing | RYB | BLACK BOX | POLE | CLOSED |  | Unknown |  |  |  |  | 80.000 A |  |  | 3
381968505 | TNB | DISTRIBUTION | KUALA SELANGOR | Existing | RYB | BLACK BOX | POLE | CLOSED |  | Unknown |  |  |  |  | 80.000 A |  |  | 3
381968506 | TNB | DISTRIBUTION | KUALA SELANGOR | Existing | RYB | BLACK BOX TRIPLE | POLE | CLOSED |  | Unknown |  |  |  |  | 80.000 A |  |  | 3
381968507 | TNB | DISTRIBUTION | KUALA SELANGOR | Existing | RYB | BLACK BOX | POLE | CLOSED |  | Unknown |  |  |  |  | 80.000 A |  |  | 3
381968508 | TNB | DISTRIBUTION | KUALA SELANGOR | Existing | RYB | BLACK BOX | POLE | CLOSED |  | Unknown |  |  |  |  | 80.000 A |  |  | 3
381968509 | TNB | DISTRIBUTION | KUALA SELANGOR | Existing | RYB | BLACK BOX | POLE | CLOSED |  | Unknown |  |  |  |  | 80.000 A |  |  | 3
381968510 | TNB | DISTRIBUTION | KUALA SELANGOR | Existing | RYB | BLACK BOX | POLE | CLOSED |  | Unknown |  |  |  |  | 80.000 A |  |  | 3
381968511 | TNB | DISTRIBUTION | KUALA SELANGOR | Existing | RYB | BLACK BOX | POLE | CLOSED |  | Unknown |  |  |  |  | 80.000 A |  |  | 3
381968512 | TNB | DISTRIBUTION | KUALA SELANGOR | Existing | RYB | BLACK BOX | POLE | CLOSED |  | Unknown |  |  |  |  | 80.000 A |  |  | 3
381968514 | TNB | DISTRIBUTION | KUALA SELANGOR | Existing | RYB | BLACK BOX | POLE | CLOSED |  | Unknown |  |  |  |  | 125.000 A |  |  | 6
381968515 | TNB | DISTRIBUTION | KUALA SELANGOR | Existing | RYB | BLACK BOX | OTHERS | CLOSED |  | Unknown |  |  |  |  | 50.000 A |  |  | 6
381971696 | TNB | DISTRIBUTION | KUALA SELANGOR | Existing | RYB | LV FUSE SWITCH |  | CLOSED | IEC MIDDLE CURVE | FUSES | SPARE |  |  |  | 250.000 A |  |  | 3
381971709 | TNB | DISTRIBUTION | KUALA SELANGOR | Existing | RYB | LV FUSE SWITCH |  | CLOSED | IEC MIDDLE CURVE | FUSES | SPARE |  |  |  | 250.000 A |  |  | 3
381971724 | TNB | DISTRIBUTION | KUALA SELANGOR | Existing | RYB | LV FUSE SWITCH |  | CLOSED | IEC MIDDLE CURVE | FUSES | SPARE |  |  |  | 250.000 A |  |  | 3
381971728 | TNB | DISTRIBUTION | KUALA SELANGOR | Existing | RYB | LV FUSE SWITCH |  | CLOSED | IEC MIDDLE CURVE | FUSES | SPARE |  |  |  | 250.000 A |  |  | 3
381971747 | TNB | DISTRIBUTION | KUALA SELANGOR | Existing | RYB | LV FUSE SWITCH |  | CLOSED | IEC MIDDLE CURVE | FUSES | SPARE |  |  |  | 250.000 A |  |  | 3
381971751 | TNB | DISTRIBUTION | KUALA SELANGOR | Existing | RYB | LV FUSE SWITCH |  | CLOSED | IEC MIDDLE CURVE | FUSES | SPARE |  |  |  | 250.000 A |  |  | 3
381971820 | TNB | DISTRIBUTION | KUALA SELANGOR | Existing | RYB | LV FUSE SWITCH |  | CLOSED | IEC MIDDLE CURVE | FUSES | SPARE |  |  |  | 250.000 A |  |  | 3
381971833 | TNB | DISTRIBUTION | KUALA SELANGOR | Existing | RYB | LV FUSE SWITCH |  | CLOSED | IEC MIDDLE CURVE | FUSES | SPARE |  |  |  | 250.000 A |  |  | 3
381971848 | TNB | DISTRIBUTION | KUALA SELANGOR | Existing | RYB | LV FUSE SWITCH |  | CLOSED | IEC MIDDLE CURVE | FUSES | SPARE |  |  |  | 250.000 A |  |  | 3
381971852 | TNB | DISTRIBUTION | KUALA SELANGOR | Existing | RYB | LV FUSE SWITCH |  | CLOSED | IEC MIDDLE CURVE | FUSES | SPARE |  |  |  | 250.000 A |  |  | 3
381971871 | TNB | DISTRIBUTION | KUALA SELANGOR | Existing | RYB | LV FUSE SWITCH |  | CLOSED | IEC MIDDLE CURVE | FUSES | SPARE |  |  |  | 250.000 A |  |  | 3
381971875 | TNB | DISTRIBUTION | KUALA SELANGOR | Existing | RYB | LV FUSE SWITCH |  | CLOSED | IEC MIDDLE CURVE | FUSES | SPARE |  |  |  | 250.000 A |  |  | 3
381971960 | TNB | DISTRIBUTION | KUALA SELANGOR | Existing | RYB | LV FUSE SWITCH |  | CLOSED | IEC MIDDLE CURVE | FUSES | SPARE |  |  |  | 250.000 A |  |  | 3
381971973 | TNB | DISTRIBUTION | KUALA SELANGOR | Existing | RYB | LV FUSE SWITCH |  | CLOSED | IEC MIDDLE CURVE | FUSES | SPARE |  |  |  | 250.000 A |  |  | 3
381971988 | TNB | DISTRIBUTION | KUALA SELANGOR | Existing | RYB | LV FUSE SWITCH |  | CLOSED | IEC MIDDLE CURVE | FUSES | SPARE |  |  |  | 250.000 A |  |  | 3
381971992 | TNB | DISTRIBUTION | KUALA SELANGOR | Existing | RYB | LV FUSE SWITCH |  | CLOSED | IEC MIDDLE CURVE | FUSES | SPARE |  |  |  | 250.000 A |  |  | 3
381972011 | TNB | DISTRIBUTION | KUALA SELANGOR | Existing | RYB | LV FUSE SWITCH |  | CLOSED | IEC MIDDLE CURVE | FUSES | SPARE |  |  |  | 250.000 A |  |  | 3
381972015 | TNB | DISTRIBUTION | KUALA SELANGOR | Existing | RYB | LV FUSE SWITCH |  | CLOSED | IEC MIDDLE CURVE | FUSES | SPARE |  |  |  | 250.000 A |  |  | 3
381972024 | TNB | DISTRIBUTION | KUALA SELANGOR | Existing | RYB | LV FUSE SWITCH |  | CLOSED | IEC MIDDLE CURVE | FUSES | SPARE |  |  |  | 250.000 A |  |  | 3
381972029 | TNB | DISTRIBUTION | KUALA SELANGOR | Existing | RYB | LV FUSE SWITCH |  | CLOSED | IEC MIDDLE CURVE | FUSES | SPARE |  |  |  | 250.000 A |  |  | 3
381972053 | TNB | DISTRIBUTION | KUALA SELANGOR | Existing | RYB | LV FUSE SWITCH |  | CLOSED | IEC MIDDLE CURVE | FUSES | SPARE |  |  |  | 250.000 A |  |  | 3
381972060 | TNB | DISTRIBUTION | KUALA SELANGOR | Existing | RYB | LV FUSE SWITCH |  | CLOSED | IEC MIDDLE CURVE | FUSES | SPARE |  |  |  | 250.000 A |  |  | 3
381972064 | TNB | DISTRIBUTION | KUALA SELANGOR | Existing | RYB | LV FUSE SWITCH |  | CLOSED | IEC MIDDLE CURVE | FUSES | SPARE |  |  |  | 250.000 A |  |  | 3
381972072 | TNB | DISTRIBUTION | KUALA SELANGOR | Existing | RYB | LV FUSE SWITCH |  | CLOSED | IEC MIDDLE CURVE | FUSES | SPARE |  |  |  | 250.000 A |  |  | 3
381972077 | TNB | DISTRIBUTION | KUALA SELANGOR | Existing | RYB | LV FUSE SWITCH |  | CLOSED | IEC MIDDLE CURVE | FUSES | SPARE |  |  |  | 250.000 A |  |  | 3
381972091 | TNB | DISTRIBUTION | KUALA SELANGOR | Existing | RYB | LV FUSE SWITCH |  | CLOSED | IEC MIDDLE CURVE | FUSES | SPARE |  |  |  | 250.000 A |  |  | 3
381972102 | TNB | DISTRIBUTION | KUALA SELANGOR | Existing | RYB | LV FUSE SWITCH |  | CLOSED | IEC MIDDLE CURVE | FUSES | SPARE |  |  |  | 250.000 A |  |  | 3
381972107 | TNB | DISTRIBUTION | KUALA SELANGOR | Existing | RYB | LV FUSE SWITCH |  | CLOSED | IEC MIDDLE CURVE | FUSES | SPARE |  |  |  | 250.000 A |  |  | 3
381972131 | TNB | DISTRIBUTION | KUALA SELANGOR | Existing | RYB | LV FUSE SWITCH |  | CLOSED | IEC MIDDLE CURVE | FUSES | SPARE |  |  |  | 250.000 A |  |  | 3
381972138 | TNB | DISTRIBUTION | KUALA SELANGOR | Existing | RYB | LV FUSE SWITCH |  | CLOSED | IEC MIDDLE CURVE | FUSES | SPARE |  |  |  | 250.000 A |  |  | 3
381972142 | TNB | DISTRIBUTION | KUALA SELANGOR | Existing | RYB | LV FUSE SWITCH |  | CLOSED | IEC MIDDLE CURVE | FUSES | SPARE |  |  |  | 250.000 A |  |  | 3
381972150 | TNB | DISTRIBUTION | KUALA SELANGOR | Existing | RYB | LV FUSE SWITCH |  | CLOSED | IEC MIDDLE CURVE | FUSES | SPARE |  |  |  | 250.000 A |  |  | 3
381972155 | TNB | DISTRIBUTION | KUALA SELANGOR | Existing | RYB | LV FUSE SWITCH |  | CLOSED | IEC MIDDLE CURVE | FUSES | SPARE |  |  |  | 250.000 A |  |  | 3
381972169 | TNB | DISTRIBUTION | KUALA SELANGOR | Existing | RYB | LV FUSE SWITCH |  | CLOSED | IEC MIDDLE CURVE | FUSES | SPARE |  |  |  | 250.000 A |  |  | 3
381972258 | TNB | DISTRIBUTION | KUALA SELANGOR | Existing | RYB | LV FUSE SWITCH |  | CLOSED | IEC MIDDLE CURVE | FUSES | SPARE |  |  |  | 250.000 A |  |  | 3
381972263 | TNB | DISTRIBUTION | KUALA SELANGOR | Existing | RYB | LV FUSE SWITCH |  | CLOSED | IEC MIDDLE CURVE | FUSES | SPARE |  |  |  | 250.000 A |  |  | 3
381972287 | TNB | DISTRIBUTION | KUALA SELANGOR | Existing | RYB | LV FUSE SWITCH |  | CLOSED | IEC MIDDLE CURVE | FUSES | SPARE |  |  |  | 250.000 A |  |  | 3
381972294 | TNB | DISTRIBUTION | KUALA SELANGOR | Existing | RYB | LV FUSE SWITCH |  | CLOSED | IEC MIDDLE CURVE | FUSES | SPARE |  |  |  | 250.000 A |  |  | 3
381972298 | TNB | DISTRIBUTION | KUALA SELANGOR | Existing | RYB | LV FUSE SWITCH |  | CLOSED | IEC MIDDLE CURVE | FUSES | SPARE |  |  |  | 250.000 A |  |  | 3
381972306 | TNB | DISTRIBUTION | KUALA SELANGOR | Existing | RYB | LV FUSE SWITCH |  | CLOSED | IEC MIDDLE CURVE | FUSES | SPARE |  |  |  | 250.000 A |  |  | 3
381972311 | TNB | DISTRIBUTION | KUALA SELANGOR | Existing | RYB | LV FUSE SWITCH |  | CLOSED | IEC MIDDLE CURVE | FUSES | SPARE |  |  |  | 250.000 A |  |  | 3
381972325 | TNB | DISTRIBUTION | KUALA SELANGOR | Existing | RYB | LV FUSE SWITCH |  | CLOSED | IEC MIDDLE CURVE | FUSES | SPARE |  |  |  | 250.000 A |  |  | 3
381972334 | TNB | DISTRIBUTION | KUALA SELANGOR | Existing | RYB | LV FUSE SWITCH |  | CLOSED | IEC MIDDLE CURVE | FUSES | SPARE |  |  |  | 250.000 A |  |  | 3
381972347 | TNB | DISTRIBUTION | KUALA SELANGOR | Existing | RYB | LV FUSE SWITCH |  | CLOSED | IEC MIDDLE CURVE | FUSES | SPARE |  |  |  | 250.000 A |  |  | 3
381972362 | TNB | DISTRIBUTION | KUALA SELANGOR | Existing | RYB | LV FUSE SWITCH |  | CLOSED | IEC MIDDLE CURVE | FUSES | SPARE |  |  |  | 250.000 A |  |  | 3
381972366 | TNB | DISTRIBUTION | KUALA SELANGOR | Existing | RYB | LV FUSE SWITCH |  | CLOSED | IEC MIDDLE CURVE | FUSES | SPARE |  |  |  | 250.000 A |  |  | 3
381972385 | TNB | DISTRIBUTION | KUALA SELANGOR | Existing | RYB | LV FUSE SWITCH |  | CLOSED | IEC MIDDLE CURVE | FUSES | SPARE |  |  |  | 250.000 A |  |  | 3
381972389 | TNB | DISTRIBUTION | KUALA SELANGOR | Existing | RYB | LV FUSE SWITCH |  | CLOSED | IEC MIDDLE CURVE | FUSES | SPARE |  |  |  | 250.000 A |  |  | 3
381972398 | TNB | DISTRIBUTION | KUALA SELANGOR | Existing | RYB | LV FUSE SWITCH |  | CLOSED | IEC MIDDLE CURVE | FUSES | SPARE |  |  |  | 250.000 A |  |  | 3
381972403 | TNB | DISTRIBUTION | KUALA SELANGOR | Existing | RYB | LV FUSE SWITCH |  | CLOSED | IEC MIDDLE CURVE | FUSES | SPARE |  |  |  | 250.000 A |  |  | 3
381972427 | TNB | DISTRIBUTION | KUALA SELANGOR | Existing | RYB | LV FUSE SWITCH |  | CLOSED | IEC MIDDLE CURVE | FUSES | SPARE |  |  |  | 250.000 A |  |  | 3
381972434 | TNB | DISTRIBUTION | KUALA SELANGOR | Existing | RYB | LV FUSE SWITCH |  | CLOSED | IEC MIDDLE CURVE | FUSES | SPARE |  |  |  | 250.000 A |  |  | 3
381972438 | TNB | DISTRIBUTION | KUALA SELANGOR | Existing | RYB | LV FUSE SWITCH |  | CLOSED | IEC MIDDLE CURVE | FUSES | SPARE |  |  |  | 250.000 A |  |  | 3
381972446 | TNB | DISTRIBUTION | KUALA SELANGOR | Existing | RYB | LV FUSE SWITCH |  | CLOSED | IEC MIDDLE CURVE | FUSES | SPARE |  |  |  | 250.000 A |  |  | 3
381972451 | TNB | DISTRIBUTION | KUALA SELANGOR | Existing | RYB | LV FUSE SWITCH |  | CLOSED | IEC MIDDLE CURVE | FUSES | SPARE |  |  |  | 250.000 A |  |  | 3
381972465 | TNB | DISTRIBUTION | KUALA SELANGOR | Existing | RYB | LV FUSE SWITCH |  | CLOSED | IEC MIDDLE CURVE | FUSES | SPARE |  |  |  | 250.000 A |  |  | 3
381972476 | TNB | DISTRIBUTION | KUALA SELANGOR | Existing | RYB | LV FUSE SWITCH |  | CLOSED | IEC MIDDLE CURVE | FUSES | SPARE |  |  |  | 250.000 A |  |  | 3
381972481 | TNB | DISTRIBUTION | KUALA SELANGOR | Existing | RYB | LV FUSE SWITCH |  | CLOSED | IEC MIDDLE CURVE | FUSES | SPARE |  |  |  | 250.000 A |  |  | 3
381972505 | TNB | DISTRIBUTION | KUALA SELANGOR | Existing | RYB | LV FUSE SWITCH |  | CLOSED | IEC MIDDLE CURVE | FUSES | SPARE |  |  |  | 250.000 A |  |  | 3
381972512 | TNB | DISTRIBUTION | KUALA SELANGOR | Existing | RYB | LV FUSE SWITCH |  | CLOSED | IEC MIDDLE CURVE | FUSES | SPARE |  |  |  | 250.000 A |  |  | 3
381972516 | TNB | DISTRIBUTION | KUALA SELANGOR | Existing | RYB | LV FUSE SWITCH |  | CLOSED | IEC MIDDLE CURVE | FUSES | SPARE |  |  |  | 250.000 A |  |  | 3
381972524 | TNB | DISTRIBUTION | KUALA SELANGOR | Existing | RYB | LV FUSE SWITCH |  | CLOSED | IEC MIDDLE CURVE | FUSES | SPARE |  |  |  | 250.000 A |  |  | 3
381972529 | TNB | DISTRIBUTION | KUALA SELANGOR | Existing | RYB | LV FUSE SWITCH |  | CLOSED | IEC MIDDLE CURVE | FUSES | SPARE |  |  |  | 250.000 A |  |  | 3
381972543 | TNB | DISTRIBUTION | KUALA SELANGOR | Existing | RYB | LV FUSE SWITCH |  | CLOSED | IEC MIDDLE CURVE | FUSES | SPARE |  |  |  | 250.000 A |  |  | 3
382103795 | TNB | DISTRIBUTION | KUALA SELANGOR | Existing | RYB | BLACK BOX | POLE | CLOSED |  | Unknown |  |  |  |  | 125.000 A |  |  | 6
382103796 | TNB | DISTRIBUTION | KUALA SELANGOR | Existing | RYB | BLACK BOX | POLE | CLOSED |  | Unknown |  |  |  |  | 125.000 A |  |  | 6
382103797 | TNB | DISTRIBUTION | KUALA SELANGOR | Existing | RYB | BLACK BOX | POLE | CLOSED |  | Unknown |  |  |  |  | 60.000 A |  |  | 3
382103798 | TNB | DISTRIBUTION | KUALA SELANGOR | Existing | RYB | BLACK BOX | POLE | CLOSED |  | Unknown |  |  |  |  | 125.000 A |  |  | 6
382103799 | TNB | DISTRIBUTION | KUALA SELANGOR | Existing | RYB | BLACK BOX | POLE | CLOSED |  | Unknown |  |  |  |  | 125.000 A |  |  | 6
382103801 | TNB | DISTRIBUTION | KUALA SELANGOR | Existing | RYB | BLACK BOX | POLE | CLOSED |  | Unknown |  |  |  |  | 125.000 A |  |  | 6
382103803 | TNB | DISTRIBUTION | KUALA SELANGOR | Existing | RYB | BLACK BOX | POLE | CLOSED |  | Unknown |  |  |  |  | 200.000 A |  |  | 3
382103804 | TNB | DISTRIBUTION | KUALA SELANGOR | Existing | RYB | BLACK BOX | POLE | CLOSED |  | Unknown |  |  |  |  | 200.000 A |  |  | 6
382103805 | TNB | DISTRIBUTION | KUALA SELANGOR | Existing | RYB | BLACK BOX | POLE | OPEN |  | Unknown |  |  |  |  | 125.000 A |  |  | 6
382103806 | TNB | DISTRIBUTION | KUALA SELANGOR | Existing | RYB | BLACK BOX | POLE | CLOSED |  | Unknown |  |  |  |  | 50.000 A |  | 0 | 3
382103807 | TNB | DISTRIBUTION | KUALA SELANGOR | Existing | RYB | BLACK BOX | POLE | CLOSED |  | Unknown |  |  |  |  | 125.000 A |  |  | 6
382103808 | TNB | DISTRIBUTION | KUALA SELANGOR | Existing | RYB | BLACK BOX | POLE | CLOSED |  | Unknown |  |  |  |  | 125.000 A |  |  | 3
382103809 | TNB | DISTRIBUTION | KUALA SELANGOR | Existing | RYB | BLACK BOX | POLE | CLOSED |  | Unknown |  |  |  |  | 200.000 A |  |  | 3
382103810 | TNB | DISTRIBUTION | KUALA SELANGOR | Existing | RYB | BLACK BOX | POLE | CLOSED |  | Unknown |  |  |  |  | 200.000 A |  |  | 6
382103811 | TNB | DISTRIBUTION | KUALA SELANGOR | Existing | RYB | BLACK BOX | POLE | CLOSED |  | Unknown |  |  |  |  | 200.000 A |  |  | 3
382103812 | TNB | DISTRIBUTION | KUALA SELANGOR | Existing | RYB | BLACK BOX | POLE | CLOSED |  | Unknown |  |  |  |  | 200.000 A |  |  | 6
382103813 | TNB | DISTRIBUTION | KUALA SELANGOR | Existing | R | BLACK BOX | POLE | CLOSED |  | Unknown |  |  |  |  | 200.000 A |  |  | 3
382103814 | TNB | DISTRIBUTION | KUALA SELANGOR | Existing | RYB | BLACK BOX | POLE | CLOSED |  | Unknown |  |  |  |  | 200.000 A |  |  | 6
382103815 | TNB | DISTRIBUTION | KUALA SELANGOR | Existing | R | BLACK BOX | POLE | CLOSED |  | Unknown |  |  |  |  | 125.000 A |  |  | 3
382103816 | TNB | DISTRIBUTION | KUALA SELANGOR | Existing | R | BLACK BOX | POLE | CLOSED |  | Unknown |  |  |  |  | 125.000 A |  |  | 3
382103817 | TNB | DISTRIBUTION | KUALA SELANGOR | Existing | R | BLACK BOX | POLE | CLOSED |  | Unknown |  |  |  |  | 50.000 A |  |  | 3
382103821 | TNB | DISTRIBUTION | KUALA SELANGOR | Existing | R | BLACK BOX | POLE | CLOSED |  | Unknown |  |  |  |  | 60.000 A |  |  | 3
382103822 | TNB | DISTRIBUTION | KUALA SELANGOR | Existing | RYB | BLACK BOX | POLE | CLOSED |  | Unknown |  |  |  |  | 125.000 A |  |  | 3
382103823 | TNB | DISTRIBUTION | KUALA SELANGOR | Existing | RYB | BLACK BOX | POLE | CLOSED |  | Unknown |  |  |  |  | 125.000 A |  |  | 3
382103824 | TNB | DISTRIBUTION | KUALA SELANGOR | Existing | R | BLACK BOX | POLE | CLOSED |  | Unknown |  |  |  |  | 125.000 A |  |  | 3
382103825 | TNB | DISTRIBUTION | KUALA SELANGOR | Existing | R | BLACK BOX | POLE | CLOSED |  | Unknown |  |  |  |  | 125.000 A |  |  | 3
382103826 | TNB | DISTRIBUTION | KUALA SELANGOR | Existing | R | BLACK BOX | POLE | CLOSED |  | Unknown |  |  |  |  | 125.000 A |  |  | 3
382103827 | TNB | DISTRIBUTION | KUALA SELANGOR | Existing | R | BLACK BOX | POLE | CLOSED |  | Unknown |  |  |  |  | 125.000 A |  |  | 3
382103828 | TNB | DISTRIBUTION | KUALA SELANGOR | Existing | R | BLACK BOX | POLE | CLOSED |  | Unknown |  |  |  |  | 125.000 A |  |  | 3
382103829 | TNB | DISTRIBUTION | KUALA SELANGOR | Existing | RYB | BLACK BOX | POLE | CLOSED |  | Unknown |  |  |  |  | 200.000 A |  |  | 6
382103830 | TNB | DISTRIBUTION | KUALA SELANGOR | Existing | RYB | BLACK BOX | POLE | CLOSED |  | Unknown |  |  |  |  | 200.000 A |  |  | 6
382103831 | TNB | DISTRIBUTION | KUALA SELANGOR | Existing | RYB | BLACK BOX | POLE | CLOSED |  | Unknown |  |  |  |  | 200.000 A |  |  | 6
382103832 | TNB | DISTRIBUTION | KUALA SELANGOR | Existing | RYB | BLACK BOX | POLE | CLOSED |  | Unknown |  |  |  |  | 200.000 A |  |  | 6
382103834 | TNB | DISTRIBUTION | KUALA SELANGOR | Existing | RYB | BLACK BOX SINGLE | POLE | CLOSED |  | Unknown |  |  |  |  | 50.000 A |  |  | 3
382103835 | TNB | DISTRIBUTION | KUALA SELANGOR | Existing | RYB | BLACK BOX | POLE | CLOSED |  | Unknown |  |  |  |  | 100.000 A |  |  | 3
382103836 | TNB | DISTRIBUTION | KUALA SELANGOR | Existing | RYB | BLACK BOX | POLE | CLOSED |  | Unknown |  |  |  |  | 200.000 A |  |  | 6
382103839 | TNB | DISTRIBUTION | KUALA SELANGOR | Existing | RYB | BLACK BOX | POLE | CLOSED |  | N/A |  |  |  |  | 200.000 A |  |  | 6
382103840 | TNB | DISTRIBUTION | KUALA SELANGOR | Existing | RYB | BLACK BOX | POLE | CLOSED |  | N/A |  |  |  |  | 125.000 A |  |  | 6
382103841 | TNB | DISTRIBUTION | KUALA SELANGOR | Existing | RYB | BLACK BOX | POLE | CLOSED |  | N/A |  |  |  |  | 200.000 A |  |  | 3
382103842 | TNB | DISTRIBUTION | KUALA SELANGOR | Existing | RYB | BLACK BOX | POLE | CLOSED |  | N/A |  |  |  |  | 125.000 A |  |  | 3
382103843 | TNB | DISTRIBUTION | KUALA SELANGOR | Existing | RYB | BLACK BOX | POLE | CLOSED |  | N/A |  |  |  |  | 200.000 A |  |  | 3
382103844 | TNB | DISTRIBUTION | KUALA SELANGOR | Existing | RYB | BLACK BOX | POLE | CLOSED |  | N/A |  |  |  |  | 200.000 A |  |  | 3
382103845 | TNB | DISTRIBUTION | KUALA SELANGOR | Existing | RYB | BLACK BOX | POLE | CLOSED |  | N/A |  |  |  |  | 200.000 A |  |  | 3
382103846 | TNB | DISTRIBUTION | KUALA SELANGOR | Existing | RYB | BLACK BOX | POLE | CLOSED |  | N/A |  |  |  |  | 200.000 A |  |  | 3
382103847 | TNB | DISTRIBUTION | KUALA SELANGOR | Existing | RYB | BLACK BOX | OTHERS | CLOSED |  | N/A |  |  |  |  | 125.000 A |  |  | 3
382103848 | TNB | DISTRIBUTION | KUALA SELANGOR | Existing | RYB | BLACK BOX | OTHERS | CLOSED |  | N/A |  |  |  |  | 50.000 A |  |  | 3
382103850 | TNB | DISTRIBUTION | KUALA SELANGOR | Existing | RYB | BLACK BOX | POLE | CLOSED |  | N/A |  |  |  |  | 125.000 A |  |  | 6
382103851 | TNB | DISTRIBUTION | KUALA SELANGOR | Existing | RYB | BLACK BOX | POLE | CLOSED |  | N/A |  |  |  |  | 125.000 A |  |  | 3
382103852 | TNB | DISTRIBUTION | KUALA SELANGOR | Existing | RYB | BLACK BOX | POLE | CLOSED |  | N/A |  |  |  |  | 125.000 A |  |  | 3
382103855 | TNB | DISTRIBUTION | KUALA SELANGOR | Existing | RYB | BLACK BOX | POLE | CLOSED |  | N/A |  |  |  |  | 125.000 A |  |  | 6
382103856 | TNB | DISTRIBUTION | KUALA SELANGOR | Existing | RYB | BLACK BOX | POLE | CLOSED |  | N/A |  |  |  |  | 125.000 A |  |  | 6
382103857 | TNB | DISTRIBUTION | KUALA SELANGOR | Existing | RYB | BLACK BOX | POLE | CLOSED |  | N/A |  |  |  |  | 125.000 A |  |  | 6
382103858 | TNB | DISTRIBUTION | KUALA SELANGOR | Existing | RYB | BLACK BOX | POLE | OPEN |  | N/A |  |  |  |  | 125.000 A |  |  | 6
382103860 | TNB | DISTRIBUTION | KUALA SELANGOR | Existing | RYB | BLACK BOX | POLE | CLOSED |  | N/A |  |  |  |  | 125.000 A |  |  | 6
382103861 | TNB | DISTRIBUTION | KUALA SELANGOR | Existing | RYB | BLACK BOX | POLE | CLOSED |  | N/A |  |  |  |  | 125.000 A |  |  | 6
382103862 | TNB | DISTRIBUTION | KUALA SELANGOR | Existing | RYB | BLACK BOX | POLE | CLOSED |  | N/A |  |  |  |  | 125.000 A |  |  | 6
382109875 | TNB | DISTRIBUTION | KUALA SELANGOR | Existing | RYB | BLACK BOX | POLE | CLOSED |  | N/A |  |  |  |  | 125.000 A |  |  | 3
382109876 | TNB | DISTRIBUTION | KUALA SELANGOR | Existing | RYB | BLACK BOX TRIPLE | POLE | CLOSED |  | N/A |  |  |  |  | 200.000 A |  |  | 3
382109877 | TNB | DISTRIBUTION | KUALA SELANGOR | Existing | RYB | BLACK BOX | POLE | CLOSED |  | N/A |  |  |  |  | 200.000 A |  |  | 3
382109880 | TNB | DISTRIBUTION | KUALA SELANGOR | Existing | RYB | BLACK BOX | POLE | CLOSED |  | N/A |  |  |  |  | 200.000 A |  |  | 3
382109881 | TNB | DISTRIBUTION | KUALA SELANGOR | Existing | Unknown | BLACK BOX TRIPLE | POLE | CLOSED |  | N/A |  |  |  |  | 200.000 A |  |  | 3
382109882 | TNB | DISTRIBUTION | KUALA SELANGOR | Existing | RYB | BLACK BOX | POLE | CLOSED |  | N/A |  |  |  |  | 200.000 A |  |  | 3
382109883 | TNB | DISTRIBUTION | KUALA SELANGOR | Existing | RYB | BLACK BOX | POLE | CLOSED |  | N/A |  |  |  |  | 200.000 A |  |  | 3
382109884 | TNB | DISTRIBUTION | KUALA SELANGOR | Existing | RYB | BLACK BOX | POLE | CLOSED |  | N/A |  |  |  |  | 125.000 A |  |  | 3
382109885 | TNB | DISTRIBUTION | KUALA SELANGOR | Existing | RYB | BLACK BOX | POLE | CLOSED |  | N/A |  |  |  |  | 125.000 A |  |  | 3
382109886 | TNB | DISTRIBUTION | KUALA SELANGOR | Existing | RYB | BLACK BOX | POLE | CLOSED |  | N/A |  |  |  |  | 125.000 A |  |  | 3
382109887 | TNB | DISTRIBUTION | KUALA SELANGOR | Existing | RYB | BLACK BOX | POLE | CLOSED |  | N/A |  |  |  |  | 200.000 A |  |  | 3
382109888 | TNB | DISTRIBUTION | KUALA SELANGOR | Existing | RYB | BLACK BOX | POLE | CLOSED |  | N/A |  |  |  |  | 200.000 A |  |  | 6
382109889 | TNB | DISTRIBUTION | KUALA SELANGOR | Existing | RYB | BLACK BOX | POLE | CLOSED |  | N/A |  |  |  |  | 200.000 A |  |  | 3
382109890 | TNB | DISTRIBUTION | KUALA SELANGOR | Existing | RYB | BLACK BOX | POLE | CLOSED |  | N/A |  |  |  |  | 125.000 A |  |  | 6
382109891 | TNB | DISTRIBUTION | KUALA SELANGOR | Existing | RYB | BLACK BOX | POLE | OPEN |  | N/A |  |  |  |  | 200.000 A |  |  | 6
382109892 | TNB | DISTRIBUTION | KUALA SELANGOR | Existing | RYB | BLACK BOX | POLE | CLOSED |  | N/A |  |  |  |  | 125.000 A |  |  | 3
382109895 | TNB | DISTRIBUTION | KUALA SELANGOR | Existing | RYB | BLACK BOX | POLE | CLOSED |  | N/A |  |  |  |  | 200.000 A |  |  | 6
382109896 | TNB | DISTRIBUTION | KUALA SELANGOR | Existing | RYB | BLACK BOX | OTHERS | CLOSED |  | N/A |  |  |  |  | 50.000 A |  |  | 3
382109897 | TNB | DISTRIBUTION | KUALA SELANGOR | Existing | RYB | BLACK BOX | POLE | CLOSED |  | N/A |  |  |  |  | 125.000 A |  |  | 3
382109898 | TNB | DISTRIBUTION | KUALA SELANGOR | Existing | RYB | BLACK BOX | POLE | CLOSED |  | N/A |  |  |  |  | 50.000 A |  |  | 3
382109899 | TNB | DISTRIBUTION | KUALA SELANGOR | Existing | RYB | BLACK BOX | POLE | CLOSED |  | N/A |  |  |  |  | 50.000 A |  |  | 6
382109900 | TNB | DISTRIBUTION | KUALA SELANGOR | Existing | RYB | BLACK BOX | OTHERS | CLOSED |  | N/A |  |  |  |  | 80.000 A |  | 13-15 | 6
382109902 | TNB | DISTRIBUTION | KUALA SELANGOR | Existing | RYB | BLACK BOX | POLE | CLOSED |  | N/A |  |  |  |  | 80.000 A |  |  | 6
382109903 | TNB | DISTRIBUTION | KUALA SELANGOR | Existing | RYB | BLACK BOX | POLE | CLOSED |  | N/A |  |  |  |  | 80.000 A |  |  | 6
382109905 | TNB | DISTRIBUTION | KUALA SELANGOR | Existing | RYB | BLACK BOX | POLE | CLOSED |  | N/A |  |  |  |  | 80.000 A |  |  | 3
382109906 | TNB | DISTRIBUTION | KUALA SELANGOR | Existing | RYB | BLACK BOX | POLE | CLOSED |  | N/A |  |  |  |  | 80.000 A |  |  | 3
382109907 | TNB | DISTRIBUTION | KUALA SELANGOR | Existing | R | BLACK BOX | POLE | CLOSED |  | N/A |  |  |  |  | 80.000 A |  |  | 1
382109908 | TNB | DISTRIBUTION | KUALA SELANGOR | Existing | RYB | BLACK BOX | POLE | CLOSED |  | N/A |  |  |  |  | 80.000 A |  |  | 6
382109909 | TNB | DISTRIBUTION | KUALA SELANGOR | Existing | RYB | BLACK BOX | POLE | CLOSED |  | N/A |  |  |  |  | 80.000 A |  |  | 6
382109910 | TNB | DISTRIBUTION | KUALA SELANGOR | Existing | RYB | BLACK BOX | POLE | CLOSED |  | N/A |  |  |  |  | 80.000 A |  |  | 6
382109911 | TNB | DISTRIBUTION | KUALA SELANGOR | Existing | RYB | BLACK BOX | POLE | CLOSED |  | N/A |  |  |  |  | 80.000 A |  |  | 6
382109912 | TNB | DISTRIBUTION | KUALA SELANGOR | Existing | RYB | BLACK BOX | POLE | CLOSED |  | N/A |  |  |  |  | 80.000 A |  |  | 6
382109913 | TNB | DISTRIBUTION | KUALA SELANGOR | Existing | RYB | BLACK BOX | POLE | CLOSED |  | N/A |  |  |  |  | 80.000 A |  |  | 6
382109914 | TNB | DISTRIBUTION | KUALA SELANGOR | Existing | RYB | BLACK BOX | POLE | CLOSED |  | N/A |  |  |  |  | 80.000 A |  |  | 6
382109915 | TNB | DISTRIBUTION | KUALA SELANGOR | Existing | R | BLACK BOX | POLE | CLOSED |  | N/A |  |  |  |  | 200.000 A |  |  | 3
382109917 | TNB | DISTRIBUTION | KUALA SELANGOR | Existing | RYB | BLACK BOX | POLE | CLOSED |  | N/A |  |  |  |  | 200.000 A |  |  | 6
382109918 | TNB | DISTRIBUTION | KUALA SELANGOR | Existing | RYB | BLACK BOX | POLE | CLOSED |  | N/A |  |  |  |  | 80.000 A |  |  | 3
382109919 | TNB | DISTRIBUTION | KUALA SELANGOR | Existing | RYB | BLACK BOX | POLE | CLOSED |  | N/A |  |  |  |  | 80.000 A |  |  | 3
382109920 | TNB | DISTRIBUTION | KUALA SELANGOR | Existing | RYB | BLACK BOX | POLE | CLOSED |  | N/A |  |  |  |  | 80.000 A |  |  | 3
382109921 | TNB | DISTRIBUTION | KUALA SELANGOR | Existing | RYB | BLACK BOX | POLE | CLOSED |  | N/A |  |  |  |  | 80.000 A |  |  | 3
382109922 | TNB | DISTRIBUTION | KUALA SELANGOR | Existing | RYB | BLACK BOX | POLE | CLOSED |  | N/A |  |  |  |  | 80.000 A |  |  | 3
382109923 | TNB | DISTRIBUTION | KUALA SELANGOR | Existing | RYB | BLACK BOX | POLE | CLOSED |  | N/A |  |  |  |  | 80.000 A |  |  | 3
382109924 | TNB | DISTRIBUTION | KUALA SELANGOR | Existing | RYB | BLACK BOX | POLE | CLOSED |  | N/A |  |  |  |  | 80.000 A |  |  | 3
382109925 | TNB | DISTRIBUTION | KUALA SELANGOR | Existing | RYB | BLACK BOX | POLE | CLOSED |  | N/A |  |  |  |  | 80.000 A |  |  | 3
382109926 | TNB | DISTRIBUTION | KUALA SELANGOR | Existing | RYB | BLACK BOX | POLE | CLOSED |  | N/A |  |  |  |  | 80.000 A |  |  | 3
382109927 | TNB | DISTRIBUTION | KUALA SELANGOR | Existing | RYB | BLACK BOX | POLE | CLOSED |  | N/A |  |  |  |  | 80.000 A |  |  | 3
382109928 | TNB | DISTRIBUTION | KUALA SELANGOR | Existing | RYB | BLACK BOX | POLE | CLOSED |  | N/A |  |  |  |  | 80.000 A |  |  | 3
382109929 | TNB | DISTRIBUTION | KUALA SELANGOR | Existing | RYB | BLACK BOX | POLE | CLOSED |  | N/A |  |  |  |  | 80.000 A |  |  | 3
382109931 | TNB | DISTRIBUTION | KUALA SELANGOR | Existing | R | BLACK BOX | POLE | OPEN |  | N/A |  |  |  |  | 200.000 A |  |  | 1
382109932 | TNB | DISTRIBUTION | KUALA SELANGOR | Existing | RYB | BLACK BOX TRIPLE | POLE | CLOSED |  | N/A |  |  |  |  | 200.000 A |  |  | 3
382109933 | TNB | DISTRIBUTION | KUALA SELANGOR | Existing | RYB | BLACK BOX | POLE | CLOSED |  | N/A |  |  |  |  | 200.000 A |  |  | 6
382109934 | TNB | DISTRIBUTION | KUALA SELANGOR | Existing | RYB | BLACK BOX | OTHERS | CLOSED |  | N/A |  |  |  |  | 200.000 A |  | KEDAI PERABOT GAYA SDN BHD | 3
382109935 | TNB | DISTRIBUTION | KUALA SELANGOR | Existing | RYB | BLACK BOX TRIPLE | POLE | CLOSED |  | N/A |  |  |  |  | 200.000 A |  | KEDAI PERABOT GAYA SDN BHD | 3
382109936 | TNB | DISTRIBUTION | KUALA SELANGOR | Existing | RYB | BLACK BOX TRIPLE | POLE | CLOSED |  | N/A |  |  |  |  | 200.000 A |  | KEDAI PERABOT GAYA SDN BHD | 3
382109937 | TNB | DISTRIBUTION | KUALA SELANGOR | Existing | RYB | BLACK BOX TRIPLE | OTHERS | CLOSED |  | N/A |  |  |  |  | 200.000 A |  |  | 3
382109938 | TNB | DISTRIBUTION | KUALA SELANGOR | Existing | RYB | BLACK BOX TRIPLE | OTHERS | CLOSED |  | N/A |  |  |  |  | 200.000 A |  |  | 3
382109939 | TNB | DISTRIBUTION | KUALA SELANGOR | Existing | RYB | BLACK BOX | POLE | CLOSED |  | N/A |  |  |  |  | 50.000 A |  |  | 3
382109940 | TNB | DISTRIBUTION | KUALA SELANGOR | Existing | RYB | BLACK BOX TRIPLE | OTHERS | CLOSED |  | N/A |  |  |  |  | 125.000 A |  |  | 3
382109941 | TNB | DISTRIBUTION | KUALA SELANGOR | Existing | RYB | BLACK BOX TRIPLE | OTHERS | CLOSED |  | N/A |  |  |  |  | 125.000 A |  |  | 3
382109942 | TNB | DISTRIBUTION | KUALA SELANGOR | Existing | RYB | BLACK BOX | POLE | CLOSED |  | N/A |  |  |  |  | 125.000 A |  |  | 3
382109943 | TNB | DISTRIBUTION | KUALA SELANGOR | Existing | RYB | BLACK BOX | POLE | CLOSED |  | N/A |  |  |  |  | 50.000 A |  |  | 3
382109944 | TNB | DISTRIBUTION | KUALA SELANGOR | Existing | R | BLACK BOX | OTHERS | CLOSED |  | N/A |  |  |  |  | 50.000 A |  |  | 1
382109945 | TNB | DISTRIBUTION | KUALA SELANGOR | Existing | RYB | BLACK BOX | POLE | CLOSED |  | N/A |  |  |  |  | 80.000 A |  |  | 3
382109946 | TNB | DISTRIBUTION | KUALA SELANGOR | Existing | RYB | BLACK BOX | POLE | CLOSED |  | N/A |  |  |  |  | 80.000 A |  |  | 3
382109947 | TNB | DISTRIBUTION | KUALA SELANGOR | Existing | RYB | BLACK BOX | POLE | CLOSED |  | N/A |  |  |  |  | 80.000 A |  |  | 3
382109948 | TNB | DISTRIBUTION | KUALA SELANGOR | Existing | RYB | BLACK BOX | POLE | CLOSED |  | N/A |  |  |  |  | 80.000 A |  |  | 3
382109949 | TNB | DISTRIBUTION | KUALA SELANGOR | Existing | RYB | BLACK BOX | POLE | CLOSED |  | N/A |  |  |  |  | 80.000 A |  |  | 3
382109950 | TNB | DISTRIBUTION | KUALA SELANGOR | Existing | RYB | BLACK BOX | POLE | CLOSED |  | N/A |  |  |  |  | 200.000 A |  |  | 3
382109951 | TNB | DISTRIBUTION | KUALA SELANGOR | Existing | RYB | BLACK BOX | POLE | CLOSED |  | N/A |  |  |  |  | 200.000 A |  |  | 3
382109952 | TNB | DISTRIBUTION | KUALA SELANGOR | Existing | RYB | BLACK BOX | POLE | CLOSED |  | N/A |  |  |  |  | 200.000 A |  |  | 6
382109953 | TNB | DISTRIBUTION | KUALA SELANGOR | Existing | RYB | BLACK BOX | POLE | CLOSED |  | N/A |  |  |  |  | 125.000 A |  |  | 3
382109954 | TNB | DISTRIBUTION | KUALA SELANGOR | Existing | RYB | BLACK BOX | POLE | CLOSED |  | N/A |  |  |  |  | 125.000 A |  |  | 3
382109955 | TNB | DISTRIBUTION | KUALA SELANGOR | Existing | R | BLACK BOX | POLE | CLOSED |  | N/A |  |  |  |  | 125.000 A |  |  | 1
382109956 | TNB | DISTRIBUTION | KUALA SELANGOR | Existing | RYB | BLACK BOX | POLE | CLOSED |  | N/A |  |  |  |  | 125.000 A |  |  | 6
382109957 | TNB | DISTRIBUTION | KUALA SELANGOR | Existing | RYB | BLACK BOX | POLE | CLOSED |  | N/A |  |  |  |  | 200.000 A |  |  | 3
382109958 | TNB | DISTRIBUTION | KUALA SELANGOR | Existing | R | BLACK BOX | POLE | CLOSED |  | N/A |  |  |  |  | 125.000 A |  |  | 1
382109964 | TNB | DISTRIBUTION | KUALA SELANGOR | Existing | RYB | BLACK BOX | POLE | OPEN |  | N/A |  |  |  |  | 80.000 A |  |  | 3
382109965 | TNB | DISTRIBUTION | KUALA SELANGOR | Existing | RYB | BLACK BOX | POLE | CLOSED |  | N/A |  |  |  |  | 200.000 A |  |  | 3
382109966 | TNB | DISTRIBUTION | KUALA SELANGOR | Existing | RYB | BLACK BOX | OTHERS | CLOSED |  | N/A |  |  |  |  | 200.000 A |  |  | 6
382109967 | TNB | DISTRIBUTION | KUALA SELANGOR | Existing | RYB | BLACK BOX | OTHERS | CLOSED |  | N/A |  |  |  |  | 200.000 A |  |  | 3
382109968 | TNB | DISTRIBUTION | KUALA SELANGOR | Existing | RYB | BLACK BOX | POLE | CLOSED |  | N/A |  |  |  |  | 80.000 A |  |  | 3
382109969 | TNB | DISTRIBUTION | KUALA SELANGOR | Existing | RYB | BLACK BOX | POLE | CLOSED |  | N/A |  |  |  |  | 80.000 A |  |  | 3
382109970 | TNB | DISTRIBUTION | KUALA SELANGOR | Existing | RYB | BLACK BOX | POLE | CLOSED |  | N/A |  |  |  |  | 200.000 A |  |  | 3
382109971 | TNB | DISTRIBUTION | KUALA SELANGOR | Existing | RYB | BLACK BOX | POLE | CLOSED |  | N/A |  |  |  |  | 80.000 A |  |  | 6
382109972 | TNB | DISTRIBUTION | KUALA SELANGOR | Existing | RYB | BLACK BOX | POLE | CLOSED |  | N/A |  |  |  |  | 80.000 A |  |  | 3
382109974 | TNB | DISTRIBUTION | KUALA SELANGOR | Existing | RYB | BLACK BOX | POLE | CLOSED |  | N/A |  |  |  |  | 200.000 A |  |  | 3
382109976 | TNB | DISTRIBUTION | KUALA SELANGOR | Existing | RYB | BLACK BOX | POLE | CLOSED |  | N/A |  |  |  |  | 200.000 A |  |  | 3
382109977 | TNB | DISTRIBUTION | KUALA SELANGOR | Existing | RYB | BLACK BOX | POLE | CLOSED |  | N/A |  |  |  |  | 50.000 A |  |  | 3
382109978 | TNB | DISTRIBUTION | KUALA SELANGOR | Existing | RYB | BLACK BOX | POLE | CLOSED |  | N/A |  |  |  |  | 50.000 A |  |  | 6
382109979 | TNB | DISTRIBUTION | KUALA SELANGOR | Existing | RYB | BLACK BOX | POLE | CLOSED |  | N/A |  |  |  |  | 50.000 A |  |  | 6
382109980 | TNB | DISTRIBUTION | KUALA SELANGOR | Existing | RYB | BLACK BOX | POLE | CLOSED |  | N/A |  |  |  |  | 200.000 A |  |  | 3
382109981 | TNB | DISTRIBUTION | KUALA SELANGOR | Existing | RYB | BLACK BOX | POLE | CLOSED |  | N/A |  |  |  |  | 125.000 A |  | KANDANG LEMBU | 3
382109982 | TNB | DISTRIBUTION | KUALA SELANGOR | Existing | RYB | BLACK BOX TRIPLE | POLE | CLOSED |  | N/A |  |  |  |  | 125.000 A |  | KANDANG LEMBU | 3
382109984 | TNB | DISTRIBUTION | KUALA SELANGOR | Existing | R | BLACK BOX | POLE | CLOSED |  | N/A |  |  |  |  | 125.000 A |  |  | 3
382109986 | TNB | DISTRIBUTION | KUALA SELANGOR | Existing | RYB | BLACK BOX | POLE | CLOSED |  | N/A |  |  |  |  | 125.000 A |  |  | 3
382109987 | TNB | DISTRIBUTION | KUALA SELANGOR | Existing | RYB | BLACK BOX | POLE | CLOSED |  | N/A |  |  |  |  | 200.000 A |  |  | 6
382109988 | TNB | DISTRIBUTION | KUALA SELANGOR | Existing | RYB | BLACK BOX | POLE | CLOSED |  | N/A |  |  |  |  | 125.000 A |  |  | 3
382109989 | TNB | DISTRIBUTION | KUALA SELANGOR | Existing | RYB | BLACK BOX | POLE | CLOSED |  | N/A |  |  |  |  | 125.000 A |  |  | 3
382109990 | TNB | DISTRIBUTION | KUALA SELANGOR | Existing | RYB | BLACK BOX | POLE | CLOSED |  | N/A |  |  |  |  | 200.000 A |  |  | 6
382109991 | TNB | DISTRIBUTION | KUALA SELANGOR | Existing | RYB | BLACK BOX | POLE | CLOSED |  | N/A |  |  |  |  | 50.000 A |  |  | 3
382109992 | TNB | DISTRIBUTION | KUALA SELANGOR | Existing | RYB | BLACK BOX | POLE | CLOSED |  | N/A |  |  |  |  | 50.000 A |  |  | 3
382109993 | TNB | DISTRIBUTION | KUALA SELANGOR | Existing | RYB | BLACK BOX | POLE | CLOSED |  | N/A |  |  |  |  | 200.000 A |  |  | 3
382109994 | TNB | DISTRIBUTION | KUALA SELANGOR | Existing | RYB | BLACK BOX | POLE | CLOSED |  | N/A |  |  |  |  | 200.000 A |  |  | 3
382109995 | TNB | DISTRIBUTION | KUALA SELANGOR | Existing | RYB | BLACK BOX | POLE | CLOSED |  | N/A |  |  |  |  | 125.000 A |  |  | 3
382109996 | TNB | DISTRIBUTION | KUALA SELANGOR | Existing | RYB | BLACK BOX | POLE | CLOSED |  | N/A |  |  |  |  | 125.000 A |  |  | 3
382109997 | TNB | DISTRIBUTION | KUALA SELANGOR | Existing | RYB | BLACK BOX | POLE | CLOSED |  | N/A |  |  |  |  | 125.000 A |  |  | 3
382109998 | TNB | DISTRIBUTION | KUALA SELANGOR | Existing | RYB | BLACK BOX | POLE | CLOSED |  | N/A |  |  |  |  | 200.000 A |  |  | 3
382109999 | TNB | DISTRIBUTION | KUALA SELANGOR | Existing | RYB | BLACK BOX | POLE | CLOSED |  | N/A |  |  |  |  | 200.000 A |  |  | 3
382110000 | TNB | DISTRIBUTION | KUALA SELANGOR | Existing | RYB | BLACK BOX TRIPLE | POLE | CLOSED |  | N/A |  |  |  |  | 125.000 A |  |  | 3
382110001 | TNB | DISTRIBUTION | KUALA SELANGOR | Existing | RYB | BLACK BOX | POLE | CLOSED |  | N/A |  |  |  |  | 200.000 A |  |  | 6
382110002 | TNB | DISTRIBUTION | KUALA SELANGOR | Existing | Unknown | BLACK BOX | POLE | CLOSED |  | N/A |  |  |  |  | 125.000 A |  |  | 0
382110003 | TNB | DISTRIBUTION | KUALA SELANGOR | Existing | RYB | BLACK BOX | POLE | CLOSED |  | N/A |  |  |  |  | 200.000 A |  |  | 3
382110004 | TNB | DISTRIBUTION | KUALA SELANGOR | Existing | RYB | BLACK BOX | POLE | CLOSED |  | N/A |  |  |  |  | 200.000 A |  |  | 3
382110005 | TNB | DISTRIBUTION | KUALA SELANGOR | Existing | RYB | BLACK BOX | POLE | CLOSED |  | N/A |  |  |  |  | 200.000 A |  |  | 6
382110008 | TNB | DISTRIBUTION | KUALA SELANGOR | Existing | RYB | BLACK BOX | POLE | OPEN |  | N/A |  |  |  |  | 200.000 A |  |  | 3
382110009 | TNB | DISTRIBUTION | KUALA SELANGOR | Existing | RYB | BLACK BOX | POLE | CLOSED |  | N/A |  |  |  |  | 200.000 A |  |  | 3
382110010 | TNB | DISTRIBUTION | KUALA SELANGOR | Existing | RYB | BLACK BOX | POLE | CLOSED |  | N/A |  |  |  |  | 50.000 A |  |  | 3
382110012 | TNB | DISTRIBUTION | KUALA SELANGOR | Existing | RYB | BLACK BOX | POLE | CLOSED |  | N/A |  |  |  |  | 200.000 A |  |  | 3
382110013 | TNB | DISTRIBUTION | KUALA SELANGOR | Existing | RYB | BLACK BOX | POLE | CLOSED |  | N/A |  |  |  |  | 125.000 A |  |  | 3
382110014 | TNB | DISTRIBUTION | KUALA SELANGOR | Existing | RYB | BLACK BOX | POLE | CLOSED |  | N/A |  |  |  |  | 125.000 A |  |  | 3
382110015 | TNB | DISTRIBUTION | KUALA SELANGOR | Existing | RYB | BLACK BOX | POLE | CLOSED |  | N/A |  |  |  |  | 50.000 A |  |  | 3
382110016 | TNB | DISTRIBUTION | KUALA SELANGOR | Existing | RYB | BLACK BOX | POLE | CLOSED |  | N/A |  |  |  |  | 200.000 A |  |  | 3
382110017 | TNB | DISTRIBUTION | KUALA SELANGOR | Existing | R | BLACK BOX | POLE | CLOSED |  | N/A |  |  |  |  | 125.000 A |  |  | 3
382110018 | TNB | DISTRIBUTION | KUALA SELANGOR | Existing | R | BLACK BOX | POLE | CLOSED |  | N/A |  |  |  |  | 200.000 A |  |  | 3
382110019 | TNB | DISTRIBUTION | KUALA SELANGOR | Existing | RYB | BLACK BOX | POLE | CLOSED |  | N/A |  |  |  |  | 200.000 A |  |  | 6
382110020 | TNB | DISTRIBUTION | KUALA SELANGOR | Existing | R | BLACK BOX | POLE | CLOSED |  | N/A |  |  |  |  | 200.000 A |  |  | 3
382110021 | TNB | DISTRIBUTION | KUALA SELANGOR | Existing | RYB | BLACK BOX | POLE | CLOSED |  | Unknown |  |  |  |  | 100.000 A |  |  | 6
382110022 | TNB | DISTRIBUTION | KUALA SELANGOR | Existing | RYB | BLACK BOX | POLE | CLOSED |  | Unknown |  |  |  |  | 200.000 A |  |  | 6
382110023 | TNB | DISTRIBUTION | KUALA SELANGOR | Existing | RYB | BLACK BOX | POLE | CLOSED |  | Unknown |  |  |  |  | 200.000 A |  |  | 6
382110024 | TNB | DISTRIBUTION | KUALA SELANGOR | Existing | RYB | BLACK BOX | POLE | CLOSED |  | Unknown |  |  |  |  | 200.000 A |  |  | 6
382110025 | TNB | DISTRIBUTION | KUALA SELANGOR | Existing | RYB | BLACK BOX | POLE | CLOSED |  | Unknown |  |  |  |  | 200.000 A |  |  | 6
382110026 | TNB | DISTRIBUTION | KUALA SELANGOR | Existing | RYB | BLACK BOX | POLE | CLOSED |  | Unknown |  |  |  |  | 200.000 A |  |  | 6
382110027 | TNB | DISTRIBUTION | KUALA SELANGOR | Existing | RYB | BLACK BOX | POLE | CLOSED |  | Unknown |  |  |  |  | 125.000 A |  |  | 6
382110029 | TNB | DISTRIBUTION | KUALA SELANGOR | Existing | RYB | BLACK BOX | POLE | CLOSED |  | Unknown |  |  |  |  | 200.000 A |  |  | 6
382110030 | TNB | DISTRIBUTION | KUALA SELANGOR | Existing | RYB | BLACK BOX TRIPLE | POLE | CLOSED |  | Unknown |  |  |  |  | 125.000 A |  |  | 3
382110031 | TNB | DISTRIBUTION | KUALA SELANGOR | Existing | RYB | BLACK BOX | POLE | CLOSED |  | Unknown |  |  |  |  | 200.000 A |  |  | 6
382110032 | TNB | DISTRIBUTION | KUALA SELANGOR | Existing | RYB | BLACK BOX TRIPLE | POLE | CLOSED |  | Unknown |  |  |  |  | 125.000 A |  |  | 3
382110033 | TNB | DISTRIBUTION | KUALA SELANGOR | Existing | RYB | BLACK BOX | POLE | CLOSED |  | Unknown |  |  |  |  | 125.000 A |  |  | 6
382110034 | TNB | DISTRIBUTION | KUALA SELANGOR | Existing | Unknown | LV FUSE SWITCH | POLE | CLOSED |  | Unknown |  |  |  |  | 50.000 A |  |  | 0
382110035 | TNB | DISTRIBUTION | KUALA SELANGOR | Existing | RYB | BLACK BOX | POLE | CLOSED |  | Unknown |  |  |  |  | 125.000 A |  |  | 6
382110036 | TNB | DISTRIBUTION | KUALA SELANGOR | Existing | RYB | BLACK BOX | POLE | CLOSED |  | Unknown |  |  |  |  | 125.000 A |  |  | 6
382110037 | TNB | DISTRIBUTION | KUALA SELANGOR | Existing | RYB | BLACK BOX | POLE | CLOSED |  | Unknown |  |  |  |  | 125.000 A |  |  | 6
382110038 | TNB | DISTRIBUTION | KUALA SELANGOR | Existing | RYB | BLACK BOX | POLE | CLOSED |  | Unknown |  |  |  |  | 125.000 A |  |  | 6
382110039 | TNB | DISTRIBUTION | KUALA SELANGOR | Existing | RYB | BLACK BOX | POLE | CLOSED |  | Unknown |  |  |  |  | 125.000 A |  |  | 6
382110040 | TNB | DISTRIBUTION | KUALA SELANGOR | Existing | RYB | BLACK BOX | POLE | CLOSED |  | Unknown |  |  |  |  | 125.000 A |  |  | 6
382110041 | TNB | DISTRIBUTION | KUALA SELANGOR | Existing | RYB | BLACK BOX | POLE | CLOSED |  | Unknown |  |  |  |  | 125.000 A |  |  | 6
382110042 | TNB | DISTRIBUTION | KUALA SELANGOR | Existing | RYB | BLACK BOX | OTHERS | OPEN |  | Unknown |  |  |  |  | 80.000 A |  |  | 3
382110043 | TNB | DISTRIBUTION | KUALA SELANGOR | Existing | RYB | BLACK BOX | POLE | CLOSED |  | Unknown |  |  |  |  | 200.000 A |  |  | 6
382110044 | TNB | DISTRIBUTION | KUALA SELANGOR | Existing | RYB | BLACK BOX | POLE | CLOSED |  | Unknown |  |  |  |  | 200.000 A |  |  | 6
382110047 | TNB | DISTRIBUTION | KUALA SELANGOR | Existing | RYB | BLACK BOX | POLE | OPEN |  | Unknown |  |  |  |  | 160.000 A |  |  | 3
382110048 | TNB | DISTRIBUTION | KUALA SELANGOR | Existing | RYB | BLACK BOX | POLE | CLOSED |  | Unknown |  |  |  |  | 125.000 A |  |  | 6
382110051 | TNB | DISTRIBUTION | KUALA SELANGOR | Existing | RYB | BLACK BOX | POLE | CLOSED |  | Unknown |  |  |  |  | 125.000 A |  |  | 6
382110052 | TNB | DISTRIBUTION | KUALA SELANGOR | Existing | RYB | BLACK BOX | POLE | CLOSED |  | Unknown |  |  |  |  | 160.000 A |  |  | 6
382110053 | TNB | DISTRIBUTION | KUALA SELANGOR | Existing | RYB | BLACK BOX | POLE | CLOSED |  | Unknown |  |  |  |  | 50.000 A |  |  | 6
382110054 | TNB | DISTRIBUTION | KUALA SELANGOR | Existing | RYB | BLACK BOX | POLE | CLOSED |  | Unknown |  |  |  |  | 50.000 A |  |  | 6
382110055 | TNB | DISTRIBUTION | KUALA SELANGOR | Existing | RYB | BLACK BOX | POLE | CLOSED |  | Unknown |  |  |  |  | 160.000 A |  |  | 6
382110056 | TNB | DISTRIBUTION | KUALA SELANGOR | Existing | RYB | BLACK BOX | POLE | CLOSED |  | Unknown |  |  |  |  | 160.000 A |  |  | 6
382110057 | TNB | DISTRIBUTION | KUALA SELANGOR | Existing | RYB | BLACK BOX | POLE | OPEN |  | Unknown |  |  |  |  | 160.000 A |  |  | 6
382110058 | TNB | DISTRIBUTION | KUALA SELANGOR | Existing | RYB | BLACK BOX | POLE | CLOSED |  | Unknown |  |  |  |  | 160.000 A |  |  | 6
382110059 | TNB | DISTRIBUTION | KUALA SELANGOR | Existing | RYB | BLACK BOX | POLE | CLOSED |  | Unknown |  |  |  |  | 200.000 A |  |  | 6
382110061 | TNB | DISTRIBUTION | KUALA SELANGOR | Existing | RYB | BLACK BOX | POLE | CLOSED |  | Unknown |  |  |  |  | 125.000 A |  |  | 6
382110062 | TNB | DISTRIBUTION | KUALA SELANGOR | Existing | RYB | BLACK BOX | POLE | CLOSED |  | Unknown |  |  |  |  | 200.000 A |  |  | 6
382110063 | TNB | DISTRIBUTION | KUALA SELANGOR | Existing | RYB | BLACK BOX | POLE | OPEN |  | Unknown |  |  |  |  | 160.000 A |  |  | 6
382110064 | TNB | DISTRIBUTION | KUALA SELANGOR | Existing | RYB | BLACK BOX | POLE | CLOSED |  | Unknown |  |  |  |  | 125.000 A |  |  | 3
382110065 | TNB | DISTRIBUTION | KUALA SELANGOR | Existing | RYB | BLACK BOX | POLE | CLOSED |  | Unknown |  |  |  |  | 125.000 A |  |  | 6
382110066 | TNB | DISTRIBUTION | KUALA SELANGOR | Existing | RYB | BLACK BOX | POLE | CLOSED |  | Unknown |  |  |  |  | 200.000 A |  |  | 3
382110067 | TNB | DISTRIBUTION | KUALA SELANGOR | Existing | RYB | BLACK BOX | POLE | CLOSED |  | Unknown |  |  |  |  | 200.000 A |  |  | 6
382110068 | TNB | DISTRIBUTION | KUALA SELANGOR | Existing | RYB | BLACK BOX | POLE | CLOSED |  | Unknown |  |  |  |  | 125.000 A |  |  | 6
382110069 | TNB | DISTRIBUTION | KUALA SELANGOR | Existing | RYB | BLACK BOX | POLE | OPEN |  | Unknown |  |  |  |  | 125.000 A |  |  | 6
382110070 | TNB | DISTRIBUTION | KUALA SELANGOR | Existing | RYB | BLACK BOX | POLE | CLOSED |  | Unknown |  |  |  |  | 125.000 A |  |  | 6
382110071 | TNB | DISTRIBUTION | KUALA SELANGOR | Existing | RYB | BLACK BOX | POLE | CLOSED |  | Unknown |  |  |  |  | 125.000 A |  |  | 6
382110072 | TNB | DISTRIBUTION | KUALA SELANGOR | Existing | RYB | BLACK BOX | POLE | CLOSED |  | Unknown |  |  |  |  | 125.000 A |  |  | 3
382110073 | TNB | DISTRIBUTION | KUALA SELANGOR | Existing | RYB | BLACK BOX | POLE | CLOSED |  | Unknown |  |  |  |  | 125.000 A |  |  | 6
382110074 | TNB | DISTRIBUTION | KUALA SELANGOR | Existing | RYB | BLACK BOX | POLE | CLOSED |  | Unknown |  |  |  |  | 125.000 A |  |  | 6
382110075 | TNB | DISTRIBUTION | KUALA SELANGOR | Existing | RYB | BLACK BOX | POLE | CLOSED |  | Unknown |  |  |  |  | 125.000 A |  |  | 6
382110076 | TNB | DISTRIBUTION | KUALA SELANGOR | Existing | RYB | BLACK BOX | POLE | CLOSED |  | Unknown |  |  |  |  | 125.000 A |  |  | 6
382110077 | TNB | DISTRIBUTION | KUALA SELANGOR | Existing | RYB | BLACK BOX | POLE | CLOSED |  | Unknown |  |  |  |  | 125.000 A |  |  | 6
382110078 | TNB | DISTRIBUTION | KUALA SELANGOR | Existing | RYB | BLACK BOX | POLE | CLOSED |  | Unknown |  |  |  |  | 200.000 A |  | BB | 6
382110079 | TNB | DISTRIBUTION | KUALA SELANGOR | Existing | RYB | BLACK BOX | POLE | CLOSED |  | Unknown |  |  |  |  | 200.000 A |  |  | 6
382110080 | TNB | DISTRIBUTION | KUALA SELANGOR | Existing | RYB | BLACK BOX | POLE | OPEN |  | Unknown |  |  |  |  | 125.000 A |  |  | 6
382110081 | TNB | DISTRIBUTION | KUALA SELANGOR | Existing | RYB | BLACK BOX | POLE | CLOSED |  | Unknown |  |  |  |  | 200.000 A |  |  | 6
382110082 | TNB | DISTRIBUTION | KUALA SELANGOR | Existing | RYB | BLACK BOX | POLE | CLOSED |  | Unknown |  |  |  |  | 50.000 A |  |  | 6
382110083 | TNB | DISTRIBUTION | KUALA SELANGOR | Existing | RYB | BLACK BOX | POLE | CLOSED |  | Unknown |  |  |  |  | 125.000 A |  |  | 6
382110084 | TNB | DISTRIBUTION | KUALA SELANGOR | Existing | RYB | BLACK BOX | POLE | CLOSED |  | Unknown |  |  |  |  | 125.000 A |  |  | 6
382110086 | TNB | DISTRIBUTION | KUALA SELANGOR | Existing | RYB | BLACK BOX | POLE | OPEN |  | Unknown |  |  |  |  | 125.000 A |  |  | 6
382110089 | TNB | DISTRIBUTION | KUALA SELANGOR | Existing | RYB | BLACK BOX | POLE | CLOSED |  | Unknown |  |  |  |  | 125.000 A |  |  | 6
382110090 | TNB | DISTRIBUTION | KUALA SELANGOR | Existing | RYB | BLACK BOX | POLE | CLOSED |  | Unknown |  |  |  |  | 125.000 A |  |  | 6
382110093 | TNB | DISTRIBUTION | KUALA SELANGOR | Existing | RYB | BLACK BOX | POLE | CLOSED |  | Unknown |  |  |  |  | 125.000 A |  |  | 6
382110094 | TNB | DISTRIBUTION | KUALA SELANGOR | Existing | RYB | BLACK BOX | POLE | CLOSED |  | Unknown |  |  |  |  | 125.000 A |  |  | 6
382110095 | TNB | DISTRIBUTION | KUALA SELANGOR | Existing | RYB | BLACK BOX | POLE | CLOSED |  | Unknown |  |  |  |  | 125.000 A |  |  | 6
382110096 | TNB | DISTRIBUTION | KUALA SELANGOR | Existing | RYB | BLACK BOX | POLE | CLOSED |  | Unknown |  |  |  |  | 125.000 A |  |  | 6
382110097 | TNB | DISTRIBUTION | KUALA SELANGOR | Existing | RYB | BLACK BOX | POLE | OPEN |  | Unknown |  |  |  |  | 125.000 A |  |  | 6
382110098 | TNB | DISTRIBUTION | KUALA SELANGOR | Existing | RYB | BLACK BOX | POLE | CLOSED |  | Unknown |  |  |  |  | 125.000 A |  |  | 6
382110100 | TNB | DISTRIBUTION | KUALA SELANGOR | Existing | RYB | BLACK BOX | POLE | CLOSED |  | Unknown |  |  |  |  | 125.000 A |  |  | 6
382110101 | TNB | DISTRIBUTION | KUALA SELANGOR | Existing | RYB | Unknown | POLE | CLOSED |  | Unknown |  |  |  |  | 125.000 A |  |  | 6
382110102 | TNB | DISTRIBUTION | KUALA SELANGOR | Existing | RYB | BLACK BOX | OTHERS | CLOSED |  | Unknown |  |  |  |  | 125.000 A |  |  | 6
382110103 | TNB | DISTRIBUTION | KUALA SELANGOR | Existing | RYB | BLACK BOX | POLE | CLOSED |  | Unknown |  |  |  |  | 125.000 A |  |  | 6
382110104 | TNB | DISTRIBUTION | KUALA SELANGOR | Existing | RYB | BLACK BOX | POLE | CLOSED |  | Unknown |  |  |  |  | 125.000 A |  |  | 6
382110105 | TNB | DISTRIBUTION | KUALA SELANGOR | Existing | RYB | BLACK BOX | POLE | CLOSED |  | Unknown |  |  |  |  | 125.000 A |  |  | 3
382110106 | TNB | DISTRIBUTION | KUALA SELANGOR | Existing | RYB | BLACK BOX | POLE | CLOSED |  | Unknown |  |  |  |  | 125.000 A |  |  | 3
382110107 | TNB | DISTRIBUTION | KUALA SELANGOR | Existing | RYB | BLACK BOX | POLE | CLOSED |  | Unknown |  |  |  |  | 125.000 A |  |  | 3
382110108 | TNB | DISTRIBUTION | KUALA SELANGOR | Existing | RYB | BLACK BOX | OTHERS | CLOSED |  | Unknown |  |  |  |  | 50.000 A |  |  | 3
382110111 | TNB | DISTRIBUTION | KUALA SELANGOR | Existing | RYB | BLACK BOX TRIPLE | POLE | CLOSED |  | Unknown |  |  |  |  | 125.000 A |  |  | 3
382110113 | TNB | DISTRIBUTION | KUALA SELANGOR | Existing | RYB | BLACK BOX | POLE | CLOSED |  | Unknown |  |  |  |  | 125.000 A |  |  | 3
382110116 | TNB | DISTRIBUTION | KUALA SELANGOR | Existing | RYB | BLACK BOX | POLE | CLOSED |  | Unknown |  |  |  |  | 50.000 A |  |  | 3
382110117 | TNB | DISTRIBUTION | KUALA SELANGOR | Existing | RYB | BLACK BOX | POLE | CLOSED |  | Unknown |  |  |  |  | 50.000 A |  |  | 3
382110118 | TNB | DISTRIBUTION | KUALA SELANGOR | Existing | RYB | BLACK BOX | POLE | CLOSED |  | Unknown |  |  |  |  | 125.000 A |  |  | 3
382110119 | TNB | DISTRIBUTION | KUALA SELANGOR | Existing | RYB | BLACK BOX | POLE | CLOSED |  | Unknown |  |  |  |  | 125.000 A |  |  | 6
382110120 | TNB | DISTRIBUTION | KUALA SELANGOR | Existing | RYB | BLACK BOX | POLE | CLOSED |  | Unknown |  |  |  |  | 80.000 A |  |  | 6
382110121 | TNB | DISTRIBUTION | KUALA SELANGOR | Existing | RYB | BLACK BOX | POLE | OPEN |  | Unknown |  |  |  |  | 125.000 A |  |  | 6
382110122 | TNB | DISTRIBUTION | KUALA SELANGOR | Existing | RYB | BLACK BOX | POLE | CLOSED |  | Unknown |  |  |  |  | 125.000 A |  |  | 6
382110123 | TNB | DISTRIBUTION | KUALA SELANGOR | Existing | RYB | BLACK BOX | POLE | CLOSED |  | Unknown |  |  |  |  | 50.000 A |  |  | 6
382110124 | TNB | DISTRIBUTION | KUALA SELANGOR | Existing | RYB | BLACK BOX | POLE | CLOSED |  | Unknown |  |  |  |  | 125.000 A |  |  | 6
382110125 | TNB | DISTRIBUTION | KUALA SELANGOR | Existing | RYB | BLACK BOX | POLE | CLOSED |  | Unknown |  |  |  |  | 50.000 A |  |  | 6
382110126 | TNB | DISTRIBUTION | KUALA SELANGOR | Existing | RYB | BLACK BOX | POLE | CLOSED |  | Unknown |  |  |  |  | 125.000 A |  |  | 6
382110127 | TNB | DISTRIBUTION | KUALA SELANGOR | Existing | RYB | BLACK BOX | POLE | CLOSED |  | Unknown |  |  |  |  | 125.000 A |  |  | 6
382110128 | TNB | DISTRIBUTION | KUALA SELANGOR | Existing | RYB | BLACK BOX | POLE | OPEN |  | Unknown |  |  |  |  | 125.000 A |  |  | 6
382110129 | TNB | DISTRIBUTION | KUALA SELANGOR | Existing | RYB | BLACK BOX | POLE | CLOSED |  | Unknown |  |  |  |  | 125.000 A |  |  | 6
382117238 | TNB | DISTRIBUTION | KUALA SELANGOR | Existing | RYB | LV FUSE SWITCH |  | CLOSED | IEC MIDDLE CURVE | FUSES | SPARE |  |  |  | 250.000 A |  |  | 3
382117243 | TNB | DISTRIBUTION | KUALA SELANGOR | Existing | RYB | LV FUSE SWITCH |  | CLOSED | IEC MIDDLE CURVE | FUSES | SPARE |  |  |  | 250.000 A |  |  | 3
382117267 | TNB | DISTRIBUTION | KUALA SELANGOR | Existing | RYB | LV FUSE SWITCH |  | CLOSED | IEC MIDDLE CURVE | FUSES | SPARE |  |  |  | 250.000 A |  |  | 3
382117274 | TNB | DISTRIBUTION | KUALA SELANGOR | Existing | RYB | LV FUSE SWITCH |  | CLOSED | IEC MIDDLE CURVE | FUSES | SPARE |  |  |  | 250.000 A |  |  | 3
382117278 | TNB | DISTRIBUTION | KUALA SELANGOR | Existing | RYB | LV FUSE SWITCH |  | CLOSED | IEC MIDDLE CURVE | FUSES | SPARE |  |  |  | 250.000 A |  |  | 3
382117286 | TNB | DISTRIBUTION | KUALA SELANGOR | Existing | RYB | LV FUSE SWITCH |  | CLOSED | IEC MIDDLE CURVE | FUSES | SPARE |  |  |  | 250.000 A |  |  | 3
382117291 | TNB | DISTRIBUTION | KUALA SELANGOR | Existing | RYB | LV FUSE SWITCH |  | CLOSED | IEC MIDDLE CURVE | FUSES | SPARE |  |  |  | 250.000 A |  |  | 3
382117305 | TNB | DISTRIBUTION | KUALA SELANGOR | Existing | RYB | LV FUSE SWITCH |  | CLOSED | IEC MIDDLE CURVE | FUSES | SPARE |  |  |  | 250.000 A |  |  | 3
382117316 | TNB | DISTRIBUTION | KUALA SELANGOR | Existing | RYB | LV FUSE SWITCH |  | CLOSED | IEC MIDDLE CURVE | FUSES | SPARE |  |  |  | 250.000 A |  |  | 3
382117321 | TNB | DISTRIBUTION | KUALA SELANGOR | Existing | RYB | LV FUSE SWITCH |  | CLOSED | IEC MIDDLE CURVE | FUSES | SPARE |  |  |  | 250.000 A |  |  | 3
382117345 | TNB | DISTRIBUTION | KUALA SELANGOR | Existing | RYB | LV FUSE SWITCH |  | CLOSED | IEC MIDDLE CURVE | FUSES | SPARE |  |  |  | 250.000 A |  |  | 3
382117352 | TNB | DISTRIBUTION | KUALA SELANGOR | Existing | RYB | LV FUSE SWITCH |  | CLOSED | IEC MIDDLE CURVE | FUSES | SPARE |  |  |  | 250.000 A |  |  | 3
382117356 | TNB | DISTRIBUTION | KUALA SELANGOR | Existing | RYB | LV FUSE SWITCH |  | CLOSED | IEC MIDDLE CURVE | FUSES | SPARE |  |  |  | 250.000 A |  |  | 3
382117364 | TNB | DISTRIBUTION | KUALA SELANGOR | Existing | RYB | LV FUSE SWITCH |  | CLOSED | IEC MIDDLE CURVE | FUSES | SPARE |  |  |  | 250.000 A |  |  | 3
382117369 | TNB | DISTRIBUTION | KUALA SELANGOR | Existing | RYB | LV FUSE SWITCH |  | CLOSED | IEC MIDDLE CURVE | FUSES | SPARE |  |  |  | 250.000 A |  |  | 3
382117383 | TNB | DISTRIBUTION | KUALA SELANGOR | Existing | RYB | LV FUSE SWITCH |  | CLOSED | IEC MIDDLE CURVE | FUSES | SPARE |  |  |  | 250.000 A |  |  | 3
382117394 | TNB | DISTRIBUTION | KUALA SELANGOR | Existing | RYB | LV FUSE SWITCH |  | CLOSED | IEC MIDDLE CURVE | FUSES | SPARE |  |  |  | 250.000 A |  |  | 3
382117399 | TNB | DISTRIBUTION | KUALA SELANGOR | Existing | RYB | LV FUSE SWITCH |  | CLOSED | IEC MIDDLE CURVE | FUSES | SPARE |  |  |  | 250.000 A |  |  | 3
382117423 | TNB | DISTRIBUTION | KUALA SELANGOR | Existing | RYB | LV FUSE SWITCH |  | CLOSED | IEC MIDDLE CURVE | FUSES | SPARE |  |  |  | 250.000 A |  |  | 3
382117430 | TNB | DISTRIBUTION | KUALA SELANGOR | Existing | RYB | LV FUSE SWITCH |  | CLOSED | IEC MIDDLE CURVE | FUSES | SPARE |  |  |  | 250.000 A |  |  | 3
382117434 | TNB | DISTRIBUTION | KUALA SELANGOR | Existing | RYB | LV FUSE SWITCH |  | CLOSED | IEC MIDDLE CURVE | FUSES | SPARE |  |  |  | 250.000 A |  |  | 3
382117442 | TNB | DISTRIBUTION | KUALA SELANGOR | Existing | RYB | LV FUSE SWITCH |  | CLOSED | IEC MIDDLE CURVE | FUSES | SPARE |  |  |  | 250.000 A |  |  | 3
382117447 | TNB | DISTRIBUTION | KUALA SELANGOR | Existing | RYB | LV FUSE SWITCH |  | CLOSED | IEC MIDDLE CURVE | FUSES | SPARE |  |  |  | 250.000 A |  |  | 3
382117461 | TNB | DISTRIBUTION | KUALA SELANGOR | Existing | RYB | LV FUSE SWITCH |  | CLOSED | IEC MIDDLE CURVE | FUSES | SPARE |  |  |  | 250.000 A |  |  | 3
382117470 | TNB | DISTRIBUTION | KUALA SELANGOR | Existing | RYB | LV FUSE SWITCH |  | CLOSED | IEC MIDDLE CURVE | FUSES | SPARE |  |  |  | 250.000 A |  |  | 3
382117483 | TNB | DISTRIBUTION | KUALA SELANGOR | Existing | RYB | LV FUSE SWITCH |  | CLOSED | IEC MIDDLE CURVE | FUSES | SPARE |  |  |  | 250.000 A |  |  | 3
382117498 | TNB | DISTRIBUTION | KUALA SELANGOR | Existing | RYB | LV FUSE SWITCH |  | CLOSED | IEC MIDDLE CURVE | FUSES | SPARE |  |  |  | 250.000 A |  |  | 3
382117502 | TNB | DISTRIBUTION | KUALA SELANGOR | Existing | RYB | LV FUSE SWITCH |  | CLOSED | IEC MIDDLE CURVE | FUSES | SPARE |  |  |  | 250.000 A |  |  | 3
382117521 | TNB | DISTRIBUTION | KUALA SELANGOR | Existing | RYB | LV FUSE SWITCH |  | CLOSED | IEC MIDDLE CURVE | FUSES | SPARE |  |  |  | 250.000 A |  |  | 3
382117525 | TNB | DISTRIBUTION | KUALA SELANGOR | Existing | RYB | LV FUSE SWITCH |  | CLOSED | IEC MIDDLE CURVE | FUSES | SPARE |  |  |  | 250.000 A |  |  | 3
382118001 | TNB | DISTRIBUTION | KUALA SELANGOR | Existing | RYB | LV FUSE SWITCH |  | CLOSED | IEC MIDDLE CURVE | FUSES | SPARE |  |  |  | 250.000 A |  |  | 3
382118015 | TNB | DISTRIBUTION | KUALA SELANGOR | Existing | RYB | LV FUSE SWITCH |  | CLOSED | IEC MIDDLE CURVE | FUSES | SPARE |  |  |  | 250.000 A |  |  | 3
382118022 | TNB | DISTRIBUTION | KUALA SELANGOR | Existing | RYB | LV FUSE SWITCH |  | CLOSED | IEC MIDDLE CURVE | FUSES | SPARE |  |  |  | 250.000 A |  |  | 3
382118027 | TNB | DISTRIBUTION | KUALA SELANGOR | Existing | RYB | LV FUSE SWITCH |  | CLOSED | IEC MIDDLE CURVE | FUSES | SPARE |  |  |  | 250.000 A |  |  | 3
382118033 | TNB | DISTRIBUTION | KUALA SELANGOR | Existing | RYB | LV FUSE SWITCH |  | CLOSED | IEC MIDDLE CURVE | FUSES | SPARE |  |  |  | 250.000 A |  |  | 3
382118045 | TNB | DISTRIBUTION | KUALA SELANGOR | Existing | RYB | LV FUSE SWITCH |  | CLOSED | IEC MIDDLE CURVE | FUSES | SPARE |  |  |  | 250.000 A |  |  | 3
382118053 | TNB | DISTRIBUTION | KUALA SELANGOR | Existing | RYB | LV FUSE SWITCH |  | CLOSED | IEC MIDDLE CURVE | FUSES | SPARE |  |  |  | 250.000 A |  |  | 3
382118071 | TNB | DISTRIBUTION | KUALA SELANGOR | Existing | RYB | LV FUSE SWITCH |  | CLOSED | IEC MIDDLE CURVE | FUSES | SPARE |  |  |  | 250.000 A |  |  | 3
382118229 | TNB | DISTRIBUTION | KUALA SELANGOR | Existing | RYB | LV FUSE SWITCH |  | CLOSED | IEC MIDDLE CURVE | FUSES | SPARE |  |  |  | 250.000 A |  |  | 3
382118243 | TNB | DISTRIBUTION | KUALA SELANGOR | Existing | RYB | LV FUSE SWITCH |  | CLOSED | IEC MIDDLE CURVE | FUSES | SPARE |  |  |  | 250.000 A |  |  | 3
382118250 | TNB | DISTRIBUTION | KUALA SELANGOR | Existing | RYB | LV FUSE SWITCH |  | CLOSED | IEC MIDDLE CURVE | FUSES | SPARE |  |  |  | 250.000 A |  |  | 3
382118255 | TNB | DISTRIBUTION | KUALA SELANGOR | Existing | RYB | LV FUSE SWITCH |  | CLOSED | IEC MIDDLE CURVE | FUSES | SPARE |  |  |  | 250.000 A |  |  | 3
382118261 | TNB | DISTRIBUTION | KUALA SELANGOR | Existing | RYB | LV FUSE SWITCH |  | CLOSED | IEC MIDDLE CURVE | FUSES | SPARE |  |  |  | 250.000 A |  |  | 3
382118273 | TNB | DISTRIBUTION | KUALA SELANGOR | Existing | RYB | LV FUSE SWITCH |  | CLOSED | IEC MIDDLE CURVE | FUSES | SPARE |  |  |  | 250.000 A |  |  | 3
382118281 | TNB | DISTRIBUTION | KUALA SELANGOR | Existing | RYB | LV FUSE SWITCH |  | CLOSED | IEC MIDDLE CURVE | FUSES | SPARE |  |  |  | 250.000 A |  |  | 3
382118299 | TNB | DISTRIBUTION | KUALA SELANGOR | Existing | RYB | LV FUSE SWITCH |  | CLOSED | IEC MIDDLE CURVE | FUSES | SPARE |  |  |  | 250.000 A |  |  | 3
382191996 | TNB | DISTRIBUTION | KUALA SELANGOR | Existing | RYB | BLACK BOX |  | CLOSED | [9 empty] | 3
382192123 | TNB | DISTRIBUTION | KUALA SELANGOR | Existing | RYB | BLACK BOX | POLE | OPEN | [6 empty] | 80.000 A |  |  | 3
382192139 | TNB | DISTRIBUTION | KUALA SELANGOR | Existing | RYB | BLACK BOX |  | CLOSED | [9 empty] | 3
382192353 | TNB | DISTRIBUTION | KUALA SELANGOR | Existing | RYB | BLACK BOX |  | CLOSED | [9 empty] | 3
382196117 | TNB | DISTRIBUTION | KUALA SELANGOR | Existing | RYB | LV FUSE SWITCH |  | CLOSED | IEC MIDDLE CURVE | FUSES | SPARE |  |  |  | 250.000 A |  |  | 3
382196121 | TNB | DISTRIBUTION | KUALA SELANGOR | Existing | RYB | LV FUSE SWITCH |  | CLOSED | IEC MIDDLE CURVE | FUSES | SPARE |  |  |  | 250.000 A |  |  | 3
382196136 | TNB | DISTRIBUTION | KUALA SELANGOR | Existing | RYB | LV FUSE SWITCH |  | CLOSED | IEC MIDDLE CURVE | FUSES | SPARE |  |  |  | 250.000 A |  |  | 3
382196148 | TNB | DISTRIBUTION | KUALA SELANGOR | Existing | RYB | LV FUSE SWITCH |  | CLOSED | IEC MIDDLE CURVE | FUSES | SPARE |  |  |  | 250.000 A |  |  | 3
382196155 | TNB | DISTRIBUTION | KUALA SELANGOR | Existing | RYB | LV FUSE SWITCH |  | CLOSED | IEC MIDDLE CURVE | FUSES | SPARE |  |  |  | 250.000 A |  |  | 3
382196164 | TNB | DISTRIBUTION | KUALA SELANGOR | Existing | RYB | LV FUSE SWITCH |  | CLOSED | IEC MIDDLE CURVE | FUSES | SPARE |  |  |  | 250.000 A |  |  | 3
382196174 | TNB | DISTRIBUTION | KUALA SELANGOR | Existing | RYB | LV FUSE SWITCH |  | CLOSED | IEC MIDDLE CURVE | FUSES | SPARE |  |  |  | 250.000 A |  |  | 3
382196181 | TNB | DISTRIBUTION | KUALA SELANGOR | Existing | RYB | LV FUSE SWITCH |  | CLOSED | IEC MIDDLE CURVE | FUSES | SPARE |  |  |  | 250.000 A |  |  | 3
382196194 | TNB | DISTRIBUTION | KUALA SELANGOR | Existing | RYB | LV FUSE SWITCH |  | CLOSED | IEC MIDDLE CURVE | FUSES | SPARE |  |  |  | 250.000 A |  |  | 3
382196198 | TNB | DISTRIBUTION | KUALA SELANGOR | Existing | RYB | LV FUSE SWITCH |  | OPEN | IEC MIDDLE CURVE | FUSES | SPARE |  |  |  | 250.000 A |  |  | 3
382196213 | TNB | DISTRIBUTION | KUALA SELANGOR | Existing | RYB | LV FUSE SWITCH |  | OPEN | IEC MIDDLE CURVE | FUSES | SPARE |  |  |  | 250.000 A |  |  | 3
382196225 | TNB | DISTRIBUTION | KUALA SELANGOR | Existing | RYB | LV FUSE SWITCH |  | OPEN | IEC MIDDLE CURVE | FUSES | SPARE |  |  |  | 250.000 A |  |  | 3
382196232 | TNB | DISTRIBUTION | KUALA SELANGOR | Existing | RYB | LV FUSE SWITCH |  | OPEN | IEC MIDDLE CURVE | FUSES | SPARE |  |  |  | 250.000 A |  |  | 3
382196241 | TNB | DISTRIBUTION | KUALA SELANGOR | Existing | RYB | LV FUSE SWITCH |  | OPEN | IEC MIDDLE CURVE | FUSES | SPARE |  |  |  | 250.000 A |  |  | 3
382196251 | TNB | DISTRIBUTION | KUALA SELANGOR | Existing | RYB | LV FUSE SWITCH |  | OPEN | IEC MIDDLE CURVE | FUSES | SPARE |  |  |  | 250.000 A |  |  | 3
382196258 | TNB | DISTRIBUTION | KUALA SELANGOR | Existing | RYB | LV FUSE SWITCH |  | OPEN | IEC MIDDLE CURVE | FUSES | SPARE |  |  |  | 250.000 A |  |  | 3
382196417 | TNB | DISTRIBUTION | KUALA SELANGOR | Existing | RYB | POLE FUSE |  | OPEN | [9 empty] | 3
382196569 | TNB | DISTRIBUTION | KUALA SELANGOR | Existing | RYB | BLACK BOX |  | CLOSED | [9 empty] | 3
382196573 | TNB | DISTRIBUTION | KUALA SELANGOR | Existing | RYB | BLACK BOX |  | CLOSED | [9 empty] | 3
382196577 | TNB | DISTRIBUTION | KUALA SELANGOR | Existing | RYB | BLACK BOX |  | CLOSED | [9 empty] | 3
382196595 | TNB | DISTRIBUTION | KUALA SELANGOR | Existing | RYB | BLACK BOX |  | CLOSED | [9 empty] | 3
382196654 | TNB | DISTRIBUTION | KUALA SELANGOR | Existing | RYB | BLACK BOX |  | CLOSED | [6 empty] | 200.000 A |  |  | 3
382196665 | TNB | DISTRIBUTION | KUALA SELANGOR | Existing | RYB | BLACK BOX |  | CLOSED | [9 empty] | 3
382196770 | TNB | DISTRIBUTION | KUALA SELANGOR | Existing | RYB | BLACK BOX |  | CLOSED | [9 empty] | 3
382196792 | TNB | DISTRIBUTION | KUALA SELANGOR | Existing | RYB | BLACK BOX |  | CLOSED | [9 empty] | 3
382197035 | TNB | DISTRIBUTION | KUALA SELANGOR | Existing | RYB | BLACK BOX |  | CLOSED | [9 empty] | 3
382197058 | TNB | DISTRIBUTION | KUALA SELANGOR | Existing | RYB | BLACK BOX |  | CLOSED | [9 empty] | 3
382197066 | TNB | DISTRIBUTION | KUALA SELANGOR | Existing | RYB | BLACK BOX |  | CLOSED | [9 empty] | 3
382197086 | TNB | DISTRIBUTION | KUALA SELANGOR | Existing | RYB | BLACK BOX |  | CLOSED | [9 empty] | 3
382197095 | TNB | DISTRIBUTION | KUALA SELANGOR | Existing | RYB | BLACK BOX |  | CLOSED | [9 empty] | 3
382197112 | TNB | DISTRIBUTION | KUALA SELANGOR | Existing | RYB | BLACK BOX |  | CLOSED | [9 empty] | 3
382197129 | TNB | DISTRIBUTION | KUALA SELANGOR | Existing | RYB | BLACK BOX |  | CLOSED | [9 empty] | 3
382197140 | TNB | DISTRIBUTION | KUALA SELANGOR | Existing | RYB | BLACK BOX |  | CLOSED | [9 empty] | 3
382197172 | TNB | DISTRIBUTION | KUALA SELANGOR | Existing | RYB | BLACK BOX |  | CLOSED | [9 empty] | 3
382197176 | TNB | DISTRIBUTION | KUALA SELANGOR | Existing | RYB | BLACK BOX |  | CLOSED | [9 empty] | 3
382197181 | TNB | DISTRIBUTION | KUALA SELANGOR | Existing | RYB | BLACK BOX |  | CLOSED | [9 empty] | 3
382197185 | TNB | DISTRIBUTION | KUALA SELANGOR | Existing | RYB | BLACK BOX |  | CLOSED | [9 empty] | 3
382197189 | TNB | DISTRIBUTION | KUALA SELANGOR | Existing | RYB | BLACK BOX |  | CLOSED | [9 empty] | 3
382197208 | TNB | DISTRIBUTION | KUALA SELANGOR | Existing | RYB | BLACK BOX |  | CLOSED | [9 empty] | 3
382208992 | TNB | DISTRIBUTION | KUALA SELANGOR | Existing | RYB | LV FUSE SWITCH |  | CLOSED | IEC MIDDLE CURVE | FUSES | SPARE |  |  |  | 250.000 A |  |  | 3
382209006 | TNB | DISTRIBUTION | KUALA SELANGOR | Existing | RYB | LV FUSE SWITCH |  | CLOSED | IEC MIDDLE CURVE | FUSES | SPARE |  |  |  | 250.000 A |  |  | 3
382209013 | TNB | DISTRIBUTION | KUALA SELANGOR | Existing | RYB | LV FUSE SWITCH |  | CLOSED | IEC MIDDLE CURVE | FUSES | SPARE |  |  |  | 250.000 A |  |  | 3
382209018 | TNB | DISTRIBUTION | KUALA SELANGOR | Existing | RYB | LV FUSE SWITCH |  | CLOSED | IEC MIDDLE CURVE | FUSES | SPARE |  |  |  | 250.000 A |  |  | 3
382209024 | TNB | DISTRIBUTION | KUALA SELANGOR | Existing | RYB | LV FUSE SWITCH |  | CLOSED | IEC MIDDLE CURVE | FUSES | SPARE |  |  |  | 250.000 A |  |  | 3
382209036 | TNB | DISTRIBUTION | KUALA SELANGOR | Existing | RYB | LV FUSE SWITCH |  | CLOSED | IEC MIDDLE CURVE | FUSES | SPARE |  |  |  | 250.000 A |  |  | 3
382209044 | TNB | DISTRIBUTION | KUALA SELANGOR | Existing | RYB | LV FUSE SWITCH |  | CLOSED | IEC MIDDLE CURVE | FUSES | SPARE |  |  |  | 250.000 A |  |  | 3
382209062 | TNB | DISTRIBUTION | KUALA SELANGOR | Existing | RYB | LV FUSE SWITCH |  | CLOSED | IEC MIDDLE CURVE | FUSES | SPARE |  |  |  | 250.000 A |  |  | 3
382209115 | TNB | DISTRIBUTION | KUALA SELANGOR | Existing | RYB | LV FUSE SWITCH |  | CLOSED | IEC MIDDLE CURVE | FUSES | SPARE |  |  |  | 250.000 A |  |  | 3
382209129 | TNB | DISTRIBUTION | KUALA SELANGOR | Existing | RYB | LV FUSE SWITCH |  | CLOSED | IEC MIDDLE CURVE | FUSES | SPARE |  |  |  | 250.000 A |  |  | 3
382209136 | TNB | DISTRIBUTION | KUALA SELANGOR | Existing | RYB | LV FUSE SWITCH |  | CLOSED | IEC MIDDLE CURVE | FUSES | SPARE |  |  |  | 250.000 A |  |  | 3
382209141 | TNB | DISTRIBUTION | KUALA SELANGOR | Existing | RYB | LV FUSE SWITCH |  | CLOSED | IEC MIDDLE CURVE | FUSES | SPARE |  |  |  | 250.000 A |  |  | 3
382209147 | TNB | DISTRIBUTION | KUALA SELANGOR | Existing | RYB | LV FUSE SWITCH |  | CLOSED | IEC MIDDLE CURVE | FUSES | SPARE |  |  |  | 250.000 A |  |  | 3
382209159 | TNB | DISTRIBUTION | KUALA SELANGOR | Existing | RYB | LV FUSE SWITCH |  | CLOSED | IEC MIDDLE CURVE | FUSES | SPARE |  |  |  | 250.000 A |  |  | 3
382209167 | TNB | DISTRIBUTION | KUALA SELANGOR | Existing | RYB | LV FUSE SWITCH |  | CLOSED | IEC MIDDLE CURVE | FUSES | SPARE |  |  |  | 250.000 A |  |  | 3
382209185 | TNB | DISTRIBUTION | KUALA SELANGOR | Existing | RYB | LV FUSE SWITCH |  | CLOSED | IEC MIDDLE CURVE | FUSES | SPARE |  |  |  | 250.000 A |  |  | 3
382209388 | TNB | DISTRIBUTION | KUALA SELANGOR | Existing | RYB | LV FUSE SWITCH |  | CLOSED | IEC MIDDLE CURVE | FUSES | SPARE |  |  |  | 250.000 A |  |  | 3
382209402 | TNB | DISTRIBUTION | KUALA SELANGOR | Existing | RYB | LV FUSE SWITCH |  | CLOSED | IEC MIDDLE CURVE | FUSES | SPARE |  |  |  | 250.000 A |  |  | 3
382209409 | TNB | DISTRIBUTION | KUALA SELANGOR | Existing | RYB | LV FUSE SWITCH |  | CLOSED | IEC MIDDLE CURVE | FUSES | SPARE |  |  |  | 250.000 A |  |  | 3
382209414 | TNB | DISTRIBUTION | KUALA SELANGOR | Existing | RYB | LV FUSE SWITCH |  | CLOSED | IEC MIDDLE CURVE | FUSES | SPARE |  |  |  | 250.000 A |  |  | 3
382209420 | TNB | DISTRIBUTION | KUALA SELANGOR | Existing | RYB | LV FUSE SWITCH |  | CLOSED | IEC MIDDLE CURVE | FUSES | SPARE |  |  |  | 250.000 A |  |  | 3
382209432 | TNB | DISTRIBUTION | KUALA SELANGOR | Existing | RYB | LV FUSE SWITCH |  | CLOSED | IEC MIDDLE CURVE | FUSES | SPARE |  |  |  | 250.000 A |  |  | 3
382209440 | TNB | DISTRIBUTION | KUALA SELANGOR | Existing | RYB | LV FUSE SWITCH |  | CLOSED | IEC MIDDLE CURVE | FUSES | SPARE |  |  |  | 250.000 A |  |  | 3
382209458 | TNB | DISTRIBUTION | KUALA SELANGOR | Existing | RYB | LV FUSE SWITCH |  | CLOSED | IEC MIDDLE CURVE | FUSES | SPARE |  |  |  | 250.000 A |  |  | 3
382247588 | TNB | DISTRIBUTION | KUALA SELANGOR | Existing | RYB | BLACK BOX |  | CLOSED | [9 empty] | 3
382247602 | TNB | DISTRIBUTION | KUALA SELANGOR | Existing | RYB | BLACK BOX |  | CLOSED | [9 empty] | 3
382247648 | TNB | DISTRIBUTION | KUALA SELANGOR | Existing | RYB | BLACK BOX |  | CLOSED | [9 empty] | 3
382247703 | TNB | DISTRIBUTION | KUALA SELANGOR | Existing | RYB | BLACK BOX |  | CLOSED | [9 empty] | 3
382247743 | TNB | DISTRIBUTION | KUALA SELANGOR | Existing | RYB | BLACK BOX |  | CLOSED | [9 empty] | 3
382247768 | TNB | DISTRIBUTION | KUALA SELANGOR | Existing | RYB | BLACK BOX |  | CLOSED | [9 empty] | 3
382247907 | TNB | DISTRIBUTION | KUALA SELANGOR | Existing | RYB | BLACK BOX |  | CLOSED | [9 empty] | 3
382247955 | TNB | DISTRIBUTION | KUALA SELANGOR | Existing | RYB | BLACK BOX |  | OPEN | [9 empty] | 3
382249260 | TNB | DISTRIBUTION | KUALA SELANGOR | Existing | RYB | BLACK BOX |  | OPEN | [9 empty] | 3
382249271 | TNB | DISTRIBUTION | KUALA SELANGOR | Existing | RYB | BLACK BOX |  | CLOSED | [9 empty] | 3
382249280 | TNB | DISTRIBUTION | KUALA SELANGOR | Existing | RYB | BLACK BOX |  | CLOSED | [9 empty] | 3
382249315 | TNB | DISTRIBUTION | KUALA SELANGOR | Existing | RYB | BLACK BOX |  | CLOSED | [9 empty] | 3
382250360 | TNB | DISTRIBUTION | KUALA SELANGOR | Existing | RYB | LV FUSE SWITCH |  | CLOSED | IEC MIDDLE CURVE | FUSES | SPARE |  |  |  | 250.000 A |  |  | 3
382250364 | TNB | DISTRIBUTION | KUALA SELANGOR | Existing | RYB | LV FUSE SWITCH |  | CLOSED | IEC MIDDLE CURVE | FUSES | SPARE |  |  |  | 250.000 A |  |  | 3
382250379 | TNB | DISTRIBUTION | KUALA SELANGOR | Existing | RYB | LV FUSE SWITCH |  | CLOSED | IEC MIDDLE CURVE | FUSES | SPARE |  |  |  | 250.000 A |  |  | 3
382250391 | TNB | DISTRIBUTION | KUALA SELANGOR | Existing | RYB | LV FUSE SWITCH |  | CLOSED | IEC MIDDLE CURVE | FUSES | SPARE |  |  |  | 250.000 A |  |  | 3
382250398 | TNB | DISTRIBUTION | KUALA SELANGOR | Existing | RYB | LV FUSE SWITCH |  | CLOSED | IEC MIDDLE CURVE | FUSES | SPARE |  |  |  | 250.000 A |  |  | 3
382250407 | TNB | DISTRIBUTION | KUALA SELANGOR | Existing | RYB | LV FUSE SWITCH |  | CLOSED | IEC MIDDLE CURVE | FUSES | SPARE |  |  |  | 250.000 A |  |  | 3
382250417 | TNB | DISTRIBUTION | KUALA SELANGOR | Existing | RYB | LV FUSE SWITCH |  | CLOSED | IEC MIDDLE CURVE | FUSES | SPARE |  |  |  | 250.000 A |  |  | 3
382250424 | TNB | DISTRIBUTION | KUALA SELANGOR | Existing | RYB | LV FUSE SWITCH |  | CLOSED | IEC MIDDLE CURVE | FUSES | SPARE |  |  |  | 250.000 A |  |  | 3
382273406 | TNB | DISTRIBUTION | KUALA SELANGOR | Existing | RYB | LV FUSE SWITCH |  | CLOSED | IEC MIDDLE CURVE | FUSES | SPARE |  |  |  | 250.000 A |  |  | 3
382273420 | TNB | DISTRIBUTION | KUALA SELANGOR | Existing | RYB | LV FUSE SWITCH |  | CLOSED | IEC MIDDLE CURVE | FUSES | SPARE |  |  |  | 250.000 A |  |  | 3
382273427 | TNB | DISTRIBUTION | KUALA SELANGOR | Existing | RYB | LV FUSE SWITCH |  | CLOSED | IEC MIDDLE CURVE | FUSES | SPARE |  |  |  | 250.000 A |  |  | 3
382273432 | TNB | DISTRIBUTION | KUALA SELANGOR | Existing | RYB | LV FUSE SWITCH |  | CLOSED | IEC MIDDLE CURVE | FUSES | SPARE |  |  |  | 250.000 A |  |  | 3
382273438 | TNB | DISTRIBUTION | KUALA SELANGOR | Existing | RYB | LV FUSE SWITCH |  | CLOSED | IEC MIDDLE CURVE | FUSES | SPARE |  |  |  | 250.000 A |  |  | 3
382273450 | TNB | DISTRIBUTION | KUALA SELANGOR | Existing | RYB | LV FUSE SWITCH |  | CLOSED | IEC MIDDLE CURVE | FUSES | SPARE |  |  |  | 250.000 A |  |  | 3
382273458 | TNB | DISTRIBUTION | KUALA SELANGOR | Existing | RYB | LV FUSE SWITCH |  | CLOSED | IEC MIDDLE CURVE | FUSES | SPARE |  |  |  | 250.000 A |  |  | 3
382273476 | TNB | DISTRIBUTION | KUALA SELANGOR | Existing | RYB | LV FUSE SWITCH |  | CLOSED | IEC MIDDLE CURVE | FUSES | SPARE |  |  |  | 250.000 A |  |  | 3
382286359 | TNB | DISTRIBUTION | KUALA SELANGOR | Existing | RYB | LV FUSE SWITCH |  | CLOSED | IEC MIDDLE CURVE | FUSES | SPARE |  |  |  | 250.000 A |  |  | 3
382286363 | TNB | DISTRIBUTION | KUALA SELANGOR | Existing | RYB | LV FUSE SWITCH |  | CLOSED | IEC MIDDLE CURVE | FUSES | SPARE |  |  |  | 250.000 A |  |  | 3
382286378 | TNB | DISTRIBUTION | KUALA SELANGOR | Existing | RYB | LV FUSE SWITCH |  | CLOSED | IEC MIDDLE CURVE | FUSES | SPARE |  |  |  | 250.000 A |  |  | 3
382286390 | TNB | DISTRIBUTION | KUALA SELANGOR | Existing | RYB | LV FUSE SWITCH |  | CLOSED | IEC MIDDLE CURVE | FUSES | SPARE |  |  |  | 250.000 A |  |  | 3
382286397 | TNB | DISTRIBUTION | KUALA SELANGOR | Existing | RYB | LV FUSE SWITCH |  | CLOSED | IEC MIDDLE CURVE | FUSES | SPARE |  |  |  | 250.000 A |  |  | 3
382286406 | TNB | DISTRIBUTION | KUALA SELANGOR | Existing | RYB | LV FUSE SWITCH |  | CLOSED | IEC MIDDLE CURVE | FUSES | SPARE |  |  |  | 250.000 A |  |  | 3
382286416 | TNB | DISTRIBUTION | KUALA SELANGOR | Existing | RYB | LV FUSE SWITCH |  | CLOSED | IEC MIDDLE CURVE | FUSES | SPARE |  |  |  | 250.000 A |  |  | 3
382286423 | TNB | DISTRIBUTION | KUALA SELANGOR | Existing | RYB | LV FUSE SWITCH |  | CLOSED | IEC MIDDLE CURVE | FUSES | SPARE |  |  |  | 250.000 A |  |  | 3
382286933 | TNB | DISTRIBUTION | KUALA SELANGOR | Existing | RYB | BLACK BOX |  | OPEN | [9 empty] | 3
382287252 | TNB | DISTRIBUTION | KUALA SELANGOR | Existing | RYB | BLACK BOX |  | OPEN | [9 empty] | 3
382359492 | TNB | DISTRIBUTION | KUALA SELANGOR | Existing | RYB | LV FUSE SWITCH |  | CLOSED | IEC MIDDLE CURVE | FUSES | SPARE |  |  |  | 250.000 A |  |  | 3
382359506 | TNB | DISTRIBUTION | KUALA SELANGOR | Existing | RYB | LV FUSE SWITCH |  | CLOSED | IEC MIDDLE CURVE | FUSES | SPARE |  |  |  | 250.000 A |  |  | 3
382359513 | TNB | DISTRIBUTION | KUALA SELANGOR | Existing | RYB | LV FUSE SWITCH |  | CLOSED | IEC MIDDLE CURVE | FUSES | SPARE |  |  |  | 250.000 A |  |  | 3
382359518 | TNB | DISTRIBUTION | KUALA SELANGOR | Existing | RYB | LV FUSE SWITCH |  | CLOSED | IEC MIDDLE CURVE | FUSES | SPARE |  |  |  | 250.000 A |  |  | 3
382359524 | TNB | DISTRIBUTION | KUALA SELANGOR | Existing | RYB | LV FUSE SWITCH |  | CLOSED | IEC MIDDLE CURVE | FUSES | SPARE |  |  |  | 250.000 A |  |  | 3
382359536 | TNB | DISTRIBUTION | KUALA SELANGOR | Existing | RYB | LV FUSE SWITCH |  | CLOSED | IEC MIDDLE CURVE | FUSES | SPARE |  |  |  | 250.000 A |  |  | 3
382359544 | TNB | DISTRIBUTION | KUALA SELANGOR | Existing | RYB | LV FUSE SWITCH |  | CLOSED | IEC MIDDLE CURVE | FUSES | SPARE |  |  |  | 250.000 A |  |  | 3
382359562 | TNB | DISTRIBUTION | KUALA SELANGOR | Existing | RYB | LV FUSE SWITCH |  | CLOSED | IEC MIDDLE CURVE | FUSES | SPARE |  |  |  | 250.000 A |  |  | 3
382359627 | TNB | DISTRIBUTION | KUALA SELANGOR | Existing | RYB | LV FUSE SWITCH |  | CLOSED | IEC MIDDLE CURVE | FUSES | SPARE |  |  |  | 250.000 A |  |  | 3
382359641 | TNB | DISTRIBUTION | KUALA SELANGOR | Existing | RYB | LV FUSE SWITCH |  | CLOSED | IEC MIDDLE CURVE | FUSES | SPARE |  |  |  | 250.000 A |  |  | 3
382359648 | TNB | DISTRIBUTION | KUALA SELANGOR | Existing | RYB | LV FUSE SWITCH |  | CLOSED | IEC MIDDLE CURVE | FUSES | SPARE |  |  |  | 250.000 A |  |  | 3
382359653 | TNB | DISTRIBUTION | KUALA SELANGOR | Existing | RYB | LV FUSE SWITCH |  | CLOSED | IEC MIDDLE CURVE | FUSES | SPARE |  |  |  | 250.000 A |  |  | 3
382359659 | TNB | DISTRIBUTION | KUALA SELANGOR | Existing | RYB | LV FUSE SWITCH |  | CLOSED | IEC MIDDLE CURVE | FUSES | SPARE |  |  |  | 250.000 A |  |  | 3
382359671 | TNB | DISTRIBUTION | KUALA SELANGOR | Existing | RYB | LV FUSE SWITCH |  | CLOSED | IEC MIDDLE CURVE | FUSES | SPARE |  |  |  | 250.000 A |  |  | 3
382359679 | TNB | DISTRIBUTION | KUALA SELANGOR | Existing | RYB | LV FUSE SWITCH |  | CLOSED | IEC MIDDLE CURVE | FUSES | SPARE |  |  |  | 250.000 A |  |  | 3
382359697 | TNB | DISTRIBUTION | KUALA SELANGOR | Existing | RYB | LV FUSE SWITCH |  | CLOSED | IEC MIDDLE CURVE | FUSES | SPARE |  |  |  | 250.000 A |  |  | 3
382389335 | TNB | DISTRIBUTION | KUALA SELANGOR | Existing | RYB | LV FUSE SWITCH |  | CLOSED | IEC MIDDLE CURVE | FUSES | SPARE |  |  |  | 250.000 A |  |  | 3
382389349 | TNB | DISTRIBUTION | KUALA SELANGOR | Existing | RYB | LV FUSE SWITCH |  | CLOSED | IEC MIDDLE CURVE | FUSES | SPARE |  |  |  | 250.000 A |  |  | 3
382389356 | TNB | DISTRIBUTION | KUALA SELANGOR | Existing | RYB | LV FUSE SWITCH |  | CLOSED | IEC MIDDLE CURVE | FUSES | SPARE |  |  |  | 250.000 A |  |  | 3
382389361 | TNB | DISTRIBUTION | KUALA SELANGOR | Existing | RYB | LV FUSE SWITCH |  | CLOSED | IEC MIDDLE CURVE | FUSES | SPARE |  |  |  | 250.000 A |  |  | 3
382389367 | TNB | DISTRIBUTION | KUALA SELANGOR | Existing | RYB | LV FUSE SWITCH |  | CLOSED | IEC MIDDLE CURVE | FUSES | SPARE |  |  |  | 250.000 A |  |  | 3
382389379 | TNB | DISTRIBUTION | KUALA SELANGOR | Existing | RYB | LV FUSE SWITCH |  | CLOSED | IEC MIDDLE CURVE | FUSES | SPARE |  |  |  | 250.000 A |  |  | 3
382389387 | TNB | DISTRIBUTION | KUALA SELANGOR | Existing | RYB | LV FUSE SWITCH |  | CLOSED | IEC MIDDLE CURVE | FUSES | SPARE |  |  |  | 250.000 A |  |  | 3
382389405 | TNB | DISTRIBUTION | KUALA SELANGOR | Existing | RYB | LV FUSE SWITCH |  | CLOSED | IEC MIDDLE CURVE | FUSES | SPARE |  |  |  | 250.000 A |  |  | 3
382389462 | TNB | DISTRIBUTION | KUALA SELANGOR | Existing | RYB | LV FUSE SWITCH |  | CLOSED | IEC MIDDLE CURVE | FUSES | SPARE |  |  |  | 250.000 A |  |  | 3
382389476 | TNB | DISTRIBUTION | KUALA SELANGOR | Existing | RYB | LV FUSE SWITCH |  | CLOSED | IEC MIDDLE CURVE | FUSES | SPARE |  |  |  | 250.000 A |  |  | 3
382389483 | TNB | DISTRIBUTION | KUALA SELANGOR | Existing | RYB | LV FUSE SWITCH |  | CLOSED | IEC MIDDLE CURVE | FUSES | SPARE |  |  |  | 250.000 A |  |  | 3
382389488 | TNB | DISTRIBUTION | KUALA SELANGOR | Existing | RYB | LV FUSE SWITCH |  | CLOSED | IEC MIDDLE CURVE | FUSES | SPARE |  |  |  | 250.000 A |  |  | 3
382389494 | TNB | DISTRIBUTION | KUALA SELANGOR | Existing | RYB | LV FUSE SWITCH |  | CLOSED | IEC MIDDLE CURVE | FUSES | SPARE |  |  |  | 250.000 A |  |  | 3
382389506 | TNB | DISTRIBUTION | KUALA SELANGOR | Existing | RYB | LV FUSE SWITCH |  | CLOSED | IEC MIDDLE CURVE | FUSES | SPARE |  |  |  | 250.000 A |  |  | 3
382389514 | TNB | DISTRIBUTION | KUALA SELANGOR | Existing | RYB | LV FUSE SWITCH |  | CLOSED | IEC MIDDLE CURVE | FUSES | SPARE |  |  |  | 250.000 A |  |  | 3
382389532 | TNB | DISTRIBUTION | KUALA SELANGOR | Existing | RYB | LV FUSE SWITCH |  | CLOSED | IEC MIDDLE CURVE | FUSES | SPARE |  |  |  | 250.000 A |  |  | 3
382389620 | TNB | DISTRIBUTION | KUALA SELANGOR | Existing | RYB | LV FUSE SWITCH |  | CLOSED | IEC MIDDLE CURVE | FUSES | SPARE |  |  |  | 250.000 A |  |  | 3
382389634 | TNB | DISTRIBUTION | KUALA SELANGOR | Existing | RYB | LV FUSE SWITCH |  | CLOSED | IEC MIDDLE CURVE | FUSES | SPARE |  |  |  | 250.000 A |  |  | 3
382389641 | TNB | DISTRIBUTION | KUALA SELANGOR | Existing | RYB | LV FUSE SWITCH |  | CLOSED | IEC MIDDLE CURVE | FUSES | SPARE |  |  |  | 250.000 A |  |  | 3
382389646 | TNB | DISTRIBUTION | KUALA SELANGOR | Existing | RYB | LV FUSE SWITCH |  | CLOSED | IEC MIDDLE CURVE | FUSES | SPARE |  |  |  | 250.000 A |  |  | 3
382389652 | TNB | DISTRIBUTION | KUALA SELANGOR | Existing | RYB | LV FUSE SWITCH |  | CLOSED | IEC MIDDLE CURVE | FUSES | SPARE |  |  |  | 250.000 A |  |  | 3
382389664 | TNB | DISTRIBUTION | KUALA SELANGOR | Existing | RYB | LV FUSE SWITCH |  | CLOSED | IEC MIDDLE CURVE | FUSES | SPARE |  |  |  | 250.000 A |  |  | 3
382389672 | TNB | DISTRIBUTION | KUALA SELANGOR | Existing | RYB | LV FUSE SWITCH |  | CLOSED | IEC MIDDLE CURVE | FUSES | SPARE |  |  |  | 250.000 A |  |  | 3
382389690 | TNB | DISTRIBUTION | KUALA SELANGOR | Existing | RYB | LV FUSE SWITCH |  | CLOSED | IEC MIDDLE CURVE | FUSES | SPARE |  |  |  | 250.000 A |  |  | 3
382389741 | TNB | DISTRIBUTION | KUALA SELANGOR | Existing | RYB | LV FUSE SWITCH |  | CLOSED | IEC MIDDLE CURVE | FUSES | SPARE |  |  |  | 250.000 A |  |  | 3
382389755 | TNB | DISTRIBUTION | KUALA SELANGOR | Existing | RYB | LV FUSE SWITCH |  | CLOSED | IEC MIDDLE CURVE | FUSES | SPARE |  |  |  | 250.000 A |  |  | 3
382389762 | TNB | DISTRIBUTION | KUALA SELANGOR | Existing | RYB | LV FUSE SWITCH |  | CLOSED | IEC MIDDLE CURVE | FUSES | SPARE |  |  |  | 250.000 A |  |  | 3
382389767 | TNB | DISTRIBUTION | KUALA SELANGOR | Existing | RYB | LV FUSE SWITCH |  | CLOSED | IEC MIDDLE CURVE | FUSES | SPARE |  |  |  | 250.000 A |  |  | 3
382389773 | TNB | DISTRIBUTION | KUALA SELANGOR | Existing | RYB | LV FUSE SWITCH |  | CLOSED | IEC MIDDLE CURVE | FUSES | SPARE |  |  |  | 250.000 A |  |  | 3
382389785 | TNB | DISTRIBUTION | KUALA SELANGOR | Existing | RYB | LV FUSE SWITCH |  | CLOSED | IEC MIDDLE CURVE | FUSES | SPARE |  |  |  | 250.000 A |  |  | 3
382389793 | TNB | DISTRIBUTION | KUALA SELANGOR | Existing | RYB | LV FUSE SWITCH |  | CLOSED | IEC MIDDLE CURVE | FUSES | SPARE |  |  |  | 250.000 A |  |  | 3
382389811 | TNB | DISTRIBUTION | KUALA SELANGOR | Existing | RYB | LV FUSE SWITCH |  | CLOSED | IEC MIDDLE CURVE | FUSES | SPARE |  |  |  | 250.000 A |  |  | 3
382389868 | TNB | DISTRIBUTION | KUALA SELANGOR | Existing | RYB | LV FUSE SWITCH |  | CLOSED | IEC MIDDLE CURVE | FUSES | SPARE |  |  |  | 250.000 A |  |  | 3
382389882 | TNB | DISTRIBUTION | KUALA SELANGOR | Existing | RYB | LV FUSE SWITCH |  | CLOSED | IEC MIDDLE CURVE | FUSES | SPARE |  |  |  | 250.000 A |  |  | 3
382389889 | TNB | DISTRIBUTION | KUALA SELANGOR | Existing | RYB | LV FUSE SWITCH |  | CLOSED | IEC MIDDLE CURVE | FUSES | SPARE |  |  |  | 250.000 A |  |  | 3
382389894 | TNB | DISTRIBUTION | KUALA SELANGOR | Existing | RYB | LV FUSE SWITCH |  | CLOSED | IEC MIDDLE CURVE | FUSES | SPARE |  |  |  | 250.000 A |  |  | 3
382389900 | TNB | DISTRIBUTION | KUALA SELANGOR | Existing | RYB | LV FUSE SWITCH |  | CLOSED | IEC MIDDLE CURVE | FUSES | SPARE |  |  |  | 250.000 A |  |  | 3
382389912 | TNB | DISTRIBUTION | KUALA SELANGOR | Existing | RYB | LV FUSE SWITCH |  | CLOSED | IEC MIDDLE CURVE | FUSES | SPARE |  |  |  | 250.000 A |  |  | 3
382389920 | TNB | DISTRIBUTION | KUALA SELANGOR | Existing | RYB | LV FUSE SWITCH |  | CLOSED | IEC MIDDLE CURVE | FUSES | SPARE |  |  |  | 250.000 A |  |  | 3
382389938 | TNB | DISTRIBUTION | KUALA SELANGOR | Existing | RYB | LV FUSE SWITCH |  | CLOSED | IEC MIDDLE CURVE | FUSES | SPARE |  |  |  | 250.000 A |  |  | 3
382389998 | TNB | DISTRIBUTION | KUALA SELANGOR | Existing | RYB | LV FUSE SWITCH |  | CLOSED | IEC MIDDLE CURVE | FUSES | SPARE |  |  |  | 250.000 A |  |  | 3
382390012 | TNB | DISTRIBUTION | KUALA SELANGOR | Existing | RYB | LV FUSE SWITCH |  | CLOSED | IEC MIDDLE CURVE | FUSES | SPARE |  |  |  | 250.000 A |  |  | 3
382390019 | TNB | DISTRIBUTION | KUALA SELANGOR | Existing | RYB | LV FUSE SWITCH |  | CLOSED | IEC MIDDLE CURVE | FUSES | SPARE |  |  |  | 250.000 A |  |  | 3
382390024 | TNB | DISTRIBUTION | KUALA SELANGOR | Existing | RYB | LV FUSE SWITCH |  | CLOSED | IEC MIDDLE CURVE | FUSES | SPARE |  |  |  | 250.000 A |  |  | 3
382390030 | TNB | DISTRIBUTION | KUALA SELANGOR | Existing | RYB | LV FUSE SWITCH |  | CLOSED | IEC MIDDLE CURVE | FUSES | SPARE |  |  |  | 250.000 A |  |  | 3
382390042 | TNB | DISTRIBUTION | KUALA SELANGOR | Existing | RYB | LV FUSE SWITCH |  | CLOSED | IEC MIDDLE CURVE | FUSES | SPARE |  |  |  | 250.000 A |  |  | 3
382390050 | TNB | DISTRIBUTION | KUALA SELANGOR | Existing | RYB | LV FUSE SWITCH |  | CLOSED | IEC MIDDLE CURVE | FUSES | SPARE |  |  |  | 250.000 A |  |  | 3
382390068 | TNB | DISTRIBUTION | KUALA SELANGOR | Existing | RYB | LV FUSE SWITCH |  | CLOSED | IEC MIDDLE CURVE | FUSES | SPARE |  |  |  | 250.000 A |  |  | 3
382390119 | TNB | DISTRIBUTION | KUALA SELANGOR | Existing | RYB | LV FUSE SWITCH |  | CLOSED | IEC MIDDLE CURVE | FUSES | SPARE |  |  |  | 250.000 A |  |  | 3
382390133 | TNB | DISTRIBUTION | KUALA SELANGOR | Existing | RYB | LV FUSE SWITCH |  | CLOSED | IEC MIDDLE CURVE | FUSES | SPARE |  |  |  | 250.000 A |  |  | 3
382390140 | TNB | DISTRIBUTION | KUALA SELANGOR | Existing | RYB | LV FUSE SWITCH |  | CLOSED | IEC MIDDLE CURVE | FUSES | SPARE |  |  |  | 250.000 A |  |  | 3
382390145 | TNB | DISTRIBUTION | KUALA SELANGOR | Existing | RYB | LV FUSE SWITCH |  | CLOSED | IEC MIDDLE CURVE | FUSES | SPARE |  |  |  | 250.000 A |  |  | 3
382390151 | TNB | DISTRIBUTION | KUALA SELANGOR | Existing | RYB | LV FUSE SWITCH |  | CLOSED | IEC MIDDLE CURVE | FUSES | SPARE |  |  |  | 250.000 A |  |  | 3
382390163 | TNB | DISTRIBUTION | KUALA SELANGOR | Existing | RYB | LV FUSE SWITCH |  | CLOSED | IEC MIDDLE CURVE | FUSES | SPARE |  |  |  | 250.000 A |  |  | 3
382390171 | TNB | DISTRIBUTION | KUALA SELANGOR | Existing | RYB | LV FUSE SWITCH |  | CLOSED | IEC MIDDLE CURVE | FUSES | SPARE |  |  |  | 250.000 A |  |  | 3
382390189 | TNB | DISTRIBUTION | KUALA SELANGOR | Existing | RYB | LV FUSE SWITCH |  | CLOSED | IEC MIDDLE CURVE | FUSES | SPARE |  |  |  | 250.000 A |  |  | 3
382390266 | TNB | DISTRIBUTION | KUALA SELANGOR | Existing | RYB | LV FUSE SWITCH |  | CLOSED | IEC MIDDLE CURVE | FUSES | SPARE |  |  |  | 250.000 A |  |  | 3
382390280 | TNB | DISTRIBUTION | KUALA SELANGOR | Existing | RYB | LV FUSE SWITCH |  | CLOSED | IEC MIDDLE CURVE | FUSES | SPARE |  |  |  | 250.000 A |  |  | 3
382390287 | TNB | DISTRIBUTION | KUALA SELANGOR | Existing | RYB | LV FUSE SWITCH |  | CLOSED | IEC MIDDLE CURVE | FUSES | SPARE |  |  |  | 250.000 A |  |  | 3
382390292 | TNB | DISTRIBUTION | KUALA SELANGOR | Existing | RYB | LV FUSE SWITCH |  | CLOSED | IEC MIDDLE CURVE | FUSES | SPARE |  |  |  | 250.000 A |  |  | 3
382390298 | TNB | DISTRIBUTION | KUALA SELANGOR | Existing | RYB | LV FUSE SWITCH |  | CLOSED | IEC MIDDLE CURVE | FUSES | SPARE |  |  |  | 250.000 A |  |  | 3
382390310 | TNB | DISTRIBUTION | KUALA SELANGOR | Existing | RYB | LV FUSE SWITCH |  | CLOSED | IEC MIDDLE CURVE | FUSES | SPARE |  |  |  | 250.000 A |  |  | 3
382390318 | TNB | DISTRIBUTION | KUALA SELANGOR | Existing | RYB | LV FUSE SWITCH |  | CLOSED | IEC MIDDLE CURVE | FUSES | SPARE |  |  |  | 250.000 A |  |  | 3
382390336 | TNB | DISTRIBUTION | KUALA SELANGOR | Existing | RYB | LV FUSE SWITCH |  | CLOSED | IEC MIDDLE CURVE | FUSES | SPARE |  |  |  | 250.000 A |  |  | 3
382390343 | TNB | DISTRIBUTION | KUALA SELANGOR | Existing | RYB | LV FUSE SWITCH |  | CLOSED | IEC MIDDLE CURVE | FUSES | SPARE |  |  |  | 250.000 A |  |  | 3
382390357 | TNB | DISTRIBUTION | KUALA SELANGOR | Existing | RYB | LV FUSE SWITCH |  | CLOSED | IEC MIDDLE CURVE | FUSES | SPARE |  |  |  | 250.000 A |  |  | 3
382390364 | TNB | DISTRIBUTION | KUALA SELANGOR | Existing | RYB | LV FUSE SWITCH |  | CLOSED | IEC MIDDLE CURVE | FUSES | SPARE |  |  |  | 250.000 A |  |  | 3
382390369 | TNB | DISTRIBUTION | KUALA SELANGOR | Existing | RYB | LV FUSE SWITCH |  | CLOSED | IEC MIDDLE CURVE | FUSES | SPARE |  |  |  | 250.000 A |  |  | 3
382390375 | TNB | DISTRIBUTION | KUALA SELANGOR | Existing | RYB | LV FUSE SWITCH |  | CLOSED | IEC MIDDLE CURVE | FUSES | SPARE |  |  |  | 250.000 A |  |  | 3
382390387 | TNB | DISTRIBUTION | KUALA SELANGOR | Existing | RYB | LV FUSE SWITCH |  | CLOSED | IEC MIDDLE CURVE | FUSES | SPARE |  |  |  | 250.000 A |  |  | 3
382390395 | TNB | DISTRIBUTION | KUALA SELANGOR | Existing | RYB | LV FUSE SWITCH |  | CLOSED | IEC MIDDLE CURVE | FUSES | SPARE |  |  |  | 250.000 A |  |  | 3
382390413 | TNB | DISTRIBUTION | KUALA SELANGOR | Existing | RYB | LV FUSE SWITCH |  | CLOSED | IEC MIDDLE CURVE | FUSES | SPARE |  |  |  | 250.000 A |  |  | 3
382390461 | TNB | DISTRIBUTION | KUALA SELANGOR | Existing | RYB | LV FUSE SWITCH |  | CLOSED | IEC MIDDLE CURVE | FUSES | SPARE |  |  |  | 250.000 A |  |  | 3
382390475 | TNB | DISTRIBUTION | KUALA SELANGOR | Existing | RYB | LV FUSE SWITCH |  | CLOSED | IEC MIDDLE CURVE | FUSES | SPARE |  |  |  | 250.000 A |  |  | 3
382390482 | TNB | DISTRIBUTION | KUALA SELANGOR | Existing | RYB | LV FUSE SWITCH |  | CLOSED | IEC MIDDLE CURVE | FUSES | SPARE |  |  |  | 250.000 A |  |  | 3
382390487 | TNB | DISTRIBUTION | KUALA SELANGOR | Existing | RYB | LV FUSE SWITCH |  | CLOSED | IEC MIDDLE CURVE | FUSES | SPARE |  |  |  | 250.000 A |  |  | 3
382390493 | TNB | DISTRIBUTION | KUALA SELANGOR | Existing | RYB | LV FUSE SWITCH |  | CLOSED | IEC MIDDLE CURVE | FUSES | SPARE |  |  |  | 250.000 A |  |  | 3
382390505 | TNB | DISTRIBUTION | KUALA SELANGOR | Existing | RYB | LV FUSE SWITCH |  | CLOSED | IEC MIDDLE CURVE | FUSES | SPARE |  |  |  | 250.000 A |  |  | 3
382390513 | TNB | DISTRIBUTION | KUALA SELANGOR | Existing | RYB | LV FUSE SWITCH |  | CLOSED | IEC MIDDLE CURVE | FUSES | SPARE |  |  |  | 250.000 A |  |  | 3
382390531 | TNB | DISTRIBUTION | KUALA SELANGOR | Existing | RYB | LV FUSE SWITCH |  | CLOSED | IEC MIDDLE CURVE | FUSES | SPARE |  |  |  | 250.000 A |  |  | 3
382390589 | TNB | DISTRIBUTION | KUALA SELANGOR | Existing | RYB | LV FUSE SWITCH |  | CLOSED | IEC MIDDLE CURVE | FUSES | SPARE |  |  |  | 250.000 A |  |  | 3
382390603 | TNB | DISTRIBUTION | KUALA SELANGOR | Existing | RYB | LV FUSE SWITCH |  | CLOSED | IEC MIDDLE CURVE | FUSES | SPARE |  |  |  | 250.000 A |  |  | 3
382390610 | TNB | DISTRIBUTION | KUALA SELANGOR | Existing | RYB | LV FUSE SWITCH |  | CLOSED | IEC MIDDLE CURVE | FUSES | SPARE |  |  |  | 250.000 A |  |  | 3
382390615 | TNB | DISTRIBUTION | KUALA SELANGOR | Existing | RYB | LV FUSE SWITCH |  | CLOSED | IEC MIDDLE CURVE | FUSES | SPARE |  |  |  | 250.000 A |  |  | 3
382390621 | TNB | DISTRIBUTION | KUALA SELANGOR | Existing | RYB | LV FUSE SWITCH |  | CLOSED | IEC MIDDLE CURVE | FUSES | SPARE |  |  |  | 250.000 A |  |  | 3
382390633 | TNB | DISTRIBUTION | KUALA SELANGOR | Existing | RYB | LV FUSE SWITCH |  | CLOSED | IEC MIDDLE CURVE | FUSES | SPARE |  |  |  | 250.000 A |  |  | 3
382390641 | TNB | DISTRIBUTION | KUALA SELANGOR | Existing | RYB | LV FUSE SWITCH |  | CLOSED | IEC MIDDLE CURVE | FUSES | SPARE |  |  |  | 250.000 A |  |  | 3
382390659 | TNB | DISTRIBUTION | KUALA SELANGOR | Existing | RYB | LV FUSE SWITCH |  | CLOSED | IEC MIDDLE CURVE | FUSES | SPARE |  |  |  | 250.000 A |  |  | 3
382390714 | TNB | DISTRIBUTION | KUALA SELANGOR | Existing | RYB | LV FUSE SWITCH |  | CLOSED | IEC MIDDLE CURVE | FUSES | SPARE |  |  |  | 250.000 A |  |  | 3
382390728 | TNB | DISTRIBUTION | KUALA SELANGOR | Existing | RYB | LV FUSE SWITCH |  | CLOSED | IEC MIDDLE CURVE | FUSES | SPARE |  |  |  | 250.000 A |  |  | 3
382390735 | TNB | DISTRIBUTION | KUALA SELANGOR | Existing | RYB | LV FUSE SWITCH |  | CLOSED | IEC MIDDLE CURVE | FUSES | SPARE |  |  |  | 250.000 A |  |  | 3
382390740 | TNB | DISTRIBUTION | KUALA SELANGOR | Existing | RYB | LV FUSE SWITCH |  | CLOSED | IEC MIDDLE CURVE | FUSES | SPARE |  |  |  | 250.000 A |  |  | 3
382390746 | TNB | DISTRIBUTION | KUALA SELANGOR | Existing | RYB | LV FUSE SWITCH |  | CLOSED | IEC MIDDLE CURVE | FUSES | SPARE |  |  |  | 250.000 A |  |  | 3
382390758 | TNB | DISTRIBUTION | KUALA SELANGOR | Existing | RYB | LV FUSE SWITCH |  | CLOSED | IEC MIDDLE CURVE | FUSES | SPARE |  |  |  | 250.000 A |  |  | 3
382390766 | TNB | DISTRIBUTION | KUALA SELANGOR | Existing | RYB | LV FUSE SWITCH |  | CLOSED | IEC MIDDLE CURVE | FUSES | SPARE |  |  |  | 250.000 A |  |  | 3
382390784 | TNB | DISTRIBUTION | KUALA SELANGOR | Existing | RYB | LV FUSE SWITCH |  | CLOSED | IEC MIDDLE CURVE | FUSES | SPARE |  |  |  | 250.000 A |  |  | 3
382390834 | TNB | DISTRIBUTION | KUALA SELANGOR | Existing | RYB | LV FUSE SWITCH |  | CLOSED | IEC MIDDLE CURVE | FUSES | SPARE |  |  |  | 250.000 A |  |  | 3
382390848 | TNB | DISTRIBUTION | KUALA SELANGOR | Existing | RYB | LV FUSE SWITCH |  | CLOSED | IEC MIDDLE CURVE | FUSES | SPARE |  |  |  | 250.000 A |  |  | 3
382390855 | TNB | DISTRIBUTION | KUALA SELANGOR | Existing | RYB | LV FUSE SWITCH |  | CLOSED | IEC MIDDLE CURVE | FUSES | SPARE |  |  |  | 250.000 A |  |  | 3
382390860 | TNB | DISTRIBUTION | KUALA SELANGOR | Existing | RYB | LV FUSE SWITCH |  | CLOSED | IEC MIDDLE CURVE | FUSES | SPARE |  |  |  | 250.000 A |  |  | 3
382390866 | TNB | DISTRIBUTION | KUALA SELANGOR | Existing | RYB | LV FUSE SWITCH |  | CLOSED | IEC MIDDLE CURVE | FUSES | SPARE |  |  |  | 250.000 A |  |  | 3
382390878 | TNB | DISTRIBUTION | KUALA SELANGOR | Existing | RYB | LV FUSE SWITCH |  | CLOSED | IEC MIDDLE CURVE | FUSES | SPARE |  |  |  | 250.000 A |  |  | 3
382390886 | TNB | DISTRIBUTION | KUALA SELANGOR | Existing | RYB | LV FUSE SWITCH |  | CLOSED | IEC MIDDLE CURVE | FUSES | SPARE |  |  |  | 250.000 A |  |  | 3
382390904 | TNB | DISTRIBUTION | KUALA SELANGOR | Existing | RYB | LV FUSE SWITCH |  | CLOSED | IEC MIDDLE CURVE | FUSES | SPARE |  |  |  | 250.000 A |  |  | 3
382390987 | TNB | DISTRIBUTION | KUALA SELANGOR | Existing | RYB | LV FUSE SWITCH |  | CLOSED | IEC MIDDLE CURVE | FUSES | SPARE |  |  |  | 250.000 A |  |  | 3
382391001 | TNB | DISTRIBUTION | KUALA SELANGOR | Existing | RYB | LV FUSE SWITCH |  | CLOSED | IEC MIDDLE CURVE | FUSES | SPARE |  |  |  | 250.000 A |  |  | 3
382391008 | TNB | DISTRIBUTION | KUALA SELANGOR | Existing | RYB | LV FUSE SWITCH |  | CLOSED | IEC MIDDLE CURVE | FUSES | SPARE |  |  |  | 250.000 A |  |  | 3
382391013 | TNB | DISTRIBUTION | KUALA SELANGOR | Existing | RYB | LV FUSE SWITCH |  | CLOSED | IEC MIDDLE CURVE | FUSES | SPARE |  |  |  | 250.000 A |  |  | 3
382391019 | TNB | DISTRIBUTION | KUALA SELANGOR | Existing | RYB | LV FUSE SWITCH |  | CLOSED | IEC MIDDLE CURVE | FUSES | SPARE |  |  |  | 250.000 A |  |  | 3
382391031 | TNB | DISTRIBUTION | KUALA SELANGOR | Existing | RYB | LV FUSE SWITCH |  | CLOSED | IEC MIDDLE CURVE | FUSES | SPARE |  |  |  | 250.000 A |  |  | 3
382391039 | TNB | DISTRIBUTION | KUALA SELANGOR | Existing | RYB | LV FUSE SWITCH |  | CLOSED | IEC MIDDLE CURVE | FUSES | SPARE |  |  |  | 250.000 A |  |  | 3
382391057 | TNB | DISTRIBUTION | KUALA SELANGOR | Existing | RYB | LV FUSE SWITCH |  | CLOSED | IEC MIDDLE CURVE | FUSES | SPARE |  |  |  | 250.000 A |  |  | 3
382391120 | TNB | DISTRIBUTION | KUALA SELANGOR | Existing | RYB | LV FUSE SWITCH |  | CLOSED | IEC MIDDLE CURVE | FUSES | SPARE |  |  |  | 250.000 A |  |  | 3
382391134 | TNB | DISTRIBUTION | KUALA SELANGOR | Existing | RYB | LV FUSE SWITCH |  | CLOSED | IEC MIDDLE CURVE | FUSES | SPARE |  |  |  | 250.000 A |  |  | 3
382391141 | TNB | DISTRIBUTION | KUALA SELANGOR | Existing | RYB | LV FUSE SWITCH |  | CLOSED | IEC MIDDLE CURVE | FUSES | SPARE |  |  |  | 250.000 A |  |  | 3
382391146 | TNB | DISTRIBUTION | KUALA SELANGOR | Existing | RYB | LV FUSE SWITCH |  | CLOSED | IEC MIDDLE CURVE | FUSES | SPARE |  |  |  | 250.000 A |  |  | 3
382391152 | TNB | DISTRIBUTION | KUALA SELANGOR | Existing | RYB | LV FUSE SWITCH |  | CLOSED | IEC MIDDLE CURVE | FUSES | SPARE |  |  |  | 250.000 A |  |  | 3
382391164 | TNB | DISTRIBUTION | KUALA SELANGOR | Existing | RYB | LV FUSE SWITCH |  | CLOSED | IEC MIDDLE CURVE | FUSES | SPARE |  |  |  | 250.000 A |  |  | 3
382391172 | TNB | DISTRIBUTION | KUALA SELANGOR | Existing | RYB | LV FUSE SWITCH |  | CLOSED | IEC MIDDLE CURVE | FUSES | SPARE |  |  |  | 250.000 A |  |  | 3
382391190 | TNB | DISTRIBUTION | KUALA SELANGOR | Existing | RYB | LV FUSE SWITCH |  | CLOSED | IEC MIDDLE CURVE | FUSES | SPARE |  |  |  | 250.000 A |  |  | 3
382391245 | TNB | DISTRIBUTION | KUALA SELANGOR | Existing | RYB | LV FUSE SWITCH |  | CLOSED | IEC MIDDLE CURVE | FUSES | SPARE |  |  |  | 250.000 A |  |  | 3
382391259 | TNB | DISTRIBUTION | KUALA SELANGOR | Existing | RYB | LV FUSE SWITCH |  | CLOSED | IEC MIDDLE CURVE | FUSES | SPARE |  |  |  | 250.000 A |  |  | 3
382391266 | TNB | DISTRIBUTION | KUALA SELANGOR | Existing | RYB | LV FUSE SWITCH |  | CLOSED | IEC MIDDLE CURVE | FUSES | SPARE |  |  |  | 250.000 A |  |  | 3
382391271 | TNB | DISTRIBUTION | KUALA SELANGOR | Existing | RYB | LV FUSE SWITCH |  | CLOSED | IEC MIDDLE CURVE | FUSES | SPARE |  |  |  | 250.000 A |  |  | 3
382391277 | TNB | DISTRIBUTION | KUALA SELANGOR | Existing | RYB | LV FUSE SWITCH |  | CLOSED | IEC MIDDLE CURVE | FUSES | SPARE |  |  |  | 250.000 A |  |  | 3
382391289 | TNB | DISTRIBUTION | KUALA SELANGOR | Existing | RYB | LV FUSE SWITCH |  | CLOSED | IEC MIDDLE CURVE | FUSES | SPARE |  |  |  | 250.000 A |  |  | 3
382391297 | TNB | DISTRIBUTION | KUALA SELANGOR | Existing | RYB | LV FUSE SWITCH |  | CLOSED | IEC MIDDLE CURVE | FUSES | SPARE |  |  |  | 250.000 A |  |  | 3
382391315 | TNB | DISTRIBUTION | KUALA SELANGOR | Existing | RYB | LV FUSE SWITCH |  | CLOSED | IEC MIDDLE CURVE | FUSES | SPARE |  |  |  | 250.000 A |  |  | 3
382391363 | TNB | DISTRIBUTION | KUALA SELANGOR | Existing | RYB | LV FUSE SWITCH |  | CLOSED | IEC MIDDLE CURVE | FUSES | SPARE |  |  |  | 250.000 A |  |  | 3
382391377 | TNB | DISTRIBUTION | KUALA SELANGOR | Existing | RYB | LV FUSE SWITCH |  | CLOSED | IEC MIDDLE CURVE | FUSES | SPARE |  |  |  | 250.000 A |  |  | 3
382391384 | TNB | DISTRIBUTION | KUALA SELANGOR | Existing | RYB | LV FUSE SWITCH |  | CLOSED | IEC MIDDLE CURVE | FUSES | SPARE |  |  |  | 250.000 A |  |  | 3
382391389 | TNB | DISTRIBUTION | KUALA SELANGOR | Existing | RYB | LV FUSE SWITCH |  | CLOSED | IEC MIDDLE CURVE | FUSES | SPARE |  |  |  | 250.000 A |  |  | 3
382391395 | TNB | DISTRIBUTION | KUALA SELANGOR | Existing | RYB | LV FUSE SWITCH |  | CLOSED | IEC MIDDLE CURVE | FUSES | SPARE |  |  |  | 250.000 A |  |  | 3
382391407 | TNB | DISTRIBUTION | KUALA SELANGOR | Existing | RYB | LV FUSE SWITCH |  | CLOSED | IEC MIDDLE CURVE | FUSES | SPARE |  |  |  | 250.000 A |  |  | 3
382391415 | TNB | DISTRIBUTION | KUALA SELANGOR | Existing | RYB | LV FUSE SWITCH |  | CLOSED | IEC MIDDLE CURVE | FUSES | SPARE |  |  |  | 250.000 A |  |  | 3
382391433 | TNB | DISTRIBUTION | KUALA SELANGOR | Existing | RYB | LV FUSE SWITCH |  | CLOSED | IEC MIDDLE CURVE | FUSES | SPARE |  |  |  | 250.000 A |  |  | 3
382391501 | TNB | DISTRIBUTION | KUALA SELANGOR | Existing | RYB | LV FUSE SWITCH |  | CLOSED | IEC MIDDLE CURVE | FUSES | SPARE |  |  |  | 250.000 A |  |  | 3
382391515 | TNB | DISTRIBUTION | KUALA SELANGOR | Existing | RYB | LV FUSE SWITCH |  | CLOSED | IEC MIDDLE CURVE | FUSES | SPARE |  |  |  | 250.000 A |  |  | 3
382391522 | TNB | DISTRIBUTION | KUALA SELANGOR | Existing | RYB | LV FUSE SWITCH |  | CLOSED | IEC MIDDLE CURVE | FUSES | SPARE |  |  |  | 250.000 A |  |  | 3
382391527 | TNB | DISTRIBUTION | KUALA SELANGOR | Existing | RYB | LV FUSE SWITCH |  | CLOSED | IEC MIDDLE CURVE | FUSES | SPARE |  |  |  | 250.000 A |  |  | 3
382391533 | TNB | DISTRIBUTION | KUALA SELANGOR | Existing | RYB | LV FUSE SWITCH |  | CLOSED | IEC MIDDLE CURVE | FUSES | SPARE |  |  |  | 250.000 A |  |  | 3
382391545 | TNB | DISTRIBUTION | KUALA SELANGOR | Existing | RYB | LV FUSE SWITCH |  | CLOSED | IEC MIDDLE CURVE | FUSES | SPARE |  |  |  | 250.000 A |  |  | 3
382391553 | TNB | DISTRIBUTION | KUALA SELANGOR | Existing | RYB | LV FUSE SWITCH |  | CLOSED | IEC MIDDLE CURVE | FUSES | SPARE |  |  |  | 250.000 A |  |  | 3
382391571 | TNB | DISTRIBUTION | KUALA SELANGOR | Existing | RYB | LV FUSE SWITCH |  | CLOSED | IEC MIDDLE CURVE | FUSES | SPARE |  |  |  | 250.000 A |  |  | 3
382391626 | TNB | DISTRIBUTION | KUALA SELANGOR | Existing | RYB | LV FUSE SWITCH |  | CLOSED | IEC MIDDLE CURVE | FUSES | SPARE |  |  |  | 250.000 A |  |  | 3
382391640 | TNB | DISTRIBUTION | KUALA SELANGOR | Existing | RYB | LV FUSE SWITCH |  | CLOSED | IEC MIDDLE CURVE | FUSES | SPARE |  |  |  | 250.000 A |  |  | 3
382391647 | TNB | DISTRIBUTION | KUALA SELANGOR | Existing | RYB | LV FUSE SWITCH |  | CLOSED | IEC MIDDLE CURVE | FUSES | SPARE |  |  |  | 250.000 A |  |  | 3
382391652 | TNB | DISTRIBUTION | KUALA SELANGOR | Existing | RYB | LV FUSE SWITCH |  | CLOSED | IEC MIDDLE CURVE | FUSES | SPARE |  |  |  | 250.000 A |  |  | 3
382391658 | TNB | DISTRIBUTION | KUALA SELANGOR | Existing | RYB | LV FUSE SWITCH |  | CLOSED | IEC MIDDLE CURVE | FUSES | SPARE |  |  |  | 250.000 A |  |  | 3
382391670 | TNB | DISTRIBUTION | KUALA SELANGOR | Existing | RYB | LV FUSE SWITCH |  | CLOSED | IEC MIDDLE CURVE | FUSES | SPARE |  |  |  | 250.000 A |  |  | 3
382391678 | TNB | DISTRIBUTION | KUALA SELANGOR | Existing | RYB | LV FUSE SWITCH |  | CLOSED | IEC MIDDLE CURVE | FUSES | SPARE |  |  |  | 250.000 A |  |  | 3
382391696 | TNB | DISTRIBUTION | KUALA SELANGOR | Existing | RYB | LV FUSE SWITCH |  | CLOSED | IEC MIDDLE CURVE | FUSES | SPARE |  |  |  | 250.000 A |  |  | 3
382391751 | TNB | DISTRIBUTION | KUALA SELANGOR | Existing | RYB | LV FUSE SWITCH |  | CLOSED | IEC MIDDLE CURVE | FUSES | SPARE |  |  |  | 250.000 A |  |  | 3
382391765 | TNB | DISTRIBUTION | KUALA SELANGOR | Existing | RYB | LV FUSE SWITCH |  | CLOSED | IEC MIDDLE CURVE | FUSES | SPARE |  |  |  | 250.000 A |  |  | 3
382391772 | TNB | DISTRIBUTION | KUALA SELANGOR | Existing | RYB | LV FUSE SWITCH |  | CLOSED | IEC MIDDLE CURVE | FUSES | SPARE |  |  |  | 250.000 A |  |  | 3
382391777 | TNB | DISTRIBUTION | KUALA SELANGOR | Existing | RYB | LV FUSE SWITCH |  | CLOSED | IEC MIDDLE CURVE | FUSES | SPARE |  |  |  | 250.000 A |  |  | 3
382391783 | TNB | DISTRIBUTION | KUALA SELANGOR | Existing | RYB | LV FUSE SWITCH |  | CLOSED | IEC MIDDLE CURVE | FUSES | SPARE |  |  |  | 250.000 A |  |  | 3
382391795 | TNB | DISTRIBUTION | KUALA SELANGOR | Existing | RYB | LV FUSE SWITCH |  | CLOSED | IEC MIDDLE CURVE | FUSES | SPARE |  |  |  | 250.000 A |  |  | 3
382391803 | TNB | DISTRIBUTION | KUALA SELANGOR | Existing | RYB | LV FUSE SWITCH |  | CLOSED | IEC MIDDLE CURVE | FUSES | SPARE |  |  |  | 250.000 A |  |  | 3
382391821 | TNB | DISTRIBUTION | KUALA SELANGOR | Existing | RYB | LV FUSE SWITCH |  | CLOSED | IEC MIDDLE CURVE | FUSES | SPARE |  |  |  | 250.000 A |  |  | 3
382391870 | TNB | DISTRIBUTION | KUALA SELANGOR | Existing | RYB | LV FUSE SWITCH |  | CLOSED | IEC MIDDLE CURVE | FUSES | SPARE |  |  |  | 250.000 A |  |  | 3
382391884 | TNB | DISTRIBUTION | KUALA SELANGOR | Existing | RYB | LV FUSE SWITCH |  | CLOSED | IEC MIDDLE CURVE | FUSES | SPARE |  |  |  | 250.000 A |  |  | 3
382391891 | TNB | DISTRIBUTION | KUALA SELANGOR | Existing | RYB | LV FUSE SWITCH |  | CLOSED | IEC MIDDLE CURVE | FUSES | SPARE |  |  |  | 250.000 A |  |  | 3
382391896 | TNB | DISTRIBUTION | KUALA SELANGOR | Existing | RYB | LV FUSE SWITCH |  | CLOSED | IEC MIDDLE CURVE | FUSES | SPARE |  |  |  | 250.000 A |  |  | 3
382391902 | TNB | DISTRIBUTION | KUALA SELANGOR | Existing | RYB | LV FUSE SWITCH |  | CLOSED | IEC MIDDLE CURVE | FUSES | SPARE |  |  |  | 250.000 A |  |  | 3
382391914 | TNB | DISTRIBUTION | KUALA SELANGOR | Existing | RYB | LV FUSE SWITCH |  | CLOSED | IEC MIDDLE CURVE | FUSES | SPARE |  |  |  | 250.000 A |  |  | 3
382391922 | TNB | DISTRIBUTION | KUALA SELANGOR | Existing | RYB | LV FUSE SWITCH |  | CLOSED | IEC MIDDLE CURVE | FUSES | SPARE |  |  |  | 250.000 A |  |  | 3
382391940 | TNB | DISTRIBUTION | KUALA SELANGOR | Existing | RYB | LV FUSE SWITCH |  | CLOSED | IEC MIDDLE CURVE | FUSES | SPARE |  |  |  | 250.000 A |  |  | 3
382392026 | TNB | DISTRIBUTION | KUALA SELANGOR | Existing | RYB | LV FUSE SWITCH |  | CLOSED | IEC MIDDLE CURVE | FUSES | SPARE |  |  |  | 250.000 A |  |  | 3
382392040 | TNB | DISTRIBUTION | KUALA SELANGOR | Existing | RYB | LV FUSE SWITCH |  | CLOSED | IEC MIDDLE CURVE | FUSES | SPARE |  |  |  | 250.000 A |  |  | 3
382392047 | TNB | DISTRIBUTION | KUALA SELANGOR | Existing | RYB | LV FUSE SWITCH |  | CLOSED | IEC MIDDLE CURVE | FUSES | SPARE |  |  |  | 250.000 A |  |  | 3
382392052 | TNB | DISTRIBUTION | KUALA SELANGOR | Existing | RYB | LV FUSE SWITCH |  | CLOSED | IEC MIDDLE CURVE | FUSES | SPARE |  |  |  | 250.000 A |  |  | 3
382392058 | TNB | DISTRIBUTION | KUALA SELANGOR | Existing | RYB | LV FUSE SWITCH |  | CLOSED | IEC MIDDLE CURVE | FUSES | SPARE |  |  |  | 250.000 A |  |  | 3
382392070 | TNB | DISTRIBUTION | KUALA SELANGOR | Existing | RYB | LV FUSE SWITCH |  | CLOSED | IEC MIDDLE CURVE | FUSES | SPARE |  |  |  | 250.000 A |  |  | 3
382392078 | TNB | DISTRIBUTION | KUALA SELANGOR | Existing | RYB | LV FUSE SWITCH |  | CLOSED | IEC MIDDLE CURVE | FUSES | SPARE |  |  |  | 250.000 A |  |  | 3
382392096 | TNB | DISTRIBUTION | KUALA SELANGOR | Existing | RYB | LV FUSE SWITCH |  | CLOSED | IEC MIDDLE CURVE | FUSES | SPARE |  |  |  | 250.000 A |  |  | 3
382392152 | TNB | DISTRIBUTION | KUALA SELANGOR | Existing | RYB | LV FUSE SWITCH |  | CLOSED | IEC MIDDLE CURVE | FUSES | SPARE |  |  |  | 250.000 A |  |  | 3
382392166 | TNB | DISTRIBUTION | KUALA SELANGOR | Existing | RYB | LV FUSE SWITCH |  | CLOSED | IEC MIDDLE CURVE | FUSES | SPARE |  |  |  | 250.000 A |  |  | 3
382392173 | TNB | DISTRIBUTION | KUALA SELANGOR | Existing | RYB | LV FUSE SWITCH |  | CLOSED | IEC MIDDLE CURVE | FUSES | SPARE |  |  |  | 250.000 A |  |  | 3
382392178 | TNB | DISTRIBUTION | KUALA SELANGOR | Existing | RYB | LV FUSE SWITCH |  | CLOSED | IEC MIDDLE CURVE | FUSES | SPARE |  |  |  | 250.000 A |  |  | 3
382392184 | TNB | DISTRIBUTION | KUALA SELANGOR | Existing | RYB | LV FUSE SWITCH |  | CLOSED | IEC MIDDLE CURVE | FUSES | SPARE |  |  |  | 250.000 A |  |  | 3
382392196 | TNB | DISTRIBUTION | KUALA SELANGOR | Existing | RYB | LV FUSE SWITCH |  | CLOSED | IEC MIDDLE CURVE | FUSES | SPARE |  |  |  | 250.000 A |  |  | 3
382392204 | TNB | DISTRIBUTION | KUALA SELANGOR | Existing | RYB | LV FUSE SWITCH |  | CLOSED | IEC MIDDLE CURVE | FUSES | SPARE |  |  |  | 250.000 A |  |  | 3
382392222 | TNB | DISTRIBUTION | KUALA SELANGOR | Existing | RYB | LV FUSE SWITCH |  | CLOSED | IEC MIDDLE CURVE | FUSES | SPARE |  |  |  | 250.000 A |  |  | 3
382392382 | TNB | DISTRIBUTION | KUALA SELANGOR | Existing | RYB | LV FUSE SWITCH |  | CLOSED | IEC MIDDLE CURVE | FUSES | SPARE |  |  |  | 250.000 A |  |  | 3
382392396 | TNB | DISTRIBUTION | KUALA SELANGOR | Existing | RYB | LV FUSE SWITCH |  | CLOSED | IEC MIDDLE CURVE | FUSES | SPARE |  |  |  | 250.000 A |  |  | 3
382392403 | TNB | DISTRIBUTION | KUALA SELANGOR | Existing | RYB | LV FUSE SWITCH |  | CLOSED | IEC MIDDLE CURVE | FUSES | SPARE |  |  |  | 250.000 A |  |  | 3
382392408 | TNB | DISTRIBUTION | KUALA SELANGOR | Existing | RYB | LV FUSE SWITCH |  | CLOSED | IEC MIDDLE CURVE | FUSES | SPARE |  |  |  | 250.000 A |  |  | 3
382392414 | TNB | DISTRIBUTION | KUALA SELANGOR | Existing | RYB | LV FUSE SWITCH |  | CLOSED | IEC MIDDLE CURVE | FUSES | SPARE |  |  |  | 250.000 A |  |  | 3
382392426 | TNB | DISTRIBUTION | KUALA SELANGOR | Existing | RYB | LV FUSE SWITCH |  | CLOSED | IEC MIDDLE CURVE | FUSES | SPARE |  |  |  | 250.000 A |  |  | 3
382392434 | TNB | DISTRIBUTION | KUALA SELANGOR | Existing | RYB | LV FUSE SWITCH |  | CLOSED | IEC MIDDLE CURVE | FUSES | SPARE |  |  |  | 250.000 A |  |  | 3
382392452 | TNB | DISTRIBUTION | KUALA SELANGOR | Existing | RYB | LV FUSE SWITCH |  | CLOSED | IEC MIDDLE CURVE | FUSES | SPARE |  |  |  | 250.000 A |  |  | 3
382392459 | TNB | DISTRIBUTION | KUALA SELANGOR | Existing | RYB | LV FUSE SWITCH |  | CLOSED | IEC MIDDLE CURVE | FUSES | SPARE |  |  |  | 250.000 A |  |  | 3
382392473 | TNB | DISTRIBUTION | KUALA SELANGOR | Existing | RYB | LV FUSE SWITCH |  | CLOSED | IEC MIDDLE CURVE | FUSES | SPARE |  |  |  | 250.000 A |  |  | 3
382392480 | TNB | DISTRIBUTION | KUALA SELANGOR | Existing | RYB | LV FUSE SWITCH |  | CLOSED | IEC MIDDLE CURVE | FUSES | SPARE |  |  |  | 250.000 A |  |  | 3
382392485 | TNB | DISTRIBUTION | KUALA SELANGOR | Existing | RYB | LV FUSE SWITCH |  | CLOSED | IEC MIDDLE CURVE | FUSES | SPARE |  |  |  | 250.000 A |  |  | 3
382392491 | TNB | DISTRIBUTION | KUALA SELANGOR | Existing | RYB | LV FUSE SWITCH |  | CLOSED | IEC MIDDLE CURVE | FUSES | SPARE |  |  |  | 250.000 A |  |  | 3
382392503 | TNB | DISTRIBUTION | KUALA SELANGOR | Existing | RYB | LV FUSE SWITCH |  | CLOSED | IEC MIDDLE CURVE | FUSES | SPARE |  |  |  | 250.000 A |  |  | 3
382392511 | TNB | DISTRIBUTION | KUALA SELANGOR | Existing | RYB | LV FUSE SWITCH |  | CLOSED | IEC MIDDLE CURVE | FUSES | SPARE |  |  |  | 250.000 A |  |  | 3
382392529 | TNB | DISTRIBUTION | KUALA SELANGOR | Existing | RYB | LV FUSE SWITCH |  | CLOSED | IEC MIDDLE CURVE | FUSES | SPARE |  |  |  | 250.000 A |  |  | 3
382392607 | TNB | DISTRIBUTION | KUALA SELANGOR | Existing | RYB | LV FUSE SWITCH |  | CLOSED | IEC MIDDLE CURVE | FUSES | SPARE |  |  |  | 250.000 A |  |  | 3
382392621 | TNB | DISTRIBUTION | KUALA SELANGOR | Existing | RYB | LV FUSE SWITCH |  | CLOSED | IEC MIDDLE CURVE | FUSES | SPARE |  |  |  | 250.000 A |  |  | 3
382392628 | TNB | DISTRIBUTION | KUALA SELANGOR | Existing | RYB | LV FUSE SWITCH |  | CLOSED | IEC MIDDLE CURVE | FUSES | SPARE |  |  |  | 250.000 A |  |  | 3
382392633 | TNB | DISTRIBUTION | KUALA SELANGOR | Existing | RYB | LV FUSE SWITCH |  | CLOSED | IEC MIDDLE CURVE | FUSES | SPARE |  |  |  | 250.000 A |  |  | 3
382392639 | TNB | DISTRIBUTION | KUALA SELANGOR | Existing | RYB | LV FUSE SWITCH |  | CLOSED | IEC MIDDLE CURVE | FUSES | SPARE |  |  |  | 250.000 A |  |  | 3
382392651 | TNB | DISTRIBUTION | KUALA SELANGOR | Existing | RYB | LV FUSE SWITCH |  | CLOSED | IEC MIDDLE CURVE | FUSES | SPARE |  |  |  | 250.000 A |  |  | 3
382392659 | TNB | DISTRIBUTION | KUALA SELANGOR | Existing | RYB | LV FUSE SWITCH |  | CLOSED | IEC MIDDLE CURVE | FUSES | SPARE |  |  |  | 250.000 A |  |  | 3
382392677 | TNB | DISTRIBUTION | KUALA SELANGOR | Existing | RYB | LV FUSE SWITCH |  | CLOSED | IEC MIDDLE CURVE | FUSES | SPARE |  |  |  | 250.000 A |  |  | 3
382392684 | TNB | DISTRIBUTION | KUALA SELANGOR | Existing | RYB | LV FUSE SWITCH |  | CLOSED | IEC MIDDLE CURVE | FUSES | SPARE |  |  |  | 250.000 A |  |  | 3
382392698 | TNB | DISTRIBUTION | KUALA SELANGOR | Existing | RYB | LV FUSE SWITCH |  | CLOSED | IEC MIDDLE CURVE | FUSES | SPARE |  |  |  | 250.000 A |  |  | 3
382392705 | TNB | DISTRIBUTION | KUALA SELANGOR | Existing | RYB | LV FUSE SWITCH |  | CLOSED | IEC MIDDLE CURVE | FUSES | SPARE |  |  |  | 250.000 A |  |  | 3
382392710 | TNB | DISTRIBUTION | KUALA SELANGOR | Existing | RYB | LV FUSE SWITCH |  | CLOSED | IEC MIDDLE CURVE | FUSES | SPARE |  |  |  | 250.000 A |  |  | 3
382392716 | TNB | DISTRIBUTION | KUALA SELANGOR | Existing | RYB | LV FUSE SWITCH |  | CLOSED | IEC MIDDLE CURVE | FUSES | SPARE |  |  |  | 250.000 A |  |  | 3
382392728 | TNB | DISTRIBUTION | KUALA SELANGOR | Existing | RYB | LV FUSE SWITCH |  | CLOSED | IEC MIDDLE CURVE | FUSES | SPARE |  |  |  | 250.000 A |  |  | 3
382392736 | TNB | DISTRIBUTION | KUALA SELANGOR | Existing | RYB | LV FUSE SWITCH |  | CLOSED | IEC MIDDLE CURVE | FUSES | SPARE |  |  |  | 250.000 A |  |  | 3
382392754 | TNB | DISTRIBUTION | KUALA SELANGOR | Existing | RYB | LV FUSE SWITCH |  | CLOSED | IEC MIDDLE CURVE | FUSES | SPARE |  |  |  | 250.000 A |  |  | 3
382392847 | TNB | DISTRIBUTION | KUALA SELANGOR | Existing | RYB | LV FUSE SWITCH |  | CLOSED | IEC MIDDLE CURVE | FUSES | SPARE |  |  |  | 250.000 A |  |  | 3
382392861 | TNB | DISTRIBUTION | KUALA SELANGOR | Existing | RYB | LV FUSE SWITCH |  | CLOSED | IEC MIDDLE CURVE | FUSES | SPARE |  |  |  | 250.000 A |  |  | 3
382392868 | TNB | DISTRIBUTION | KUALA SELANGOR | Existing | RYB | LV FUSE SWITCH |  | CLOSED | IEC MIDDLE CURVE | FUSES | SPARE |  |  |  | 250.000 A |  |  | 3
382392873 | TNB | DISTRIBUTION | KUALA SELANGOR | Existing | RYB | LV FUSE SWITCH |  | CLOSED | IEC MIDDLE CURVE | FUSES | SPARE |  |  |  | 250.000 A |  |  | 3
382392879 | TNB | DISTRIBUTION | KUALA SELANGOR | Existing | RYB | LV FUSE SWITCH |  | CLOSED | IEC MIDDLE CURVE | FUSES | SPARE |  |  |  | 250.000 A |  |  | 3
382392891 | TNB | DISTRIBUTION | KUALA SELANGOR | Existing | RYB | LV FUSE SWITCH |  | CLOSED | IEC MIDDLE CURVE | FUSES | SPARE |  |  |  | 250.000 A |  |  | 3
382392899 | TNB | DISTRIBUTION | KUALA SELANGOR | Existing | RYB | LV FUSE SWITCH |  | CLOSED | IEC MIDDLE CURVE | FUSES | SPARE |  |  |  | 250.000 A |  |  | 3
382392917 | TNB | DISTRIBUTION | KUALA SELANGOR | Existing | RYB | LV FUSE SWITCH |  | CLOSED | IEC MIDDLE CURVE | FUSES | SPARE |  |  |  | 250.000 A |  |  | 3
382392924 | TNB | DISTRIBUTION | KUALA SELANGOR | Existing | RYB | LV FUSE SWITCH |  | CLOSED | IEC MIDDLE CURVE | FUSES | SPARE |  |  |  | 250.000 A |  |  | 3
382392938 | TNB | DISTRIBUTION | KUALA SELANGOR | Existing | RYB | LV FUSE SWITCH |  | CLOSED | IEC MIDDLE CURVE | FUSES | SPARE |  |  |  | 250.000 A |  |  | 3
382392945 | TNB | DISTRIBUTION | KUALA SELANGOR | Existing | RYB | LV FUSE SWITCH |  | CLOSED | IEC MIDDLE CURVE | FUSES | SPARE |  |  |  | 250.000 A |  |  | 3
382392950 | TNB | DISTRIBUTION | KUALA SELANGOR | Existing | RYB | LV FUSE SWITCH |  | CLOSED | IEC MIDDLE CURVE | FUSES | SPARE |  |  |  | 250.000 A |  |  | 3
382392956 | TNB | DISTRIBUTION | KUALA SELANGOR | Existing | RYB | LV FUSE SWITCH |  | CLOSED | IEC MIDDLE CURVE | FUSES | SPARE |  |  |  | 250.000 A |  |  | 3
382392968 | TNB | DISTRIBUTION | KUALA SELANGOR | Existing | RYB | LV FUSE SWITCH |  | CLOSED | IEC MIDDLE CURVE | FUSES | SPARE |  |  |  | 250.000 A |  |  | 3
382392976 | TNB | DISTRIBUTION | KUALA SELANGOR | Existing | RYB | LV FUSE SWITCH |  | CLOSED | IEC MIDDLE CURVE | FUSES | SPARE |  |  |  | 250.000 A |  |  | 3
382392994 | TNB | DISTRIBUTION | KUALA SELANGOR | Existing | RYB | LV FUSE SWITCH |  | CLOSED | IEC MIDDLE CURVE | FUSES | SPARE |  |  |  | 250.000 A |  |  | 3
382393053 | TNB | DISTRIBUTION | KUALA SELANGOR | Existing | RYB | LV FUSE SWITCH |  | CLOSED | IEC MIDDLE CURVE | FUSES | SPARE |  |  |  | 250.000 A |  |  | 3
382393067 | TNB | DISTRIBUTION | KUALA SELANGOR | Existing | RYB | LV FUSE SWITCH |  | CLOSED | IEC MIDDLE CURVE | FUSES | SPARE |  |  |  | 250.000 A |  |  | 3
382393074 | TNB | DISTRIBUTION | KUALA SELANGOR | Existing | RYB | LV FUSE SWITCH |  | CLOSED | IEC MIDDLE CURVE | FUSES | SPARE |  |  |  | 250.000 A |  |  | 3
382393079 | TNB | DISTRIBUTION | KUALA SELANGOR | Existing | RYB | LV FUSE SWITCH |  | CLOSED | IEC MIDDLE CURVE | FUSES | SPARE |  |  |  | 250.000 A |  |  | 3
382393085 | TNB | DISTRIBUTION | KUALA SELANGOR | Existing | RYB | LV FUSE SWITCH |  | CLOSED | IEC MIDDLE CURVE | FUSES | SPARE |  |  |  | 250.000 A |  |  | 3
382393097 | TNB | DISTRIBUTION | KUALA SELANGOR | Existing | RYB | LV FUSE SWITCH |  | CLOSED | IEC MIDDLE CURVE | FUSES | SPARE |  |  |  | 250.000 A |  |  | 3
382393105 | TNB | DISTRIBUTION | KUALA SELANGOR | Existing | RYB | LV FUSE SWITCH |  | CLOSED | IEC MIDDLE CURVE | FUSES | SPARE |  |  |  | 250.000 A |  |  | 3
382393123 | TNB | DISTRIBUTION | KUALA SELANGOR | Existing | RYB | LV FUSE SWITCH |  | CLOSED | IEC MIDDLE CURVE | FUSES | SPARE |  |  |  | 250.000 A |  |  | 3
382393174 | TNB | DISTRIBUTION | KUALA SELANGOR | Existing | RYB | LV FUSE SWITCH |  | CLOSED | IEC MIDDLE CURVE | FUSES | SPARE |  |  |  | 250.000 A |  |  | 3
382393188 | TNB | DISTRIBUTION | KUALA SELANGOR | Existing | RYB | LV FUSE SWITCH |  | CLOSED | IEC MIDDLE CURVE | FUSES | SPARE |  |  |  | 250.000 A |  |  | 3
382393195 | TNB | DISTRIBUTION | KUALA SELANGOR | Existing | RYB | LV FUSE SWITCH |  | CLOSED | IEC MIDDLE CURVE | FUSES | SPARE |  |  |  | 250.000 A |  |  | 3
382393200 | TNB | DISTRIBUTION | KUALA SELANGOR | Existing | RYB | LV FUSE SWITCH |  | CLOSED | IEC MIDDLE CURVE | FUSES | SPARE |  |  |  | 250.000 A |  |  | 3
382393206 | TNB | DISTRIBUTION | KUALA SELANGOR | Existing | RYB | LV FUSE SWITCH |  | CLOSED | IEC MIDDLE CURVE | FUSES | SPARE |  |  |  | 250.000 A |  |  | 3
382393218 | TNB | DISTRIBUTION | KUALA SELANGOR | Existing | RYB | LV FUSE SWITCH |  | CLOSED | IEC MIDDLE CURVE | FUSES | SPARE |  |  |  | 250.000 A |  |  | 3
382393226 | TNB | DISTRIBUTION | KUALA SELANGOR | Existing | RYB | LV FUSE SWITCH |  | CLOSED | IEC MIDDLE CURVE | FUSES | SPARE |  |  |  | 250.000 A |  |  | 3
382393244 | TNB | DISTRIBUTION | KUALA SELANGOR | Existing | RYB | LV FUSE SWITCH |  | CLOSED | IEC MIDDLE CURVE | FUSES | SPARE |  |  |  | 250.000 A |  |  | 3
382393337 | TNB | DISTRIBUTION | KUALA SELANGOR | Existing | RYB | LV FUSE SWITCH |  | CLOSED | IEC MIDDLE CURVE | FUSES | SPARE |  |  |  | 250.000 A |  |  | 3
382393351 | TNB | DISTRIBUTION | KUALA SELANGOR | Existing | RYB | LV FUSE SWITCH |  | CLOSED | IEC MIDDLE CURVE | FUSES | SPARE |  |  |  | 250.000 A |  |  | 3
382393358 | TNB | DISTRIBUTION | KUALA SELANGOR | Existing | RYB | LV FUSE SWITCH |  | CLOSED | IEC MIDDLE CURVE | FUSES | SPARE |  |  |  | 250.000 A |  |  | 3
382393363 | TNB | DISTRIBUTION | KUALA SELANGOR | Existing | RYB | LV FUSE SWITCH |  | CLOSED | IEC MIDDLE CURVE | FUSES | SPARE |  |  |  | 250.000 A |  |  | 3
382393369 | TNB | DISTRIBUTION | KUALA SELANGOR | Existing | RYB | LV FUSE SWITCH |  | CLOSED | IEC MIDDLE CURVE | FUSES | SPARE |  |  |  | 250.000 A |  |  | 3
382393381 | TNB | DISTRIBUTION | KUALA SELANGOR | Existing | RYB | LV FUSE SWITCH |  | CLOSED | IEC MIDDLE CURVE | FUSES | SPARE |  |  |  | 250.000 A |  |  | 3
382393389 | TNB | DISTRIBUTION | KUALA SELANGOR | Existing | RYB | LV FUSE SWITCH |  | CLOSED | IEC MIDDLE CURVE | FUSES | SPARE |  |  |  | 250.000 A |  |  | 3
382393407 | TNB | DISTRIBUTION | KUALA SELANGOR | Existing | RYB | LV FUSE SWITCH |  | CLOSED | IEC MIDDLE CURVE | FUSES | SPARE |  |  |  | 250.000 A |  |  | 3
382393414 | TNB | DISTRIBUTION | KUALA SELANGOR | Existing | RYB | LV FUSE SWITCH |  | CLOSED | IEC MIDDLE CURVE | FUSES | SPARE |  |  |  | 250.000 A |  |  | 3
382393428 | TNB | DISTRIBUTION | KUALA SELANGOR | Existing | RYB | LV FUSE SWITCH |  | CLOSED | IEC MIDDLE CURVE | FUSES | SPARE |  |  |  | 250.000 A |  |  | 3
382393435 | TNB | DISTRIBUTION | KUALA SELANGOR | Existing | RYB | LV FUSE SWITCH |  | CLOSED | IEC MIDDLE CURVE | FUSES | SPARE |  |  |  | 250.000 A |  |  | 3
382393440 | TNB | DISTRIBUTION | KUALA SELANGOR | Existing | RYB | LV FUSE SWITCH |  | CLOSED | IEC MIDDLE CURVE | FUSES | SPARE |  |  |  | 250.000 A |  |  | 3
382393446 | TNB | DISTRIBUTION | KUALA SELANGOR | Existing | RYB | LV FUSE SWITCH |  | CLOSED | IEC MIDDLE CURVE | FUSES | SPARE |  |  |  | 250.000 A |  |  | 3
382393458 | TNB | DISTRIBUTION | KUALA SELANGOR | Existing | RYB | LV FUSE SWITCH |  | CLOSED | IEC MIDDLE CURVE | FUSES | SPARE |  |  |  | 250.000 A |  |  | 3
382393466 | TNB | DISTRIBUTION | KUALA SELANGOR | Existing | RYB | LV FUSE SWITCH |  | CLOSED | IEC MIDDLE CURVE | FUSES | SPARE |  |  |  | 250.000 A |  |  | 3
382393484 | TNB | DISTRIBUTION | KUALA SELANGOR | Existing | RYB | LV FUSE SWITCH |  | CLOSED | IEC MIDDLE CURVE | FUSES | SPARE |  |  |  | 250.000 A |  |  | 3
382561187 | TNB | DISTRIBUTION | KUALA SELANGOR | Existing | RYB | LV FUSE SWITCH |  | CLOSED | IEC MIDDLE CURVE | FUSES | SPARE |  |  |  | 250.000 A |  |  | 3
382561201 | TNB | DISTRIBUTION | KUALA SELANGOR | Existing | RYB | LV FUSE SWITCH |  | CLOSED | IEC MIDDLE CURVE | FUSES | SPARE |  |  |  | 250.000 A |  |  | 3
382561208 | TNB | DISTRIBUTION | KUALA SELANGOR | Existing | RYB | LV FUSE SWITCH |  | CLOSED | IEC MIDDLE CURVE | FUSES | SPARE |  |  |  | 250.000 A |  |  | 3
382561213 | TNB | DISTRIBUTION | KUALA SELANGOR | Existing | RYB | LV FUSE SWITCH |  | CLOSED | IEC MIDDLE CURVE | FUSES | SPARE |  |  |  | 250.000 A |  |  | 3
382561219 | TNB | DISTRIBUTION | KUALA SELANGOR | Existing | RYB | LV FUSE SWITCH |  | CLOSED | IEC MIDDLE CURVE | FUSES | SPARE |  |  |  | 250.000 A |  |  | 3
382561231 | TNB | DISTRIBUTION | KUALA SELANGOR | Existing | RYB | LV FUSE SWITCH |  | CLOSED | IEC MIDDLE CURVE | FUSES | SPARE |  |  |  | 250.000 A |  |  | 3
382561239 | TNB | DISTRIBUTION | KUALA SELANGOR | Existing | RYB | LV FUSE SWITCH |  | CLOSED | IEC MIDDLE CURVE | FUSES | SPARE |  |  |  | 250.000 A |  |  | 3
382561257 | TNB | DISTRIBUTION | KUALA SELANGOR | Existing | RYB | LV FUSE SWITCH |  | CLOSED | IEC MIDDLE CURVE | FUSES | SPARE |  |  |  | 250.000 A |  |  | 3
382711385 | TNB | DISTRIBUTION | KUALA SELANGOR | Existing | RYB | LV FUSE SWITCH |  | CLOSED | IEC MIDDLE CURVE | FUSES | SPARE |  |  |  | 250.000 A |  |  | 3
382711399 | TNB | DISTRIBUTION | KUALA SELANGOR | Existing | RYB | LV FUSE SWITCH |  | CLOSED | IEC MIDDLE CURVE | FUSES | SPARE |  |  |  | 250.000 A |  |  | 3
382711406 | TNB | DISTRIBUTION | KUALA SELANGOR | Existing | RYB | LV FUSE SWITCH |  | CLOSED | IEC MIDDLE CURVE | FUSES | SPARE |  |  |  | 250.000 A |  |  | 3
382711411 | TNB | DISTRIBUTION | KUALA SELANGOR | Existing | RYB | LV FUSE SWITCH |  | CLOSED | IEC MIDDLE CURVE | FUSES | SPARE |  |  |  | 250.000 A |  |  | 3
382711417 | TNB | DISTRIBUTION | KUALA SELANGOR | Existing | RYB | LV FUSE SWITCH |  | CLOSED | IEC MIDDLE CURVE | FUSES | SPARE |  |  |  | 250.000 A |  |  | 3
382711429 | TNB | DISTRIBUTION | KUALA SELANGOR | Existing | RYB | LV FUSE SWITCH |  | CLOSED | IEC MIDDLE CURVE | FUSES | SPARE |  |  |  | 250.000 A |  |  | 3
382711437 | TNB | DISTRIBUTION | KUALA SELANGOR | Existing | RYB | LV FUSE SWITCH |  | CLOSED | IEC MIDDLE CURVE | FUSES | SPARE |  |  |  | 250.000 A |  |  | 3
382711455 | TNB | DISTRIBUTION | KUALA SELANGOR | Existing | RYB | LV FUSE SWITCH |  | CLOSED | IEC MIDDLE CURVE | FUSES | SPARE |  |  |  | 250.000 A |  |  | 3
382711510 | TNB | DISTRIBUTION | KUALA SELANGOR | Existing | RYB | LV FUSE SWITCH |  | CLOSED | IEC MIDDLE CURVE | FUSES | SPARE |  |  |  | 250.000 A |  |  | 3
382711524 | TNB | DISTRIBUTION | KUALA SELANGOR | Existing | RYB | LV FUSE SWITCH |  | CLOSED | IEC MIDDLE CURVE | FUSES | SPARE |  |  |  | 250.000 A |  |  | 3
382711531 | TNB | DISTRIBUTION | KUALA SELANGOR | Existing | RYB | LV FUSE SWITCH |  | CLOSED | IEC MIDDLE CURVE | FUSES | SPARE |  |  |  | 250.000 A |  |  | 3
382711536 | TNB | DISTRIBUTION | KUALA SELANGOR | Existing | RYB | LV FUSE SWITCH |  | CLOSED | IEC MIDDLE CURVE | FUSES | SPARE |  |  |  | 250.000 A |  |  | 3
382711542 | TNB | DISTRIBUTION | KUALA SELANGOR | Existing | RYB | LV FUSE SWITCH |  | CLOSED | IEC MIDDLE CURVE | FUSES | SPARE |  |  |  | 250.000 A |  |  | 3
382711554 | TNB | DISTRIBUTION | KUALA SELANGOR | Existing | RYB | LV FUSE SWITCH |  | CLOSED | IEC MIDDLE CURVE | FUSES | SPARE |  |  |  | 250.000 A |  |  | 3
382711562 | TNB | DISTRIBUTION | KUALA SELANGOR | Existing | RYB | LV FUSE SWITCH |  | CLOSED | IEC MIDDLE CURVE | FUSES | SPARE |  |  |  | 250.000 A |  |  | 3
382711580 | TNB | DISTRIBUTION | KUALA SELANGOR | Existing | RYB | LV FUSE SWITCH |  | CLOSED | IEC MIDDLE CURVE | FUSES | SPARE |  |  |  | 250.000 A |  |  | 3
382711637 | TNB | DISTRIBUTION | KUALA SELANGOR | Existing | RYB | LV FUSE SWITCH |  | CLOSED | IEC MIDDLE CURVE | FUSES | SPARE |  |  |  | 250.000 A |  |  | 3
382711651 | TNB | DISTRIBUTION | KUALA SELANGOR | Existing | RYB | LV FUSE SWITCH |  | CLOSED | IEC MIDDLE CURVE | FUSES | SPARE |  |  |  | 250.000 A |  |  | 3
382711658 | TNB | DISTRIBUTION | KUALA SELANGOR | Existing | RYB | LV FUSE SWITCH |  | CLOSED | IEC MIDDLE CURVE | FUSES | SPARE |  |  |  | 250.000 A |  |  | 3
382711663 | TNB | DISTRIBUTION | KUALA SELANGOR | Existing | RYB | LV FUSE SWITCH |  | CLOSED | IEC MIDDLE CURVE | FUSES | SPARE |  |  |  | 250.000 A |  |  | 3
382711669 | TNB | DISTRIBUTION | KUALA SELANGOR | Existing | RYB | LV FUSE SWITCH |  | CLOSED | IEC MIDDLE CURVE | FUSES | SPARE |  |  |  | 250.000 A |  |  | 3
382711681 | TNB | DISTRIBUTION | KUALA SELANGOR | Existing | RYB | LV FUSE SWITCH |  | CLOSED | IEC MIDDLE CURVE | FUSES | SPARE |  |  |  | 250.000 A |  |  | 3
382711689 | TNB | DISTRIBUTION | KUALA SELANGOR | Existing | RYB | LV FUSE SWITCH |  | CLOSED | IEC MIDDLE CURVE | FUSES | SPARE |  |  |  | 250.000 A |  |  | 3
382711707 | TNB | DISTRIBUTION | KUALA SELANGOR | Existing | RYB | LV FUSE SWITCH |  | CLOSED | IEC MIDDLE CURVE | FUSES | SPARE |  |  |  | 250.000 A |  |  | 3
383441368 | TNB | DISTRIBUTION | KUALA SELANGOR | Existing | RYB | BLACK BOX |  | CLOSED | [9 empty] | 3
383441686 | TNB | DISTRIBUTION | KUALA SELANGOR | Existing | RYB | BLACK BOX |  | CLOSED | [9 empty] | 3
383441737 | TNB | DISTRIBUTION | KUALA SELANGOR | Existing | RYB | BLACK BOX |  | CLOSED | [9 empty] | 3
384274838 | TNB | DISTRIBUTION | KUALA SELANGOR | Existing | RYB | LV FUSE SWITCH |  | CLOSED | IEC MIDDLE CURVE | FUSES | SPARE |  |  |  | 250.000 A |  |  | 3
384274843 | TNB | DISTRIBUTION | KUALA SELANGOR | Existing | RYB | LV FUSE SWITCH |  | CLOSED | IEC MIDDLE CURVE | FUSES | SPARE |  |  |  | 250.000 A |  |  | 3
384274867 | TNB | DISTRIBUTION | KUALA SELANGOR | Existing | RYB | LV FUSE SWITCH |  | CLOSED | IEC MIDDLE CURVE | FUSES | SPARE |  |  |  | 250.000 A |  |  | 3
384274874 | TNB | DISTRIBUTION | KUALA SELANGOR | Existing | RYB | LV FUSE SWITCH |  | CLOSED | IEC MIDDLE CURVE | FUSES | SPARE |  |  |  | 250.000 A |  |  | 3
384274878 | TNB | DISTRIBUTION | KUALA SELANGOR | Existing | RYB | LV FUSE SWITCH |  | CLOSED | IEC MIDDLE CURVE | FUSES | SPARE |  |  |  | 250.000 A |  |  | 3
384274886 | TNB | DISTRIBUTION | KUALA SELANGOR | Existing | RYB | LV FUSE SWITCH |  | CLOSED | IEC MIDDLE CURVE | FUSES | SPARE |  |  |  | 250.000 A |  |  | 3
384274891 | TNB | DISTRIBUTION | KUALA SELANGOR | Existing | RYB | LV FUSE SWITCH |  | CLOSED | IEC MIDDLE CURVE | FUSES | SPARE |  |  |  | 250.000 A |  |  | 3
384274905 | TNB | DISTRIBUTION | KUALA SELANGOR | Existing | RYB | LV FUSE SWITCH |  | CLOSED | IEC MIDDLE CURVE | FUSES | SPARE |  |  |  | 250.000 A |  |  | 3
384888564 | TNB | DISTRIBUTION | KUALA SELANGOR | Existing | RYB | LV FUSE SWITCH |  | CLOSED | IEC MIDDLE CURVE | FUSES | SPARE |  |  |  | 250.000 A |  |  | 3
384888581 | TNB | DISTRIBUTION | KUALA SELANGOR | Existing | RYB | LV FUSE SWITCH |  | CLOSED | IEC MIDDLE CURVE | FUSES | SPARE |  |  |  | 250.000 A |  |  | 3
384888585 | TNB | DISTRIBUTION | KUALA SELANGOR | Existing | RYB | LV FUSE SWITCH |  | CLOSED | IEC MIDDLE CURVE | FUSES | SPARE |  |  |  | 250.000 A |  |  | 3
384888591 | TNB | DISTRIBUTION | KUALA SELANGOR | Existing | RYB | LV FUSE SWITCH |  | CLOSED | IEC MIDDLE CURVE | FUSES | SPARE |  |  |  | 250.000 A |  |  | 3
384888598 | TNB | DISTRIBUTION | KUALA SELANGOR | Existing | RYB | LV FUSE SWITCH |  | CLOSED | IEC MIDDLE CURVE | FUSES | SPARE |  |  |  | 250.000 A |  |  | 3
384888605 | TNB | DISTRIBUTION | KUALA SELANGOR | Existing | RYB | LV FUSE SWITCH |  | CLOSED | IEC MIDDLE CURVE | FUSES | SPARE |  |  |  | 250.000 A |  |  | 3
384888612 | TNB | DISTRIBUTION | KUALA SELANGOR | Existing | RYB | LV FUSE SWITCH |  | CLOSED | IEC MIDDLE CURVE | FUSES | SPARE |  |  |  | 250.000 A |  |  | 3
384888617 | TNB | DISTRIBUTION | KUALA SELANGOR | Existing | RYB | LV FUSE SWITCH |  | CLOSED | IEC MIDDLE CURVE | FUSES | SPARE |  |  |  | 250.000 A |  |  | 3
384888637 | TNB | DISTRIBUTION | KUALA SELANGOR | Existing | RYB | LV FUSE SWITCH |  | CLOSED | IEC MIDDLE CURVE | FUSES | SPARE |  |  |  | 250.000 A |  |  | 3
384888649 | TNB | DISTRIBUTION | KUALA SELANGOR | Existing | RYB | LV FUSE SWITCH |  | CLOSED | IEC MIDDLE CURVE | FUSES | SPARE |  |  |  | 250.000 A |  |  | 3
384888722 | TNB | DISTRIBUTION | KUALA SELANGOR | Existing | RYB | LV FUSE SWITCH |  | CLOSED | IEC MIDDLE CURVE | FUSES | SPARE |  |  |  | 250.000 A |  |  | 3
384888736 | TNB | DISTRIBUTION | KUALA SELANGOR | Existing | RYB | LV FUSE SWITCH |  | CLOSED | IEC MIDDLE CURVE | FUSES | SPARE |  |  |  | 250.000 A |  |  | 3
384888743 | TNB | DISTRIBUTION | KUALA SELANGOR | Existing | RYB | LV FUSE SWITCH |  | CLOSED | IEC MIDDLE CURVE | FUSES | SPARE |  |  |  | 250.000 A |  |  | 3
384888748 | TNB | DISTRIBUTION | KUALA SELANGOR | Existing | RYB | LV FUSE SWITCH |  | CLOSED | IEC MIDDLE CURVE | FUSES | SPARE |  |  |  | 250.000 A |  |  | 3
384888754 | TNB | DISTRIBUTION | KUALA SELANGOR | Existing | RYB | LV FUSE SWITCH |  | CLOSED | IEC MIDDLE CURVE | FUSES | SPARE |  |  |  | 250.000 A |  |  | 3
384888766 | TNB | DISTRIBUTION | KUALA SELANGOR | Existing | RYB | LV FUSE SWITCH |  | CLOSED | IEC MIDDLE CURVE | FUSES | SPARE |  |  |  | 250.000 A |  |  | 3
384888774 | TNB | DISTRIBUTION | KUALA SELANGOR | Existing | RYB | LV FUSE SWITCH |  | CLOSED | IEC MIDDLE CURVE | FUSES | SPARE |  |  |  | 250.000 A |  |  | 3
384888792 | TNB | DISTRIBUTION | KUALA SELANGOR | Existing | RYB | LV FUSE SWITCH |  | CLOSED | IEC MIDDLE CURVE | FUSES | SPARE |  |  |  | 250.000 A |  |  | 3
384892899 | TNB | DISTRIBUTION | KUALA SELANGOR | Existing | RYB | LV FUSE SWITCH | LVDB | CLOSED | IEC MIDDLE CURVE | FUSES | SPARE |  |  |  | 250.000 A |  |  | 3
384892913 | TNB | DISTRIBUTION | KUALA SELANGOR | Existing | RYB | LV FUSE SWITCH | LVDB | CLOSED | IEC MIDDLE CURVE | FUSES | SPARE |  |  |  | 250.000 A |  |  | 3
384892920 | TNB | DISTRIBUTION | KUALA SELANGOR | Existing | RYB | LV FUSE SWITCH | LVDB | CLOSED | IEC MIDDLE CURVE | FUSES | SPARE |  |  |  | 250.000 A |  |  | 3
384892925 | TNB | DISTRIBUTION | KUALA SELANGOR | Existing | RYB | LV FUSE SWITCH | LVDB | CLOSED | IEC MIDDLE CURVE | FUSES | SPARE |  |  |  | 250.000 A |  |  | 3
384892931 | TNB | DISTRIBUTION | KUALA SELANGOR | Existing | RYB | LV FUSE SWITCH | LVDB | CLOSED | IEC MIDDLE CURVE | FUSES | SPARE |  |  |  | 250.000 A |  |  | 3
384892943 | TNB | DISTRIBUTION | KUALA SELANGOR | Existing | RYB | LV FUSE SWITCH | LVDB | CLOSED | IEC MIDDLE CURVE | FUSES | SPARE |  |  |  | 250.000 A |  |  | 3
384892951 | TNB | DISTRIBUTION | KUALA SELANGOR | Existing | RYB | LV FUSE SWITCH | LVDB | CLOSED | IEC MIDDLE CURVE | FUSES | SPARE |  |  |  | 250.000 A |  |  | 3
384892969 | TNB | DISTRIBUTION | KUALA SELANGOR | Existing | RYB | LV FUSE SWITCH | LVDB | CLOSED | IEC MIDDLE CURVE | FUSES | SPARE |  |  |  | 250.000 A |  |  | 3
384893035 | TNB | DISTRIBUTION | KUALA SELANGOR | Existing | RYB | LV FUSE SWITCH | LVDB | CLOSED | IEC MIDDLE CURVE | FUSES | SPARE |  |  |  | 250.000 A |  |  | 3
384893049 | TNB | DISTRIBUTION | KUALA SELANGOR | Existing | RYB | LV FUSE SWITCH | LVDB | CLOSED | IEC MIDDLE CURVE | FUSES | SPARE |  |  |  | 250.000 A |  |  | 3
384893056 | TNB | DISTRIBUTION | KUALA SELANGOR | Existing | RYB | LV FUSE SWITCH | LVDB | CLOSED | IEC MIDDLE CURVE | FUSES | SPARE |  |  |  | 250.000 A |  |  | 3
384893061 | TNB | DISTRIBUTION | KUALA SELANGOR | Existing | RYB | LV FUSE SWITCH | LVDB | CLOSED | IEC MIDDLE CURVE | FUSES | SPARE |  |  |  | 250.000 A |  |  | 3
384893067 | TNB | DISTRIBUTION | KUALA SELANGOR | Existing | RYB | LV FUSE SWITCH | LVDB | CLOSED | IEC MIDDLE CURVE | FUSES | SPARE |  |  |  | 250.000 A |  |  | 3
384893079 | TNB | DISTRIBUTION | KUALA SELANGOR | Existing | RYB | LV FUSE SWITCH | LVDB | CLOSED | IEC MIDDLE CURVE | FUSES | SPARE |  |  |  | 250.000 A |  |  | 3
384893087 | TNB | DISTRIBUTION | KUALA SELANGOR | Existing | RYB | LV FUSE SWITCH | LVDB | CLOSED | IEC MIDDLE CURVE | FUSES | SPARE |  |  |  | 250.000 A |  |  | 3
384893105 | TNB | DISTRIBUTION | KUALA SELANGOR | Existing | RYB | LV FUSE SWITCH | LVDB | CLOSED | IEC MIDDLE CURVE | FUSES | SPARE |  |  |  | 250.000 A |  |  | 3
384893411 | TNB | DISTRIBUTION | KUALA SELANGOR | Existing | RYB | LV FUSE SWITCH | LVDB | CLOSED | IEC MIDDLE CURVE | FUSES | SPARE |  |  |  | 250.000 A |  |  | 3
384893425 | TNB | DISTRIBUTION | KUALA SELANGOR | Existing | RYB | LV FUSE SWITCH | LVDB | CLOSED | IEC MIDDLE CURVE | FUSES | SPARE |  |  |  | 250.000 A |  |  | 3
384893432 | TNB | DISTRIBUTION | KUALA SELANGOR | Existing | RYB | LV FUSE SWITCH | LVDB | CLOSED | IEC MIDDLE CURVE | FUSES | SPARE |  |  |  | 250.000 A |  |  | 3
384893437 | TNB | DISTRIBUTION | KUALA SELANGOR | Existing | RYB | LV FUSE SWITCH | LVDB | CLOSED | IEC MIDDLE CURVE | FUSES | SPARE |  |  |  | 250.000 A |  |  | 3
384893443 | TNB | DISTRIBUTION | KUALA SELANGOR | Existing | RYB | LV FUSE SWITCH | LVDB | CLOSED | IEC MIDDLE CURVE | FUSES | SPARE |  |  |  | 250.000 A |  |  | 3
384893455 | TNB | DISTRIBUTION | KUALA SELANGOR | Existing | RYB | LV FUSE SWITCH | LVDB | CLOSED | IEC MIDDLE CURVE | FUSES | SPARE |  |  |  | 250.000 A |  |  | 3
384893463 | TNB | DISTRIBUTION | KUALA SELANGOR | Existing | RYB | LV FUSE SWITCH | LVDB | CLOSED | IEC MIDDLE CURVE | FUSES | SPARE |  |  |  | 250.000 A |  |  | 3
384893481 | TNB | DISTRIBUTION | KUALA SELANGOR | Existing | RYB | LV FUSE SWITCH | LVDB | CLOSED | IEC MIDDLE CURVE | FUSES | SPARE |  |  |  | 250.000 A |  |  | 3
384893542 | TNB | DISTRIBUTION | KUALA SELANGOR | Existing | RYB | LV FUSE SWITCH | LVDB | CLOSED | IEC MIDDLE CURVE | FUSES | SPARE |  |  |  | 250.000 A |  |  | 3
384893556 | TNB | DISTRIBUTION | KUALA SELANGOR | Existing | RYB | LV FUSE SWITCH | LVDB | CLOSED | IEC MIDDLE CURVE | FUSES | SPARE |  |  |  | 250.000 A |  |  | 3
384893563 | TNB | DISTRIBUTION | KUALA SELANGOR | Existing | RYB | LV FUSE SWITCH | LVDB | CLOSED | IEC MIDDLE CURVE | FUSES | SPARE |  |  |  | 250.000 A |  |  | 3
384893568 | TNB | DISTRIBUTION | KUALA SELANGOR | Existing | RYB | LV FUSE SWITCH | LVDB | CLOSED | IEC MIDDLE CURVE | FUSES | SPARE |  |  |  | 250.000 A |  |  | 3
384893574 | TNB | DISTRIBUTION | KUALA SELANGOR | Existing | RYB | LV FUSE SWITCH | LVDB | CLOSED | IEC MIDDLE CURVE | FUSES | SPARE |  |  |  | 250.000 A |  |  | 3
384893586 | TNB | DISTRIBUTION | KUALA SELANGOR | Existing | RYB | LV FUSE SWITCH | LVDB | CLOSED | IEC MIDDLE CURVE | FUSES | SPARE |  |  |  | 250.000 A |  |  | 3
384893594 | TNB | DISTRIBUTION | KUALA SELANGOR | Existing | RYB | LV FUSE SWITCH | LVDB | CLOSED | IEC MIDDLE CURVE | FUSES | SPARE |  |  |  | 250.000 A |  |  | 3
384893612 | TNB | DISTRIBUTION | KUALA SELANGOR | Existing | RYB | LV FUSE SWITCH | LVDB | CLOSED | IEC MIDDLE CURVE | FUSES | SPARE |  |  |  | 250.000 A |  |  | 3
384965728 | TNB | DISTRIBUTION | KUALA SELANGOR | Existing | RYB | LV FUSE SWITCH |  | CLOSED | IEC MIDDLE CURVE | FUSES | SPARE |  |  |  | 250.000 A |  |  | 3
384965742 | TNB | DISTRIBUTION | KUALA SELANGOR | Existing | RYB | LV FUSE SWITCH |  | CLOSED | IEC MIDDLE CURVE | FUSES | SPARE |  |  |  | 250.000 A |  |  | 3
384965749 | TNB | DISTRIBUTION | KUALA SELANGOR | Existing | RYB | LV FUSE SWITCH |  | CLOSED | IEC MIDDLE CURVE | FUSES | SPARE |  |  |  | 250.000 A |  |  | 3
384965754 | TNB | DISTRIBUTION | KUALA SELANGOR | Existing | RYB | LV FUSE SWITCH |  | CLOSED | IEC MIDDLE CURVE | FUSES | SPARE |  |  |  | 250.000 A |  |  | 3
384965760 | TNB | DISTRIBUTION | KUALA SELANGOR | Existing | RYB | LV FUSE SWITCH |  | CLOSED | IEC MIDDLE CURVE | FUSES | SPARE |  |  |  | 250.000 A |  |  | 3
384965772 | TNB | DISTRIBUTION | KUALA SELANGOR | Existing | RYB | LV FUSE SWITCH |  | CLOSED | IEC MIDDLE CURVE | FUSES | SPARE |  |  |  | 250.000 A |  |  | 3
384965780 | TNB | DISTRIBUTION | KUALA SELANGOR | Existing | RYB | LV FUSE SWITCH |  | CLOSED | IEC MIDDLE CURVE | FUSES | SPARE |  |  |  | 250.000 A |  |  | 3
384965798 | TNB | DISTRIBUTION | KUALA SELANGOR | Existing | RYB | LV FUSE SWITCH |  | CLOSED | IEC MIDDLE CURVE | FUSES | SPARE |  |  |  | 250.000 A |  |  | 3
385030113 | TNB | DISTRIBUTION | KUALA SELANGOR | Existing | RYB | LV FUSE SWITCH |  | CLOSED | IEC MIDDLE CURVE | FUSES | SPARE |  |  |  | 250.000 A |  |  | 3
385030127 | TNB | DISTRIBUTION | KUALA SELANGOR | Existing | RYB | LV FUSE SWITCH |  | CLOSED | IEC MIDDLE CURVE | FUSES | SPARE |  |  |  | 250.000 A |  |  | 3
385030134 | TNB | DISTRIBUTION | KUALA SELANGOR | Existing | RYB | LV FUSE SWITCH |  | CLOSED | IEC MIDDLE CURVE | FUSES | SPARE |  |  |  | 250.000 A |  |  | 3
385030139 | TNB | DISTRIBUTION | KUALA SELANGOR | Existing | RYB | LV FUSE SWITCH |  | CLOSED | IEC MIDDLE CURVE | FUSES | SPARE |  |  |  | 250.000 A |  |  | 3
385030145 | TNB | DISTRIBUTION | KUALA SELANGOR | Existing | RYB | LV FUSE SWITCH |  | CLOSED | IEC MIDDLE CURVE | FUSES | SPARE |  |  |  | 250.000 A |  |  | 3
385030157 | TNB | DISTRIBUTION | KUALA SELANGOR | Existing | RYB | LV FUSE SWITCH |  | CLOSED | IEC MIDDLE CURVE | FUSES | SPARE |  |  |  | 250.000 A |  |  | 3
385030165 | TNB | DISTRIBUTION | KUALA SELANGOR | Existing | RYB | LV FUSE SWITCH |  | CLOSED | IEC MIDDLE CURVE | FUSES | SPARE |  |  |  | 250.000 A |  |  | 3
385030183 | TNB | DISTRIBUTION | KUALA SELANGOR | Existing | RYB | LV FUSE SWITCH |  | CLOSED | IEC MIDDLE CURVE | FUSES | SPARE |  |  |  | 250.000 A |  |  | 3
385030235 | TNB | DISTRIBUTION | KUALA SELANGOR | Existing | RYB | LV FUSE SWITCH |  | CLOSED | IEC MIDDLE CURVE | FUSES | SPARE |  |  |  | 250.000 A |  |  | 3
385030249 | TNB | DISTRIBUTION | KUALA SELANGOR | Existing | RYB | LV FUSE SWITCH |  | CLOSED | IEC MIDDLE CURVE | FUSES | SPARE |  |  |  | 250.000 A |  |  | 3
385030256 | TNB | DISTRIBUTION | KUALA SELANGOR | Existing | RYB | LV FUSE SWITCH |  | CLOSED | IEC MIDDLE CURVE | FUSES | SPARE |  |  |  | 250.000 A |  |  | 3
385030261 | TNB | DISTRIBUTION | KUALA SELANGOR | Existing | RYB | LV FUSE SWITCH |  | CLOSED | IEC MIDDLE CURVE | FUSES | SPARE |  |  |  | 250.000 A |  |  | 3
385030267 | TNB | DISTRIBUTION | KUALA SELANGOR | Existing | RYB | LV FUSE SWITCH |  | CLOSED | IEC MIDDLE CURVE | FUSES | SPARE |  |  |  | 250.000 A |  |  | 3
385030279 | TNB | DISTRIBUTION | KUALA SELANGOR | Existing | RYB | LV FUSE SWITCH |  | CLOSED | IEC MIDDLE CURVE | FUSES | SPARE |  |  |  | 250.000 A |  |  | 3
385030287 | TNB | DISTRIBUTION | KUALA SELANGOR | Existing | RYB | LV FUSE SWITCH |  | CLOSED | IEC MIDDLE CURVE | FUSES | SPARE |  |  |  | 250.000 A |  |  | 3
385030305 | TNB | DISTRIBUTION | KUALA SELANGOR | Existing | RYB | LV FUSE SWITCH |  | CLOSED | IEC MIDDLE CURVE | FUSES | SPARE |  |  |  | 250.000 A |  |  | 3
385502582 | TNB | DISTRIBUTION | KUALA SELANGOR | Existing | RYB | LV FUSE SWITCH |  | CLOSED | IEC MIDDLE CURVE | FUSES | SPARE |  |  |  | 250.000 A |  |  | 3
385502596 | TNB | DISTRIBUTION | KUALA SELANGOR | Existing | RYB | LV FUSE SWITCH |  | CLOSED | IEC MIDDLE CURVE | FUSES | SPARE |  |  |  | 250.000 A |  |  | 3
385502603 | TNB | DISTRIBUTION | KUALA SELANGOR | Existing | RYB | LV FUSE SWITCH |  | CLOSED | IEC MIDDLE CURVE | FUSES | SPARE |  |  |  | 250.000 A |  |  | 3
385502608 | TNB | DISTRIBUTION | KUALA SELANGOR | Existing | RYB | LV FUSE SWITCH |  | CLOSED | IEC MIDDLE CURVE | FUSES | SPARE |  |  |  | 250.000 A |  |  | 3
385502614 | TNB | DISTRIBUTION | KUALA SELANGOR | Existing | RYB | LV FUSE SWITCH |  | CLOSED | IEC MIDDLE CURVE | FUSES | SPARE |  |  |  | 250.000 A |  |  | 3
385502626 | TNB | DISTRIBUTION | KUALA SELANGOR | Existing | RYB | LV FUSE SWITCH |  | CLOSED | IEC MIDDLE CURVE | FUSES | SPARE |  |  |  | 250.000 A |  |  | 3
385502634 | TNB | DISTRIBUTION | KUALA SELANGOR | Existing | RYB | LV FUSE SWITCH |  | CLOSED | IEC MIDDLE CURVE | FUSES | SPARE |  |  |  | 250.000 A |  |  | 3
385502652 | TNB | DISTRIBUTION | KUALA SELANGOR | Existing | RYB | LV FUSE SWITCH |  | CLOSED | IEC MIDDLE CURVE | FUSES | SPARE |  |  |  | 250.000 A |  |  | 3
385502659 | TNB | DISTRIBUTION | KUALA SELANGOR | Existing | RYB | LV FUSE SWITCH |  | CLOSED | IEC MIDDLE CURVE | FUSES | SPARE |  |  |  | 250.000 A |  |  | 3
385502673 | TNB | DISTRIBUTION | KUALA SELANGOR | Existing | RYB | LV FUSE SWITCH |  | CLOSED | IEC MIDDLE CURVE | FUSES | SPARE |  |  |  | 250.000 A |  |  | 3
385502680 | TNB | DISTRIBUTION | KUALA SELANGOR | Existing | RYB | LV FUSE SWITCH |  | CLOSED | IEC MIDDLE CURVE | FUSES | SPARE |  |  |  | 250.000 A |  |  | 3
385502685 | TNB | DISTRIBUTION | KUALA SELANGOR | Existing | RYB | LV FUSE SWITCH |  | CLOSED | IEC MIDDLE CURVE | FUSES | SPARE |  |  |  | 250.000 A |  |  | 3
385502691 | TNB | DISTRIBUTION | KUALA SELANGOR | Existing | RYB | LV FUSE SWITCH |  | CLOSED | IEC MIDDLE CURVE | FUSES | SPARE |  |  |  | 250.000 A |  |  | 3
385502703 | TNB | DISTRIBUTION | KUALA SELANGOR | Existing | RYB | LV FUSE SWITCH |  | CLOSED | IEC MIDDLE CURVE | FUSES | SPARE |  |  |  | 250.000 A |  |  | 3
385502711 | TNB | DISTRIBUTION | KUALA SELANGOR | Existing | RYB | LV FUSE SWITCH |  | CLOSED | IEC MIDDLE CURVE | FUSES | SPARE |  |  |  | 250.000 A |  |  | 3
385502729 | TNB | DISTRIBUTION | KUALA SELANGOR | Existing | RYB | LV FUSE SWITCH |  | CLOSED | IEC MIDDLE CURVE | FUSES | SPARE |  |  |  | 250.000 A |  |  | 3
385502813 | TNB | DISTRIBUTION | KUALA SELANGOR | Existing | RYB | LV FUSE SWITCH |  | CLOSED | IEC MIDDLE CURVE | FUSES | SPARE |  |  |  | 250.000 A |  |  | 3
385502827 | TNB | DISTRIBUTION | KUALA SELANGOR | Existing | RYB | LV FUSE SWITCH |  | CLOSED | IEC MIDDLE CURVE | FUSES | SPARE |  |  |  | 250.000 A |  |  | 3
385502834 | TNB | DISTRIBUTION | KUALA SELANGOR | Existing | RYB | LV FUSE SWITCH |  | CLOSED | IEC MIDDLE CURVE | FUSES | SPARE |  |  |  | 250.000 A |  |  | 3
385502839 | TNB | DISTRIBUTION | KUALA SELANGOR | Existing | RYB | LV FUSE SWITCH |  | CLOSED | IEC MIDDLE CURVE | FUSES | SPARE |  |  |  | 250.000 A |  |  | 3
385502845 | TNB | DISTRIBUTION | KUALA SELANGOR | Existing | RYB | LV FUSE SWITCH |  | CLOSED | IEC MIDDLE CURVE | FUSES | SPARE |  |  |  | 250.000 A |  |  | 3
385502857 | TNB | DISTRIBUTION | KUALA SELANGOR | Existing | RYB | LV FUSE SWITCH |  | CLOSED | IEC MIDDLE CURVE | FUSES | SPARE |  |  |  | 250.000 A |  |  | 3
385502865 | TNB | DISTRIBUTION | KUALA SELANGOR | Existing | RYB | LV FUSE SWITCH |  | CLOSED | IEC MIDDLE CURVE | FUSES | SPARE |  |  |  | 250.000 A |  |  | 3
385502883 | TNB | DISTRIBUTION | KUALA SELANGOR | Existing | RYB | LV FUSE SWITCH |  | CLOSED | IEC MIDDLE CURVE | FUSES | SPARE |  |  |  | 250.000 A |  |  | 3
385502890 | TNB | DISTRIBUTION | KUALA SELANGOR | Existing | RYB | LV FUSE SWITCH |  | CLOSED | IEC MIDDLE CURVE | FUSES | SPARE |  |  |  | 250.000 A |  |  | 3
385502904 | TNB | DISTRIBUTION | KUALA SELANGOR | Existing | RYB | LV FUSE SWITCH |  | CLOSED | IEC MIDDLE CURVE | FUSES | SPARE |  |  |  | 250.000 A |  |  | 3
385502911 | TNB | DISTRIBUTION | KUALA SELANGOR | Existing | RYB | LV FUSE SWITCH |  | CLOSED | IEC MIDDLE CURVE | FUSES | SPARE |  |  |  | 250.000 A |  |  | 3
385502916 | TNB | DISTRIBUTION | KUALA SELANGOR | Existing | RYB | LV FUSE SWITCH |  | CLOSED | IEC MIDDLE CURVE | FUSES | SPARE |  |  |  | 250.000 A |  |  | 3
385502922 | TNB | DISTRIBUTION | KUALA SELANGOR | Existing | RYB | LV FUSE SWITCH |  | CLOSED | IEC MIDDLE CURVE | FUSES | SPARE |  |  |  | 250.000 A |  |  | 3
385502934 | TNB | DISTRIBUTION | KUALA SELANGOR | Existing | RYB | LV FUSE SWITCH |  | CLOSED | IEC MIDDLE CURVE | FUSES | SPARE |  |  |  | 250.000 A |  |  | 3
385502942 | TNB | DISTRIBUTION | KUALA SELANGOR | Existing | RYB | LV FUSE SWITCH |  | CLOSED | IEC MIDDLE CURVE | FUSES | SPARE |  |  |  | 250.000 A |  |  | 3
385502960 | TNB | DISTRIBUTION | KUALA SELANGOR | Existing | RYB | LV FUSE SWITCH |  | CLOSED | IEC MIDDLE CURVE | FUSES | SPARE |  |  |  | 250.000 A |  |  | 3
385503254 | TNB | DISTRIBUTION | KUALA SELANGOR | Existing | RYB | LV FUSE SWITCH |  | CLOSED | IEC MIDDLE CURVE | FUSES | SPARE |  |  |  | 250.000 A |  |  | 3
385503268 | TNB | DISTRIBUTION | KUALA SELANGOR | Existing | RYB | LV FUSE SWITCH |  | CLOSED | IEC MIDDLE CURVE | FUSES | SPARE |  |  |  | 250.000 A |  |  | 3
385503275 | TNB | DISTRIBUTION | KUALA SELANGOR | Existing | RYB | LV FUSE SWITCH |  | CLOSED | IEC MIDDLE CURVE | FUSES | SPARE |  |  |  | 250.000 A |  |  | 3
385503280 | TNB | DISTRIBUTION | KUALA SELANGOR | Existing | RYB | LV FUSE SWITCH |  | CLOSED | IEC MIDDLE CURVE | FUSES | SPARE |  |  |  | 250.000 A |  |  | 3
385503286 | TNB | DISTRIBUTION | KUALA SELANGOR | Existing | RYB | LV FUSE SWITCH |  | CLOSED | IEC MIDDLE CURVE | FUSES | SPARE |  |  |  | 250.000 A |  |  | 3
385503298 | TNB | DISTRIBUTION | KUALA SELANGOR | Existing | RYB | LV FUSE SWITCH |  | CLOSED | IEC MIDDLE CURVE | FUSES | SPARE |  |  |  | 250.000 A |  |  | 3
385503306 | TNB | DISTRIBUTION | KUALA SELANGOR | Existing | RYB | LV FUSE SWITCH |  | CLOSED | IEC MIDDLE CURVE | FUSES | SPARE |  |  |  | 250.000 A |  |  | 3
385503324 | TNB | DISTRIBUTION | KUALA SELANGOR | Existing | RYB | LV FUSE SWITCH |  | CLOSED | IEC MIDDLE CURVE | FUSES | SPARE |  |  |  | 250.000 A |  |  | 3
385503331 | TNB | DISTRIBUTION | KUALA SELANGOR | Existing | RYB | LV FUSE SWITCH |  | CLOSED | IEC MIDDLE CURVE | FUSES | SPARE |  |  |  | 250.000 A |  |  | 3
385503345 | TNB | DISTRIBUTION | KUALA SELANGOR | Existing | RYB | LV FUSE SWITCH |  | CLOSED | IEC MIDDLE CURVE | FUSES | SPARE |  |  |  | 250.000 A |  |  | 3
385503352 | TNB | DISTRIBUTION | KUALA SELANGOR | Existing | RYB | LV FUSE SWITCH |  | CLOSED | IEC MIDDLE CURVE | FUSES | SPARE |  |  |  | 250.000 A |  |  | 3
385503357 | TNB | DISTRIBUTION | KUALA SELANGOR | Existing | RYB | LV FUSE SWITCH |  | CLOSED | IEC MIDDLE CURVE | FUSES | SPARE |  |  |  | 250.000 A |  |  | 3
385503363 | TNB | DISTRIBUTION | KUALA SELANGOR | Existing | RYB | LV FUSE SWITCH |  | CLOSED | IEC MIDDLE CURVE | FUSES | SPARE |  |  |  | 250.000 A |  |  | 3
385503375 | TNB | DISTRIBUTION | KUALA SELANGOR | Existing | RYB | LV FUSE SWITCH |  | CLOSED | IEC MIDDLE CURVE | FUSES | SPARE |  |  |  | 250.000 A |  |  | 3
385503383 | TNB | DISTRIBUTION | KUALA SELANGOR | Existing | RYB | LV FUSE SWITCH |  | CLOSED | IEC MIDDLE CURVE | FUSES | SPARE |  |  |  | 250.000 A |  |  | 3
385503401 | TNB | DISTRIBUTION | KUALA SELANGOR | Existing | RYB | LV FUSE SWITCH |  | CLOSED | IEC MIDDLE CURVE | FUSES | SPARE |  |  |  | 250.000 A |  |  | 3
386034990 | TNB | DISTRIBUTION | KUALA SELANGOR | Existing | RYB | LV FUSE SWITCH |  | CLOSED | IEC MIDDLE CURVE | FUSES | SPARE |  |  |  | 250.000 A |  |  | 3
386035004 | TNB | DISTRIBUTION | KUALA SELANGOR | Existing | RYB | LV FUSE SWITCH |  | CLOSED | IEC MIDDLE CURVE | FUSES | SPARE |  |  |  | 250.000 A |  |  | 3
386035011 | TNB | DISTRIBUTION | KUALA SELANGOR | Existing | RYB | LV FUSE SWITCH |  | CLOSED | IEC MIDDLE CURVE | FUSES | SPARE |  |  |  | 250.000 A |  |  | 3
386035016 | TNB | DISTRIBUTION | KUALA SELANGOR | Existing | RYB | LV FUSE SWITCH |  | CLOSED | IEC MIDDLE CURVE | FUSES | SPARE |  |  |  | 250.000 A |  |  | 3
386035022 | TNB | DISTRIBUTION | KUALA SELANGOR | Existing | RYB | LV FUSE SWITCH |  | CLOSED | IEC MIDDLE CURVE | FUSES | SPARE |  |  |  | 250.000 A |  |  | 3
386035034 | TNB | DISTRIBUTION | KUALA SELANGOR | Existing | RYB | LV FUSE SWITCH |  | CLOSED | IEC MIDDLE CURVE | FUSES | SPARE |  |  |  | 250.000 A |  |  | 3
386035042 | TNB | DISTRIBUTION | KUALA SELANGOR | Existing | RYB | LV FUSE SWITCH |  | CLOSED | IEC MIDDLE CURVE | FUSES | SPARE |  |  |  | 250.000 A |  |  | 3
386035060 | TNB | DISTRIBUTION | KUALA SELANGOR | Existing | RYB | LV FUSE SWITCH |  | CLOSED | IEC MIDDLE CURVE | FUSES | SPARE |  |  |  | 250.000 A |  |  | 3
386035067 | TNB | DISTRIBUTION | KUALA SELANGOR | Existing | RYB | LV FUSE SWITCH |  | CLOSED | IEC MIDDLE CURVE | FUSES | SPARE |  |  |  | 250.000 A |  |  | 3
386035081 | TNB | DISTRIBUTION | KUALA SELANGOR | Existing | RYB | LV FUSE SWITCH |  | CLOSED | IEC MIDDLE CURVE | FUSES | SPARE |  |  |  | 250.000 A |  |  | 3
386035088 | TNB | DISTRIBUTION | KUALA SELANGOR | Existing | RYB | LV FUSE SWITCH |  | CLOSED | IEC MIDDLE CURVE | FUSES | SPARE |  |  |  | 250.000 A |  |  | 3
386035093 | TNB | DISTRIBUTION | KUALA SELANGOR | Existing | RYB | LV FUSE SWITCH |  | CLOSED | IEC MIDDLE CURVE | FUSES | SPARE |  |  |  | 250.000 A |  |  | 3
386035099 | TNB | DISTRIBUTION | KUALA SELANGOR | Existing | RYB | LV FUSE SWITCH |  | CLOSED | IEC MIDDLE CURVE | FUSES | SPARE |  |  |  | 250.000 A |  |  | 3
386035111 | TNB | DISTRIBUTION | KUALA SELANGOR | Existing | RYB | LV FUSE SWITCH |  | CLOSED | IEC MIDDLE CURVE | FUSES | SPARE |  |  |  | 250.000 A |  |  | 3
386035119 | TNB | DISTRIBUTION | KUALA SELANGOR | Existing | RYB | LV FUSE SWITCH |  | CLOSED | IEC MIDDLE CURVE | FUSES | SPARE |  |  |  | 250.000 A |  |  | 3
386035137 | TNB | DISTRIBUTION | KUALA SELANGOR | Existing | RYB | LV FUSE SWITCH |  | CLOSED | IEC MIDDLE CURVE | FUSES | SPARE |  |  |  | 250.000 A |  |  | 3
387817004 | TNB | DISTRIBUTION | KUALA SELANGOR | Existing | RYB | LV FUSE SWITCH | LVDB | CLOSED | IEC MIDDLE CURVE | FUSES | SPARE |  |  |  | 250.000 A |  |  | 3
387817018 | TNB | DISTRIBUTION | KUALA SELANGOR | Existing | RYB | LV FUSE SWITCH | LVDB | CLOSED | IEC MIDDLE CURVE | FUSES | SPARE |  |  |  | 250.000 A |  |  | 3
387817025 | TNB | DISTRIBUTION | KUALA SELANGOR | Existing | RYB | LV FUSE SWITCH | LVDB | CLOSED | IEC MIDDLE CURVE | FUSES | SPARE |  |  |  | 250.000 A |  |  | 3
387817030 | TNB | DISTRIBUTION | KUALA SELANGOR | Existing | RYB | LV FUSE SWITCH | LVDB | CLOSED | IEC MIDDLE CURVE | FUSES | SPARE |  |  |  | 250.000 A |  |  | 3
387817036 | TNB | DISTRIBUTION | KUALA SELANGOR | Existing | RYB | LV FUSE SWITCH | LVDB | CLOSED | IEC MIDDLE CURVE | FUSES | SPARE |  |  |  | 250.000 A |  |  | 3
387817048 | TNB | DISTRIBUTION | KUALA SELANGOR | Existing | RYB | LV FUSE SWITCH | LVDB | CLOSED | IEC MIDDLE CURVE | FUSES | SPARE |  |  |  | 250.000 A |  |  | 3
387817056 | TNB | DISTRIBUTION | KUALA SELANGOR | Existing | RYB | LV FUSE SWITCH | LVDB | CLOSED | IEC MIDDLE CURVE | FUSES | SPARE |  |  |  | 250.000 A |  |  | 3
387817074 | TNB | DISTRIBUTION | KUALA SELANGOR | Existing | RYB | LV FUSE SWITCH | LVDB | CLOSED | IEC MIDDLE CURVE | FUSES | SPARE |  |  |  | 250.000 A |  |  | 3
387817081 | TNB | DISTRIBUTION | KUALA SELANGOR | Existing | RYB | LV FUSE SWITCH | LVDB | CLOSED | IEC MIDDLE CURVE | FUSES | SPARE |  |  |  | 250.000 A |  |  | 3
387817095 | TNB | DISTRIBUTION | KUALA SELANGOR | Existing | RYB | LV FUSE SWITCH | LVDB | CLOSED | IEC MIDDLE CURVE | FUSES | SPARE |  |  |  | 250.000 A |  |  | 3
387817102 | TNB | DISTRIBUTION | KUALA SELANGOR | Existing | RYB | LV FUSE SWITCH | LVDB | CLOSED | IEC MIDDLE CURVE | FUSES | SPARE |  |  |  | 250.000 A |  |  | 3
387817107 | TNB | DISTRIBUTION | KUALA SELANGOR | Existing | RYB | LV FUSE SWITCH | LVDB | CLOSED | IEC MIDDLE CURVE | FUSES | SPARE |  |  |  | 250.000 A |  |  | 3
387817113 | TNB | DISTRIBUTION | KUALA SELANGOR | Existing | RYB | LV FUSE SWITCH | LVDB | CLOSED | IEC MIDDLE CURVE | FUSES | SPARE |  |  |  | 250.000 A |  |  | 3
387817125 | TNB | DISTRIBUTION | KUALA SELANGOR | Existing | RYB | LV FUSE SWITCH | LVDB | CLOSED | IEC MIDDLE CURVE | FUSES | SPARE |  |  |  | 250.000 A |  |  | 3
387817133 | TNB | DISTRIBUTION | KUALA SELANGOR | Existing | RYB | LV FUSE SWITCH | LVDB | CLOSED | IEC MIDDLE CURVE | FUSES | SPARE |  |  |  | 250.000 A |  |  | 3
387817151 | TNB | DISTRIBUTION | KUALA SELANGOR | Existing | RYB | LV FUSE SWITCH | LVDB | CLOSED | IEC MIDDLE CURVE | FUSES | SPARE |  |  |  | 250.000 A |  |  | 3
387817213 | TNB | DISTRIBUTION | KUALA SELANGOR | Existing | RYB | LV FUSE SWITCH | LVDB | CLOSED | IEC MIDDLE CURVE | FUSES | SPARE |  |  |  | 250.000 A |  |  | 3
387817227 | TNB | DISTRIBUTION | KUALA SELANGOR | Existing | RYB | LV FUSE SWITCH | LVDB | CLOSED | IEC MIDDLE CURVE | FUSES | SPARE |  |  |  | 250.000 A |  |  | 3
387817234 | TNB | DISTRIBUTION | KUALA SELANGOR | Existing | RYB | LV FUSE SWITCH | LVDB | CLOSED | IEC MIDDLE CURVE | FUSES | SPARE |  |  |  | 250.000 A |  |  | 3
387817239 | TNB | DISTRIBUTION | KUALA SELANGOR | Existing | RYB | LV FUSE SWITCH | LVDB | CLOSED | IEC MIDDLE CURVE | FUSES | SPARE |  |  |  | 250.000 A |  |  | 3
387817245 | TNB | DISTRIBUTION | KUALA SELANGOR | Existing | RYB | LV FUSE SWITCH | LVDB | CLOSED | IEC MIDDLE CURVE | FUSES | SPARE |  |  |  | 250.000 A |  |  | 3
387817257 | TNB | DISTRIBUTION | KUALA SELANGOR | Existing | RYB | LV FUSE SWITCH | LVDB | CLOSED | IEC MIDDLE CURVE | FUSES | SPARE |  |  |  | 250.000 A |  |  | 3
387817265 | TNB | DISTRIBUTION | KUALA SELANGOR | Existing | RYB | LV FUSE SWITCH | LVDB | CLOSED | IEC MIDDLE CURVE | FUSES | SPARE |  |  |  | 250.000 A |  |  | 3
387817283 | TNB | DISTRIBUTION | KUALA SELANGOR | Existing | RYB | LV FUSE SWITCH | LVDB | CLOSED | IEC MIDDLE CURVE | FUSES | SPARE |  |  |  | 250.000 A |  |  | 3
387817394 | TNB | DISTRIBUTION | KUALA SELANGOR | Existing | RYB | LV FUSE SWITCH | LVDB | CLOSED | IEC MIDDLE CURVE | FUSES | SPARE |  |  |  | 250.000 A |  |  | 3
387817408 | TNB | DISTRIBUTION | KUALA SELANGOR | Existing | RYB | LV FUSE SWITCH | LVDB | CLOSED | IEC MIDDLE CURVE | FUSES | SPARE |  |  |  | 250.000 A |  |  | 3
387817415 | TNB | DISTRIBUTION | KUALA SELANGOR | Existing | RYB | LV FUSE SWITCH | LVDB | CLOSED | IEC MIDDLE CURVE | FUSES | SPARE |  |  |  | 250.000 A |  |  | 3
387817420 | TNB | DISTRIBUTION | KUALA SELANGOR | Existing | RYB | LV FUSE SWITCH | LVDB | CLOSED | IEC MIDDLE CURVE | FUSES | SPARE |  |  |  | 250.000 A |  |  | 3
387817426 | TNB | DISTRIBUTION | KUALA SELANGOR | Existing | RYB | LV FUSE SWITCH | LVDB | CLOSED | IEC MIDDLE CURVE | FUSES | SPARE |  |  |  | 250.000 A |  |  | 3
387817438 | TNB | DISTRIBUTION | KUALA SELANGOR | Existing | RYB | LV FUSE SWITCH | LVDB | CLOSED | IEC MIDDLE CURVE | FUSES | SPARE |  |  |  | 250.000 A |  |  | 3
387817446 | TNB | DISTRIBUTION | KUALA SELANGOR | Existing | RYB | LV FUSE SWITCH | LVDB | CLOSED | IEC MIDDLE CURVE | FUSES | SPARE |  |  |  | 250.000 A |  |  | 3
387817464 | TNB | DISTRIBUTION | KUALA SELANGOR | Existing | RYB | LV FUSE SWITCH | LVDB | CLOSED | IEC MIDDLE CURVE | FUSES | SPARE |  |  |  | 250.000 A |  |  | 3
387817471 | TNB | DISTRIBUTION | KUALA SELANGOR | Existing | RYB | LV FUSE SWITCH | LVDB | CLOSED | IEC MIDDLE CURVE | FUSES | SPARE |  |  |  | 250.000 A |  |  | 3
387817485 | TNB | DISTRIBUTION | KUALA SELANGOR | Existing | RYB | LV FUSE SWITCH | LVDB | CLOSED | IEC MIDDLE CURVE | FUSES | SPARE |  |  |  | 250.000 A |  |  | 3
387817492 | TNB | DISTRIBUTION | KUALA SELANGOR | Existing | RYB | LV FUSE SWITCH | LVDB | CLOSED | IEC MIDDLE CURVE | FUSES | SPARE |  |  |  | 250.000 A |  |  | 3
387817497 | TNB | DISTRIBUTION | KUALA SELANGOR | Existing | RYB | LV FUSE SWITCH | LVDB | CLOSED | IEC MIDDLE CURVE | FUSES | SPARE |  |  |  | 250.000 A |  |  | 3
387817503 | TNB | DISTRIBUTION | KUALA SELANGOR | Existing | RYB | LV FUSE SWITCH | LVDB | CLOSED | IEC MIDDLE CURVE | FUSES | SPARE |  |  |  | 250.000 A |  |  | 3
387817515 | TNB | DISTRIBUTION | KUALA SELANGOR | Existing | RYB | LV FUSE SWITCH | LVDB | CLOSED | IEC MIDDLE CURVE | FUSES | SPARE |  |  |  | 250.000 A |  |  | 3
387817523 | TNB | DISTRIBUTION | KUALA SELANGOR | Existing | RYB | LV FUSE SWITCH | LVDB | CLOSED | IEC MIDDLE CURVE | FUSES | SPARE |  |  |  | 250.000 A |  |  | 3
387817541 | TNB | DISTRIBUTION | KUALA SELANGOR | Existing | RYB | LV FUSE SWITCH | LVDB | CLOSED | IEC MIDDLE CURVE | FUSES | SPARE |  |  |  | 250.000 A |  |  | 3
388117544 | TNB | DISTRIBUTION | KUALA SELANGOR | Existing | RYB | LV FUSE SWITCH | LVDB | CLOSED | IEC MIDDLE CURVE | FUSES | SPARE |  |  |  | 250.000 A |  |  | 3
388117558 | TNB | DISTRIBUTION | KUALA SELANGOR | Existing | RYB | LV FUSE SWITCH | LVDB | CLOSED | IEC MIDDLE CURVE | FUSES | SPARE |  |  |  | 250.000 A |  |  | 3
388117565 | TNB | DISTRIBUTION | KUALA SELANGOR | Existing | RYB | LV FUSE SWITCH | LVDB | CLOSED | IEC MIDDLE CURVE | FUSES | SPARE |  |  |  | 250.000 A |  |  | 3
388117570 | TNB | DISTRIBUTION | KUALA SELANGOR | Existing | RYB | LV FUSE SWITCH | LVDB | CLOSED | IEC MIDDLE CURVE | FUSES | SPARE |  |  |  | 250.000 A |  |  | 3
388117576 | TNB | DISTRIBUTION | KUALA SELANGOR | Existing | RYB | LV FUSE SWITCH | LVDB | CLOSED | IEC MIDDLE CURVE | FUSES | SPARE |  |  |  | 250.000 A |  |  | 3
388117588 | TNB | DISTRIBUTION | KUALA SELANGOR | Existing | RYB | LV FUSE SWITCH | LVDB | CLOSED | IEC MIDDLE CURVE | FUSES | SPARE |  |  |  | 250.000 A |  |  | 3
388117596 | TNB | DISTRIBUTION | KUALA SELANGOR | Existing | RYB | LV FUSE SWITCH | LVDB | CLOSED | IEC MIDDLE CURVE | FUSES | SPARE |  |  |  | 250.000 A |  |  | 3
388117614 | TNB | DISTRIBUTION | KUALA SELANGOR | Existing | RYB | LV FUSE SWITCH | LVDB | CLOSED | IEC MIDDLE CURVE | FUSES | SPARE |  |  |  | 250.000 A |  |  | 3
388117621 | TNB | DISTRIBUTION | KUALA SELANGOR | Existing | RYB | LV FUSE SWITCH | LVDB | CLOSED | IEC MIDDLE CURVE | FUSES | SPARE |  |  |  | 250.000 A |  |  | 3
388117635 | TNB | DISTRIBUTION | KUALA SELANGOR | Existing | RYB | LV FUSE SWITCH | LVDB | CLOSED | IEC MIDDLE CURVE | FUSES | SPARE |  |  |  | 250.000 A |  |  | 3
388117642 | TNB | DISTRIBUTION | KUALA SELANGOR | Existing | RYB | LV FUSE SWITCH | LVDB | CLOSED | IEC MIDDLE CURVE | FUSES | SPARE |  |  |  | 250.000 A |  |  | 3
388117647 | TNB | DISTRIBUTION | KUALA SELANGOR | Existing | RYB | LV FUSE SWITCH | LVDB | CLOSED | IEC MIDDLE CURVE | FUSES | SPARE |  |  |  | 250.000 A |  |  | 3
388117653 | TNB | DISTRIBUTION | KUALA SELANGOR | Existing | RYB | LV FUSE SWITCH | LVDB | CLOSED | IEC MIDDLE CURVE | FUSES | SPARE |  |  |  | 250.000 A |  |  | 3
388117665 | TNB | DISTRIBUTION | KUALA SELANGOR | Existing | RYB | LV FUSE SWITCH | LVDB | CLOSED | IEC MIDDLE CURVE | FUSES | SPARE |  |  |  | 250.000 A |  |  | 3
388117673 | TNB | DISTRIBUTION | KUALA SELANGOR | Existing | RYB | LV FUSE SWITCH | LVDB | CLOSED | IEC MIDDLE CURVE | FUSES | SPARE |  |  |  | 250.000 A |  |  | 3
388117691 | TNB | DISTRIBUTION | KUALA SELANGOR | Existing | RYB | LV FUSE SWITCH | LVDB | CLOSED | IEC MIDDLE CURVE | FUSES | SPARE |  |  |  | 250.000 A |  |  | 3
389036460 | TNB | DISTRIBUTION | KUALA SELANGOR | Existing | RYB | LV FUSE SWITCH | LVDB | CLOSED | IEC MIDDLE CURVE | FUSES | SPARE |  |  |  | 250.000 A |  |  | 3
389036474 | TNB | DISTRIBUTION | KUALA SELANGOR | Existing | RYB | LV FUSE SWITCH | LVDB | CLOSED | IEC MIDDLE CURVE | FUSES | SPARE |  |  |  | 250.000 A |  |  | 3
389036481 | TNB | DISTRIBUTION | KUALA SELANGOR | Existing | RYB | LV FUSE SWITCH | LVDB | CLOSED | IEC MIDDLE CURVE | FUSES | SPARE |  |  |  | 250.000 A |  |  | 3
389036486 | TNB | DISTRIBUTION | KUALA SELANGOR | Existing | RYB | LV FUSE SWITCH | LVDB | CLOSED | IEC MIDDLE CURVE | FUSES | SPARE |  |  |  | 250.000 A |  |  | 3
389036492 | TNB | DISTRIBUTION | KUALA SELANGOR | Existing | RYB | LV FUSE SWITCH | LVDB | CLOSED | IEC MIDDLE CURVE | FUSES | SPARE |  |  |  | 250.000 A |  |  | 3
389036504 | TNB | DISTRIBUTION | KUALA SELANGOR | Existing | RYB | LV FUSE SWITCH | LVDB | CLOSED | IEC MIDDLE CURVE | FUSES | SPARE |  |  |  | 250.000 A |  |  | 3
389036512 | TNB | DISTRIBUTION | KUALA SELANGOR | Existing | RYB | LV FUSE SWITCH | LVDB | CLOSED | IEC MIDDLE CURVE | FUSES | SPARE |  |  |  | 250.000 A |  |  | 3
389036530 | TNB | DISTRIBUTION | KUALA SELANGOR | Existing | RYB | LV FUSE SWITCH | LVDB | CLOSED | IEC MIDDLE CURVE | FUSES | SPARE |  |  |  | 250.000 A |  |  | 3
390513576 | TNB | DISTRIBUTION | KUALA SELANGOR | Existing | RYB | LV FUSE SWITCH | LVDB | CLOSED | IEC MIDDLE CURVE | FUSES | SPARE |  |  |  | 250.000 A |  |  | 3
390513590 | TNB | DISTRIBUTION | KUALA SELANGOR | Existing | RYB | LV FUSE SWITCH | LVDB | CLOSED | IEC MIDDLE CURVE | FUSES | SPARE |  |  |  | 250.000 A |  |  | 3
390513597 | TNB | DISTRIBUTION | KUALA SELANGOR | Existing | RYB | LV FUSE SWITCH | LVDB | CLOSED | IEC MIDDLE CURVE | FUSES | SPARE |  |  |  | 250.000 A |  |  | 3
390513602 | TNB | DISTRIBUTION | KUALA SELANGOR | Existing | RYB | LV FUSE SWITCH | LVDB | CLOSED | IEC MIDDLE CURVE | FUSES | SPARE |  |  |  | 250.000 A |  |  | 3
390513608 | TNB | DISTRIBUTION | KUALA SELANGOR | Existing | RYB | LV FUSE SWITCH | LVDB | CLOSED | IEC MIDDLE CURVE | FUSES | SPARE |  |  |  | 250.000 A |  |  | 3
390513620 | TNB | DISTRIBUTION | KUALA SELANGOR | Existing | RYB | LV FUSE SWITCH | LVDB | CLOSED | IEC MIDDLE CURVE | FUSES | SPARE |  |  |  | 250.000 A |  |  | 3
390513628 | TNB | DISTRIBUTION | KUALA SELANGOR | Existing | RYB | LV FUSE SWITCH | LVDB | CLOSED | IEC MIDDLE CURVE | FUSES | SPARE |  |  |  | 250.000 A |  |  | 3
390513646 | TNB | DISTRIBUTION | KUALA SELANGOR | Existing | RYB | LV FUSE SWITCH | LVDB | CLOSED | IEC MIDDLE CURVE | FUSES | SPARE |  |  |  | 250.000 A |  |  | 3
390513701 | TNB | DISTRIBUTION | KUALA SELANGOR | Existing | RYB | LV FUSE SWITCH | LVDB | CLOSED | IEC MIDDLE CURVE | FUSES | SPARE |  |  |  | 250.000 A |  |  | 3
390513718 | TNB | DISTRIBUTION | KUALA SELANGOR | Existing | RYB | LV FUSE SWITCH | LVDB | CLOSED | IEC MIDDLE CURVE | FUSES | SPARE |  |  |  | 250.000 A |  |  | 3
390513722 | TNB | DISTRIBUTION | KUALA SELANGOR | Existing | RYB | LV FUSE SWITCH | LVDB | CLOSED | IEC MIDDLE CURVE | FUSES | SPARE |  |  |  | 250.000 A |  |  | 3
390513728 | TNB | DISTRIBUTION | KUALA SELANGOR | Existing | RYB | LV FUSE SWITCH | LVDB | CLOSED | IEC MIDDLE CURVE | FUSES | SPARE |  |  |  | 250.000 A |  |  | 3
390513735 | TNB | DISTRIBUTION | KUALA SELANGOR | Existing | RYB | LV FUSE SWITCH | LVDB | CLOSED | IEC MIDDLE CURVE | FUSES | SPARE |  |  |  | 250.000 A |  |  | 3
390513742 | TNB | DISTRIBUTION | KUALA SELANGOR | Existing | RYB | LV FUSE SWITCH | LVDB | CLOSED | IEC MIDDLE CURVE | FUSES | SPARE |  |  |  | 250.000 A |  |  | 3
390513749 | TNB | DISTRIBUTION | KUALA SELANGOR | Existing | RYB | LV FUSE SWITCH | LVDB | CLOSED | IEC MIDDLE CURVE | FUSES | SPARE |  |  |  | 250.000 A |  |  | 3
390513754 | TNB | DISTRIBUTION | KUALA SELANGOR | Existing | RYB | LV FUSE SWITCH | LVDB | CLOSED | IEC MIDDLE CURVE | FUSES | SPARE |  |  |  | 250.000 A |  |  | 3
390513774 | TNB | DISTRIBUTION | KUALA SELANGOR | Existing | RYB | LV FUSE SWITCH | LVDB | CLOSED | IEC MIDDLE CURVE | FUSES | SPARE |  |  |  | 250.000 A |  |  | 3
390513786 | TNB | DISTRIBUTION | KUALA SELANGOR | Existing | RYB | LV FUSE SWITCH | LVDB | CLOSED | IEC MIDDLE CURVE | FUSES | SPARE |  |  |  | 250.000 A |  |  | 3
390513845 | TNB | DISTRIBUTION | KUALA SELANGOR | Existing | RYB | LV FUSE SWITCH | LVDB | CLOSED | IEC MIDDLE CURVE | FUSES | SPARE |  |  |  | 250.000 A |  |  | 3
390513859 | TNB | DISTRIBUTION | KUALA SELANGOR | Existing | RYB | LV FUSE SWITCH | LVDB | CLOSED | IEC MIDDLE CURVE | FUSES | SPARE |  |  |  | 250.000 A |  |  | 3
390513866 | TNB | DISTRIBUTION | KUALA SELANGOR | Existing | RYB | LV FUSE SWITCH | LVDB | CLOSED | IEC MIDDLE CURVE | FUSES | SPARE |  |  |  | 250.000 A |  |  | 3
390513871 | TNB | DISTRIBUTION | KUALA SELANGOR | Existing | RYB | LV FUSE SWITCH | LVDB | CLOSED | IEC MIDDLE CURVE | FUSES | SPARE |  |  |  | 250.000 A |  |  | 3
390513877 | TNB | DISTRIBUTION | KUALA SELANGOR | Existing | RYB | LV FUSE SWITCH | LVDB | CLOSED | IEC MIDDLE CURVE | FUSES | SPARE |  |  |  | 250.000 A |  |  | 3
390513889 | TNB | DISTRIBUTION | KUALA SELANGOR | Existing | RYB | LV FUSE SWITCH | LVDB | CLOSED | IEC MIDDLE CURVE | FUSES | SPARE |  |  |  | 250.000 A |  |  | 3
390513897 | TNB | DISTRIBUTION | KUALA SELANGOR | Existing | RYB | LV FUSE SWITCH | LVDB | CLOSED | IEC MIDDLE CURVE | FUSES | SPARE |  |  |  | 250.000 A |  |  | 3
390513915 | TNB | DISTRIBUTION | KUALA SELANGOR | Existing | RYB | LV FUSE SWITCH | LVDB | CLOSED | IEC MIDDLE CURVE | FUSES | SPARE |  |  |  | 250.000 A |  |  | 3
392043446 | TNB | DISTRIBUTION | KUALA SELANGOR | Existing | RYB | BLACK BOX | POLE | CLOSED | [9 empty] | 3
392043502 | TNB | DISTRIBUTION | KUALA SELANGOR | Existing | RYB | BLACK BOX | POLE | CLOSED | [9 empty] | 3
392043610 | TNB | DISTRIBUTION | KUALA SELANGOR | Existing | RYB | BLACK BOX | POLE | CLOSED | [9 empty] | 3
392043666 | TNB | DISTRIBUTION | KUALA SELANGOR | Existing | RYB | BLACK BOX | POLE | CLOSED | [9 empty] | 3
392043727 | TNB | DISTRIBUTION | KUALA SELANGOR | Existing | RYB | BLACK BOX | POLE | CLOSED | [9 empty] | 3
392043815 | TNB | DISTRIBUTION | KUALA SELANGOR | Existing | RYB | BLACK BOX | POLE | CLOSED | [9 empty] | 3
392043872 | TNB | DISTRIBUTION | KUALA SELANGOR | Existing | RYB | BLACK BOX | POLE | CLOSED | [9 empty] | 3
392043931 | TNB | DISTRIBUTION | KUALA SELANGOR | Existing | RYB | BLACK BOX | POLE | CLOSED | [9 empty] | 3
392044078 | TNB | DISTRIBUTION | KUALA SELANGOR | Existing | RYB | BLACK BOX | POLE | CLOSED | [9 empty] | 3
392044222 | TNB | DISTRIBUTION | KUALA SELANGOR | Existing | RYB | BLACK BOX | POLE | CLOSED | [9 empty] | 3
392044232 | TNB | DISTRIBUTION | KUALA SELANGOR | Existing | RYB | BLACK BOX | POLE | CLOSED | [9 empty] | 3
392044285 | TNB | DISTRIBUTION | KUALA SELANGOR | Existing | RYB | BLACK BOX | POLE | CLOSED | [9 empty] | 3
392044425 | TNB | DISTRIBUTION | KUALA SELANGOR | Existing | RYB | BLACK BOX | POLE | CLOSED | [9 empty] | 3
392044448 | TNB | DISTRIBUTION | KUALA SELANGOR | Existing | RYB | BLACK BOX | POLE | CLOSED | [9 empty] | 3
392044493 | TNB | DISTRIBUTION | KUALA SELANGOR | Existing | RYB | BLACK BOX | POLE | CLOSED | [9 empty] | 3
392044503 | TNB | DISTRIBUTION | KUALA SELANGOR | Existing | RYB | BLACK BOX | POLE | CLOSED | [9 empty] | 3
392044526 | TNB | DISTRIBUTION | KUALA SELANGOR | Existing | RYB | BLACK BOX | POLE | CLOSED | [9 empty] | 3
392044569 | TNB | DISTRIBUTION | KUALA SELANGOR | Existing | RYB | BLACK BOX | POLE | CLOSED | [9 empty] | 3
392044587 | TNB | DISTRIBUTION | KUALA SELANGOR | Existing | RYB | BLACK BOX | POLE | CLOSED | [9 empty] | 3
392044603 | TNB | DISTRIBUTION | KUALA SELANGOR | Existing | RYB | BLACK BOX | POLE | CLOSED | [9 empty] | 3
392044616 | TNB | DISTRIBUTION | KUALA SELANGOR | Existing | RYB | BLACK BOX | POLE | CLOSED | [9 empty] | 3
392044634 | TNB | DISTRIBUTION | KUALA SELANGOR | Existing | RYB | BLACK BOX | POLE | CLOSED | [9 empty] | 3
392044691 | TNB | DISTRIBUTION | KUALA SELANGOR | Existing | RYB | BLACK BOX | POLE | CLOSED | [9 empty] | 3
392044701 | TNB | DISTRIBUTION | KUALA SELANGOR | Existing | RYB | BLACK BOX | POLE | CLOSED | [9 empty] | 3
392044716 | TNB | DISTRIBUTION | KUALA SELANGOR | Existing | RYB | BLACK BOX | POLE | CLOSED | [9 empty] | 3
392044767 | TNB | DISTRIBUTION | KUALA SELANGOR | Existing | RYB | BLACK BOX | POLE | CLOSED | [9 empty] | 3
392072787 | TNB | DISTRIBUTION | KUALA SELANGOR | Existing | RYB | LV FUSE SWITCH | FEEDER PILLAR | OPEN | IEC MIDDLE CURVE | FUSES | SPARE |  |  |  | 250.000 A |  |  | 3
392072795 | TNB | DISTRIBUTION | KUALA SELANGOR | Existing | RYB | LV FUSE SWITCH | FEEDER PILLAR | OPEN | IEC MIDDLE CURVE | FUSES | SPARE |  |  |  | 250.000 A |  |  | 3
392072812 | TNB | DISTRIBUTION | KUALA SELANGOR | Existing | RYB | LV FUSE SWITCH | FEEDER PILLAR | OPEN | IEC MIDDLE CURVE | FUSES | SPARE |  |  |  | 250.000 A |  |  | 3
392072816 | TNB | DISTRIBUTION | KUALA SELANGOR | Existing | RYB | LV FUSE SWITCH | FEEDER PILLAR | OPEN | IEC MIDDLE CURVE | FUSES | SPARE |  |  |  | 250.000 A |  |  | 3
392072826 | TNB | DISTRIBUTION | KUALA SELANGOR | Existing | RYB | LV FUSE SWITCH | FEEDER PILLAR | OPEN | IEC MIDDLE CURVE | FUSES | SPARE |  |  |  | 250.000 A |  |  | 3
392716869 | TNB | DISTRIBUTION | KUALA SELANGOR | Existing | RYB | LV FUSE SWITCH | FEEDER PILLAR | CLOSED | IEC MIDDLE CURVE | FUSES | 25 JLN MELATI 3/19 |  |  |  | 250.000 A |  |  | 3
392716877 | TNB | DISTRIBUTION | KUALA SELANGOR | Existing | RYB | LV FUSE SWITCH | FEEDER PILLAR | CLOSED | IEC MIDDLE CURVE | FUSES | 23 JLN MELATI 3/19 |  |  |  | 250.000 A |  |  | 3
392716894 | TNB | DISTRIBUTION | KUALA SELANGOR | Existing | RYB | LV FUSE SWITCH | FEEDER PILLAR | OPEN | IEC MIDDLE CURVE | FUSES | SPARE |  |  |  | 250.000 A |  |  | 3
392716898 | TNB | DISTRIBUTION | KUALA SELANGOR | Existing | RYB | LV FUSE SWITCH | FEEDER PILLAR | OPEN | IEC MIDDLE CURVE | FUSES | SPARE |  |  |  | 250.000 A |  |  | 3
392716908 | TNB | DISTRIBUTION | KUALA SELANGOR | Existing | RYB | LV FUSE SWITCH | FEEDER PILLAR | OPEN | IEC MIDDLE CURVE | FUSES | SPARE |  |  |  | 250.000 A |  |  | 3
392717606 | TNB | DISTRIBUTION | KUALA SELANGOR | Existing | RYB | LV FUSE SWITCH | FEEDER PILLAR | OPEN | IEC MIDDLE CURVE | FUSES | SPARE |  |  |  | 250.000 A |  |  | 3
392717614 | TNB | DISTRIBUTION | KUALA SELANGOR | Existing | RYB | LV FUSE SWITCH | FEEDER PILLAR | CLOSED | IEC MIDDLE CURVE | FUSES | 49 JLN MELATI 3/19 |  |  |  | 250.000 A |  |  | 3
392717631 | TNB | DISTRIBUTION | KUALA SELANGOR | Existing | RYB | LV FUSE SWITCH | FEEDER PILLAR | OPEN | IEC MIDDLE CURVE | FUSES | SPARE |  |  |  | 250.000 A |  |  | 3
392717635 | TNB | DISTRIBUTION | KUALA SELANGOR | Existing | RYB | LV FUSE SWITCH | FEEDER PILLAR | OPEN | IEC MIDDLE CURVE | FUSES | SPARE |  |  |  | 250.000 A |  |  | 3
392717645 | TNB | DISTRIBUTION | KUALA SELANGOR | Existing | RYB | LV FUSE SWITCH | FEEDER PILLAR | CLOSED | IEC MIDDLE CURVE | FUSES | 37 JLN MELATI 3/19 |  |  |  | 250.000 A |  |  | 3
392717738 | TNB | DISTRIBUTION | KUALA SELANGOR | Existing | RYB | LV FUSE SWITCH | FEEDER PILLAR | CLOSED | IEC MIDDLE CURVE | FUSES | 50 JLN MELATI 3/17 |  |  |  | 250.000 A |  |  | 3
392717746 | TNB | DISTRIBUTION | KUALA SELANGOR | Existing | RYB | LV FUSE SWITCH | FEEDER PILLAR | CLOSED | IEC MIDDLE CURVE | FUSES | 48 JLN MELATI 3/17 |  |  |  | 250.000 A |  |  | 3
392717763 | TNB | DISTRIBUTION | KUALA SELANGOR | Existing | RYB | LV FUSE SWITCH | FEEDER PILLAR | OPEN | IEC MIDDLE CURVE | FUSES | SPARE |  |  |  | 250.000 A |  |  | 3
392717767 | TNB | DISTRIBUTION | KUALA SELANGOR | Existing | RYB | LV FUSE SWITCH | FEEDER PILLAR | CLOSED | IEC MIDDLE CURVE | FUSES | 26 JLN MELATI 3/17 |  |  |  | 250.000 A |  |  | 3
392717777 | TNB | DISTRIBUTION | KUALA SELANGOR | Existing | RYB | LV FUSE SWITCH | FEEDER PILLAR | CLOSED | IEC MIDDLE CURVE | FUSES | 24 JLN MELATI 3/17 |  |  |  | 250.000 A |  |  | 3
392717792 | TNB | DISTRIBUTION | KUALA SELANGOR | Existing | RYB | LV FUSE SWITCH | FEEDER PILLAR | OPEN | IEC MIDDLE CURVE | FUSES | SPARE |  |  |  | 250.000 A |  |  | 3
392717800 | TNB | DISTRIBUTION | KUALA SELANGOR | Existing | RYB | LV FUSE SWITCH | FEEDER PILLAR | CLOSED | IEC MIDDLE CURVE | FUSES | 45A JLN MELATI 3/17 |  |  |  | 250.000 A |  |  | 3
392717817 | TNB | DISTRIBUTION | KUALA SELANGOR | Existing | RYB | LV FUSE SWITCH | FEEDER PILLAR | OPEN | IEC MIDDLE CURVE | FUSES | SPARE |  |  |  | 250.000 A |  |  | 3
392717821 | TNB | DISTRIBUTION | KUALA SELANGOR | Existing | RYB | LV FUSE SWITCH | FEEDER PILLAR | OPEN | IEC MIDDLE CURVE | FUSES | SPARE |  |  |  | 250.000 A |  |  | 3
392717831 | TNB | DISTRIBUTION | KUALA SELANGOR | Existing | RYB | LV FUSE SWITCH | FEEDER PILLAR | CLOSED | IEC MIDDLE CURVE | FUSES | 43 JLN MELATI 3/17 |  |  |  | 250.000 A |  |  | 3
392717846 | TNB | DISTRIBUTION | KUALA SELANGOR | Existing | RYB | LV FUSE SWITCH | FEEDER PILLAR | CLOSED | IEC MIDDLE CURVE | FUSES | 78 JLN MELATI 3/1 |  |  |  | 250.000 A |  |  | 3
392717851 | TNB | DISTRIBUTION | KUALA SELANGOR | Existing | RYB | LV FUSE SWITCH | FEEDER PILLAR | CLOSED | IEC MIDDLE CURVE | FUSES | 82 JLN MELATI 3/1 |  |  |  | 250.000 A |  |  | 3
392717875 | TNB | DISTRIBUTION | KUALA SELANGOR | Existing | RYB | LV FUSE SWITCH | FEEDER PILLAR | CLOSED | IEC MIDDLE CURVE | FUSES | 76 JLN MELATI 3/1 |  |  |  | 250.000 A |  |  | 3
392717882 | TNB | DISTRIBUTION | KUALA SELANGOR | Existing | RYB | LV FUSE SWITCH | FEEDER PILLAR | CLOSED | IEC MIDDLE CURVE | FUSES | 84 JLN MELATI 3/1 |  |  |  | 250.000 A |  |  | 3
392717886 | TNB | DISTRIBUTION | KUALA SELANGOR | Existing | RYB | LV FUSE SWITCH | FEEDER PILLAR | OPEN | IEC MIDDLE CURVE | FUSES | SPARE |  |  |  | 250.000 A |  |  | 3
392717894 | TNB | DISTRIBUTION | KUALA SELANGOR | Existing | RYB | LV FUSE SWITCH | FEEDER PILLAR | CLOSED | IEC MIDDLE CURVE | FUSES | 74 JLN MELATI 3/1 |  |  |  | 250.000 A |  |  | 3
392717899 | TNB | DISTRIBUTION | KUALA SELANGOR | Existing | RYB | LV FUSE SWITCH | FEEDER PILLAR | CLOSED | IEC MIDDLE CURVE | FUSES | 80 JLN MELATI 3/1 |  |  |  | 250.000 A |  |  | 3
392717913 | TNB | DISTRIBUTION | KUALA SELANGOR | Existing | RYB | LV FUSE SWITCH | FEEDER PILLAR | OPEN | IEC MIDDLE CURVE | FUSES | SPARE |  |  |  | 250.000 A |  |  | 3
392717930 | TNB | DISTRIBUTION | KUALA SELANGOR | Existing | RYB | LV FUSE SWITCH | FEEDER PILLAR | CLOSED | IEC MIDDLE CURVE | FUSES | FPE (TNB885/2011P) |  |  |  | 250.000 A |  |  | 3
392717935 | TNB | DISTRIBUTION | KUALA SELANGOR | Existing | RYB | LV FUSE SWITCH | FEEDER PILLAR | CLOSED | IEC MIDDLE CURVE | FUSES | FPD |  |  |  | 250.000 A |  |  | 3
392717959 | TNB | DISTRIBUTION | KUALA SELANGOR | Existing | RYB | LV FUSE SWITCH | FEEDER PILLAR | OPEN | IEC MIDDLE CURVE | FUSES | SPARE |  |  |  | 250.000 A |  |  | 3
392717966 | TNB | DISTRIBUTION | KUALA SELANGOR | Existing | RYB | LV FUSE SWITCH | FEEDER PILLAR | OPEN | IEC MIDDLE CURVE | FUSES | SPARE |  |  |  | 250.000 A |  |  | 3
392717970 | TNB | DISTRIBUTION | KUALA SELANGOR | Existing | RYB | LV FUSE SWITCH | FEEDER PILLAR | CLOSED | IEC MIDDLE CURVE | FUSES | FPB |  |  |  | 250.000 A |  |  | 3
392717978 | TNB | DISTRIBUTION | KUALA SELANGOR | Existing | RYB | LV FUSE SWITCH | FEEDER PILLAR | CLOSED | IEC MIDDLE CURVE | FUSES | FPC |  |  |  | 250.000 A |  |  | 3
392717983 | TNB | DISTRIBUTION | KUALA SELANGOR | Existing | RYB | LV FUSE SWITCH | FEEDER PILLAR | CLOSED | IEC MIDDLE CURVE | FUSES | FPP |  |  |  | 250.000 A |  |  | 3
392717997 | TNB | DISTRIBUTION | KUALA SELANGOR | Existing | RYB | LV FUSE SWITCH | FEEDER PILLAR | CLOSED | IEC MIDDLE CURVE | FUSES | LAMPU AWAM 1583 JLN MELATI 3/1 |  |  |  | 250.000 A |  |  | 3
392853933 | TNB | DISTRIBUTION | KUALA SELANGOR | Existing | RYB | BLACK BOX | POLE | CLOSED | [6 empty] | 100.000 A |  |  | 3
392853975 | TNB | DISTRIBUTION | KUALA SELANGOR | Existing | RYB | BLACK BOX | POLE | CLOSED | [9 empty] | 3
393786181 | TNB | DISTRIBUTION | KUALA SELANGOR | Existing | RYB | LV FUSE SWITCH | LVDB | CLOSED | IEC MIDDLE CURVE | FUSES | SPARE |  |  |  | 250.000 A |  |  | 3
393786195 | TNB | DISTRIBUTION | KUALA SELANGOR | Existing | RYB | LV FUSE SWITCH | LVDB | CLOSED | IEC MIDDLE CURVE | FUSES | SPARE |  |  |  | 250.000 A |  |  | 3
393786202 | TNB | DISTRIBUTION | KUALA SELANGOR | Existing | RYB | LV FUSE SWITCH | LVDB | CLOSED | IEC MIDDLE CURVE | FUSES | SPARE |  |  |  | 250.000 A |  |  | 3
393786207 | TNB | DISTRIBUTION | KUALA SELANGOR | Existing | RYB | LV FUSE SWITCH | LVDB | CLOSED | IEC MIDDLE CURVE | FUSES | SPARE |  |  |  | 250.000 A |  |  | 3
393786213 | TNB | DISTRIBUTION | KUALA SELANGOR | Existing | RYB | LV FUSE SWITCH | LVDB | CLOSED | IEC MIDDLE CURVE | FUSES | SPARE |  |  |  | 250.000 A |  |  | 3
393786225 | TNB | DISTRIBUTION | KUALA SELANGOR | Existing | RYB | LV FUSE SWITCH | LVDB | CLOSED | IEC MIDDLE CURVE | FUSES | SPARE |  |  |  | 250.000 A |  |  | 3
393786233 | TNB | DISTRIBUTION | KUALA SELANGOR | Existing | RYB | LV FUSE SWITCH | LVDB | CLOSED | IEC MIDDLE CURVE | FUSES | SPARE |  |  |  | 250.000 A |  |  | 3
393786251 | TNB | DISTRIBUTION | KUALA SELANGOR | Existing | RYB | LV FUSE SWITCH | LVDB | CLOSED | IEC MIDDLE CURVE | FUSES | SPARE |  |  |  | 250.000 A |  |  | 3
393786258 | TNB | DISTRIBUTION | KUALA SELANGOR | Existing | RYB | LV FUSE SWITCH | LVDB | CLOSED | IEC MIDDLE CURVE | FUSES | SPARE |  |  |  | 250.000 A |  |  | 3
393786272 | TNB | DISTRIBUTION | KUALA SELANGOR | Existing | RYB | LV FUSE SWITCH | LVDB | CLOSED | IEC MIDDLE CURVE | FUSES | SPARE |  |  |  | 250.000 A |  |  | 3
393786279 | TNB | DISTRIBUTION | KUALA SELANGOR | Existing | RYB | LV FUSE SWITCH | LVDB | CLOSED | IEC MIDDLE CURVE | FUSES | SPARE |  |  |  | 250.000 A |  |  | 3
393786284 | TNB | DISTRIBUTION | KUALA SELANGOR | Existing | RYB | LV FUSE SWITCH | LVDB | CLOSED | IEC MIDDLE CURVE | FUSES | SPARE |  |  |  | 250.000 A |  |  | 3
393786290 | TNB | DISTRIBUTION | KUALA SELANGOR | Existing | RYB | LV FUSE SWITCH | LVDB | CLOSED | IEC MIDDLE CURVE | FUSES | SPARE |  |  |  | 250.000 A |  |  | 3
393786302 | TNB | DISTRIBUTION | KUALA SELANGOR | Existing | RYB | LV FUSE SWITCH | LVDB | CLOSED | IEC MIDDLE CURVE | FUSES | SPARE |  |  |  | 250.000 A |  |  | 3
393786310 | TNB | DISTRIBUTION | KUALA SELANGOR | Existing | RYB | LV FUSE SWITCH | LVDB | CLOSED | IEC MIDDLE CURVE | FUSES | SPARE |  |  |  | 250.000 A |  |  | 3
393786328 | TNB | DISTRIBUTION | KUALA SELANGOR | Existing | RYB | LV FUSE SWITCH | LVDB | CLOSED | IEC MIDDLE CURVE | FUSES | SPARE |  |  |  | 250.000 A |  |  | 3
393786389 | TNB | DISTRIBUTION | KUALA SELANGOR | Existing | RYB | LV FUSE SWITCH | LVDB | CLOSED | IEC MIDDLE CURVE | FUSES | SPARE |  |  |  | 250.000 A |  |  | 3
393786400 | TNB | DISTRIBUTION | KUALA SELANGOR | Existing | RYB | LV FUSE SWITCH | LVDB | CLOSED | IEC MIDDLE CURVE | FUSES | SPARE |  |  |  | 250.000 A |  |  | 3
393786405 | TNB | DISTRIBUTION | KUALA SELANGOR | Existing | RYB | LV FUSE SWITCH | LVDB | CLOSED | IEC MIDDLE CURVE | FUSES | SPARE |  |  |  | 250.000 A |  |  | 3
393786413 | TNB | DISTRIBUTION | KUALA SELANGOR | Existing | RYB | LV FUSE SWITCH | LVDB | CLOSED | IEC MIDDLE CURVE | FUSES | SPARE |  |  |  | 250.000 A |  |  | 3
393786424 | TNB | DISTRIBUTION | KUALA SELANGOR | Existing | RYB | LV FUSE SWITCH | LVDB | CLOSED | IEC MIDDLE CURVE | FUSES | SPARE |  |  |  | 250.000 A |  |  | 3
393786433 | TNB | DISTRIBUTION | KUALA SELANGOR | Existing | RYB | LV FUSE SWITCH | LVDB | CLOSED | IEC MIDDLE CURVE | FUSES | SPARE |  |  |  | 250.000 A |  |  | 3
393786495 | TNB | DISTRIBUTION | KUALA SELANGOR | Existing | RYB | LV FUSE SWITCH | LVDB | CLOSED | IEC MIDDLE CURVE | FUSES | SPARE |  |  |  | 250.000 A |  |  | 3
393786506 | TNB | DISTRIBUTION | KUALA SELANGOR | Existing | RYB | LV FUSE SWITCH | LVDB | CLOSED | IEC MIDDLE CURVE | FUSES | SPARE |  |  |  | 250.000 A |  |  | 3
393786511 | TNB | DISTRIBUTION | KUALA SELANGOR | Existing | RYB | LV FUSE SWITCH | LVDB | CLOSED | IEC MIDDLE CURVE | FUSES | SPARE |  |  |  | 250.000 A |  |  | 3
393786519 | TNB | DISTRIBUTION | KUALA SELANGOR | Existing | RYB | LV FUSE SWITCH | LVDB | CLOSED | IEC MIDDLE CURVE | FUSES | SPARE |  |  |  | 250.000 A |  |  | 3
393786530 | TNB | DISTRIBUTION | KUALA SELANGOR | Existing | RYB | LV FUSE SWITCH | LVDB | CLOSED | IEC MIDDLE CURVE | FUSES | SPARE |  |  |  | 250.000 A |  |  | 3
393786539 | TNB | DISTRIBUTION | KUALA SELANGOR | Existing | RYB | LV FUSE SWITCH | LVDB | CLOSED | IEC MIDDLE CURVE | FUSES | SPARE |  |  |  | 250.000 A |  |  | 3
394026168 | TNB | DISTRIBUTION | KUALA SELANGOR | Existing | RYB | BLACK BOX | POLE | CLOSED | [6 empty] | 50.000 A |  |  | 3

## Output
Id | Owner Type | Owner Name | Operational Area | Status | Phasing | Class | Mounting | Normal Status | Type | Bus Connection | Feeder Direction | LV Assembly Label | Manufacturer | Manufacture Type | Rating | Location Description | Remarks | LV Fuse Switch Units | Check | Detail
256546986 | TNB | DISTRIBUTION | KUALA SELANGOR | Existing | RYB | LV FUSE SWITCH |  | OPEN | IEC MIDDLE CURVE | FUSES | SPARE |  | Unknown | Unknown |  |  |  | 6 | Fail | Please check "Mounting"
256546991 | TNB | DISTRIBUTION | KUALA SELANGOR | Existing | RYB | LV FUSE SWITCH |  | OPEN | IEC MIDDLE CURVE | FUSES | SPARE |  | Unknown | Unknown |  |  |  | 6 | Fail | Please check "Mounting"
256546996 | TNB | DISTRIBUTION | KUALA SELANGOR | Existing | RYB | LV FUSE SWITCH |  | CLOSED | IEC MIDDLE CURVE | FUSES | TO POLE |  | Unknown | Unknown | 100.000 A |  |  | 6 | Fail | Please check "Mounting"
256547002 | TNB | DISTRIBUTION | KUALA SELANGOR | Existing | RYB | LV FUSE SWITCH |  | CLOSED | IEC MIDDLE CURVE | FUSES | TO POLE |  | Unknown | Unknown | 160.000 A |  |  | 6 | Fail | Please check "Mounting"
256547008 | TNB | DISTRIBUTION | KUALA SELANGOR | Existing | RYB | LV FUSE SWITCH |  | OPEN | IEC MIDDLE CURVE | FUSES | SPARE |  | Unknown | Unknown |  |  |  | 6 | Fail | Please check "Mounting"
256547012 | TNB | DISTRIBUTION | KUALA SELANGOR | Existing | RYB | LV FUSE SWITCH |  | CLOSED | IEC MIDDLE CURVE | FUSES | TO POLE NO |  | Unknown | Unknown | 125.000 A |  |  | 6 | Fail | Please check "Mounting"
379512349 | TNB | DISTRIBUTION | KUALA SELANGOR | Existing | RYB | LV FUSE SWITCH |  | CLOSED | IEC MIDDLE CURVE | FUSES | SPARE |  |  |  | 250.000 A |  |  | 3 | Fail | Please check "Mounting"
379512363 | TNB | DISTRIBUTION | KUALA SELANGOR | Existing | RYB | LV FUSE SWITCH |  | CLOSED | IEC MIDDLE CURVE | FUSES | SPARE |  |  |  | 250.000 A |  |  | 3 | Fail | Please check "Mounting"
379512370 | TNB | DISTRIBUTION | KUALA SELANGOR | Existing | RYB | LV FUSE SWITCH |  | CLOSED | IEC MIDDLE CURVE | FUSES | SPARE |  |  |  | 250.000 A |  |  | 3 | Fail | Please check "Mounting"
379512375 | TNB | DISTRIBUTION | KUALA SELANGOR | Existing | RYB | LV FUSE SWITCH |  | CLOSED | IEC MIDDLE CURVE | FUSES | SPARE |  |  |  | 250.000 A |  |  | 3 | Fail | Please check "Mounting"
379512381 | TNB | DISTRIBUTION | KUALA SELANGOR | Existing | RYB | LV FUSE SWITCH |  | CLOSED | IEC MIDDLE CURVE | FUSES | SPARE |  |  |  | 250.000 A |  |  | 3 | Fail | Please check "Mounting"
379512393 | TNB | DISTRIBUTION | KUALA SELANGOR | Existing | RYB | LV FUSE SWITCH |  | CLOSED | IEC MIDDLE CURVE | FUSES | SPARE |  |  |  | 250.000 A |  |  | 3 | Fail | Please check "Mounting"
379512401 | TNB | DISTRIBUTION | KUALA SELANGOR | Existing | RYB | LV FUSE SWITCH |  | CLOSED | IEC MIDDLE CURVE | FUSES | SPARE |  |  |  | 250.000 A |  |  | 3 | Fail | Please check "Mounting"
379512419 | TNB | DISTRIBUTION | KUALA SELANGOR | Existing | RYB | LV FUSE SWITCH |  | CLOSED | IEC MIDDLE CURVE | FUSES | SPARE |  |  |  | 250.000 A |  |  | 3 | Fail | Please check "Mounting"
379512480 | TNB | DISTRIBUTION | KUALA SELANGOR | Existing | RYB | LV FUSE SWITCH |  | CLOSED | IEC MIDDLE CURVE | FUSES | SPARE |  |  |  | 250.000 A |  |  | 3 | Fail | Please check "Mounting"
379512494 | TNB | DISTRIBUTION | KUALA SELANGOR | Existing | RYB | LV FUSE SWITCH |  | CLOSED | IEC MIDDLE CURVE | FUSES | SPARE |  |  |  | 250.000 A |  |  | 3 | Fail | Please check "Mounting"
379512501 | TNB | DISTRIBUTION | KUALA SELANGOR | Existing | RYB | LV FUSE SWITCH |  | CLOSED | IEC MIDDLE CURVE | FUSES | SPARE |  |  |  | 250.000 A |  |  | 3 | Fail | Please check "Mounting"
379512506 | TNB | DISTRIBUTION | KUALA SELANGOR | Existing | RYB | LV FUSE SWITCH |  | CLOSED | IEC MIDDLE CURVE | FUSES | SPARE |  |  |  | 250.000 A |  |  | 3 | Fail | Please check "Mounting"
379512512 | TNB | DISTRIBUTION | KUALA SELANGOR | Existing | RYB | LV FUSE SWITCH |  | CLOSED | IEC MIDDLE CURVE | FUSES | SPARE |  |  |  | 250.000 A |  |  | 3 | Fail | Please check "Mounting"
379512524 | TNB | DISTRIBUTION | KUALA SELANGOR | Existing | RYB | LV FUSE SWITCH |  | CLOSED | IEC MIDDLE CURVE | FUSES | SPARE |  |  |  | 250.000 A |  |  | 3 | Fail | Please check "Mounting"
379512532 | TNB | DISTRIBUTION | KUALA SELANGOR | Existing | RYB | LV FUSE SWITCH |  | CLOSED | IEC MIDDLE CURVE | FUSES | SPARE |  |  |  | 250.000 A |  |  | 3 | Fail | Please check "Mounting"
379512550 | TNB | DISTRIBUTION | KUALA SELANGOR | Existing | RYB | LV FUSE SWITCH |  | CLOSED | IEC MIDDLE CURVE | FUSES | SPARE |  |  |  | 250.000 A |  |  | 3 | Fail | Please check "Mounting"
379632593 | TNB | DISTRIBUTION | KUALA SELANGOR | Existing | RYB | LV FUSE SWITCH |  | CLOSED | IEC MIDDLE CURVE | FUSES | SPARE |  |  |  | 250.000 A |  |  | 6 | Fail | Please check "Mounting"
379632605 | TNB | DISTRIBUTION | KUALA SELANGOR | Existing | RYB | LV FUSE SWITCH |  | CLOSED | IEC MIDDLE CURVE | FUSES | SPARE |  |  |  | 250.000 A |  |  | 6 | Fail | Please check "Mounting"
379632610 | TNB | DISTRIBUTION | KUALA SELANGOR | Existing | RYB | LV FUSE SWITCH |  | CLOSED | IEC MIDDLE CURVE | FUSES | SPARE |  |  |  | 250.000 A |  |  | 6 | Fail | Please check "Mounting"
379632613 | TNB | DISTRIBUTION | KUALA SELANGOR | Existing | RYB | LV FUSE SWITCH |  | CLOSED | IEC MIDDLE CURVE | FUSES | SPARE |  |  |  | 250.000 A |  |  | 6 | Fail | Please check "Mounting"
379632617 | TNB | DISTRIBUTION | KUALA SELANGOR | Existing | RYB | LV FUSE SWITCH |  | CLOSED | IEC MIDDLE CURVE | FUSES | SPARE |  |  |  | 250.000 A |  |  | 6 | Fail | Please check "Mounting"
379632627 | TNB | DISTRIBUTION | KUALA SELANGOR | Existing | RYB | LV FUSE SWITCH |  | CLOSED | IEC MIDDLE CURVE | FUSES | SPARE |  |  |  | 250.000 A |  |  | 6 | Fail | Please check "Mounting"
379632633 | TNB | DISTRIBUTION | KUALA SELANGOR | Existing | RYB | LV FUSE SWITCH |  | CLOSED | IEC MIDDLE CURVE | FUSES | SPARE |  |  |  | 250.000 A |  |  | 6 | Fail | Please check "Mounting"
379632645 | TNB | DISTRIBUTION | KUALA SELANGOR | Existing | RYB | LV FUSE SWITCH |  | CLOSED | IEC MIDDLE CURVE | FUSES | SPARE |  |  |  | 250.000 A |  |  | 6 | Fail | Please check "Mounting"
379787405 | TNB | DISTRIBUTION | KUALA SELANGOR | Existing | RYB | LV FUSE SWITCH |  | CLOSED | IEC MIDDLE CURVE | FUSES | SPARE |  |  |  | 250.000 A |  |  | 6 | Fail | Please check "Mounting"
379787417 | TNB | DISTRIBUTION | KUALA SELANGOR | Existing | RYB | LV FUSE SWITCH |  | CLOSED | IEC MIDDLE CURVE | FUSES | SPARE |  |  |  | 250.000 A |  |  | 6 | Fail | Please check "Mounting"
379787422 | TNB | DISTRIBUTION | KUALA SELANGOR | Existing | RYB | LV FUSE SWITCH |  | CLOSED | IEC MIDDLE CURVE | FUSES | SPARE |  |  |  | 250.000 A |  |  | 6 | Fail | Please check "Mounting"
379787425 | TNB | DISTRIBUTION | KUALA SELANGOR | Existing | RYB | LV FUSE SWITCH |  | CLOSED | IEC MIDDLE CURVE | FUSES | SPARE |  |  |  | 250.000 A |  |  | 6 | Fail | Please check "Mounting"
379787429 | TNB | DISTRIBUTION | KUALA SELANGOR | Existing | RYB | LV FUSE SWITCH |  | CLOSED | IEC MIDDLE CURVE | FUSES | SPARE |  |  |  | 250.000 A |  |  | 6 | Fail | Please check "Mounting"
379787439 | TNB | DISTRIBUTION | KUALA SELANGOR | Existing | RYB | LV FUSE SWITCH |  | CLOSED | IEC MIDDLE CURVE | FUSES | SPARE |  |  |  | 250.000 A |  |  | 6 | Fail | Please check "Mounting"
379787445 | TNB | DISTRIBUTION | KUALA SELANGOR | Existing | RYB | LV FUSE SWITCH |  | CLOSED | IEC MIDDLE CURVE | FUSES | SPARE |  |  |  | 250.000 A |  |  | 6 | Fail | Please check "Mounting"
379787457 | TNB | DISTRIBUTION | KUALA SELANGOR | Existing | RYB | LV FUSE SWITCH |  | CLOSED | IEC MIDDLE CURVE | FUSES | SPARE |  |  |  | 250.000 A |  |  | 6 | Fail | Please check "Mounting"
379787525 | TNB | DISTRIBUTION | KUALA SELANGOR | Existing | RYB | LV FUSE SWITCH |  | CLOSED | IEC MIDDLE CURVE | FUSES | SPARE |  |  |  | 250.000 A |  |  | 6 | Fail | Please check "Mounting"
379787537 | TNB | DISTRIBUTION | KUALA SELANGOR | Existing | RYB | LV FUSE SWITCH |  | CLOSED | IEC MIDDLE CURVE | FUSES | SPARE |  |  |  | 250.000 A |  |  | 6 | Fail | Please check "Mounting"
379787542 | TNB | DISTRIBUTION | KUALA SELANGOR | Existing | RYB | LV FUSE SWITCH |  | CLOSED | IEC MIDDLE CURVE | FUSES | SPARE |  |  |  | 250.000 A |  |  | 6 | Fail | Please check "Mounting"
379787545 | TNB | DISTRIBUTION | KUALA SELANGOR | Existing | RYB | LV FUSE SWITCH |  | CLOSED | IEC MIDDLE CURVE | FUSES | SPARE |  |  |  | 250.000 A |  |  | 6 | Fail | Please check "Mounting"
379787549 | TNB | DISTRIBUTION | KUALA SELANGOR | Existing | RYB | LV FUSE SWITCH |  | CLOSED | IEC MIDDLE CURVE | FUSES | SPARE |  |  |  | 250.000 A |  |  | 6 | Fail | Please check "Mounting"
379787559 | TNB | DISTRIBUTION | KUALA SELANGOR | Existing | RYB | LV FUSE SWITCH |  | CLOSED | IEC MIDDLE CURVE | FUSES | SPARE |  |  |  | 250.000 A |  |  | 6 | Fail | Please check "Mounting"
379787565 | TNB | DISTRIBUTION | KUALA SELANGOR | Existing | RYB | LV FUSE SWITCH |  | CLOSED | IEC MIDDLE CURVE | FUSES | SPARE |  |  |  | 250.000 A |  |  | 6 | Fail | Please check "Mounting"
379787577 | TNB | DISTRIBUTION | KUALA SELANGOR | Existing | RYB | LV FUSE SWITCH |  | CLOSED | IEC MIDDLE CURVE | FUSES | SPARE |  |  |  | 250.000 A |  |  | 6 | Fail | Please check "Mounting"
379787621 | TNB | DISTRIBUTION | KUALA SELANGOR | Existing | RYB | LV FUSE SWITCH |  | CLOSED | IEC MIDDLE CURVE | FUSES | SPARE |  |  |  | 250.000 A |  |  | 6 | Fail | Please check "Mounting"
379787633 | TNB | DISTRIBUTION | KUALA SELANGOR | Existing | RYB | LV FUSE SWITCH |  | CLOSED | IEC MIDDLE CURVE | FUSES | SPARE |  |  |  | 250.000 A |  |  | 6 | Fail | Please check "Mounting"
379787638 | TNB | DISTRIBUTION | KUALA SELANGOR | Existing | RYB | LV FUSE SWITCH |  | CLOSED | IEC MIDDLE CURVE | FUSES | SPARE |  |  |  | 250.000 A |  |  | 6 | Fail | Please check "Mounting"
379787641 | TNB | DISTRIBUTION | KUALA SELANGOR | Existing | RYB | LV FUSE SWITCH |  | CLOSED | IEC MIDDLE CURVE | FUSES | SPARE |  |  |  | 250.000 A |  |  | 6 | Fail | Please check "Mounting"
379787645 | TNB | DISTRIBUTION | KUALA SELANGOR | Existing | RYB | LV FUSE SWITCH |  | CLOSED | IEC MIDDLE CURVE | FUSES | SPARE |  |  |  | 250.000 A |  |  | 6 | Fail | Please check "Mounting"
379787655 | TNB | DISTRIBUTION | KUALA SELANGOR | Existing | RYB | LV FUSE SWITCH |  | CLOSED | IEC MIDDLE CURVE | FUSES | SPARE |  |  |  | 250.000 A |  |  | 6 | Fail | Please check "Mounting"
379787661 | TNB | DISTRIBUTION | KUALA SELANGOR | Existing | RYB | LV FUSE SWITCH |  | CLOSED | IEC MIDDLE CURVE | FUSES | SPARE |  |  |  | 250.000 A |  |  | 6 | Fail | Please check "Mounting"
379787673 | TNB | DISTRIBUTION | KUALA SELANGOR | Existing | RYB | LV FUSE SWITCH |  | CLOSED | IEC MIDDLE CURVE | FUSES | SPARE |  |  |  | 250.000 A |  |  | 6 | Fail | Please check "Mounting"
379787715 | TNB | DISTRIBUTION | KUALA SELANGOR | Existing | RYB | LV FUSE SWITCH |  | CLOSED | IEC MIDDLE CURVE | FUSES | SPARE |  |  |  | 250.000 A |  |  | 6 | Fail | Please check "Mounting"
379787727 | TNB | DISTRIBUTION | KUALA SELANGOR | Existing | RYB | LV FUSE SWITCH |  | CLOSED | IEC MIDDLE CURVE | FUSES | SPARE |  |  |  | 250.000 A |  |  | 6 | Fail | Please check "Mounting"
379787732 | TNB | DISTRIBUTION | KUALA SELANGOR | Existing | RYB | LV FUSE SWITCH |  | CLOSED | IEC MIDDLE CURVE | FUSES | SPARE |  |  |  | 250.000 A |  |  | 6 | Fail | Please check "Mounting"
379787735 | TNB | DISTRIBUTION | KUALA SELANGOR | Existing | RYB | LV FUSE SWITCH |  | CLOSED | IEC MIDDLE CURVE | FUSES | SPARE |  |  |  | 250.000 A |  |  | 6 | Fail | Please check "Mounting"
379787739 | TNB | DISTRIBUTION | KUALA SELANGOR | Existing | RYB | LV FUSE SWITCH |  | CLOSED | IEC MIDDLE CURVE | FUSES | SPARE |  |  |  | 250.000 A |  |  | 6 | Fail | Please check "Mounting"
379787749 | TNB | DISTRIBUTION | KUALA SELANGOR | Existing | RYB | LV FUSE SWITCH |  | CLOSED | IEC MIDDLE CURVE | FUSES | SPARE |  |  |  | 250.000 A |  |  | 6 | Fail | Please check "Mounting"
379787755 | TNB | DISTRIBUTION | KUALA SELANGOR | Existing | RYB | LV FUSE SWITCH |  | CLOSED | IEC MIDDLE CURVE | FUSES | SPARE |  |  |  | 250.000 A |  |  | 6 | Fail | Please check "Mounting"
379787767 | TNB | DISTRIBUTION | KUALA SELANGOR | Existing | RYB | LV FUSE SWITCH |  | CLOSED | IEC MIDDLE CURVE | FUSES | SPARE |  |  |  | 250.000 A |  |  | 6 | Fail | Please check "Mounting"
379791554 | TNB | DISTRIBUTION | KUALA SELANGOR | Existing | RYB | LV FUSE SWITCH |  | CLOSED | IEC MIDDLE CURVE | FUSES | SPARE |  |  |  | 250.000 A |  |  | 6 | Fail | Please check "Mounting"
379791566 | TNB | DISTRIBUTION | KUALA SELANGOR | Existing | RYB | LV FUSE SWITCH |  | CLOSED | IEC MIDDLE CURVE | FUSES | SPARE |  |  |  | 250.000 A |  |  | 6 | Fail | Please check "Mounting"
379791571 | TNB | DISTRIBUTION | KUALA SELANGOR | Existing | RYB | LV FUSE SWITCH |  | CLOSED | IEC MIDDLE CURVE | FUSES | SPARE |  |  |  | 250.000 A |  |  | 6 | Fail | Please check "Mounting"
379791574 | TNB | DISTRIBUTION | KUALA SELANGOR | Existing | RYB | LV FUSE SWITCH |  | CLOSED | IEC MIDDLE CURVE | FUSES | SPARE |  |  |  | 250.000 A |  |  | 6 | Fail | Please check "Mounting"
379791578 | TNB | DISTRIBUTION | KUALA SELANGOR | Existing | RYB | LV FUSE SWITCH |  | CLOSED | IEC MIDDLE CURVE | FUSES | SPARE |  |  |  | 250.000 A |  |  | 6 | Fail | Please check "Mounting"
379791588 | TNB | DISTRIBUTION | KUALA SELANGOR | Existing | RYB | LV FUSE SWITCH |  | CLOSED | IEC MIDDLE CURVE | FUSES | SPARE |  |  |  | 250.000 A |  |  | 6 | Fail | Please check "Mounting"
379791594 | TNB | DISTRIBUTION | KUALA SELANGOR | Existing | RYB | LV FUSE SWITCH |  | CLOSED | IEC MIDDLE CURVE | FUSES | SPARE |  |  |  | 250.000 A |  |  | 6 | Fail | Please check "Mounting"
379791606 | TNB | DISTRIBUTION | KUALA SELANGOR | Existing | RYB | LV FUSE SWITCH |  | CLOSED | IEC MIDDLE CURVE | FUSES | SPARE |  |  |  | 250.000 A |  |  | 6 | Fail | Please check "Mounting"
379791648 | TNB | DISTRIBUTION | KUALA SELANGOR | Existing | RYB | LV FUSE SWITCH |  | CLOSED | IEC MIDDLE CURVE | FUSES | SPARE |  |  |  | 250.000 A |  |  | 6 | Fail | Please check "Mounting"
379791660 | TNB | DISTRIBUTION | KUALA SELANGOR | Existing | RYB | LV FUSE SWITCH |  | CLOSED | IEC MIDDLE CURVE | FUSES | SPARE |  |  |  | 250.000 A |  |  | 6 | Fail | Please check "Mounting"
379791665 | TNB | DISTRIBUTION | KUALA SELANGOR | Existing | RYB | LV FUSE SWITCH |  | CLOSED | IEC MIDDLE CURVE | FUSES | SPARE |  |  |  | 250.000 A |  |  | 6 | Fail | Please check "Mounting"
379791668 | TNB | DISTRIBUTION | KUALA SELANGOR | Existing | RYB | LV FUSE SWITCH |  | CLOSED | IEC MIDDLE CURVE | FUSES | SPARE |  |  |  | 250.000 A |  |  | 6 | Fail | Please check "Mounting"
379791672 | TNB | DISTRIBUTION | KUALA SELANGOR | Existing | RYB | LV FUSE SWITCH |  | CLOSED | IEC MIDDLE CURVE | FUSES | SPARE |  |  |  | 250.000 A |  |  | 6 | Fail | Please check "Mounting"
379791682 | TNB | DISTRIBUTION | KUALA SELANGOR | Existing | RYB | LV FUSE SWITCH |  | CLOSED | IEC MIDDLE CURVE | FUSES | SPARE |  |  |  | 250.000 A |  |  | 6 | Fail | Please check "Mounting"
379791688 | TNB | DISTRIBUTION | KUALA SELANGOR | Existing | RYB | LV FUSE SWITCH |  | CLOSED | IEC MIDDLE CURVE | FUSES | SPARE |  |  |  | 250.000 A |  |  | 6 | Fail | Please check "Mounting"
379791700 | TNB | DISTRIBUTION | KUALA SELANGOR | Existing | RYB | LV FUSE SWITCH |  | CLOSED | IEC MIDDLE CURVE | FUSES | SPARE |  |  |  | 250.000 A |  |  | 6 | Fail | Please check "Mounting"
379791751 | TNB | DISTRIBUTION | KUALA SELANGOR | Existing | RYB | LV FUSE SWITCH |  | CLOSED | IEC MIDDLE CURVE | FUSES | SPARE |  |  |  | 250.000 A |  |  | 6 | Fail | Please check "Mounting"
379791763 | TNB | DISTRIBUTION | KUALA SELANGOR | Existing | RYB | LV FUSE SWITCH |  | CLOSED | IEC MIDDLE CURVE | FUSES | SPARE |  |  |  | 250.000 A |  |  | 6 | Fail | Please check "Mounting"
379791768 | TNB | DISTRIBUTION | KUALA SELANGOR | Existing | RYB | LV FUSE SWITCH |  | CLOSED | IEC MIDDLE CURVE | FUSES | SPARE |  |  |  | 250.000 A |  |  | 6 | Fail | Please check "Mounting"
379791771 | TNB | DISTRIBUTION | KUALA SELANGOR | Existing | RYB | LV FUSE SWITCH |  | CLOSED | IEC MIDDLE CURVE | FUSES | SPARE |  |  |  | 250.000 A |  |  | 6 | Fail | Please check "Mounting"
379791775 | TNB | DISTRIBUTION | KUALA SELANGOR | Existing | RYB | LV FUSE SWITCH |  | CLOSED | IEC MIDDLE CURVE | FUSES | SPARE |  |  |  | 250.000 A |  |  | 6 | Fail | Please check "Mounting"
379791785 | TNB | DISTRIBUTION | KUALA SELANGOR | Existing | RYB | LV FUSE SWITCH |  | CLOSED | IEC MIDDLE CURVE | FUSES | SPARE |  |  |  | 250.000 A |  |  | 6 | Fail | Please check "Mounting"
379791791 | TNB | DISTRIBUTION | KUALA SELANGOR | Existing | RYB | LV FUSE SWITCH |  | CLOSED | IEC MIDDLE CURVE | FUSES | SPARE |  |  |  | 250.000 A |  |  | 6 | Fail | Please check "Mounting"
379791803 | TNB | DISTRIBUTION | KUALA SELANGOR | Existing | RYB | LV FUSE SWITCH |  | CLOSED | IEC MIDDLE CURVE | FUSES | SPARE |  |  |  | 250.000 A |  |  | 6 | Fail | Please check "Mounting"
379791845 | TNB | DISTRIBUTION | KUALA SELANGOR | Existing | RYB | LV FUSE SWITCH |  | CLOSED | IEC MIDDLE CURVE | FUSES | SPARE |  |  |  | 250.000 A |  |  | 6 | Fail | Please check "Mounting"
379791857 | TNB | DISTRIBUTION | KUALA SELANGOR | Existing | RYB | LV FUSE SWITCH |  | CLOSED | IEC MIDDLE CURVE | FUSES | SPARE |  |  |  | 250.000 A |  |  | 6 | Fail | Please check "Mounting"
379791862 | TNB | DISTRIBUTION | KUALA SELANGOR | Existing | RYB | LV FUSE SWITCH |  | CLOSED | IEC MIDDLE CURVE | FUSES | SPARE |  |  |  | 250.000 A |  |  | 6 | Fail | Please check "Mounting"
379791865 | TNB | DISTRIBUTION | KUALA SELANGOR | Existing | RYB | LV FUSE SWITCH |  | CLOSED | IEC MIDDLE CURVE | FUSES | SPARE |  |  |  | 250.000 A |  |  | 6 | Fail | Please check "Mounting"
379791869 | TNB | DISTRIBUTION | KUALA SELANGOR | Existing | RYB | LV FUSE SWITCH |  | CLOSED | IEC MIDDLE CURVE | FUSES | SPARE |  |  |  | 250.000 A |  |  | 6 | Fail | Please check "Mounting"
379791879 | TNB | DISTRIBUTION | KUALA SELANGOR | Existing | RYB | LV FUSE SWITCH |  | CLOSED | IEC MIDDLE CURVE | FUSES | SPARE |  |  |  | 250.000 A |  |  | 6 | Fail | Please check "Mounting"
379791885 | TNB | DISTRIBUTION | KUALA SELANGOR | Existing | RYB | LV FUSE SWITCH |  | CLOSED | IEC MIDDLE CURVE | FUSES | SPARE |  |  |  | 250.000 A |  |  | 6 | Fail | Please check "Mounting"
379791897 | TNB | DISTRIBUTION | KUALA SELANGOR | Existing | RYB | LV FUSE SWITCH |  | CLOSED | IEC MIDDLE CURVE | FUSES | SPARE |  |  |  | 250.000 A |  |  | 6 | Fail | Please check "Mounting"
379791966 | TNB | DISTRIBUTION | KUALA SELANGOR | Existing | RYB | LV FUSE SWITCH |  | CLOSED | IEC MIDDLE CURVE | FUSES | SPARE |  |  |  | 250.000 A |  |  | 6 | Fail | Please check "Mounting"
379791978 | TNB | DISTRIBUTION | KUALA SELANGOR | Existing | RYB | LV FUSE SWITCH |  | CLOSED | IEC MIDDLE CURVE | FUSES | SPARE |  |  |  | 250.000 A |  |  | 6 | Fail | Please check "Mounting"
379791983 | TNB | DISTRIBUTION | KUALA SELANGOR | Existing | RYB | LV FUSE SWITCH |  | CLOSED | IEC MIDDLE CURVE | FUSES | SPARE |  |  |  | 250.000 A |  |  | 6 | Fail | Please check "Mounting"
379791986 | TNB | DISTRIBUTION | KUALA SELANGOR | Existing | RYB | LV FUSE SWITCH |  | CLOSED | IEC MIDDLE CURVE | FUSES | SPARE |  |  |  | 250.000 A |  |  | 6 | Fail | Please check "Mounting"
379791990 | TNB | DISTRIBUTION | KUALA SELANGOR | Existing | RYB | LV FUSE SWITCH |  | CLOSED | IEC MIDDLE CURVE | FUSES | SPARE |  |  |  | 250.000 A |  |  | 6 | Fail | Please check "Mounting"
379792000 | TNB | DISTRIBUTION | KUALA SELANGOR | Existing | RYB | LV FUSE SWITCH |  | CLOSED | IEC MIDDLE CURVE | FUSES | SPARE |  |  |  | 250.000 A |  |  | 6 | Fail | Please check "Mounting"
379792006 | TNB | DISTRIBUTION | KUALA SELANGOR | Existing | RYB | LV FUSE SWITCH |  | CLOSED | IEC MIDDLE CURVE | FUSES | SPARE |  |  |  | 250.000 A |  |  | 6 | Fail | Please check "Mounting"
379792018 | TNB | DISTRIBUTION | KUALA SELANGOR | Existing | RYB | LV FUSE SWITCH |  | CLOSED | IEC MIDDLE CURVE | FUSES | SPARE |  |  |  | 250.000 A |  |  | 6 | Fail | Please check "Mounting"
379792062 | TNB | DISTRIBUTION | KUALA SELANGOR | Existing | RYB | LV FUSE SWITCH |  | CLOSED | IEC MIDDLE CURVE | FUSES | SPARE |  |  |  | 250.000 A |  |  | 6 | Fail | Please check "Mounting"
379792074 | TNB | DISTRIBUTION | KUALA SELANGOR | Existing | RYB | LV FUSE SWITCH |  | CLOSED | IEC MIDDLE CURVE | FUSES | SPARE |  |  |  | 250.000 A |  |  | 6 | Fail | Please check "Mounting"
379792079 | TNB | DISTRIBUTION | KUALA SELANGOR | Existing | RYB | LV FUSE SWITCH |  | CLOSED | IEC MIDDLE CURVE | FUSES | SPARE |  |  |  | 250.000 A |  |  | 6 | Fail | Please check "Mounting"
379792082 | TNB | DISTRIBUTION | KUALA SELANGOR | Existing | RYB | LV FUSE SWITCH |  | CLOSED | IEC MIDDLE CURVE | FUSES | SPARE |  |  |  | 250.000 A |  |  | 6 | Fail | Please check "Mounting"
379792086 | TNB | DISTRIBUTION | KUALA SELANGOR | Existing | RYB | LV FUSE SWITCH |  | CLOSED | IEC MIDDLE CURVE | FUSES | SPARE |  |  |  | 250.000 A |  |  | 6 | Fail | Please check "Mounting"
379792096 | TNB | DISTRIBUTION | KUALA SELANGOR | Existing | RYB | LV FUSE SWITCH |  | CLOSED | IEC MIDDLE CURVE | FUSES | SPARE |  |  |  | 250.000 A |  |  | 6 | Fail | Please check "Mounting"
379792102 | TNB | DISTRIBUTION | KUALA SELANGOR | Existing | RYB | LV FUSE SWITCH |  | CLOSED | IEC MIDDLE CURVE | FUSES | SPARE |  |  |  | 250.000 A |  |  | 6 | Fail | Please check "Mounting"
379792114 | TNB | DISTRIBUTION | KUALA SELANGOR | Existing | RYB | LV FUSE SWITCH |  | CLOSED | IEC MIDDLE CURVE | FUSES | SPARE |  |  |  | 250.000 A |  |  | 6 | Fail | Please check "Mounting"
379792158 | TNB | DISTRIBUTION | KUALA SELANGOR | Existing | RYB | LV FUSE SWITCH |  | CLOSED | IEC MIDDLE CURVE | FUSES | SPARE |  |  |  | 250.000 A |  |  | 6 | Fail | Please check "Mounting"
379792170 | TNB | DISTRIBUTION | KUALA SELANGOR | Existing | RYB | LV FUSE SWITCH |  | CLOSED | IEC MIDDLE CURVE | FUSES | SPARE |  |  |  | 250.000 A |  |  | 6 | Fail | Please check "Mounting"
379792175 | TNB | DISTRIBUTION | KUALA SELANGOR | Existing | RYB | LV FUSE SWITCH |  | CLOSED | IEC MIDDLE CURVE | FUSES | SPARE |  |  |  | 250.000 A |  |  | 6 | Fail | Please check "Mounting"
379792178 | TNB | DISTRIBUTION | KUALA SELANGOR | Existing | RYB | LV FUSE SWITCH |  | CLOSED | IEC MIDDLE CURVE | FUSES | SPARE |  |  |  | 250.000 A |  |  | 6 | Fail | Please check "Mounting"
379792182 | TNB | DISTRIBUTION | KUALA SELANGOR | Existing | RYB | LV FUSE SWITCH |  | CLOSED | IEC MIDDLE CURVE | FUSES | SPARE |  |  |  | 250.000 A |  |  | 6 | Fail | Please check "Mounting"
379792192 | TNB | DISTRIBUTION | KUALA SELANGOR | Existing | RYB | LV FUSE SWITCH |  | CLOSED | IEC MIDDLE CURVE | FUSES | SPARE |  |  |  | 250.000 A |  |  | 6 | Fail | Please check "Mounting"
379792198 | TNB | DISTRIBUTION | KUALA SELANGOR | Existing | RYB | LV FUSE SWITCH |  | CLOSED | IEC MIDDLE CURVE | FUSES | SPARE |  |  |  | 250.000 A |  |  | 6 | Fail | Please check "Mounting"
379792210 | TNB | DISTRIBUTION | KUALA SELANGOR | Existing | RYB | LV FUSE SWITCH |  | CLOSED | IEC MIDDLE CURVE | FUSES | SPARE |  |  |  | 250.000 A |  |  | 6 | Fail | Please check "Mounting"
379792254 | TNB | DISTRIBUTION | KUALA SELANGOR | Existing | RYB | LV FUSE SWITCH |  | CLOSED | IEC MIDDLE CURVE | FUSES | SPARE |  |  |  | 250.000 A |  |  | 6 | Fail | Please check "Mounting"
379792266 | TNB | DISTRIBUTION | KUALA SELANGOR | Existing | RYB | LV FUSE SWITCH |  | CLOSED | IEC MIDDLE CURVE | FUSES | SPARE |  |  |  | 250.000 A |  |  | 6 | Fail | Please check "Mounting"
379792271 | TNB | DISTRIBUTION | KUALA SELANGOR | Existing | RYB | LV FUSE SWITCH |  | CLOSED | IEC MIDDLE CURVE | FUSES | SPARE |  |  |  | 250.000 A |  |  | 6 | Fail | Please check "Mounting"
379792274 | TNB | DISTRIBUTION | KUALA SELANGOR | Existing | RYB | LV FUSE SWITCH |  | CLOSED | IEC MIDDLE CURVE | FUSES | SPARE |  |  |  | 250.000 A |  |  | 6 | Fail | Please check "Mounting"
379792278 | TNB | DISTRIBUTION | KUALA SELANGOR | Existing | RYB | LV FUSE SWITCH |  | CLOSED | IEC MIDDLE CURVE | FUSES | SPARE |  |  |  | 250.000 A |  |  | 6 | Fail | Please check "Mounting"
379792288 | TNB | DISTRIBUTION | KUALA SELANGOR | Existing | RYB | LV FUSE SWITCH |  | CLOSED | IEC MIDDLE CURVE | FUSES | SPARE |  |  |  | 250.000 A |  |  | 6 | Fail | Please check "Mounting"
379792294 | TNB | DISTRIBUTION | KUALA SELANGOR | Existing | RYB | LV FUSE SWITCH |  | CLOSED | IEC MIDDLE CURVE | FUSES | SPARE |  |  |  | 250.000 A |  |  | 6 | Fail | Please check "Mounting"
379792306 | TNB | DISTRIBUTION | KUALA SELANGOR | Existing | RYB | LV FUSE SWITCH |  | CLOSED | IEC MIDDLE CURVE | FUSES | SPARE |  |  |  | 250.000 A |  |  | 6 | Fail | Please check "Mounting"
379792348 | TNB | DISTRIBUTION | KUALA SELANGOR | Existing | RYB | LV FUSE SWITCH |  | CLOSED | IEC MIDDLE CURVE | FUSES | SPARE |  |  |  | 250.000 A |  |  | 6 | Fail | Please check "Mounting"
379792360 | TNB | DISTRIBUTION | KUALA SELANGOR | Existing | RYB | LV FUSE SWITCH |  | CLOSED | IEC MIDDLE CURVE | FUSES | SPARE |  |  |  | 250.000 A |  |  | 6 | Fail | Please check "Mounting"
379792365 | TNB | DISTRIBUTION | KUALA SELANGOR | Existing | RYB | LV FUSE SWITCH |  | CLOSED | IEC MIDDLE CURVE | FUSES | SPARE |  |  |  | 250.000 A |  |  | 6 | Fail | Please check "Mounting"
379792368 | TNB | DISTRIBUTION | KUALA SELANGOR | Existing | RYB | LV FUSE SWITCH |  | CLOSED | IEC MIDDLE CURVE | FUSES | SPARE |  |  |  | 250.000 A |  |  | 6 | Fail | Please check "Mounting"
379792372 | TNB | DISTRIBUTION | KUALA SELANGOR | Existing | RYB | LV FUSE SWITCH |  | CLOSED | IEC MIDDLE CURVE | FUSES | SPARE |  |  |  | 250.000 A |  |  | 6 | Fail | Please check "Mounting"
379792382 | TNB | DISTRIBUTION | KUALA SELANGOR | Existing | RYB | LV FUSE SWITCH |  | CLOSED | IEC MIDDLE CURVE | FUSES | SPARE |  |  |  | 250.000 A |  |  | 6 | Fail | Please check "Mounting"
379792388 | TNB | DISTRIBUTION | KUALA SELANGOR | Existing | RYB | LV FUSE SWITCH |  | CLOSED | IEC MIDDLE CURVE | FUSES | SPARE |  |  |  | 250.000 A |  |  | 6 | Fail | Please check "Mounting"
379792400 | TNB | DISTRIBUTION | KUALA SELANGOR | Existing | RYB | LV FUSE SWITCH |  | CLOSED | IEC MIDDLE CURVE | FUSES | SPARE |  |  |  | 250.000 A |  |  | 6 | Fail | Please check "Mounting"
379792442 | TNB | DISTRIBUTION | KUALA SELANGOR | Existing | RYB | LV FUSE SWITCH |  | CLOSED | IEC MIDDLE CURVE | FUSES | SPARE |  |  |  | 250.000 A |  |  | 6 | Fail | Please check "Mounting"
379792454 | TNB | DISTRIBUTION | KUALA SELANGOR | Existing | RYB | LV FUSE SWITCH |  | CLOSED | IEC MIDDLE CURVE | FUSES | SPARE |  |  |  | 250.000 A |  |  | 6 | Fail | Please check "Mounting"
379792459 | TNB | DISTRIBUTION | KUALA SELANGOR | Existing | RYB | LV FUSE SWITCH |  | CLOSED | IEC MIDDLE CURVE | FUSES | SPARE |  |  |  | 250.000 A |  |  | 6 | Fail | Please check "Mounting"
379792462 | TNB | DISTRIBUTION | KUALA SELANGOR | Existing | RYB | LV FUSE SWITCH |  | CLOSED | IEC MIDDLE CURVE | FUSES | SPARE |  |  |  | 250.000 A |  |  | 6 | Fail | Please check "Mounting"
379792466 | TNB | DISTRIBUTION | KUALA SELANGOR | Existing | RYB | LV FUSE SWITCH |  | CLOSED | IEC MIDDLE CURVE | FUSES | SPARE |  |  |  | 250.000 A |  |  | 6 | Fail | Please check "Mounting"
379792476 | TNB | DISTRIBUTION | KUALA SELANGOR | Existing | RYB | LV FUSE SWITCH |  | CLOSED | IEC MIDDLE CURVE | FUSES | SPARE |  |  |  | 250.000 A |  |  | 6 | Fail | Please check "Mounting"
379792482 | TNB | DISTRIBUTION | KUALA SELANGOR | Existing | RYB | LV FUSE SWITCH |  | CLOSED | IEC MIDDLE CURVE | FUSES | SPARE |  |  |  | 250.000 A |  |  | 6 | Fail | Please check "Mounting"
379792494 | TNB | DISTRIBUTION | KUALA SELANGOR | Existing | RYB | LV FUSE SWITCH |  | CLOSED | IEC MIDDLE CURVE | FUSES | SPARE |  |  |  | 250.000 A |  |  | 6 | Fail | Please check "Mounting"
379792538 | TNB | DISTRIBUTION | KUALA SELANGOR | Existing | RYB | LV FUSE SWITCH |  | CLOSED | IEC MIDDLE CURVE | FUSES | SPARE |  |  |  | 250.000 A |  |  | 6 | Fail | Please check "Mounting"
379792550 | TNB | DISTRIBUTION | KUALA SELANGOR | Existing | RYB | LV FUSE SWITCH |  | CLOSED | IEC MIDDLE CURVE | FUSES | SPARE |  |  |  | 250.000 A |  |  | 6 | Fail | Please check "Mounting"
379792555 | TNB | DISTRIBUTION | KUALA SELANGOR | Existing | RYB | LV FUSE SWITCH |  | CLOSED | IEC MIDDLE CURVE | FUSES | SPARE |  |  |  | 250.000 A |  |  | 6 | Fail | Please check "Mounting"
379792558 | TNB | DISTRIBUTION | KUALA SELANGOR | Existing | RYB | LV FUSE SWITCH |  | CLOSED | IEC MIDDLE CURVE | FUSES | SPARE |  |  |  | 250.000 A |  |  | 6 | Fail | Please check "Mounting"
379792562 | TNB | DISTRIBUTION | KUALA SELANGOR | Existing | RYB | LV FUSE SWITCH |  | CLOSED | IEC MIDDLE CURVE | FUSES | SPARE |  |  |  | 250.000 A |  |  | 6 | Fail | Please check "Mounting"
379792572 | TNB | DISTRIBUTION | KUALA SELANGOR | Existing | RYB | LV FUSE SWITCH |  | CLOSED | IEC MIDDLE CURVE | FUSES | SPARE |  |  |  | 250.000 A |  |  | 6 | Fail | Please check "Mounting"
379792578 | TNB | DISTRIBUTION | KUALA SELANGOR | Existing | RYB | LV FUSE SWITCH |  | CLOSED | IEC MIDDLE CURVE | FUSES | SPARE |  |  |  | 250.000 A |  |  | 6 | Fail | Please check "Mounting"
379792590 | TNB | DISTRIBUTION | KUALA SELANGOR | Existing | RYB | LV FUSE SWITCH |  | CLOSED | IEC MIDDLE CURVE | FUSES | SPARE |  |  |  | 250.000 A |  |  | 6 | Fail | Please check "Mounting"
379792634 | TNB | DISTRIBUTION | KUALA SELANGOR | Existing | RYB | LV FUSE SWITCH |  | CLOSED | IEC MIDDLE CURVE | FUSES | SPARE |  |  |  | 250.000 A |  |  | 6 | Fail | Please check "Mounting"
379792646 | TNB | DISTRIBUTION | KUALA SELANGOR | Existing | RYB | LV FUSE SWITCH |  | CLOSED | IEC MIDDLE CURVE | FUSES | SPARE |  |  |  | 250.000 A |  |  | 6 | Fail | Please check "Mounting"
379792651 | TNB | DISTRIBUTION | KUALA SELANGOR | Existing | RYB | LV FUSE SWITCH |  | CLOSED | IEC MIDDLE CURVE | FUSES | SPARE |  |  |  | 250.000 A |  |  | 6 | Fail | Please check "Mounting"
379792654 | TNB | DISTRIBUTION | KUALA SELANGOR | Existing | RYB | LV FUSE SWITCH |  | CLOSED | IEC MIDDLE CURVE | FUSES | SPARE |  |  |  | 250.000 A |  |  | 6 | Fail | Please check "Mounting"
379792658 | TNB | DISTRIBUTION | KUALA SELANGOR | Existing | RYB | LV FUSE SWITCH |  | CLOSED | IEC MIDDLE CURVE | FUSES | SPARE |  |  |  | 250.000 A |  |  | 6 | Fail | Please check "Mounting"
379792668 | TNB | DISTRIBUTION | KUALA SELANGOR | Existing | RYB | LV FUSE SWITCH |  | CLOSED | IEC MIDDLE CURVE | FUSES | SPARE |  |  |  | 250.000 A |  |  | 6 | Fail | Please check "Mounting"
379792674 | TNB | DISTRIBUTION | KUALA SELANGOR | Existing | RYB | LV FUSE SWITCH |  | CLOSED | IEC MIDDLE CURVE | FUSES | SPARE |  |  |  | 250.000 A |  |  | 6 | Fail | Please check "Mounting"
379792686 | TNB | DISTRIBUTION | KUALA SELANGOR | Existing | RYB | LV FUSE SWITCH |  | CLOSED | IEC MIDDLE CURVE | FUSES | SPARE |  |  |  | 250.000 A |  |  | 6 | Fail | Please check "Mounting"
379792730 | TNB | DISTRIBUTION | KUALA SELANGOR | Existing | RYB | LV FUSE SWITCH |  | CLOSED | IEC MIDDLE CURVE | FUSES | SPARE |  |  |  | 250.000 A |  |  | 6 | Fail | Please check "Mounting"
379792742 | TNB | DISTRIBUTION | KUALA SELANGOR | Existing | RYB | LV FUSE SWITCH |  | CLOSED | IEC MIDDLE CURVE | FUSES | SPARE |  |  |  | 250.000 A |  |  | 6 | Fail | Please check "Mounting"
379792747 | TNB | DISTRIBUTION | KUALA SELANGOR | Existing | RYB | LV FUSE SWITCH |  | CLOSED | IEC MIDDLE CURVE | FUSES | SPARE |  |  |  | 250.000 A |  |  | 6 | Fail | Please check "Mounting"
379792750 | TNB | DISTRIBUTION | KUALA SELANGOR | Existing | RYB | LV FUSE SWITCH |  | CLOSED | IEC MIDDLE CURVE | FUSES | SPARE |  |  |  | 250.000 A |  |  | 6 | Fail | Please check "Mounting"
379792754 | TNB | DISTRIBUTION | KUALA SELANGOR | Existing | RYB | LV FUSE SWITCH |  | CLOSED | IEC MIDDLE CURVE | FUSES | SPARE |  |  |  | 250.000 A |  |  | 6 | Fail | Please check "Mounting"
379792764 | TNB | DISTRIBUTION | KUALA SELANGOR | Existing | RYB | LV FUSE SWITCH |  | CLOSED | IEC MIDDLE CURVE | FUSES | SPARE |  |  |  | 250.000 A |  |  | 6 | Fail | Please check "Mounting"
379792770 | TNB | DISTRIBUTION | KUALA SELANGOR | Existing | RYB | LV FUSE SWITCH |  | CLOSED | IEC MIDDLE CURVE | FUSES | SPARE |  |  |  | 250.000 A |  |  | 6 | Fail | Please check "Mounting"
379792782 | TNB | DISTRIBUTION | KUALA SELANGOR | Existing | RYB | LV FUSE SWITCH |  | CLOSED | IEC MIDDLE CURVE | FUSES | SPARE |  |  |  | 250.000 A |  |  | 6 | Fail | Please check "Mounting"
379792822 | TNB | DISTRIBUTION | KUALA SELANGOR | Existing | RYB | LV FUSE SWITCH |  | CLOSED | IEC MIDDLE CURVE | FUSES | SPARE |  |  |  | 250.000 A |  |  | 6 | Fail | Please check "Mounting"
379792833 | TNB | DISTRIBUTION | KUALA SELANGOR | Existing | RYB | LV FUSE SWITCH |  | CLOSED | IEC MIDDLE CURVE | FUSES | SPARE |  |  |  | 250.000 A |  |  | 6 | Fail | Please check "Mounting"
379792835 | TNB | DISTRIBUTION | KUALA SELANGOR | Existing | RYB | LV FUSE SWITCH |  | CLOSED | IEC MIDDLE CURVE | FUSES | SPARE |  |  |  | 250.000 A |  |  | 6 | Fail | Please check "Mounting"
379792839 | TNB | DISTRIBUTION | KUALA SELANGOR | Existing | RYB | LV FUSE SWITCH |  | CLOSED | IEC MIDDLE CURVE | FUSES | SPARE |  |  |  | 250.000 A |  |  | 6 | Fail | Please check "Mounting"
379792844 | TNB | DISTRIBUTION | KUALA SELANGOR | Existing | RYB | LV FUSE SWITCH |  | CLOSED | IEC MIDDLE CURVE | FUSES | SPARE |  |  |  | 250.000 A |  |  | 6 | Fail | Please check "Mounting"
379792849 | TNB | DISTRIBUTION | KUALA SELANGOR | Existing | RYB | LV FUSE SWITCH |  | CLOSED | IEC MIDDLE CURVE | FUSES | SPARE |  |  |  | 250.000 A |  |  | 6 | Fail | Please check "Mounting"
379792854 | TNB | DISTRIBUTION | KUALA SELANGOR | Existing | RYB | LV FUSE SWITCH |  | CLOSED | IEC MIDDLE CURVE | FUSES | SPARE |  |  |  | 250.000 A |  |  | 6 | Fail | Please check "Mounting"
379792856 | TNB | DISTRIBUTION | KUALA SELANGOR | Existing | RYB | LV FUSE SWITCH |  | CLOSED | IEC MIDDLE CURVE | FUSES | SPARE |  |  |  | 250.000 A |  |  | 6 | Fail | Please check "Mounting"
379792873 | TNB | DISTRIBUTION | KUALA SELANGOR | Existing | RYB | LV FUSE SWITCH |  | CLOSED | IEC MIDDLE CURVE | FUSES | SPARE |  |  |  | 250.000 A |  |  | 6 | Fail | Please check "Mounting"
379792883 | TNB | DISTRIBUTION | KUALA SELANGOR | Existing | RYB | LV FUSE SWITCH |  | CLOSED | IEC MIDDLE CURVE | FUSES | SPARE |  |  |  | 250.000 A |  |  | 6 | Fail | Please check "Mounting"
379792928 | TNB | DISTRIBUTION | KUALA SELANGOR | Existing | RYB | LV FUSE SWITCH |  | CLOSED | IEC MIDDLE CURVE | FUSES | SPARE |  |  |  | 250.000 A |  |  | 6 | Fail | Please check "Mounting"
379792940 | TNB | DISTRIBUTION | KUALA SELANGOR | Existing | RYB | LV FUSE SWITCH |  | CLOSED | IEC MIDDLE CURVE | FUSES | SPARE |  |  |  | 250.000 A |  |  | 6 | Fail | Please check "Mounting"
379792945 | TNB | DISTRIBUTION | KUALA SELANGOR | Existing | RYB | LV FUSE SWITCH |  | CLOSED | IEC MIDDLE CURVE | FUSES | SPARE |  |  |  | 250.000 A |  |  | 6 | Fail | Please check "Mounting"
379792948 | TNB | DISTRIBUTION | KUALA SELANGOR | Existing | RYB | LV FUSE SWITCH |  | CLOSED | IEC MIDDLE CURVE | FUSES | SPARE |  |  |  | 250.000 A |  |  | 6 | Fail | Please check "Mounting"
379792952 | TNB | DISTRIBUTION | KUALA SELANGOR | Existing | RYB | LV FUSE SWITCH |  | CLOSED | IEC MIDDLE CURVE | FUSES | SPARE |  |  |  | 250.000 A |  |  | 6 | Fail | Please check "Mounting"
379792962 | TNB | DISTRIBUTION | KUALA SELANGOR | Existing | RYB | LV FUSE SWITCH |  | CLOSED | IEC MIDDLE CURVE | FUSES | SPARE |  |  |  | 250.000 A |  |  | 6 | Fail | Please check "Mounting"
379792968 | TNB | DISTRIBUTION | KUALA SELANGOR | Existing | RYB | LV FUSE SWITCH |  | CLOSED | IEC MIDDLE CURVE | FUSES | SPARE |  |  |  | 250.000 A |  |  | 6 | Fail | Please check "Mounting"
379792980 | TNB | DISTRIBUTION | KUALA SELANGOR | Existing | RYB | LV FUSE SWITCH |  | CLOSED | IEC MIDDLE CURVE | FUSES | SPARE |  |  |  | 250.000 A |  |  | 6 | Fail | Please check "Mounting"
379793125 | TNB | DISTRIBUTION | KUALA SELANGOR | Existing | RYB | LV FUSE SWITCH |  | CLOSED | IEC MIDDLE CURVE | FUSES | SPARE |  |  |  | 250.000 A |  |  | 6 | Fail | Please check "Mounting"
379793137 | TNB | DISTRIBUTION | KUALA SELANGOR | Existing | RYB | LV FUSE SWITCH |  | CLOSED | IEC MIDDLE CURVE | FUSES | SPARE |  |  |  | 250.000 A |  |  | 6 | Fail | Please check "Mounting"
379793142 | TNB | DISTRIBUTION | KUALA SELANGOR | Existing | RYB | LV FUSE SWITCH |  | CLOSED | IEC MIDDLE CURVE | FUSES | SPARE |  |  |  | 250.000 A |  |  | 6 | Fail | Please check "Mounting"
379793145 | TNB | DISTRIBUTION | KUALA SELANGOR | Existing | RYB | LV FUSE SWITCH |  | CLOSED | IEC MIDDLE CURVE | FUSES | SPARE |  |  |  | 250.000 A |  |  | 6 | Fail | Please check "Mounting"
379793149 | TNB | DISTRIBUTION | KUALA SELANGOR | Existing | RYB | LV FUSE SWITCH |  | CLOSED | IEC MIDDLE CURVE | FUSES | SPARE |  |  |  | 250.000 A |  |  | 6 | Fail | Please check "Mounting"
379793159 | TNB | DISTRIBUTION | KUALA SELANGOR | Existing | RYB | LV FUSE SWITCH |  | CLOSED | IEC MIDDLE CURVE | FUSES | SPARE |  |  |  | 250.000 A |  |  | 6 | Fail | Please check "Mounting"
379793165 | TNB | DISTRIBUTION | KUALA SELANGOR | Existing | RYB | LV FUSE SWITCH |  | CLOSED | IEC MIDDLE CURVE | FUSES | SPARE |  |  |  | 250.000 A |  |  | 6 | Fail | Please check "Mounting"
379793177 | TNB | DISTRIBUTION | KUALA SELANGOR | Existing | RYB | LV FUSE SWITCH |  | CLOSED | IEC MIDDLE CURVE | FUSES | SPARE |  |  |  | 250.000 A |  |  | 6 | Fail | Please check "Mounting"
379793367 | TNB | DISTRIBUTION | KUALA SELANGOR | Existing | RYB | LV FUSE SWITCH |  | CLOSED | IEC MIDDLE CURVE | FUSES | SPARE |  |  |  | 250.000 A |  |  | 6 | Fail | Please check "Mounting"
379793379 | TNB | DISTRIBUTION | KUALA SELANGOR | Existing | RYB | LV FUSE SWITCH |  | CLOSED | IEC MIDDLE CURVE | FUSES | SPARE |  |  |  | 250.000 A |  |  | 6 | Fail | Please check "Mounting"
379793384 | TNB | DISTRIBUTION | KUALA SELANGOR | Existing | RYB | LV FUSE SWITCH |  | CLOSED | IEC MIDDLE CURVE | FUSES | SPARE |  |  |  | 250.000 A |  |  | 6 | Fail | Please check "Mounting"
379793387 | TNB | DISTRIBUTION | KUALA SELANGOR | Existing | RYB | LV FUSE SWITCH |  | CLOSED | IEC MIDDLE CURVE | FUSES | SPARE |  |  |  | 250.000 A |  |  | 6 | Fail | Please check "Mounting"
379793391 | TNB | DISTRIBUTION | KUALA SELANGOR | Existing | RYB | LV FUSE SWITCH |  | CLOSED | IEC MIDDLE CURVE | FUSES | SPARE |  |  |  | 250.000 A |  |  | 6 | Fail | Please check "Mounting"
379793401 | TNB | DISTRIBUTION | KUALA SELANGOR | Existing | RYB | LV FUSE SWITCH |  | CLOSED | IEC MIDDLE CURVE | FUSES | SPARE |  |  |  | 250.000 A |  |  | 6 | Fail | Please check "Mounting"
379793407 | TNB | DISTRIBUTION | KUALA SELANGOR | Existing | RYB | LV FUSE SWITCH |  | CLOSED | IEC MIDDLE CURVE | FUSES | SPARE |  |  |  | 250.000 A |  |  | 6 | Fail | Please check "Mounting"
379793419 | TNB | DISTRIBUTION | KUALA SELANGOR | Existing | RYB | LV FUSE SWITCH |  | CLOSED | IEC MIDDLE CURVE | FUSES | SPARE |  |  |  | 250.000 A |  |  | 6 | Fail | Please check "Mounting"
379793461 | TNB | DISTRIBUTION | KUALA SELANGOR | Existing | RYB | LV FUSE SWITCH |  | CLOSED | IEC MIDDLE CURVE | FUSES | SPARE |  |  |  | 250.000 A |  |  | 6 | Fail | Please check "Mounting"
379793473 | TNB | DISTRIBUTION | KUALA SELANGOR | Existing | RYB | LV FUSE SWITCH |  | CLOSED | IEC MIDDLE CURVE | FUSES | SPARE |  |  |  | 250.000 A |  |  | 6 | Fail | Please check "Mounting"
379793478 | TNB | DISTRIBUTION | KUALA SELANGOR | Existing | RYB | LV FUSE SWITCH |  | CLOSED | IEC MIDDLE CURVE | FUSES | SPARE |  |  |  | 250.000 A |  |  | 6 | Fail | Please check "Mounting"
379793481 | TNB | DISTRIBUTION | KUALA SELANGOR | Existing | RYB | LV FUSE SWITCH |  | CLOSED | IEC MIDDLE CURVE | FUSES | SPARE |  |  |  | 250.000 A |  |  | 6 | Fail | Please check "Mounting"
379793485 | TNB | DISTRIBUTION | KUALA SELANGOR | Existing | RYB | LV FUSE SWITCH |  | CLOSED | IEC MIDDLE CURVE | FUSES | SPARE |  |  |  | 250.000 A |  |  | 6 | Fail | Please check "Mounting"
379793495 | TNB | DISTRIBUTION | KUALA SELANGOR | Existing | RYB | LV FUSE SWITCH |  | CLOSED | IEC MIDDLE CURVE | FUSES | SPARE |  |  |  | 250.000 A |  |  | 6 | Fail | Please check "Mounting"
379793501 | TNB | DISTRIBUTION | KUALA SELANGOR | Existing | RYB | LV FUSE SWITCH |  | CLOSED | IEC MIDDLE CURVE | FUSES | SPARE |  |  |  | 250.000 A |  |  | 6 | Fail | Please check "Mounting"
379793513 | TNB | DISTRIBUTION | KUALA SELANGOR | Existing | RYB | LV FUSE SWITCH |  | CLOSED | IEC MIDDLE CURVE | FUSES | SPARE |  |  |  | 250.000 A |  |  | 6 | Fail | Please check "Mounting"
379793575 | TNB | DISTRIBUTION | KUALA SELANGOR | Existing | RYB | LV FUSE SWITCH |  | CLOSED | IEC MIDDLE CURVE | FUSES | SPARE |  |  |  | 250.000 A |  |  | 6 | Fail | Please check "Mounting"
379793587 | TNB | DISTRIBUTION | KUALA SELANGOR | Existing | RYB | LV FUSE SWITCH |  | CLOSED | IEC MIDDLE CURVE | FUSES | SPARE |  |  |  | 250.000 A |  |  | 6 | Fail | Please check "Mounting"
379793592 | TNB | DISTRIBUTION | KUALA SELANGOR | Existing | RYB | LV FUSE SWITCH |  | CLOSED | IEC MIDDLE CURVE | FUSES | SPARE |  |  |  | 250.000 A |  |  | 6 | Fail | Please check "Mounting"
379793595 | TNB | DISTRIBUTION | KUALA SELANGOR | Existing | RYB | LV FUSE SWITCH |  | CLOSED | IEC MIDDLE CURVE | FUSES | SPARE |  |  |  | 250.000 A |  |  | 6 | Fail | Please check "Mounting"
379793599 | TNB | DISTRIBUTION | KUALA SELANGOR | Existing | RYB | LV FUSE SWITCH |  | CLOSED | IEC MIDDLE CURVE | FUSES | SPARE |  |  |  | 250.000 A |  |  | 6 | Fail | Please check "Mounting"
379793609 | TNB | DISTRIBUTION | KUALA SELANGOR | Existing | RYB | LV FUSE SWITCH |  | CLOSED | IEC MIDDLE CURVE | FUSES | SPARE |  |  |  | 250.000 A |  |  | 6 | Fail | Please check "Mounting"
379793615 | TNB | DISTRIBUTION | KUALA SELANGOR | Existing | RYB | LV FUSE SWITCH |  | CLOSED | IEC MIDDLE CURVE | FUSES | SPARE |  |  |  | 250.000 A |  |  | 6 | Fail | Please check "Mounting"
379793627 | TNB | DISTRIBUTION | KUALA SELANGOR | Existing | RYB | LV FUSE SWITCH |  | CLOSED | IEC MIDDLE CURVE | FUSES | SPARE |  |  |  | 250.000 A |  |  | 6 | Fail | Please check "Mounting"
379793750 | TNB | DISTRIBUTION | KUALA SELANGOR | Existing | RYB | LV FUSE SWITCH |  | CLOSED | IEC MIDDLE CURVE | FUSES | SPARE |  |  |  | 250.000 A |  |  | 6 | Fail | Please check "Mounting"
379793762 | TNB | DISTRIBUTION | KUALA SELANGOR | Existing | RYB | LV FUSE SWITCH |  | CLOSED | IEC MIDDLE CURVE | FUSES | SPARE |  |  |  | 250.000 A |  |  | 6 | Fail | Please check "Mounting"
379793767 | TNB | DISTRIBUTION | KUALA SELANGOR | Existing | RYB | LV FUSE SWITCH |  | CLOSED | IEC MIDDLE CURVE | FUSES | SPARE |  |  |  | 250.000 A |  |  | 6 | Fail | Please check "Mounting"
379793770 | TNB | DISTRIBUTION | KUALA SELANGOR | Existing | RYB | LV FUSE SWITCH |  | CLOSED | IEC MIDDLE CURVE | FUSES | SPARE |  |  |  | 250.000 A |  |  | 6 | Fail | Please check "Mounting"
379793774 | TNB | DISTRIBUTION | KUALA SELANGOR | Existing | RYB | LV FUSE SWITCH |  | CLOSED | IEC MIDDLE CURVE | FUSES | SPARE |  |  |  | 250.000 A |  |  | 6 | Fail | Please check "Mounting"
379793784 | TNB | DISTRIBUTION | KUALA SELANGOR | Existing | RYB | LV FUSE SWITCH |  | CLOSED | IEC MIDDLE CURVE | FUSES | SPARE |  |  |  | 250.000 A |  |  | 6 | Fail | Please check "Mounting"
379793790 | TNB | DISTRIBUTION | KUALA SELANGOR | Existing | RYB | LV FUSE SWITCH |  | CLOSED | IEC MIDDLE CURVE | FUSES | SPARE |  |  |  | 250.000 A |  |  | 6 | Fail | Please check "Mounting"
379793802 | TNB | DISTRIBUTION | KUALA SELANGOR | Existing | RYB | LV FUSE SWITCH |  | CLOSED | IEC MIDDLE CURVE | FUSES | SPARE |  |  |  | 250.000 A |  |  | 6 | Fail | Please check "Mounting"
379794029 | TNB | DISTRIBUTION | KUALA SELANGOR | Existing | RYB | LV FUSE SWITCH |  | CLOSED | IEC MIDDLE CURVE | FUSES | SPARE |  |  |  | 250.000 A |  |  | 6 | Fail | Please check "Mounting"
379794041 | TNB | DISTRIBUTION | KUALA SELANGOR | Existing | RYB | LV FUSE SWITCH |  | CLOSED | IEC MIDDLE CURVE | FUSES | SPARE |  |  |  | 250.000 A |  |  | 6 | Fail | Please check "Mounting"
379794046 | TNB | DISTRIBUTION | KUALA SELANGOR | Existing | RYB | LV FUSE SWITCH |  | CLOSED | IEC MIDDLE CURVE | FUSES | SPARE |  |  |  | 250.000 A |  |  | 6 | Fail | Please check "Mounting"
379794049 | TNB | DISTRIBUTION | KUALA SELANGOR | Existing | RYB | LV FUSE SWITCH |  | CLOSED | IEC MIDDLE CURVE | FUSES | SPARE |  |  |  | 250.000 A |  |  | 6 | Fail | Please check "Mounting"
379794053 | TNB | DISTRIBUTION | KUALA SELANGOR | Existing | RYB | LV FUSE SWITCH |  | CLOSED | IEC MIDDLE CURVE | FUSES | SPARE |  |  |  | 250.000 A |  |  | 6 | Fail | Please check "Mounting"
379794063 | TNB | DISTRIBUTION | KUALA SELANGOR | Existing | RYB | LV FUSE SWITCH |  | CLOSED | IEC MIDDLE CURVE | FUSES | SPARE |  |  |  | 250.000 A |  |  | 6 | Fail | Please check "Mounting"
379794069 | TNB | DISTRIBUTION | KUALA SELANGOR | Existing | RYB | LV FUSE SWITCH |  | CLOSED | IEC MIDDLE CURVE | FUSES | SPARE |  |  |  | 250.000 A |  |  | 6 | Fail | Please check "Mounting"
379794081 | TNB | DISTRIBUTION | KUALA SELANGOR | Existing | RYB | LV FUSE SWITCH |  | CLOSED | IEC MIDDLE CURVE | FUSES | SPARE |  |  |  | 250.000 A |  |  | 6 | Fail | Please check "Mounting"
379794200 | TNB | DISTRIBUTION | KUALA SELANGOR | Existing | RYB | LV FUSE SWITCH |  | CLOSED | IEC MIDDLE CURVE | FUSES | SPARE |  |  |  | 250.000 A |  |  | 6 | Fail | Please check "Mounting"
379794212 | TNB | DISTRIBUTION | KUALA SELANGOR | Existing | RYB | LV FUSE SWITCH |  | CLOSED | IEC MIDDLE CURVE | FUSES | SPARE |  |  |  | 250.000 A |  |  | 6 | Fail | Please check "Mounting"
379794217 | TNB | DISTRIBUTION | KUALA SELANGOR | Existing | RYB | LV FUSE SWITCH |  | CLOSED | IEC MIDDLE CURVE | FUSES | SPARE |  |  |  | 250.000 A |  |  | 6 | Fail | Please check "Mounting"
379794220 | TNB | DISTRIBUTION | KUALA SELANGOR | Existing | RYB | LV FUSE SWITCH |  | CLOSED | IEC MIDDLE CURVE | FUSES | SPARE |  |  |  | 250.000 A |  |  | 6 | Fail | Please check "Mounting"
379794224 | TNB | DISTRIBUTION | KUALA SELANGOR | Existing | RYB | LV FUSE SWITCH |  | CLOSED | IEC MIDDLE CURVE | FUSES | SPARE |  |  |  | 250.000 A |  |  | 6 | Fail | Please check "Mounting"
379794234 | TNB | DISTRIBUTION | KUALA SELANGOR | Existing | RYB | LV FUSE SWITCH |  | CLOSED | IEC MIDDLE CURVE | FUSES | SPARE |  |  |  | 250.000 A |  |  | 6 | Fail | Please check "Mounting"
379794240 | TNB | DISTRIBUTION | KUALA SELANGOR | Existing | RYB | LV FUSE SWITCH |  | CLOSED | IEC MIDDLE CURVE | FUSES | SPARE |  |  |  | 250.000 A |  |  | 6 | Fail | Please check "Mounting"
379794252 | TNB | DISTRIBUTION | KUALA SELANGOR | Existing | RYB | LV FUSE SWITCH |  | CLOSED | IEC MIDDLE CURVE | FUSES | SPARE |  |  |  | 250.000 A |  |  | 6 | Fail | Please check "Mounting"
379794388 | TNB | DISTRIBUTION | KUALA SELANGOR | Existing | RYB | LV FUSE SWITCH |  | CLOSED | IEC MIDDLE CURVE | FUSES | SPARE |  |  |  | 250.000 A |  |  | 6 | Fail | Please check "Mounting"
379794400 | TNB | DISTRIBUTION | KUALA SELANGOR | Existing | RYB | LV FUSE SWITCH |  | CLOSED | IEC MIDDLE CURVE | FUSES | SPARE |  |  |  | 250.000 A |  |  | 6 | Fail | Please check "Mounting"
379794405 | TNB | DISTRIBUTION | KUALA SELANGOR | Existing | RYB | LV FUSE SWITCH |  | CLOSED | IEC MIDDLE CURVE | FUSES | SPARE |  |  |  | 250.000 A |  |  | 6 | Fail | Please check "Mounting"
379794408 | TNB | DISTRIBUTION | KUALA SELANGOR | Existing | RYB | LV FUSE SWITCH |  | CLOSED | IEC MIDDLE CURVE | FUSES | SPARE |  |  |  | 250.000 A |  |  | 6 | Fail | Please check "Mounting"
379794412 | TNB | DISTRIBUTION | KUALA SELANGOR | Existing | RYB | LV FUSE SWITCH |  | CLOSED | IEC MIDDLE CURVE | FUSES | SPARE |  |  |  | 250.000 A |  |  | 6 | Fail | Please check "Mounting"
379794422 | TNB | DISTRIBUTION | KUALA SELANGOR | Existing | RYB | LV FUSE SWITCH |  | CLOSED | IEC MIDDLE CURVE | FUSES | SPARE |  |  |  | 250.000 A |  |  | 6 | Fail | Please check "Mounting"
379794428 | TNB | DISTRIBUTION | KUALA SELANGOR | Existing | RYB | LV FUSE SWITCH |  | CLOSED | IEC MIDDLE CURVE | FUSES | SPARE |  |  |  | 250.000 A |  |  | 6 | Fail | Please check "Mounting"
379794440 | TNB | DISTRIBUTION | KUALA SELANGOR | Existing | RYB | LV FUSE SWITCH |  | CLOSED | IEC MIDDLE CURVE | FUSES | SPARE |  |  |  | 250.000 A |  |  | 6 | Fail | Please check "Mounting"
379794502 | TNB | DISTRIBUTION | KUALA SELANGOR | Existing | RYB | LV FUSE SWITCH |  | CLOSED | IEC MIDDLE CURVE | FUSES | SPARE |  |  |  | 250.000 A |  |  | 6 | Fail | Please check "Mounting"
379794514 | TNB | DISTRIBUTION | KUALA SELANGOR | Existing | RYB | LV FUSE SWITCH |  | CLOSED | IEC MIDDLE CURVE | FUSES | SPARE |  |  |  | 250.000 A |  |  | 6 | Fail | Please check "Mounting"
379794519 | TNB | DISTRIBUTION | KUALA SELANGOR | Existing | RYB | LV FUSE SWITCH |  | CLOSED | IEC MIDDLE CURVE | FUSES | SPARE |  |  |  | 250.000 A |  |  | 6 | Fail | Please check "Mounting"
379794522 | TNB | DISTRIBUTION | KUALA SELANGOR | Existing | RYB | LV FUSE SWITCH |  | CLOSED | IEC MIDDLE CURVE | FUSES | SPARE |  |  |  | 250.000 A |  |  | 6 | Fail | Please check "Mounting"
379794526 | TNB | DISTRIBUTION | KUALA SELANGOR | Existing | RYB | LV FUSE SWITCH |  | CLOSED | IEC MIDDLE CURVE | FUSES | SPARE |  |  |  | 250.000 A |  |  | 6 | Fail | Please check "Mounting"
379794536 | TNB | DISTRIBUTION | KUALA SELANGOR | Existing | RYB | LV FUSE SWITCH |  | CLOSED | IEC MIDDLE CURVE | FUSES | SPARE |  |  |  | 250.000 A |  |  | 6 | Fail | Please check "Mounting"
379794542 | TNB | DISTRIBUTION | KUALA SELANGOR | Existing | RYB | LV FUSE SWITCH |  | CLOSED | IEC MIDDLE CURVE | FUSES | SPARE |  |  |  | 250.000 A |  |  | 6 | Fail | Please check "Mounting"
379794554 | TNB | DISTRIBUTION | KUALA SELANGOR | Existing | RYB | LV FUSE SWITCH |  | CLOSED | IEC MIDDLE CURVE | FUSES | SPARE |  |  |  | 250.000 A |  |  | 6 | Fail | Please check "Mounting"
379794559 | TNB | DISTRIBUTION | KUALA SELANGOR | Existing | RYB | LV FUSE SWITCH |  | CLOSED | IEC MIDDLE CURVE | FUSES | SPARE |  |  |  | 250.000 A |  |  | 6 | Fail | Please check "Mounting"
379794571 | TNB | DISTRIBUTION | KUALA SELANGOR | Existing | RYB | LV FUSE SWITCH |  | CLOSED | IEC MIDDLE CURVE | FUSES | SPARE |  |  |  | 250.000 A |  |  | 6 | Fail | Please check "Mounting"
379794576 | TNB | DISTRIBUTION | KUALA SELANGOR | Existing | RYB | LV FUSE SWITCH |  | CLOSED | IEC MIDDLE CURVE | FUSES | SPARE |  |  |  | 250.000 A |  |  | 6 | Fail | Please check "Mounting"
379794579 | TNB | DISTRIBUTION | KUALA SELANGOR | Existing | RYB | LV FUSE SWITCH |  | CLOSED | IEC MIDDLE CURVE | FUSES | SPARE |  |  |  | 250.000 A |  |  | 6 | Fail | Please check "Mounting"
379794583 | TNB | DISTRIBUTION | KUALA SELANGOR | Existing | RYB | LV FUSE SWITCH |  | CLOSED | IEC MIDDLE CURVE | FUSES | SPARE |  |  |  | 250.000 A |  |  | 6 | Fail | Please check "Mounting"
379794593 | TNB | DISTRIBUTION | KUALA SELANGOR | Existing | RYB | LV FUSE SWITCH |  | CLOSED | IEC MIDDLE CURVE | FUSES | SPARE |  |  |  | 250.000 A |  |  | 6 | Fail | Please check "Mounting"
379794599 | TNB | DISTRIBUTION | KUALA SELANGOR | Existing | RYB | LV FUSE SWITCH |  | CLOSED | IEC MIDDLE CURVE | FUSES | SPARE |  |  |  | 250.000 A |  |  | 6 | Fail | Please check "Mounting"
379794611 | TNB | DISTRIBUTION | KUALA SELANGOR | Existing | RYB | LV FUSE SWITCH |  | CLOSED | IEC MIDDLE CURVE | FUSES | SPARE |  |  |  | 250.000 A |  |  | 6 | Fail | Please check "Mounting"
379794677 | TNB | DISTRIBUTION | KUALA SELANGOR | Existing | RYB | LV FUSE SWITCH |  | CLOSED | IEC MIDDLE CURVE | FUSES | SPARE |  |  |  | 250.000 A |  |  | 6 | Fail | Please check "Mounting"
379794689 | TNB | DISTRIBUTION | KUALA SELANGOR | Existing | RYB | LV FUSE SWITCH |  | CLOSED | IEC MIDDLE CURVE | FUSES | SPARE |  |  |  | 250.000 A |  |  | 6 | Fail | Please check "Mounting"
379794694 | TNB | DISTRIBUTION | KUALA SELANGOR | Existing | RYB | LV FUSE SWITCH |  | CLOSED | IEC MIDDLE CURVE | FUSES | SPARE |  |  |  | 250.000 A |  |  | 6 | Fail | Please check "Mounting"
379794697 | TNB | DISTRIBUTION | KUALA SELANGOR | Existing | RYB | LV FUSE SWITCH |  | CLOSED | IEC MIDDLE CURVE | FUSES | SPARE |  |  |  | 250.000 A |  |  | 6 | Fail | Please check "Mounting"
379794701 | TNB | DISTRIBUTION | KUALA SELANGOR | Existing | RYB | LV FUSE SWITCH |  | CLOSED | IEC MIDDLE CURVE | FUSES | SPARE |  |  |  | 250.000 A |  |  | 6 | Fail | Please check "Mounting"
379794711 | TNB | DISTRIBUTION | KUALA SELANGOR | Existing | RYB | LV FUSE SWITCH |  | CLOSED | IEC MIDDLE CURVE | FUSES | SPARE |  |  |  | 250.000 A |  |  | 6 | Fail | Please check "Mounting"
379794717 | TNB | DISTRIBUTION | KUALA SELANGOR | Existing | RYB | LV FUSE SWITCH |  | CLOSED | IEC MIDDLE CURVE | FUSES | SPARE |  |  |  | 250.000 A |  |  | 6 | Fail | Please check "Mounting"
379794729 | TNB | DISTRIBUTION | KUALA SELANGOR | Existing | RYB | LV FUSE SWITCH |  | CLOSED | IEC MIDDLE CURVE | FUSES | SPARE |  |  |  | 250.000 A |  |  | 6 | Fail | Please check "Mounting"
379794734 | TNB | DISTRIBUTION | KUALA SELANGOR | Existing | RYB | LV FUSE SWITCH |  | CLOSED | IEC MIDDLE CURVE | FUSES | SPARE |  |  |  | 250.000 A |  |  | 6 | Fail | Please check "Mounting"
379794746 | TNB | DISTRIBUTION | KUALA SELANGOR | Existing | RYB | LV FUSE SWITCH |  | CLOSED | IEC MIDDLE CURVE | FUSES | SPARE |  |  |  | 250.000 A |  |  | 6 | Fail | Please check "Mounting"
379794751 | TNB | DISTRIBUTION | KUALA SELANGOR | Existing | RYB | LV FUSE SWITCH |  | CLOSED | IEC MIDDLE CURVE | FUSES | SPARE |  |  |  | 250.000 A |  |  | 6 | Fail | Please check "Mounting"
379794754 | TNB | DISTRIBUTION | KUALA SELANGOR | Existing | RYB | LV FUSE SWITCH |  | CLOSED | IEC MIDDLE CURVE | FUSES | SPARE |  |  |  | 250.000 A |  |  | 6 | Fail | Please check "Mounting"
379794758 | TNB | DISTRIBUTION | KUALA SELANGOR | Existing | RYB | LV FUSE SWITCH |  | CLOSED | IEC MIDDLE CURVE | FUSES | SPARE |  |  |  | 250.000 A |  |  | 6 | Fail | Please check "Mounting"
379794768 | TNB | DISTRIBUTION | KUALA SELANGOR | Existing | RYB | LV FUSE SWITCH |  | CLOSED | IEC MIDDLE CURVE | FUSES | SPARE |  |  |  | 250.000 A |  |  | 6 | Fail | Please check "Mounting"
379794774 | TNB | DISTRIBUTION | KUALA SELANGOR | Existing | RYB | LV FUSE SWITCH |  | CLOSED | IEC MIDDLE CURVE | FUSES | SPARE |  |  |  | 250.000 A |  |  | 6 | Fail | Please check "Mounting"
379794786 | TNB | DISTRIBUTION | KUALA SELANGOR | Existing | RYB | LV FUSE SWITCH |  | CLOSED | IEC MIDDLE CURVE | FUSES | SPARE |  |  |  | 250.000 A |  |  | 6 | Fail | Please check "Mounting"
379794848 | TNB | DISTRIBUTION | KUALA SELANGOR | Existing | RYB | LV FUSE SWITCH |  | CLOSED | IEC MIDDLE CURVE | FUSES | SPARE |  |  |  | 250.000 A |  |  | 6 | Fail | Please check "Mounting"
379794860 | TNB | DISTRIBUTION | KUALA SELANGOR | Existing | RYB | LV FUSE SWITCH |  | CLOSED | IEC MIDDLE CURVE | FUSES | SPARE |  |  |  | 250.000 A |  |  | 6 | Fail | Please check "Mounting"
379794865 | TNB | DISTRIBUTION | KUALA SELANGOR | Existing | RYB | LV FUSE SWITCH |  | CLOSED | IEC MIDDLE CURVE | FUSES | SPARE |  |  |  | 250.000 A |  |  | 6 | Fail | Please check "Mounting"
379794868 | TNB | DISTRIBUTION | KUALA SELANGOR | Existing | RYB | LV FUSE SWITCH |  | CLOSED | IEC MIDDLE CURVE | FUSES | SPARE |  |  |  | 250.000 A |  |  | 6 | Fail | Please check "Mounting"
379794872 | TNB | DISTRIBUTION | KUALA SELANGOR | Existing | RYB | LV FUSE SWITCH |  | CLOSED | IEC MIDDLE CURVE | FUSES | SPARE |  |  |  | 250.000 A |  |  | 6 | Fail | Please check "Mounting"
379794882 | TNB | DISTRIBUTION | KUALA SELANGOR | Existing | RYB | LV FUSE SWITCH |  | CLOSED | IEC MIDDLE CURVE | FUSES | SPARE |  |  |  | 250.000 A |  |  | 6 | Fail | Please check "Mounting"
379794888 | TNB | DISTRIBUTION | KUALA SELANGOR | Existing | RYB | LV FUSE SWITCH |  | CLOSED | IEC MIDDLE CURVE | FUSES | SPARE |  |  |  | 250.000 A |  |  | 6 | Fail | Please check "Mounting"
379794900 | TNB | DISTRIBUTION | KUALA SELANGOR | Existing | RYB | LV FUSE SWITCH |  | CLOSED | IEC MIDDLE CURVE | FUSES | SPARE |  |  |  | 250.000 A |  |  | 6 | Fail | Please check "Mounting"
379794905 | TNB | DISTRIBUTION | KUALA SELANGOR | Existing | RYB | LV FUSE SWITCH |  | CLOSED | IEC MIDDLE CURVE | FUSES | SPARE |  |  |  | 250.000 A |  |  | 6 | Fail | Please check "Mounting"
379794917 | TNB | DISTRIBUTION | KUALA SELANGOR | Existing | RYB | LV FUSE SWITCH |  | CLOSED | IEC MIDDLE CURVE | FUSES | SPARE |  |  |  | 250.000 A |  |  | 6 | Fail | Please check "Mounting"
379794922 | TNB | DISTRIBUTION | KUALA SELANGOR | Existing | RYB | LV FUSE SWITCH |  | CLOSED | IEC MIDDLE CURVE | FUSES | SPARE |  |  |  | 250.000 A |  |  | 6 | Fail | Please check "Mounting"
379794925 | TNB | DISTRIBUTION | KUALA SELANGOR | Existing | RYB | LV FUSE SWITCH |  | CLOSED | IEC MIDDLE CURVE | FUSES | SPARE |  |  |  | 250.000 A |  |  | 6 | Fail | Please check "Mounting"
379794929 | TNB | DISTRIBUTION | KUALA SELANGOR | Existing | RYB | LV FUSE SWITCH |  | CLOSED | IEC MIDDLE CURVE | FUSES | SPARE |  |  |  | 250.000 A |  |  | 6 | Fail | Please check "Mounting"
379794939 | TNB | DISTRIBUTION | KUALA SELANGOR | Existing | RYB | LV FUSE SWITCH |  | CLOSED | IEC MIDDLE CURVE | FUSES | SPARE |  |  |  | 250.000 A |  |  | 6 | Fail | Please check "Mounting"
379794945 | TNB | DISTRIBUTION | KUALA SELANGOR | Existing | RYB | LV FUSE SWITCH |  | CLOSED | IEC MIDDLE CURVE | FUSES | SPARE |  |  |  | 250.000 A |  |  | 6 | Fail | Please check "Mounting"
379794957 | TNB | DISTRIBUTION | KUALA SELANGOR | Existing | RYB | LV FUSE SWITCH |  | CLOSED | IEC MIDDLE CURVE | FUSES | SPARE |  |  |  | 250.000 A |  |  | 6 | Fail | Please check "Mounting"
379794999 | TNB | DISTRIBUTION | KUALA SELANGOR | Existing | RYB | LV FUSE SWITCH |  | CLOSED | IEC MIDDLE CURVE | FUSES | SPARE |  |  |  | 250.000 A |  |  | 6 | Fail | Please check "Mounting"
379795011 | TNB | DISTRIBUTION | KUALA SELANGOR | Existing | RYB | LV FUSE SWITCH |  | CLOSED | IEC MIDDLE CURVE | FUSES | SPARE |  |  |  | 250.000 A |  |  | 6 | Fail | Please check "Mounting"
379795016 | TNB | DISTRIBUTION | KUALA SELANGOR | Existing | RYB | LV FUSE SWITCH |  | CLOSED | IEC MIDDLE CURVE | FUSES | SPARE |  |  |  | 250.000 A |  |  | 6 | Fail | Please check "Mounting"
379795019 | TNB | DISTRIBUTION | KUALA SELANGOR | Existing | RYB | LV FUSE SWITCH |  | CLOSED | IEC MIDDLE CURVE | FUSES | SPARE |  |  |  | 250.000 A |  |  | 6 | Fail | Please check "Mounting"
379795023 | TNB | DISTRIBUTION | KUALA SELANGOR | Existing | RYB | LV FUSE SWITCH |  | CLOSED | IEC MIDDLE CURVE | FUSES | SPARE |  |  |  | 250.000 A |  |  | 6 | Fail | Please check "Mounting"
379795033 | TNB | DISTRIBUTION | KUALA SELANGOR | Existing | RYB | LV FUSE SWITCH |  | CLOSED | IEC MIDDLE CURVE | FUSES | SPARE |  |  |  | 250.000 A |  |  | 6 | Fail | Please check "Mounting"
379795039 | TNB | DISTRIBUTION | KUALA SELANGOR | Existing | RYB | LV FUSE SWITCH |  | CLOSED | IEC MIDDLE CURVE | FUSES | SPARE |  |  |  | 250.000 A |  |  | 6 | Fail | Please check "Mounting"
379795051 | TNB | DISTRIBUTION | KUALA SELANGOR | Existing | RYB | LV FUSE SWITCH |  | CLOSED | IEC MIDDLE CURVE | FUSES | SPARE |  |  |  | 250.000 A |  |  | 6 | Fail | Please check "Mounting"
379795095 | TNB | DISTRIBUTION | KUALA SELANGOR | Existing | RYB | LV FUSE SWITCH |  | CLOSED | IEC MIDDLE CURVE | FUSES | SPARE |  |  |  | 250.000 A |  |  | 6 | Fail | Please check "Mounting"
379795107 | TNB | DISTRIBUTION | KUALA SELANGOR | Existing | RYB | LV FUSE SWITCH |  | CLOSED | IEC MIDDLE CURVE | FUSES | SPARE |  |  |  | 250.000 A |  |  | 6 | Fail | Please check "Mounting"
379795112 | TNB | DISTRIBUTION | KUALA SELANGOR | Existing | RYB | LV FUSE SWITCH |  | CLOSED | IEC MIDDLE CURVE | FUSES | SPARE |  |  |  | 250.000 A |  |  | 6 | Fail | Please check "Mounting"
379795115 | TNB | DISTRIBUTION | KUALA SELANGOR | Existing | RYB | LV FUSE SWITCH |  | CLOSED | IEC MIDDLE CURVE | FUSES | SPARE |  |  |  | 250.000 A |  |  | 6 | Fail | Please check "Mounting"
379795119 | TNB | DISTRIBUTION | KUALA SELANGOR | Existing | RYB | LV FUSE SWITCH |  | CLOSED | IEC MIDDLE CURVE | FUSES | SPARE |  |  |  | 250.000 A |  |  | 6 | Fail | Please check "Mounting"
379795129 | TNB | DISTRIBUTION | KUALA SELANGOR | Existing | RYB | LV FUSE SWITCH |  | CLOSED | IEC MIDDLE CURVE | FUSES | SPARE |  |  |  | 250.000 A |  |  | 6 | Fail | Please check "Mounting"
379795135 | TNB | DISTRIBUTION | KUALA SELANGOR | Existing | RYB | LV FUSE SWITCH |  | CLOSED | IEC MIDDLE CURVE | FUSES | SPARE |  |  |  | 250.000 A |  |  | 6 | Fail | Please check "Mounting"
379795147 | TNB | DISTRIBUTION | KUALA SELANGOR | Existing | RYB | LV FUSE SWITCH |  | CLOSED | IEC MIDDLE CURVE | FUSES | SPARE |  |  |  | 250.000 A |  |  | 6 | Fail | Please check "Mounting"
379795189 | TNB | DISTRIBUTION | KUALA SELANGOR | Existing | RYB | LV FUSE SWITCH |  | CLOSED | IEC MIDDLE CURVE | FUSES | SPARE |  |  |  | 250.000 A |  |  | 6 | Fail | Please check "Mounting"
379795201 | TNB | DISTRIBUTION | KUALA SELANGOR | Existing | RYB | LV FUSE SWITCH |  | CLOSED | IEC MIDDLE CURVE | FUSES | SPARE |  |  |  | 250.000 A |  |  | 6 | Fail | Please check "Mounting"
379795206 | TNB | DISTRIBUTION | KUALA SELANGOR | Existing | RYB | LV FUSE SWITCH |  | CLOSED | IEC MIDDLE CURVE | FUSES | SPARE |  |  |  | 250.000 A |  |  | 6 | Fail | Please check "Mounting"
379795209 | TNB | DISTRIBUTION | KUALA SELANGOR | Existing | RYB | LV FUSE SWITCH |  | CLOSED | IEC MIDDLE CURVE | FUSES | SPARE |  |  |  | 250.000 A |  |  | 6 | Fail | Please check "Mounting"
379795213 | TNB | DISTRIBUTION | KUALA SELANGOR | Existing | RYB | LV FUSE SWITCH |  | CLOSED | IEC MIDDLE CURVE | FUSES | SPARE |  |  |  | 250.000 A |  |  | 6 | Fail | Please check "Mounting"
379795223 | TNB | DISTRIBUTION | KUALA SELANGOR | Existing | RYB | LV FUSE SWITCH |  | CLOSED | IEC MIDDLE CURVE | FUSES | SPARE |  |  |  | 250.000 A |  |  | 6 | Fail | Please check "Mounting"
379795229 | TNB | DISTRIBUTION | KUALA SELANGOR | Existing | RYB | LV FUSE SWITCH |  | CLOSED | IEC MIDDLE CURVE | FUSES | SPARE |  |  |  | 250.000 A |  |  | 6 | Fail | Please check "Mounting"
379795241 | TNB | DISTRIBUTION | KUALA SELANGOR | Existing | RYB | LV FUSE SWITCH |  | CLOSED | IEC MIDDLE CURVE | FUSES | SPARE |  |  |  | 250.000 A |  |  | 6 | Fail | Please check "Mounting"
379795283 | TNB | DISTRIBUTION | KUALA SELANGOR | Existing | RYB | LV FUSE SWITCH |  | CLOSED | IEC MIDDLE CURVE | FUSES | SPARE |  |  |  | 250.000 A |  |  | 6 | Fail | Please check "Mounting"
379795295 | TNB | DISTRIBUTION | KUALA SELANGOR | Existing | RYB | LV FUSE SWITCH |  | CLOSED | IEC MIDDLE CURVE | FUSES | SPARE |  |  |  | 250.000 A |  |  | 6 | Fail | Please check "Mounting"
379795300 | TNB | DISTRIBUTION | KUALA SELANGOR | Existing | RYB | LV FUSE SWITCH |  | CLOSED | IEC MIDDLE CURVE | FUSES | SPARE |  |  |  | 250.000 A |  |  | 6 | Fail | Please check "Mounting"
379795303 | TNB | DISTRIBUTION | KUALA SELANGOR | Existing | RYB | LV FUSE SWITCH |  | CLOSED | IEC MIDDLE CURVE | FUSES | SPARE |  |  |  | 250.000 A |  |  | 6 | Fail | Please check "Mounting"
379795307 | TNB | DISTRIBUTION | KUALA SELANGOR | Existing | RYB | LV FUSE SWITCH |  | CLOSED | IEC MIDDLE CURVE | FUSES | SPARE |  |  |  | 250.000 A |  |  | 6 | Fail | Please check "Mounting"
379795317 | TNB | DISTRIBUTION | KUALA SELANGOR | Existing | RYB | LV FUSE SWITCH |  | CLOSED | IEC MIDDLE CURVE | FUSES | SPARE |  |  |  | 250.000 A |  |  | 6 | Fail | Please check "Mounting"
379795323 | TNB | DISTRIBUTION | KUALA SELANGOR | Existing | RYB | LV FUSE SWITCH |  | CLOSED | IEC MIDDLE CURVE | FUSES | SPARE |  |  |  | 250.000 A |  |  | 6 | Fail | Please check "Mounting"
379795335 | TNB | DISTRIBUTION | KUALA SELANGOR | Existing | RYB | LV FUSE SWITCH |  | CLOSED | IEC MIDDLE CURVE | FUSES | SPARE |  |  |  | 250.000 A |  |  | 6 | Fail | Please check "Mounting"
379795377 | TNB | DISTRIBUTION | KUALA SELANGOR | Existing | RYB | LV FUSE SWITCH |  | CLOSED | IEC MIDDLE CURVE | FUSES | SPARE |  |  |  | 250.000 A |  |  | 6 | Fail | Please check "Mounting"
379795389 | TNB | DISTRIBUTION | KUALA SELANGOR | Existing | RYB | LV FUSE SWITCH |  | CLOSED | IEC MIDDLE CURVE | FUSES | SPARE |  |  |  | 250.000 A |  |  | 6 | Fail | Please check "Mounting"
379795394 | TNB | DISTRIBUTION | KUALA SELANGOR | Existing | RYB | LV FUSE SWITCH |  | CLOSED | IEC MIDDLE CURVE | FUSES | SPARE |  |  |  | 250.000 A |  |  | 6 | Fail | Please check "Mounting"
379795397 | TNB | DISTRIBUTION | KUALA SELANGOR | Existing | RYB | LV FUSE SWITCH |  | CLOSED | IEC MIDDLE CURVE | FUSES | SPARE |  |  |  | 250.000 A |  |  | 6 | Fail | Please check "Mounting"
379795401 | TNB | DISTRIBUTION | KUALA SELANGOR | Existing | RYB | LV FUSE SWITCH |  | CLOSED | IEC MIDDLE CURVE | FUSES | SPARE |  |  |  | 250.000 A |  |  | 6 | Fail | Please check "Mounting"
379795411 | TNB | DISTRIBUTION | KUALA SELANGOR | Existing | RYB | LV FUSE SWITCH |  | CLOSED | IEC MIDDLE CURVE | FUSES | SPARE |  |  |  | 250.000 A |  |  | 6 | Fail | Please check "Mounting"
379795417 | TNB | DISTRIBUTION | KUALA SELANGOR | Existing | RYB | LV FUSE SWITCH |  | CLOSED | IEC MIDDLE CURVE | FUSES | SPARE |  |  |  | 250.000 A |  |  | 6 | Fail | Please check "Mounting"
379795429 | TNB | DISTRIBUTION | KUALA SELANGOR | Existing | RYB | LV FUSE SWITCH |  | CLOSED | IEC MIDDLE CURVE | FUSES | SPARE |  |  |  | 250.000 A |  |  | 6 | Fail | Please check "Mounting"
379795471 | TNB | DISTRIBUTION | KUALA SELANGOR | Existing | RYB | LV FUSE SWITCH |  | CLOSED | IEC MIDDLE CURVE | FUSES | SPARE |  |  |  | 250.000 A |  |  | 6 | Fail | Please check "Mounting"
379795483 | TNB | DISTRIBUTION | KUALA SELANGOR | Existing | RYB | LV FUSE SWITCH |  | CLOSED | IEC MIDDLE CURVE | FUSES | SPARE |  |  |  | 250.000 A |  |  | 6 | Fail | Please check "Mounting"
379795488 | TNB | DISTRIBUTION | KUALA SELANGOR | Existing | RYB | LV FUSE SWITCH |  | CLOSED | IEC MIDDLE CURVE | FUSES | SPARE |  |  |  | 250.000 A |  |  | 6 | Fail | Please check "Mounting"
379795491 | TNB | DISTRIBUTION | KUALA SELANGOR | Existing | RYB | LV FUSE SWITCH |  | CLOSED | IEC MIDDLE CURVE | FUSES | SPARE |  |  |  | 250.000 A |  |  | 6 | Fail | Please check "Mounting"
379795495 | TNB | DISTRIBUTION | KUALA SELANGOR | Existing | RYB | LV FUSE SWITCH |  | CLOSED | IEC MIDDLE CURVE | FUSES | SPARE |  |  |  | 250.000 A |  |  | 6 | Fail | Please check "Mounting"
379795505 | TNB | DISTRIBUTION | KUALA SELANGOR | Existing | RYB | LV FUSE SWITCH |  | CLOSED | IEC MIDDLE CURVE | FUSES | SPARE |  |  |  | 250.000 A |  |  | 6 | Fail | Please check "Mounting"
379795511 | TNB | DISTRIBUTION | KUALA SELANGOR | Existing | RYB | LV FUSE SWITCH |  | CLOSED | IEC MIDDLE CURVE | FUSES | SPARE |  |  |  | 250.000 A |  |  | 6 | Fail | Please check "Mounting"
379795523 | TNB | DISTRIBUTION | KUALA SELANGOR | Existing | RYB | LV FUSE SWITCH |  | CLOSED | IEC MIDDLE CURVE | FUSES | SPARE |  |  |  | 250.000 A |  |  | 6 | Fail | Please check "Mounting"
379795565 | TNB | DISTRIBUTION | KUALA SELANGOR | Existing | RYB | LV FUSE SWITCH |  | CLOSED | IEC MIDDLE CURVE | FUSES | SPARE |  |  |  | 250.000 A |  |  | 6 | Fail | Please check "Mounting"
379795577 | TNB | DISTRIBUTION | KUALA SELANGOR | Existing | RYB | LV FUSE SWITCH |  | CLOSED | IEC MIDDLE CURVE | FUSES | SPARE |  |  |  | 250.000 A |  |  | 6 | Fail | Please check "Mounting"
379795582 | TNB | DISTRIBUTION | KUALA SELANGOR | Existing | RYB | LV FUSE SWITCH |  | CLOSED | IEC MIDDLE CURVE | FUSES | SPARE |  |  |  | 250.000 A |  |  | 6 | Fail | Please check "Mounting"
379795585 | TNB | DISTRIBUTION | KUALA SELANGOR | Existing | RYB | LV FUSE SWITCH |  | CLOSED | IEC MIDDLE CURVE | FUSES | SPARE |  |  |  | 250.000 A |  |  | 6 | Fail | Please check "Mounting"
379795589 | TNB | DISTRIBUTION | KUALA SELANGOR | Existing | RYB | LV FUSE SWITCH |  | CLOSED | IEC MIDDLE CURVE | FUSES | SPARE |  |  |  | 250.000 A |  |  | 6 | Fail | Please check "Mounting"
379795599 | TNB | DISTRIBUTION | KUALA SELANGOR | Existing | RYB | LV FUSE SWITCH |  | CLOSED | IEC MIDDLE CURVE | FUSES | SPARE |  |  |  | 250.000 A |  |  | 6 | Fail | Please check "Mounting"
379795605 | TNB | DISTRIBUTION | KUALA SELANGOR | Existing | RYB | LV FUSE SWITCH |  | CLOSED | IEC MIDDLE CURVE | FUSES | SPARE |  |  |  | 250.000 A |  |  | 6 | Fail | Please check "Mounting"
379795617 | TNB | DISTRIBUTION | KUALA SELANGOR | Existing | RYB | LV FUSE SWITCH |  | CLOSED | IEC MIDDLE CURVE | FUSES | SPARE |  |  |  | 250.000 A |  |  | 6 | Fail | Please check "Mounting"
379795671 | TNB | DISTRIBUTION | KUALA SELANGOR | Existing | RYB | LV FUSE SWITCH |  | CLOSED | IEC MIDDLE CURVE | FUSES | SPARE |  |  |  | 250.000 A |  |  | 6 | Fail | Please check "Mounting"
379795676 | TNB | DISTRIBUTION | KUALA SELANGOR | Existing | RYB | LV FUSE SWITCH |  | CLOSED | IEC MIDDLE CURVE | FUSES | SPARE |  |  |  | 250.000 A |  |  | 6 | Fail | Please check "Mounting"
379795679 | TNB | DISTRIBUTION | KUALA SELANGOR | Existing | RYB | LV FUSE SWITCH |  | CLOSED | IEC MIDDLE CURVE | FUSES | SPARE |  |  |  | 250.000 A |  |  | 6 | Fail | Please check "Mounting"
379795778 | TNB | DISTRIBUTION | KUALA SELANGOR | Existing | RYB | LV FUSE SWITCH |  | CLOSED | IEC MIDDLE CURVE | FUSES | SPARE |  |  |  | 250.000 A |  |  | 6 | Fail | Please check "Mounting"
379795790 | TNB | DISTRIBUTION | KUALA SELANGOR | Existing | RYB | LV FUSE SWITCH |  | CLOSED | IEC MIDDLE CURVE | FUSES | SPARE |  |  |  | 250.000 A |  |  | 6 | Fail | Please check "Mounting"
379795795 | TNB | DISTRIBUTION | KUALA SELANGOR | Existing | RYB | LV FUSE SWITCH |  | CLOSED | IEC MIDDLE CURVE | FUSES | SPARE |  |  |  | 250.000 A |  |  | 6 | Fail | Please check "Mounting"
379795798 | TNB | DISTRIBUTION | KUALA SELANGOR | Existing | RYB | LV FUSE SWITCH |  | CLOSED | IEC MIDDLE CURVE | FUSES | SPARE |  |  |  | 250.000 A |  |  | 6 | Fail | Please check "Mounting"
379795802 | TNB | DISTRIBUTION | KUALA SELANGOR | Existing | RYB | LV FUSE SWITCH |  | CLOSED | IEC MIDDLE CURVE | FUSES | SPARE |  |  |  | 250.000 A |  |  | 6 | Fail | Please check "Mounting"
379795812 | TNB | DISTRIBUTION | KUALA SELANGOR | Existing | RYB | LV FUSE SWITCH |  | CLOSED | IEC MIDDLE CURVE | FUSES | SPARE |  |  |  | 250.000 A |  |  | 6 | Fail | Please check "Mounting"
379795818 | TNB | DISTRIBUTION | KUALA SELANGOR | Existing | RYB | LV FUSE SWITCH |  | CLOSED | IEC MIDDLE CURVE | FUSES | SPARE |  |  |  | 250.000 A |  |  | 6 | Fail | Please check "Mounting"
379795830 | TNB | DISTRIBUTION | KUALA SELANGOR | Existing | RYB | LV FUSE SWITCH |  | CLOSED | IEC MIDDLE CURVE | FUSES | SPARE |  |  |  | 250.000 A |  |  | 6 | Fail | Please check "Mounting"
379795872 | TNB | DISTRIBUTION | KUALA SELANGOR | Existing | RYB | LV FUSE SWITCH |  | CLOSED | IEC MIDDLE CURVE | FUSES | SPARE |  |  |  | 250.000 A |  |  | 6 | Fail | Please check "Mounting"
379795884 | TNB | DISTRIBUTION | KUALA SELANGOR | Existing | RYB | LV FUSE SWITCH |  | CLOSED | IEC MIDDLE CURVE | FUSES | SPARE |  |  |  | 250.000 A |  |  | 6 | Fail | Please check "Mounting"
379795889 | TNB | DISTRIBUTION | KUALA SELANGOR | Existing | RYB | LV FUSE SWITCH |  | CLOSED | IEC MIDDLE CURVE | FUSES | SPARE |  |  |  | 250.000 A |  |  | 6 | Fail | Please check "Mounting"
379795892 | TNB | DISTRIBUTION | KUALA SELANGOR | Existing | RYB | LV FUSE SWITCH |  | CLOSED | IEC MIDDLE CURVE | FUSES | SPARE |  |  |  | 250.000 A |  |  | 6 | Fail | Please check "Mounting"
379795896 | TNB | DISTRIBUTION | KUALA SELANGOR | Existing | RYB | LV FUSE SWITCH |  | CLOSED | IEC MIDDLE CURVE | FUSES | SPARE |  |  |  | 250.000 A |  |  | 6 | Fail | Please check "Mounting"
379795906 | TNB | DISTRIBUTION | KUALA SELANGOR | Existing | RYB | LV FUSE SWITCH |  | CLOSED | IEC MIDDLE CURVE | FUSES | SPARE |  |  |  | 250.000 A |  |  | 6 | Fail | Please check "Mounting"
379795912 | TNB | DISTRIBUTION | KUALA SELANGOR | Existing | RYB | LV FUSE SWITCH |  | CLOSED | IEC MIDDLE CURVE | FUSES | SPARE |  |  |  | 250.000 A |  |  | 6 | Fail | Please check "Mounting"
379795924 | TNB | DISTRIBUTION | KUALA SELANGOR | Existing | RYB | LV FUSE SWITCH |  | CLOSED | IEC MIDDLE CURVE | FUSES | SPARE |  |  |  | 250.000 A |  |  | 6 | Fail | Please check "Mounting"
379795966 | TNB | DISTRIBUTION | KUALA SELANGOR | Existing | RYB | LV FUSE SWITCH |  | CLOSED | IEC MIDDLE CURVE | FUSES | SPARE |  |  |  | 250.000 A |  |  | 6 | Fail | Please check "Mounting"
379795978 | TNB | DISTRIBUTION | KUALA SELANGOR | Existing | RYB | LV FUSE SWITCH |  | CLOSED | IEC MIDDLE CURVE | FUSES | SPARE |  |  |  | 250.000 A |  |  | 6 | Fail | Please check "Mounting"
379795983 | TNB | DISTRIBUTION | KUALA SELANGOR | Existing | RYB | LV FUSE SWITCH |  | CLOSED | IEC MIDDLE CURVE | FUSES | SPARE |  |  |  | 250.000 A |  |  | 6 | Fail | Please check "Mounting"
379795986 | TNB | DISTRIBUTION | KUALA SELANGOR | Existing | RYB | LV FUSE SWITCH |  | CLOSED | IEC MIDDLE CURVE | FUSES | SPARE |  |  |  | 250.000 A |  |  | 6 | Fail | Please check "Mounting"
379795990 | TNB | DISTRIBUTION | KUALA SELANGOR | Existing | RYB | LV FUSE SWITCH |  | CLOSED | IEC MIDDLE CURVE | FUSES | SPARE |  |  |  | 250.000 A |  |  | 6 | Fail | Please check "Mounting"
379796000 | TNB | DISTRIBUTION | KUALA SELANGOR | Existing | RYB | LV FUSE SWITCH |  | CLOSED | IEC MIDDLE CURVE | FUSES | SPARE |  |  |  | 250.000 A |  |  | 6 | Fail | Please check "Mounting"
379796006 | TNB | DISTRIBUTION | KUALA SELANGOR | Existing | RYB | LV FUSE SWITCH |  | CLOSED | IEC MIDDLE CURVE | FUSES | SPARE |  |  |  | 250.000 A |  |  | 6 | Fail | Please check "Mounting"
379796018 | TNB | DISTRIBUTION | KUALA SELANGOR | Existing | RYB | LV FUSE SWITCH |  | CLOSED | IEC MIDDLE CURVE | FUSES | SPARE |  |  |  | 250.000 A |  |  | 6 | Fail | Please check "Mounting"
379796060 | TNB | DISTRIBUTION | KUALA SELANGOR | Existing | RYB | LV FUSE SWITCH |  | CLOSED | IEC MIDDLE CURVE | FUSES | SPARE |  |  |  | 250.000 A |  |  | 6 | Fail | Please check "Mounting"
379796072 | TNB | DISTRIBUTION | KUALA SELANGOR | Existing | RYB | LV FUSE SWITCH |  | CLOSED | IEC MIDDLE CURVE | FUSES | SPARE |  |  |  | 250.000 A |  |  | 6 | Fail | Please check "Mounting"
379796077 | TNB | DISTRIBUTION | KUALA SELANGOR | Existing | RYB | LV FUSE SWITCH |  | CLOSED | IEC MIDDLE CURVE | FUSES | SPARE |  |  |  | 250.000 A |  |  | 6 | Fail | Please check "Mounting"
379796080 | TNB | DISTRIBUTION | KUALA SELANGOR | Existing | RYB | LV FUSE SWITCH |  | CLOSED | IEC MIDDLE CURVE | FUSES | SPARE |  |  |  | 250.000 A |  |  | 6 | Fail | Please check "Mounting"
379796084 | TNB | DISTRIBUTION | KUALA SELANGOR | Existing | RYB | LV FUSE SWITCH |  | CLOSED | IEC MIDDLE CURVE | FUSES | SPARE |  |  |  | 250.000 A |  |  | 6 | Fail | Please check "Mounting"
379796094 | TNB | DISTRIBUTION | KUALA SELANGOR | Existing | RYB | LV FUSE SWITCH |  | CLOSED | IEC MIDDLE CURVE | FUSES | SPARE |  |  |  | 250.000 A |  |  | 6 | Fail | Please check "Mounting"
379796100 | TNB | DISTRIBUTION | KUALA SELANGOR | Existing | RYB | LV FUSE SWITCH |  | CLOSED | IEC MIDDLE CURVE | FUSES | SPARE |  |  |  | 250.000 A |  |  | 6 | Fail | Please check "Mounting"
379796112 | TNB | DISTRIBUTION | KUALA SELANGOR | Existing | RYB | LV FUSE SWITCH |  | CLOSED | IEC MIDDLE CURVE | FUSES | SPARE |  |  |  | 250.000 A |  |  | 6 | Fail | Please check "Mounting"
379796154 | TNB | DISTRIBUTION | KUALA SELANGOR | Existing | RYB | LV FUSE SWITCH |  | CLOSED | IEC MIDDLE CURVE | FUSES | SPARE |  |  |  | 250.000 A |  |  | 6 | Fail | Please check "Mounting"
379796166 | TNB | DISTRIBUTION | KUALA SELANGOR | Existing | RYB | LV FUSE SWITCH |  | CLOSED | IEC MIDDLE CURVE | FUSES | SPARE |  |  |  | 250.000 A |  |  | 6 | Fail | Please check "Mounting"
379796171 | TNB | DISTRIBUTION | KUALA SELANGOR | Existing | RYB | LV FUSE SWITCH |  | CLOSED | IEC MIDDLE CURVE | FUSES | SPARE |  |  |  | 250.000 A |  |  | 6 | Fail | Please check "Mounting"
379796174 | TNB | DISTRIBUTION | KUALA SELANGOR | Existing | RYB | LV FUSE SWITCH |  | CLOSED | IEC MIDDLE CURVE | FUSES | SPARE |  |  |  | 250.000 A |  |  | 6 | Fail | Please check "Mounting"
379796178 | TNB | DISTRIBUTION | KUALA SELANGOR | Existing | RYB | LV FUSE SWITCH |  | CLOSED | IEC MIDDLE CURVE | FUSES | SPARE |  |  |  | 250.000 A |  |  | 6 | Fail | Please check "Mounting"
379796188 | TNB | DISTRIBUTION | KUALA SELANGOR | Existing | RYB | LV FUSE SWITCH |  | CLOSED | IEC MIDDLE CURVE | FUSES | SPARE |  |  |  | 250.000 A |  |  | 6 | Fail | Please check "Mounting"
379796194 | TNB | DISTRIBUTION | KUALA SELANGOR | Existing | RYB | LV FUSE SWITCH |  | CLOSED | IEC MIDDLE CURVE | FUSES | SPARE |  |  |  | 250.000 A |  |  | 6 | Fail | Please check "Mounting"
379796206 | TNB | DISTRIBUTION | KUALA SELANGOR | Existing | RYB | LV FUSE SWITCH |  | CLOSED | IEC MIDDLE CURVE | FUSES | SPARE |  |  |  | 250.000 A |  |  | 6 | Fail | Please check "Mounting"
379796248 | TNB | DISTRIBUTION | KUALA SELANGOR | Existing | RYB | LV FUSE SWITCH |  | CLOSED | IEC MIDDLE CURVE | FUSES | SPARE |  |  |  | 250.000 A |  |  | 6 | Fail | Please check "Mounting"
379796260 | TNB | DISTRIBUTION | KUALA SELANGOR | Existing | RYB | LV FUSE SWITCH |  | CLOSED | IEC MIDDLE CURVE | FUSES | SPARE |  |  |  | 250.000 A |  |  | 6 | Fail | Please check "Mounting"
379796265 | TNB | DISTRIBUTION | KUALA SELANGOR | Existing | RYB | LV FUSE SWITCH |  | CLOSED | IEC MIDDLE CURVE | FUSES | SPARE |  |  |  | 250.000 A |  |  | 6 | Fail | Please check "Mounting"
379796268 | TNB | DISTRIBUTION | KUALA SELANGOR | Existing | RYB | LV FUSE SWITCH |  | CLOSED | IEC MIDDLE CURVE | FUSES | SPARE |  |  |  | 250.000 A |  |  | 6 | Fail | Please check "Mounting"
379796272 | TNB | DISTRIBUTION | KUALA SELANGOR | Existing | RYB | LV FUSE SWITCH |  | CLOSED | IEC MIDDLE CURVE | FUSES | SPARE |  |  |  | 250.000 A |  |  | 6 | Fail | Please check "Mounting"
379796282 | TNB | DISTRIBUTION | KUALA SELANGOR | Existing | RYB | LV FUSE SWITCH |  | CLOSED | IEC MIDDLE CURVE | FUSES | SPARE |  |  |  | 250.000 A |  |  | 6 | Fail | Please check "Mounting"
379796288 | TNB | DISTRIBUTION | KUALA SELANGOR | Existing | RYB | LV FUSE SWITCH |  | CLOSED | IEC MIDDLE CURVE | FUSES | SPARE |  |  |  | 250.000 A |  |  | 6 | Fail | Please check "Mounting"
379796300 | TNB | DISTRIBUTION | KUALA SELANGOR | Existing | RYB | LV FUSE SWITCH |  | CLOSED | IEC MIDDLE CURVE | FUSES | SPARE |  |  |  | 250.000 A |  |  | 6 | Fail | Please check "Mounting"
379796342 | TNB | DISTRIBUTION | KUALA SELANGOR | Existing | RYB | LV FUSE SWITCH |  | CLOSED | IEC MIDDLE CURVE | FUSES | SPARE |  |  |  | 250.000 A |  |  | 6 | Fail | Please check "Mounting"
379796354 | TNB | DISTRIBUTION | KUALA SELANGOR | Existing | RYB | LV FUSE SWITCH |  | CLOSED | IEC MIDDLE CURVE | FUSES | SPARE |  |  |  | 250.000 A |  |  | 6 | Fail | Please check "Mounting"
379796359 | TNB | DISTRIBUTION | KUALA SELANGOR | Existing | RYB | LV FUSE SWITCH |  | CLOSED | IEC MIDDLE CURVE | FUSES | SPARE |  |  |  | 250.000 A |  |  | 6 | Fail | Please check "Mounting"
379796362 | TNB | DISTRIBUTION | KUALA SELANGOR | Existing | RYB | LV FUSE SWITCH |  | CLOSED | IEC MIDDLE CURVE | FUSES | SPARE |  |  |  | 250.000 A |  |  | 6 | Fail | Please check "Mounting"
379796366 | TNB | DISTRIBUTION | KUALA SELANGOR | Existing | RYB | LV FUSE SWITCH |  | CLOSED | IEC MIDDLE CURVE | FUSES | SPARE |  |  |  | 250.000 A |  |  | 6 | Fail | Please check "Mounting"
379796376 | TNB | DISTRIBUTION | KUALA SELANGOR | Existing | RYB | LV FUSE SWITCH |  | CLOSED | IEC MIDDLE CURVE | FUSES | SPARE |  |  |  | 250.000 A |  |  | 6 | Fail | Please check "Mounting"
379796382 | TNB | DISTRIBUTION | KUALA SELANGOR | Existing | RYB | LV FUSE SWITCH |  | CLOSED | IEC MIDDLE CURVE | FUSES | SPARE |  |  |  | 250.000 A |  |  | 6 | Fail | Please check "Mounting"
379796394 | TNB | DISTRIBUTION | KUALA SELANGOR | Existing | RYB | LV FUSE SWITCH |  | CLOSED | IEC MIDDLE CURVE | FUSES | SPARE |  |  |  | 250.000 A |  |  | 6 | Fail | Please check "Mounting"
379796568 | TNB | DISTRIBUTION | KUALA SELANGOR | Existing | RYB | LV FUSE SWITCH |  | CLOSED | IEC MIDDLE CURVE | FUSES | SPARE |  |  |  | 250.000 A |  |  | 6 | Fail | Please check "Mounting"
379796580 | TNB | DISTRIBUTION | KUALA SELANGOR | Existing | RYB | LV FUSE SWITCH |  | CLOSED | IEC MIDDLE CURVE | FUSES | SPARE |  |  |  | 250.000 A |  |  | 6 | Fail | Please check "Mounting"
379796585 | TNB | DISTRIBUTION | KUALA SELANGOR | Existing | RYB | LV FUSE SWITCH |  | CLOSED | IEC MIDDLE CURVE | FUSES | SPARE |  |  |  | 250.000 A |  |  | 6 | Fail | Please check "Mounting"
379796588 | TNB | DISTRIBUTION | KUALA SELANGOR | Existing | RYB | LV FUSE SWITCH |  | CLOSED | IEC MIDDLE CURVE | FUSES | SPARE |  |  |  | 250.000 A |  |  | 6 | Fail | Please check "Mounting"
379796592 | TNB | DISTRIBUTION | KUALA SELANGOR | Existing | RYB | LV FUSE SWITCH |  | CLOSED | IEC MIDDLE CURVE | FUSES | SPARE |  |  |  | 250.000 A |  |  | 6 | Fail | Please check "Mounting"
379796602 | TNB | DISTRIBUTION | KUALA SELANGOR | Existing | RYB | LV FUSE SWITCH |  | CLOSED | IEC MIDDLE CURVE | FUSES | SPARE |  |  |  | 250.000 A |  |  | 6 | Fail | Please check "Mounting"
379796608 | TNB | DISTRIBUTION | KUALA SELANGOR | Existing | RYB | LV FUSE SWITCH |  | CLOSED | IEC MIDDLE CURVE | FUSES | SPARE |  |  |  | 250.000 A |  |  | 6 | Fail | Please check "Mounting"
379796620 | TNB | DISTRIBUTION | KUALA SELANGOR | Existing | RYB | LV FUSE SWITCH |  | CLOSED | IEC MIDDLE CURVE | FUSES | SPARE |  |  |  | 250.000 A |  |  | 6 | Fail | Please check "Mounting"
379796625 | TNB | DISTRIBUTION | KUALA SELANGOR | Existing | RYB | LV FUSE SWITCH |  | CLOSED | IEC MIDDLE CURVE | FUSES | SPARE |  |  |  | 250.000 A |  |  | 6 | Fail | Please check "Mounting"
379796637 | TNB | DISTRIBUTION | KUALA SELANGOR | Existing | RYB | LV FUSE SWITCH |  | CLOSED | IEC MIDDLE CURVE | FUSES | SPARE |  |  |  | 250.000 A |  |  | 6 | Fail | Please check "Mounting"
379796642 | TNB | DISTRIBUTION | KUALA SELANGOR | Existing | RYB | LV FUSE SWITCH |  | CLOSED | IEC MIDDLE CURVE | FUSES | SPARE |  |  |  | 250.000 A |  |  | 6 | Fail | Please check "Mounting"
379796645 | TNB | DISTRIBUTION | KUALA SELANGOR | Existing | RYB | LV FUSE SWITCH |  | CLOSED | IEC MIDDLE CURVE | FUSES | SPARE |  |  |  | 250.000 A |  |  | 6 | Fail | Please check "Mounting"
379796649 | TNB | DISTRIBUTION | KUALA SELANGOR | Existing | RYB | LV FUSE SWITCH |  | CLOSED | IEC MIDDLE CURVE | FUSES | SPARE |  |  |  | 250.000 A |  |  | 6 | Fail | Please check "Mounting"
379796659 | TNB | DISTRIBUTION | KUALA SELANGOR | Existing | RYB | LV FUSE SWITCH |  | CLOSED | IEC MIDDLE CURVE | FUSES | SPARE |  |  |  | 250.000 A |  |  | 6 | Fail | Please check "Mounting"
379796665 | TNB | DISTRIBUTION | KUALA SELANGOR | Existing | RYB | LV FUSE SWITCH |  | CLOSED | IEC MIDDLE CURVE | FUSES | SPARE |  |  |  | 250.000 A |  |  | 6 | Fail | Please check "Mounting"
379796677 | TNB | DISTRIBUTION | KUALA SELANGOR | Existing | RYB | LV FUSE SWITCH |  | CLOSED | IEC MIDDLE CURVE | FUSES | SPARE |  |  |  | 250.000 A |  |  | 6 | Fail | Please check "Mounting"
379796813 | TNB | DISTRIBUTION | KUALA SELANGOR | Existing | RYB | LV FUSE SWITCH |  | CLOSED | IEC MIDDLE CURVE | FUSES | SPARE |  |  |  | 250.000 A |  |  | 6 | Fail | Please check "Mounting"
379796825 | TNB | DISTRIBUTION | KUALA SELANGOR | Existing | RYB | LV FUSE SWITCH |  | CLOSED | IEC MIDDLE CURVE | FUSES | SPARE |  |  |  | 250.000 A |  |  | 6 | Fail | Please check "Mounting"
379796830 | TNB | DISTRIBUTION | KUALA SELANGOR | Existing | RYB | LV FUSE SWITCH |  | CLOSED | IEC MIDDLE CURVE | FUSES | SPARE |  |  |  | 250.000 A |  |  | 6 | Fail | Please check "Mounting"
379796833 | TNB | DISTRIBUTION | KUALA SELANGOR | Existing | RYB | LV FUSE SWITCH |  | CLOSED | IEC MIDDLE CURVE | FUSES | SPARE |  |  |  | 250.000 A |  |  | 6 | Fail | Please check "Mounting"
379796837 | TNB | DISTRIBUTION | KUALA SELANGOR | Existing | RYB | LV FUSE SWITCH |  | CLOSED | IEC MIDDLE CURVE | FUSES | SPARE |  |  |  | 250.000 A |  |  | 6 | Fail | Please check "Mounting"
379796847 | TNB | DISTRIBUTION | KUALA SELANGOR | Existing | RYB | LV FUSE SWITCH |  | CLOSED | IEC MIDDLE CURVE | FUSES | SPARE |  |  |  | 250.000 A |  |  | 6 | Fail | Please check "Mounting"
379796853 | TNB | DISTRIBUTION | KUALA SELANGOR | Existing | RYB | LV FUSE SWITCH |  | CLOSED | IEC MIDDLE CURVE | FUSES | SPARE |  |  |  | 250.000 A |  |  | 6 | Fail | Please check "Mounting"
379796865 | TNB | DISTRIBUTION | KUALA SELANGOR | Existing | RYB | LV FUSE SWITCH |  | CLOSED | IEC MIDDLE CURVE | FUSES | SPARE |  |  |  | 250.000 A |  |  | 6 | Fail | Please check "Mounting"
379796907 | TNB | DISTRIBUTION | KUALA SELANGOR | Existing | RYB | LV FUSE SWITCH |  | CLOSED | IEC MIDDLE CURVE | FUSES | SPARE |  |  |  | 250.000 A |  |  | 6 | Fail | Please check "Mounting"
379796919 | TNB | DISTRIBUTION | KUALA SELANGOR | Existing | RYB | LV FUSE SWITCH |  | CLOSED | IEC MIDDLE CURVE | FUSES | SPARE |  |  |  | 250.000 A |  |  | 6 | Fail | Please check "Mounting"
379796924 | TNB | DISTRIBUTION | KUALA SELANGOR | Existing | RYB | LV FUSE SWITCH |  | CLOSED | IEC MIDDLE CURVE | FUSES | SPARE |  |  |  | 250.000 A |  |  | 6 | Fail | Please check "Mounting"
379796927 | TNB | DISTRIBUTION | KUALA SELANGOR | Existing | RYB | LV FUSE SWITCH |  | CLOSED | IEC MIDDLE CURVE | FUSES | SPARE |  |  |  | 250.000 A |  |  | 6 | Fail | Please check "Mounting"
379796931 | TNB | DISTRIBUTION | KUALA SELANGOR | Existing | RYB | LV FUSE SWITCH |  | CLOSED | IEC MIDDLE CURVE | FUSES | SPARE |  |  |  | 250.000 A |  |  | 6 | Fail | Please check "Mounting"
379796941 | TNB | DISTRIBUTION | KUALA SELANGOR | Existing | RYB | LV FUSE SWITCH |  | CLOSED | IEC MIDDLE CURVE | FUSES | SPARE |  |  |  | 250.000 A |  |  | 6 | Fail | Please check "Mounting"
379796947 | TNB | DISTRIBUTION | KUALA SELANGOR | Existing | RYB | LV FUSE SWITCH |  | CLOSED | IEC MIDDLE CURVE | FUSES | SPARE |  |  |  | 250.000 A |  |  | 6 | Fail | Please check "Mounting"
379796959 | TNB | DISTRIBUTION | KUALA SELANGOR | Existing | RYB | LV FUSE SWITCH |  | CLOSED | IEC MIDDLE CURVE | FUSES | SPARE |  |  |  | 250.000 A |  |  | 6 | Fail | Please check "Mounting"
379797001 | TNB | DISTRIBUTION | KUALA SELANGOR | Existing | RYB | LV FUSE SWITCH |  | CLOSED | IEC MIDDLE CURVE | FUSES | SPARE |  |  |  | 250.000 A |  |  | 6 | Fail | Please check "Mounting"
379797013 | TNB | DISTRIBUTION | KUALA SELANGOR | Existing | RYB | LV FUSE SWITCH |  | CLOSED | IEC MIDDLE CURVE | FUSES | SPARE |  |  |  | 250.000 A |  |  | 6 | Fail | Please check "Mounting"
379797018 | TNB | DISTRIBUTION | KUALA SELANGOR | Existing | RYB | LV FUSE SWITCH |  | CLOSED | IEC MIDDLE CURVE | FUSES | SPARE |  |  |  | 250.000 A |  |  | 6 | Fail | Please check "Mounting"
379797021 | TNB | DISTRIBUTION | KUALA SELANGOR | Existing | RYB | LV FUSE SWITCH |  | CLOSED | IEC MIDDLE CURVE | FUSES | SPARE |  |  |  | 250.000 A |  |  | 6 | Fail | Please check "Mounting"
379797025 | TNB | DISTRIBUTION | KUALA SELANGOR | Existing | RYB | LV FUSE SWITCH |  | CLOSED | IEC MIDDLE CURVE | FUSES | SPARE |  |  |  | 250.000 A |  |  | 6 | Fail | Please check "Mounting"
379797035 | TNB | DISTRIBUTION | KUALA SELANGOR | Existing | RYB | LV FUSE SWITCH |  | CLOSED | IEC MIDDLE CURVE | FUSES | SPARE |  |  |  | 250.000 A |  |  | 6 | Fail | Please check "Mounting"
379797041 | TNB | DISTRIBUTION | KUALA SELANGOR | Existing | RYB | LV FUSE SWITCH |  | CLOSED | IEC MIDDLE CURVE | FUSES | SPARE |  |  |  | 250.000 A |  |  | 6 | Fail | Please check "Mounting"
379797053 | TNB | DISTRIBUTION | KUALA SELANGOR | Existing | RYB | LV FUSE SWITCH |  | CLOSED | IEC MIDDLE CURVE | FUSES | SPARE |  |  |  | 250.000 A |  |  | 6 | Fail | Please check "Mounting"
379797095 | TNB | DISTRIBUTION | KUALA SELANGOR | Existing | RYB | LV FUSE SWITCH |  | CLOSED | IEC MIDDLE CURVE | FUSES | SPARE |  |  |  | 250.000 A |  |  | 6 | Fail | Please check "Mounting"
379797107 | TNB | DISTRIBUTION | KUALA SELANGOR | Existing | RYB | LV FUSE SWITCH |  | CLOSED | IEC MIDDLE CURVE | FUSES | SPARE |  |  |  | 250.000 A |  |  | 6 | Fail | Please check "Mounting"
379797112 | TNB | DISTRIBUTION | KUALA SELANGOR | Existing | RYB | LV FUSE SWITCH |  | CLOSED | IEC MIDDLE CURVE | FUSES | SPARE |  |  |  | 250.000 A |  |  | 6 | Fail | Please check "Mounting"
379797115 | TNB | DISTRIBUTION | KUALA SELANGOR | Existing | RYB | LV FUSE SWITCH |  | CLOSED | IEC MIDDLE CURVE | FUSES | SPARE |  |  |  | 250.000 A |  |  | 6 | Fail | Please check "Mounting"
379797119 | TNB | DISTRIBUTION | KUALA SELANGOR | Existing | RYB | LV FUSE SWITCH |  | CLOSED | IEC MIDDLE CURVE | FUSES | SPARE |  |  |  | 250.000 A |  |  | 6 | Fail | Please check "Mounting"
379797129 | TNB | DISTRIBUTION | KUALA SELANGOR | Existing | RYB | LV FUSE SWITCH |  | CLOSED | IEC MIDDLE CURVE | FUSES | SPARE |  |  |  | 250.000 A |  |  | 6 | Fail | Please check "Mounting"
379797135 | TNB | DISTRIBUTION | KUALA SELANGOR | Existing | RYB | LV FUSE SWITCH |  | CLOSED | IEC MIDDLE CURVE | FUSES | SPARE |  |  |  | 250.000 A |  |  | 6 | Fail | Please check "Mounting"
379797147 | TNB | DISTRIBUTION | KUALA SELANGOR | Existing | RYB | LV FUSE SWITCH |  | CLOSED | IEC MIDDLE CURVE | FUSES | SPARE |  |  |  | 250.000 A |  |  | 6 | Fail | Please check "Mounting"
379797189 | TNB | DISTRIBUTION | KUALA SELANGOR | Existing | RYB | LV FUSE SWITCH |  | CLOSED | IEC MIDDLE CURVE | FUSES | SPARE |  |  |  | 250.000 A |  |  | 6 | Fail | Please check "Mounting"
379797201 | TNB | DISTRIBUTION | KUALA SELANGOR | Existing | RYB | LV FUSE SWITCH |  | CLOSED | IEC MIDDLE CURVE | FUSES | SPARE |  |  |  | 250.000 A |  |  | 6 | Fail | Please check "Mounting"
379797206 | TNB | DISTRIBUTION | KUALA SELANGOR | Existing | RYB | LV FUSE SWITCH |  | CLOSED | IEC MIDDLE CURVE | FUSES | SPARE |  |  |  | 250.000 A |  |  | 6 | Fail | Please check "Mounting"
379797209 | TNB | DISTRIBUTION | KUALA SELANGOR | Existing | RYB | LV FUSE SWITCH |  | CLOSED | IEC MIDDLE CURVE | FUSES | SPARE |  |  |  | 250.000 A |  |  | 6 | Fail | Please check "Mounting"
379797213 | TNB | DISTRIBUTION | KUALA SELANGOR | Existing | RYB | LV FUSE SWITCH |  | CLOSED | IEC MIDDLE CURVE | FUSES | SPARE |  |  |  | 250.000 A |  |  | 6 | Fail | Please check "Mounting"
379797223 | TNB | DISTRIBUTION | KUALA SELANGOR | Existing | RYB | LV FUSE SWITCH |  | CLOSED | IEC MIDDLE CURVE | FUSES | SPARE |  |  |  | 250.000 A |  |  | 6 | Fail | Please check "Mounting"
379797229 | TNB | DISTRIBUTION | KUALA SELANGOR | Existing | RYB | LV FUSE SWITCH |  | CLOSED | IEC MIDDLE CURVE | FUSES | SPARE |  |  |  | 250.000 A |  |  | 6 | Fail | Please check "Mounting"
379797241 | TNB | DISTRIBUTION | KUALA SELANGOR | Existing | RYB | LV FUSE SWITCH |  | CLOSED | IEC MIDDLE CURVE | FUSES | SPARE |  |  |  | 250.000 A |  |  | 6 | Fail | Please check "Mounting"
379797283 | TNB | DISTRIBUTION | KUALA SELANGOR | Existing | RYB | LV FUSE SWITCH |  | CLOSED | IEC MIDDLE CURVE | FUSES | SPARE |  |  |  | 250.000 A |  |  | 6 | Fail | Please check "Mounting"
379797295 | TNB | DISTRIBUTION | KUALA SELANGOR | Existing | RYB | LV FUSE SWITCH |  | CLOSED | IEC MIDDLE CURVE | FUSES | SPARE |  |  |  | 250.000 A |  |  | 6 | Fail | Please check "Mounting"
379797300 | TNB | DISTRIBUTION | KUALA SELANGOR | Existing | RYB | LV FUSE SWITCH |  | CLOSED | IEC MIDDLE CURVE | FUSES | SPARE |  |  |  | 250.000 A |  |  | 6 | Fail | Please check "Mounting"
379797303 | TNB | DISTRIBUTION | KUALA SELANGOR | Existing | RYB | LV FUSE SWITCH |  | CLOSED | IEC MIDDLE CURVE | FUSES | SPARE |  |  |  | 250.000 A |  |  | 6 | Fail | Please check "Mounting"
379797307 | TNB | DISTRIBUTION | KUALA SELANGOR | Existing | RYB | LV FUSE SWITCH |  | CLOSED | IEC MIDDLE CURVE | FUSES | SPARE |  |  |  | 250.000 A |  |  | 6 | Fail | Please check "Mounting"
379797317 | TNB | DISTRIBUTION | KUALA SELANGOR | Existing | RYB | LV FUSE SWITCH |  | CLOSED | IEC MIDDLE CURVE | FUSES | SPARE |  |  |  | 250.000 A |  |  | 6 | Fail | Please check "Mounting"
379797323 | TNB | DISTRIBUTION | KUALA SELANGOR | Existing | RYB | LV FUSE SWITCH |  | CLOSED | IEC MIDDLE CURVE | FUSES | SPARE |  |  |  | 250.000 A |  |  | 6 | Fail | Please check "Mounting"
379797335 | TNB | DISTRIBUTION | KUALA SELANGOR | Existing | RYB | LV FUSE SWITCH |  | CLOSED | IEC MIDDLE CURVE | FUSES | SPARE |  |  |  | 250.000 A |  |  | 6 | Fail | Please check "Mounting"
379797397 | TNB | DISTRIBUTION | KUALA SELANGOR | Existing | RYB | LV FUSE SWITCH |  | CLOSED | IEC MIDDLE CURVE | FUSES | SPARE |  |  |  | 250.000 A |  |  | 6 | Fail | Please check "Mounting"
379797409 | TNB | DISTRIBUTION | KUALA SELANGOR | Existing | RYB | LV FUSE SWITCH |  | CLOSED | IEC MIDDLE CURVE | FUSES | SPARE |  |  |  | 250.000 A |  |  | 6 | Fail | Please check "Mounting"
379797414 | TNB | DISTRIBUTION | KUALA SELANGOR | Existing | RYB | LV FUSE SWITCH |  | CLOSED | IEC MIDDLE CURVE | FUSES | SPARE |  |  |  | 250.000 A |  |  | 6 | Fail | Please check "Mounting"
379797417 | TNB | DISTRIBUTION | KUALA SELANGOR | Existing | RYB | LV FUSE SWITCH |  | CLOSED | IEC MIDDLE CURVE | FUSES | SPARE |  |  |  | 250.000 A |  |  | 6 | Fail | Please check "Mounting"
379797421 | TNB | DISTRIBUTION | KUALA SELANGOR | Existing | RYB | LV FUSE SWITCH |  | CLOSED | IEC MIDDLE CURVE | FUSES | SPARE |  |  |  | 250.000 A |  |  | 6 | Fail | Please check "Mounting"
379797431 | TNB | DISTRIBUTION | KUALA SELANGOR | Existing | RYB | LV FUSE SWITCH |  | CLOSED | IEC MIDDLE CURVE | FUSES | SPARE |  |  |  | 250.000 A |  |  | 6 | Fail | Please check "Mounting"
379797437 | TNB | DISTRIBUTION | KUALA SELANGOR | Existing | RYB | LV FUSE SWITCH |  | CLOSED | IEC MIDDLE CURVE | FUSES | SPARE |  |  |  | 250.000 A |  |  | 6 | Fail | Please check "Mounting"
379797449 | TNB | DISTRIBUTION | KUALA SELANGOR | Existing | RYB | LV FUSE SWITCH |  | CLOSED | IEC MIDDLE CURVE | FUSES | SPARE |  |  |  | 250.000 A |  |  | 6 | Fail | Please check "Mounting"
379797454 | TNB | DISTRIBUTION | KUALA SELANGOR | Existing | RYB | LV FUSE SWITCH |  | CLOSED | IEC MIDDLE CURVE | FUSES | SPARE |  |  |  | 250.000 A |  |  | 6 | Fail | Please check "Mounting"
379797466 | TNB | DISTRIBUTION | KUALA SELANGOR | Existing | RYB | LV FUSE SWITCH |  | CLOSED | IEC MIDDLE CURVE | FUSES | SPARE |  |  |  | 250.000 A |  |  | 6 | Fail | Please check "Mounting"
379797471 | TNB | DISTRIBUTION | KUALA SELANGOR | Existing | RYB | LV FUSE SWITCH |  | CLOSED | IEC MIDDLE CURVE | FUSES | SPARE |  |  |  | 250.000 A |  |  | 6 | Fail | Please check "Mounting"
379797474 | TNB | DISTRIBUTION | KUALA SELANGOR | Existing | RYB | LV FUSE SWITCH |  | CLOSED | IEC MIDDLE CURVE | FUSES | SPARE |  |  |  | 250.000 A |  |  | 6 | Fail | Please check "Mounting"
379797478 | TNB | DISTRIBUTION | KUALA SELANGOR | Existing | RYB | LV FUSE SWITCH |  | CLOSED | IEC MIDDLE CURVE | FUSES | SPARE |  |  |  | 250.000 A |  |  | 6 | Fail | Please check "Mounting"
379797488 | TNB | DISTRIBUTION | KUALA SELANGOR | Existing | RYB | LV FUSE SWITCH |  | CLOSED | IEC MIDDLE CURVE | FUSES | SPARE |  |  |  | 250.000 A |  |  | 6 | Fail | Please check "Mounting"
379797494 | TNB | DISTRIBUTION | KUALA SELANGOR | Existing | RYB | LV FUSE SWITCH |  | CLOSED | IEC MIDDLE CURVE | FUSES | SPARE |  |  |  | 250.000 A |  |  | 6 | Fail | Please check "Mounting"
379797506 | TNB | DISTRIBUTION | KUALA SELANGOR | Existing | RYB | LV FUSE SWITCH |  | CLOSED | IEC MIDDLE CURVE | FUSES | SPARE |  |  |  | 250.000 A |  |  | 6 | Fail | Please check "Mounting"
379797548 | TNB | DISTRIBUTION | KUALA SELANGOR | Existing | RYB | LV FUSE SWITCH |  | CLOSED | IEC MIDDLE CURVE | FUSES | SPARE |  |  |  | 250.000 A |  |  | 6 | Fail | Please check "Mounting"
379797560 | TNB | DISTRIBUTION | KUALA SELANGOR | Existing | RYB | LV FUSE SWITCH |  | CLOSED | IEC MIDDLE CURVE | FUSES | SPARE |  |  |  | 250.000 A |  |  | 6 | Fail | Please check "Mounting"
379797565 | TNB | DISTRIBUTION | KUALA SELANGOR | Existing | RYB | LV FUSE SWITCH |  | CLOSED | IEC MIDDLE CURVE | FUSES | SPARE |  |  |  | 250.000 A |  |  | 6 | Fail | Please check "Mounting"
379797568 | TNB | DISTRIBUTION | KUALA SELANGOR | Existing | RYB | LV FUSE SWITCH |  | CLOSED | IEC MIDDLE CURVE | FUSES | SPARE |  |  |  | 250.000 A |  |  | 6 | Fail | Please check "Mounting"
379797572 | TNB | DISTRIBUTION | KUALA SELANGOR | Existing | RYB | LV FUSE SWITCH |  | CLOSED | IEC MIDDLE CURVE | FUSES | SPARE |  |  |  | 250.000 A |  |  | 6 | Fail | Please check "Mounting"
379797582 | TNB | DISTRIBUTION | KUALA SELANGOR | Existing | RYB | LV FUSE SWITCH |  | CLOSED | IEC MIDDLE CURVE | FUSES | SPARE |  |  |  | 250.000 A |  |  | 6 | Fail | Please check "Mounting"
379797588 | TNB | DISTRIBUTION | KUALA SELANGOR | Existing | RYB | LV FUSE SWITCH |  | CLOSED | IEC MIDDLE CURVE | FUSES | SPARE |  |  |  | 250.000 A |  |  | 6 | Fail | Please check "Mounting"
379797600 | TNB | DISTRIBUTION | KUALA SELANGOR | Existing | RYB | LV FUSE SWITCH |  | CLOSED | IEC MIDDLE CURVE | FUSES | SPARE |  |  |  | 250.000 A |  |  | 6 | Fail | Please check "Mounting"
379797642 | TNB | DISTRIBUTION | KUALA SELANGOR | Existing | RYB | LV FUSE SWITCH |  | CLOSED | IEC MIDDLE CURVE | FUSES | SPARE |  |  |  | 250.000 A |  |  | 6 | Fail | Please check "Mounting"
379797654 | TNB | DISTRIBUTION | KUALA SELANGOR | Existing | RYB | LV FUSE SWITCH |  | CLOSED | IEC MIDDLE CURVE | FUSES | SPARE |  |  |  | 250.000 A |  |  | 6 | Fail | Please check "Mounting"
379797659 | TNB | DISTRIBUTION | KUALA SELANGOR | Existing | RYB | LV FUSE SWITCH |  | CLOSED | IEC MIDDLE CURVE | FUSES | SPARE |  |  |  | 250.000 A |  |  | 6 | Fail | Please check "Mounting"
379797662 | TNB | DISTRIBUTION | KUALA SELANGOR | Existing | RYB | LV FUSE SWITCH |  | CLOSED | IEC MIDDLE CURVE | FUSES | SPARE |  |  |  | 250.000 A |  |  | 6 | Fail | Please check "Mounting"
379797666 | TNB | DISTRIBUTION | KUALA SELANGOR | Existing | RYB | LV FUSE SWITCH |  | CLOSED | IEC MIDDLE CURVE | FUSES | SPARE |  |  |  | 250.000 A |  |  | 6 | Fail | Please check "Mounting"
379797676 | TNB | DISTRIBUTION | KUALA SELANGOR | Existing | RYB | LV FUSE SWITCH |  | CLOSED | IEC MIDDLE CURVE | FUSES | SPARE |  |  |  | 250.000 A |  |  | 6 | Fail | Please check "Mounting"
379797682 | TNB | DISTRIBUTION | KUALA SELANGOR | Existing | RYB | LV FUSE SWITCH |  | CLOSED | IEC MIDDLE CURVE | FUSES | SPARE |  |  |  | 250.000 A |  |  | 6 | Fail | Please check "Mounting"
379797694 | TNB | DISTRIBUTION | KUALA SELANGOR | Existing | RYB | LV FUSE SWITCH |  | CLOSED | IEC MIDDLE CURVE | FUSES | SPARE |  |  |  | 250.000 A |  |  | 6 | Fail | Please check "Mounting"
379797736 | TNB | DISTRIBUTION | KUALA SELANGOR | Existing | RYB | LV FUSE SWITCH |  | CLOSED | IEC MIDDLE CURVE | FUSES | SPARE |  |  |  | 250.000 A |  |  | 6 | Fail | Please check "Mounting"
379797748 | TNB | DISTRIBUTION | KUALA SELANGOR | Existing | RYB | LV FUSE SWITCH |  | CLOSED | IEC MIDDLE CURVE | FUSES | SPARE |  |  |  | 250.000 A |  |  | 6 | Fail | Please check "Mounting"
379797753 | TNB | DISTRIBUTION | KUALA SELANGOR | Existing | RYB | LV FUSE SWITCH |  | CLOSED | IEC MIDDLE CURVE | FUSES | SPARE |  |  |  | 250.000 A |  |  | 6 | Fail | Please check "Mounting"
379797756 | TNB | DISTRIBUTION | KUALA SELANGOR | Existing | RYB | LV FUSE SWITCH |  | CLOSED | IEC MIDDLE CURVE | FUSES | SPARE |  |  |  | 250.000 A |  |  | 6 | Fail | Please check "Mounting"
379797760 | TNB | DISTRIBUTION | KUALA SELANGOR | Existing | RYB | LV FUSE SWITCH |  | CLOSED | IEC MIDDLE CURVE | FUSES | SPARE |  |  |  | 250.000 A |  |  | 6 | Fail | Please check "Mounting"
379797770 | TNB | DISTRIBUTION | KUALA SELANGOR | Existing | RYB | LV FUSE SWITCH |  | CLOSED | IEC MIDDLE CURVE | FUSES | SPARE |  |  |  | 250.000 A |  |  | 6 | Fail | Please check "Mounting"
379797776 | TNB | DISTRIBUTION | KUALA SELANGOR | Existing | RYB | LV FUSE SWITCH |  | CLOSED | IEC MIDDLE CURVE | FUSES | SPARE |  |  |  | 250.000 A |  |  | 6 | Fail | Please check "Mounting"
379797788 | TNB | DISTRIBUTION | KUALA SELANGOR | Existing | RYB | LV FUSE SWITCH |  | CLOSED | IEC MIDDLE CURVE | FUSES | SPARE |  |  |  | 250.000 A |  |  | 6 | Fail | Please check "Mounting"
379798046 | TNB | DISTRIBUTION | KUALA SELANGOR | Existing | RYB | LV FUSE SWITCH |  | CLOSED | IEC MIDDLE CURVE | FUSES | SPARE |  |  |  | 250.000 A |  |  | 6 | Fail | Please check "Mounting"
379798058 | TNB | DISTRIBUTION | KUALA SELANGOR | Existing | RYB | LV FUSE SWITCH |  | CLOSED | IEC MIDDLE CURVE | FUSES | SPARE |  |  |  | 250.000 A |  |  | 6 | Fail | Please check "Mounting"
379798063 | TNB | DISTRIBUTION | KUALA SELANGOR | Existing | RYB | LV FUSE SWITCH |  | CLOSED | IEC MIDDLE CURVE | FUSES | SPARE |  |  |  | 250.000 A |  |  | 6 | Fail | Please check "Mounting"
379798066 | TNB | DISTRIBUTION | KUALA SELANGOR | Existing | RYB | LV FUSE SWITCH |  | CLOSED | IEC MIDDLE CURVE | FUSES | SPARE |  |  |  | 250.000 A |  |  | 6 | Fail | Please check "Mounting"
379798070 | TNB | DISTRIBUTION | KUALA SELANGOR | Existing | RYB | LV FUSE SWITCH |  | CLOSED | IEC MIDDLE CURVE | FUSES | SPARE |  |  |  | 250.000 A |  |  | 6 | Fail | Please check "Mounting"
379798080 | TNB | DISTRIBUTION | KUALA SELANGOR | Existing | RYB | LV FUSE SWITCH |  | CLOSED | IEC MIDDLE CURVE | FUSES | SPARE |  |  |  | 250.000 A |  |  | 6 | Fail | Please check "Mounting"
379798086 | TNB | DISTRIBUTION | KUALA SELANGOR | Existing | RYB | LV FUSE SWITCH |  | CLOSED | IEC MIDDLE CURVE | FUSES | SPARE |  |  |  | 250.000 A |  |  | 6 | Fail | Please check "Mounting"
379798098 | TNB | DISTRIBUTION | KUALA SELANGOR | Existing | RYB | LV FUSE SWITCH |  | CLOSED | IEC MIDDLE CURVE | FUSES | SPARE |  |  |  | 250.000 A |  |  | 6 | Fail | Please check "Mounting"
379798140 | TNB | DISTRIBUTION | KUALA SELANGOR | Existing | RYB | LV FUSE SWITCH |  | CLOSED | IEC MIDDLE CURVE | FUSES | SPARE |  |  |  | 250.000 A |  |  | 6 | Fail | Please check "Mounting"
379798152 | TNB | DISTRIBUTION | KUALA SELANGOR | Existing | RYB | LV FUSE SWITCH |  | CLOSED | IEC MIDDLE CURVE | FUSES | SPARE |  |  |  | 250.000 A |  |  | 6 | Fail | Please check "Mounting"
379798157 | TNB | DISTRIBUTION | KUALA SELANGOR | Existing | RYB | LV FUSE SWITCH |  | CLOSED | IEC MIDDLE CURVE | FUSES | SPARE |  |  |  | 250.000 A |  |  | 6 | Fail | Please check "Mounting"
379798160 | TNB | DISTRIBUTION | KUALA SELANGOR | Existing | RYB | LV FUSE SWITCH |  | CLOSED | IEC MIDDLE CURVE | FUSES | SPARE |  |  |  | 250.000 A |  |  | 6 | Fail | Please check "Mounting"
379798164 | TNB | DISTRIBUTION | KUALA SELANGOR | Existing | RYB | LV FUSE SWITCH |  | CLOSED | IEC MIDDLE CURVE | FUSES | SPARE |  |  |  | 250.000 A |  |  | 6 | Fail | Please check "Mounting"
379798174 | TNB | DISTRIBUTION | KUALA SELANGOR | Existing | RYB | LV FUSE SWITCH |  | CLOSED | IEC MIDDLE CURVE | FUSES | SPARE |  |  |  | 250.000 A |  |  | 6 | Fail | Please check "Mounting"
379798180 | TNB | DISTRIBUTION | KUALA SELANGOR | Existing | RYB | LV FUSE SWITCH |  | CLOSED | IEC MIDDLE CURVE | FUSES | SPARE |  |  |  | 250.000 A |  |  | 6 | Fail | Please check "Mounting"
379798192 | TNB | DISTRIBUTION | KUALA SELANGOR | Existing | RYB | LV FUSE SWITCH |  | CLOSED | IEC MIDDLE CURVE | FUSES | SPARE |  |  |  | 250.000 A |  |  | 6 | Fail | Please check "Mounting"
379798422 | TNB | DISTRIBUTION | KUALA SELANGOR | Existing | RYB | LV FUSE SWITCH |  | CLOSED | IEC MIDDLE CURVE | FUSES | SPARE |  |  |  | 250.000 A |  |  | 6 | Fail | Please check "Mounting"
379798434 | TNB | DISTRIBUTION | KUALA SELANGOR | Existing | RYB | LV FUSE SWITCH |  | CLOSED | IEC MIDDLE CURVE | FUSES | SPARE |  |  |  | 250.000 A |  |  | 6 | Fail | Please check "Mounting"
379798439 | TNB | DISTRIBUTION | KUALA SELANGOR | Existing | RYB | LV FUSE SWITCH |  | CLOSED | IEC MIDDLE CURVE | FUSES | SPARE |  |  |  | 250.000 A |  |  | 6 | Fail | Please check "Mounting"
379798442 | TNB | DISTRIBUTION | KUALA SELANGOR | Existing | RYB | LV FUSE SWITCH |  | CLOSED | IEC MIDDLE CURVE | FUSES | SPARE |  |  |  | 250.000 A |  |  | 6 | Fail | Please check "Mounting"
379798446 | TNB | DISTRIBUTION | KUALA SELANGOR | Existing | RYB | LV FUSE SWITCH |  | CLOSED | IEC MIDDLE CURVE | FUSES | SPARE |  |  |  | 250.000 A |  |  | 6 | Fail | Please check "Mounting"
379798456 | TNB | DISTRIBUTION | KUALA SELANGOR | Existing | RYB | LV FUSE SWITCH |  | CLOSED | IEC MIDDLE CURVE | FUSES | SPARE |  |  |  | 250.000 A |  |  | 6 | Fail | Please check "Mounting"
379798462 | TNB | DISTRIBUTION | KUALA SELANGOR | Existing | RYB | LV FUSE SWITCH |  | CLOSED | IEC MIDDLE CURVE | FUSES | SPARE |  |  |  | 250.000 A |  |  | 6 | Fail | Please check "Mounting"
379798474 | TNB | DISTRIBUTION | KUALA SELANGOR | Existing | RYB | LV FUSE SWITCH |  | CLOSED | IEC MIDDLE CURVE | FUSES | SPARE |  |  |  | 250.000 A |  |  | 6 | Fail | Please check "Mounting"
379864682 | TNB | DISTRIBUTION | KUALA SELANGOR | Existing | RYB | LV FUSE SWITCH |  | CLOSED | IEC MIDDLE CURVE | FUSES | SPARE |  |  |  | 250.000 A |  |  | 6 | Fail | Please check "Mounting"
379864694 | TNB | DISTRIBUTION | KUALA SELANGOR | Existing | RYB | LV FUSE SWITCH |  | CLOSED | IEC MIDDLE CURVE | FUSES | SPARE |  |  |  | 250.000 A |  |  | 6 | Fail | Please check "Mounting"
379864699 | TNB | DISTRIBUTION | KUALA SELANGOR | Existing | RYB | LV FUSE SWITCH |  | CLOSED | IEC MIDDLE CURVE | FUSES | SPARE |  |  |  | 250.000 A |  |  | 6 | Fail | Please check "Mounting"
379864702 | TNB | DISTRIBUTION | KUALA SELANGOR | Existing | RYB | LV FUSE SWITCH |  | CLOSED | IEC MIDDLE CURVE | FUSES | SPARE |  |  |  | 250.000 A |  |  | 6 | Fail | Please check "Mounting"
379864706 | TNB | DISTRIBUTION | KUALA SELANGOR | Existing | RYB | LV FUSE SWITCH |  | CLOSED | IEC MIDDLE CURVE | FUSES | SPARE |  |  |  | 250.000 A |  |  | 6 | Fail | Please check "Mounting"
379864716 | TNB | DISTRIBUTION | KUALA SELANGOR | Existing | RYB | LV FUSE SWITCH |  | CLOSED | IEC MIDDLE CURVE | FUSES | SPARE |  |  |  | 250.000 A |  |  | 6 | Fail | Please check "Mounting"
379864722 | TNB | DISTRIBUTION | KUALA SELANGOR | Existing | RYB | LV FUSE SWITCH |  | CLOSED | IEC MIDDLE CURVE | FUSES | SPARE |  |  |  | 250.000 A |  |  | 6 | Fail | Please check "Mounting"
379864734 | TNB | DISTRIBUTION | KUALA SELANGOR | Existing | RYB | LV FUSE SWITCH |  | CLOSED | IEC MIDDLE CURVE | FUSES | SPARE |  |  |  | 250.000 A |  |  | 6 | Fail | Please check "Mounting"
379864776 | TNB | DISTRIBUTION | KUALA SELANGOR | Existing | RYB | LV FUSE SWITCH |  | CLOSED | IEC MIDDLE CURVE | FUSES | SPARE |  |  |  | 250.000 A |  |  | 6 | Fail | Please check "Mounting"
379864828 | TNB | DISTRIBUTION | KUALA SELANGOR | Existing | RYB | LV FUSE SWITCH |  | CLOSED | IEC MIDDLE CURVE | FUSES | SPARE |  |  |  | 250.000 A |  |  | 6 | Fail | Please check "Mounting"
379864870 | TNB | DISTRIBUTION | KUALA SELANGOR | Existing | RYB | LV FUSE SWITCH |  | CLOSED | IEC MIDDLE CURVE | FUSES | SPARE |  |  |  | 250.000 A |  |  | 6 | Fail | Please check "Mounting"
379864882 | TNB | DISTRIBUTION | KUALA SELANGOR | Existing | RYB | LV FUSE SWITCH |  | CLOSED | IEC MIDDLE CURVE | FUSES | SPARE |  |  |  | 250.000 A |  |  | 6 | Fail | Please check "Mounting"
379864887 | TNB | DISTRIBUTION | KUALA SELANGOR | Existing | RYB | LV FUSE SWITCH |  | CLOSED | IEC MIDDLE CURVE | FUSES | SPARE |  |  |  | 250.000 A |  |  | 6 | Fail | Please check "Mounting"
379864890 | TNB | DISTRIBUTION | KUALA SELANGOR | Existing | RYB | LV FUSE SWITCH |  | CLOSED | IEC MIDDLE CURVE | FUSES | SPARE |  |  |  | 250.000 A |  |  | 6 | Fail | Please check "Mounting"
379864894 | TNB | DISTRIBUTION | KUALA SELANGOR | Existing | RYB | LV FUSE SWITCH |  | CLOSED | IEC MIDDLE CURVE | FUSES | SPARE |  |  |  | 250.000 A |  |  | 6 | Fail | Please check "Mounting"
379864904 | TNB | DISTRIBUTION | KUALA SELANGOR | Existing | RYB | LV FUSE SWITCH |  | CLOSED | IEC MIDDLE CURVE | FUSES | SPARE |  |  |  | 250.000 A |  |  | 6 | Fail | Please check "Mounting"
379864910 | TNB | DISTRIBUTION | KUALA SELANGOR | Existing | RYB | LV FUSE SWITCH |  | CLOSED | IEC MIDDLE CURVE | FUSES | SPARE |  |  |  | 250.000 A |  |  | 6 | Fail | Please check "Mounting"
379864922 | TNB | DISTRIBUTION | KUALA SELANGOR | Existing | RYB | LV FUSE SWITCH |  | CLOSED | IEC MIDDLE CURVE | FUSES | SPARE |  |  |  | 250.000 A |  |  | 6 | Fail | Please check "Mounting"
379869266 | TNB | DISTRIBUTION | KUALA SELANGOR | Existing | RYB | LV FUSE SWITCH |  | CLOSED | IEC MIDDLE CURVE | FUSES | SPARE |  |  |  | 250.000 A |  |  | 6 | Fail | Please check "Mounting"
379869278 | TNB | DISTRIBUTION | KUALA SELANGOR | Existing | RYB | LV FUSE SWITCH |  | CLOSED | IEC MIDDLE CURVE | FUSES | SPARE |  |  |  | 250.000 A |  |  | 6 | Fail | Please check "Mounting"
379869283 | TNB | DISTRIBUTION | KUALA SELANGOR | Existing | RYB | LV FUSE SWITCH |  | CLOSED | IEC MIDDLE CURVE | FUSES | SPARE |  |  |  | 250.000 A |  |  | 6 | Fail | Please check "Mounting"
379869286 | TNB | DISTRIBUTION | KUALA SELANGOR | Existing | RYB | LV FUSE SWITCH |  | CLOSED | IEC MIDDLE CURVE | FUSES | SPARE |  |  |  | 250.000 A |  |  | 6 | Fail | Please check "Mounting"
379869290 | TNB | DISTRIBUTION | KUALA SELANGOR | Existing | RYB | LV FUSE SWITCH |  | CLOSED | IEC MIDDLE CURVE | FUSES | SPARE |  |  |  | 250.000 A |  |  | 6 | Fail | Please check "Mounting"
379869300 | TNB | DISTRIBUTION | KUALA SELANGOR | Existing | RYB | LV FUSE SWITCH |  | CLOSED | IEC MIDDLE CURVE | FUSES | SPARE |  |  |  | 250.000 A |  |  | 6 | Fail | Please check "Mounting"
379869306 | TNB | DISTRIBUTION | KUALA SELANGOR | Existing | RYB | LV FUSE SWITCH |  | CLOSED | IEC MIDDLE CURVE | FUSES | SPARE |  |  |  | 250.000 A |  |  | 6 | Fail | Please check "Mounting"
379869318 | TNB | DISTRIBUTION | KUALA SELANGOR | Existing | RYB | LV FUSE SWITCH |  | CLOSED | IEC MIDDLE CURVE | FUSES | SPARE |  |  |  | 250.000 A |  |  | 6 | Fail | Please check "Mounting"
379869359 | TNB | DISTRIBUTION | KUALA SELANGOR | Existing | RYB | LV FUSE SWITCH |  | CLOSED | IEC MIDDLE CURVE | FUSES | SPARE |  |  |  | 250.000 A |  |  | 6 | Fail | Please check "Mounting"
379869361 | TNB | DISTRIBUTION | KUALA SELANGOR | Existing | RYB | LV FUSE SWITCH |  | CLOSED | IEC MIDDLE CURVE | FUSES | SPARE |  |  |  | 250.000 A |  |  | 6 | Fail | Please check "Mounting"
379869372 | TNB | DISTRIBUTION | KUALA SELANGOR | Existing | RYB | LV FUSE SWITCH |  | CLOSED | IEC MIDDLE CURVE | FUSES | SPARE |  |  |  | 250.000 A |  |  | 6 | Fail | Please check "Mounting"
379869382 | TNB | DISTRIBUTION | KUALA SELANGOR | Existing | RYB | LV FUSE SWITCH |  | CLOSED | IEC MIDDLE CURVE | FUSES | SPARE |  |  |  | 250.000 A |  |  | 6 | Fail | Please check "Mounting"
379869387 | TNB | DISTRIBUTION | KUALA SELANGOR | Existing | RYB | LV FUSE SWITCH |  | CLOSED | IEC MIDDLE CURVE | FUSES | SPARE |  |  |  | 250.000 A |  |  | 6 | Fail | Please check "Mounting"
379869394 | TNB | DISTRIBUTION | KUALA SELANGOR | Existing | RYB | LV FUSE SWITCH |  | CLOSED | IEC MIDDLE CURVE | FUSES | SPARE |  |  |  | 250.000 A |  |  | 6 | Fail | Please check "Mounting"
379869402 | TNB | DISTRIBUTION | KUALA SELANGOR | Existing | RYB | LV FUSE SWITCH |  | CLOSED | IEC MIDDLE CURVE | FUSES | SPARE |  |  |  | 250.000 A |  |  | 6 | Fail | Please check "Mounting"
379869407 | TNB | DISTRIBUTION | KUALA SELANGOR | Existing | RYB | LV FUSE SWITCH |  | CLOSED | IEC MIDDLE CURVE | FUSES | SPARE |  |  |  | 250.000 A |  |  | 6 | Fail | Please check "Mounting"
379870252 | TNB | DISTRIBUTION | KUALA SELANGOR | Existing | RYB | LV FUSE SWITCH |  | CLOSED | IEC MIDDLE CURVE | FUSES | SPARE |  |  |  | 250.000 A |  |  | 6 | Fail | Please check "Mounting"
379870254 | TNB | DISTRIBUTION | KUALA SELANGOR | Existing | RYB | LV FUSE SWITCH |  | CLOSED | IEC MIDDLE CURVE | FUSES | SPARE |  |  |  | 250.000 A |  |  | 6 | Fail | Please check "Mounting"
379870265 | TNB | DISTRIBUTION | KUALA SELANGOR | Existing | RYB | LV FUSE SWITCH |  | CLOSED | IEC MIDDLE CURVE | FUSES | SPARE |  |  |  | 250.000 A |  |  | 6 | Fail | Please check "Mounting"
379870275 | TNB | DISTRIBUTION | KUALA SELANGOR | Existing | RYB | LV FUSE SWITCH |  | CLOSED | IEC MIDDLE CURVE | FUSES | SPARE |  |  |  | 250.000 A |  |  | 6 | Fail | Please check "Mounting"
379870280 | TNB | DISTRIBUTION | KUALA SELANGOR | Existing | RYB | LV FUSE SWITCH |  | CLOSED | IEC MIDDLE CURVE | FUSES | SPARE |  |  |  | 250.000 A |  |  | 6 | Fail | Please check "Mounting"
379870287 | TNB | DISTRIBUTION | KUALA SELANGOR | Existing | RYB | LV FUSE SWITCH |  | CLOSED | IEC MIDDLE CURVE | FUSES | SPARE |  |  |  | 250.000 A |  |  | 6 | Fail | Please check "Mounting"
379870295 | TNB | DISTRIBUTION | KUALA SELANGOR | Existing | RYB | LV FUSE SWITCH |  | CLOSED | IEC MIDDLE CURVE | FUSES | SPARE |  |  |  | 250.000 A |  |  | 6 | Fail | Please check "Mounting"
379870300 | TNB | DISTRIBUTION | KUALA SELANGOR | Existing | RYB | LV FUSE SWITCH |  | CLOSED | IEC MIDDLE CURVE | FUSES | SPARE |  |  |  | 250.000 A |  |  | 6 | Fail | Please check "Mounting"
379870354 | TNB | DISTRIBUTION | KUALA SELANGOR | Existing | RYB | LV FUSE SWITCH |  | CLOSED | IEC MIDDLE CURVE | FUSES | SPARE |  |  |  | 250.000 A |  |  | 6 | Fail | Please check "Mounting"
379870356 | TNB | DISTRIBUTION | KUALA SELANGOR | Existing | RYB | LV FUSE SWITCH |  | CLOSED | IEC MIDDLE CURVE | FUSES | SPARE |  |  |  | 250.000 A |  |  | 6 | Fail | Please check "Mounting"
379870367 | TNB | DISTRIBUTION | KUALA SELANGOR | Existing | RYB | LV FUSE SWITCH |  | CLOSED | IEC MIDDLE CURVE | FUSES | SPARE |  |  |  | 250.000 A |  |  | 6 | Fail | Please check "Mounting"
379870377 | TNB | DISTRIBUTION | KUALA SELANGOR | Existing | RYB | LV FUSE SWITCH |  | CLOSED | IEC MIDDLE CURVE | FUSES | SPARE |  |  |  | 250.000 A |  |  | 6 | Fail | Please check "Mounting"
379870382 | TNB | DISTRIBUTION | KUALA SELANGOR | Existing | RYB | LV FUSE SWITCH |  | CLOSED | IEC MIDDLE CURVE | FUSES | SPARE |  |  |  | 250.000 A |  |  | 6 | Fail | Please check "Mounting"
379870389 | TNB | DISTRIBUTION | KUALA SELANGOR | Existing | RYB | LV FUSE SWITCH |  | CLOSED | IEC MIDDLE CURVE | FUSES | SPARE |  |  |  | 250.000 A |  |  | 6 | Fail | Please check "Mounting"
379870397 | TNB | DISTRIBUTION | KUALA SELANGOR | Existing | RYB | LV FUSE SWITCH |  | CLOSED | IEC MIDDLE CURVE | FUSES | SPARE |  |  |  | 250.000 A |  |  | 6 | Fail | Please check "Mounting"
379870402 | TNB | DISTRIBUTION | KUALA SELANGOR | Existing | RYB | LV FUSE SWITCH |  | CLOSED | IEC MIDDLE CURVE | FUSES | SPARE |  |  |  | 250.000 A |  |  | 6 | Fail | Please check "Mounting"
379870448 | TNB | DISTRIBUTION | KUALA SELANGOR | Existing | RYB | LV FUSE SWITCH |  | CLOSED | IEC MIDDLE CURVE | FUSES | SPARE |  |  |  | 250.000 A |  |  | 6 | Fail | Please check "Mounting"
379870450 | TNB | DISTRIBUTION | KUALA SELANGOR | Existing | RYB | LV FUSE SWITCH |  | CLOSED | IEC MIDDLE CURVE | FUSES | SPARE |  |  |  | 250.000 A |  |  | 6 | Fail | Please check "Mounting"
379870461 | TNB | DISTRIBUTION | KUALA SELANGOR | Existing | RYB | LV FUSE SWITCH |  | CLOSED | IEC MIDDLE CURVE | FUSES | SPARE |  |  |  | 250.000 A |  |  | 6 | Fail | Please check "Mounting"
379870471 | TNB | DISTRIBUTION | KUALA SELANGOR | Existing | RYB | LV FUSE SWITCH |  | CLOSED | IEC MIDDLE CURVE | FUSES | SPARE |  |  |  | 250.000 A |  |  | 6 | Fail | Please check "Mounting"
379870476 | TNB | DISTRIBUTION | KUALA SELANGOR | Existing | RYB | LV FUSE SWITCH |  | CLOSED | IEC MIDDLE CURVE | FUSES | SPARE |  |  |  | 250.000 A |  |  | 6 | Fail | Please check "Mounting"
379870483 | TNB | DISTRIBUTION | KUALA SELANGOR | Existing | RYB | LV FUSE SWITCH |  | CLOSED | IEC MIDDLE CURVE | FUSES | SPARE |  |  |  | 250.000 A |  |  | 6 | Fail | Please check "Mounting"
379870491 | TNB | DISTRIBUTION | KUALA SELANGOR | Existing | RYB | LV FUSE SWITCH |  | CLOSED | IEC MIDDLE CURVE | FUSES | SPARE |  |  |  | 250.000 A |  |  | 6 | Fail | Please check "Mounting"
379870496 | TNB | DISTRIBUTION | KUALA SELANGOR | Existing | RYB | LV FUSE SWITCH |  | CLOSED | IEC MIDDLE CURVE | FUSES | SPARE |  |  |  | 250.000 A |  |  | 6 | Fail | Please check "Mounting"
379870544 | TNB | DISTRIBUTION | KUALA SELANGOR | Existing | RYB | LV FUSE SWITCH |  | CLOSED | IEC MIDDLE CURVE | FUSES | SPARE |  |  |  | 250.000 A |  |  | 6 | Fail | Please check "Mounting"
379870556 | TNB | DISTRIBUTION | KUALA SELANGOR | Existing | RYB | LV FUSE SWITCH |  | CLOSED | IEC MIDDLE CURVE | FUSES | SPARE |  |  |  | 250.000 A |  |  | 6 | Fail | Please check "Mounting"
379870561 | TNB | DISTRIBUTION | KUALA SELANGOR | Existing | RYB | LV FUSE SWITCH |  | CLOSED | IEC MIDDLE CURVE | FUSES | SPARE |  |  |  | 250.000 A |  |  | 6 | Fail | Please check "Mounting"
379870564 | TNB | DISTRIBUTION | KUALA SELANGOR | Existing | RYB | LV FUSE SWITCH |  | CLOSED | IEC MIDDLE CURVE | FUSES | SPARE |  |  |  | 250.000 A |  |  | 6 | Fail | Please check "Mounting"
379870568 | TNB | DISTRIBUTION | KUALA SELANGOR | Existing | RYB | LV FUSE SWITCH |  | CLOSED | IEC MIDDLE CURVE | FUSES | SPARE |  |  |  | 250.000 A |  |  | 6 | Fail | Please check "Mounting"
379870578 | TNB | DISTRIBUTION | KUALA SELANGOR | Existing | RYB | LV FUSE SWITCH |  | CLOSED | IEC MIDDLE CURVE | FUSES | SPARE |  |  |  | 250.000 A |  |  | 6 | Fail | Please check "Mounting"
379870584 | TNB | DISTRIBUTION | KUALA SELANGOR | Existing | RYB | LV FUSE SWITCH |  | CLOSED | IEC MIDDLE CURVE | FUSES | SPARE |  |  |  | 250.000 A |  |  | 6 | Fail | Please check "Mounting"
379870596 | TNB | DISTRIBUTION | KUALA SELANGOR | Existing | RYB | LV FUSE SWITCH |  | CLOSED | IEC MIDDLE CURVE | FUSES | SPARE |  |  |  | 250.000 A |  |  | 6 | Fail | Please check "Mounting"
379870640 | TNB | DISTRIBUTION | KUALA SELANGOR | Existing | RYB | LV FUSE SWITCH |  | CLOSED | IEC MIDDLE CURVE | FUSES | SPARE |  |  |  | 250.000 A |  |  | 6 | Fail | Please check "Mounting"
379870642 | TNB | DISTRIBUTION | KUALA SELANGOR | Existing | RYB | LV FUSE SWITCH |  | CLOSED | IEC MIDDLE CURVE | FUSES | SPARE |  |  |  | 250.000 A |  |  | 6 | Fail | Please check "Mounting"
379870653 | TNB | DISTRIBUTION | KUALA SELANGOR | Existing | RYB | LV FUSE SWITCH |  | CLOSED | IEC MIDDLE CURVE | FUSES | SPARE |  |  |  | 250.000 A |  |  | 6 | Fail | Please check "Mounting"
379870663 | TNB | DISTRIBUTION | KUALA SELANGOR | Existing | RYB | LV FUSE SWITCH |  | CLOSED | IEC MIDDLE CURVE | FUSES | SPARE |  |  |  | 250.000 A |  |  | 6 | Fail | Please check "Mounting"
379870668 | TNB | DISTRIBUTION | KUALA SELANGOR | Existing | RYB | LV FUSE SWITCH |  | CLOSED | IEC MIDDLE CURVE | FUSES | SPARE |  |  |  | 250.000 A |  |  | 6 | Fail | Please check "Mounting"
379870675 | TNB | DISTRIBUTION | KUALA SELANGOR | Existing | RYB | LV FUSE SWITCH |  | CLOSED | IEC MIDDLE CURVE | FUSES | SPARE |  |  |  | 250.000 A |  |  | 6 | Fail | Please check "Mounting"
379870683 | TNB | DISTRIBUTION | KUALA SELANGOR | Existing | RYB | LV FUSE SWITCH |  | CLOSED | IEC MIDDLE CURVE | FUSES | SPARE |  |  |  | 250.000 A |  |  | 6 | Fail | Please check "Mounting"
379870688 | TNB | DISTRIBUTION | KUALA SELANGOR | Existing | RYB | LV FUSE SWITCH |  | CLOSED | IEC MIDDLE CURVE | FUSES | SPARE |  |  |  | 250.000 A |  |  | 6 | Fail | Please check "Mounting"
379870794 | TNB | DISTRIBUTION | KUALA SELANGOR | Existing | RYB | LV FUSE SWITCH |  | CLOSED | IEC MIDDLE CURVE | FUSES | SPARE |  |  |  | 250.000 A |  |  | 6 | Fail | Please check "Mounting"
379870796 | TNB | DISTRIBUTION | KUALA SELANGOR | Existing | RYB | LV FUSE SWITCH |  | CLOSED | IEC MIDDLE CURVE | FUSES | SPARE |  |  |  | 250.000 A |  |  | 6 | Fail | Please check "Mounting"
379870807 | TNB | DISTRIBUTION | KUALA SELANGOR | Existing | RYB | LV FUSE SWITCH |  | CLOSED | IEC MIDDLE CURVE | FUSES | SPARE |  |  |  | 250.000 A |  |  | 6 | Fail | Please check "Mounting"
379870817 | TNB | DISTRIBUTION | KUALA SELANGOR | Existing | RYB | LV FUSE SWITCH |  | CLOSED | IEC MIDDLE CURVE | FUSES | SPARE |  |  |  | 250.000 A |  |  | 6 | Fail | Please check "Mounting"
379870822 | TNB | DISTRIBUTION | KUALA SELANGOR | Existing | RYB | LV FUSE SWITCH |  | CLOSED | IEC MIDDLE CURVE | FUSES | SPARE |  |  |  | 250.000 A |  |  | 6 | Fail | Please check "Mounting"
379870829 | TNB | DISTRIBUTION | KUALA SELANGOR | Existing | RYB | LV FUSE SWITCH |  | CLOSED | IEC MIDDLE CURVE | FUSES | SPARE |  |  |  | 250.000 A |  |  | 6 | Fail | Please check "Mounting"
379870837 | TNB | DISTRIBUTION | KUALA SELANGOR | Existing | RYB | LV FUSE SWITCH |  | CLOSED | IEC MIDDLE CURVE | FUSES | SPARE |  |  |  | 250.000 A |  |  | 6 | Fail | Please check "Mounting"
379870842 | TNB | DISTRIBUTION | KUALA SELANGOR | Existing | RYB | LV FUSE SWITCH |  | CLOSED | IEC MIDDLE CURVE | FUSES | SPARE |  |  |  | 250.000 A |  |  | 6 | Fail | Please check "Mounting"
379870890 | TNB | DISTRIBUTION | KUALA SELANGOR | Existing | RYB | LV FUSE SWITCH |  | CLOSED | IEC MIDDLE CURVE | FUSES | SPARE |  |  |  | 250.000 A |  |  | 6 | Fail | Please check "Mounting"
379870892 | TNB | DISTRIBUTION | KUALA SELANGOR | Existing | RYB | LV FUSE SWITCH |  | CLOSED | IEC MIDDLE CURVE | FUSES | SPARE |  |  |  | 250.000 A |  |  | 6 | Fail | Please check "Mounting"
379870903 | TNB | DISTRIBUTION | KUALA SELANGOR | Existing | RYB | LV FUSE SWITCH |  | CLOSED | IEC MIDDLE CURVE | FUSES | SPARE |  |  |  | 250.000 A |  |  | 6 | Fail | Please check "Mounting"
379870913 | TNB | DISTRIBUTION | KUALA SELANGOR | Existing | RYB | LV FUSE SWITCH |  | CLOSED | IEC MIDDLE CURVE | FUSES | SPARE |  |  |  | 250.000 A |  |  | 6 | Fail | Please check "Mounting"
379870918 | TNB | DISTRIBUTION | KUALA SELANGOR | Existing | RYB | LV FUSE SWITCH |  | CLOSED | IEC MIDDLE CURVE | FUSES | SPARE |  |  |  | 250.000 A |  |  | 6 | Fail | Please check "Mounting"
379870925 | TNB | DISTRIBUTION | KUALA SELANGOR | Existing | RYB | LV FUSE SWITCH |  | CLOSED | IEC MIDDLE CURVE | FUSES | SPARE |  |  |  | 250.000 A |  |  | 6 | Fail | Please check "Mounting"
379870933 | TNB | DISTRIBUTION | KUALA SELANGOR | Existing | RYB | LV FUSE SWITCH |  | CLOSED | IEC MIDDLE CURVE | FUSES | SPARE |  |  |  | 250.000 A |  |  | 6 | Fail | Please check "Mounting"
379870938 | TNB | DISTRIBUTION | KUALA SELANGOR | Existing | RYB | LV FUSE SWITCH |  | CLOSED | IEC MIDDLE CURVE | FUSES | SPARE |  |  |  | 250.000 A |  |  | 6 | Fail | Please check "Mounting"
379870985 | TNB | DISTRIBUTION | KUALA SELANGOR | Existing | RYB | LV FUSE SWITCH |  | CLOSED | IEC MIDDLE CURVE | FUSES | SPARE |  |  |  | 250.000 A |  |  | 6 | Fail | Please check "Mounting"
379870987 | TNB | DISTRIBUTION | KUALA SELANGOR | Existing | RYB | LV FUSE SWITCH |  | CLOSED | IEC MIDDLE CURVE | FUSES | SPARE |  |  |  | 250.000 A |  |  | 6 | Fail | Please check "Mounting"
379870998 | TNB | DISTRIBUTION | KUALA SELANGOR | Existing | RYB | LV FUSE SWITCH |  | CLOSED | IEC MIDDLE CURVE | FUSES | SPARE |  |  |  | 250.000 A |  |  | 6 | Fail | Please check "Mounting"
379871008 | TNB | DISTRIBUTION | KUALA SELANGOR | Existing | RYB | LV FUSE SWITCH |  | CLOSED | IEC MIDDLE CURVE | FUSES | SPARE |  |  |  | 250.000 A |  |  | 6 | Fail | Please check "Mounting"
379871013 | TNB | DISTRIBUTION | KUALA SELANGOR | Existing | RYB | LV FUSE SWITCH |  | CLOSED | IEC MIDDLE CURVE | FUSES | SPARE |  |  |  | 250.000 A |  |  | 6 | Fail | Please check "Mounting"
379871020 | TNB | DISTRIBUTION | KUALA SELANGOR | Existing | RYB | LV FUSE SWITCH |  | CLOSED | IEC MIDDLE CURVE | FUSES | SPARE |  |  |  | 250.000 A |  |  | 6 | Fail | Please check "Mounting"
379871028 | TNB | DISTRIBUTION | KUALA SELANGOR | Existing | RYB | LV FUSE SWITCH |  | CLOSED | IEC MIDDLE CURVE | FUSES | SPARE |  |  |  | 250.000 A |  |  | 6 | Fail | Please check "Mounting"
379871033 | TNB | DISTRIBUTION | KUALA SELANGOR | Existing | RYB | LV FUSE SWITCH |  | CLOSED | IEC MIDDLE CURVE | FUSES | SPARE |  |  |  | 250.000 A |  |  | 6 | Fail | Please check "Mounting"
379871135 | TNB | DISTRIBUTION | KUALA SELANGOR | Existing | RYB | LV FUSE SWITCH |  | CLOSED | IEC MIDDLE CURVE | FUSES | SPARE |  |  |  | 250.000 A |  |  | 6 | Fail | Please check "Mounting"
379871147 | TNB | DISTRIBUTION | KUALA SELANGOR | Existing | RYB | LV FUSE SWITCH |  | CLOSED | IEC MIDDLE CURVE | FUSES | SPARE |  |  |  | 250.000 A |  |  | 6 | Fail | Please check "Mounting"
379871152 | TNB | DISTRIBUTION | KUALA SELANGOR | Existing | RYB | LV FUSE SWITCH |  | CLOSED | IEC MIDDLE CURVE | FUSES | SPARE |  |  |  | 250.000 A |  |  | 6 | Fail | Please check "Mounting"
379871155 | TNB | DISTRIBUTION | KUALA SELANGOR | Existing | RYB | LV FUSE SWITCH |  | CLOSED | IEC MIDDLE CURVE | FUSES | SPARE |  |  |  | 250.000 A |  |  | 6 | Fail | Please check "Mounting"
379871159 | TNB | DISTRIBUTION | KUALA SELANGOR | Existing | RYB | LV FUSE SWITCH |  | CLOSED | IEC MIDDLE CURVE | FUSES | SPARE |  |  |  | 250.000 A |  |  | 6 | Fail | Please check "Mounting"
379871169 | TNB | DISTRIBUTION | KUALA SELANGOR | Existing | RYB | LV FUSE SWITCH |  | CLOSED | IEC MIDDLE CURVE | FUSES | SPARE |  |  |  | 250.000 A |  |  | 6 | Fail | Please check "Mounting"
379871175 | TNB | DISTRIBUTION | KUALA SELANGOR | Existing | RYB | LV FUSE SWITCH |  | CLOSED | IEC MIDDLE CURVE | FUSES | SPARE |  |  |  | 250.000 A |  |  | 6 | Fail | Please check "Mounting"
379871187 | TNB | DISTRIBUTION | KUALA SELANGOR | Existing | RYB | LV FUSE SWITCH |  | CLOSED | IEC MIDDLE CURVE | FUSES | SPARE |  |  |  | 250.000 A |  |  | 6 | Fail | Please check "Mounting"
379871366 | TNB | DISTRIBUTION | KUALA SELANGOR | Existing | RYB | LV FUSE SWITCH |  | CLOSED | IEC MIDDLE CURVE | FUSES | SPARE |  |  |  | 250.000 A |  |  | 6 | Fail | Please check "Mounting"
379871368 | TNB | DISTRIBUTION | KUALA SELANGOR | Existing | RYB | LV FUSE SWITCH |  | CLOSED | IEC MIDDLE CURVE | FUSES | SPARE |  |  |  | 250.000 A |  |  | 6 | Fail | Please check "Mounting"
379871379 | TNB | DISTRIBUTION | KUALA SELANGOR | Existing | RYB | LV FUSE SWITCH |  | CLOSED | IEC MIDDLE CURVE | FUSES | SPARE |  |  |  | 250.000 A |  |  | 6 | Fail | Please check "Mounting"
379871389 | TNB | DISTRIBUTION | KUALA SELANGOR | Existing | RYB | LV FUSE SWITCH |  | CLOSED | IEC MIDDLE CURVE | FUSES | SPARE |  |  |  | 250.000 A |  |  | 6 | Fail | Please check "Mounting"
379871394 | TNB | DISTRIBUTION | KUALA SELANGOR | Existing | RYB | LV FUSE SWITCH |  | CLOSED | IEC MIDDLE CURVE | FUSES | SPARE |  |  |  | 250.000 A |  |  | 6 | Fail | Please check "Mounting"
379871401 | TNB | DISTRIBUTION | KUALA SELANGOR | Existing | RYB | LV FUSE SWITCH |  | CLOSED | IEC MIDDLE CURVE | FUSES | SPARE |  |  |  | 250.000 A |  |  | 6 | Fail | Please check "Mounting"
379871409 | TNB | DISTRIBUTION | KUALA SELANGOR | Existing | RYB | LV FUSE SWITCH |  | CLOSED | IEC MIDDLE CURVE | FUSES | SPARE |  |  |  | 250.000 A |  |  | 6 | Fail | Please check "Mounting"
379871414 | TNB | DISTRIBUTION | KUALA SELANGOR | Existing | RYB | LV FUSE SWITCH |  | CLOSED | IEC MIDDLE CURVE | FUSES | SPARE |  |  |  | 250.000 A |  |  | 6 | Fail | Please check "Mounting"
379871489 | TNB | DISTRIBUTION | KUALA SELANGOR | Existing | RYB | LV FUSE SWITCH |  | CLOSED | IEC MIDDLE CURVE | FUSES | SPARE |  |  |  | 250.000 A |  |  | 6 | Fail | Please check "Mounting"
379871491 | TNB | DISTRIBUTION | KUALA SELANGOR | Existing | RYB | LV FUSE SWITCH |  | CLOSED | IEC MIDDLE CURVE | FUSES | SPARE |  |  |  | 250.000 A |  |  | 6 | Fail | Please check "Mounting"
379871502 | TNB | DISTRIBUTION | KUALA SELANGOR | Existing | RYB | LV FUSE SWITCH |  | CLOSED | IEC MIDDLE CURVE | FUSES | SPARE |  |  |  | 250.000 A |  |  | 6 | Fail | Please check "Mounting"
379871512 | TNB | DISTRIBUTION | KUALA SELANGOR | Existing | RYB | LV FUSE SWITCH |  | CLOSED | IEC MIDDLE CURVE | FUSES | SPARE |  |  |  | 250.000 A |  |  | 6 | Fail | Please check "Mounting"
379871517 | TNB | DISTRIBUTION | KUALA SELANGOR | Existing | RYB | LV FUSE SWITCH |  | CLOSED | IEC MIDDLE CURVE | FUSES | SPARE |  |  |  | 250.000 A |  |  | 6 | Fail | Please check "Mounting"
379871524 | TNB | DISTRIBUTION | KUALA SELANGOR | Existing | RYB | LV FUSE SWITCH |  | CLOSED | IEC MIDDLE CURVE | FUSES | SPARE |  |  |  | 250.000 A |  |  | 6 | Fail | Please check "Mounting"
379871532 | TNB | DISTRIBUTION | KUALA SELANGOR | Existing | RYB | LV FUSE SWITCH |  | CLOSED | IEC MIDDLE CURVE | FUSES | SPARE |  |  |  | 250.000 A |  |  | 6 | Fail | Please check "Mounting"
379871537 | TNB | DISTRIBUTION | KUALA SELANGOR | Existing | RYB | LV FUSE SWITCH |  | CLOSED | IEC MIDDLE CURVE | FUSES | SPARE |  |  |  | 250.000 A |  |  | 6 | Fail | Please check "Mounting"
379871597 | TNB | DISTRIBUTION | KUALA SELANGOR | Existing | RYB | LV FUSE SWITCH |  | CLOSED | IEC MIDDLE CURVE | FUSES | SPARE |  |  |  | 250.000 A |  |  | 6 | Fail | Please check "Mounting"
379871599 | TNB | DISTRIBUTION | KUALA SELANGOR | Existing | RYB | LV FUSE SWITCH |  | CLOSED | IEC MIDDLE CURVE | FUSES | SPARE |  |  |  | 250.000 A |  |  | 6 | Fail | Please check "Mounting"
379871610 | TNB | DISTRIBUTION | KUALA SELANGOR | Existing | RYB | LV FUSE SWITCH |  | CLOSED | IEC MIDDLE CURVE | FUSES | SPARE |  |  |  | 250.000 A |  |  | 6 | Fail | Please check "Mounting"
379871620 | TNB | DISTRIBUTION | KUALA SELANGOR | Existing | RYB | LV FUSE SWITCH |  | CLOSED | IEC MIDDLE CURVE | FUSES | SPARE |  |  |  | 250.000 A |  |  | 6 | Fail | Please check "Mounting"
379871625 | TNB | DISTRIBUTION | KUALA SELANGOR | Existing | RYB | LV FUSE SWITCH |  | CLOSED | IEC MIDDLE CURVE | FUSES | SPARE |  |  |  | 250.000 A |  |  | 6 | Fail | Please check "Mounting"
379871632 | TNB | DISTRIBUTION | KUALA SELANGOR | Existing | RYB | LV FUSE SWITCH |  | CLOSED | IEC MIDDLE CURVE | FUSES | SPARE |  |  |  | 250.000 A |  |  | 6 | Fail | Please check "Mounting"
379871640 | TNB | DISTRIBUTION | KUALA SELANGOR | Existing | RYB | LV FUSE SWITCH |  | CLOSED | IEC MIDDLE CURVE | FUSES | SPARE |  |  |  | 250.000 A |  |  | 6 | Fail | Please check "Mounting"
379871645 | TNB | DISTRIBUTION | KUALA SELANGOR | Existing | RYB | LV FUSE SWITCH |  | CLOSED | IEC MIDDLE CURVE | FUSES | SPARE |  |  |  | 250.000 A |  |  | 6 | Fail | Please check "Mounting"
379890306 | TNB | DISTRIBUTION | KUALA SELANGOR | Existing | RYB | LV FUSE SWITCH |  | CLOSED | IEC MIDDLE CURVE | FUSES | SPARE |  |  |  | 250.000 A |  |  | 6 | Fail | Please check "Mounting"
379890318 | TNB | DISTRIBUTION | KUALA SELANGOR | Existing | RYB | LV FUSE SWITCH |  | CLOSED | IEC MIDDLE CURVE | FUSES | SPARE |  |  |  | 250.000 A |  |  | 6 | Fail | Please check "Mounting"
379890323 | TNB | DISTRIBUTION | KUALA SELANGOR | Existing | RYB | LV FUSE SWITCH |  | CLOSED | IEC MIDDLE CURVE | FUSES | SPARE |  |  |  | 250.000 A |  |  | 6 | Fail | Please check "Mounting"
379890326 | TNB | DISTRIBUTION | KUALA SELANGOR | Existing | RYB | LV FUSE SWITCH |  | CLOSED | IEC MIDDLE CURVE | FUSES | SPARE |  |  |  | 250.000 A |  |  | 6 | Fail | Please check "Mounting"
379890330 | TNB | DISTRIBUTION | KUALA SELANGOR | Existing | RYB | LV FUSE SWITCH |  | CLOSED | IEC MIDDLE CURVE | FUSES | SPARE |  |  |  | 250.000 A |  |  | 6 | Fail | Please check "Mounting"
379890340 | TNB | DISTRIBUTION | KUALA SELANGOR | Existing | RYB | LV FUSE SWITCH |  | CLOSED | IEC MIDDLE CURVE | FUSES | SPARE |  |  |  | 250.000 A |  |  | 6 | Fail | Please check "Mounting"
379890346 | TNB | DISTRIBUTION | KUALA SELANGOR | Existing | RYB | LV FUSE SWITCH |  | CLOSED | IEC MIDDLE CURVE | FUSES | SPARE |  |  |  | 250.000 A |  |  | 6 | Fail | Please check "Mounting"
379890358 | TNB | DISTRIBUTION | KUALA SELANGOR | Existing | RYB | LV FUSE SWITCH |  | CLOSED | IEC MIDDLE CURVE | FUSES | SPARE |  |  |  | 250.000 A |  |  | 6 | Fail | Please check "Mounting"
379890363 | TNB | DISTRIBUTION | KUALA SELANGOR | Existing | RYB | LV FUSE SWITCH |  | CLOSED | IEC MIDDLE CURVE | FUSES | SPARE |  |  |  | 250.000 A |  |  | 6 | Fail | Please check "Mounting"
379890375 | TNB | DISTRIBUTION | KUALA SELANGOR | Existing | RYB | LV FUSE SWITCH |  | CLOSED | IEC MIDDLE CURVE | FUSES | SPARE |  |  |  | 250.000 A |  |  | 6 | Fail | Please check "Mounting"
379890380 | TNB | DISTRIBUTION | KUALA SELANGOR | Existing | RYB | LV FUSE SWITCH |  | CLOSED | IEC MIDDLE CURVE | FUSES | SPARE |  |  |  | 250.000 A |  |  | 6 | Fail | Please check "Mounting"
379890383 | TNB | DISTRIBUTION | KUALA SELANGOR | Existing | RYB | LV FUSE SWITCH |  | CLOSED | IEC MIDDLE CURVE | FUSES | SPARE |  |  |  | 250.000 A |  |  | 6 | Fail | Please check "Mounting"
379890387 | TNB | DISTRIBUTION | KUALA SELANGOR | Existing | RYB | LV FUSE SWITCH |  | CLOSED | IEC MIDDLE CURVE | FUSES | SPARE |  |  |  | 250.000 A |  |  | 6 | Fail | Please check "Mounting"
379890397 | TNB | DISTRIBUTION | KUALA SELANGOR | Existing | RYB | LV FUSE SWITCH |  | CLOSED | IEC MIDDLE CURVE | FUSES | SPARE |  |  |  | 250.000 A |  |  | 6 | Fail | Please check "Mounting"
379890403 | TNB | DISTRIBUTION | KUALA SELANGOR | Existing | RYB | LV FUSE SWITCH |  | CLOSED | IEC MIDDLE CURVE | FUSES | SPARE |  |  |  | 250.000 A |  |  | 6 | Fail | Please check "Mounting"
379890415 | TNB | DISTRIBUTION | KUALA SELANGOR | Existing | RYB | LV FUSE SWITCH |  | CLOSED | IEC MIDDLE CURVE | FUSES | SPARE |  |  |  | 250.000 A |  |  | 6 | Fail | Please check "Mounting"
379890477 | TNB | DISTRIBUTION | KUALA SELANGOR | Existing | RYB | LV FUSE SWITCH |  | CLOSED | IEC MIDDLE CURVE | FUSES | SPARE |  |  |  | 250.000 A |  |  | 6 | Fail | Please check "Mounting"
379890489 | TNB | DISTRIBUTION | KUALA SELANGOR | Existing | RYB | LV FUSE SWITCH |  | CLOSED | IEC MIDDLE CURVE | FUSES | SPARE |  |  |  | 250.000 A |  |  | 6 | Fail | Please check "Mounting"
379890494 | TNB | DISTRIBUTION | KUALA SELANGOR | Existing | RYB | LV FUSE SWITCH |  | CLOSED | IEC MIDDLE CURVE | FUSES | SPARE |  |  |  | 250.000 A |  |  | 6 | Fail | Please check "Mounting"
379890497 | TNB | DISTRIBUTION | KUALA SELANGOR | Existing | RYB | LV FUSE SWITCH |  | CLOSED | IEC MIDDLE CURVE | FUSES | SPARE |  |  |  | 250.000 A |  |  | 6 | Fail | Please check "Mounting"
379890501 | TNB | DISTRIBUTION | KUALA SELANGOR | Existing | RYB | LV FUSE SWITCH |  | CLOSED | IEC MIDDLE CURVE | FUSES | SPARE |  |  |  | 250.000 A |  |  | 6 | Fail | Please check "Mounting"
379890511 | TNB | DISTRIBUTION | KUALA SELANGOR | Existing | RYB | LV FUSE SWITCH |  | CLOSED | IEC MIDDLE CURVE | FUSES | SPARE |  |  |  | 250.000 A |  |  | 6 | Fail | Please check "Mounting"
379890517 | TNB | DISTRIBUTION | KUALA SELANGOR | Existing | RYB | LV FUSE SWITCH |  | CLOSED | IEC MIDDLE CURVE | FUSES | SPARE |  |  |  | 250.000 A |  |  | 6 | Fail | Please check "Mounting"
379890529 | TNB | DISTRIBUTION | KUALA SELANGOR | Existing | RYB | LV FUSE SWITCH |  | CLOSED | IEC MIDDLE CURVE | FUSES | SPARE |  |  |  | 250.000 A |  |  | 6 | Fail | Please check "Mounting"
379890534 | TNB | DISTRIBUTION | KUALA SELANGOR | Existing | RYB | LV FUSE SWITCH |  | CLOSED | IEC MIDDLE CURVE | FUSES | SPARE |  |  |  | 250.000 A |  |  | 6 | Fail | Please check "Mounting"
379890546 | TNB | DISTRIBUTION | KUALA SELANGOR | Existing | RYB | LV FUSE SWITCH |  | CLOSED | IEC MIDDLE CURVE | FUSES | SPARE |  |  |  | 250.000 A |  |  | 6 | Fail | Please check "Mounting"
379890551 | TNB | DISTRIBUTION | KUALA SELANGOR | Existing | RYB | LV FUSE SWITCH |  | CLOSED | IEC MIDDLE CURVE | FUSES | SPARE |  |  |  | 250.000 A |  |  | 6 | Fail | Please check "Mounting"
379890554 | TNB | DISTRIBUTION | KUALA SELANGOR | Existing | RYB | LV FUSE SWITCH |  | CLOSED | IEC MIDDLE CURVE | FUSES | SPARE |  |  |  | 250.000 A |  |  | 6 | Fail | Please check "Mounting"
379890558 | TNB | DISTRIBUTION | KUALA SELANGOR | Existing | RYB | LV FUSE SWITCH |  | CLOSED | IEC MIDDLE CURVE | FUSES | SPARE |  |  |  | 250.000 A |  |  | 6 | Fail | Please check "Mounting"
379890568 | TNB | DISTRIBUTION | KUALA SELANGOR | Existing | RYB | LV FUSE SWITCH |  | CLOSED | IEC MIDDLE CURVE | FUSES | SPARE |  |  |  | 250.000 A |  |  | 6 | Fail | Please check "Mounting"
379890574 | TNB | DISTRIBUTION | KUALA SELANGOR | Existing | RYB | LV FUSE SWITCH |  | CLOSED | IEC MIDDLE CURVE | FUSES | SPARE |  |  |  | 250.000 A |  |  | 6 | Fail | Please check "Mounting"
379890586 | TNB | DISTRIBUTION | KUALA SELANGOR | Existing | RYB | LV FUSE SWITCH |  | CLOSED | IEC MIDDLE CURVE | FUSES | SPARE |  |  |  | 250.000 A |  |  | 6 | Fail | Please check "Mounting"
379890628 | TNB | DISTRIBUTION | KUALA SELANGOR | Existing | RYB | LV FUSE SWITCH |  | CLOSED | IEC MIDDLE CURVE | FUSES | SPARE |  |  |  | 250.000 A |  |  | 6 | Fail | Please check "Mounting"
379890640 | TNB | DISTRIBUTION | KUALA SELANGOR | Existing | RYB | LV FUSE SWITCH |  | CLOSED | IEC MIDDLE CURVE | FUSES | SPARE |  |  |  | 250.000 A |  |  | 3 | Fail | Please check "Mounting"
379890645 | TNB | DISTRIBUTION | KUALA SELANGOR | Existing | RYB | LV FUSE SWITCH |  | CLOSED | IEC MIDDLE CURVE | FUSES | SPARE |  |  |  | 250.000 A |  |  | 6 | Fail | Please check "Mounting"
379890648 | TNB | DISTRIBUTION | KUALA SELANGOR | Existing | RYB | LV FUSE SWITCH |  | CLOSED | IEC MIDDLE CURVE | FUSES | SPARE |  |  |  | 250.000 A |  |  | 6 | Fail | Please check "Mounting"
379890652 | TNB | DISTRIBUTION | KUALA SELANGOR | Existing | RYB | LV FUSE SWITCH |  | CLOSED | IEC MIDDLE CURVE | FUSES | SPARE |  |  |  | 250.000 A |  |  | 6 | Fail | Please check "Mounting"
379890662 | TNB | DISTRIBUTION | KUALA SELANGOR | Existing | RYB | LV FUSE SWITCH |  | CLOSED | IEC MIDDLE CURVE | FUSES | SPARE |  |  |  | 250.000 A |  |  | 6 | Fail | Please check "Mounting"
379890668 | TNB | DISTRIBUTION | KUALA SELANGOR | Existing | RYB | LV FUSE SWITCH |  | CLOSED | IEC MIDDLE CURVE | FUSES | SPARE |  |  |  | 250.000 A |  |  | 6 | Fail | Please check "Mounting"
379890680 | TNB | DISTRIBUTION | KUALA SELANGOR | Existing | RYB | LV FUSE SWITCH |  | CLOSED | IEC MIDDLE CURVE | FUSES | SPARE |  |  |  | 250.000 A |  |  | 6 | Fail | Please check "Mounting"
379890731 | TNB | DISTRIBUTION | KUALA SELANGOR | Existing | RYB | LV FUSE SWITCH |  | CLOSED | IEC MIDDLE CURVE | FUSES | SPARE |  |  |  | 250.000 A |  |  | 6 | Fail | Please check "Mounting"
379890743 | TNB | DISTRIBUTION | KUALA SELANGOR | Existing | RYB | LV FUSE SWITCH |  | CLOSED | IEC MIDDLE CURVE | FUSES | SPARE |  |  |  | 250.000 A |  |  | 6 | Fail | Please check "Mounting"
379890748 | TNB | DISTRIBUTION | KUALA SELANGOR | Existing | RYB | LV FUSE SWITCH |  | CLOSED | IEC MIDDLE CURVE | FUSES | SPARE |  |  |  | 250.000 A |  |  | 6 | Fail | Please check "Mounting"
379890751 | TNB | DISTRIBUTION | KUALA SELANGOR | Existing | RYB | LV FUSE SWITCH |  | CLOSED | IEC MIDDLE CURVE | FUSES | SPARE |  |  |  | 250.000 A |  |  | 6 | Fail | Please check "Mounting"
379890755 | TNB | DISTRIBUTION | KUALA SELANGOR | Existing | RYB | LV FUSE SWITCH |  | CLOSED | IEC MIDDLE CURVE | FUSES | SPARE |  |  |  | 250.000 A |  |  | 6 | Fail | Please check "Mounting"
379890765 | TNB | DISTRIBUTION | KUALA SELANGOR | Existing | RYB | LV FUSE SWITCH |  | CLOSED | IEC MIDDLE CURVE | FUSES | SPARE |  |  |  | 250.000 A |  |  | 6 | Fail | Please check "Mounting"
379890771 | TNB | DISTRIBUTION | KUALA SELANGOR | Existing | RYB | LV FUSE SWITCH |  | CLOSED | IEC MIDDLE CURVE | FUSES | SPARE |  |  |  | 250.000 A |  |  | 6 | Fail | Please check "Mounting"
379890783 | TNB | DISTRIBUTION | KUALA SELANGOR | Existing | RYB | LV FUSE SWITCH |  | CLOSED | IEC MIDDLE CURVE | FUSES | SPARE |  |  |  | 250.000 A |  |  | 6 | Fail | Please check "Mounting"
379890886 | TNB | DISTRIBUTION | KUALA SELANGOR | Existing | RYB | LV FUSE SWITCH |  | CLOSED | IEC MIDDLE CURVE | FUSES | SPARE |  |  |  | 250.000 A |  |  | 6 | Fail | Please check "Mounting"
379890898 | TNB | DISTRIBUTION | KUALA SELANGOR | Existing | RYB | LV FUSE SWITCH |  | CLOSED | IEC MIDDLE CURVE | FUSES | SPARE |  |  |  | 250.000 A |  |  | 6 | Fail | Please check "Mounting"
379890903 | TNB | DISTRIBUTION | KUALA SELANGOR | Existing | RYB | LV FUSE SWITCH |  | CLOSED | IEC MIDDLE CURVE | FUSES | SPARE |  |  |  | 250.000 A |  |  | 6 | Fail | Please check "Mounting"
379890906 | TNB | DISTRIBUTION | KUALA SELANGOR | Existing | RYB | LV FUSE SWITCH |  | CLOSED | IEC MIDDLE CURVE | FUSES | SPARE |  |  |  | 250.000 A |  |  | 6 | Fail | Please check "Mounting"
379890910 | TNB | DISTRIBUTION | KUALA SELANGOR | Existing | RYB | LV FUSE SWITCH |  | CLOSED | IEC MIDDLE CURVE | FUSES | SPARE |  |  |  | 250.000 A |  |  | 6 | Fail | Please check "Mounting"
379890920 | TNB | DISTRIBUTION | KUALA SELANGOR | Existing | RYB | LV FUSE SWITCH |  | CLOSED | IEC MIDDLE CURVE | FUSES | SPARE |  |  |  | 250.000 A |  |  | 6 | Fail | Please check "Mounting"
379890926 | TNB | DISTRIBUTION | KUALA SELANGOR | Existing | RYB | LV FUSE SWITCH |  | CLOSED | IEC MIDDLE CURVE | FUSES | SPARE |  |  |  | 250.000 A |  |  | 6 | Fail | Please check "Mounting"
379890938 | TNB | DISTRIBUTION | KUALA SELANGOR | Existing | RYB | LV FUSE SWITCH |  | CLOSED | IEC MIDDLE CURVE | FUSES | SPARE |  |  |  | 250.000 A |  |  | 6 | Fail | Please check "Mounting"
379891000 | TNB | DISTRIBUTION | KUALA SELANGOR | Existing | RYB | LV FUSE SWITCH |  | CLOSED | IEC MIDDLE CURVE | FUSES | SPARE |  |  |  | 250.000 A |  |  | 6 | Fail | Please check "Mounting"
379891012 | TNB | DISTRIBUTION | KUALA SELANGOR | Existing | RYB | LV FUSE SWITCH |  | CLOSED | IEC MIDDLE CURVE | FUSES | SPARE |  |  |  | 250.000 A |  |  | 6 | Fail | Please check "Mounting"
379891017 | TNB | DISTRIBUTION | KUALA SELANGOR | Existing | RYB | LV FUSE SWITCH |  | CLOSED | IEC MIDDLE CURVE | FUSES | SPARE |  |  |  | 250.000 A |  |  | 6 | Fail | Please check "Mounting"
379891020 | TNB | DISTRIBUTION | KUALA SELANGOR | Existing | RYB | LV FUSE SWITCH |  | CLOSED | IEC MIDDLE CURVE | FUSES | SPARE |  |  |  | 250.000 A |  |  | 6 | Fail | Please check "Mounting"
379891024 | TNB | DISTRIBUTION | KUALA SELANGOR | Existing | RYB | LV FUSE SWITCH |  | CLOSED | IEC MIDDLE CURVE | FUSES | SPARE |  |  |  | 250.000 A |  |  | 6 | Fail | Please check "Mounting"
379891034 | TNB | DISTRIBUTION | KUALA SELANGOR | Existing | RYB | LV FUSE SWITCH |  | CLOSED | IEC MIDDLE CURVE | FUSES | SPARE |  |  |  | 250.000 A |  |  | 6 | Fail | Please check "Mounting"
379891040 | TNB | DISTRIBUTION | KUALA SELANGOR | Existing | RYB | LV FUSE SWITCH |  | CLOSED | IEC MIDDLE CURVE | FUSES | SPARE |  |  |  | 250.000 A |  |  | 6 | Fail | Please check "Mounting"
379891052 | TNB | DISTRIBUTION | KUALA SELANGOR | Existing | RYB | LV FUSE SWITCH |  | CLOSED | IEC MIDDLE CURVE | FUSES | SPARE |  |  |  | 250.000 A |  |  | 6 | Fail | Please check "Mounting"
379891057 | TNB | DISTRIBUTION | KUALA SELANGOR | Existing | RYB | LV FUSE SWITCH |  | CLOSED | IEC MIDDLE CURVE | FUSES | SPARE |  |  |  | 250.000 A |  |  | 6 | Fail | Please check "Mounting"
379891069 | TNB | DISTRIBUTION | KUALA SELANGOR | Existing | RYB | LV FUSE SWITCH |  | CLOSED | IEC MIDDLE CURVE | FUSES | SPARE |  |  |  | 250.000 A |  |  | 6 | Fail | Please check "Mounting"
379891074 | TNB | DISTRIBUTION | KUALA SELANGOR | Existing | RYB | LV FUSE SWITCH |  | CLOSED | IEC MIDDLE CURVE | FUSES | SPARE |  |  |  | 250.000 A |  |  | 6 | Fail | Please check "Mounting"
379891077 | TNB | DISTRIBUTION | KUALA SELANGOR | Existing | RYB | LV FUSE SWITCH |  | CLOSED | IEC MIDDLE CURVE | FUSES | SPARE |  |  |  | 250.000 A |  |  | 6 | Fail | Please check "Mounting"
379891081 | TNB | DISTRIBUTION | KUALA SELANGOR | Existing | RYB | LV FUSE SWITCH |  | CLOSED | IEC MIDDLE CURVE | FUSES | SPARE |  |  |  | 250.000 A |  |  | 6 | Fail | Please check "Mounting"
379891091 | TNB | DISTRIBUTION | KUALA SELANGOR | Existing | RYB | LV FUSE SWITCH |  | CLOSED | IEC MIDDLE CURVE | FUSES | SPARE |  |  |  | 250.000 A |  |  | 6 | Fail | Please check "Mounting"
379891097 | TNB | DISTRIBUTION | KUALA SELANGOR | Existing | RYB | LV FUSE SWITCH |  | CLOSED | IEC MIDDLE CURVE | FUSES | SPARE |  |  |  | 250.000 A |  |  | 6 | Fail | Please check "Mounting"
379891109 | TNB | DISTRIBUTION | KUALA SELANGOR | Existing | RYB | LV FUSE SWITCH |  | CLOSED | IEC MIDDLE CURVE | FUSES | SPARE |  |  |  | 250.000 A |  |  | 6 | Fail | Please check "Mounting"
379891346 | TNB | DISTRIBUTION | KUALA SELANGOR | Existing | RYB | LV FUSE SWITCH |  | CLOSED | IEC MIDDLE CURVE | FUSES | SPARE |  |  |  | 250.000 A |  |  | 6 | Fail | Please check "Mounting"
379891358 | TNB | DISTRIBUTION | KUALA SELANGOR | Existing | RYB | LV FUSE SWITCH |  | CLOSED | IEC MIDDLE CURVE | FUSES | SPARE |  |  |  | 250.000 A |  |  | 6 | Fail | Please check "Mounting"
379891363 | TNB | DISTRIBUTION | KUALA SELANGOR | Existing | RYB | LV FUSE SWITCH |  | CLOSED | IEC MIDDLE CURVE | FUSES | SPARE |  |  |  | 250.000 A |  |  | 6 | Fail | Please check "Mounting"
379891366 | TNB | DISTRIBUTION | KUALA SELANGOR | Existing | RYB | LV FUSE SWITCH |  | CLOSED | IEC MIDDLE CURVE | FUSES | SPARE |  |  |  | 250.000 A |  |  | 6 | Fail | Please check "Mounting"
379891370 | TNB | DISTRIBUTION | KUALA SELANGOR | Existing | RYB | LV FUSE SWITCH |  | CLOSED | IEC MIDDLE CURVE | FUSES | SPARE |  |  |  | 250.000 A |  |  | 6 | Fail | Please check "Mounting"
379891380 | TNB | DISTRIBUTION | KUALA SELANGOR | Existing | RYB | LV FUSE SWITCH |  | CLOSED | IEC MIDDLE CURVE | FUSES | SPARE |  |  |  | 250.000 A |  |  | 6 | Fail | Please check "Mounting"
379891386 | TNB | DISTRIBUTION | KUALA SELANGOR | Existing | RYB | LV FUSE SWITCH |  | CLOSED | IEC MIDDLE CURVE | FUSES | SPARE |  |  |  | 250.000 A |  |  | 6 | Fail | Please check "Mounting"
379891398 | TNB | DISTRIBUTION | KUALA SELANGOR | Existing | RYB | LV FUSE SWITCH |  | CLOSED | IEC MIDDLE CURVE | FUSES | SPARE |  |  |  | 250.000 A |  |  | 6 | Fail | Please check "Mounting"
379891403 | TNB | DISTRIBUTION | KUALA SELANGOR | Existing | RYB | LV FUSE SWITCH |  | CLOSED | IEC MIDDLE CURVE | FUSES | SPARE |  |  |  | 250.000 A |  |  | 6 | Fail | Please check "Mounting"
379891415 | TNB | DISTRIBUTION | KUALA SELANGOR | Existing | RYB | LV FUSE SWITCH |  | CLOSED | IEC MIDDLE CURVE | FUSES | SPARE |  |  |  | 250.000 A |  |  | 6 | Fail | Please check "Mounting"
379891420 | TNB | DISTRIBUTION | KUALA SELANGOR | Existing | RYB | LV FUSE SWITCH |  | CLOSED | IEC MIDDLE CURVE | FUSES | SPARE |  |  |  | 250.000 A |  |  | 6 | Fail | Please check "Mounting"
379891423 | TNB | DISTRIBUTION | KUALA SELANGOR | Existing | RYB | LV FUSE SWITCH |  | CLOSED | IEC MIDDLE CURVE | FUSES | SPARE |  |  |  | 250.000 A |  |  | 6 | Fail | Please check "Mounting"
379891427 | TNB | DISTRIBUTION | KUALA SELANGOR | Existing | RYB | LV FUSE SWITCH |  | CLOSED | IEC MIDDLE CURVE | FUSES | SPARE |  |  |  | 250.000 A |  |  | 6 | Fail | Please check "Mounting"
379891437 | TNB | DISTRIBUTION | KUALA SELANGOR | Existing | RYB | LV FUSE SWITCH |  | CLOSED | IEC MIDDLE CURVE | FUSES | SPARE |  |  |  | 250.000 A |  |  | 6 | Fail | Please check "Mounting"
379891443 | TNB | DISTRIBUTION | KUALA SELANGOR | Existing | RYB | LV FUSE SWITCH |  | CLOSED | IEC MIDDLE CURVE | FUSES | SPARE |  |  |  | 250.000 A |  |  | 6 | Fail | Please check "Mounting"
379891455 | TNB | DISTRIBUTION | KUALA SELANGOR | Existing | RYB | LV FUSE SWITCH |  | CLOSED | IEC MIDDLE CURVE | FUSES | SPARE |  |  |  | 250.000 A |  |  | 6 | Fail | Please check "Mounting"
379891591 | TNB | DISTRIBUTION | KUALA SELANGOR | Existing | RYB | LV FUSE SWITCH |  | CLOSED | IEC MIDDLE CURVE | FUSES | SPARE |  |  |  | 250.000 A |  |  | 6 | Fail | Please check "Mounting"
379891603 | TNB | DISTRIBUTION | KUALA SELANGOR | Existing | RYB | LV FUSE SWITCH |  | CLOSED | IEC MIDDLE CURVE | FUSES | SPARE |  |  |  | 250.000 A |  |  | 6 | Fail | Please check "Mounting"
379891608 | TNB | DISTRIBUTION | KUALA SELANGOR | Existing | RYB | LV FUSE SWITCH |  | CLOSED | IEC MIDDLE CURVE | FUSES | SPARE |  |  |  | 250.000 A |  |  | 6 | Fail | Please check "Mounting"
379891611 | TNB | DISTRIBUTION | KUALA SELANGOR | Existing | RYB | LV FUSE SWITCH |  | CLOSED | IEC MIDDLE CURVE | FUSES | SPARE |  |  |  | 250.000 A |  |  | 6 | Fail | Please check "Mounting"
379891615 | TNB | DISTRIBUTION | KUALA SELANGOR | Existing | RYB | LV FUSE SWITCH |  | CLOSED | IEC MIDDLE CURVE | FUSES | SPARE |  |  |  | 250.000 A |  |  | 6 | Fail | Please check "Mounting"
379891625 | TNB | DISTRIBUTION | KUALA SELANGOR | Existing | RYB | LV FUSE SWITCH |  | CLOSED | IEC MIDDLE CURVE | FUSES | SPARE |  |  |  | 250.000 A |  |  | 6 | Fail | Please check "Mounting"
379891631 | TNB | DISTRIBUTION | KUALA SELANGOR | Existing | RYB | LV FUSE SWITCH |  | CLOSED | IEC MIDDLE CURVE | FUSES | SPARE |  |  |  | 250.000 A |  |  | 6 | Fail | Please check "Mounting"
379891643 | TNB | DISTRIBUTION | KUALA SELANGOR | Existing | RYB | LV FUSE SWITCH |  | CLOSED | IEC MIDDLE CURVE | FUSES | SPARE |  |  |  | 250.000 A |  |  | 6 | Fail | Please check "Mounting"
379891685 | TNB | DISTRIBUTION | KUALA SELANGOR | Existing | RYB | LV FUSE SWITCH |  | CLOSED | IEC MIDDLE CURVE | FUSES | SPARE |  |  |  | 250.000 A |  |  | 6 | Fail | Please check "Mounting"
379891697 | TNB | DISTRIBUTION | KUALA SELANGOR | Existing | RYB | LV FUSE SWITCH |  | CLOSED | IEC MIDDLE CURVE | FUSES | SPARE |  |  |  | 250.000 A |  |  | 6 | Fail | Please check "Mounting"
379891702 | TNB | DISTRIBUTION | KUALA SELANGOR | Existing | RYB | LV FUSE SWITCH |  | CLOSED | IEC MIDDLE CURVE | FUSES | SPARE |  |  |  | 250.000 A |  |  | 6 | Fail | Please check "Mounting"
379891705 | TNB | DISTRIBUTION | KUALA SELANGOR | Existing | RYB | LV FUSE SWITCH |  | CLOSED | IEC MIDDLE CURVE | FUSES | SPARE |  |  |  | 250.000 A |  |  | 6 | Fail | Please check "Mounting"
379891709 | TNB | DISTRIBUTION | KUALA SELANGOR | Existing | RYB | LV FUSE SWITCH |  | CLOSED | IEC MIDDLE CURVE | FUSES | SPARE |  |  |  | 250.000 A |  |  | 6 | Fail | Please check "Mounting"
379891719 | TNB | DISTRIBUTION | KUALA SELANGOR | Existing | RYB | LV FUSE SWITCH |  | CLOSED | IEC MIDDLE CURVE | FUSES | SPARE |  |  |  | 250.000 A |  |  | 6 | Fail | Please check "Mounting"
379891725 | TNB | DISTRIBUTION | KUALA SELANGOR | Existing | RYB | LV FUSE SWITCH |  | CLOSED | IEC MIDDLE CURVE | FUSES | SPARE |  |  |  | 250.000 A |  |  | 6 | Fail | Please check "Mounting"
379891737 | TNB | DISTRIBUTION | KUALA SELANGOR | Existing | RYB | LV FUSE SWITCH |  | CLOSED | IEC MIDDLE CURVE | FUSES | SPARE |  |  |  | 250.000 A |  |  | 6 | Fail | Please check "Mounting"
379891779 | TNB | DISTRIBUTION | KUALA SELANGOR | Existing | RYB | LV FUSE SWITCH |  | CLOSED | IEC MIDDLE CURVE | FUSES | SPARE |  |  |  | 250.000 A |  |  | 6 | Fail | Please check "Mounting"
379891791 | TNB | DISTRIBUTION | KUALA SELANGOR | Existing | RYB | LV FUSE SWITCH |  | CLOSED | IEC MIDDLE CURVE | FUSES | SPARE |  |  |  | 250.000 A |  |  | 6 | Fail | Please check "Mounting"
379891796 | TNB | DISTRIBUTION | KUALA SELANGOR | Existing | RYB | LV FUSE SWITCH |  | CLOSED | IEC MIDDLE CURVE | FUSES | SPARE |  |  |  | 250.000 A |  |  | 6 | Fail | Please check "Mounting"
379891799 | TNB | DISTRIBUTION | KUALA SELANGOR | Existing | RYB | LV FUSE SWITCH |  | CLOSED | IEC MIDDLE CURVE | FUSES | SPARE |  |  |  | 250.000 A |  |  | 6 | Fail | Please check "Mounting"
379891803 | TNB | DISTRIBUTION | KUALA SELANGOR | Existing | RYB | LV FUSE SWITCH |  | CLOSED | IEC MIDDLE CURVE | FUSES | SPARE |  |  |  | 250.000 A |  |  | 6 | Fail | Please check "Mounting"
379891813 | TNB | DISTRIBUTION | KUALA SELANGOR | Existing | RYB | LV FUSE SWITCH |  | CLOSED | IEC MIDDLE CURVE | FUSES | SPARE |  |  |  | 250.000 A |  |  | 6 | Fail | Please check "Mounting"
379891819 | TNB | DISTRIBUTION | KUALA SELANGOR | Existing | RYB | LV FUSE SWITCH |  | CLOSED | IEC MIDDLE CURVE | FUSES | SPARE |  |  |  | 250.000 A |  |  | 6 | Fail | Please check "Mounting"
379891831 | TNB | DISTRIBUTION | KUALA SELANGOR | Existing | RYB | LV FUSE SWITCH |  | CLOSED | IEC MIDDLE CURVE | FUSES | SPARE |  |  |  | 250.000 A |  |  | 6 | Fail | Please check "Mounting"
379891873 | TNB | DISTRIBUTION | KUALA SELANGOR | Existing | RYB | LV FUSE SWITCH |  | CLOSED | IEC MIDDLE CURVE | FUSES | SPARE |  |  |  | 250.000 A |  |  | 6 | Fail | Please check "Mounting"
379891885 | TNB | DISTRIBUTION | KUALA SELANGOR | Existing | RYB | LV FUSE SWITCH |  | CLOSED | IEC MIDDLE CURVE | FUSES | SPARE |  |  |  | 250.000 A |  |  | 6 | Fail | Please check "Mounting"
379891890 | TNB | DISTRIBUTION | KUALA SELANGOR | Existing | RYB | LV FUSE SWITCH |  | CLOSED | IEC MIDDLE CURVE | FUSES | SPARE |  |  |  | 250.000 A |  |  | 6 | Fail | Please check "Mounting"
379891893 | TNB | DISTRIBUTION | KUALA SELANGOR | Existing | RYB | LV FUSE SWITCH |  | CLOSED | IEC MIDDLE CURVE | FUSES | SPARE |  |  |  | 250.000 A |  |  | 6 | Fail | Please check "Mounting"
379891897 | TNB | DISTRIBUTION | KUALA SELANGOR | Existing | RYB | LV FUSE SWITCH |  | CLOSED | IEC MIDDLE CURVE | FUSES | SPARE |  |  |  | 250.000 A |  |  | 6 | Fail | Please check "Mounting"
379891907 | TNB | DISTRIBUTION | KUALA SELANGOR | Existing | RYB | LV FUSE SWITCH |  | CLOSED | IEC MIDDLE CURVE | FUSES | SPARE |  |  |  | 250.000 A |  |  | 6 | Fail | Please check "Mounting"
379891913 | TNB | DISTRIBUTION | KUALA SELANGOR | Existing | RYB | LV FUSE SWITCH |  | CLOSED | IEC MIDDLE CURVE | FUSES | SPARE |  |  |  | 250.000 A |  |  | 6 | Fail | Please check "Mounting"
379891925 | TNB | DISTRIBUTION | KUALA SELANGOR | Existing | RYB | LV FUSE SWITCH |  | CLOSED | IEC MIDDLE CURVE | FUSES | SPARE |  |  |  | 250.000 A |  |  | 6 | Fail | Please check "Mounting"
379891967 | TNB | DISTRIBUTION | KUALA SELANGOR | Existing | RYB | LV FUSE SWITCH |  | CLOSED | IEC MIDDLE CURVE | FUSES | SPARE |  |  |  | 250.000 A |  |  | 6 | Fail | Please check "Mounting"
379891979 | TNB | DISTRIBUTION | KUALA SELANGOR | Existing | RYB | LV FUSE SWITCH |  | CLOSED | IEC MIDDLE CURVE | FUSES | SPARE |  |  |  | 250.000 A |  |  | 6 | Fail | Please check "Mounting"
379891984 | TNB | DISTRIBUTION | KUALA SELANGOR | Existing | RYB | LV FUSE SWITCH |  | CLOSED | IEC MIDDLE CURVE | FUSES | SPARE |  |  |  | 250.000 A |  |  | 6 | Fail | Please check "Mounting"
379891987 | TNB | DISTRIBUTION | KUALA SELANGOR | Existing | RYB | LV FUSE SWITCH |  | CLOSED | IEC MIDDLE CURVE | FUSES | SPARE |  |  |  | 250.000 A |  |  | 6 | Fail | Please check "Mounting"
379891991 | TNB | DISTRIBUTION | KUALA SELANGOR | Existing | RYB | LV FUSE SWITCH |  | CLOSED | IEC MIDDLE CURVE | FUSES | SPARE |  |  |  | 250.000 A |  |  | 6 | Fail | Please check "Mounting"
379892001 | TNB | DISTRIBUTION | KUALA SELANGOR | Existing | RYB | LV FUSE SWITCH |  | CLOSED | IEC MIDDLE CURVE | FUSES | SPARE |  |  |  | 250.000 A |  |  | 6 | Fail | Please check "Mounting"
379892007 | TNB | DISTRIBUTION | KUALA SELANGOR | Existing | RYB | LV FUSE SWITCH |  | CLOSED | IEC MIDDLE CURVE | FUSES | SPARE |  |  |  | 250.000 A |  |  | 6 | Fail | Please check "Mounting"
379892019 | TNB | DISTRIBUTION | KUALA SELANGOR | Existing | RYB | LV FUSE SWITCH |  | CLOSED | IEC MIDDLE CURVE | FUSES | SPARE |  |  |  | 250.000 A |  |  | 6 | Fail | Please check "Mounting"
379892061 | TNB | DISTRIBUTION | KUALA SELANGOR | Existing | RYB | LV FUSE SWITCH |  | CLOSED | IEC MIDDLE CURVE | FUSES | SPARE |  |  |  | 250.000 A |  |  | 6 | Fail | Please check "Mounting"
379892073 | TNB | DISTRIBUTION | KUALA SELANGOR | Existing | RYB | LV FUSE SWITCH |  | CLOSED | IEC MIDDLE CURVE | FUSES | SPARE |  |  |  | 250.000 A |  |  | 6 | Fail | Please check "Mounting"
379892078 | TNB | DISTRIBUTION | KUALA SELANGOR | Existing | RYB | LV FUSE SWITCH |  | CLOSED | IEC MIDDLE CURVE | FUSES | SPARE |  |  |  | 250.000 A |  |  | 6 | Fail | Please check "Mounting"
379892081 | TNB | DISTRIBUTION | KUALA SELANGOR | Existing | RYB | LV FUSE SWITCH |  | CLOSED | IEC MIDDLE CURVE | FUSES | SPARE |  |  |  | 250.000 A |  |  | 6 | Fail | Please check "Mounting"
379892085 | TNB | DISTRIBUTION | KUALA SELANGOR | Existing | RYB | LV FUSE SWITCH |  | CLOSED | IEC MIDDLE CURVE | FUSES | SPARE |  |  |  | 250.000 A |  |  | 6 | Fail | Please check "Mounting"
379892095 | TNB | DISTRIBUTION | KUALA SELANGOR | Existing | RYB | LV FUSE SWITCH |  | CLOSED | IEC MIDDLE CURVE | FUSES | SPARE |  |  |  | 250.000 A |  |  | 6 | Fail | Please check "Mounting"
379892101 | TNB | DISTRIBUTION | KUALA SELANGOR | Existing | RYB | LV FUSE SWITCH |  | CLOSED | IEC MIDDLE CURVE | FUSES | SPARE |  |  |  | 250.000 A |  |  | 6 | Fail | Please check "Mounting"
379892113 | TNB | DISTRIBUTION | KUALA SELANGOR | Existing | RYB | LV FUSE SWITCH |  | CLOSED | IEC MIDDLE CURVE | FUSES | SPARE |  |  |  | 250.000 A |  |  | 6 | Fail | Please check "Mounting"
379892517 | TNB | DISTRIBUTION | KUALA SELANGOR | Existing | RYB | LV FUSE SWITCH |  | CLOSED | IEC MIDDLE CURVE | FUSES | SPARE |  |  |  | 250.000 A |  |  | 6 | Fail | Please check "Mounting"
379892529 | TNB | DISTRIBUTION | KUALA SELANGOR | Existing | RYB | LV FUSE SWITCH |  | CLOSED | IEC MIDDLE CURVE | FUSES | SPARE |  |  |  | 250.000 A |  |  | 6 | Fail | Please check "Mounting"
379892534 | TNB | DISTRIBUTION | KUALA SELANGOR | Existing | RYB | LV FUSE SWITCH |  | CLOSED | IEC MIDDLE CURVE | FUSES | SPARE |  |  |  | 250.000 A |  |  | 6 | Fail | Please check "Mounting"
379892537 | TNB | DISTRIBUTION | KUALA SELANGOR | Existing | RYB | LV FUSE SWITCH |  | CLOSED | IEC MIDDLE CURVE | FUSES | SPARE |  |  |  | 250.000 A |  |  | 6 | Fail | Please check "Mounting"
379892541 | TNB | DISTRIBUTION | KUALA SELANGOR | Existing | RYB | LV FUSE SWITCH |  | CLOSED | IEC MIDDLE CURVE | FUSES | SPARE |  |  |  | 250.000 A |  |  | 6 | Fail | Please check "Mounting"
379892551 | TNB | DISTRIBUTION | KUALA SELANGOR | Existing | RYB | LV FUSE SWITCH |  | CLOSED | IEC MIDDLE CURVE | FUSES | SPARE |  |  |  | 250.000 A |  |  | 6 | Fail | Please check "Mounting"
379892557 | TNB | DISTRIBUTION | KUALA SELANGOR | Existing | RYB | LV FUSE SWITCH |  | CLOSED | IEC MIDDLE CURVE | FUSES | SPARE |  |  |  | 250.000 A |  |  | 6 | Fail | Please check "Mounting"
379892569 | TNB | DISTRIBUTION | KUALA SELANGOR | Existing | RYB | LV FUSE SWITCH |  | CLOSED | IEC MIDDLE CURVE | FUSES | SPARE |  |  |  | 250.000 A |  |  | 6 | Fail | Please check "Mounting"
379892574 | TNB | DISTRIBUTION | KUALA SELANGOR | Existing | RYB | LV FUSE SWITCH |  | CLOSED | IEC MIDDLE CURVE | FUSES | SPARE |  |  |  | 250.000 A |  |  | 6 | Fail | Please check "Mounting"
379892586 | TNB | DISTRIBUTION | KUALA SELANGOR | Existing | RYB | LV FUSE SWITCH |  | CLOSED | IEC MIDDLE CURVE | FUSES | SPARE |  |  |  | 250.000 A |  |  | 6 | Fail | Please check "Mounting"
379892591 | TNB | DISTRIBUTION | KUALA SELANGOR | Existing | RYB | LV FUSE SWITCH |  | CLOSED | IEC MIDDLE CURVE | FUSES | SPARE |  |  |  | 250.000 A |  |  | 6 | Fail | Please check "Mounting"
379892594 | TNB | DISTRIBUTION | KUALA SELANGOR | Existing | RYB | LV FUSE SWITCH |  | CLOSED | IEC MIDDLE CURVE | FUSES | SPARE |  |  |  | 250.000 A |  |  | 6 | Fail | Please check "Mounting"
379892598 | TNB | DISTRIBUTION | KUALA SELANGOR | Existing | RYB | LV FUSE SWITCH |  | CLOSED | IEC MIDDLE CURVE | FUSES | SPARE |  |  |  | 250.000 A |  |  | 6 | Fail | Please check "Mounting"
379892608 | TNB | DISTRIBUTION | KUALA SELANGOR | Existing | RYB | LV FUSE SWITCH |  | CLOSED | IEC MIDDLE CURVE | FUSES | SPARE |  |  |  | 250.000 A |  |  | 6 | Fail | Please check "Mounting"
379892614 | TNB | DISTRIBUTION | KUALA SELANGOR | Existing | RYB | LV FUSE SWITCH |  | CLOSED | IEC MIDDLE CURVE | FUSES | SPARE |  |  |  | 250.000 A |  |  | 6 | Fail | Please check "Mounting"
379892626 | TNB | DISTRIBUTION | KUALA SELANGOR | Existing | RYB | LV FUSE SWITCH |  | CLOSED | IEC MIDDLE CURVE | FUSES | SPARE |  |  |  | 250.000 A |  |  | 6 | Fail | Please check "Mounting"
379892668 | TNB | DISTRIBUTION | KUALA SELANGOR | Existing | RYB | LV FUSE SWITCH |  | CLOSED | IEC MIDDLE CURVE | FUSES | SPARE |  |  |  | 250.000 A |  |  | 6 | Fail | Please check "Mounting"
379892680 | TNB | DISTRIBUTION | KUALA SELANGOR | Existing | RYB | LV FUSE SWITCH |  | CLOSED | IEC MIDDLE CURVE | FUSES | SPARE |  |  |  | 250.000 A |  |  | 6 | Fail | Please check "Mounting"
379892685 | TNB | DISTRIBUTION | KUALA SELANGOR | Existing | RYB | LV FUSE SWITCH |  | CLOSED | IEC MIDDLE CURVE | FUSES | SPARE |  |  |  | 250.000 A |  |  | 6 | Fail | Please check "Mounting"
379892688 | TNB | DISTRIBUTION | KUALA SELANGOR | Existing | RYB | LV FUSE SWITCH |  | CLOSED | IEC MIDDLE CURVE | FUSES | SPARE |  |  |  | 250.000 A |  |  | 6 | Fail | Please check "Mounting"
379892692 | TNB | DISTRIBUTION | KUALA SELANGOR | Existing | RYB | LV FUSE SWITCH |  | CLOSED | IEC MIDDLE CURVE | FUSES | SPARE |  |  |  | 250.000 A |  |  | 6 | Fail | Please check "Mounting"
379892702 | TNB | DISTRIBUTION | KUALA SELANGOR | Existing | RYB | LV FUSE SWITCH |  | CLOSED | IEC MIDDLE CURVE | FUSES | SPARE |  |  |  | 250.000 A |  |  | 6 | Fail | Please check "Mounting"
379892708 | TNB | DISTRIBUTION | KUALA SELANGOR | Existing | RYB | LV FUSE SWITCH |  | CLOSED | IEC MIDDLE CURVE | FUSES | SPARE |  |  |  | 250.000 A |  |  | 6 | Fail | Please check "Mounting"
379892720 | TNB | DISTRIBUTION | KUALA SELANGOR | Existing | RYB | LV FUSE SWITCH |  | CLOSED | IEC MIDDLE CURVE | FUSES | SPARE |  |  |  | 250.000 A |  |  | 6 | Fail | Please check "Mounting"
379892762 | TNB | DISTRIBUTION | KUALA SELANGOR | Existing | RYB | LV FUSE SWITCH |  | CLOSED | IEC MIDDLE CURVE | FUSES | SPARE |  |  |  | 250.000 A |  |  | 6 | Fail | Please check "Mounting"
379892774 | TNB | DISTRIBUTION | KUALA SELANGOR | Existing | RYB | LV FUSE SWITCH |  | CLOSED | IEC MIDDLE CURVE | FUSES | SPARE |  |  |  | 250.000 A |  |  | 6 | Fail | Please check "Mounting"
379892779 | TNB | DISTRIBUTION | KUALA SELANGOR | Existing | RYB | LV FUSE SWITCH |  | CLOSED | IEC MIDDLE CURVE | FUSES | SPARE |  |  |  | 250.000 A |  |  | 6 | Fail | Please check "Mounting"
379892782 | TNB | DISTRIBUTION | KUALA SELANGOR | Existing | RYB | LV FUSE SWITCH |  | CLOSED | IEC MIDDLE CURVE | FUSES | SPARE |  |  |  | 250.000 A |  |  | 6 | Fail | Please check "Mounting"
379892786 | TNB | DISTRIBUTION | KUALA SELANGOR | Existing | RYB | LV FUSE SWITCH |  | CLOSED | IEC MIDDLE CURVE | FUSES | SPARE |  |  |  | 250.000 A |  |  | 6 | Fail | Please check "Mounting"
379892796 | TNB | DISTRIBUTION | KUALA SELANGOR | Existing | RYB | LV FUSE SWITCH |  | CLOSED | IEC MIDDLE CURVE | FUSES | SPARE |  |  |  | 250.000 A |  |  | 6 | Fail | Please check "Mounting"
379892802 | TNB | DISTRIBUTION | KUALA SELANGOR | Existing | RYB | LV FUSE SWITCH |  | CLOSED | IEC MIDDLE CURVE | FUSES | SPARE |  |  |  | 250.000 A |  |  | 6 | Fail | Please check "Mounting"
379892814 | TNB | DISTRIBUTION | KUALA SELANGOR | Existing | RYB | LV FUSE SWITCH |  | CLOSED | IEC MIDDLE CURVE | FUSES | SPARE |  |  |  | 250.000 A |  |  | 6 | Fail | Please check "Mounting"
379893011 | TNB | DISTRIBUTION | KUALA SELANGOR | Existing | RYB | LV FUSE SWITCH |  | CLOSED | IEC MIDDLE CURVE | FUSES | SPARE |  |  |  | 250.000 A |  |  | 6 | Fail | Please check "Mounting"
379893023 | TNB | DISTRIBUTION | KUALA SELANGOR | Existing | RYB | LV FUSE SWITCH |  | CLOSED | IEC MIDDLE CURVE | FUSES | SPARE |  |  |  | 250.000 A |  |  | 6 | Fail | Please check "Mounting"
379893028 | TNB | DISTRIBUTION | KUALA SELANGOR | Existing | RYB | LV FUSE SWITCH |  | CLOSED | IEC MIDDLE CURVE | FUSES | SPARE |  |  |  | 250.000 A |  |  | 6 | Fail | Please check "Mounting"
379893031 | TNB | DISTRIBUTION | KUALA SELANGOR | Existing | RYB | LV FUSE SWITCH |  | CLOSED | IEC MIDDLE CURVE | FUSES | SPARE |  |  |  | 250.000 A |  |  | 6 | Fail | Please check "Mounting"
379893035 | TNB | DISTRIBUTION | KUALA SELANGOR | Existing | RYB | LV FUSE SWITCH |  | CLOSED | IEC MIDDLE CURVE | FUSES | SPARE |  |  |  | 250.000 A |  |  | 6 | Fail | Please check "Mounting"
379893045 | TNB | DISTRIBUTION | KUALA SELANGOR | Existing | RYB | LV FUSE SWITCH |  | CLOSED | IEC MIDDLE CURVE | FUSES | SPARE |  |  |  | 250.000 A |  |  | 6 | Fail | Please check "Mounting"
379893051 | TNB | DISTRIBUTION | KUALA SELANGOR | Existing | RYB | LV FUSE SWITCH |  | CLOSED | IEC MIDDLE CURVE | FUSES | SPARE |  |  |  | 250.000 A |  |  | 6 | Fail | Please check "Mounting"
379893063 | TNB | DISTRIBUTION | KUALA SELANGOR | Existing | RYB | LV FUSE SWITCH |  | CLOSED | IEC MIDDLE CURVE | FUSES | SPARE |  |  |  | 250.000 A |  |  | 6 | Fail | Please check "Mounting"
379893105 | TNB | DISTRIBUTION | KUALA SELANGOR | Existing | RYB | LV FUSE SWITCH |  | CLOSED | IEC MIDDLE CURVE | FUSES | SPARE |  |  |  | 250.000 A |  |  | 6 | Fail | Please check "Mounting"
379893117 | TNB | DISTRIBUTION | KUALA SELANGOR | Existing | RYB | LV FUSE SWITCH |  | CLOSED | IEC MIDDLE CURVE | FUSES | SPARE |  |  |  | 250.000 A |  |  | 6 | Fail | Please check "Mounting"
379893122 | TNB | DISTRIBUTION | KUALA SELANGOR | Existing | RYB | LV FUSE SWITCH |  | CLOSED | IEC MIDDLE CURVE | FUSES | SPARE |  |  |  | 250.000 A |  |  | 6 | Fail | Please check "Mounting"
379893125 | TNB | DISTRIBUTION | KUALA SELANGOR | Existing | RYB | LV FUSE SWITCH |  | CLOSED | IEC MIDDLE CURVE | FUSES | SPARE |  |  |  | 250.000 A |  |  | 6 | Fail | Please check "Mounting"
379893129 | TNB | DISTRIBUTION | KUALA SELANGOR | Existing | RYB | LV FUSE SWITCH |  | CLOSED | IEC MIDDLE CURVE | FUSES | SPARE |  |  |  | 250.000 A |  |  | 6 | Fail | Please check "Mounting"
379893139 | TNB | DISTRIBUTION | KUALA SELANGOR | Existing | RYB | LV FUSE SWITCH |  | CLOSED | IEC MIDDLE CURVE | FUSES | SPARE |  |  |  | 250.000 A |  |  | 6 | Fail | Please check "Mounting"
379893145 | TNB | DISTRIBUTION | KUALA SELANGOR | Existing | RYB | LV FUSE SWITCH |  | CLOSED | IEC MIDDLE CURVE | FUSES | SPARE |  |  |  | 250.000 A |  |  | 6 | Fail | Please check "Mounting"
379893157 | TNB | DISTRIBUTION | KUALA SELANGOR | Existing | RYB | LV FUSE SWITCH |  | CLOSED | IEC MIDDLE CURVE | FUSES | SPARE |  |  |  | 250.000 A |  |  | 6 | Fail | Please check "Mounting"
379893199 | TNB | DISTRIBUTION | KUALA SELANGOR | Existing | RYB | LV FUSE SWITCH |  | CLOSED | IEC MIDDLE CURVE | FUSES | SPARE |  |  |  | 250.000 A |  |  | 6 | Fail | Please check "Mounting"
379893211 | TNB | DISTRIBUTION | KUALA SELANGOR | Existing | RYB | LV FUSE SWITCH |  | CLOSED | IEC MIDDLE CURVE | FUSES | SPARE |  |  |  | 250.000 A |  |  | 6 | Fail | Please check "Mounting"
379893216 | TNB | DISTRIBUTION | KUALA SELANGOR | Existing | RYB | LV FUSE SWITCH |  | CLOSED | IEC MIDDLE CURVE | FUSES | SPARE |  |  |  | 250.000 A |  |  | 6 | Fail | Please check "Mounting"
379893219 | TNB | DISTRIBUTION | KUALA SELANGOR | Existing | RYB | LV FUSE SWITCH |  | CLOSED | IEC MIDDLE CURVE | FUSES | SPARE |  |  |  | 250.000 A |  |  | 6 | Fail | Please check "Mounting"
379893223 | TNB | DISTRIBUTION | KUALA SELANGOR | Existing | RYB | LV FUSE SWITCH |  | CLOSED | IEC MIDDLE CURVE | FUSES | SPARE |  |  |  | 250.000 A |  |  | 6 | Fail | Please check "Mounting"
379893233 | TNB | DISTRIBUTION | KUALA SELANGOR | Existing | RYB | LV FUSE SWITCH |  | CLOSED | IEC MIDDLE CURVE | FUSES | SPARE |  |  |  | 250.000 A |  |  | 6 | Fail | Please check "Mounting"
379893239 | TNB | DISTRIBUTION | KUALA SELANGOR | Existing | RYB | LV FUSE SWITCH |  | CLOSED | IEC MIDDLE CURVE | FUSES | SPARE |  |  |  | 250.000 A |  |  | 6 | Fail | Please check "Mounting"
379893251 | TNB | DISTRIBUTION | KUALA SELANGOR | Existing | RYB | LV FUSE SWITCH |  | CLOSED | IEC MIDDLE CURVE | FUSES | SPARE |  |  |  | 250.000 A |  |  | 6 | Fail | Please check "Mounting"
379893293 | TNB | DISTRIBUTION | KUALA SELANGOR | Existing | RYB | LV FUSE SWITCH |  | CLOSED | IEC MIDDLE CURVE | FUSES | SPARE |  |  |  | 250.000 A |  |  | 6 | Fail | Please check "Mounting"
379893305 | TNB | DISTRIBUTION | KUALA SELANGOR | Existing | RYB | LV FUSE SWITCH |  | CLOSED | IEC MIDDLE CURVE | FUSES | SPARE |  |  |  | 250.000 A |  |  | 6 | Fail | Please check "Mounting"
379893310 | TNB | DISTRIBUTION | KUALA SELANGOR | Existing | RYB | LV FUSE SWITCH |  | CLOSED | IEC MIDDLE CURVE | FUSES | SPARE |  |  |  | 250.000 A |  |  | 6 | Fail | Please check "Mounting"
379893313 | TNB | DISTRIBUTION | KUALA SELANGOR | Existing | RYB | LV FUSE SWITCH |  | CLOSED | IEC MIDDLE CURVE | FUSES | SPARE |  |  |  | 250.000 A |  |  | 6 | Fail | Please check "Mounting"
379893317 | TNB | DISTRIBUTION | KUALA SELANGOR | Existing | RYB | LV FUSE SWITCH |  | CLOSED | IEC MIDDLE CURVE | FUSES | SPARE |  |  |  | 250.000 A |  |  | 6 | Fail | Please check "Mounting"
379893327 | TNB | DISTRIBUTION | KUALA SELANGOR | Existing | RYB | LV FUSE SWITCH |  | CLOSED | IEC MIDDLE CURVE | FUSES | SPARE |  |  |  | 250.000 A |  |  | 6 | Fail | Please check "Mounting"
379893333 | TNB | DISTRIBUTION | KUALA SELANGOR | Existing | RYB | LV FUSE SWITCH |  | CLOSED | IEC MIDDLE CURVE | FUSES | SPARE |  |  |  | 250.000 A |  |  | 6 | Fail | Please check "Mounting"
379893345 | TNB | DISTRIBUTION | KUALA SELANGOR | Existing | RYB | LV FUSE SWITCH |  | CLOSED | IEC MIDDLE CURVE | FUSES | SPARE |  |  |  | 250.000 A |  |  | 6 | Fail | Please check "Mounting"
379893407 | TNB | DISTRIBUTION | KUALA SELANGOR | Existing | RYB | LV FUSE SWITCH |  | CLOSED | IEC MIDDLE CURVE | FUSES | SPARE |  |  |  | 250.000 A |  |  | 6 | Fail | Please check "Mounting"
379893419 | TNB | DISTRIBUTION | KUALA SELANGOR | Existing | RYB | LV FUSE SWITCH |  | CLOSED | IEC MIDDLE CURVE | FUSES | SPARE |  |  |  | 250.000 A |  |  | 6 | Fail | Please check "Mounting"
379893424 | TNB | DISTRIBUTION | KUALA SELANGOR | Existing | RYB | LV FUSE SWITCH |  | CLOSED | IEC MIDDLE CURVE | FUSES | SPARE |  |  |  | 250.000 A |  |  | 6 | Fail | Please check "Mounting"
379893427 | TNB | DISTRIBUTION | KUALA SELANGOR | Existing | RYB | LV FUSE SWITCH |  | CLOSED | IEC MIDDLE CURVE | FUSES | SPARE |  |  |  | 250.000 A |  |  | 6 | Fail | Please check "Mounting"
379893431 | TNB | DISTRIBUTION | KUALA SELANGOR | Existing | RYB | LV FUSE SWITCH |  | CLOSED | IEC MIDDLE CURVE | FUSES | SPARE |  |  |  | 250.000 A |  |  | 6 | Fail | Please check "Mounting"
379893441 | TNB | DISTRIBUTION | KUALA SELANGOR | Existing | RYB | LV FUSE SWITCH |  | CLOSED | IEC MIDDLE CURVE | FUSES | SPARE |  |  |  | 250.000 A |  |  | 6 | Fail | Please check "Mounting"
379893447 | TNB | DISTRIBUTION | KUALA SELANGOR | Existing | RYB | LV FUSE SWITCH |  | CLOSED | IEC MIDDLE CURVE | FUSES | SPARE |  |  |  | 250.000 A |  |  | 6 | Fail | Please check "Mounting"
379893459 | TNB | DISTRIBUTION | KUALA SELANGOR | Existing | RYB | LV FUSE SWITCH |  | CLOSED | IEC MIDDLE CURVE | FUSES | SPARE |  |  |  | 250.000 A |  |  | 6 | Fail | Please check "Mounting"
379893464 | TNB | DISTRIBUTION | KUALA SELANGOR | Existing | RYB | LV FUSE SWITCH |  | CLOSED | IEC MIDDLE CURVE | FUSES | SPARE |  |  |  | 250.000 A |  |  | 6 | Fail | Please check "Mounting"
379893476 | TNB | DISTRIBUTION | KUALA SELANGOR | Existing | RYB | LV FUSE SWITCH |  | CLOSED | IEC MIDDLE CURVE | FUSES | SPARE |  |  |  | 250.000 A |  |  | 6 | Fail | Please check "Mounting"
379893481 | TNB | DISTRIBUTION | KUALA SELANGOR | Existing | RYB | LV FUSE SWITCH |  | CLOSED | IEC MIDDLE CURVE | FUSES | SPARE |  |  |  | 250.000 A |  |  | 6 | Fail | Please check "Mounting"
379893484 | TNB | DISTRIBUTION | KUALA SELANGOR | Existing | RYB | LV FUSE SWITCH |  | CLOSED | IEC MIDDLE CURVE | FUSES | SPARE |  |  |  | 250.000 A |  |  | 6 | Fail | Please check "Mounting"
379893488 | TNB | DISTRIBUTION | KUALA SELANGOR | Existing | RYB | LV FUSE SWITCH |  | CLOSED | IEC MIDDLE CURVE | FUSES | SPARE |  |  |  | 250.000 A |  |  | 6 | Fail | Please check "Mounting"
379893498 | TNB | DISTRIBUTION | KUALA SELANGOR | Existing | RYB | LV FUSE SWITCH |  | CLOSED | IEC MIDDLE CURVE | FUSES | SPARE |  |  |  | 250.000 A |  |  | 6 | Fail | Please check "Mounting"
379893504 | TNB | DISTRIBUTION | KUALA SELANGOR | Existing | RYB | LV FUSE SWITCH |  | CLOSED | IEC MIDDLE CURVE | FUSES | SPARE |  |  |  | 250.000 A |  |  | 6 | Fail | Please check "Mounting"
379893516 | TNB | DISTRIBUTION | KUALA SELANGOR | Existing | RYB | LV FUSE SWITCH |  | CLOSED | IEC MIDDLE CURVE | FUSES | SPARE |  |  |  | 250.000 A |  |  | 6 | Fail | Please check "Mounting"
379893578 | TNB | DISTRIBUTION | KUALA SELANGOR | Existing | RYB | LV FUSE SWITCH |  | CLOSED | IEC MIDDLE CURVE | FUSES | SPARE |  |  |  | 250.000 A |  |  | 6 | Fail | Please check "Mounting"
379893590 | TNB | DISTRIBUTION | KUALA SELANGOR | Existing | RYB | LV FUSE SWITCH |  | CLOSED | IEC MIDDLE CURVE | FUSES | SPARE |  |  |  | 250.000 A |  |  | 6 | Fail | Please check "Mounting"
379893595 | TNB | DISTRIBUTION | KUALA SELANGOR | Existing | RYB | LV FUSE SWITCH |  | CLOSED | IEC MIDDLE CURVE | FUSES | SPARE |  |  |  | 250.000 A |  |  | 6 | Fail | Please check "Mounting"
379893598 | TNB | DISTRIBUTION | KUALA SELANGOR | Existing | RYB | LV FUSE SWITCH |  | CLOSED | IEC MIDDLE CURVE | FUSES | SPARE |  |  |  | 250.000 A |  |  | 6 | Fail | Please check "Mounting"
379893602 | TNB | DISTRIBUTION | KUALA SELANGOR | Existing | RYB | LV FUSE SWITCH |  | CLOSED | IEC MIDDLE CURVE | FUSES | SPARE |  |  |  | 250.000 A |  |  | 6 | Fail | Please check "Mounting"
379893612 | TNB | DISTRIBUTION | KUALA SELANGOR | Existing | RYB | LV FUSE SWITCH |  | CLOSED | IEC MIDDLE CURVE | FUSES | SPARE |  |  |  | 250.000 A |  |  | 6 | Fail | Please check "Mounting"
379893618 | TNB | DISTRIBUTION | KUALA SELANGOR | Existing | RYB | LV FUSE SWITCH |  | CLOSED | IEC MIDDLE CURVE | FUSES | SPARE |  |  |  | 250.000 A |  |  | 6 | Fail | Please check "Mounting"
379893630 | TNB | DISTRIBUTION | KUALA SELANGOR | Existing | RYB | LV FUSE SWITCH |  | CLOSED | IEC MIDDLE CURVE | FUSES | SPARE |  |  |  | 250.000 A |  |  | 6 | Fail | Please check "Mounting"
379893635 | TNB | DISTRIBUTION | KUALA SELANGOR | Existing | RYB | LV FUSE SWITCH |  | CLOSED | IEC MIDDLE CURVE | FUSES | SPARE |  |  |  | 250.000 A |  |  | 6 | Fail | Please check "Mounting"
379893647 | TNB | DISTRIBUTION | KUALA SELANGOR | Existing | RYB | LV FUSE SWITCH |  | CLOSED | IEC MIDDLE CURVE | FUSES | SPARE |  |  |  | 250.000 A |  |  | 6 | Fail | Please check "Mounting"
379893652 | TNB | DISTRIBUTION | KUALA SELANGOR | Existing | RYB | LV FUSE SWITCH |  | CLOSED | IEC MIDDLE CURVE | FUSES | SPARE |  |  |  | 250.000 A |  |  | 6 | Fail | Please check "Mounting"
379893655 | TNB | DISTRIBUTION | KUALA SELANGOR | Existing | RYB | LV FUSE SWITCH |  | CLOSED | IEC MIDDLE CURVE | FUSES | SPARE |  |  |  | 250.000 A |  |  | 6 | Fail | Please check "Mounting"
379893659 | TNB | DISTRIBUTION | KUALA SELANGOR | Existing | RYB | LV FUSE SWITCH |  | CLOSED | IEC MIDDLE CURVE | FUSES | SPARE |  |  |  | 250.000 A |  |  | 6 | Fail | Please check "Mounting"
379893669 | TNB | DISTRIBUTION | KUALA SELANGOR | Existing | RYB | LV FUSE SWITCH |  | CLOSED | IEC MIDDLE CURVE | FUSES | SPARE |  |  |  | 250.000 A |  |  | 6 | Fail | Please check "Mounting"
379893675 | TNB | DISTRIBUTION | KUALA SELANGOR | Existing | RYB | LV FUSE SWITCH |  | CLOSED | IEC MIDDLE CURVE | FUSES | SPARE |  |  |  | 250.000 A |  |  | 6 | Fail | Please check "Mounting"
379893687 | TNB | DISTRIBUTION | KUALA SELANGOR | Existing | RYB | LV FUSE SWITCH |  | CLOSED | IEC MIDDLE CURVE | FUSES | SPARE |  |  |  | 250.000 A |  |  | 6 | Fail | Please check "Mounting"
379893755 | TNB | DISTRIBUTION | KUALA SELANGOR | Existing | RYB | LV FUSE SWITCH |  | CLOSED | IEC MIDDLE CURVE | FUSES | SPARE |  |  |  | 250.000 A |  |  | 6 | Fail | Please check "Mounting"
379893767 | TNB | DISTRIBUTION | KUALA SELANGOR | Existing | RYB | LV FUSE SWITCH |  | CLOSED | IEC MIDDLE CURVE | FUSES | SPARE |  |  |  | 250.000 A |  |  | 6 | Fail | Please check "Mounting"
379893772 | TNB | DISTRIBUTION | KUALA SELANGOR | Existing | RYB | LV FUSE SWITCH |  | CLOSED | IEC MIDDLE CURVE | FUSES | SPARE |  |  |  | 250.000 A |  |  | 6 | Fail | Please check "Mounting"
379893775 | TNB | DISTRIBUTION | KUALA SELANGOR | Existing | RYB | LV FUSE SWITCH |  | CLOSED | IEC MIDDLE CURVE | FUSES | SPARE |  |  |  | 250.000 A |  |  | 6 | Fail | Please check "Mounting"
379893779 | TNB | DISTRIBUTION | KUALA SELANGOR | Existing | RYB | LV FUSE SWITCH |  | CLOSED | IEC MIDDLE CURVE | FUSES | SPARE |  |  |  | 250.000 A |  |  | 6 | Fail | Please check "Mounting"
379893789 | TNB | DISTRIBUTION | KUALA SELANGOR | Existing | RYB | LV FUSE SWITCH |  | CLOSED | IEC MIDDLE CURVE | FUSES | SPARE |  |  |  | 250.000 A |  |  | 6 | Fail | Please check "Mounting"
379893795 | TNB | DISTRIBUTION | KUALA SELANGOR | Existing | RYB | LV FUSE SWITCH |  | CLOSED | IEC MIDDLE CURVE | FUSES | SPARE |  |  |  | 250.000 A |  |  | 6 | Fail | Please check "Mounting"
379893807 | TNB | DISTRIBUTION | KUALA SELANGOR | Existing | RYB | LV FUSE SWITCH |  | CLOSED | IEC MIDDLE CURVE | FUSES | SPARE |  |  |  | 250.000 A |  |  | 6 | Fail | Please check "Mounting"
379893849 | TNB | DISTRIBUTION | KUALA SELANGOR | Existing | RYB | LV FUSE SWITCH |  | CLOSED | IEC MIDDLE CURVE | FUSES | SPARE |  |  |  | 250.000 A |  |  | 6 | Fail | Please check "Mounting"
379893861 | TNB | DISTRIBUTION | KUALA SELANGOR | Existing | RYB | LV FUSE SWITCH |  | CLOSED | IEC MIDDLE CURVE | FUSES | SPARE |  |  |  | 250.000 A |  |  | 6 | Fail | Please check "Mounting"
379893866 | TNB | DISTRIBUTION | KUALA SELANGOR | Existing | RYB | LV FUSE SWITCH |  | CLOSED | IEC MIDDLE CURVE | FUSES | SPARE |  |  |  | 250.000 A |  |  | 6 | Fail | Please check "Mounting"
379893869 | TNB | DISTRIBUTION | KUALA SELANGOR | Existing | RYB | LV FUSE SWITCH |  | CLOSED | IEC MIDDLE CURVE | FUSES | SPARE |  |  |  | 250.000 A |  |  | 6 | Fail | Please check "Mounting"
379893873 | TNB | DISTRIBUTION | KUALA SELANGOR | Existing | RYB | LV FUSE SWITCH |  | CLOSED | IEC MIDDLE CURVE | FUSES | SPARE |  |  |  | 250.000 A |  |  | 6 | Fail | Please check "Mounting"
379893883 | TNB | DISTRIBUTION | KUALA SELANGOR | Existing | RYB | LV FUSE SWITCH |  | CLOSED | IEC MIDDLE CURVE | FUSES | SPARE |  |  |  | 250.000 A |  |  | 6 | Fail | Please check "Mounting"
379893889 | TNB | DISTRIBUTION | KUALA SELANGOR | Existing | RYB | LV FUSE SWITCH |  | CLOSED | IEC MIDDLE CURVE | FUSES | SPARE |  |  |  | 250.000 A |  |  | 6 | Fail | Please check "Mounting"
379893901 | TNB | DISTRIBUTION | KUALA SELANGOR | Existing | RYB | LV FUSE SWITCH |  | CLOSED | IEC MIDDLE CURVE | FUSES | SPARE |  |  |  | 250.000 A |  |  | 6 | Fail | Please check "Mounting"
379893963 | TNB | DISTRIBUTION | KUALA SELANGOR | Existing | RYB | LV FUSE SWITCH |  | CLOSED | IEC MIDDLE CURVE | FUSES | SPARE |  |  |  | 250.000 A |  |  | 6 | Fail | Please check "Mounting"
379893975 | TNB | DISTRIBUTION | KUALA SELANGOR | Existing | RYB | LV FUSE SWITCH |  | CLOSED | IEC MIDDLE CURVE | FUSES | SPARE |  |  |  | 250.000 A |  |  | 6 | Fail | Please check "Mounting"
379893980 | TNB | DISTRIBUTION | KUALA SELANGOR | Existing | RYB | LV FUSE SWITCH |  | CLOSED | IEC MIDDLE CURVE | FUSES | SPARE |  |  |  | 250.000 A |  |  | 6 | Fail | Please check "Mounting"
379893983 | TNB | DISTRIBUTION | KUALA SELANGOR | Existing | RYB | LV FUSE SWITCH |  | CLOSED | IEC MIDDLE CURVE | FUSES | SPARE |  |  |  | 250.000 A |  |  | 6 | Fail | Please check "Mounting"
379893987 | TNB | DISTRIBUTION | KUALA SELANGOR | Existing | RYB | LV FUSE SWITCH |  | CLOSED | IEC MIDDLE CURVE | FUSES | SPARE |  |  |  | 250.000 A |  |  | 6 | Fail | Please check "Mounting"
379893997 | TNB | DISTRIBUTION | KUALA SELANGOR | Existing | RYB | LV FUSE SWITCH |  | CLOSED | IEC MIDDLE CURVE | FUSES | SPARE |  |  |  | 250.000 A |  |  | 6 | Fail | Please check "Mounting"
379894003 | TNB | DISTRIBUTION | KUALA SELANGOR | Existing | RYB | LV FUSE SWITCH |  | CLOSED | IEC MIDDLE CURVE | FUSES | SPARE |  |  |  | 250.000 A |  |  | 6 | Fail | Please check "Mounting"
379894015 | TNB | DISTRIBUTION | KUALA SELANGOR | Existing | RYB | LV FUSE SWITCH |  | CLOSED | IEC MIDDLE CURVE | FUSES | SPARE |  |  |  | 250.000 A |  |  | 6 | Fail | Please check "Mounting"
379894020 | TNB | DISTRIBUTION | KUALA SELANGOR | Existing | RYB | LV FUSE SWITCH |  | CLOSED | IEC MIDDLE CURVE | FUSES | SPARE |  |  |  | 250.000 A |  |  | 6 | Fail | Please check "Mounting"
379894032 | TNB | DISTRIBUTION | KUALA SELANGOR | Existing | RYB | LV FUSE SWITCH |  | CLOSED | IEC MIDDLE CURVE | FUSES | SPARE |  |  |  | 250.000 A |  |  | 6 | Fail | Please check "Mounting"
379894037 | TNB | DISTRIBUTION | KUALA SELANGOR | Existing | RYB | LV FUSE SWITCH |  | CLOSED | IEC MIDDLE CURVE | FUSES | SPARE |  |  |  | 250.000 A |  |  | 6 | Fail | Please check "Mounting"
379894040 | TNB | DISTRIBUTION | KUALA SELANGOR | Existing | RYB | LV FUSE SWITCH |  | CLOSED | IEC MIDDLE CURVE | FUSES | SPARE |  |  |  | 250.000 A |  |  | 6 | Fail | Please check "Mounting"
379894044 | TNB | DISTRIBUTION | KUALA SELANGOR | Existing | RYB | LV FUSE SWITCH |  | CLOSED | IEC MIDDLE CURVE | FUSES | SPARE |  |  |  | 250.000 A |  |  | 6 | Fail | Please check "Mounting"
379894054 | TNB | DISTRIBUTION | KUALA SELANGOR | Existing | RYB | LV FUSE SWITCH |  | CLOSED | IEC MIDDLE CURVE | FUSES | SPARE |  |  |  | 250.000 A |  |  | 6 | Fail | Please check "Mounting"
379894060 | TNB | DISTRIBUTION | KUALA SELANGOR | Existing | RYB | LV FUSE SWITCH |  | CLOSED | IEC MIDDLE CURVE | FUSES | SPARE |  |  |  | 250.000 A |  |  | 6 | Fail | Please check "Mounting"
379894072 | TNB | DISTRIBUTION | KUALA SELANGOR | Existing | RYB | LV FUSE SWITCH |  | CLOSED | IEC MIDDLE CURVE | FUSES | SPARE |  |  |  | 250.000 A |  |  | 6 | Fail | Please check "Mounting"
379894114 | TNB | DISTRIBUTION | KUALA SELANGOR | Existing | RYB | LV FUSE SWITCH |  | CLOSED | IEC MIDDLE CURVE | FUSES | SPARE |  |  |  | 250.000 A |  |  | 6 | Fail | Please check "Mounting"
379894126 | TNB | DISTRIBUTION | KUALA SELANGOR | Existing | RYB | LV FUSE SWITCH |  | CLOSED | IEC MIDDLE CURVE | FUSES | SPARE |  |  |  | 250.000 A |  |  | 6 | Fail | Please check "Mounting"
379894131 | TNB | DISTRIBUTION | KUALA SELANGOR | Existing | RYB | LV FUSE SWITCH |  | CLOSED | IEC MIDDLE CURVE | FUSES | SPARE |  |  |  | 250.000 A |  |  | 6 | Fail | Please check "Mounting"
379894134 | TNB | DISTRIBUTION | KUALA SELANGOR | Existing | RYB | LV FUSE SWITCH |  | CLOSED | IEC MIDDLE CURVE | FUSES | SPARE |  |  |  | 250.000 A |  |  | 6 | Fail | Please check "Mounting"
379894138 | TNB | DISTRIBUTION | KUALA SELANGOR | Existing | RYB | LV FUSE SWITCH |  | CLOSED | IEC MIDDLE CURVE | FUSES | SPARE |  |  |  | 250.000 A |  |  | 6 | Fail | Please check "Mounting"
379894148 | TNB | DISTRIBUTION | KUALA SELANGOR | Existing | RYB | LV FUSE SWITCH |  | CLOSED | IEC MIDDLE CURVE | FUSES | SPARE |  |  |  | 250.000 A |  |  | 6 | Fail | Please check "Mounting"
379894154 | TNB | DISTRIBUTION | KUALA SELANGOR | Existing | RYB | LV FUSE SWITCH |  | CLOSED | IEC MIDDLE CURVE | FUSES | SPARE |  |  |  | 250.000 A |  |  | 6 | Fail | Please check "Mounting"
379894166 | TNB | DISTRIBUTION | KUALA SELANGOR | Existing | RYB | LV FUSE SWITCH |  | CLOSED | IEC MIDDLE CURVE | FUSES | SPARE |  |  |  | 250.000 A |  |  | 6 | Fail | Please check "Mounting"
379894208 | TNB | DISTRIBUTION | KUALA SELANGOR | Existing | RYB | LV FUSE SWITCH |  | CLOSED | IEC MIDDLE CURVE | FUSES | SPARE |  |  |  | 250.000 A |  |  | 6 | Fail | Please check "Mounting"
379894220 | TNB | DISTRIBUTION | KUALA SELANGOR | Existing | RYB | LV FUSE SWITCH |  | CLOSED | IEC MIDDLE CURVE | FUSES | SPARE |  |  |  | 250.000 A |  |  | 6 | Fail | Please check "Mounting"
379894225 | TNB | DISTRIBUTION | KUALA SELANGOR | Existing | RYB | LV FUSE SWITCH |  | CLOSED | IEC MIDDLE CURVE | FUSES | SPARE |  |  |  | 250.000 A |  |  | 6 | Fail | Please check "Mounting"
379894228 | TNB | DISTRIBUTION | KUALA SELANGOR | Existing | RYB | LV FUSE SWITCH |  | CLOSED | IEC MIDDLE CURVE | FUSES | SPARE |  |  |  | 250.000 A |  |  | 6 | Fail | Please check "Mounting"
379894232 | TNB | DISTRIBUTION | KUALA SELANGOR | Existing | RYB | LV FUSE SWITCH |  | CLOSED | IEC MIDDLE CURVE | FUSES | SPARE |  |  |  | 250.000 A |  |  | 6 | Fail | Please check "Mounting"
379894242 | TNB | DISTRIBUTION | KUALA SELANGOR | Existing | RYB | LV FUSE SWITCH |  | CLOSED | IEC MIDDLE CURVE | FUSES | SPARE |  |  |  | 250.000 A |  |  | 6 | Fail | Please check "Mounting"
379894248 | TNB | DISTRIBUTION | KUALA SELANGOR | Existing | RYB | LV FUSE SWITCH |  | CLOSED | IEC MIDDLE CURVE | FUSES | SPARE |  |  |  | 250.000 A |  |  | 6 | Fail | Please check "Mounting"
379894260 | TNB | DISTRIBUTION | KUALA SELANGOR | Existing | RYB | LV FUSE SWITCH |  | CLOSED | IEC MIDDLE CURVE | FUSES | SPARE |  |  |  | 250.000 A |  |  | 6 | Fail | Please check "Mounting"
379894302 | TNB | DISTRIBUTION | KUALA SELANGOR | Existing | RYB | LV FUSE SWITCH |  | CLOSED | IEC MIDDLE CURVE | FUSES | SPARE |  |  |  | 250.000 A |  |  | 6 | Fail | Please check "Mounting"
379894314 | TNB | DISTRIBUTION | KUALA SELANGOR | Existing | RYB | LV FUSE SWITCH |  | CLOSED | IEC MIDDLE CURVE | FUSES | SPARE |  |  |  | 250.000 A |  |  | 6 | Fail | Please check "Mounting"
379894319 | TNB | DISTRIBUTION | KUALA SELANGOR | Existing | RYB | LV FUSE SWITCH |  | CLOSED | IEC MIDDLE CURVE | FUSES | SPARE |  |  |  | 250.000 A |  |  | 6 | Fail | Please check "Mounting"
379894322 | TNB | DISTRIBUTION | KUALA SELANGOR | Existing | RYB | LV FUSE SWITCH |  | CLOSED | IEC MIDDLE CURVE | FUSES | SPARE |  |  |  | 250.000 A |  |  | 6 | Fail | Please check "Mounting"
379894326 | TNB | DISTRIBUTION | KUALA SELANGOR | Existing | RYB | LV FUSE SWITCH |  | CLOSED | IEC MIDDLE CURVE | FUSES | SPARE |  |  |  | 250.000 A |  |  | 6 | Fail | Please check "Mounting"
379894336 | TNB | DISTRIBUTION | KUALA SELANGOR | Existing | RYB | LV FUSE SWITCH |  | CLOSED | IEC MIDDLE CURVE | FUSES | SPARE |  |  |  | 250.000 A |  |  | 6 | Fail | Please check "Mounting"
379894342 | TNB | DISTRIBUTION | KUALA SELANGOR | Existing | RYB | LV FUSE SWITCH |  | CLOSED | IEC MIDDLE CURVE | FUSES | SPARE |  |  |  | 250.000 A |  |  | 6 | Fail | Please check "Mounting"
379894354 | TNB | DISTRIBUTION | KUALA SELANGOR | Existing | RYB | LV FUSE SWITCH |  | CLOSED | IEC MIDDLE CURVE | FUSES | SPARE |  |  |  | 250.000 A |  |  | 6 | Fail | Please check "Mounting"
379894416 | TNB | DISTRIBUTION | KUALA SELANGOR | Existing | RYB | LV FUSE SWITCH |  | CLOSED | IEC MIDDLE CURVE | FUSES | SPARE |  |  |  | 250.000 A |  |  | 6 | Fail | Please check "Mounting"
379894428 | TNB | DISTRIBUTION | KUALA SELANGOR | Existing | RYB | LV FUSE SWITCH |  | CLOSED | IEC MIDDLE CURVE | FUSES | SPARE |  |  |  | 250.000 A |  |  | 6 | Fail | Please check "Mounting"
379894433 | TNB | DISTRIBUTION | KUALA SELANGOR | Existing | RYB | LV FUSE SWITCH |  | CLOSED | IEC MIDDLE CURVE | FUSES | SPARE |  |  |  | 250.000 A |  |  | 6 | Fail | Please check "Mounting"
379894436 | TNB | DISTRIBUTION | KUALA SELANGOR | Existing | RYB | LV FUSE SWITCH |  | CLOSED | IEC MIDDLE CURVE | FUSES | SPARE |  |  |  | 250.000 A |  |  | 6 | Fail | Please check "Mounting"
379894440 | TNB | DISTRIBUTION | KUALA SELANGOR | Existing | RYB | LV FUSE SWITCH |  | CLOSED | IEC MIDDLE CURVE | FUSES | SPARE |  |  |  | 250.000 A |  |  | 6 | Fail | Please check "Mounting"
379894450 | TNB | DISTRIBUTION | KUALA SELANGOR | Existing | RYB | LV FUSE SWITCH |  | CLOSED | IEC MIDDLE CURVE | FUSES | SPARE |  |  |  | 250.000 A |  |  | 6 | Fail | Please check "Mounting"
379894456 | TNB | DISTRIBUTION | KUALA SELANGOR | Existing | RYB | LV FUSE SWITCH |  | CLOSED | IEC MIDDLE CURVE | FUSES | SPARE |  |  |  | 250.000 A |  |  | 6 | Fail | Please check "Mounting"
379894468 | TNB | DISTRIBUTION | KUALA SELANGOR | Existing | RYB | LV FUSE SWITCH |  | CLOSED | IEC MIDDLE CURVE | FUSES | SPARE |  |  |  | 250.000 A |  |  | 6 | Fail | Please check "Mounting"
379894473 | TNB | DISTRIBUTION | KUALA SELANGOR | Existing | RYB | LV FUSE SWITCH |  | CLOSED | IEC MIDDLE CURVE | FUSES | SPARE |  |  |  | 250.000 A |  |  | 6 | Fail | Please check "Mounting"
379894790 | TNB | DISTRIBUTION | KUALA SELANGOR | Existing | RYB | LV FUSE SWITCH |  | CLOSED | IEC MIDDLE CURVE | FUSES | SPARE |  |  |  | 250.000 A |  |  | 6 | Fail | Please check "Mounting"
379894802 | TNB | DISTRIBUTION | KUALA SELANGOR | Existing | RYB | LV FUSE SWITCH |  | CLOSED | IEC MIDDLE CURVE | FUSES | SPARE |  |  |  | 250.000 A |  |  | 6 | Fail | Please check "Mounting"
379894807 | TNB | DISTRIBUTION | KUALA SELANGOR | Existing | RYB | LV FUSE SWITCH |  | CLOSED | IEC MIDDLE CURVE | FUSES | SPARE |  |  |  | 250.000 A |  |  | 6 | Fail | Please check "Mounting"
379894810 | TNB | DISTRIBUTION | KUALA SELANGOR | Existing | RYB | LV FUSE SWITCH |  | CLOSED | IEC MIDDLE CURVE | FUSES | SPARE |  |  |  | 250.000 A |  |  | 6 | Fail | Please check "Mounting"
379894814 | TNB | DISTRIBUTION | KUALA SELANGOR | Existing | RYB | LV FUSE SWITCH |  | CLOSED | IEC MIDDLE CURVE | FUSES | SPARE |  |  |  | 250.000 A |  |  | 6 | Fail | Please check "Mounting"
379894824 | TNB | DISTRIBUTION | KUALA SELANGOR | Existing | RYB | LV FUSE SWITCH |  | CLOSED | IEC MIDDLE CURVE | FUSES | SPARE |  |  |  | 250.000 A |  |  | 6 | Fail | Please check "Mounting"
379894830 | TNB | DISTRIBUTION | KUALA SELANGOR | Existing | RYB | LV FUSE SWITCH |  | CLOSED | IEC MIDDLE CURVE | FUSES | SPARE |  |  |  | 250.000 A |  |  | 6 | Fail | Please check "Mounting"
379894842 | TNB | DISTRIBUTION | KUALA SELANGOR | Existing | RYB | LV FUSE SWITCH |  | CLOSED | IEC MIDDLE CURVE | FUSES | SPARE |  |  |  | 250.000 A |  |  | 6 | Fail | Please check "Mounting"
379894897 | TNB | DISTRIBUTION | KUALA SELANGOR | Existing | RYB | LV FUSE SWITCH |  | CLOSED | IEC MIDDLE CURVE | FUSES | SPARE |  |  |  | 250.000 A |  |  | 6 | Fail | Please check "Mounting"
379894909 | TNB | DISTRIBUTION | KUALA SELANGOR | Existing | RYB | LV FUSE SWITCH |  | CLOSED | IEC MIDDLE CURVE | FUSES | SPARE |  |  |  | 250.000 A |  |  | 6 | Fail | Please check "Mounting"
379894914 | TNB | DISTRIBUTION | KUALA SELANGOR | Existing | RYB | LV FUSE SWITCH |  | CLOSED | IEC MIDDLE CURVE | FUSES | SPARE |  |  |  | 250.000 A |  |  | 6 | Fail | Please check "Mounting"
379894917 | TNB | DISTRIBUTION | KUALA SELANGOR | Existing | RYB | LV FUSE SWITCH |  | CLOSED | IEC MIDDLE CURVE | FUSES | SPARE |  |  |  | 250.000 A |  |  | 6 | Fail | Please check "Mounting"
379894921 | TNB | DISTRIBUTION | KUALA SELANGOR | Existing | RYB | LV FUSE SWITCH |  | CLOSED | IEC MIDDLE CURVE | FUSES | SPARE |  |  |  | 250.000 A |  |  | 6 | Fail | Please check "Mounting"
379894931 | TNB | DISTRIBUTION | KUALA SELANGOR | Existing | RYB | LV FUSE SWITCH |  | CLOSED | IEC MIDDLE CURVE | FUSES | SPARE |  |  |  | 250.000 A |  |  | 6 | Fail | Please check "Mounting"
379894937 | TNB | DISTRIBUTION | KUALA SELANGOR | Existing | RYB | LV FUSE SWITCH |  | CLOSED | IEC MIDDLE CURVE | FUSES | SPARE |  |  |  | 250.000 A |  |  | 6 | Fail | Please check "Mounting"
379894949 | TNB | DISTRIBUTION | KUALA SELANGOR | Existing | RYB | LV FUSE SWITCH |  | CLOSED | IEC MIDDLE CURVE | FUSES | SPARE |  |  |  | 250.000 A |  |  | 6 | Fail | Please check "Mounting"
379894991 | TNB | DISTRIBUTION | KUALA SELANGOR | Existing | RYB | LV FUSE SWITCH |  | CLOSED | IEC MIDDLE CURVE | FUSES | SPARE |  |  |  | 250.000 A |  |  | 6 | Fail | Please check "Mounting"
379895003 | TNB | DISTRIBUTION | KUALA SELANGOR | Existing | RYB | LV FUSE SWITCH |  | CLOSED | IEC MIDDLE CURVE | FUSES | SPARE |  |  |  | 250.000 A |  |  | 6 | Fail | Please check "Mounting"
379895008 | TNB | DISTRIBUTION | KUALA SELANGOR | Existing | RYB | LV FUSE SWITCH |  | CLOSED | IEC MIDDLE CURVE | FUSES | SPARE |  |  |  | 250.000 A |  |  | 6 | Fail | Please check "Mounting"
379895011 | TNB | DISTRIBUTION | KUALA SELANGOR | Existing | RYB | LV FUSE SWITCH |  | CLOSED | IEC MIDDLE CURVE | FUSES | SPARE |  |  |  | 250.000 A |  |  | 6 | Fail | Please check "Mounting"
379895015 | TNB | DISTRIBUTION | KUALA SELANGOR | Existing | RYB | LV FUSE SWITCH |  | CLOSED | IEC MIDDLE CURVE | FUSES | SPARE |  |  |  | 250.000 A |  |  | 6 | Fail | Please check "Mounting"
379895025 | TNB | DISTRIBUTION | KUALA SELANGOR | Existing | RYB | LV FUSE SWITCH |  | CLOSED | IEC MIDDLE CURVE | FUSES | SPARE |  |  |  | 250.000 A |  |  | 6 | Fail | Please check "Mounting"
379895031 | TNB | DISTRIBUTION | KUALA SELANGOR | Existing | RYB | LV FUSE SWITCH |  | CLOSED | IEC MIDDLE CURVE | FUSES | SPARE |  |  |  | 250.000 A |  |  | 6 | Fail | Please check "Mounting"
379895043 | TNB | DISTRIBUTION | KUALA SELANGOR | Existing | RYB | LV FUSE SWITCH |  | CLOSED | IEC MIDDLE CURVE | FUSES | SPARE |  |  |  | 250.000 A |  |  | 6 | Fail | Please check "Mounting"
379895085 | TNB | DISTRIBUTION | KUALA SELANGOR | Existing | RYB | LV FUSE SWITCH |  | CLOSED | IEC MIDDLE CURVE | FUSES | SPARE |  |  |  | 250.000 A |  |  | 6 | Fail | Please check "Mounting"
379895097 | TNB | DISTRIBUTION | KUALA SELANGOR | Existing | RYB | LV FUSE SWITCH |  | CLOSED | IEC MIDDLE CURVE | FUSES | SPARE |  |  |  | 250.000 A |  |  | 6 | Fail | Please check "Mounting"
379895102 | TNB | DISTRIBUTION | KUALA SELANGOR | Existing | RYB | LV FUSE SWITCH |  | CLOSED | IEC MIDDLE CURVE | FUSES | SPARE |  |  |  | 250.000 A |  |  | 6 | Fail | Please check "Mounting"
379895105 | TNB | DISTRIBUTION | KUALA SELANGOR | Existing | RYB | LV FUSE SWITCH |  | CLOSED | IEC MIDDLE CURVE | FUSES | SPARE |  |  |  | 250.000 A |  |  | 6 | Fail | Please check "Mounting"
379895109 | TNB | DISTRIBUTION | KUALA SELANGOR | Existing | RYB | LV FUSE SWITCH |  | CLOSED | IEC MIDDLE CURVE | FUSES | SPARE |  |  |  | 250.000 A |  |  | 6 | Fail | Please check "Mounting"
379895119 | TNB | DISTRIBUTION | KUALA SELANGOR | Existing | RYB | LV FUSE SWITCH |  | CLOSED | IEC MIDDLE CURVE | FUSES | SPARE |  |  |  | 250.000 A |  |  | 6 | Fail | Please check "Mounting"
379895125 | TNB | DISTRIBUTION | KUALA SELANGOR | Existing | RYB | LV FUSE SWITCH |  | CLOSED | IEC MIDDLE CURVE | FUSES | SPARE |  |  |  | 250.000 A |  |  | 6 | Fail | Please check "Mounting"
379895137 | TNB | DISTRIBUTION | KUALA SELANGOR | Existing | RYB | LV FUSE SWITCH |  | CLOSED | IEC MIDDLE CURVE | FUSES | SPARE |  |  |  | 250.000 A |  |  | 6 | Fail | Please check "Mounting"
379895282 | TNB | DISTRIBUTION | KUALA SELANGOR | Existing | RYB | LV FUSE SWITCH |  | CLOSED | IEC MIDDLE CURVE | FUSES | SPARE |  |  |  | 250.000 A |  |  | 6 | Fail | Please check "Mounting"
379895294 | TNB | DISTRIBUTION | KUALA SELANGOR | Existing | RYB | LV FUSE SWITCH |  | CLOSED | IEC MIDDLE CURVE | FUSES | SPARE |  |  |  | 250.000 A |  |  | 6 | Fail | Please check "Mounting"
379895299 | TNB | DISTRIBUTION | KUALA SELANGOR | Existing | RYB | LV FUSE SWITCH |  | CLOSED | IEC MIDDLE CURVE | FUSES | SPARE |  |  |  | 250.000 A |  |  | 6 | Fail | Please check "Mounting"
379895302 | TNB | DISTRIBUTION | KUALA SELANGOR | Existing | RYB | LV FUSE SWITCH |  | CLOSED | IEC MIDDLE CURVE | FUSES | SPARE |  |  |  | 250.000 A |  |  | 6 | Fail | Please check "Mounting"
379895306 | TNB | DISTRIBUTION | KUALA SELANGOR | Existing | RYB | LV FUSE SWITCH |  | CLOSED | IEC MIDDLE CURVE | FUSES | SPARE |  |  |  | 250.000 A |  |  | 6 | Fail | Please check "Mounting"
379895316 | TNB | DISTRIBUTION | KUALA SELANGOR | Existing | RYB | LV FUSE SWITCH |  | CLOSED | IEC MIDDLE CURVE | FUSES | SPARE |  |  |  | 250.000 A |  |  | 6 | Fail | Please check "Mounting"
379895322 | TNB | DISTRIBUTION | KUALA SELANGOR | Existing | RYB | LV FUSE SWITCH |  | CLOSED | IEC MIDDLE CURVE | FUSES | SPARE |  |  |  | 250.000 A |  |  | 6 | Fail | Please check "Mounting"
379895334 | TNB | DISTRIBUTION | KUALA SELANGOR | Existing | RYB | LV FUSE SWITCH |  | CLOSED | IEC MIDDLE CURVE | FUSES | SPARE |  |  |  | 250.000 A |  |  | 6 | Fail | Please check "Mounting"
379895690 | TNB | DISTRIBUTION | KUALA SELANGOR | Existing | RYB | LV FUSE SWITCH |  | CLOSED | IEC MIDDLE CURVE | FUSES | SPARE |  |  |  | 250.000 A |  |  | 6 | Fail | Please check "Mounting"
379895692 | TNB | DISTRIBUTION | KUALA SELANGOR | Existing | RYB | LV FUSE SWITCH |  | CLOSED | IEC MIDDLE CURVE | FUSES | SPARE |  |  |  | 250.000 A |  |  | 6 | Fail | Please check "Mounting"
379895703 | TNB | DISTRIBUTION | KUALA SELANGOR | Existing | RYB | LV FUSE SWITCH |  | CLOSED | IEC MIDDLE CURVE | FUSES | SPARE |  |  |  | 250.000 A |  |  | 6 | Fail | Please check "Mounting"
379895713 | TNB | DISTRIBUTION | KUALA SELANGOR | Existing | RYB | LV FUSE SWITCH |  | CLOSED | IEC MIDDLE CURVE | FUSES | SPARE |  |  |  | 250.000 A |  |  | 6 | Fail | Please check "Mounting"
379895718 | TNB | DISTRIBUTION | KUALA SELANGOR | Existing | RYB | LV FUSE SWITCH |  | CLOSED | IEC MIDDLE CURVE | FUSES | SPARE |  |  |  | 250.000 A |  |  | 6 | Fail | Please check "Mounting"
379895725 | TNB | DISTRIBUTION | KUALA SELANGOR | Existing | RYB | LV FUSE SWITCH |  | CLOSED | IEC MIDDLE CURVE | FUSES | SPARE |  |  |  | 250.000 A |  |  | 6 | Fail | Please check "Mounting"
379895733 | TNB | DISTRIBUTION | KUALA SELANGOR | Existing | RYB | LV FUSE SWITCH |  | CLOSED | IEC MIDDLE CURVE | FUSES | SPARE |  |  |  | 250.000 A |  |  | 6 | Fail | Please check "Mounting"
379895738 | TNB | DISTRIBUTION | KUALA SELANGOR | Existing | RYB | LV FUSE SWITCH |  | CLOSED | IEC MIDDLE CURVE | FUSES | SPARE |  |  |  | 250.000 A |  |  | 6 | Fail | Please check "Mounting"
379895823 | TNB | DISTRIBUTION | KUALA SELANGOR | Existing | RYB | LV FUSE SWITCH |  | OPEN | IEC MIDDLE CURVE | FUSES | SPARE |  |  |  | 250.000 A |  |  | 6 | Fail | Please check "Mounting"
379895835 | TNB | DISTRIBUTION | KUALA SELANGOR | Existing | RYB | LV FUSE SWITCH |  | OPEN | IEC MIDDLE CURVE | FUSES | SPARE |  |  |  | 250.000 A |  |  | 6 | Fail | Please check "Mounting"
379895840 | TNB | DISTRIBUTION | KUALA SELANGOR | Existing | RYB | LV FUSE SWITCH |  | CLOSED | IEC MIDDLE CURVE | FUSES | SPARE |  |  |  | 250.000 A |  |  | 6 | Fail | Please check "Mounting"
379895843 | TNB | DISTRIBUTION | KUALA SELANGOR | Existing | RYB | LV FUSE SWITCH |  | OPEN | IEC MIDDLE CURVE | FUSES | SPARE |  |  |  | 250.000 A |  |  | 6 | Fail | Please check "Mounting"
379895847 | TNB | DISTRIBUTION | KUALA SELANGOR | Existing | RYB | LV FUSE SWITCH |  | CLOSED | IEC MIDDLE CURVE | FUSES | SPARE |  |  |  | 250.000 A |  |  | 6 | Fail | Please check "Mounting"
379895857 | TNB | DISTRIBUTION | KUALA SELANGOR | Existing | RYB | LV FUSE SWITCH |  | CLOSED | IEC MIDDLE CURVE | FUSES | SPARE |  |  |  | 250.000 A |  |  | 6 | Fail | Please check "Mounting"
379895863 | TNB | DISTRIBUTION | KUALA SELANGOR | Existing | RYB | LV FUSE SWITCH |  | CLOSED | IEC MIDDLE CURVE | FUSES | SPARE |  |  |  | 250.000 A |  |  | 6 | Fail | Please check "Mounting"
379895875 | TNB | DISTRIBUTION | KUALA SELANGOR | Existing | RYB | LV FUSE SWITCH |  | OPEN | IEC MIDDLE CURVE | FUSES | SPARE |  |  |  | 250.000 A |  |  | 6 | Fail | Please check "Mounting"
379895919 | TNB | DISTRIBUTION | KUALA SELANGOR | Existing | RYB | LV FUSE SWITCH |  | CLOSED | IEC MIDDLE CURVE | FUSES | SPARE |  |  |  | 250.000 A |  |  | 6 | Fail | Please check "Mounting"
379895931 | TNB | DISTRIBUTION | KUALA SELANGOR | Existing | RYB | LV FUSE SWITCH |  | OPEN | IEC MIDDLE CURVE | FUSES | SPARE |  |  |  | 250.000 A |  |  | 6 | Fail | Please check "Mounting"
379895936 | TNB | DISTRIBUTION | KUALA SELANGOR | Existing | RYB | LV FUSE SWITCH |  | OPEN | IEC MIDDLE CURVE | FUSES | SPARE |  |  |  | 250.000 A |  |  | 6 | Fail | Please check "Mounting"
379895939 | TNB | DISTRIBUTION | KUALA SELANGOR | Existing | RYB | LV FUSE SWITCH |  | OPEN | IEC MIDDLE CURVE | FUSES | SPARE |  |  |  | 250.000 A |  |  | 6 | Fail | Please check "Mounting"
379895943 | TNB | DISTRIBUTION | KUALA SELANGOR | Existing | RYB | LV FUSE SWITCH |  | OPEN | IEC MIDDLE CURVE | FUSES | SPARE |  |  |  | 250.000 A |  |  | 6 | Fail | Please check "Mounting"
379895953 | TNB | DISTRIBUTION | KUALA SELANGOR | Existing | RYB | LV FUSE SWITCH |  | OPEN | IEC MIDDLE CURVE | FUSES | SPARE |  |  |  | 250.000 A |  |  | 6 | Fail | Please check "Mounting"
379895959 | TNB | DISTRIBUTION | KUALA SELANGOR | Existing | RYB | LV FUSE SWITCH |  | OPEN | IEC MIDDLE CURVE | FUSES | SPARE |  |  |  | 250.000 A |  |  | 6 | Fail | Please check "Mounting"
379895971 | TNB | DISTRIBUTION | KUALA SELANGOR | Existing | RYB | LV FUSE SWITCH |  | CLOSED | IEC MIDDLE CURVE | FUSES | SPARE |  |  |  | 250.000 A |  |  | 6 | Fail | Please check "Mounting"
379896013 | TNB | DISTRIBUTION | KUALA SELANGOR | Existing | RYB | LV FUSE SWITCH |  | CLOSED | IEC MIDDLE CURVE | FUSES | SPARE |  |  |  | 250.000 A |  |  | 6 | Fail | Please check "Mounting"
379896025 | TNB | DISTRIBUTION | KUALA SELANGOR | Existing | RYB | LV FUSE SWITCH |  | CLOSED | IEC MIDDLE CURVE | FUSES | SPARE |  |  |  | 250.000 A |  |  | 6 | Fail | Please check "Mounting"
379896030 | TNB | DISTRIBUTION | KUALA SELANGOR | Existing | RYB | LV FUSE SWITCH |  | CLOSED | IEC MIDDLE CURVE | FUSES | SPARE |  |  |  | 250.000 A |  |  | 6 | Fail | Please check "Mounting"
379896033 | TNB | DISTRIBUTION | KUALA SELANGOR | Existing | RYB | LV FUSE SWITCH |  | CLOSED | IEC MIDDLE CURVE | FUSES | SPARE |  |  |  | 250.000 A |  |  | 6 | Fail | Please check "Mounting"
379896037 | TNB | DISTRIBUTION | KUALA SELANGOR | Existing | RYB | LV FUSE SWITCH |  | CLOSED | IEC MIDDLE CURVE | FUSES | SPARE |  |  |  | 250.000 A |  |  | 6 | Fail | Please check "Mounting"
379896047 | TNB | DISTRIBUTION | KUALA SELANGOR | Existing | RYB | LV FUSE SWITCH |  | CLOSED | IEC MIDDLE CURVE | FUSES | SPARE |  |  |  | 250.000 A |  |  | 6 | Fail | Please check "Mounting"
379896053 | TNB | DISTRIBUTION | KUALA SELANGOR | Existing | RYB | LV FUSE SWITCH |  | CLOSED | IEC MIDDLE CURVE | FUSES | SPARE |  |  |  | 250.000 A |  |  | 6 | Fail | Please check "Mounting"
379896065 | TNB | DISTRIBUTION | KUALA SELANGOR | Existing | RYB | LV FUSE SWITCH |  | CLOSED | IEC MIDDLE CURVE | FUSES | SPARE |  |  |  | 250.000 A |  |  | 6 | Fail | Please check "Mounting"
379896107 | TNB | DISTRIBUTION | KUALA SELANGOR | Existing | RYB | LV FUSE SWITCH |  | CLOSED | IEC MIDDLE CURVE | FUSES | SPARE |  |  |  | 250.000 A |  |  | 6 | Fail | Please check "Mounting"
379896119 | TNB | DISTRIBUTION | KUALA SELANGOR | Existing | RYB | LV FUSE SWITCH |  | CLOSED | IEC MIDDLE CURVE | FUSES | SPARE |  |  |  | 250.000 A |  |  | 6 | Fail | Please check "Mounting"
379896124 | TNB | DISTRIBUTION | KUALA SELANGOR | Existing | RYB | LV FUSE SWITCH |  | CLOSED | IEC MIDDLE CURVE | FUSES | SPARE |  |  |  | 250.000 A |  |  | 6 | Fail | Please check "Mounting"
379896127 | TNB | DISTRIBUTION | KUALA SELANGOR | Existing | RYB | LV FUSE SWITCH |  | CLOSED | IEC MIDDLE CURVE | FUSES | SPARE |  |  |  | 250.000 A |  |  | 6 | Fail | Please check "Mounting"
379896131 | TNB | DISTRIBUTION | KUALA SELANGOR | Existing | RYB | LV FUSE SWITCH |  | CLOSED | IEC MIDDLE CURVE | FUSES | SPARE |  |  |  | 250.000 A |  |  | 6 | Fail | Please check "Mounting"
379896141 | TNB | DISTRIBUTION | KUALA SELANGOR | Existing | RYB | LV FUSE SWITCH |  | CLOSED | IEC MIDDLE CURVE | FUSES | SPARE |  |  |  | 250.000 A |  |  | 6 | Fail | Please check "Mounting"
379896147 | TNB | DISTRIBUTION | KUALA SELANGOR | Existing | RYB | LV FUSE SWITCH |  | CLOSED | IEC MIDDLE CURVE | FUSES | SPARE |  |  |  | 250.000 A |  |  | 6 | Fail | Please check "Mounting"
379896159 | TNB | DISTRIBUTION | KUALA SELANGOR | Existing | RYB | LV FUSE SWITCH |  | CLOSED | IEC MIDDLE CURVE | FUSES | SPARE |  |  |  | 250.000 A |  |  | 6 | Fail | Please check "Mounting"
379896201 | TNB | DISTRIBUTION | KUALA SELANGOR | Existing | RYB | LV FUSE SWITCH |  | CLOSED | IEC MIDDLE CURVE | FUSES | SPARE |  |  |  | 250.000 A |  |  | 6 | Fail | Please check "Mounting"
379896213 | TNB | DISTRIBUTION | KUALA SELANGOR | Existing | RYB | LV FUSE SWITCH |  | CLOSED | IEC MIDDLE CURVE | FUSES | SPARE |  |  |  | 250.000 A |  |  | 6 | Fail | Please check "Mounting"
379896218 | TNB | DISTRIBUTION | KUALA SELANGOR | Existing | RYB | LV FUSE SWITCH |  | CLOSED | IEC MIDDLE CURVE | FUSES | SPARE |  |  |  | 250.000 A |  |  | 6 | Fail | Please check "Mounting"
379896221 | TNB | DISTRIBUTION | KUALA SELANGOR | Existing | RYB | LV FUSE SWITCH |  | CLOSED | IEC MIDDLE CURVE | FUSES | SPARE |  |  |  | 250.000 A |  |  | 6 | Fail | Please check "Mounting"
379896225 | TNB | DISTRIBUTION | KUALA SELANGOR | Existing | RYB | LV FUSE SWITCH |  | CLOSED | IEC MIDDLE CURVE | FUSES | SPARE |  |  |  | 250.000 A |  |  | 6 | Fail | Please check "Mounting"
379896235 | TNB | DISTRIBUTION | KUALA SELANGOR | Existing | RYB | LV FUSE SWITCH |  | CLOSED | IEC MIDDLE CURVE | FUSES | SPARE |  |  |  | 250.000 A |  |  | 6 | Fail | Please check "Mounting"
379896241 | TNB | DISTRIBUTION | KUALA SELANGOR | Existing | RYB | LV FUSE SWITCH |  | CLOSED | IEC MIDDLE CURVE | FUSES | SPARE |  |  |  | 250.000 A |  |  | 6 | Fail | Please check "Mounting"
379896253 | TNB | DISTRIBUTION | KUALA SELANGOR | Existing | RYB | LV FUSE SWITCH |  | CLOSED | IEC MIDDLE CURVE | FUSES | SPARE |  |  |  | 250.000 A |  |  | 6 | Fail | Please check "Mounting"
379896315 | TNB | DISTRIBUTION | KUALA SELANGOR | Existing | RYB | LV FUSE SWITCH |  | CLOSED | IEC MIDDLE CURVE | FUSES | SPARE |  |  |  | 250.000 A |  |  | 6 | Fail | Please check "Mounting"
379896327 | TNB | DISTRIBUTION | KUALA SELANGOR | Existing | RYB | LV FUSE SWITCH |  | CLOSED | IEC MIDDLE CURVE | FUSES | SPARE |  |  |  | 250.000 A |  |  | 6 | Fail | Please check "Mounting"
379896332 | TNB | DISTRIBUTION | KUALA SELANGOR | Existing | RYB | LV FUSE SWITCH |  | CLOSED | IEC MIDDLE CURVE | FUSES | SPARE |  |  |  | 250.000 A |  |  | 6 | Fail | Please check "Mounting"
379896335 | TNB | DISTRIBUTION | KUALA SELANGOR | Existing | RYB | LV FUSE SWITCH |  | CLOSED | IEC MIDDLE CURVE | FUSES | SPARE |  |  |  | 250.000 A |  |  | 6 | Fail | Please check "Mounting"
379896339 | TNB | DISTRIBUTION | KUALA SELANGOR | Existing | RYB | LV FUSE SWITCH |  | CLOSED | IEC MIDDLE CURVE | FUSES | SPARE |  |  |  | 250.000 A |  |  | 6 | Fail | Please check "Mounting"
379896349 | TNB | DISTRIBUTION | KUALA SELANGOR | Existing | RYB | LV FUSE SWITCH |  | CLOSED | IEC MIDDLE CURVE | FUSES | SPARE |  |  |  | 250.000 A |  |  | 6 | Fail | Please check "Mounting"
379896355 | TNB | DISTRIBUTION | KUALA SELANGOR | Existing | RYB | LV FUSE SWITCH |  | CLOSED | IEC MIDDLE CURVE | FUSES | SPARE |  |  |  | 250.000 A |  |  | 6 | Fail | Please check "Mounting"
379896367 | TNB | DISTRIBUTION | KUALA SELANGOR | Existing | RYB | LV FUSE SWITCH |  | CLOSED | IEC MIDDLE CURVE | FUSES | SPARE |  |  |  | 250.000 A |  |  | 6 | Fail | Please check "Mounting"
379896372 | TNB | DISTRIBUTION | KUALA SELANGOR | Existing | RYB | LV FUSE SWITCH |  | CLOSED | IEC MIDDLE CURVE | FUSES | SPARE |  |  |  | 250.000 A |  |  | 6 | Fail | Please check "Mounting"
379896384 | TNB | DISTRIBUTION | KUALA SELANGOR | Existing | RYB | LV FUSE SWITCH |  | CLOSED | IEC MIDDLE CURVE | FUSES | SPARE |  |  |  | 250.000 A |  |  | 6 | Fail | Please check "Mounting"
379896389 | TNB | DISTRIBUTION | KUALA SELANGOR | Existing | RYB | LV FUSE SWITCH |  | CLOSED | IEC MIDDLE CURVE | FUSES | SPARE |  |  |  | 250.000 A |  |  | 6 | Fail | Please check "Mounting"
379896392 | TNB | DISTRIBUTION | KUALA SELANGOR | Existing | RYB | LV FUSE SWITCH |  | CLOSED | IEC MIDDLE CURVE | FUSES | SPARE |  |  |  | 250.000 A |  |  | 6 | Fail | Please check "Mounting"
379896396 | TNB | DISTRIBUTION | KUALA SELANGOR | Existing | RYB | LV FUSE SWITCH |  | CLOSED | IEC MIDDLE CURVE | FUSES | SPARE |  |  |  | 250.000 A |  |  | 6 | Fail | Please check "Mounting"
379896406 | TNB | DISTRIBUTION | KUALA SELANGOR | Existing | RYB | LV FUSE SWITCH |  | CLOSED | IEC MIDDLE CURVE | FUSES | SPARE |  |  |  | 250.000 A |  |  | 6 | Fail | Please check "Mounting"
379896412 | TNB | DISTRIBUTION | KUALA SELANGOR | Existing | RYB | LV FUSE SWITCH |  | CLOSED | IEC MIDDLE CURVE | FUSES | SPARE |  |  |  | 250.000 A |  |  | 6 | Fail | Please check "Mounting"
379896424 | TNB | DISTRIBUTION | KUALA SELANGOR | Existing | RYB | LV FUSE SWITCH |  | CLOSED | IEC MIDDLE CURVE | FUSES | SPARE |  |  |  | 250.000 A |  |  | 6 | Fail | Please check "Mounting"
379896466 | TNB | DISTRIBUTION | KUALA SELANGOR | Existing | RYB | LV FUSE SWITCH |  | CLOSED | IEC MIDDLE CURVE | FUSES | SPARE |  |  |  | 250.000 A |  |  | 6 | Fail | Please check "Mounting"
379896478 | TNB | DISTRIBUTION | KUALA SELANGOR | Existing | RYB | LV FUSE SWITCH |  | CLOSED | IEC MIDDLE CURVE | FUSES | SPARE |  |  |  | 250.000 A |  |  | 6 | Fail | Please check "Mounting"
379896483 | TNB | DISTRIBUTION | KUALA SELANGOR | Existing | RYB | LV FUSE SWITCH |  | CLOSED | IEC MIDDLE CURVE | FUSES | SPARE |  |  |  | 250.000 A |  |  | 6 | Fail | Please check "Mounting"
379896486 | TNB | DISTRIBUTION | KUALA SELANGOR | Existing | RYB | LV FUSE SWITCH |  | CLOSED | IEC MIDDLE CURVE | FUSES | SPARE |  |  |  | 250.000 A |  |  | 6 | Fail | Please check "Mounting"
379896490 | TNB | DISTRIBUTION | KUALA SELANGOR | Existing | RYB | LV FUSE SWITCH |  | CLOSED | IEC MIDDLE CURVE | FUSES | SPARE |  |  |  | 250.000 A |  |  | 6 | Fail | Please check "Mounting"
379896500 | TNB | DISTRIBUTION | KUALA SELANGOR | Existing | RYB | LV FUSE SWITCH |  | CLOSED | IEC MIDDLE CURVE | FUSES | SPARE |  |  |  | 250.000 A |  |  | 6 | Fail | Please check "Mounting"
379896506 | TNB | DISTRIBUTION | KUALA SELANGOR | Existing | RYB | LV FUSE SWITCH |  | CLOSED | IEC MIDDLE CURVE | FUSES | SPARE |  |  |  | 250.000 A |  |  | 6 | Fail | Please check "Mounting"
379896518 | TNB | DISTRIBUTION | KUALA SELANGOR | Existing | RYB | LV FUSE SWITCH |  | CLOSED | IEC MIDDLE CURVE | FUSES | SPARE |  |  |  | 250.000 A |  |  | 6 | Fail | Please check "Mounting"
379896597 | TNB | DISTRIBUTION | KUALA SELANGOR | Existing | RYB | LV FUSE SWITCH |  | CLOSED | IEC MIDDLE CURVE | FUSES | SPARE |  |  |  | 250.000 A |  |  | 6 | Fail | Please check "Mounting"
379896609 | TNB | DISTRIBUTION | KUALA SELANGOR | Existing | RYB | LV FUSE SWITCH |  | CLOSED | IEC MIDDLE CURVE | FUSES | SPARE |  |  |  | 250.000 A |  |  | 6 | Fail | Please check "Mounting"
379896614 | TNB | DISTRIBUTION | KUALA SELANGOR | Existing | RYB | LV FUSE SWITCH |  | CLOSED | IEC MIDDLE CURVE | FUSES | SPARE |  |  |  | 250.000 A |  |  | 6 | Fail | Please check "Mounting"
379896617 | TNB | DISTRIBUTION | KUALA SELANGOR | Existing | RYB | LV FUSE SWITCH |  | CLOSED | IEC MIDDLE CURVE | FUSES | SPARE |  |  |  | 250.000 A |  |  | 6 | Fail | Please check "Mounting"
379896621 | TNB | DISTRIBUTION | KUALA SELANGOR | Existing | RYB | LV FUSE SWITCH |  | CLOSED | IEC MIDDLE CURVE | FUSES | SPARE |  |  |  | 250.000 A |  |  | 6 | Fail | Please check "Mounting"
379896631 | TNB | DISTRIBUTION | KUALA SELANGOR | Existing | RYB | LV FUSE SWITCH |  | CLOSED | IEC MIDDLE CURVE | FUSES | SPARE |  |  |  | 250.000 A |  |  | 6 | Fail | Please check "Mounting"
379896637 | TNB | DISTRIBUTION | KUALA SELANGOR | Existing | RYB | LV FUSE SWITCH |  | CLOSED | IEC MIDDLE CURVE | FUSES | SPARE |  |  |  | 250.000 A |  |  | 6 | Fail | Please check "Mounting"
379896649 | TNB | DISTRIBUTION | KUALA SELANGOR | Existing | RYB | LV FUSE SWITCH |  | CLOSED | IEC MIDDLE CURVE | FUSES | SPARE |  |  |  | 250.000 A |  |  | 6 | Fail | Please check "Mounting"
379896875 | TNB | DISTRIBUTION | KUALA SELANGOR | Existing | RYB | LV FUSE SWITCH |  | CLOSED | IEC MIDDLE CURVE | FUSES | SPARE |  |  |  | 250.000 A |  |  | 6 | Fail | Please check "Mounting"
379896887 | TNB | DISTRIBUTION | KUALA SELANGOR | Existing | RYB | LV FUSE SWITCH |  | CLOSED | IEC MIDDLE CURVE | FUSES | SPARE |  |  |  | 250.000 A |  |  | 6 | Fail | Please check "Mounting"
379896892 | TNB | DISTRIBUTION | KUALA SELANGOR | Existing | RYB | LV FUSE SWITCH |  | CLOSED | IEC MIDDLE CURVE | FUSES | SPARE |  |  |  | 250.000 A |  |  | 6 | Fail | Please check "Mounting"
379896895 | TNB | DISTRIBUTION | KUALA SELANGOR | Existing | RYB | LV FUSE SWITCH |  | CLOSED | IEC MIDDLE CURVE | FUSES | SPARE |  |  |  | 250.000 A |  |  | 6 | Fail | Please check "Mounting"
379896899 | TNB | DISTRIBUTION | KUALA SELANGOR | Existing | RYB | LV FUSE SWITCH |  | CLOSED | IEC MIDDLE CURVE | FUSES | SPARE |  |  |  | 250.000 A |  |  | 6 | Fail | Please check "Mounting"
379896909 | TNB | DISTRIBUTION | KUALA SELANGOR | Existing | RYB | LV FUSE SWITCH |  | CLOSED | IEC MIDDLE CURVE | FUSES | SPARE |  |  |  | 250.000 A |  |  | 6 | Fail | Please check "Mounting"
379896915 | TNB | DISTRIBUTION | KUALA SELANGOR | Existing | RYB | LV FUSE SWITCH |  | CLOSED | IEC MIDDLE CURVE | FUSES | SPARE |  |  |  | 250.000 A |  |  | 6 | Fail | Please check "Mounting"
379896927 | TNB | DISTRIBUTION | KUALA SELANGOR | Existing | RYB | LV FUSE SWITCH |  | CLOSED | IEC MIDDLE CURVE | FUSES | SPARE |  |  |  | 250.000 A |  |  | 6 | Fail | Please check "Mounting"
379896969 | TNB | DISTRIBUTION | KUALA SELANGOR | Existing | RYB | LV FUSE SWITCH |  | CLOSED | IEC MIDDLE CURVE | FUSES | SPARE |  |  |  | 250.000 A |  |  | 6 | Fail | Please check "Mounting"
379896981 | TNB | DISTRIBUTION | KUALA SELANGOR | Existing | RYB | LV FUSE SWITCH |  | CLOSED | IEC MIDDLE CURVE | FUSES | SPARE |  |  |  | 250.000 A |  |  | 6 | Fail | Please check "Mounting"
379896986 | TNB | DISTRIBUTION | KUALA SELANGOR | Existing | RYB | LV FUSE SWITCH |  | CLOSED | IEC MIDDLE CURVE | FUSES | SPARE |  |  |  | 250.000 A |  |  | 6 | Fail | Please check "Mounting"
379896989 | TNB | DISTRIBUTION | KUALA SELANGOR | Existing | RYB | LV FUSE SWITCH |  | CLOSED | IEC MIDDLE CURVE | FUSES | SPARE |  |  |  | 250.000 A |  |  | 6 | Fail | Please check "Mounting"
379896993 | TNB | DISTRIBUTION | KUALA SELANGOR | Existing | RYB | LV FUSE SWITCH |  | CLOSED | IEC MIDDLE CURVE | FUSES | SPARE |  |  |  | 250.000 A |  |  | 6 | Fail | Please check "Mounting"
379897003 | TNB | DISTRIBUTION | KUALA SELANGOR | Existing | RYB | LV FUSE SWITCH |  | CLOSED | IEC MIDDLE CURVE | FUSES | SPARE |  |  |  | 250.000 A |  |  | 6 | Fail | Please check "Mounting"
379897009 | TNB | DISTRIBUTION | KUALA SELANGOR | Existing | RYB | LV FUSE SWITCH |  | CLOSED | IEC MIDDLE CURVE | FUSES | SPARE |  |  |  | 250.000 A |  |  | 6 | Fail | Please check "Mounting"
379897021 | TNB | DISTRIBUTION | KUALA SELANGOR | Existing | RYB | LV FUSE SWITCH |  | CLOSED | IEC MIDDLE CURVE | FUSES | SPARE |  |  |  | 250.000 A |  |  | 6 | Fail | Please check "Mounting"
379897579 | TNB | DISTRIBUTION | KUALA SELANGOR | Existing | RYB | LV FUSE SWITCH |  | CLOSED | IEC MIDDLE CURVE | FUSES | SPARE |  |  |  | 250.000 A |  |  | 6 | Fail | Please check "Mounting"
379897591 | TNB | DISTRIBUTION | KUALA SELANGOR | Existing | RYB | LV FUSE SWITCH |  | CLOSED | IEC MIDDLE CURVE | FUSES | SPARE |  |  |  | 250.000 A |  |  | 6 | Fail | Please check "Mounting"
379897596 | TNB | DISTRIBUTION | KUALA SELANGOR | Existing | RYB | LV FUSE SWITCH |  | CLOSED | IEC MIDDLE CURVE | FUSES | SPARE |  |  |  | 250.000 A |  |  | 6 | Fail | Please check "Mounting"
379897599 | TNB | DISTRIBUTION | KUALA SELANGOR | Existing | RYB | LV FUSE SWITCH |  | CLOSED | IEC MIDDLE CURVE | FUSES | SPARE |  |  |  | 250.000 A |  |  | 6 | Fail | Please check "Mounting"
379897603 | TNB | DISTRIBUTION | KUALA SELANGOR | Existing | RYB | LV FUSE SWITCH |  | CLOSED | IEC MIDDLE CURVE | FUSES | SPARE |  |  |  | 250.000 A |  |  | 6 | Fail | Please check "Mounting"
379897613 | TNB | DISTRIBUTION | KUALA SELANGOR | Existing | RYB | LV FUSE SWITCH |  | CLOSED | IEC MIDDLE CURVE | FUSES | SPARE |  |  |  | 250.000 A |  |  | 6 | Fail | Please check "Mounting"
379897619 | TNB | DISTRIBUTION | KUALA SELANGOR | Existing | RYB | LV FUSE SWITCH |  | CLOSED | IEC MIDDLE CURVE | FUSES | SPARE |  |  |  | 250.000 A |  |  | 6 | Fail | Please check "Mounting"
379897631 | TNB | DISTRIBUTION | KUALA SELANGOR | Existing | RYB | LV FUSE SWITCH |  | CLOSED | IEC MIDDLE CURVE | FUSES | SPARE |  |  |  | 250.000 A |  |  | 6 | Fail | Please check "Mounting"
379897812 | TNB | DISTRIBUTION | KUALA SELANGOR | Existing | RYB | LV FUSE SWITCH |  | CLOSED | IEC MIDDLE CURVE | FUSES | SPARE |  |  |  | 250.000 A |  |  | 6 | Fail | Please check "Mounting"
379897824 | TNB | DISTRIBUTION | KUALA SELANGOR | Existing | RYB | LV FUSE SWITCH |  | CLOSED | IEC MIDDLE CURVE | FUSES | SPARE |  |  |  | 250.000 A |  |  | 6 | Fail | Please check "Mounting"
379897829 | TNB | DISTRIBUTION | KUALA SELANGOR | Existing | RYB | LV FUSE SWITCH |  | CLOSED | IEC MIDDLE CURVE | FUSES | SPARE |  |  |  | 250.000 A |  |  | 6 | Fail | Please check "Mounting"
379897832 | TNB | DISTRIBUTION | KUALA SELANGOR | Existing | RYB | LV FUSE SWITCH |  | CLOSED | IEC MIDDLE CURVE | FUSES | SPARE |  |  |  | 250.000 A |  |  | 6 | Fail | Please check "Mounting"
379897836 | TNB | DISTRIBUTION | KUALA SELANGOR | Existing | RYB | LV FUSE SWITCH |  | CLOSED | IEC MIDDLE CURVE | FUSES | SPARE |  |  |  | 250.000 A |  |  | 6 | Fail | Please check "Mounting"
379897846 | TNB | DISTRIBUTION | KUALA SELANGOR | Existing | RYB | LV FUSE SWITCH |  | CLOSED | IEC MIDDLE CURVE | FUSES | SPARE |  |  |  | 250.000 A |  |  | 6 | Fail | Please check "Mounting"
379897852 | TNB | DISTRIBUTION | KUALA SELANGOR | Existing | RYB | LV FUSE SWITCH |  | CLOSED | IEC MIDDLE CURVE | FUSES | SPARE |  |  |  | 250.000 A |  |  | 6 | Fail | Please check "Mounting"
379897864 | TNB | DISTRIBUTION | KUALA SELANGOR | Existing | RYB | LV FUSE SWITCH |  | CLOSED | IEC MIDDLE CURVE | FUSES | SPARE |  |  |  | 250.000 A |  |  | 6 | Fail | Please check "Mounting"
379897906 | TNB | DISTRIBUTION | KUALA SELANGOR | Existing | RYB | LV FUSE SWITCH |  | CLOSED | IEC MIDDLE CURVE | FUSES | SPARE |  |  |  | 250.000 A |  |  | 6 | Fail | Please check "Mounting"
379897918 | TNB | DISTRIBUTION | KUALA SELANGOR | Existing | RYB | LV FUSE SWITCH |  | CLOSED | IEC MIDDLE CURVE | FUSES | SPARE |  |  |  | 250.000 A |  |  | 6 | Fail | Please check "Mounting"
379897923 | TNB | DISTRIBUTION | KUALA SELANGOR | Existing | RYB | LV FUSE SWITCH |  | CLOSED | IEC MIDDLE CURVE | FUSES | SPARE |  |  |  | 250.000 A |  |  | 6 | Fail | Please check "Mounting"
379897926 | TNB | DISTRIBUTION | KUALA SELANGOR | Existing | RYB | LV FUSE SWITCH |  | CLOSED | IEC MIDDLE CURVE | FUSES | SPARE |  |  |  | 250.000 A |  |  | 6 | Fail | Please check "Mounting"
379897930 | TNB | DISTRIBUTION | KUALA SELANGOR | Existing | RYB | LV FUSE SWITCH |  | CLOSED | IEC MIDDLE CURVE | FUSES | SPARE |  |  |  | 250.000 A |  |  | 6 | Fail | Please check "Mounting"
379897940 | TNB | DISTRIBUTION | KUALA SELANGOR | Existing | RYB | LV FUSE SWITCH |  | CLOSED | IEC MIDDLE CURVE | FUSES | SPARE |  |  |  | 250.000 A |  |  | 6 | Fail | Please check "Mounting"
379897946 | TNB | DISTRIBUTION | KUALA SELANGOR | Existing | RYB | LV FUSE SWITCH |  | CLOSED | IEC MIDDLE CURVE | FUSES | SPARE |  |  |  | 250.000 A |  |  | 6 | Fail | Please check "Mounting"
379897958 | TNB | DISTRIBUTION | KUALA SELANGOR | Existing | RYB | LV FUSE SWITCH |  | CLOSED | IEC MIDDLE CURVE | FUSES | SPARE |  |  |  | 250.000 A |  |  | 6 | Fail | Please check "Mounting"
379898000 | TNB | DISTRIBUTION | KUALA SELANGOR | Existing | RYB | LV FUSE SWITCH |  | CLOSED | IEC MIDDLE CURVE | FUSES | SPARE |  |  |  | 250.000 A |  |  | 6 | Fail | Please check "Mounting"
379898012 | TNB | DISTRIBUTION | KUALA SELANGOR | Existing | RYB | LV FUSE SWITCH |  | CLOSED | IEC MIDDLE CURVE | FUSES | SPARE |  |  |  | 250.000 A |  |  | 6 | Fail | Please check "Mounting"
379898017 | TNB | DISTRIBUTION | KUALA SELANGOR | Existing | RYB | LV FUSE SWITCH |  | CLOSED | IEC MIDDLE CURVE | FUSES | SPARE |  |  |  | 250.000 A |  |  | 6 | Fail | Please check "Mounting"
379898020 | TNB | DISTRIBUTION | KUALA SELANGOR | Existing | RYB | LV FUSE SWITCH |  | CLOSED | IEC MIDDLE CURVE | FUSES | SPARE |  |  |  | 250.000 A |  |  | 6 | Fail | Please check "Mounting"
379898024 | TNB | DISTRIBUTION | KUALA SELANGOR | Existing | RYB | LV FUSE SWITCH |  | CLOSED | IEC MIDDLE CURVE | FUSES | SPARE |  |  |  | 250.000 A |  |  | 6 | Fail | Please check "Mounting"
379898034 | TNB | DISTRIBUTION | KUALA SELANGOR | Existing | RYB | LV FUSE SWITCH |  | CLOSED | IEC MIDDLE CURVE | FUSES | SPARE |  |  |  | 250.000 A |  |  | 6 | Fail | Please check "Mounting"
379898040 | TNB | DISTRIBUTION | KUALA SELANGOR | Existing | RYB | LV FUSE SWITCH |  | CLOSED | IEC MIDDLE CURVE | FUSES | SPARE |  |  |  | 250.000 A |  |  | 6 | Fail | Please check "Mounting"
379898052 | TNB | DISTRIBUTION | KUALA SELANGOR | Existing | RYB | LV FUSE SWITCH |  | CLOSED | IEC MIDDLE CURVE | FUSES | SPARE |  |  |  | 250.000 A |  |  | 6 | Fail | Please check "Mounting"
379898094 | TNB | DISTRIBUTION | KUALA SELANGOR | Existing | RYB | LV FUSE SWITCH |  | CLOSED | IEC MIDDLE CURVE | FUSES | SPARE |  |  |  | 250.000 A |  |  | 6 | Fail | Please check "Mounting"
379898106 | TNB | DISTRIBUTION | KUALA SELANGOR | Existing | RYB | LV FUSE SWITCH |  | CLOSED | IEC MIDDLE CURVE | FUSES | SPARE |  |  |  | 250.000 A |  |  | 6 | Fail | Please check "Mounting"
379898111 | TNB | DISTRIBUTION | KUALA SELANGOR | Existing | RYB | LV FUSE SWITCH |  | CLOSED | IEC MIDDLE CURVE | FUSES | SPARE |  |  |  | 250.000 A |  |  | 6 | Fail | Please check "Mounting"
379898114 | TNB | DISTRIBUTION | KUALA SELANGOR | Existing | RYB | LV FUSE SWITCH |  | CLOSED | IEC MIDDLE CURVE | FUSES | SPARE |  |  |  | 250.000 A |  |  | 6 | Fail | Please check "Mounting"
379898118 | TNB | DISTRIBUTION | KUALA SELANGOR | Existing | RYB | LV FUSE SWITCH |  | CLOSED | IEC MIDDLE CURVE | FUSES | SPARE |  |  |  | 250.000 A |  |  | 6 | Fail | Please check "Mounting"
379898128 | TNB | DISTRIBUTION | KUALA SELANGOR | Existing | RYB | LV FUSE SWITCH |  | CLOSED | IEC MIDDLE CURVE | FUSES | SPARE |  |  |  | 250.000 A |  |  | 6 | Fail | Please check "Mounting"
379898134 | TNB | DISTRIBUTION | KUALA SELANGOR | Existing | RYB | LV FUSE SWITCH |  | CLOSED | IEC MIDDLE CURVE | FUSES | SPARE |  |  |  | 250.000 A |  |  | 6 | Fail | Please check "Mounting"
379898146 | TNB | DISTRIBUTION | KUALA SELANGOR | Existing | RYB | LV FUSE SWITCH |  | CLOSED | IEC MIDDLE CURVE | FUSES | SPARE |  |  |  | 250.000 A |  |  | 6 | Fail | Please check "Mounting"
379898215 | TNB | DISTRIBUTION | KUALA SELANGOR | Existing | RYB | LV FUSE SWITCH |  | CLOSED | IEC MIDDLE CURVE | FUSES | SPARE |  |  |  | 250.000 A |  |  | 6 | Fail | Please check "Mounting"
379898227 | TNB | DISTRIBUTION | KUALA SELANGOR | Existing | RYB | LV FUSE SWITCH |  | CLOSED | IEC MIDDLE CURVE | FUSES | SPARE |  |  |  | 250.000 A |  |  | 6 | Fail | Please check "Mounting"
379898232 | TNB | DISTRIBUTION | KUALA SELANGOR | Existing | RYB | LV FUSE SWITCH |  | CLOSED | IEC MIDDLE CURVE | FUSES | SPARE |  |  |  | 250.000 A |  |  | 6 | Fail | Please check "Mounting"
379898235 | TNB | DISTRIBUTION | KUALA SELANGOR | Existing | RYB | LV FUSE SWITCH |  | CLOSED | IEC MIDDLE CURVE | FUSES | SPARE |  |  |  | 250.000 A |  |  | 6 | Fail | Please check "Mounting"
379898239 | TNB | DISTRIBUTION | KUALA SELANGOR | Existing | RYB | LV FUSE SWITCH |  | CLOSED | IEC MIDDLE CURVE | FUSES | SPARE |  |  |  | 250.000 A |  |  | 6 | Fail | Please check "Mounting"
379898249 | TNB | DISTRIBUTION | KUALA SELANGOR | Existing | RYB | LV FUSE SWITCH |  | CLOSED | IEC MIDDLE CURVE | FUSES | SPARE |  |  |  | 250.000 A |  |  | 6 | Fail | Please check "Mounting"
379898255 | TNB | DISTRIBUTION | KUALA SELANGOR | Existing | RYB | LV FUSE SWITCH |  | CLOSED | IEC MIDDLE CURVE | FUSES | SPARE |  |  |  | 250.000 A |  |  | 6 | Fail | Please check "Mounting"
379898267 | TNB | DISTRIBUTION | KUALA SELANGOR | Existing | RYB | LV FUSE SWITCH |  | CLOSED | IEC MIDDLE CURVE | FUSES | SPARE |  |  |  | 250.000 A |  |  | 6 | Fail | Please check "Mounting"
379898309 | TNB | DISTRIBUTION | KUALA SELANGOR | Existing | RYB | LV FUSE SWITCH |  | CLOSED | IEC MIDDLE CURVE | FUSES | SPARE |  |  |  | 250.000 A |  |  | 6 | Fail | Please check "Mounting"
379898321 | TNB | DISTRIBUTION | KUALA SELANGOR | Existing | RYB | LV FUSE SWITCH |  | CLOSED | IEC MIDDLE CURVE | FUSES | SPARE |  |  |  | 250.000 A |  |  | 6 | Fail | Please check "Mounting"
379898326 | TNB | DISTRIBUTION | KUALA SELANGOR | Existing | RYB | LV FUSE SWITCH |  | CLOSED | IEC MIDDLE CURVE | FUSES | SPARE |  |  |  | 250.000 A |  |  | 6 | Fail | Please check "Mounting"
379898329 | TNB | DISTRIBUTION | KUALA SELANGOR | Existing | RYB | LV FUSE SWITCH |  | CLOSED | IEC MIDDLE CURVE | FUSES | SPARE |  |  |  | 250.000 A |  |  | 6 | Fail | Please check "Mounting"
379898333 | TNB | DISTRIBUTION | KUALA SELANGOR | Existing | RYB | LV FUSE SWITCH |  | CLOSED | IEC MIDDLE CURVE | FUSES | SPARE |  |  |  | 250.000 A |  |  | 6 | Fail | Please check "Mounting"
379898343 | TNB | DISTRIBUTION | KUALA SELANGOR | Existing | RYB | LV FUSE SWITCH |  | CLOSED | IEC MIDDLE CURVE | FUSES | SPARE |  |  |  | 250.000 A |  |  | 6 | Fail | Please check "Mounting"
379898349 | TNB | DISTRIBUTION | KUALA SELANGOR | Existing | RYB | LV FUSE SWITCH |  | CLOSED | IEC MIDDLE CURVE | FUSES | SPARE |  |  |  | 250.000 A |  |  | 6 | Fail | Please check "Mounting"
379898361 | TNB | DISTRIBUTION | KUALA SELANGOR | Existing | RYB | LV FUSE SWITCH |  | CLOSED | IEC MIDDLE CURVE | FUSES | SPARE |  |  |  | 250.000 A |  |  | 6 | Fail | Please check "Mounting"
379898405 | TNB | DISTRIBUTION | KUALA SELANGOR | Existing | RYB | LV FUSE SWITCH |  | CLOSED | IEC MIDDLE CURVE | FUSES | SPARE |  |  |  | 250.000 A |  |  | 6 | Fail | Please check "Mounting"
379898417 | TNB | DISTRIBUTION | KUALA SELANGOR | Existing | RYB | LV FUSE SWITCH |  | CLOSED | IEC MIDDLE CURVE | FUSES | SPARE |  |  |  | 250.000 A |  |  | 6 | Fail | Please check "Mounting"
379898422 | TNB | DISTRIBUTION | KUALA SELANGOR | Existing | RYB | LV FUSE SWITCH |  | CLOSED | IEC MIDDLE CURVE | FUSES | SPARE |  |  |  | 250.000 A |  |  | 6 | Fail | Please check "Mounting"
379898425 | TNB | DISTRIBUTION | KUALA SELANGOR | Existing | RYB | LV FUSE SWITCH |  | CLOSED | IEC MIDDLE CURVE | FUSES | SPARE |  |  |  | 250.000 A |  |  | 6 | Fail | Please check "Mounting"
379898429 | TNB | DISTRIBUTION | KUALA SELANGOR | Existing | RYB | LV FUSE SWITCH |  | CLOSED | IEC MIDDLE CURVE | FUSES | SPARE |  |  |  | 250.000 A |  |  | 6 | Fail | Please check "Mounting"
379898439 | TNB | DISTRIBUTION | KUALA SELANGOR | Existing | RYB | LV FUSE SWITCH |  | CLOSED | IEC MIDDLE CURVE | FUSES | SPARE |  |  |  | 250.000 A |  |  | 6 | Fail | Please check "Mounting"
379898445 | TNB | DISTRIBUTION | KUALA SELANGOR | Existing | RYB | LV FUSE SWITCH |  | CLOSED | IEC MIDDLE CURVE | FUSES | SPARE |  |  |  | 250.000 A |  |  | 6 | Fail | Please check "Mounting"
379898457 | TNB | DISTRIBUTION | KUALA SELANGOR | Existing | RYB | LV FUSE SWITCH |  | CLOSED | IEC MIDDLE CURVE | FUSES | SPARE |  |  |  | 250.000 A |  |  | 6 | Fail | Please check "Mounting"
379898501 | TNB | DISTRIBUTION | KUALA SELANGOR | Existing | RYB | LV FUSE SWITCH |  | CLOSED | IEC MIDDLE CURVE | FUSES | SPARE |  |  |  | 250.000 A |  |  | 6 | Fail | Please check "Mounting"
379898513 | TNB | DISTRIBUTION | KUALA SELANGOR | Existing | RYB | LV FUSE SWITCH |  | CLOSED | IEC MIDDLE CURVE | FUSES | SPARE |  |  |  | 250.000 A |  |  | 6 | Fail | Please check "Mounting"
379898518 | TNB | DISTRIBUTION | KUALA SELANGOR | Existing | RYB | LV FUSE SWITCH |  | CLOSED | IEC MIDDLE CURVE | FUSES | SPARE |  |  |  | 250.000 A |  |  | 6 | Fail | Please check "Mounting"
379898521 | TNB | DISTRIBUTION | KUALA SELANGOR | Existing | RYB | LV FUSE SWITCH |  | CLOSED | IEC MIDDLE CURVE | FUSES | SPARE |  |  |  | 250.000 A |  |  | 6 | Fail | Please check "Mounting"
379898525 | TNB | DISTRIBUTION | KUALA SELANGOR | Existing | RYB | LV FUSE SWITCH |  | CLOSED | IEC MIDDLE CURVE | FUSES | SPARE |  |  |  | 250.000 A |  |  | 6 | Fail | Please check "Mounting"
379898535 | TNB | DISTRIBUTION | KUALA SELANGOR | Existing | RYB | LV FUSE SWITCH |  | CLOSED | IEC MIDDLE CURVE | FUSES | SPARE |  |  |  | 250.000 A |  |  | 6 | Fail | Please check "Mounting"
379898541 | TNB | DISTRIBUTION | KUALA SELANGOR | Existing | RYB | LV FUSE SWITCH |  | CLOSED | IEC MIDDLE CURVE | FUSES | SPARE |  |  |  | 250.000 A |  |  | 6 | Fail | Please check "Mounting"
379898553 | TNB | DISTRIBUTION | KUALA SELANGOR | Existing | RYB | LV FUSE SWITCH |  | CLOSED | IEC MIDDLE CURVE | FUSES | SPARE |  |  |  | 250.000 A |  |  | 6 | Fail | Please check "Mounting"
379898597 | TNB | DISTRIBUTION | KUALA SELANGOR | Existing | RYB | LV FUSE SWITCH |  | CLOSED | IEC MIDDLE CURVE | FUSES | SPARE |  |  |  | 250.000 A |  |  | 6 | Fail | Please check "Mounting"
379898609 | TNB | DISTRIBUTION | KUALA SELANGOR | Existing | RYB | LV FUSE SWITCH |  | CLOSED | IEC MIDDLE CURVE | FUSES | SPARE |  |  |  | 250.000 A |  |  | 6 | Fail | Please check "Mounting"
379898614 | TNB | DISTRIBUTION | KUALA SELANGOR | Existing | RYB | LV FUSE SWITCH |  | CLOSED | IEC MIDDLE CURVE | FUSES | SPARE |  |  |  | 250.000 A |  |  | 6 | Fail | Please check "Mounting"
379898617 | TNB | DISTRIBUTION | KUALA SELANGOR | Existing | RYB | LV FUSE SWITCH |  | CLOSED | IEC MIDDLE CURVE | FUSES | SPARE |  |  |  | 250.000 A |  |  | 6 | Fail | Please check "Mounting"
379898621 | TNB | DISTRIBUTION | KUALA SELANGOR | Existing | RYB | LV FUSE SWITCH |  | CLOSED | IEC MIDDLE CURVE | FUSES | SPARE |  |  |  | 250.000 A |  |  | 6 | Fail | Please check "Mounting"
379898631 | TNB | DISTRIBUTION | KUALA SELANGOR | Existing | RYB | LV FUSE SWITCH |  | CLOSED | IEC MIDDLE CURVE | FUSES | SPARE |  |  |  | 250.000 A |  |  | 6 | Fail | Please check "Mounting"
379898637 | TNB | DISTRIBUTION | KUALA SELANGOR | Existing | RYB | LV FUSE SWITCH |  | CLOSED | IEC MIDDLE CURVE | FUSES | SPARE |  |  |  | 250.000 A |  |  | 6 | Fail | Please check "Mounting"
379898649 | TNB | DISTRIBUTION | KUALA SELANGOR | Existing | RYB | LV FUSE SWITCH |  | CLOSED | IEC MIDDLE CURVE | FUSES | SPARE |  |  |  | 250.000 A |  |  | 6 | Fail | Please check "Mounting"
379898691 | TNB | DISTRIBUTION | KUALA SELANGOR | Existing | RYB | LV FUSE SWITCH |  | CLOSED | IEC MIDDLE CURVE | FUSES | SPARE |  |  |  | 250.000 A |  |  | 6 | Fail | Please check "Mounting"
379898703 | TNB | DISTRIBUTION | KUALA SELANGOR | Existing | RYB | LV FUSE SWITCH |  | CLOSED | IEC MIDDLE CURVE | FUSES | SPARE |  |  |  | 250.000 A |  |  | 6 | Fail | Please check "Mounting"
379898708 | TNB | DISTRIBUTION | KUALA SELANGOR | Existing | RYB | LV FUSE SWITCH |  | CLOSED | IEC MIDDLE CURVE | FUSES | SPARE |  |  |  | 250.000 A |  |  | 6 | Fail | Please check "Mounting"
379898711 | TNB | DISTRIBUTION | KUALA SELANGOR | Existing | RYB | LV FUSE SWITCH |  | CLOSED | IEC MIDDLE CURVE | FUSES | SPARE |  |  |  | 250.000 A |  |  | 6 | Fail | Please check "Mounting"
379898715 | TNB | DISTRIBUTION | KUALA SELANGOR | Existing | RYB | LV FUSE SWITCH |  | CLOSED | IEC MIDDLE CURVE | FUSES | SPARE |  |  |  | 250.000 A |  |  | 6 | Fail | Please check "Mounting"
379898725 | TNB | DISTRIBUTION | KUALA SELANGOR | Existing | RYB | LV FUSE SWITCH |  | CLOSED | IEC MIDDLE CURVE | FUSES | SPARE |  |  |  | 250.000 A |  |  | 6 | Fail | Please check "Mounting"
379898731 | TNB | DISTRIBUTION | KUALA SELANGOR | Existing | RYB | LV FUSE SWITCH |  | CLOSED | IEC MIDDLE CURVE | FUSES | SPARE |  |  |  | 250.000 A |  |  | 6 | Fail | Please check "Mounting"
379898743 | TNB | DISTRIBUTION | KUALA SELANGOR | Existing | RYB | LV FUSE SWITCH |  | CLOSED | IEC MIDDLE CURVE | FUSES | SPARE |  |  |  | 250.000 A |  |  | 6 | Fail | Please check "Mounting"
379916056 | TNB | DISTRIBUTION | KUALA SELANGOR | Existing | RYB | LV FUSE SWITCH |  | CLOSED | IEC MIDDLE CURVE | FUSES | SPARE |  |  |  | 250.000 A |  |  | 6 | Fail | Please check "Mounting"
379916068 | TNB | DISTRIBUTION | KUALA SELANGOR | Existing | RYB | LV FUSE SWITCH |  | CLOSED | IEC MIDDLE CURVE | FUSES | SPARE |  |  |  | 250.000 A |  |  | 6 | Fail | Please check "Mounting"
379916073 | TNB | DISTRIBUTION | KUALA SELANGOR | Existing | RYB | LV FUSE SWITCH |  | CLOSED | IEC MIDDLE CURVE | FUSES | SPARE |  |  |  | 250.000 A |  |  | 6 | Fail | Please check "Mounting"
379916076 | TNB | DISTRIBUTION | KUALA SELANGOR | Existing | RYB | LV FUSE SWITCH |  | CLOSED | IEC MIDDLE CURVE | FUSES | SPARE |  |  |  | 250.000 A |  |  | 6 | Fail | Please check "Mounting"
379916080 | TNB | DISTRIBUTION | KUALA SELANGOR | Existing | RYB | LV FUSE SWITCH |  | CLOSED | IEC MIDDLE CURVE | FUSES | SPARE |  |  |  | 250.000 A |  |  | 6 | Fail | Please check "Mounting"
379916090 | TNB | DISTRIBUTION | KUALA SELANGOR | Existing | RYB | LV FUSE SWITCH |  | CLOSED | IEC MIDDLE CURVE | FUSES | SPARE |  |  |  | 250.000 A |  |  | 6 | Fail | Please check "Mounting"
379916096 | TNB | DISTRIBUTION | KUALA SELANGOR | Existing | RYB | LV FUSE SWITCH |  | CLOSED | IEC MIDDLE CURVE | FUSES | SPARE |  |  |  | 250.000 A |  |  | 6 | Fail | Please check "Mounting"
379916108 | TNB | DISTRIBUTION | KUALA SELANGOR | Existing | RYB | LV FUSE SWITCH |  | CLOSED | IEC MIDDLE CURVE | FUSES | SPARE |  |  |  | 250.000 A |  |  | 6 | Fail | Please check "Mounting"
379916113 | TNB | DISTRIBUTION | KUALA SELANGOR | Existing | RYB | LV FUSE SWITCH |  | CLOSED | IEC MIDDLE CURVE | FUSES | SPARE |  |  |  | 250.000 A |  |  | 6 | Fail | Please check "Mounting"
379916125 | TNB | DISTRIBUTION | KUALA SELANGOR | Existing | RYB | LV FUSE SWITCH |  | CLOSED | IEC MIDDLE CURVE | FUSES | SPARE |  |  |  | 250.000 A |  |  | 6 | Fail | Please check "Mounting"
379916130 | TNB | DISTRIBUTION | KUALA SELANGOR | Existing | RYB | LV FUSE SWITCH |  | CLOSED | IEC MIDDLE CURVE | FUSES | SPARE |  |  |  | 250.000 A |  |  | 6 | Fail | Please check "Mounting"
379916133 | TNB | DISTRIBUTION | KUALA SELANGOR | Existing | RYB | LV FUSE SWITCH |  | CLOSED | IEC MIDDLE CURVE | FUSES | SPARE |  |  |  | 250.000 A |  |  | 6 | Fail | Please check "Mounting"
379916137 | TNB | DISTRIBUTION | KUALA SELANGOR | Existing | RYB | LV FUSE SWITCH |  | CLOSED | IEC MIDDLE CURVE | FUSES | SPARE |  |  |  | 250.000 A |  |  | 6 | Fail | Please check "Mounting"
379916147 | TNB | DISTRIBUTION | KUALA SELANGOR | Existing | RYB | LV FUSE SWITCH |  | CLOSED | IEC MIDDLE CURVE | FUSES | SPARE |  |  |  | 250.000 A |  |  | 6 | Fail | Please check "Mounting"
379916153 | TNB | DISTRIBUTION | KUALA SELANGOR | Existing | RYB | LV FUSE SWITCH |  | CLOSED | IEC MIDDLE CURVE | FUSES | SPARE |  |  |  | 250.000 A |  |  | 6 | Fail | Please check "Mounting"
379916165 | TNB | DISTRIBUTION | KUALA SELANGOR | Existing | RYB | LV FUSE SWITCH |  | CLOSED | IEC MIDDLE CURVE | FUSES | SPARE |  |  |  | 250.000 A |  |  | 6 | Fail | Please check "Mounting"
379916433 | TNB | DISTRIBUTION | KUALA SELANGOR | Existing | RYB | LV FUSE SWITCH |  | CLOSED | IEC MIDDLE CURVE | FUSES | SPARE |  |  |  | 250.000 A |  |  | 6 | Fail | Please check "Mounting"
379916445 | TNB | DISTRIBUTION | KUALA SELANGOR | Existing | RYB | LV FUSE SWITCH |  | CLOSED | IEC MIDDLE CURVE | FUSES | SPARE |  |  |  | 250.000 A |  |  | 6 | Fail | Please check "Mounting"
379916450 | TNB | DISTRIBUTION | KUALA SELANGOR | Existing | RYB | LV FUSE SWITCH |  | CLOSED | IEC MIDDLE CURVE | FUSES | SPARE |  |  |  | 250.000 A |  |  | 6 | Fail | Please check "Mounting"
379916453 | TNB | DISTRIBUTION | KUALA SELANGOR | Existing | RYB | LV FUSE SWITCH |  | CLOSED | IEC MIDDLE CURVE | FUSES | SPARE |  |  |  | 250.000 A |  |  | 6 | Fail | Please check "Mounting"
379916457 | TNB | DISTRIBUTION | KUALA SELANGOR | Existing | RYB | LV FUSE SWITCH |  | CLOSED | IEC MIDDLE CURVE | FUSES | SPARE |  |  |  | 250.000 A |  |  | 6 | Fail | Please check "Mounting"
379916467 | TNB | DISTRIBUTION | KUALA SELANGOR | Existing | RYB | LV FUSE SWITCH |  | CLOSED | IEC MIDDLE CURVE | FUSES | SPARE |  |  |  | 250.000 A |  |  | 6 | Fail | Please check "Mounting"
379916473 | TNB | DISTRIBUTION | KUALA SELANGOR | Existing | RYB | LV FUSE SWITCH |  | CLOSED | IEC MIDDLE CURVE | FUSES | SPARE |  |  |  | 250.000 A |  |  | 6 | Fail | Please check "Mounting"
379916485 | TNB | DISTRIBUTION | KUALA SELANGOR | Existing | RYB | LV FUSE SWITCH |  | CLOSED | IEC MIDDLE CURVE | FUSES | SPARE |  |  |  | 250.000 A |  |  | 6 | Fail | Please check "Mounting"
379916621 | TNB | DISTRIBUTION | KUALA SELANGOR | Existing | RYB | LV FUSE SWITCH |  | CLOSED | IEC MIDDLE CURVE | FUSES | SPARE |  |  |  | 250.000 A |  |  | 6 | Fail | Please check "Mounting"
379916633 | TNB | DISTRIBUTION | KUALA SELANGOR | Existing | RYB | LV FUSE SWITCH |  | CLOSED | IEC MIDDLE CURVE | FUSES | SPARE |  |  |  | 250.000 A |  |  | 6 | Fail | Please check "Mounting"
379916638 | TNB | DISTRIBUTION | KUALA SELANGOR | Existing | RYB | LV FUSE SWITCH |  | CLOSED | IEC MIDDLE CURVE | FUSES | SPARE |  |  |  | 250.000 A |  |  | 6 | Fail | Please check "Mounting"
379916641 | TNB | DISTRIBUTION | KUALA SELANGOR | Existing | RYB | LV FUSE SWITCH |  | CLOSED | IEC MIDDLE CURVE | FUSES | SPARE |  |  |  | 250.000 A |  |  | 6 | Fail | Please check "Mounting"
379916645 | TNB | DISTRIBUTION | KUALA SELANGOR | Existing | RYB | LV FUSE SWITCH |  | CLOSED | IEC MIDDLE CURVE | FUSES | SPARE |  |  |  | 250.000 A |  |  | 6 | Fail | Please check "Mounting"
379916655 | TNB | DISTRIBUTION | KUALA SELANGOR | Existing | RYB | LV FUSE SWITCH |  | CLOSED | IEC MIDDLE CURVE | FUSES | SPARE |  |  |  | 250.000 A |  |  | 6 | Fail | Please check "Mounting"
379916661 | TNB | DISTRIBUTION | KUALA SELANGOR | Existing | RYB | LV FUSE SWITCH |  | CLOSED | IEC MIDDLE CURVE | FUSES | SPARE |  |  |  | 250.000 A |  |  | 6 | Fail | Please check "Mounting"
379916673 | TNB | DISTRIBUTION | KUALA SELANGOR | Existing | RYB | LV FUSE SWITCH |  | CLOSED | IEC MIDDLE CURVE | FUSES | SPARE |  |  |  | 250.000 A |  |  | 6 | Fail | Please check "Mounting"
379916744 | TNB | DISTRIBUTION | KUALA SELANGOR | Existing | RYB | LV FUSE SWITCH |  | CLOSED | IEC MIDDLE CURVE | FUSES | SPARE |  |  |  | 250.000 A |  |  | 6 | Fail | Please check "Mounting"
379916756 | TNB | DISTRIBUTION | KUALA SELANGOR | Existing | RYB | LV FUSE SWITCH |  | CLOSED | IEC MIDDLE CURVE | FUSES | SPARE |  |  |  | 250.000 A |  |  | 6 | Fail | Please check "Mounting"
379916761 | TNB | DISTRIBUTION | KUALA SELANGOR | Existing | RYB | LV FUSE SWITCH |  | CLOSED | IEC MIDDLE CURVE | FUSES | SPARE |  |  |  | 250.000 A |  |  | 6 | Fail | Please check "Mounting"
379916764 | TNB | DISTRIBUTION | KUALA SELANGOR | Existing | RYB | LV FUSE SWITCH |  | CLOSED | IEC MIDDLE CURVE | FUSES | SPARE |  |  |  | 250.000 A |  |  | 6 | Fail | Please check "Mounting"
379916768 | TNB | DISTRIBUTION | KUALA SELANGOR | Existing | RYB | LV FUSE SWITCH |  | CLOSED | IEC MIDDLE CURVE | FUSES | SPARE |  |  |  | 250.000 A |  |  | 6 | Fail | Please check "Mounting"
379916778 | TNB | DISTRIBUTION | KUALA SELANGOR | Existing | RYB | LV FUSE SWITCH |  | CLOSED | IEC MIDDLE CURVE | FUSES | SPARE |  |  |  | 250.000 A |  |  | 6 | Fail | Please check "Mounting"
379916784 | TNB | DISTRIBUTION | KUALA SELANGOR | Existing | RYB | LV FUSE SWITCH |  | CLOSED | IEC MIDDLE CURVE | FUSES | SPARE |  |  |  | 250.000 A |  |  | 6 | Fail | Please check "Mounting"
379916796 | TNB | DISTRIBUTION | KUALA SELANGOR | Existing | RYB | LV FUSE SWITCH |  | CLOSED | IEC MIDDLE CURVE | FUSES | SPARE |  |  |  | 250.000 A |  |  | 6 | Fail | Please check "Mounting"
379916801 | TNB | DISTRIBUTION | KUALA SELANGOR | Existing | RYB | LV FUSE SWITCH |  | CLOSED | IEC MIDDLE CURVE | FUSES | SPARE |  |  |  | 250.000 A |  |  | 6 | Fail | Please check "Mounting"
379916813 | TNB | DISTRIBUTION | KUALA SELANGOR | Existing | RYB | LV FUSE SWITCH |  | CLOSED | IEC MIDDLE CURVE | FUSES | SPARE |  |  |  | 250.000 A |  |  | 6 | Fail | Please check "Mounting"
379916818 | TNB | DISTRIBUTION | KUALA SELANGOR | Existing | RYB | LV FUSE SWITCH |  | CLOSED | IEC MIDDLE CURVE | FUSES | SPARE |  |  |  | 250.000 A |  |  | 6 | Fail | Please check "Mounting"
379916821 | TNB | DISTRIBUTION | KUALA SELANGOR | Existing | RYB | LV FUSE SWITCH |  | CLOSED | IEC MIDDLE CURVE | FUSES | SPARE |  |  |  | 250.000 A |  |  | 6 | Fail | Please check "Mounting"
379916825 | TNB | DISTRIBUTION | KUALA SELANGOR | Existing | RYB | LV FUSE SWITCH |  | CLOSED | IEC MIDDLE CURVE | FUSES | SPARE |  |  |  | 250.000 A |  |  | 6 | Fail | Please check "Mounting"
379916835 | TNB | DISTRIBUTION | KUALA SELANGOR | Existing | RYB | LV FUSE SWITCH |  | CLOSED | IEC MIDDLE CURVE | FUSES | SPARE |  |  |  | 250.000 A |  |  | 6 | Fail | Please check "Mounting"
379916841 | TNB | DISTRIBUTION | KUALA SELANGOR | Existing | RYB | LV FUSE SWITCH |  | CLOSED | IEC MIDDLE CURVE | FUSES | SPARE |  |  |  | 250.000 A |  |  | 6 | Fail | Please check "Mounting"
379916853 | TNB | DISTRIBUTION | KUALA SELANGOR | Existing | RYB | LV FUSE SWITCH |  | CLOSED | IEC MIDDLE CURVE | FUSES | SPARE |  |  |  | 250.000 A |  |  | 6 | Fail | Please check "Mounting"
379916897 | TNB | DISTRIBUTION | KUALA SELANGOR | Existing | RYB | LV FUSE SWITCH |  | CLOSED | IEC MIDDLE CURVE | FUSES | SPARE |  |  |  | 250.000 A |  |  | 6 | Fail | Please check "Mounting"
379916909 | TNB | DISTRIBUTION | KUALA SELANGOR | Existing | RYB | LV FUSE SWITCH |  | CLOSED | IEC MIDDLE CURVE | FUSES | SPARE |  |  |  | 250.000 A |  |  | 6 | Fail | Please check "Mounting"
379916914 | TNB | DISTRIBUTION | KUALA SELANGOR | Existing | RYB | LV FUSE SWITCH |  | CLOSED | IEC MIDDLE CURVE | FUSES | SPARE |  |  |  | 250.000 A |  |  | 6 | Fail | Please check "Mounting"
379916917 | TNB | DISTRIBUTION | KUALA SELANGOR | Existing | RYB | LV FUSE SWITCH |  | CLOSED | IEC MIDDLE CURVE | FUSES | SPARE |  |  |  | 250.000 A |  |  | 6 | Fail | Please check "Mounting"
379916921 | TNB | DISTRIBUTION | KUALA SELANGOR | Existing | RYB | LV FUSE SWITCH |  | CLOSED | IEC MIDDLE CURVE | FUSES | SPARE |  |  |  | 250.000 A |  |  | 6 | Fail | Please check "Mounting"
379916931 | TNB | DISTRIBUTION | KUALA SELANGOR | Existing | RYB | LV FUSE SWITCH |  | CLOSED | IEC MIDDLE CURVE | FUSES | SPARE |  |  |  | 250.000 A |  |  | 6 | Fail | Please check "Mounting"
379916937 | TNB | DISTRIBUTION | KUALA SELANGOR | Existing | RYB | LV FUSE SWITCH |  | CLOSED | IEC MIDDLE CURVE | FUSES | SPARE |  |  |  | 250.000 A |  |  | 6 | Fail | Please check "Mounting"
379916949 | TNB | DISTRIBUTION | KUALA SELANGOR | Existing | RYB | LV FUSE SWITCH |  | CLOSED | IEC MIDDLE CURVE | FUSES | SPARE |  |  |  | 250.000 A |  |  | 6 | Fail | Please check "Mounting"
379917287 | TNB | DISTRIBUTION | KUALA SELANGOR | Existing | RYB | LV FUSE SWITCH |  | CLOSED | IEC MIDDLE CURVE | FUSES | SPARE |  |  |  | 250.000 A |  |  | 6 | Fail | Please check "Mounting"
379917299 | TNB | DISTRIBUTION | KUALA SELANGOR | Existing | RYB | LV FUSE SWITCH |  | CLOSED | IEC MIDDLE CURVE | FUSES | SPARE |  |  |  | 250.000 A |  |  | 6 | Fail | Please check "Mounting"
379917304 | TNB | DISTRIBUTION | KUALA SELANGOR | Existing | RYB | LV FUSE SWITCH |  | CLOSED | IEC MIDDLE CURVE | FUSES | SPARE |  |  |  | 250.000 A |  |  | 6 | Fail | Please check "Mounting"
379917307 | TNB | DISTRIBUTION | KUALA SELANGOR | Existing | RYB | LV FUSE SWITCH |  | CLOSED | IEC MIDDLE CURVE | FUSES | SPARE |  |  |  | 250.000 A |  |  | 6 | Fail | Please check "Mounting"
379917311 | TNB | DISTRIBUTION | KUALA SELANGOR | Existing | RYB | LV FUSE SWITCH |  | CLOSED | IEC MIDDLE CURVE | FUSES | SPARE |  |  |  | 250.000 A |  |  | 6 | Fail | Please check "Mounting"
379917321 | TNB | DISTRIBUTION | KUALA SELANGOR | Existing | RYB | LV FUSE SWITCH |  | CLOSED | IEC MIDDLE CURVE | FUSES | SPARE |  |  |  | 250.000 A |  |  | 6 | Fail | Please check "Mounting"
379917327 | TNB | DISTRIBUTION | KUALA SELANGOR | Existing | RYB | LV FUSE SWITCH |  | CLOSED | IEC MIDDLE CURVE | FUSES | SPARE |  |  |  | 250.000 A |  |  | 6 | Fail | Please check "Mounting"
379917339 | TNB | DISTRIBUTION | KUALA SELANGOR | Existing | RYB | LV FUSE SWITCH |  | CLOSED | IEC MIDDLE CURVE | FUSES | SPARE |  |  |  | 250.000 A |  |  | 6 | Fail | Please check "Mounting"
379917485 | TNB | DISTRIBUTION | KUALA SELANGOR | Existing | RYB | LV FUSE SWITCH |  | CLOSED | IEC MIDDLE CURVE | FUSES | SPARE |  |  |  | 250.000 A |  |  | 6 | Fail | Please check "Mounting"
379917497 | TNB | DISTRIBUTION | KUALA SELANGOR | Existing | RYB | LV FUSE SWITCH |  | CLOSED | IEC MIDDLE CURVE | FUSES | SPARE |  |  |  | 250.000 A |  |  | 6 | Fail | Please check "Mounting"
379917502 | TNB | DISTRIBUTION | KUALA SELANGOR | Existing | RYB | LV FUSE SWITCH |  | CLOSED | IEC MIDDLE CURVE | FUSES | SPARE |  |  |  | 250.000 A |  |  | 6 | Fail | Please check "Mounting"
379917505 | TNB | DISTRIBUTION | KUALA SELANGOR | Existing | RYB | LV FUSE SWITCH |  | CLOSED | IEC MIDDLE CURVE | FUSES | SPARE |  |  |  | 250.000 A |  |  | 6 | Fail | Please check "Mounting"
379917509 | TNB | DISTRIBUTION | KUALA SELANGOR | Existing | RYB | LV FUSE SWITCH |  | CLOSED | IEC MIDDLE CURVE | FUSES | SPARE |  |  |  | 250.000 A |  |  | 6 | Fail | Please check "Mounting"
379917519 | TNB | DISTRIBUTION | KUALA SELANGOR | Existing | RYB | LV FUSE SWITCH |  | CLOSED | IEC MIDDLE CURVE | FUSES | SPARE |  |  |  | 250.000 A |  |  | 6 | Fail | Please check "Mounting"
379917525 | TNB | DISTRIBUTION | KUALA SELANGOR | Existing | RYB | LV FUSE SWITCH |  | CLOSED | IEC MIDDLE CURVE | FUSES | SPARE |  |  |  | 250.000 A |  |  | 6 | Fail | Please check "Mounting"
379917537 | TNB | DISTRIBUTION | KUALA SELANGOR | Existing | RYB | LV FUSE SWITCH |  | CLOSED | IEC MIDDLE CURVE | FUSES | SPARE |  |  |  | 250.000 A |  |  | 6 | Fail | Please check "Mounting"
379917579 | TNB | DISTRIBUTION | KUALA SELANGOR | Existing | RYB | LV FUSE SWITCH |  | CLOSED | IEC MIDDLE CURVE | FUSES | SPARE |  |  |  | 250.000 A |  |  | 6 | Fail | Please check "Mounting"
379917591 | TNB | DISTRIBUTION | KUALA SELANGOR | Existing | RYB | LV FUSE SWITCH |  | OPEN | IEC MIDDLE CURVE | FUSES | SPARE |  |  |  | 250.000 A |  |  | 6 | Fail | Please check "Mounting"
379917596 | TNB | DISTRIBUTION | KUALA SELANGOR | Existing | RYB | LV FUSE SWITCH |  | OPEN | IEC MIDDLE CURVE | FUSES | SPARE |  |  |  | 250.000 A |  |  | 6 | Fail | Please check "Mounting"
379917599 | TNB | DISTRIBUTION | KUALA SELANGOR | Existing | RYB | LV FUSE SWITCH |  | OPEN | IEC MIDDLE CURVE | FUSES | SPARE |  |  |  | 250.000 A |  |  | 6 | Fail | Please check "Mounting"
379917603 | TNB | DISTRIBUTION | KUALA SELANGOR | Existing | RYB | LV FUSE SWITCH |  | OPEN | IEC MIDDLE CURVE | FUSES | SPARE |  |  |  | 250.000 A |  |  | 6 | Fail | Please check "Mounting"
379917613 | TNB | DISTRIBUTION | KUALA SELANGOR | Existing | RYB | LV FUSE SWITCH |  | OPEN | IEC MIDDLE CURVE | FUSES | SPARE |  |  |  | 250.000 A |  |  | 6 | Fail | Please check "Mounting"
379917619 | TNB | DISTRIBUTION | KUALA SELANGOR | Existing | RYB | LV FUSE SWITCH |  | OPEN | IEC MIDDLE CURVE | FUSES | SPARE |  |  |  | 250.000 A |  |  | 6 | Fail | Please check "Mounting"
379917631 | TNB | DISTRIBUTION | KUALA SELANGOR | Existing | RYB | LV FUSE SWITCH |  | CLOSED | IEC MIDDLE CURVE | FUSES | SPARE |  |  |  | 250.000 A |  |  | 6 | Fail | Please check "Mounting"
379917791 | TNB | DISTRIBUTION | KUALA SELANGOR | Existing | RYB | LV FUSE SWITCH |  | CLOSED | IEC MIDDLE CURVE | FUSES | SPARE |  |  |  | 250.000 A |  |  | 6 | Fail | Please check "Mounting"
379917803 | TNB | DISTRIBUTION | KUALA SELANGOR | Existing | RYB | LV FUSE SWITCH |  | CLOSED | IEC MIDDLE CURVE | FUSES | SPARE |  |  |  | 250.000 A |  |  | 6 | Fail | Please check "Mounting"
379917808 | TNB | DISTRIBUTION | KUALA SELANGOR | Existing | RYB | LV FUSE SWITCH |  | CLOSED | IEC MIDDLE CURVE | FUSES | SPARE |  |  |  | 250.000 A |  |  | 6 | Fail | Please check "Mounting"
379917811 | TNB | DISTRIBUTION | KUALA SELANGOR | Existing | RYB | LV FUSE SWITCH |  | CLOSED | IEC MIDDLE CURVE | FUSES | SPARE |  |  |  | 250.000 A |  |  | 6 | Fail | Please check "Mounting"
379917815 | TNB | DISTRIBUTION | KUALA SELANGOR | Existing | RYB | LV FUSE SWITCH |  | CLOSED | IEC MIDDLE CURVE | FUSES | SPARE |  |  |  | 250.000 A |  |  | 6 | Fail | Please check "Mounting"
379917825 | TNB | DISTRIBUTION | KUALA SELANGOR | Existing | RYB | LV FUSE SWITCH |  | CLOSED | IEC MIDDLE CURVE | FUSES | SPARE |  |  |  | 250.000 A |  |  | 6 | Fail | Please check "Mounting"
379917831 | TNB | DISTRIBUTION | KUALA SELANGOR | Existing | RYB | LV FUSE SWITCH |  | CLOSED | IEC MIDDLE CURVE | FUSES | SPARE |  |  |  | 250.000 A |  |  | 6 | Fail | Please check "Mounting"
379917843 | TNB | DISTRIBUTION | KUALA SELANGOR | Existing | RYB | LV FUSE SWITCH |  | CLOSED | IEC MIDDLE CURVE | FUSES | SPARE |  |  |  | 250.000 A |  |  | 6 | Fail | Please check "Mounting"
379917942 | TNB | DISTRIBUTION | KUALA SELANGOR | Existing | RYB | LV FUSE SWITCH |  | CLOSED | IEC MIDDLE CURVE | FUSES | SPARE |  |  |  | 250.000 A |  |  | 6 | Fail | Please check "Mounting"
379917954 | TNB | DISTRIBUTION | KUALA SELANGOR | Existing | RYB | LV FUSE SWITCH |  | CLOSED | IEC MIDDLE CURVE | FUSES | SPARE |  |  |  | 250.000 A |  |  | 6 | Fail | Please check "Mounting"
379917959 | TNB | DISTRIBUTION | KUALA SELANGOR | Existing | RYB | LV FUSE SWITCH |  | CLOSED | IEC MIDDLE CURVE | FUSES | SPARE |  |  |  | 250.000 A |  |  | 6 | Fail | Please check "Mounting"
379917962 | TNB | DISTRIBUTION | KUALA SELANGOR | Existing | RYB | LV FUSE SWITCH |  | CLOSED | IEC MIDDLE CURVE | FUSES | SPARE |  |  |  | 250.000 A |  |  | 6 | Fail | Please check "Mounting"
379917966 | TNB | DISTRIBUTION | KUALA SELANGOR | Existing | RYB | LV FUSE SWITCH |  | CLOSED | IEC MIDDLE CURVE | FUSES | SPARE |  |  |  | 250.000 A |  |  | 6 | Fail | Please check "Mounting"
379917976 | TNB | DISTRIBUTION | KUALA SELANGOR | Existing | RYB | LV FUSE SWITCH |  | CLOSED | IEC MIDDLE CURVE | FUSES | SPARE |  |  |  | 250.000 A |  |  | 6 | Fail | Please check "Mounting"
379917982 | TNB | DISTRIBUTION | KUALA SELANGOR | Existing | RYB | LV FUSE SWITCH |  | CLOSED | IEC MIDDLE CURVE | FUSES | SPARE |  |  |  | 250.000 A |  |  | 6 | Fail | Please check "Mounting"
379917994 | TNB | DISTRIBUTION | KUALA SELANGOR | Existing | RYB | LV FUSE SWITCH |  | CLOSED | IEC MIDDLE CURVE | FUSES | SPARE |  |  |  | 250.000 A |  |  | 6 | Fail | Please check "Mounting"
379918036 | TNB | DISTRIBUTION | KUALA SELANGOR | Existing | RYB | LV FUSE SWITCH |  | CLOSED | IEC MIDDLE CURVE | FUSES | SPARE |  |  |  | 250.000 A |  |  | 6 | Fail | Please check "Mounting"
379918048 | TNB | DISTRIBUTION | KUALA SELANGOR | Existing | RYB | LV FUSE SWITCH |  | CLOSED | IEC MIDDLE CURVE | FUSES | SPARE |  |  |  | 250.000 A |  |  | 6 | Fail | Please check "Mounting"
379918053 | TNB | DISTRIBUTION | KUALA SELANGOR | Existing | RYB | LV FUSE SWITCH |  | CLOSED | IEC MIDDLE CURVE | FUSES | SPARE |  |  |  | 250.000 A |  |  | 6 | Fail | Please check "Mounting"
379918056 | TNB | DISTRIBUTION | KUALA SELANGOR | Existing | RYB | LV FUSE SWITCH |  | CLOSED | IEC MIDDLE CURVE | FUSES | SPARE |  |  |  | 250.000 A |  |  | 6 | Fail | Please check "Mounting"
379918060 | TNB | DISTRIBUTION | KUALA SELANGOR | Existing | RYB | LV FUSE SWITCH |  | CLOSED | IEC MIDDLE CURVE | FUSES | SPARE |  |  |  | 250.000 A |  |  | 6 | Fail | Please check "Mounting"
379918070 | TNB | DISTRIBUTION | KUALA SELANGOR | Existing | RYB | LV FUSE SWITCH |  | CLOSED | IEC MIDDLE CURVE | FUSES | SPARE |  |  |  | 250.000 A |  |  | 6 | Fail | Please check "Mounting"
379918076 | TNB | DISTRIBUTION | KUALA SELANGOR | Existing | RYB | LV FUSE SWITCH |  | CLOSED | IEC MIDDLE CURVE | FUSES | SPARE |  |  |  | 250.000 A |  |  | 6 | Fail | Please check "Mounting"
379918088 | TNB | DISTRIBUTION | KUALA SELANGOR | Existing | RYB | LV FUSE SWITCH |  | CLOSED | IEC MIDDLE CURVE | FUSES | SPARE |  |  |  | 250.000 A |  |  | 6 | Fail | Please check "Mounting"
379918130 | TNB | DISTRIBUTION | KUALA SELANGOR | Existing | RYB | LV FUSE SWITCH |  | CLOSED | IEC MIDDLE CURVE | FUSES | SPARE |  |  |  | 250.000 A |  |  | 6 | Fail | Please check "Mounting"
379918142 | TNB | DISTRIBUTION | KUALA SELANGOR | Existing | RYB | LV FUSE SWITCH |  | CLOSED | IEC MIDDLE CURVE | FUSES | SPARE |  |  |  | 250.000 A |  |  | 6 | Fail | Please check "Mounting"
379918147 | TNB | DISTRIBUTION | KUALA SELANGOR | Existing | RYB | LV FUSE SWITCH |  | CLOSED | IEC MIDDLE CURVE | FUSES | SPARE |  |  |  | 250.000 A |  |  | 6 | Fail | Please check "Mounting"
379918150 | TNB | DISTRIBUTION | KUALA SELANGOR | Existing | RYB | LV FUSE SWITCH |  | CLOSED | IEC MIDDLE CURVE | FUSES | SPARE |  |  |  | 250.000 A |  |  | 6 | Fail | Please check "Mounting"
379918154 | TNB | DISTRIBUTION | KUALA SELANGOR | Existing | RYB | LV FUSE SWITCH |  | CLOSED | IEC MIDDLE CURVE | FUSES | SPARE |  |  |  | 250.000 A |  |  | 6 | Fail | Please check "Mounting"
379918164 | TNB | DISTRIBUTION | KUALA SELANGOR | Existing | RYB | LV FUSE SWITCH |  | CLOSED | IEC MIDDLE CURVE | FUSES | SPARE |  |  |  | 250.000 A |  |  | 6 | Fail | Please check "Mounting"
379918170 | TNB | DISTRIBUTION | KUALA SELANGOR | Existing | RYB | LV FUSE SWITCH |  | CLOSED | IEC MIDDLE CURVE | FUSES | SPARE |  |  |  | 250.000 A |  |  | 6 | Fail | Please check "Mounting"
379918182 | TNB | DISTRIBUTION | KUALA SELANGOR | Existing | RYB | LV FUSE SWITCH |  | CLOSED | IEC MIDDLE CURVE | FUSES | SPARE |  |  |  | 250.000 A |  |  | 6 | Fail | Please check "Mounting"
379918224 | TNB | DISTRIBUTION | KUALA SELANGOR | Existing | RYB | LV FUSE SWITCH |  | CLOSED | IEC MIDDLE CURVE | FUSES | SPARE |  |  |  | 250.000 A |  |  | 6 | Fail | Please check "Mounting"
379918236 | TNB | DISTRIBUTION | KUALA SELANGOR | Existing | RYB | LV FUSE SWITCH |  | CLOSED | IEC MIDDLE CURVE | FUSES | SPARE |  |  |  | 250.000 A |  |  | 6 | Fail | Please check "Mounting"
379918241 | TNB | DISTRIBUTION | KUALA SELANGOR | Existing | RYB | LV FUSE SWITCH |  | CLOSED | IEC MIDDLE CURVE | FUSES | SPARE |  |  |  | 250.000 A |  |  | 6 | Fail | Please check "Mounting"
379918244 | TNB | DISTRIBUTION | KUALA SELANGOR | Existing | RYB | LV FUSE SWITCH |  | CLOSED | IEC MIDDLE CURVE | FUSES | SPARE |  |  |  | 250.000 A |  |  | 6 | Fail | Please check "Mounting"
379918248 | TNB | DISTRIBUTION | KUALA SELANGOR | Existing | RYB | LV FUSE SWITCH |  | CLOSED | IEC MIDDLE CURVE | FUSES | SPARE |  |  |  | 250.000 A |  |  | 6 | Fail | Please check "Mounting"
379918258 | TNB | DISTRIBUTION | KUALA SELANGOR | Existing | RYB | LV FUSE SWITCH |  | CLOSED | IEC MIDDLE CURVE | FUSES | SPARE |  |  |  | 250.000 A |  |  | 6 | Fail | Please check "Mounting"
379918264 | TNB | DISTRIBUTION | KUALA SELANGOR | Existing | RYB | LV FUSE SWITCH |  | CLOSED | IEC MIDDLE CURVE | FUSES | SPARE |  |  |  | 250.000 A |  |  | 6 | Fail | Please check "Mounting"
379918276 | TNB | DISTRIBUTION | KUALA SELANGOR | Existing | RYB | LV FUSE SWITCH |  | CLOSED | IEC MIDDLE CURVE | FUSES | SPARE |  |  |  | 250.000 A |  |  | 6 | Fail | Please check "Mounting"
379918318 | TNB | DISTRIBUTION | KUALA SELANGOR | Existing | RYB | LV FUSE SWITCH |  | CLOSED | IEC MIDDLE CURVE | FUSES | SPARE |  |  |  | 250.000 A |  |  | 6 | Fail | Please check "Mounting"
379918330 | TNB | DISTRIBUTION | KUALA SELANGOR | Existing | RYB | LV FUSE SWITCH |  | CLOSED | IEC MIDDLE CURVE | FUSES | SPARE |  |  |  | 250.000 A |  |  | 6 | Fail | Please check "Mounting"
379918335 | TNB | DISTRIBUTION | KUALA SELANGOR | Existing | RYB | LV FUSE SWITCH |  | CLOSED | IEC MIDDLE CURVE | FUSES | SPARE |  |  |  | 250.000 A |  |  | 6 | Fail | Please check "Mounting"
379918338 | TNB | DISTRIBUTION | KUALA SELANGOR | Existing | RYB | LV FUSE SWITCH |  | CLOSED | IEC MIDDLE CURVE | FUSES | SPARE |  |  |  | 250.000 A |  |  | 6 | Fail | Please check "Mounting"
379918342 | TNB | DISTRIBUTION | KUALA SELANGOR | Existing | RYB | LV FUSE SWITCH |  | CLOSED | IEC MIDDLE CURVE | FUSES | SPARE |  |  |  | 250.000 A |  |  | 6 | Fail | Please check "Mounting"
379918352 | TNB | DISTRIBUTION | KUALA SELANGOR | Existing | RYB | LV FUSE SWITCH |  | CLOSED | IEC MIDDLE CURVE | FUSES | SPARE |  |  |  | 250.000 A |  |  | 6 | Fail | Please check "Mounting"
379918358 | TNB | DISTRIBUTION | KUALA SELANGOR | Existing | RYB | LV FUSE SWITCH |  | CLOSED | IEC MIDDLE CURVE | FUSES | SPARE |  |  |  | 250.000 A |  |  | 6 | Fail | Please check "Mounting"
379918370 | TNB | DISTRIBUTION | KUALA SELANGOR | Existing | RYB | LV FUSE SWITCH |  | CLOSED | IEC MIDDLE CURVE | FUSES | SPARE |  |  |  | 250.000 A |  |  | 6 | Fail | Please check "Mounting"
379918519 | TNB | DISTRIBUTION | KUALA SELANGOR | Existing | RYB | LV FUSE SWITCH |  | CLOSED | IEC MIDDLE CURVE | FUSES | SPARE |  |  |  | 250.000 A |  |  | 6 | Fail | Please check "Mounting"
379918531 | TNB | DISTRIBUTION | KUALA SELANGOR | Existing | RYB | LV FUSE SWITCH |  | CLOSED | IEC MIDDLE CURVE | FUSES | SPARE |  |  |  | 250.000 A |  |  | 6 | Fail | Please check "Mounting"
379918536 | TNB | DISTRIBUTION | KUALA SELANGOR | Existing | RYB | LV FUSE SWITCH |  | CLOSED | IEC MIDDLE CURVE | FUSES | SPARE |  |  |  | 250.000 A |  |  | 6 | Fail | Please check "Mounting"
379918539 | TNB | DISTRIBUTION | KUALA SELANGOR | Existing | RYB | LV FUSE SWITCH |  | CLOSED | IEC MIDDLE CURVE | FUSES | SPARE |  |  |  | 250.000 A |  |  | 6 | Fail | Please check "Mounting"
379918543 | TNB | DISTRIBUTION | KUALA SELANGOR | Existing | RYB | LV FUSE SWITCH |  | CLOSED | IEC MIDDLE CURVE | FUSES | SPARE |  |  |  | 250.000 A |  |  | 6 | Fail | Please check "Mounting"
379918553 | TNB | DISTRIBUTION | KUALA SELANGOR | Existing | RYB | LV FUSE SWITCH |  | CLOSED | IEC MIDDLE CURVE | FUSES | SPARE |  |  |  | 250.000 A |  |  | 6 | Fail | Please check "Mounting"
379918559 | TNB | DISTRIBUTION | KUALA SELANGOR | Existing | RYB | LV FUSE SWITCH |  | CLOSED | IEC MIDDLE CURVE | FUSES | SPARE |  |  |  | 250.000 A |  |  | 6 | Fail | Please check "Mounting"
379918571 | TNB | DISTRIBUTION | KUALA SELANGOR | Existing | RYB | LV FUSE SWITCH |  | CLOSED | IEC MIDDLE CURVE | FUSES | SPARE |  |  |  | 250.000 A |  |  | 6 | Fail | Please check "Mounting"
379918613 | TNB | DISTRIBUTION | KUALA SELANGOR | Existing | RYB | LV FUSE SWITCH |  | CLOSED | IEC MIDDLE CURVE | FUSES | SPARE |  |  |  | 250.000 A |  |  | 6 | Fail | Please check "Mounting"
379918625 | TNB | DISTRIBUTION | KUALA SELANGOR | Existing | RYB | LV FUSE SWITCH |  | CLOSED | IEC MIDDLE CURVE | FUSES | SPARE |  |  |  | 250.000 A |  |  | 6 | Fail | Please check "Mounting"
379918630 | TNB | DISTRIBUTION | KUALA SELANGOR | Existing | RYB | LV FUSE SWITCH |  | CLOSED | IEC MIDDLE CURVE | FUSES | SPARE |  |  |  | 250.000 A |  |  | 6 | Fail | Please check "Mounting"
379918633 | TNB | DISTRIBUTION | KUALA SELANGOR | Existing | RYB | LV FUSE SWITCH |  | CLOSED | IEC MIDDLE CURVE | FUSES | SPARE |  |  |  | 250.000 A |  |  | 6 | Fail | Please check "Mounting"
379918637 | TNB | DISTRIBUTION | KUALA SELANGOR | Existing | RYB | LV FUSE SWITCH |  | CLOSED | IEC MIDDLE CURVE | FUSES | SPARE |  |  |  | 250.000 A |  |  | 6 | Fail | Please check "Mounting"
379918647 | TNB | DISTRIBUTION | KUALA SELANGOR | Existing | RYB | LV FUSE SWITCH |  | CLOSED | IEC MIDDLE CURVE | FUSES | SPARE |  |  |  | 250.000 A |  |  | 6 | Fail | Please check "Mounting"
379918653 | TNB | DISTRIBUTION | KUALA SELANGOR | Existing | RYB | LV FUSE SWITCH |  | CLOSED | IEC MIDDLE CURVE | FUSES | SPARE |  |  |  | 250.000 A |  |  | 6 | Fail | Please check "Mounting"
379918665 | TNB | DISTRIBUTION | KUALA SELANGOR | Existing | RYB | LV FUSE SWITCH |  | CLOSED | IEC MIDDLE CURVE | FUSES | SPARE |  |  |  | 250.000 A |  |  | 6 | Fail | Please check "Mounting"
379918707 | TNB | DISTRIBUTION | KUALA SELANGOR | Existing | RYB | LV FUSE SWITCH |  | CLOSED | IEC MIDDLE CURVE | FUSES | SPARE |  |  |  | 250.000 A |  |  | 6 | Fail | Please check "Mounting"
379918719 | TNB | DISTRIBUTION | KUALA SELANGOR | Existing | RYB | LV FUSE SWITCH |  | CLOSED | IEC MIDDLE CURVE | FUSES | SPARE |  |  |  | 250.000 A |  |  | 6 | Fail | Please check "Mounting"
379918724 | TNB | DISTRIBUTION | KUALA SELANGOR | Existing | RYB | LV FUSE SWITCH |  | CLOSED | IEC MIDDLE CURVE | FUSES | SPARE |  |  |  | 250.000 A |  |  | 6 | Fail | Please check "Mounting"
379918727 | TNB | DISTRIBUTION | KUALA SELANGOR | Existing | RYB | LV FUSE SWITCH |  | CLOSED | IEC MIDDLE CURVE | FUSES | SPARE |  |  |  | 250.000 A |  |  | 6 | Fail | Please check "Mounting"
379918731 | TNB | DISTRIBUTION | KUALA SELANGOR | Existing | RYB | LV FUSE SWITCH |  | CLOSED | IEC MIDDLE CURVE | FUSES | SPARE |  |  |  | 250.000 A |  |  | 6 | Fail | Please check "Mounting"
379918741 | TNB | DISTRIBUTION | KUALA SELANGOR | Existing | RYB | LV FUSE SWITCH |  | CLOSED | IEC MIDDLE CURVE | FUSES | SPARE |  |  |  | 250.000 A |  |  | 6 | Fail | Please check "Mounting"
379918747 | TNB | DISTRIBUTION | KUALA SELANGOR | Existing | RYB | LV FUSE SWITCH |  | CLOSED | IEC MIDDLE CURVE | FUSES | SPARE |  |  |  | 250.000 A |  |  | 6 | Fail | Please check "Mounting"
379918759 | TNB | DISTRIBUTION | KUALA SELANGOR | Existing | RYB | LV FUSE SWITCH |  | CLOSED | IEC MIDDLE CURVE | FUSES | SPARE |  |  |  | 250.000 A |  |  | 6 | Fail | Please check "Mounting"
379918891 | TNB | DISTRIBUTION | KUALA SELANGOR | Existing | RYB | LV FUSE SWITCH |  | CLOSED | IEC MIDDLE CURVE | FUSES | SPARE |  |  |  | 250.000 A |  |  | 6 | Fail | Please check "Mounting"
379918903 | TNB | DISTRIBUTION | KUALA SELANGOR | Existing | RYB | LV FUSE SWITCH |  | CLOSED | IEC MIDDLE CURVE | FUSES | SPARE |  |  |  | 250.000 A |  |  | 6 | Fail | Please check "Mounting"
379918908 | TNB | DISTRIBUTION | KUALA SELANGOR | Existing | RYB | LV FUSE SWITCH |  | CLOSED | IEC MIDDLE CURVE | FUSES | SPARE |  |  |  | 250.000 A |  |  | 6 | Fail | Please check "Mounting"
379918911 | TNB | DISTRIBUTION | KUALA SELANGOR | Existing | RYB | LV FUSE SWITCH |  | CLOSED | IEC MIDDLE CURVE | FUSES | SPARE |  |  |  | 250.000 A |  |  | 6 | Fail | Please check "Mounting"
379918915 | TNB | DISTRIBUTION | KUALA SELANGOR | Existing | RYB | LV FUSE SWITCH |  | CLOSED | IEC MIDDLE CURVE | FUSES | SPARE |  |  |  | 250.000 A |  |  | 6 | Fail | Please check "Mounting"
379918925 | TNB | DISTRIBUTION | KUALA SELANGOR | Existing | RYB | LV FUSE SWITCH |  | CLOSED | IEC MIDDLE CURVE | FUSES | SPARE |  |  |  | 250.000 A |  |  | 6 | Fail | Please check "Mounting"
379918931 | TNB | DISTRIBUTION | KUALA SELANGOR | Existing | RYB | LV FUSE SWITCH |  | CLOSED | IEC MIDDLE CURVE | FUSES | SPARE |  |  |  | 250.000 A |  |  | 6 | Fail | Please check "Mounting"
379918943 | TNB | DISTRIBUTION | KUALA SELANGOR | Existing | RYB | LV FUSE SWITCH |  | CLOSED | IEC MIDDLE CURVE | FUSES | SPARE |  |  |  | 250.000 A |  |  | 6 | Fail | Please check "Mounting"
379918994 | TNB | DISTRIBUTION | KUALA SELANGOR | Existing | RYB | LV FUSE SWITCH |  | CLOSED | IEC MIDDLE CURVE | FUSES | SPARE |  |  |  | 250.000 A |  |  | 6 | Fail | Please check "Mounting"
379919006 | TNB | DISTRIBUTION | KUALA SELANGOR | Existing | RYB | LV FUSE SWITCH |  | CLOSED | IEC MIDDLE CURVE | FUSES | SPARE |  |  |  | 250.000 A |  |  | 6 | Fail | Please check "Mounting"
379919011 | TNB | DISTRIBUTION | KUALA SELANGOR | Existing | RYB | LV FUSE SWITCH |  | CLOSED | IEC MIDDLE CURVE | FUSES | SPARE |  |  |  | 250.000 A |  |  | 6 | Fail | Please check "Mounting"
379919014 | TNB | DISTRIBUTION | KUALA SELANGOR | Existing | RYB | LV FUSE SWITCH |  | CLOSED | IEC MIDDLE CURVE | FUSES | SPARE |  |  |  | 250.000 A |  |  | 6 | Fail | Please check "Mounting"
379919018 | TNB | DISTRIBUTION | KUALA SELANGOR | Existing | RYB | LV FUSE SWITCH |  | CLOSED | IEC MIDDLE CURVE | FUSES | SPARE |  |  |  | 250.000 A |  |  | 6 | Fail | Please check "Mounting"
379919028 | TNB | DISTRIBUTION | KUALA SELANGOR | Existing | RYB | LV FUSE SWITCH |  | CLOSED | IEC MIDDLE CURVE | FUSES | SPARE |  |  |  | 250.000 A |  |  | 6 | Fail | Please check "Mounting"
379919034 | TNB | DISTRIBUTION | KUALA SELANGOR | Existing | RYB | LV FUSE SWITCH |  | CLOSED | IEC MIDDLE CURVE | FUSES | SPARE |  |  |  | 250.000 A |  |  | 6 | Fail | Please check "Mounting"
379919046 | TNB | DISTRIBUTION | KUALA SELANGOR | Existing | RYB | LV FUSE SWITCH |  | CLOSED | IEC MIDDLE CURVE | FUSES | SPARE |  |  |  | 250.000 A |  |  | 6 | Fail | Please check "Mounting"
379919226 | TNB | DISTRIBUTION | KUALA SELANGOR | Existing | RYB | LV FUSE SWITCH |  | CLOSED | IEC MIDDLE CURVE | FUSES | SPARE |  |  |  | 250.000 A |  |  | 6 | Fail | Please check "Mounting"
379919238 | TNB | DISTRIBUTION | KUALA SELANGOR | Existing | RYB | LV FUSE SWITCH |  | CLOSED | IEC MIDDLE CURVE | FUSES | SPARE |  |  |  | 250.000 A |  |  | 6 | Fail | Please check "Mounting"
379919243 | TNB | DISTRIBUTION | KUALA SELANGOR | Existing | RYB | LV FUSE SWITCH |  | CLOSED | IEC MIDDLE CURVE | FUSES | SPARE |  |  |  | 250.000 A |  |  | 6 | Fail | Please check "Mounting"
379919246 | TNB | DISTRIBUTION | KUALA SELANGOR | Existing | RYB | LV FUSE SWITCH |  | CLOSED | IEC MIDDLE CURVE | FUSES | SPARE |  |  |  | 250.000 A |  |  | 6 | Fail | Please check "Mounting"
379919250 | TNB | DISTRIBUTION | KUALA SELANGOR | Existing | RYB | LV FUSE SWITCH |  | CLOSED | IEC MIDDLE CURVE | FUSES | SPARE |  |  |  | 250.000 A |  |  | 6 | Fail | Please check "Mounting"
379919260 | TNB | DISTRIBUTION | KUALA SELANGOR | Existing | RYB | LV FUSE SWITCH |  | CLOSED | IEC MIDDLE CURVE | FUSES | SPARE |  |  |  | 250.000 A |  |  | 6 | Fail | Please check "Mounting"
379919266 | TNB | DISTRIBUTION | KUALA SELANGOR | Existing | RYB | LV FUSE SWITCH |  | CLOSED | IEC MIDDLE CURVE | FUSES | SPARE |  |  |  | 250.000 A |  |  | 6 | Fail | Please check "Mounting"
379919278 | TNB | DISTRIBUTION | KUALA SELANGOR | Existing | RYB | LV FUSE SWITCH |  | CLOSED | IEC MIDDLE CURVE | FUSES | SPARE |  |  |  | 250.000 A |  |  | 6 | Fail | Please check "Mounting"
379919320 | TNB | DISTRIBUTION | KUALA SELANGOR | Existing | RYB | LV FUSE SWITCH |  | CLOSED | IEC MIDDLE CURVE | FUSES | SPARE |  |  |  | 250.000 A |  |  | 6 | Fail | Please check "Mounting"
379919332 | TNB | DISTRIBUTION | KUALA SELANGOR | Existing | RYB | LV FUSE SWITCH |  | CLOSED | IEC MIDDLE CURVE | FUSES | SPARE |  |  |  | 250.000 A |  |  | 6 | Fail | Please check "Mounting"
379919337 | TNB | DISTRIBUTION | KUALA SELANGOR | Existing | RYB | LV FUSE SWITCH |  | CLOSED | IEC MIDDLE CURVE | FUSES | SPARE |  |  |  | 250.000 A |  |  | 6 | Fail | Please check "Mounting"
379919340 | TNB | DISTRIBUTION | KUALA SELANGOR | Existing | RYB | LV FUSE SWITCH |  | CLOSED | IEC MIDDLE CURVE | FUSES | SPARE |  |  |  | 250.000 A |  |  | 6 | Fail | Please check "Mounting"
379919344 | TNB | DISTRIBUTION | KUALA SELANGOR | Existing | RYB | LV FUSE SWITCH |  | CLOSED | IEC MIDDLE CURVE | FUSES | SPARE |  |  |  | 250.000 A |  |  | 6 | Fail | Please check "Mounting"
379919354 | TNB | DISTRIBUTION | KUALA SELANGOR | Existing | RYB | LV FUSE SWITCH |  | CLOSED | IEC MIDDLE CURVE | FUSES | SPARE |  |  |  | 250.000 A |  |  | 6 | Fail | Please check "Mounting"
379919360 | TNB | DISTRIBUTION | KUALA SELANGOR | Existing | RYB | LV FUSE SWITCH |  | CLOSED | IEC MIDDLE CURVE | FUSES | SPARE |  |  |  | 250.000 A |  |  | 6 | Fail | Please check "Mounting"
379919372 | TNB | DISTRIBUTION | KUALA SELANGOR | Existing | RYB | LV FUSE SWITCH |  | CLOSED | IEC MIDDLE CURVE | FUSES | SPARE |  |  |  | 250.000 A |  |  | 6 | Fail | Please check "Mounting"
379919414 | TNB | DISTRIBUTION | KUALA SELANGOR | Existing | RYB | LV FUSE SWITCH |  | CLOSED | IEC MIDDLE CURVE | FUSES | SPARE |  |  |  | 250.000 A |  |  | 6 | Fail | Please check "Mounting"
379919426 | TNB | DISTRIBUTION | KUALA SELANGOR | Existing | RYB | LV FUSE SWITCH |  | CLOSED | IEC MIDDLE CURVE | FUSES | SPARE |  |  |  | 250.000 A |  |  | 6 | Fail | Please check "Mounting"
379919431 | TNB | DISTRIBUTION | KUALA SELANGOR | Existing | RYB | LV FUSE SWITCH |  | CLOSED | IEC MIDDLE CURVE | FUSES | SPARE |  |  |  | 250.000 A |  |  | 6 | Fail | Please check "Mounting"
379919434 | TNB | DISTRIBUTION | KUALA SELANGOR | Existing | RYB | LV FUSE SWITCH |  | CLOSED | IEC MIDDLE CURVE | FUSES | SPARE |  |  |  | 250.000 A |  |  | 6 | Fail | Please check "Mounting"
379919438 | TNB | DISTRIBUTION | KUALA SELANGOR | Existing | RYB | LV FUSE SWITCH |  | CLOSED | IEC MIDDLE CURVE | FUSES | SPARE |  |  |  | 250.000 A |  |  | 6 | Fail | Please check "Mounting"
379919448 | TNB | DISTRIBUTION | KUALA SELANGOR | Existing | RYB | LV FUSE SWITCH |  | CLOSED | IEC MIDDLE CURVE | FUSES | SPARE |  |  |  | 250.000 A |  |  | 6 | Fail | Please check "Mounting"
379919454 | TNB | DISTRIBUTION | KUALA SELANGOR | Existing | RYB | LV FUSE SWITCH |  | CLOSED | IEC MIDDLE CURVE | FUSES | SPARE |  |  |  | 250.000 A |  |  | 6 | Fail | Please check "Mounting"
379919466 | TNB | DISTRIBUTION | KUALA SELANGOR | Existing | RYB | LV FUSE SWITCH |  | CLOSED | IEC MIDDLE CURVE | FUSES | SPARE |  |  |  | 250.000 A |  |  | 6 | Fail | Please check "Mounting"
379919508 | TNB | DISTRIBUTION | KUALA SELANGOR | Existing | RYB | LV FUSE SWITCH |  | CLOSED | IEC MIDDLE CURVE | FUSES | SPARE |  |  |  | 250.000 A |  |  | 6 | Fail | Please check "Mounting"
379919520 | TNB | DISTRIBUTION | KUALA SELANGOR | Existing | RYB | LV FUSE SWITCH |  | CLOSED | IEC MIDDLE CURVE | FUSES | SPARE |  |  |  | 250.000 A |  |  | 6 | Fail | Please check "Mounting"
379919525 | TNB | DISTRIBUTION | KUALA SELANGOR | Existing | RYB | LV FUSE SWITCH |  | CLOSED | IEC MIDDLE CURVE | FUSES | SPARE |  |  |  | 250.000 A |  |  | 6 | Fail | Please check "Mounting"
379919528 | TNB | DISTRIBUTION | KUALA SELANGOR | Existing | RYB | LV FUSE SWITCH |  | CLOSED | IEC MIDDLE CURVE | FUSES | SPARE |  |  |  | 250.000 A |  |  | 6 | Fail | Please check "Mounting"
379919532 | TNB | DISTRIBUTION | KUALA SELANGOR | Existing | RYB | LV FUSE SWITCH |  | CLOSED | IEC MIDDLE CURVE | FUSES | SPARE |  |  |  | 250.000 A |  |  | 6 | Fail | Please check "Mounting"
379919542 | TNB | DISTRIBUTION | KUALA SELANGOR | Existing | RYB | LV FUSE SWITCH |  | CLOSED | IEC MIDDLE CURVE | FUSES | SPARE |  |  |  | 250.000 A |  |  | 6 | Fail | Please check "Mounting"
379919548 | TNB | DISTRIBUTION | KUALA SELANGOR | Existing | RYB | LV FUSE SWITCH |  | CLOSED | IEC MIDDLE CURVE | FUSES | SPARE |  |  |  | 250.000 A |  |  | 6 | Fail | Please check "Mounting"
379919560 | TNB | DISTRIBUTION | KUALA SELANGOR | Existing | RYB | LV FUSE SWITCH |  | CLOSED | IEC MIDDLE CURVE | FUSES | SPARE |  |  |  | 250.000 A |  |  | 6 | Fail | Please check "Mounting"
379919604 | TNB | DISTRIBUTION | KUALA SELANGOR | Existing | RYB | LV FUSE SWITCH |  | CLOSED | IEC MIDDLE CURVE | FUSES | SPARE |  |  |  | 250.000 A |  |  | 6 | Fail | Please check "Mounting"
379919616 | TNB | DISTRIBUTION | KUALA SELANGOR | Existing | RYB | LV FUSE SWITCH |  | CLOSED | IEC MIDDLE CURVE | FUSES | SPARE |  |  |  | 250.000 A |  |  | 6 | Fail | Please check "Mounting"
379919621 | TNB | DISTRIBUTION | KUALA SELANGOR | Existing | RYB | LV FUSE SWITCH |  | CLOSED | IEC MIDDLE CURVE | FUSES | SPARE |  |  |  | 250.000 A |  |  | 6 | Fail | Please check "Mounting"
379919624 | TNB | DISTRIBUTION | KUALA SELANGOR | Existing | RYB | LV FUSE SWITCH |  | CLOSED | IEC MIDDLE CURVE | FUSES | SPARE |  |  |  | 250.000 A |  |  | 6 | Fail | Please check "Mounting"
379919628 | TNB | DISTRIBUTION | KUALA SELANGOR | Existing | RYB | LV FUSE SWITCH |  | CLOSED | IEC MIDDLE CURVE | FUSES | SPARE |  |  |  | 250.000 A |  |  | 6 | Fail | Please check "Mounting"
379919638 | TNB | DISTRIBUTION | KUALA SELANGOR | Existing | RYB | LV FUSE SWITCH |  | CLOSED | IEC MIDDLE CURVE | FUSES | SPARE |  |  |  | 250.000 A |  |  | 6 | Fail | Please check "Mounting"
379919644 | TNB | DISTRIBUTION | KUALA SELANGOR | Existing | RYB | LV FUSE SWITCH |  | CLOSED | IEC MIDDLE CURVE | FUSES | SPARE |  |  |  | 250.000 A |  |  | 6 | Fail | Please check "Mounting"
379919656 | TNB | DISTRIBUTION | KUALA SELANGOR | Existing | RYB | LV FUSE SWITCH |  | CLOSED | IEC MIDDLE CURVE | FUSES | SPARE |  |  |  | 250.000 A |  |  | 6 | Fail | Please check "Mounting"
379919709 | TNB | DISTRIBUTION | KUALA SELANGOR | Existing | RYB | LV FUSE SWITCH |  | CLOSED | IEC MIDDLE CURVE | FUSES | SPARE |  |  |  | 250.000 A |  |  | 6 | Fail | Please check "Mounting"
379919721 | TNB | DISTRIBUTION | KUALA SELANGOR | Existing | RYB | LV FUSE SWITCH |  | CLOSED | IEC MIDDLE CURVE | FUSES | SPARE |  |  |  | 250.000 A |  |  | 6 | Fail | Please check "Mounting"
379919726 | TNB | DISTRIBUTION | KUALA SELANGOR | Existing | RYB | LV FUSE SWITCH |  | CLOSED | IEC MIDDLE CURVE | FUSES | SPARE |  |  |  | 250.000 A |  |  | 6 | Fail | Please check "Mounting"
379919729 | TNB | DISTRIBUTION | KUALA SELANGOR | Existing | RYB | LV FUSE SWITCH |  | CLOSED | IEC MIDDLE CURVE | FUSES | SPARE |  |  |  | 250.000 A |  |  | 6 | Fail | Please check "Mounting"
379919733 | TNB | DISTRIBUTION | KUALA SELANGOR | Existing | RYB | LV FUSE SWITCH |  | CLOSED | IEC MIDDLE CURVE | FUSES | SPARE |  |  |  | 250.000 A |  |  | 6 | Fail | Please check "Mounting"
379919743 | TNB | DISTRIBUTION | KUALA SELANGOR | Existing | RYB | LV FUSE SWITCH |  | CLOSED | IEC MIDDLE CURVE | FUSES | SPARE |  |  |  | 250.000 A |  |  | 6 | Fail | Please check "Mounting"
379919749 | TNB | DISTRIBUTION | KUALA SELANGOR | Existing | RYB | LV FUSE SWITCH |  | CLOSED | IEC MIDDLE CURVE | FUSES | SPARE |  |  |  | 250.000 A |  |  | 6 | Fail | Please check "Mounting"
379919761 | TNB | DISTRIBUTION | KUALA SELANGOR | Existing | RYB | LV FUSE SWITCH |  | CLOSED | IEC MIDDLE CURVE | FUSES | SPARE |  |  |  | 250.000 A |  |  | 6 | Fail | Please check "Mounting"
379919897 | TNB | DISTRIBUTION | KUALA SELANGOR | Existing | RYB | LV FUSE SWITCH |  | CLOSED | IEC MIDDLE CURVE | FUSES | SPARE |  |  |  | 250.000 A |  |  | 6 | Fail | Please check "Mounting"
379919909 | TNB | DISTRIBUTION | KUALA SELANGOR | Existing | RYB | LV FUSE SWITCH |  | CLOSED | IEC MIDDLE CURVE | FUSES | SPARE |  |  |  | 250.000 A |  |  | 6 | Fail | Please check "Mounting"
379919914 | TNB | DISTRIBUTION | KUALA SELANGOR | Existing | RYB | LV FUSE SWITCH |  | CLOSED | IEC MIDDLE CURVE | FUSES | SPARE |  |  |  | 250.000 A |  |  | 6 | Fail | Please check "Mounting"
379919917 | TNB | DISTRIBUTION | KUALA SELANGOR | Existing | RYB | LV FUSE SWITCH |  | CLOSED | IEC MIDDLE CURVE | FUSES | SPARE |  |  |  | 250.000 A |  |  | 6 | Fail | Please check "Mounting"
379919921 | TNB | DISTRIBUTION | KUALA SELANGOR | Existing | RYB | LV FUSE SWITCH |  | CLOSED | IEC MIDDLE CURVE | FUSES | SPARE |  |  |  | 250.000 A |  |  | 6 | Fail | Please check "Mounting"
379919931 | TNB | DISTRIBUTION | KUALA SELANGOR | Existing | RYB | LV FUSE SWITCH |  | CLOSED | IEC MIDDLE CURVE | FUSES | SPARE |  |  |  | 250.000 A |  |  | 6 | Fail | Please check "Mounting"
379919937 | TNB | DISTRIBUTION | KUALA SELANGOR | Existing | RYB | LV FUSE SWITCH |  | CLOSED | IEC MIDDLE CURVE | FUSES | SPARE |  |  |  | 250.000 A |  |  | 6 | Fail | Please check "Mounting"
379919949 | TNB | DISTRIBUTION | KUALA SELANGOR | Existing | RYB | LV FUSE SWITCH |  | CLOSED | IEC MIDDLE CURVE | FUSES | SPARE |  |  |  | 250.000 A |  |  | 6 | Fail | Please check "Mounting"
379919991 | TNB | DISTRIBUTION | KUALA SELANGOR | Existing | RYB | LV FUSE SWITCH |  | CLOSED | IEC MIDDLE CURVE | FUSES | SPARE |  |  |  | 250.000 A |  |  | 6 | Fail | Please check "Mounting"
379920003 | TNB | DISTRIBUTION | KUALA SELANGOR | Existing | RYB | LV FUSE SWITCH |  | CLOSED | IEC MIDDLE CURVE | FUSES | SPARE |  |  |  | 250.000 A |  |  | 6 | Fail | Please check "Mounting"
379920008 | TNB | DISTRIBUTION | KUALA SELANGOR | Existing | RYB | LV FUSE SWITCH |  | CLOSED | IEC MIDDLE CURVE | FUSES | SPARE |  |  |  | 250.000 A |  |  | 6 | Fail | Please check "Mounting"
379920011 | TNB | DISTRIBUTION | KUALA SELANGOR | Existing | RYB | LV FUSE SWITCH |  | CLOSED | IEC MIDDLE CURVE | FUSES | SPARE |  |  |  | 250.000 A |  |  | 6 | Fail | Please check "Mounting"
379920015 | TNB | DISTRIBUTION | KUALA SELANGOR | Existing | RYB | LV FUSE SWITCH |  | CLOSED | IEC MIDDLE CURVE | FUSES | SPARE |  |  |  | 250.000 A |  |  | 6 | Fail | Please check "Mounting"
379920025 | TNB | DISTRIBUTION | KUALA SELANGOR | Existing | RYB | LV FUSE SWITCH |  | CLOSED | IEC MIDDLE CURVE | FUSES | SPARE |  |  |  | 250.000 A |  |  | 6 | Fail | Please check "Mounting"
379920031 | TNB | DISTRIBUTION | KUALA SELANGOR | Existing | RYB | LV FUSE SWITCH |  | CLOSED | IEC MIDDLE CURVE | FUSES | SPARE |  |  |  | 250.000 A |  |  | 6 | Fail | Please check "Mounting"
379920043 | TNB | DISTRIBUTION | KUALA SELANGOR | Existing | RYB | LV FUSE SWITCH |  | CLOSED | IEC MIDDLE CURVE | FUSES | SPARE |  |  |  | 250.000 A |  |  | 6 | Fail | Please check "Mounting"
379920085 | TNB | DISTRIBUTION | KUALA SELANGOR | Existing | RYB | LV FUSE SWITCH |  | CLOSED | IEC MIDDLE CURVE | FUSES | SPARE |  |  |  | 250.000 A |  |  | 6 | Fail | Please check "Mounting"
379920097 | TNB | DISTRIBUTION | KUALA SELANGOR | Existing | RYB | LV FUSE SWITCH |  | CLOSED | IEC MIDDLE CURVE | FUSES | SPARE |  |  |  | 250.000 A |  |  | 6 | Fail | Please check "Mounting"
379920102 | TNB | DISTRIBUTION | KUALA SELANGOR | Existing | RYB | LV FUSE SWITCH |  | CLOSED | IEC MIDDLE CURVE | FUSES | SPARE |  |  |  | 250.000 A |  |  | 6 | Fail | Please check "Mounting"
379920105 | TNB | DISTRIBUTION | KUALA SELANGOR | Existing | RYB | LV FUSE SWITCH |  | CLOSED | IEC MIDDLE CURVE | FUSES | SPARE |  |  |  | 250.000 A |  |  | 6 | Fail | Please check "Mounting"
379920109 | TNB | DISTRIBUTION | KUALA SELANGOR | Existing | RYB | LV FUSE SWITCH |  | CLOSED | IEC MIDDLE CURVE | FUSES | SPARE |  |  |  | 250.000 A |  |  | 6 | Fail | Please check "Mounting"
379920119 | TNB | DISTRIBUTION | KUALA SELANGOR | Existing | RYB | LV FUSE SWITCH |  | CLOSED | IEC MIDDLE CURVE | FUSES | SPARE |  |  |  | 250.000 A |  |  | 6 | Fail | Please check "Mounting"
379920125 | TNB | DISTRIBUTION | KUALA SELANGOR | Existing | RYB | LV FUSE SWITCH |  | CLOSED | IEC MIDDLE CURVE | FUSES | SPARE |  |  |  | 250.000 A |  |  | 6 | Fail | Please check "Mounting"
379920137 | TNB | DISTRIBUTION | KUALA SELANGOR | Existing | RYB | LV FUSE SWITCH |  | CLOSED | IEC MIDDLE CURVE | FUSES | SPARE |  |  |  | 250.000 A |  |  | 6 | Fail | Please check "Mounting"
379920179 | TNB | DISTRIBUTION | KUALA SELANGOR | Existing | RYB | LV FUSE SWITCH |  | CLOSED | IEC MIDDLE CURVE | FUSES | SPARE |  |  |  | 250.000 A |  |  | 6 | Fail | Please check "Mounting"
379920191 | TNB | DISTRIBUTION | KUALA SELANGOR | Existing | RYB | LV FUSE SWITCH |  | OPEN | IEC MIDDLE CURVE | FUSES | SPARE |  |  |  | 250.000 A |  |  | 6 | Fail | Please check "Mounting"
379920196 | TNB | DISTRIBUTION | KUALA SELANGOR | Existing | RYB | LV FUSE SWITCH |  | OPEN | IEC MIDDLE CURVE | FUSES | SPARE |  |  |  | 250.000 A |  |  | 6 | Fail | Please check "Mounting"
379920199 | TNB | DISTRIBUTION | KUALA SELANGOR | Existing | RYB | LV FUSE SWITCH |  | OPEN | IEC MIDDLE CURVE | FUSES | SPARE |  |  |  | 250.000 A |  |  | 6 | Fail | Please check "Mounting"
379920203 | TNB | DISTRIBUTION | KUALA SELANGOR | Existing | RYB | LV FUSE SWITCH |  | OPEN | IEC MIDDLE CURVE | FUSES | SPARE |  |  |  | 250.000 A |  |  | 6 | Fail | Please check "Mounting"
379920213 | TNB | DISTRIBUTION | KUALA SELANGOR | Existing | RYB | LV FUSE SWITCH |  | OPEN | IEC MIDDLE CURVE | FUSES | SPARE |  |  |  | 250.000 A |  |  | 6 | Fail | Please check "Mounting"
379920219 | TNB | DISTRIBUTION | KUALA SELANGOR | Existing | RYB | LV FUSE SWITCH |  | OPEN | IEC MIDDLE CURVE | FUSES | SPARE |  |  |  | 250.000 A |  |  | 6 | Fail | Please check "Mounting"
379920231 | TNB | DISTRIBUTION | KUALA SELANGOR | Existing | RYB | LV FUSE SWITCH |  | CLOSED | IEC MIDDLE CURVE | FUSES | SPARE |  |  |  | 250.000 A |  |  | 6 | Fail | Please check "Mounting"
379993682 | TNB | DISTRIBUTION | KUALA SELANGOR | Existing | RYB | LV FUSE SWITCH |  | CLOSED | IEC MIDDLE CURVE | FUSES | SPARE |  |  |  | 250.000 A |  |  | 6 | Fail | Please check "Mounting"
379993694 | TNB | DISTRIBUTION | KUALA SELANGOR | Existing | RYB | LV FUSE SWITCH |  | CLOSED | IEC MIDDLE CURVE | FUSES | SPARE |  |  |  | 250.000 A |  |  | 6 | Fail | Please check "Mounting"
379993699 | TNB | DISTRIBUTION | KUALA SELANGOR | Existing | RYB | LV FUSE SWITCH |  | CLOSED | IEC MIDDLE CURVE | FUSES | SPARE |  |  |  | 250.000 A |  |  | 6 | Fail | Please check "Mounting"
379993702 | TNB | DISTRIBUTION | KUALA SELANGOR | Existing | RYB | LV FUSE SWITCH |  | CLOSED | IEC MIDDLE CURVE | FUSES | SPARE |  |  |  | 250.000 A |  |  | 6 | Fail | Please check "Mounting"
379993706 | TNB | DISTRIBUTION | KUALA SELANGOR | Existing | RYB | LV FUSE SWITCH |  | CLOSED | IEC MIDDLE CURVE | FUSES | SPARE |  |  |  | 250.000 A |  |  | 6 | Fail | Please check "Mounting"
379993716 | TNB | DISTRIBUTION | KUALA SELANGOR | Existing | RYB | LV FUSE SWITCH |  | CLOSED | IEC MIDDLE CURVE | FUSES | SPARE |  |  |  | 250.000 A |  |  | 6 | Fail | Please check "Mounting"
379993722 | TNB | DISTRIBUTION | KUALA SELANGOR | Existing | RYB | LV FUSE SWITCH |  | CLOSED | IEC MIDDLE CURVE | FUSES | SPARE |  |  |  | 250.000 A |  |  | 6 | Fail | Please check "Mounting"
379993734 | TNB | DISTRIBUTION | KUALA SELANGOR | Existing | RYB | LV FUSE SWITCH |  | CLOSED | IEC MIDDLE CURVE | FUSES | SPARE |  |  |  | 250.000 A |  |  | 6 | Fail | Please check "Mounting"
379993739 | TNB | DISTRIBUTION | KUALA SELANGOR | Existing | RYB | LV FUSE SWITCH |  | CLOSED | IEC MIDDLE CURVE | FUSES | SPARE |  |  |  | 250.000 A |  |  | 6 | Fail | Please check "Mounting"
379993751 | TNB | DISTRIBUTION | KUALA SELANGOR | Existing | RYB | LV FUSE SWITCH |  | CLOSED | IEC MIDDLE CURVE | FUSES | SPARE |  |  |  | 250.000 A |  |  | 6 | Fail | Please check "Mounting"
379993756 | TNB | DISTRIBUTION | KUALA SELANGOR | Existing | RYB | LV FUSE SWITCH |  | CLOSED | IEC MIDDLE CURVE | FUSES | SPARE |  |  |  | 250.000 A |  |  | 6 | Fail | Please check "Mounting"
379993759 | TNB | DISTRIBUTION | KUALA SELANGOR | Existing | RYB | LV FUSE SWITCH |  | CLOSED | IEC MIDDLE CURVE | FUSES | SPARE |  |  |  | 250.000 A |  |  | 6 | Fail | Please check "Mounting"
379993763 | TNB | DISTRIBUTION | KUALA SELANGOR | Existing | RYB | LV FUSE SWITCH |  | CLOSED | IEC MIDDLE CURVE | FUSES | SPARE |  |  |  | 250.000 A |  |  | 6 | Fail | Please check "Mounting"
379993773 | TNB | DISTRIBUTION | KUALA SELANGOR | Existing | RYB | LV FUSE SWITCH |  | CLOSED | IEC MIDDLE CURVE | FUSES | SPARE |  |  |  | 250.000 A |  |  | 6 | Fail | Please check "Mounting"
379993779 | TNB | DISTRIBUTION | KUALA SELANGOR | Existing | RYB | LV FUSE SWITCH |  | CLOSED | IEC MIDDLE CURVE | FUSES | SPARE |  |  |  | 250.000 A |  |  | 6 | Fail | Please check "Mounting"
379993791 | TNB | DISTRIBUTION | KUALA SELANGOR | Existing | RYB | LV FUSE SWITCH |  | CLOSED | IEC MIDDLE CURVE | FUSES | SPARE |  |  |  | 250.000 A |  |  | 6 | Fail | Please check "Mounting"
379993853 | TNB | DISTRIBUTION | KUALA SELANGOR | Existing | RYB | LV FUSE SWITCH |  | CLOSED | IEC MIDDLE CURVE | FUSES | SPARE |  |  |  | 250.000 A |  |  | 6 | Fail | Please check "Mounting"
379993865 | TNB | DISTRIBUTION | KUALA SELANGOR | Existing | RYB | LV FUSE SWITCH |  | CLOSED | IEC MIDDLE CURVE | FUSES | SPARE |  |  |  | 250.000 A |  |  | 6 | Fail | Please check "Mounting"
379993870 | TNB | DISTRIBUTION | KUALA SELANGOR | Existing | RYB | LV FUSE SWITCH |  | CLOSED | IEC MIDDLE CURVE | FUSES | SPARE |  |  |  | 250.000 A |  |  | 6 | Fail | Please check "Mounting"
379993873 | TNB | DISTRIBUTION | KUALA SELANGOR | Existing | RYB | LV FUSE SWITCH |  | CLOSED | IEC MIDDLE CURVE | FUSES | SPARE |  |  |  | 250.000 A |  |  | 6 | Fail | Please check "Mounting"
379993877 | TNB | DISTRIBUTION | KUALA SELANGOR | Existing | RYB | LV FUSE SWITCH |  | CLOSED | IEC MIDDLE CURVE | FUSES | SPARE |  |  |  | 250.000 A |  |  | 6 | Fail | Please check "Mounting"
379993887 | TNB | DISTRIBUTION | KUALA SELANGOR | Existing | RYB | LV FUSE SWITCH |  | CLOSED | IEC MIDDLE CURVE | FUSES | SPARE |  |  |  | 250.000 A |  |  | 6 | Fail | Please check "Mounting"
379993893 | TNB | DISTRIBUTION | KUALA SELANGOR | Existing | RYB | LV FUSE SWITCH |  | CLOSED | IEC MIDDLE CURVE | FUSES | SPARE |  |  |  | 250.000 A |  |  | 6 | Fail | Please check "Mounting"
379993905 | TNB | DISTRIBUTION | KUALA SELANGOR | Existing | RYB | LV FUSE SWITCH |  | CLOSED | IEC MIDDLE CURVE | FUSES | SPARE |  |  |  | 250.000 A |  |  | 6 | Fail | Please check "Mounting"
379993910 | TNB | DISTRIBUTION | KUALA SELANGOR | Existing | RYB | LV FUSE SWITCH |  | CLOSED | IEC MIDDLE CURVE | FUSES | SPARE |  |  |  | 250.000 A |  |  | 6 | Fail | Please check "Mounting"
379993922 | TNB | DISTRIBUTION | KUALA SELANGOR | Existing | RYB | LV FUSE SWITCH |  | CLOSED | IEC MIDDLE CURVE | FUSES | SPARE |  |  |  | 250.000 A |  |  | 6 | Fail | Please check "Mounting"
379993927 | TNB | DISTRIBUTION | KUALA SELANGOR | Existing | RYB | LV FUSE SWITCH |  | CLOSED | IEC MIDDLE CURVE | FUSES | SPARE |  |  |  | 250.000 A |  |  | 6 | Fail | Please check "Mounting"
379993930 | TNB | DISTRIBUTION | KUALA SELANGOR | Existing | RYB | LV FUSE SWITCH |  | CLOSED | IEC MIDDLE CURVE | FUSES | SPARE |  |  |  | 250.000 A |  |  | 6 | Fail | Please check "Mounting"
379993934 | TNB | DISTRIBUTION | KUALA SELANGOR | Existing | RYB | LV FUSE SWITCH |  | CLOSED | IEC MIDDLE CURVE | FUSES | SPARE |  |  |  | 250.000 A |  |  | 6 | Fail | Please check "Mounting"
379993944 | TNB | DISTRIBUTION | KUALA SELANGOR | Existing | RYB | LV FUSE SWITCH |  | CLOSED | IEC MIDDLE CURVE | FUSES | SPARE |  |  |  | 250.000 A |  |  | 6 | Fail | Please check "Mounting"
379993950 | TNB | DISTRIBUTION | KUALA SELANGOR | Existing | RYB | LV FUSE SWITCH |  | CLOSED | IEC MIDDLE CURVE | FUSES | SPARE |  |  |  | 250.000 A |  |  | 6 | Fail | Please check "Mounting"
379993962 | TNB | DISTRIBUTION | KUALA SELANGOR | Existing | RYB | LV FUSE SWITCH |  | CLOSED | IEC MIDDLE CURVE | FUSES | SPARE |  |  |  | 250.000 A |  |  | 6 | Fail | Please check "Mounting"
379994004 | TNB | DISTRIBUTION | KUALA SELANGOR | Existing | RYB | LV FUSE SWITCH |  | CLOSED | IEC MIDDLE CURVE | FUSES | SPARE |  |  |  | 250.000 A |  |  | 6 | Fail | Please check "Mounting"
379994016 | TNB | DISTRIBUTION | KUALA SELANGOR | Existing | RYB | LV FUSE SWITCH |  | CLOSED | IEC MIDDLE CURVE | FUSES | SPARE |  |  |  | 250.000 A |  |  | 6 | Fail | Please check "Mounting"
379994021 | TNB | DISTRIBUTION | KUALA SELANGOR | Existing | RYB | LV FUSE SWITCH |  | CLOSED | IEC MIDDLE CURVE | FUSES | SPARE |  |  |  | 250.000 A |  |  | 6 | Fail | Please check "Mounting"
379994024 | TNB | DISTRIBUTION | KUALA SELANGOR | Existing | RYB | LV FUSE SWITCH |  | CLOSED | IEC MIDDLE CURVE | FUSES | SPARE |  |  |  | 250.000 A |  |  | 6 | Fail | Please check "Mounting"
379994028 | TNB | DISTRIBUTION | KUALA SELANGOR | Existing | RYB | LV FUSE SWITCH |  | CLOSED | IEC MIDDLE CURVE | FUSES | SPARE |  |  |  | 250.000 A |  |  | 6 | Fail | Please check "Mounting"
379994038 | TNB | DISTRIBUTION | KUALA SELANGOR | Existing | RYB | LV FUSE SWITCH |  | CLOSED | IEC MIDDLE CURVE | FUSES | SPARE |  |  |  | 250.000 A |  |  | 6 | Fail | Please check "Mounting"
379994044 | TNB | DISTRIBUTION | KUALA SELANGOR | Existing | RYB | LV FUSE SWITCH |  | CLOSED | IEC MIDDLE CURVE | FUSES | SPARE |  |  |  | 250.000 A |  |  | 6 | Fail | Please check "Mounting"
379994056 | TNB | DISTRIBUTION | KUALA SELANGOR | Existing | RYB | LV FUSE SWITCH |  | CLOSED | IEC MIDDLE CURVE | FUSES | SPARE |  |  |  | 250.000 A |  |  | 6 | Fail | Please check "Mounting"
379994118 | TNB | DISTRIBUTION | KUALA SELANGOR | Existing | RYB | LV FUSE SWITCH |  | CLOSED | IEC MIDDLE CURVE | FUSES | SPARE |  |  |  | 250.000 A |  |  | 6 | Fail | Please check "Mounting"
379994130 | TNB | DISTRIBUTION | KUALA SELANGOR | Existing | RYB | LV FUSE SWITCH |  | CLOSED | IEC MIDDLE CURVE | FUSES | SPARE |  |  |  | 250.000 A |  |  | 6 | Fail | Please check "Mounting"
379994135 | TNB | DISTRIBUTION | KUALA SELANGOR | Existing | RYB | LV FUSE SWITCH |  | CLOSED | IEC MIDDLE CURVE | FUSES | SPARE |  |  |  | 250.000 A |  |  | 6 | Fail | Please check "Mounting"
379994138 | TNB | DISTRIBUTION | KUALA SELANGOR | Existing | RYB | LV FUSE SWITCH |  | CLOSED | IEC MIDDLE CURVE | FUSES | SPARE |  |  |  | 250.000 A |  |  | 6 | Fail | Please check "Mounting"
379994142 | TNB | DISTRIBUTION | KUALA SELANGOR | Existing | RYB | LV FUSE SWITCH |  | CLOSED | IEC MIDDLE CURVE | FUSES | SPARE |  |  |  | 250.000 A |  |  | 6 | Fail | Please check "Mounting"
379994152 | TNB | DISTRIBUTION | KUALA SELANGOR | Existing | RYB | LV FUSE SWITCH |  | CLOSED | IEC MIDDLE CURVE | FUSES | SPARE |  |  |  | 250.000 A |  |  | 6 | Fail | Please check "Mounting"
379994158 | TNB | DISTRIBUTION | KUALA SELANGOR | Existing | RYB | LV FUSE SWITCH |  | CLOSED | IEC MIDDLE CURVE | FUSES | SPARE |  |  |  | 250.000 A |  |  | 6 | Fail | Please check "Mounting"
379994170 | TNB | DISTRIBUTION | KUALA SELANGOR | Existing | RYB | LV FUSE SWITCH |  | CLOSED | IEC MIDDLE CURVE | FUSES | SPARE |  |  |  | 250.000 A |  |  | 6 | Fail | Please check "Mounting"
379994175 | TNB | DISTRIBUTION | KUALA SELANGOR | Existing | RYB | LV FUSE SWITCH |  | CLOSED | IEC MIDDLE CURVE | FUSES | SPARE |  |  |  | 250.000 A |  |  | 6 | Fail | Please check "Mounting"
379994187 | TNB | DISTRIBUTION | KUALA SELANGOR | Existing | RYB | LV FUSE SWITCH |  | CLOSED | IEC MIDDLE CURVE | FUSES | SPARE |  |  |  | 250.000 A |  |  | 6 | Fail | Please check "Mounting"
379994192 | TNB | DISTRIBUTION | KUALA SELANGOR | Existing | RYB | LV FUSE SWITCH |  | CLOSED | IEC MIDDLE CURVE | FUSES | SPARE |  |  |  | 250.000 A |  |  | 6 | Fail | Please check "Mounting"
379994195 | TNB | DISTRIBUTION | KUALA SELANGOR | Existing | RYB | LV FUSE SWITCH |  | CLOSED | IEC MIDDLE CURVE | FUSES | SPARE |  |  |  | 250.000 A |  |  | 6 | Fail | Please check "Mounting"
379994199 | TNB | DISTRIBUTION | KUALA SELANGOR | Existing | RYB | LV FUSE SWITCH |  | CLOSED | IEC MIDDLE CURVE | FUSES | SPARE |  |  |  | 250.000 A |  |  | 6 | Fail | Please check "Mounting"
379994209 | TNB | DISTRIBUTION | KUALA SELANGOR | Existing | RYB | LV FUSE SWITCH |  | CLOSED | IEC MIDDLE CURVE | FUSES | SPARE |  |  |  | 250.000 A |  |  | 6 | Fail | Please check "Mounting"
379994215 | TNB | DISTRIBUTION | KUALA SELANGOR | Existing | RYB | LV FUSE SWITCH |  | CLOSED | IEC MIDDLE CURVE | FUSES | SPARE |  |  |  | 250.000 A |  |  | 6 | Fail | Please check "Mounting"
379994227 | TNB | DISTRIBUTION | KUALA SELANGOR | Existing | RYB | LV FUSE SWITCH |  | CLOSED | IEC MIDDLE CURVE | FUSES | SPARE |  |  |  | 250.000 A |  |  | 6 | Fail | Please check "Mounting"
379994289 | TNB | DISTRIBUTION | KUALA SELANGOR | Existing | RYB | LV FUSE SWITCH |  | CLOSED | IEC MIDDLE CURVE | FUSES | SPARE |  |  |  | 250.000 A |  |  | 6 | Fail | Please check "Mounting"
379994301 | TNB | DISTRIBUTION | KUALA SELANGOR | Existing | RYB | LV FUSE SWITCH |  | CLOSED | IEC MIDDLE CURVE | FUSES | SPARE |  |  |  | 250.000 A |  |  | 6 | Fail | Please check "Mounting"
379994306 | TNB | DISTRIBUTION | KUALA SELANGOR | Existing | RYB | LV FUSE SWITCH |  | CLOSED | IEC MIDDLE CURVE | FUSES | SPARE |  |  |  | 250.000 A |  |  | 6 | Fail | Please check "Mounting"
379994309 | TNB | DISTRIBUTION | KUALA SELANGOR | Existing | RYB | LV FUSE SWITCH |  | CLOSED | IEC MIDDLE CURVE | FUSES | SPARE |  |  |  | 250.000 A |  |  | 6 | Fail | Please check "Mounting"
379994313 | TNB | DISTRIBUTION | KUALA SELANGOR | Existing | RYB | LV FUSE SWITCH |  | CLOSED | IEC MIDDLE CURVE | FUSES | SPARE |  |  |  | 250.000 A |  |  | 6 | Fail | Please check "Mounting"
379994323 | TNB | DISTRIBUTION | KUALA SELANGOR | Existing | RYB | LV FUSE SWITCH |  | CLOSED | IEC MIDDLE CURVE | FUSES | SPARE |  |  |  | 250.000 A |  |  | 6 | Fail | Please check "Mounting"
379994329 | TNB | DISTRIBUTION | KUALA SELANGOR | Existing | RYB | LV FUSE SWITCH |  | CLOSED | IEC MIDDLE CURVE | FUSES | SPARE |  |  |  | 250.000 A |  |  | 6 | Fail | Please check "Mounting"
379994341 | TNB | DISTRIBUTION | KUALA SELANGOR | Existing | RYB | LV FUSE SWITCH |  | CLOSED | IEC MIDDLE CURVE | FUSES | SPARE |  |  |  | 250.000 A |  |  | 6 | Fail | Please check "Mounting"
379994346 | TNB | DISTRIBUTION | KUALA SELANGOR | Existing | RYB | LV FUSE SWITCH |  | CLOSED | IEC MIDDLE CURVE | FUSES | SPARE |  |  |  | 250.000 A |  |  | 6 | Fail | Please check "Mounting"
379994358 | TNB | DISTRIBUTION | KUALA SELANGOR | Existing | RYB | LV FUSE SWITCH |  | CLOSED | IEC MIDDLE CURVE | FUSES | SPARE |  |  |  | 250.000 A |  |  | 6 | Fail | Please check "Mounting"
379994363 | TNB | DISTRIBUTION | KUALA SELANGOR | Existing | RYB | LV FUSE SWITCH |  | CLOSED | IEC MIDDLE CURVE | FUSES | SPARE |  |  |  | 250.000 A |  |  | 6 | Fail | Please check "Mounting"
379994366 | TNB | DISTRIBUTION | KUALA SELANGOR | Existing | RYB | LV FUSE SWITCH |  | CLOSED | IEC MIDDLE CURVE | FUSES | SPARE |  |  |  | 250.000 A |  |  | 6 | Fail | Please check "Mounting"
379994370 | TNB | DISTRIBUTION | KUALA SELANGOR | Existing | RYB | LV FUSE SWITCH |  | CLOSED | IEC MIDDLE CURVE | FUSES | SPARE |  |  |  | 250.000 A |  |  | 6 | Fail | Please check "Mounting"
379994380 | TNB | DISTRIBUTION | KUALA SELANGOR | Existing | RYB | LV FUSE SWITCH |  | CLOSED | IEC MIDDLE CURVE | FUSES | SPARE |  |  |  | 250.000 A |  |  | 6 | Fail | Please check "Mounting"
379994386 | TNB | DISTRIBUTION | KUALA SELANGOR | Existing | RYB | LV FUSE SWITCH |  | CLOSED | IEC MIDDLE CURVE | FUSES | SPARE |  |  |  | 250.000 A |  |  | 6 | Fail | Please check "Mounting"
379994398 | TNB | DISTRIBUTION | KUALA SELANGOR | Existing | RYB | LV FUSE SWITCH |  | CLOSED | IEC MIDDLE CURVE | FUSES | SPARE |  |  |  | 250.000 A |  |  | 6 | Fail | Please check "Mounting"
379994460 | TNB | DISTRIBUTION | KUALA SELANGOR | Existing | RYB | LV FUSE SWITCH |  | CLOSED | IEC MIDDLE CURVE | FUSES | SPARE |  |  |  | 250.000 A |  |  | 6 | Fail | Please check "Mounting"
379994472 | TNB | DISTRIBUTION | KUALA SELANGOR | Existing | RYB | LV FUSE SWITCH |  | CLOSED | IEC MIDDLE CURVE | FUSES | SPARE |  |  |  | 250.000 A |  |  | 6 | Fail | Please check "Mounting"
379994477 | TNB | DISTRIBUTION | KUALA SELANGOR | Existing | RYB | LV FUSE SWITCH |  | CLOSED | IEC MIDDLE CURVE | FUSES | SPARE |  |  |  | 250.000 A |  |  | 6 | Fail | Please check "Mounting"
379994480 | TNB | DISTRIBUTION | KUALA SELANGOR | Existing | RYB | LV FUSE SWITCH |  | CLOSED | IEC MIDDLE CURVE | FUSES | SPARE |  |  |  | 250.000 A |  |  | 6 | Fail | Please check "Mounting"
379994484 | TNB | DISTRIBUTION | KUALA SELANGOR | Existing | RYB | LV FUSE SWITCH |  | CLOSED | IEC MIDDLE CURVE | FUSES | SPARE |  |  |  | 250.000 A |  |  | 6 | Fail | Please check "Mounting"
379994494 | TNB | DISTRIBUTION | KUALA SELANGOR | Existing | RYB | LV FUSE SWITCH |  | CLOSED | IEC MIDDLE CURVE | FUSES | SPARE |  |  |  | 250.000 A |  |  | 6 | Fail | Please check "Mounting"
379994500 | TNB | DISTRIBUTION | KUALA SELANGOR | Existing | RYB | LV FUSE SWITCH |  | CLOSED | IEC MIDDLE CURVE | FUSES | SPARE |  |  |  | 250.000 A |  |  | 6 | Fail | Please check "Mounting"
379994512 | TNB | DISTRIBUTION | KUALA SELANGOR | Existing | RYB | LV FUSE SWITCH |  | CLOSED | IEC MIDDLE CURVE | FUSES | SPARE |  |  |  | 250.000 A |  |  | 6 | Fail | Please check "Mounting"
379994517 | TNB | DISTRIBUTION | KUALA SELANGOR | Existing | RYB | LV FUSE SWITCH |  | CLOSED | IEC MIDDLE CURVE | FUSES | SPARE |  |  |  | 250.000 A |  |  | 6 | Fail | Please check "Mounting"
379994529 | TNB | DISTRIBUTION | KUALA SELANGOR | Existing | RYB | LV FUSE SWITCH |  | CLOSED | IEC MIDDLE CURVE | FUSES | SPARE |  |  |  | 250.000 A |  |  | 6 | Fail | Please check "Mounting"
379994534 | TNB | DISTRIBUTION | KUALA SELANGOR | Existing | RYB | LV FUSE SWITCH |  | CLOSED | IEC MIDDLE CURVE | FUSES | SPARE |  |  |  | 250.000 A |  |  | 6 | Fail | Please check "Mounting"
379994537 | TNB | DISTRIBUTION | KUALA SELANGOR | Existing | RYB | LV FUSE SWITCH |  | CLOSED | IEC MIDDLE CURVE | FUSES | SPARE |  |  |  | 250.000 A |  |  | 6 | Fail | Please check "Mounting"
379994541 | TNB | DISTRIBUTION | KUALA SELANGOR | Existing | RYB | LV FUSE SWITCH |  | CLOSED | IEC MIDDLE CURVE | FUSES | SPARE |  |  |  | 250.000 A |  |  | 6 | Fail | Please check "Mounting"
379994551 | TNB | DISTRIBUTION | KUALA SELANGOR | Existing | RYB | LV FUSE SWITCH |  | CLOSED | IEC MIDDLE CURVE | FUSES | SPARE |  |  |  | 250.000 A |  |  | 6 | Fail | Please check "Mounting"
379994557 | TNB | DISTRIBUTION | KUALA SELANGOR | Existing | RYB | LV FUSE SWITCH |  | CLOSED | IEC MIDDLE CURVE | FUSES | SPARE |  |  |  | 250.000 A |  |  | 6 | Fail | Please check "Mounting"
379994569 | TNB | DISTRIBUTION | KUALA SELANGOR | Existing | RYB | LV FUSE SWITCH |  | CLOSED | IEC MIDDLE CURVE | FUSES | SPARE |  |  |  | 250.000 A |  |  | 6 | Fail | Please check "Mounting"
379994631 | TNB | DISTRIBUTION | KUALA SELANGOR | Existing | RYB | LV FUSE SWITCH |  | CLOSED | IEC MIDDLE CURVE | FUSES | SPARE |  |  |  | 250.000 A |  |  | 6 | Fail | Please check "Mounting"
379994643 | TNB | DISTRIBUTION | KUALA SELANGOR | Existing | RYB | LV FUSE SWITCH |  | CLOSED | IEC MIDDLE CURVE | FUSES | SPARE |  |  |  | 250.000 A |  |  | 6 | Fail | Please check "Mounting"
379994648 | TNB | DISTRIBUTION | KUALA SELANGOR | Existing | RYB | LV FUSE SWITCH |  | CLOSED | IEC MIDDLE CURVE | FUSES | SPARE |  |  |  | 250.000 A |  |  | 6 | Fail | Please check "Mounting"
379994651 | TNB | DISTRIBUTION | KUALA SELANGOR | Existing | RYB | LV FUSE SWITCH |  | CLOSED | IEC MIDDLE CURVE | FUSES | SPARE |  |  |  | 250.000 A |  |  | 6 | Fail | Please check "Mounting"
379994655 | TNB | DISTRIBUTION | KUALA SELANGOR | Existing | RYB | LV FUSE SWITCH |  | CLOSED | IEC MIDDLE CURVE | FUSES | SPARE |  |  |  | 250.000 A |  |  | 6 | Fail | Please check "Mounting"
379994665 | TNB | DISTRIBUTION | KUALA SELANGOR | Existing | RYB | LV FUSE SWITCH |  | CLOSED | IEC MIDDLE CURVE | FUSES | SPARE |  |  |  | 250.000 A |  |  | 6 | Fail | Please check "Mounting"
379994671 | TNB | DISTRIBUTION | KUALA SELANGOR | Existing | RYB | LV FUSE SWITCH |  | CLOSED | IEC MIDDLE CURVE | FUSES | SPARE |  |  |  | 250.000 A |  |  | 6 | Fail | Please check "Mounting"
379994683 | TNB | DISTRIBUTION | KUALA SELANGOR | Existing | RYB | LV FUSE SWITCH |  | CLOSED | IEC MIDDLE CURVE | FUSES | SPARE |  |  |  | 250.000 A |  |  | 6 | Fail | Please check "Mounting"
379994688 | TNB | DISTRIBUTION | KUALA SELANGOR | Existing | RYB | LV FUSE SWITCH |  | CLOSED | IEC MIDDLE CURVE | FUSES | SPARE |  |  |  | 250.000 A |  |  | 6 | Fail | Please check "Mounting"
379994700 | TNB | DISTRIBUTION | KUALA SELANGOR | Existing | RYB | LV FUSE SWITCH |  | CLOSED | IEC MIDDLE CURVE | FUSES | SPARE |  |  |  | 250.000 A |  |  | 6 | Fail | Please check "Mounting"
379994705 | TNB | DISTRIBUTION | KUALA SELANGOR | Existing | RYB | LV FUSE SWITCH |  | CLOSED | IEC MIDDLE CURVE | FUSES | SPARE |  |  |  | 250.000 A |  |  | 6 | Fail | Please check "Mounting"
379994708 | TNB | DISTRIBUTION | KUALA SELANGOR | Existing | RYB | LV FUSE SWITCH |  | CLOSED | IEC MIDDLE CURVE | FUSES | SPARE |  |  |  | 250.000 A |  |  | 6 | Fail | Please check "Mounting"
379994712 | TNB | DISTRIBUTION | KUALA SELANGOR | Existing | RYB | LV FUSE SWITCH |  | CLOSED | IEC MIDDLE CURVE | FUSES | SPARE |  |  |  | 250.000 A |  |  | 6 | Fail | Please check "Mounting"
379994722 | TNB | DISTRIBUTION | KUALA SELANGOR | Existing | RYB | LV FUSE SWITCH |  | CLOSED | IEC MIDDLE CURVE | FUSES | SPARE |  |  |  | 250.000 A |  |  | 6 | Fail | Please check "Mounting"
379994728 | TNB | DISTRIBUTION | KUALA SELANGOR | Existing | RYB | LV FUSE SWITCH |  | CLOSED | IEC MIDDLE CURVE | FUSES | SPARE |  |  |  | 250.000 A |  |  | 6 | Fail | Please check "Mounting"
379994740 | TNB | DISTRIBUTION | KUALA SELANGOR | Existing | RYB | LV FUSE SWITCH |  | CLOSED | IEC MIDDLE CURVE | FUSES | SPARE |  |  |  | 250.000 A |  |  | 6 | Fail | Please check "Mounting"
379994782 | TNB | DISTRIBUTION | KUALA SELANGOR | Existing | RYB | LV FUSE SWITCH |  | CLOSED | IEC MIDDLE CURVE | FUSES | SPARE |  |  |  | 250.000 A |  |  | 6 | Fail | Please check "Mounting"
379994794 | TNB | DISTRIBUTION | KUALA SELANGOR | Existing | RYB | LV FUSE SWITCH |  | CLOSED | IEC MIDDLE CURVE | FUSES | SPARE |  |  |  | 250.000 A |  |  | 6 | Fail | Please check "Mounting"
379994799 | TNB | DISTRIBUTION | KUALA SELANGOR | Existing | RYB | LV FUSE SWITCH |  | CLOSED | IEC MIDDLE CURVE | FUSES | SPARE |  |  |  | 250.000 A |  |  | 6 | Fail | Please check "Mounting"
379994802 | TNB | DISTRIBUTION | KUALA SELANGOR | Existing | RYB | LV FUSE SWITCH |  | CLOSED | IEC MIDDLE CURVE | FUSES | SPARE |  |  |  | 250.000 A |  |  | 6 | Fail | Please check "Mounting"
379994806 | TNB | DISTRIBUTION | KUALA SELANGOR | Existing | RYB | LV FUSE SWITCH |  | CLOSED | IEC MIDDLE CURVE | FUSES | SPARE |  |  |  | 250.000 A |  |  | 6 | Fail | Please check "Mounting"
379994816 | TNB | DISTRIBUTION | KUALA SELANGOR | Existing | RYB | LV FUSE SWITCH |  | CLOSED | IEC MIDDLE CURVE | FUSES | SPARE |  |  |  | 250.000 A |  |  | 6 | Fail | Please check "Mounting"
379994822 | TNB | DISTRIBUTION | KUALA SELANGOR | Existing | RYB | LV FUSE SWITCH |  | CLOSED | IEC MIDDLE CURVE | FUSES | SPARE |  |  |  | 250.000 A |  |  | 6 | Fail | Please check "Mounting"
379994834 | TNB | DISTRIBUTION | KUALA SELANGOR | Existing | RYB | LV FUSE SWITCH |  | CLOSED | IEC MIDDLE CURVE | FUSES | SPARE |  |  |  | 250.000 A |  |  | 6 | Fail | Please check "Mounting"
379994876 | TNB | DISTRIBUTION | KUALA SELANGOR | Existing | RYB | LV FUSE SWITCH |  | CLOSED | IEC MIDDLE CURVE | FUSES | SPARE |  |  |  | 250.000 A |  |  | 6 | Fail | Please check "Mounting"
379994888 | TNB | DISTRIBUTION | KUALA SELANGOR | Existing | RYB | LV FUSE SWITCH |  | CLOSED | IEC MIDDLE CURVE | FUSES | SPARE |  |  |  | 250.000 A |  |  | 6 | Fail | Please check "Mounting"
379994893 | TNB | DISTRIBUTION | KUALA SELANGOR | Existing | RYB | LV FUSE SWITCH |  | CLOSED | IEC MIDDLE CURVE | FUSES | SPARE |  |  |  | 250.000 A |  |  | 6 | Fail | Please check "Mounting"
379994896 | TNB | DISTRIBUTION | KUALA SELANGOR | Existing | RYB | LV FUSE SWITCH |  | CLOSED | IEC MIDDLE CURVE | FUSES | SPARE |  |  |  | 250.000 A |  |  | 6 | Fail | Please check "Mounting"
379994900 | TNB | DISTRIBUTION | KUALA SELANGOR | Existing | RYB | LV FUSE SWITCH |  | CLOSED | IEC MIDDLE CURVE | FUSES | SPARE |  |  |  | 250.000 A |  |  | 6 | Fail | Please check "Mounting"
379994910 | TNB | DISTRIBUTION | KUALA SELANGOR | Existing | RYB | LV FUSE SWITCH |  | CLOSED | IEC MIDDLE CURVE | FUSES | SPARE |  |  |  | 250.000 A |  |  | 6 | Fail | Please check "Mounting"
379994916 | TNB | DISTRIBUTION | KUALA SELANGOR | Existing | RYB | LV FUSE SWITCH |  | CLOSED | IEC MIDDLE CURVE | FUSES | SPARE |  |  |  | 250.000 A |  |  | 6 | Fail | Please check "Mounting"
379994928 | TNB | DISTRIBUTION | KUALA SELANGOR | Existing | RYB | LV FUSE SWITCH |  | CLOSED | IEC MIDDLE CURVE | FUSES | SPARE |  |  |  | 250.000 A |  |  | 6 | Fail | Please check "Mounting"
379994970 | TNB | DISTRIBUTION | KUALA SELANGOR | Existing | RYB | LV FUSE SWITCH |  | CLOSED | IEC MIDDLE CURVE | FUSES | SPARE |  |  |  | 250.000 A |  |  | 6 | Fail | Please check "Mounting"
379994982 | TNB | DISTRIBUTION | KUALA SELANGOR | Existing | RYB | LV FUSE SWITCH |  | CLOSED | IEC MIDDLE CURVE | FUSES | SPARE |  |  |  | 250.000 A |  |  | 6 | Fail | Please check "Mounting"
379994987 | TNB | DISTRIBUTION | KUALA SELANGOR | Existing | RYB | LV FUSE SWITCH |  | CLOSED | IEC MIDDLE CURVE | FUSES | SPARE |  |  |  | 250.000 A |  |  | 6 | Fail | Please check "Mounting"
379994990 | TNB | DISTRIBUTION | KUALA SELANGOR | Existing | RYB | LV FUSE SWITCH |  | CLOSED | IEC MIDDLE CURVE | FUSES | SPARE |  |  |  | 250.000 A |  |  | 6 | Fail | Please check "Mounting"
379994994 | TNB | DISTRIBUTION | KUALA SELANGOR | Existing | RYB | LV FUSE SWITCH |  | CLOSED | IEC MIDDLE CURVE | FUSES | SPARE |  |  |  | 250.000 A |  |  | 6 | Fail | Please check "Mounting"
379995004 | TNB | DISTRIBUTION | KUALA SELANGOR | Existing | RYB | LV FUSE SWITCH |  | CLOSED | IEC MIDDLE CURVE | FUSES | SPARE |  |  |  | 250.000 A |  |  | 6 | Fail | Please check "Mounting"
379995010 | TNB | DISTRIBUTION | KUALA SELANGOR | Existing | RYB | LV FUSE SWITCH |  | CLOSED | IEC MIDDLE CURVE | FUSES | SPARE |  |  |  | 250.000 A |  |  | 6 | Fail | Please check "Mounting"
379995022 | TNB | DISTRIBUTION | KUALA SELANGOR | Existing | RYB | LV FUSE SWITCH |  | CLOSED | IEC MIDDLE CURVE | FUSES | SPARE |  |  |  | 250.000 A |  |  | 6 | Fail | Please check "Mounting"
379995084 | TNB | DISTRIBUTION | KUALA SELANGOR | Existing | RYB | LV FUSE SWITCH |  | CLOSED | IEC MIDDLE CURVE | FUSES | SPARE |  |  |  | 250.000 A |  |  | 6 | Fail | Please check "Mounting"
379995096 | TNB | DISTRIBUTION | KUALA SELANGOR | Existing | RYB | LV FUSE SWITCH |  | CLOSED | IEC MIDDLE CURVE | FUSES | SPARE |  |  |  | 250.000 A |  |  | 6 | Fail | Please check "Mounting"
379995101 | TNB | DISTRIBUTION | KUALA SELANGOR | Existing | RYB | LV FUSE SWITCH |  | CLOSED | IEC MIDDLE CURVE | FUSES | SPARE |  |  |  | 250.000 A |  |  | 6 | Fail | Please check "Mounting"
379995104 | TNB | DISTRIBUTION | KUALA SELANGOR | Existing | RYB | LV FUSE SWITCH |  | CLOSED | IEC MIDDLE CURVE | FUSES | SPARE |  |  |  | 250.000 A |  |  | 6 | Fail | Please check "Mounting"
379995108 | TNB | DISTRIBUTION | KUALA SELANGOR | Existing | RYB | LV FUSE SWITCH |  | CLOSED | IEC MIDDLE CURVE | FUSES | SPARE |  |  |  | 250.000 A |  |  | 6 | Fail | Please check "Mounting"
379995118 | TNB | DISTRIBUTION | KUALA SELANGOR | Existing | RYB | LV FUSE SWITCH |  | CLOSED | IEC MIDDLE CURVE | FUSES | SPARE |  |  |  | 250.000 A |  |  | 6 | Fail | Please check "Mounting"
379995124 | TNB | DISTRIBUTION | KUALA SELANGOR | Existing | RYB | LV FUSE SWITCH |  | CLOSED | IEC MIDDLE CURVE | FUSES | SPARE |  |  |  | 250.000 A |  |  | 6 | Fail | Please check "Mounting"
379995136 | TNB | DISTRIBUTION | KUALA SELANGOR | Existing | RYB | LV FUSE SWITCH |  | CLOSED | IEC MIDDLE CURVE | FUSES | SPARE |  |  |  | 250.000 A |  |  | 6 | Fail | Please check "Mounting"
379995141 | TNB | DISTRIBUTION | KUALA SELANGOR | Existing | RYB | LV FUSE SWITCH |  | CLOSED | IEC MIDDLE CURVE | FUSES | SPARE |  |  |  | 250.000 A |  |  | 6 | Fail | Please check "Mounting"
379995153 | TNB | DISTRIBUTION | KUALA SELANGOR | Existing | RYB | LV FUSE SWITCH |  | CLOSED | IEC MIDDLE CURVE | FUSES | SPARE |  |  |  | 250.000 A |  |  | 6 | Fail | Please check "Mounting"
379995158 | TNB | DISTRIBUTION | KUALA SELANGOR | Existing | RYB | LV FUSE SWITCH |  | CLOSED | IEC MIDDLE CURVE | FUSES | SPARE |  |  |  | 250.000 A |  |  | 6 | Fail | Please check "Mounting"
379995161 | TNB | DISTRIBUTION | KUALA SELANGOR | Existing | RYB | LV FUSE SWITCH |  | CLOSED | IEC MIDDLE CURVE | FUSES | SPARE |  |  |  | 250.000 A |  |  | 6 | Fail | Please check "Mounting"
379995165 | TNB | DISTRIBUTION | KUALA SELANGOR | Existing | RYB | LV FUSE SWITCH |  | CLOSED | IEC MIDDLE CURVE | FUSES | SPARE |  |  |  | 250.000 A |  |  | 6 | Fail | Please check "Mounting"
379995175 | TNB | DISTRIBUTION | KUALA SELANGOR | Existing | RYB | LV FUSE SWITCH |  | CLOSED | IEC MIDDLE CURVE | FUSES | SPARE |  |  |  | 250.000 A |  |  | 6 | Fail | Please check "Mounting"
379995181 | TNB | DISTRIBUTION | KUALA SELANGOR | Existing | RYB | LV FUSE SWITCH |  | CLOSED | IEC MIDDLE CURVE | FUSES | SPARE |  |  |  | 250.000 A |  |  | 6 | Fail | Please check "Mounting"
379995193 | TNB | DISTRIBUTION | KUALA SELANGOR | Existing | RYB | LV FUSE SWITCH |  | CLOSED | IEC MIDDLE CURVE | FUSES | SPARE |  |  |  | 250.000 A |  |  | 6 | Fail | Please check "Mounting"
379995244 | TNB | DISTRIBUTION | KUALA SELANGOR | Existing | RYB | LV FUSE SWITCH |  | CLOSED | IEC MIDDLE CURVE | FUSES | SPARE |  |  |  | 250.000 A |  |  | 6 | Fail | Please check "Mounting"
379995256 | TNB | DISTRIBUTION | KUALA SELANGOR | Existing | RYB | LV FUSE SWITCH |  | CLOSED | IEC MIDDLE CURVE | FUSES | SPARE |  |  |  | 250.000 A |  |  | 6 | Fail | Please check "Mounting"
379995261 | TNB | DISTRIBUTION | KUALA SELANGOR | Existing | RYB | LV FUSE SWITCH |  | CLOSED | IEC MIDDLE CURVE | FUSES | SPARE |  |  |  | 250.000 A |  |  | 6 | Fail | Please check "Mounting"
379995264 | TNB | DISTRIBUTION | KUALA SELANGOR | Existing | RYB | LV FUSE SWITCH |  | CLOSED | IEC MIDDLE CURVE | FUSES | SPARE |  |  |  | 250.000 A |  |  | 6 | Fail | Please check "Mounting"
379995268 | TNB | DISTRIBUTION | KUALA SELANGOR | Existing | RYB | LV FUSE SWITCH |  | CLOSED | IEC MIDDLE CURVE | FUSES | SPARE |  |  |  | 250.000 A |  |  | 6 | Fail | Please check "Mounting"
379995278 | TNB | DISTRIBUTION | KUALA SELANGOR | Existing | RYB | LV FUSE SWITCH |  | CLOSED | IEC MIDDLE CURVE | FUSES | SPARE |  |  |  | 250.000 A |  |  | 6 | Fail | Please check "Mounting"
379995284 | TNB | DISTRIBUTION | KUALA SELANGOR | Existing | RYB | LV FUSE SWITCH |  | CLOSED | IEC MIDDLE CURVE | FUSES | SPARE |  |  |  | 250.000 A |  |  | 6 | Fail | Please check "Mounting"
379995296 | TNB | DISTRIBUTION | KUALA SELANGOR | Existing | RYB | LV FUSE SWITCH |  | CLOSED | IEC MIDDLE CURVE | FUSES | SPARE |  |  |  | 250.000 A |  |  | 6 | Fail | Please check "Mounting"
379995338 | TNB | DISTRIBUTION | KUALA SELANGOR | Existing | RYB | LV FUSE SWITCH |  | CLOSED | IEC MIDDLE CURVE | FUSES | SPARE |  |  |  | 250.000 A |  |  | 6 | Fail | Please check "Mounting"
379995350 | TNB | DISTRIBUTION | KUALA SELANGOR | Existing | RYB | LV FUSE SWITCH |  | CLOSED | IEC MIDDLE CURVE | FUSES | SPARE |  |  |  | 250.000 A |  |  | 6 | Fail | Please check "Mounting"
379995355 | TNB | DISTRIBUTION | KUALA SELANGOR | Existing | RYB | LV FUSE SWITCH |  | CLOSED | IEC MIDDLE CURVE | FUSES | SPARE |  |  |  | 250.000 A |  |  | 6 | Fail | Please check "Mounting"
379995358 | TNB | DISTRIBUTION | KUALA SELANGOR | Existing | RYB | LV FUSE SWITCH |  | CLOSED | IEC MIDDLE CURVE | FUSES | SPARE |  |  |  | 250.000 A |  |  | 6 | Fail | Please check "Mounting"
379995362 | TNB | DISTRIBUTION | KUALA SELANGOR | Existing | RYB | LV FUSE SWITCH |  | CLOSED | IEC MIDDLE CURVE | FUSES | SPARE |  |  |  | 250.000 A |  |  | 6 | Fail | Please check "Mounting"
379995372 | TNB | DISTRIBUTION | KUALA SELANGOR | Existing | RYB | LV FUSE SWITCH |  | CLOSED | IEC MIDDLE CURVE | FUSES | SPARE |  |  |  | 250.000 A |  |  | 6 | Fail | Please check "Mounting"
379995378 | TNB | DISTRIBUTION | KUALA SELANGOR | Existing | RYB | LV FUSE SWITCH |  | CLOSED | IEC MIDDLE CURVE | FUSES | SPARE |  |  |  | 250.000 A |  |  | 6 | Fail | Please check "Mounting"
379995390 | TNB | DISTRIBUTION | KUALA SELANGOR | Existing | RYB | LV FUSE SWITCH |  | CLOSED | IEC MIDDLE CURVE | FUSES | SPARE |  |  |  | 250.000 A |  |  | 6 | Fail | Please check "Mounting"
379995452 | TNB | DISTRIBUTION | KUALA SELANGOR | Existing | RYB | LV FUSE SWITCH |  | CLOSED | IEC MIDDLE CURVE | FUSES | SPARE |  |  |  | 250.000 A |  |  | 6 | Fail | Please check "Mounting"
379995464 | TNB | DISTRIBUTION | KUALA SELANGOR | Existing | RYB | LV FUSE SWITCH |  | CLOSED | IEC MIDDLE CURVE | FUSES | SPARE |  |  |  | 250.000 A |  |  | 6 | Fail | Please check "Mounting"
379995469 | TNB | DISTRIBUTION | KUALA SELANGOR | Existing | RYB | LV FUSE SWITCH |  | CLOSED | IEC MIDDLE CURVE | FUSES | SPARE |  |  |  | 250.000 A |  |  | 6 | Fail | Please check "Mounting"
379995472 | TNB | DISTRIBUTION | KUALA SELANGOR | Existing | RYB | LV FUSE SWITCH |  | CLOSED | IEC MIDDLE CURVE | FUSES | SPARE |  |  |  | 250.000 A |  |  | 6 | Fail | Please check "Mounting"
379995476 | TNB | DISTRIBUTION | KUALA SELANGOR | Existing | RYB | LV FUSE SWITCH |  | CLOSED | IEC MIDDLE CURVE | FUSES | SPARE |  |  |  | 250.000 A |  |  | 6 | Fail | Please check "Mounting"
379995486 | TNB | DISTRIBUTION | KUALA SELANGOR | Existing | RYB | LV FUSE SWITCH |  | CLOSED | IEC MIDDLE CURVE | FUSES | SPARE |  |  |  | 250.000 A |  |  | 6 | Fail | Please check "Mounting"
379995492 | TNB | DISTRIBUTION | KUALA SELANGOR | Existing | RYB | LV FUSE SWITCH |  | CLOSED | IEC MIDDLE CURVE | FUSES | SPARE |  |  |  | 250.000 A |  |  | 6 | Fail | Please check "Mounting"
379995504 | TNB | DISTRIBUTION | KUALA SELANGOR | Existing | RYB | LV FUSE SWITCH |  | CLOSED | IEC MIDDLE CURVE | FUSES | SPARE |  |  |  | 250.000 A |  |  | 6 | Fail | Please check "Mounting"
379995509 | TNB | DISTRIBUTION | KUALA SELANGOR | Existing | RYB | LV FUSE SWITCH |  | CLOSED | IEC MIDDLE CURVE | FUSES | SPARE |  |  |  | 250.000 A |  |  | 6 | Fail | Please check "Mounting"
379995521 | TNB | DISTRIBUTION | KUALA SELANGOR | Existing | RYB | LV FUSE SWITCH |  | CLOSED | IEC MIDDLE CURVE | FUSES | SPARE |  |  |  | 250.000 A |  |  | 6 | Fail | Please check "Mounting"
379995526 | TNB | DISTRIBUTION | KUALA SELANGOR | Existing | RYB | LV FUSE SWITCH |  | CLOSED | IEC MIDDLE CURVE | FUSES | SPARE |  |  |  | 250.000 A |  |  | 6 | Fail | Please check "Mounting"
379995529 | TNB | DISTRIBUTION | KUALA SELANGOR | Existing | RYB | LV FUSE SWITCH |  | CLOSED | IEC MIDDLE CURVE | FUSES | SPARE |  |  |  | 250.000 A |  |  | 6 | Fail | Please check "Mounting"
379995533 | TNB | DISTRIBUTION | KUALA SELANGOR | Existing | RYB | LV FUSE SWITCH |  | CLOSED | IEC MIDDLE CURVE | FUSES | SPARE |  |  |  | 250.000 A |  |  | 6 | Fail | Please check "Mounting"
379995543 | TNB | DISTRIBUTION | KUALA SELANGOR | Existing | RYB | LV FUSE SWITCH |  | CLOSED | IEC MIDDLE CURVE | FUSES | SPARE |  |  |  | 250.000 A |  |  | 6 | Fail | Please check "Mounting"
379995549 | TNB | DISTRIBUTION | KUALA SELANGOR | Existing | RYB | LV FUSE SWITCH |  | CLOSED | IEC MIDDLE CURVE | FUSES | SPARE |  |  |  | 250.000 A |  |  | 6 | Fail | Please check "Mounting"
379995561 | TNB | DISTRIBUTION | KUALA SELANGOR | Existing | RYB | LV FUSE SWITCH |  | CLOSED | IEC MIDDLE CURVE | FUSES | SPARE |  |  |  | 250.000 A |  |  | 6 | Fail | Please check "Mounting"
379995623 | TNB | DISTRIBUTION | KUALA SELANGOR | Existing | RYB | LV FUSE SWITCH |  | CLOSED | IEC MIDDLE CURVE | FUSES | SPARE |  |  |  | 250.000 A |  |  | 6 | Fail | Please check "Mounting"
379995635 | TNB | DISTRIBUTION | KUALA SELANGOR | Existing | RYB | LV FUSE SWITCH |  | CLOSED | IEC MIDDLE CURVE | FUSES | SPARE |  |  |  | 250.000 A |  |  | 6 | Fail | Please check "Mounting"
379995640 | TNB | DISTRIBUTION | KUALA SELANGOR | Existing | RYB | LV FUSE SWITCH |  | CLOSED | IEC MIDDLE CURVE | FUSES | SPARE |  |  |  | 250.000 A |  |  | 6 | Fail | Please check "Mounting"
379995643 | TNB | DISTRIBUTION | KUALA SELANGOR | Existing | RYB | LV FUSE SWITCH |  | CLOSED | IEC MIDDLE CURVE | FUSES | SPARE |  |  |  | 250.000 A |  |  | 6 | Fail | Please check "Mounting"
379995647 | TNB | DISTRIBUTION | KUALA SELANGOR | Existing | RYB | LV FUSE SWITCH |  | CLOSED | IEC MIDDLE CURVE | FUSES | SPARE |  |  |  | 250.000 A |  |  | 6 | Fail | Please check "Mounting"
379995657 | TNB | DISTRIBUTION | KUALA SELANGOR | Existing | RYB | LV FUSE SWITCH |  | CLOSED | IEC MIDDLE CURVE | FUSES | SPARE |  |  |  | 250.000 A |  |  | 6 | Fail | Please check "Mounting"
379995663 | TNB | DISTRIBUTION | KUALA SELANGOR | Existing | RYB | LV FUSE SWITCH |  | CLOSED | IEC MIDDLE CURVE | FUSES | SPARE |  |  |  | 250.000 A |  |  | 6 | Fail | Please check "Mounting"
379995675 | TNB | DISTRIBUTION | KUALA SELANGOR | Existing | RYB | LV FUSE SWITCH |  | CLOSED | IEC MIDDLE CURVE | FUSES | SPARE |  |  |  | 250.000 A |  |  | 6 | Fail | Please check "Mounting"
379995680 | TNB | DISTRIBUTION | KUALA SELANGOR | Existing | RYB | LV FUSE SWITCH |  | CLOSED | IEC MIDDLE CURVE | FUSES | SPARE |  |  |  | 250.000 A |  |  | 6 | Fail | Please check "Mounting"
379995692 | TNB | DISTRIBUTION | KUALA SELANGOR | Existing | RYB | LV FUSE SWITCH |  | CLOSED | IEC MIDDLE CURVE | FUSES | SPARE |  |  |  | 250.000 A |  |  | 6 | Fail | Please check "Mounting"
379995697 | TNB | DISTRIBUTION | KUALA SELANGOR | Existing | RYB | LV FUSE SWITCH |  | CLOSED | IEC MIDDLE CURVE | FUSES | SPARE |  |  |  | 250.000 A |  |  | 6 | Fail | Please check "Mounting"
379995700 | TNB | DISTRIBUTION | KUALA SELANGOR | Existing | RYB | LV FUSE SWITCH |  | CLOSED | IEC MIDDLE CURVE | FUSES | SPARE |  |  |  | 250.000 A |  |  | 6 | Fail | Please check "Mounting"
379995704 | TNB | DISTRIBUTION | KUALA SELANGOR | Existing | RYB | LV FUSE SWITCH |  | CLOSED | IEC MIDDLE CURVE | FUSES | SPARE |  |  |  | 250.000 A |  |  | 6 | Fail | Please check "Mounting"
379995714 | TNB | DISTRIBUTION | KUALA SELANGOR | Existing | RYB | LV FUSE SWITCH |  | CLOSED | IEC MIDDLE CURVE | FUSES | SPARE |  |  |  | 250.000 A |  |  | 6 | Fail | Please check "Mounting"
379995720 | TNB | DISTRIBUTION | KUALA SELANGOR | Existing | RYB | LV FUSE SWITCH |  | CLOSED | IEC MIDDLE CURVE | FUSES | SPARE |  |  |  | 250.000 A |  |  | 6 | Fail | Please check "Mounting"
379995732 | TNB | DISTRIBUTION | KUALA SELANGOR | Existing | RYB | LV FUSE SWITCH |  | CLOSED | IEC MIDDLE CURVE | FUSES | SPARE |  |  |  | 250.000 A |  |  | 6 | Fail | Please check "Mounting"
379995794 | TNB | DISTRIBUTION | KUALA SELANGOR | Existing | RYB | LV FUSE SWITCH |  | CLOSED | IEC MIDDLE CURVE | FUSES | SPARE |  |  |  | 250.000 A |  |  | 6 | Fail | Please check "Mounting"
379995806 | TNB | DISTRIBUTION | KUALA SELANGOR | Existing | RYB | LV FUSE SWITCH |  | CLOSED | IEC MIDDLE CURVE | FUSES | SPARE |  |  |  | 250.000 A |  |  | 6 | Fail | Please check "Mounting"
379995811 | TNB | DISTRIBUTION | KUALA SELANGOR | Existing | RYB | LV FUSE SWITCH |  | CLOSED | IEC MIDDLE CURVE | FUSES | SPARE |  |  |  | 250.000 A |  |  | 6 | Fail | Please check "Mounting"
379995814 | TNB | DISTRIBUTION | KUALA SELANGOR | Existing | RYB | LV FUSE SWITCH |  | CLOSED | IEC MIDDLE CURVE | FUSES | SPARE |  |  |  | 250.000 A |  |  | 6 | Fail | Please check "Mounting"
379995818 | TNB | DISTRIBUTION | KUALA SELANGOR | Existing | RYB | LV FUSE SWITCH |  | CLOSED | IEC MIDDLE CURVE | FUSES | SPARE |  |  |  | 250.000 A |  |  | 6 | Fail | Please check "Mounting"
379995828 | TNB | DISTRIBUTION | KUALA SELANGOR | Existing | RYB | LV FUSE SWITCH |  | CLOSED | IEC MIDDLE CURVE | FUSES | SPARE |  |  |  | 250.000 A |  |  | 6 | Fail | Please check "Mounting"
379995834 | TNB | DISTRIBUTION | KUALA SELANGOR | Existing | RYB | LV FUSE SWITCH |  | CLOSED | IEC MIDDLE CURVE | FUSES | SPARE |  |  |  | 250.000 A |  |  | 6 | Fail | Please check "Mounting"
379995846 | TNB | DISTRIBUTION | KUALA SELANGOR | Existing | RYB | LV FUSE SWITCH |  | CLOSED | IEC MIDDLE CURVE | FUSES | SPARE |  |  |  | 250.000 A |  |  | 6 | Fail | Please check "Mounting"
379995851 | TNB | DISTRIBUTION | KUALA SELANGOR | Existing | RYB | LV FUSE SWITCH |  | CLOSED | IEC MIDDLE CURVE | FUSES | SPARE |  |  |  | 250.000 A |  |  | 6 | Fail | Please check "Mounting"
379995863 | TNB | DISTRIBUTION | KUALA SELANGOR | Existing | RYB | LV FUSE SWITCH |  | CLOSED | IEC MIDDLE CURVE | FUSES | SPARE |  |  |  | 250.000 A |  |  | 6 | Fail | Please check "Mounting"
379995868 | TNB | DISTRIBUTION | KUALA SELANGOR | Existing | RYB | LV FUSE SWITCH |  | CLOSED | IEC MIDDLE CURVE | FUSES | SPARE |  |  |  | 250.000 A |  |  | 6 | Fail | Please check "Mounting"
379995871 | TNB | DISTRIBUTION | KUALA SELANGOR | Existing | RYB | LV FUSE SWITCH |  | CLOSED | IEC MIDDLE CURVE | FUSES | SPARE |  |  |  | 250.000 A |  |  | 6 | Fail | Please check "Mounting"
379995875 | TNB | DISTRIBUTION | KUALA SELANGOR | Existing | RYB | LV FUSE SWITCH |  | CLOSED | IEC MIDDLE CURVE | FUSES | SPARE |  |  |  | 250.000 A |  |  | 6 | Fail | Please check "Mounting"
379995885 | TNB | DISTRIBUTION | KUALA SELANGOR | Existing | RYB | LV FUSE SWITCH |  | CLOSED | IEC MIDDLE CURVE | FUSES | SPARE |  |  |  | 250.000 A |  |  | 6 | Fail | Please check "Mounting"
379995891 | TNB | DISTRIBUTION | KUALA SELANGOR | Existing | RYB | LV FUSE SWITCH |  | CLOSED | IEC MIDDLE CURVE | FUSES | SPARE |  |  |  | 250.000 A |  |  | 6 | Fail | Please check "Mounting"
379995903 | TNB | DISTRIBUTION | KUALA SELANGOR | Existing | RYB | LV FUSE SWITCH |  | CLOSED | IEC MIDDLE CURVE | FUSES | SPARE |  |  |  | 250.000 A |  |  | 6 | Fail | Please check "Mounting"
379995965 | TNB | DISTRIBUTION | KUALA SELANGOR | Existing | RYB | LV FUSE SWITCH |  | CLOSED | IEC MIDDLE CURVE | FUSES | SPARE |  |  |  | 250.000 A |  |  | 6 | Fail | Please check "Mounting"
379995977 | TNB | DISTRIBUTION | KUALA SELANGOR | Existing | RYB | LV FUSE SWITCH |  | CLOSED | IEC MIDDLE CURVE | FUSES | SPARE |  |  |  | 250.000 A |  |  | 6 | Fail | Please check "Mounting"
379995982 | TNB | DISTRIBUTION | KUALA SELANGOR | Existing | RYB | LV FUSE SWITCH |  | CLOSED | IEC MIDDLE CURVE | FUSES | SPARE |  |  |  | 250.000 A |  |  | 6 | Fail | Please check "Mounting"
379995985 | TNB | DISTRIBUTION | KUALA SELANGOR | Existing | RYB | LV FUSE SWITCH |  | CLOSED | IEC MIDDLE CURVE | FUSES | SPARE |  |  |  | 250.000 A |  |  | 6 | Fail | Please check "Mounting"
379995989 | TNB | DISTRIBUTION | KUALA SELANGOR | Existing | RYB | LV FUSE SWITCH |  | CLOSED | IEC MIDDLE CURVE | FUSES | SPARE |  |  |  | 250.000 A |  |  | 6 | Fail | Please check "Mounting"
379995999 | TNB | DISTRIBUTION | KUALA SELANGOR | Existing | RYB | LV FUSE SWITCH |  | CLOSED | IEC MIDDLE CURVE | FUSES | SPARE |  |  |  | 250.000 A |  |  | 6 | Fail | Please check "Mounting"
379996005 | TNB | DISTRIBUTION | KUALA SELANGOR | Existing | RYB | LV FUSE SWITCH |  | CLOSED | IEC MIDDLE CURVE | FUSES | SPARE |  |  |  | 250.000 A |  |  | 6 | Fail | Please check "Mounting"
379996017 | TNB | DISTRIBUTION | KUALA SELANGOR | Existing | RYB | LV FUSE SWITCH |  | CLOSED | IEC MIDDLE CURVE | FUSES | SPARE |  |  |  | 250.000 A |  |  | 6 | Fail | Please check "Mounting"
379996022 | TNB | DISTRIBUTION | KUALA SELANGOR | Existing | RYB | LV FUSE SWITCH |  | CLOSED | IEC MIDDLE CURVE | FUSES | SPARE |  |  |  | 250.000 A |  |  | 6 | Fail | Please check "Mounting"
379996034 | TNB | DISTRIBUTION | KUALA SELANGOR | Existing | RYB | LV FUSE SWITCH |  | CLOSED | IEC MIDDLE CURVE | FUSES | SPARE |  |  |  | 250.000 A |  |  | 6 | Fail | Please check "Mounting"
379996039 | TNB | DISTRIBUTION | KUALA SELANGOR | Existing | RYB | LV FUSE SWITCH |  | CLOSED | IEC MIDDLE CURVE | FUSES | SPARE |  |  |  | 250.000 A |  |  | 6 | Fail | Please check "Mounting"
379996042 | TNB | DISTRIBUTION | KUALA SELANGOR | Existing | RYB | LV FUSE SWITCH |  | CLOSED | IEC MIDDLE CURVE | FUSES | SPARE |  |  |  | 250.000 A |  |  | 6 | Fail | Please check "Mounting"
379996046 | TNB | DISTRIBUTION | KUALA SELANGOR | Existing | RYB | LV FUSE SWITCH |  | CLOSED | IEC MIDDLE CURVE | FUSES | SPARE |  |  |  | 250.000 A |  |  | 6 | Fail | Please check "Mounting"
379996056 | TNB | DISTRIBUTION | KUALA SELANGOR | Existing | RYB | LV FUSE SWITCH |  | CLOSED | IEC MIDDLE CURVE | FUSES | SPARE |  |  |  | 250.000 A |  |  | 6 | Fail | Please check "Mounting"
379996062 | TNB | DISTRIBUTION | KUALA SELANGOR | Existing | RYB | LV FUSE SWITCH |  | CLOSED | IEC MIDDLE CURVE | FUSES | SPARE |  |  |  | 250.000 A |  |  | 6 | Fail | Please check "Mounting"
379996074 | TNB | DISTRIBUTION | KUALA SELANGOR | Existing | RYB | LV FUSE SWITCH |  | CLOSED | IEC MIDDLE CURVE | FUSES | SPARE |  |  |  | 250.000 A |  |  | 6 | Fail | Please check "Mounting"
379996116 | TNB | DISTRIBUTION | KUALA SELANGOR | Existing | RYB | LV FUSE SWITCH |  | CLOSED | IEC MIDDLE CURVE | FUSES | SPARE |  |  |  | 250.000 A |  |  | 6 | Fail | Please check "Mounting"
379996128 | TNB | DISTRIBUTION | KUALA SELANGOR | Existing | RYB | LV FUSE SWITCH |  | CLOSED | IEC MIDDLE CURVE | FUSES | SPARE |  |  |  | 250.000 A |  |  | 6 | Fail | Please check "Mounting"
379996133 | TNB | DISTRIBUTION | KUALA SELANGOR | Existing | RYB | LV FUSE SWITCH |  | CLOSED | IEC MIDDLE CURVE | FUSES | SPARE |  |  |  | 250.000 A |  |  | 6 | Fail | Please check "Mounting"
379996136 | TNB | DISTRIBUTION | KUALA SELANGOR | Existing | RYB | LV FUSE SWITCH |  | CLOSED | IEC MIDDLE CURVE | FUSES | SPARE |  |  |  | 250.000 A |  |  | 6 | Fail | Please check "Mounting"
379996140 | TNB | DISTRIBUTION | KUALA SELANGOR | Existing | RYB | LV FUSE SWITCH |  | CLOSED | IEC MIDDLE CURVE | FUSES | SPARE |  |  |  | 250.000 A |  |  | 6 | Fail | Please check "Mounting"
379996150 | TNB | DISTRIBUTION | KUALA SELANGOR | Existing | RYB | LV FUSE SWITCH |  | CLOSED | IEC MIDDLE CURVE | FUSES | SPARE |  |  |  | 250.000 A |  |  | 6 | Fail | Please check "Mounting"
379996156 | TNB | DISTRIBUTION | KUALA SELANGOR | Existing | RYB | LV FUSE SWITCH |  | CLOSED | IEC MIDDLE CURVE | FUSES | SPARE |  |  |  | 250.000 A |  |  | 6 | Fail | Please check "Mounting"
379996168 | TNB | DISTRIBUTION | KUALA SELANGOR | Existing | RYB | LV FUSE SWITCH |  | CLOSED | IEC MIDDLE CURVE | FUSES | SPARE |  |  |  | 250.000 A |  |  | 6 | Fail | Please check "Mounting"
379996230 | TNB | DISTRIBUTION | KUALA SELANGOR | Existing | RYB | LV FUSE SWITCH |  | CLOSED | IEC MIDDLE CURVE | FUSES | SPARE |  |  |  | 250.000 A |  |  | 6 | Fail | Please check "Mounting"
379996242 | TNB | DISTRIBUTION | KUALA SELANGOR | Existing | RYB | LV FUSE SWITCH |  | CLOSED | IEC MIDDLE CURVE | FUSES | SPARE |  |  |  | 250.000 A |  |  | 6 | Fail | Please check "Mounting"
379996247 | TNB | DISTRIBUTION | KUALA SELANGOR | Existing | RYB | LV FUSE SWITCH |  | CLOSED | IEC MIDDLE CURVE | FUSES | SPARE |  |  |  | 250.000 A |  |  | 6 | Fail | Please check "Mounting"
379996250 | TNB | DISTRIBUTION | KUALA SELANGOR | Existing | RYB | LV FUSE SWITCH |  | CLOSED | IEC MIDDLE CURVE | FUSES | SPARE |  |  |  | 250.000 A |  |  | 6 | Fail | Please check "Mounting"
379996254 | TNB | DISTRIBUTION | KUALA SELANGOR | Existing | RYB | LV FUSE SWITCH |  | CLOSED | IEC MIDDLE CURVE | FUSES | SPARE |  |  |  | 250.000 A |  |  | 6 | Fail | Please check "Mounting"
379996264 | TNB | DISTRIBUTION | KUALA SELANGOR | Existing | RYB | LV FUSE SWITCH |  | CLOSED | IEC MIDDLE CURVE | FUSES | SPARE |  |  |  | 250.000 A |  |  | 6 | Fail | Please check "Mounting"
379996270 | TNB | DISTRIBUTION | KUALA SELANGOR | Existing | RYB | LV FUSE SWITCH |  | CLOSED | IEC MIDDLE CURVE | FUSES | SPARE |  |  |  | 250.000 A |  |  | 6 | Fail | Please check "Mounting"
379996282 | TNB | DISTRIBUTION | KUALA SELANGOR | Existing | RYB | LV FUSE SWITCH |  | CLOSED | IEC MIDDLE CURVE | FUSES | SPARE |  |  |  | 250.000 A |  |  | 6 | Fail | Please check "Mounting"
379996287 | TNB | DISTRIBUTION | KUALA SELANGOR | Existing | RYB | LV FUSE SWITCH |  | CLOSED | IEC MIDDLE CURVE | FUSES | SPARE |  |  |  | 250.000 A |  |  | 6 | Fail | Please check "Mounting"
379996299 | TNB | DISTRIBUTION | KUALA SELANGOR | Existing | RYB | LV FUSE SWITCH |  | CLOSED | IEC MIDDLE CURVE | FUSES | SPARE |  |  |  | 250.000 A |  |  | 6 | Fail | Please check "Mounting"
379996304 | TNB | DISTRIBUTION | KUALA SELANGOR | Existing | RYB | LV FUSE SWITCH |  | CLOSED | IEC MIDDLE CURVE | FUSES | SPARE |  |  |  | 250.000 A |  |  | 6 | Fail | Please check "Mounting"
379996307 | TNB | DISTRIBUTION | KUALA SELANGOR | Existing | RYB | LV FUSE SWITCH |  | CLOSED | IEC MIDDLE CURVE | FUSES | SPARE |  |  |  | 250.000 A |  |  | 6 | Fail | Please check "Mounting"
379996311 | TNB | DISTRIBUTION | KUALA SELANGOR | Existing | RYB | LV FUSE SWITCH |  | CLOSED | IEC MIDDLE CURVE | FUSES | SPARE |  |  |  | 250.000 A |  |  | 6 | Fail | Please check "Mounting"
379996321 | TNB | DISTRIBUTION | KUALA SELANGOR | Existing | RYB | LV FUSE SWITCH |  | CLOSED | IEC MIDDLE CURVE | FUSES | SPARE |  |  |  | 250.000 A |  |  | 6 | Fail | Please check "Mounting"
379996327 | TNB | DISTRIBUTION | KUALA SELANGOR | Existing | RYB | LV FUSE SWITCH |  | CLOSED | IEC MIDDLE CURVE | FUSES | SPARE |  |  |  | 250.000 A |  |  | 6 | Fail | Please check "Mounting"
379996339 | TNB | DISTRIBUTION | KUALA SELANGOR | Existing | RYB | LV FUSE SWITCH |  | CLOSED | IEC MIDDLE CURVE | FUSES | SPARE |  |  |  | 250.000 A |  |  | 6 | Fail | Please check "Mounting"
379996381 | TNB | DISTRIBUTION | KUALA SELANGOR | Existing | RYB | LV FUSE SWITCH |  | CLOSED | IEC MIDDLE CURVE | FUSES | SPARE |  |  |  | 250.000 A |  |  | 6 | Fail | Please check "Mounting"
379996393 | TNB | DISTRIBUTION | KUALA SELANGOR | Existing | RYB | LV FUSE SWITCH |  | CLOSED | IEC MIDDLE CURVE | FUSES | SPARE |  |  |  | 250.000 A |  |  | 6 | Fail | Please check "Mounting"
379996398 | TNB | DISTRIBUTION | KUALA SELANGOR | Existing | RYB | LV FUSE SWITCH |  | CLOSED | IEC MIDDLE CURVE | FUSES | SPARE |  |  |  | 250.000 A |  |  | 6 | Fail | Please check "Mounting"
379996401 | TNB | DISTRIBUTION | KUALA SELANGOR | Existing | RYB | LV FUSE SWITCH |  | CLOSED | IEC MIDDLE CURVE | FUSES | SPARE |  |  |  | 250.000 A |  |  | 6 | Fail | Please check "Mounting"
379996405 | TNB | DISTRIBUTION | KUALA SELANGOR | Existing | RYB | LV FUSE SWITCH |  | CLOSED | IEC MIDDLE CURVE | FUSES | SPARE |  |  |  | 250.000 A |  |  | 6 | Fail | Please check "Mounting"
379996415 | TNB | DISTRIBUTION | KUALA SELANGOR | Existing | RYB | LV FUSE SWITCH |  | CLOSED | IEC MIDDLE CURVE | FUSES | SPARE |  |  |  | 250.000 A |  |  | 6 | Fail | Please check "Mounting"
379996421 | TNB | DISTRIBUTION | KUALA SELANGOR | Existing | RYB | LV FUSE SWITCH |  | CLOSED | IEC MIDDLE CURVE | FUSES | SPARE |  |  |  | 250.000 A |  |  | 6 | Fail | Please check "Mounting"
379996433 | TNB | DISTRIBUTION | KUALA SELANGOR | Existing | RYB | LV FUSE SWITCH |  | CLOSED | IEC MIDDLE CURVE | FUSES | SPARE |  |  |  | 250.000 A |  |  | 6 | Fail | Please check "Mounting"
379996495 | TNB | DISTRIBUTION | KUALA SELANGOR | Existing | RYB | LV FUSE SWITCH |  | CLOSED | IEC MIDDLE CURVE | FUSES | SPARE |  |  |  | 250.000 A |  |  | 6 | Fail | Please check "Mounting"
379996507 | TNB | DISTRIBUTION | KUALA SELANGOR | Existing | RYB | LV FUSE SWITCH |  | CLOSED | IEC MIDDLE CURVE | FUSES | SPARE |  |  |  | 250.000 A |  |  | 6 | Fail | Please check "Mounting"
379996512 | TNB | DISTRIBUTION | KUALA SELANGOR | Existing | RYB | LV FUSE SWITCH |  | CLOSED | IEC MIDDLE CURVE | FUSES | SPARE |  |  |  | 250.000 A |  |  | 6 | Fail | Please check "Mounting"
379996515 | TNB | DISTRIBUTION | KUALA SELANGOR | Existing | RYB | LV FUSE SWITCH |  | CLOSED | IEC MIDDLE CURVE | FUSES | SPARE |  |  |  | 250.000 A |  |  | 6 | Fail | Please check "Mounting"
379996519 | TNB | DISTRIBUTION | KUALA SELANGOR | Existing | RYB | LV FUSE SWITCH |  | CLOSED | IEC MIDDLE CURVE | FUSES | SPARE |  |  |  | 250.000 A |  |  | 6 | Fail | Please check "Mounting"
379996529 | TNB | DISTRIBUTION | KUALA SELANGOR | Existing | RYB | LV FUSE SWITCH |  | CLOSED | IEC MIDDLE CURVE | FUSES | SPARE |  |  |  | 250.000 A |  |  | 6 | Fail | Please check "Mounting"
379996535 | TNB | DISTRIBUTION | KUALA SELANGOR | Existing | RYB | LV FUSE SWITCH |  | CLOSED | IEC MIDDLE CURVE | FUSES | SPARE |  |  |  | 250.000 A |  |  | 6 | Fail | Please check "Mounting"
379996547 | TNB | DISTRIBUTION | KUALA SELANGOR | Existing | RYB | LV FUSE SWITCH |  | CLOSED | IEC MIDDLE CURVE | FUSES | SPARE |  |  |  | 250.000 A |  |  | 6 | Fail | Please check "Mounting"
379996552 | TNB | DISTRIBUTION | KUALA SELANGOR | Existing | RYB | LV FUSE SWITCH |  | CLOSED | IEC MIDDLE CURVE | FUSES | SPARE |  |  |  | 250.000 A |  |  | 6 | Fail | Please check "Mounting"
379996564 | TNB | DISTRIBUTION | KUALA SELANGOR | Existing | RYB | LV FUSE SWITCH |  | CLOSED | IEC MIDDLE CURVE | FUSES | SPARE |  |  |  | 250.000 A |  |  | 6 | Fail | Please check "Mounting"
379996569 | TNB | DISTRIBUTION | KUALA SELANGOR | Existing | RYB | LV FUSE SWITCH |  | CLOSED | IEC MIDDLE CURVE | FUSES | SPARE |  |  |  | 250.000 A |  |  | 6 | Fail | Please check "Mounting"
379996572 | TNB | DISTRIBUTION | KUALA SELANGOR | Existing | RYB | LV FUSE SWITCH |  | CLOSED | IEC MIDDLE CURVE | FUSES | SPARE |  |  |  | 250.000 A |  |  | 6 | Fail | Please check "Mounting"
379996576 | TNB | DISTRIBUTION | KUALA SELANGOR | Existing | RYB | LV FUSE SWITCH |  | CLOSED | IEC MIDDLE CURVE | FUSES | SPARE |  |  |  | 250.000 A |  |  | 6 | Fail | Please check "Mounting"
379996586 | TNB | DISTRIBUTION | KUALA SELANGOR | Existing | RYB | LV FUSE SWITCH |  | CLOSED | IEC MIDDLE CURVE | FUSES | SPARE |  |  |  | 250.000 A |  |  | 6 | Fail | Please check "Mounting"
379996592 | TNB | DISTRIBUTION | KUALA SELANGOR | Existing | RYB | LV FUSE SWITCH |  | CLOSED | IEC MIDDLE CURVE | FUSES | SPARE |  |  |  | 250.000 A |  |  | 6 | Fail | Please check "Mounting"
379996604 | TNB | DISTRIBUTION | KUALA SELANGOR | Existing | RYB | LV FUSE SWITCH |  | CLOSED | IEC MIDDLE CURVE | FUSES | SPARE |  |  |  | 250.000 A |  |  | 6 | Fail | Please check "Mounting"
379996675 | TNB | DISTRIBUTION | KUALA SELANGOR | Existing | RYB | LV FUSE SWITCH |  | CLOSED | IEC MIDDLE CURVE | FUSES | SPARE |  |  |  | 250.000 A |  |  | 6 | Fail | Please check "Mounting"
379996687 | TNB | DISTRIBUTION | KUALA SELANGOR | Existing | RYB | LV FUSE SWITCH |  | CLOSED | IEC MIDDLE CURVE | FUSES | SPARE |  |  |  | 250.000 A |  |  | 6 | Fail | Please check "Mounting"
379996692 | TNB | DISTRIBUTION | KUALA SELANGOR | Existing | RYB | LV FUSE SWITCH |  | CLOSED | IEC MIDDLE CURVE | FUSES | SPARE |  |  |  | 250.000 A |  |  | 6 | Fail | Please check "Mounting"
379996695 | TNB | DISTRIBUTION | KUALA SELANGOR | Existing | RYB | LV FUSE SWITCH |  | CLOSED | IEC MIDDLE CURVE | FUSES | SPARE |  |  |  | 250.000 A |  |  | 6 | Fail | Please check "Mounting"
379996699 | TNB | DISTRIBUTION | KUALA SELANGOR | Existing | RYB | LV FUSE SWITCH |  | CLOSED | IEC MIDDLE CURVE | FUSES | SPARE |  |  |  | 250.000 A |  |  | 6 | Fail | Please check "Mounting"
379996709 | TNB | DISTRIBUTION | KUALA SELANGOR | Existing | RYB | LV FUSE SWITCH |  | CLOSED | IEC MIDDLE CURVE | FUSES | SPARE |  |  |  | 250.000 A |  |  | 6 | Fail | Please check "Mounting"
379996715 | TNB | DISTRIBUTION | KUALA SELANGOR | Existing | RYB | LV FUSE SWITCH |  | CLOSED | IEC MIDDLE CURVE | FUSES | SPARE |  |  |  | 250.000 A |  |  | 6 | Fail | Please check "Mounting"
379996727 | TNB | DISTRIBUTION | KUALA SELANGOR | Existing | RYB | LV FUSE SWITCH |  | CLOSED | IEC MIDDLE CURVE | FUSES | SPARE |  |  |  | 250.000 A |  |  | 6 | Fail | Please check "Mounting"
379996732 | TNB | DISTRIBUTION | KUALA SELANGOR | Existing | RYB | LV FUSE SWITCH |  | CLOSED | IEC MIDDLE CURVE | FUSES | SPARE |  |  |  | 250.000 A |  |  | 6 | Fail | Please check "Mounting"
379996744 | TNB | DISTRIBUTION | KUALA SELANGOR | Existing | RYB | LV FUSE SWITCH |  | CLOSED | IEC MIDDLE CURVE | FUSES | SPARE |  |  |  | 250.000 A |  |  | 6 | Fail | Please check "Mounting"
379996749 | TNB | DISTRIBUTION | KUALA SELANGOR | Existing | RYB | LV FUSE SWITCH |  | CLOSED | IEC MIDDLE CURVE | FUSES | SPARE |  |  |  | 250.000 A |  |  | 6 | Fail | Please check "Mounting"
379996752 | TNB | DISTRIBUTION | KUALA SELANGOR | Existing | RYB | LV FUSE SWITCH |  | CLOSED | IEC MIDDLE CURVE | FUSES | SPARE |  |  |  | 250.000 A |  |  | 6 | Fail | Please check "Mounting"
379996756 | TNB | DISTRIBUTION | KUALA SELANGOR | Existing | RYB | LV FUSE SWITCH |  | CLOSED | IEC MIDDLE CURVE | FUSES | SPARE |  |  |  | 250.000 A |  |  | 6 | Fail | Please check "Mounting"
379996766 | TNB | DISTRIBUTION | KUALA SELANGOR | Existing | RYB | LV FUSE SWITCH |  | CLOSED | IEC MIDDLE CURVE | FUSES | SPARE |  |  |  | 250.000 A |  |  | 6 | Fail | Please check "Mounting"
379996772 | TNB | DISTRIBUTION | KUALA SELANGOR | Existing | RYB | LV FUSE SWITCH |  | CLOSED | IEC MIDDLE CURVE | FUSES | SPARE |  |  |  | 250.000 A |  |  | 6 | Fail | Please check "Mounting"
379996784 | TNB | DISTRIBUTION | KUALA SELANGOR | Existing | RYB | LV FUSE SWITCH |  | CLOSED | IEC MIDDLE CURVE | FUSES | SPARE |  |  |  | 250.000 A |  |  | 6 | Fail | Please check "Mounting"
379996846 | TNB | DISTRIBUTION | KUALA SELANGOR | Existing | RYB | LV FUSE SWITCH |  | CLOSED | IEC MIDDLE CURVE | FUSES | SPARE |  |  |  | 250.000 A |  |  | 6 | Fail | Please check "Mounting"
379996858 | TNB | DISTRIBUTION | KUALA SELANGOR | Existing | RYB | LV FUSE SWITCH |  | CLOSED | IEC MIDDLE CURVE | FUSES | SPARE |  |  |  | 250.000 A |  |  | 6 | Fail | Please check "Mounting"
379996863 | TNB | DISTRIBUTION | KUALA SELANGOR | Existing | RYB | LV FUSE SWITCH |  | CLOSED | IEC MIDDLE CURVE | FUSES | SPARE |  |  |  | 250.000 A |  |  | 6 | Fail | Please check "Mounting"
379996866 | TNB | DISTRIBUTION | KUALA SELANGOR | Existing | RYB | LV FUSE SWITCH |  | CLOSED | IEC MIDDLE CURVE | FUSES | SPARE |  |  |  | 250.000 A |  |  | 6 | Fail | Please check "Mounting"
379996870 | TNB | DISTRIBUTION | KUALA SELANGOR | Existing | RYB | LV FUSE SWITCH |  | CLOSED | IEC MIDDLE CURVE | FUSES | SPARE |  |  |  | 250.000 A |  |  | 6 | Fail | Please check "Mounting"
379996880 | TNB | DISTRIBUTION | KUALA SELANGOR | Existing | RYB | LV FUSE SWITCH |  | CLOSED | IEC MIDDLE CURVE | FUSES | SPARE |  |  |  | 250.000 A |  |  | 6 | Fail | Please check "Mounting"
379996886 | TNB | DISTRIBUTION | KUALA SELANGOR | Existing | RYB | LV FUSE SWITCH |  | CLOSED | IEC MIDDLE CURVE | FUSES | SPARE |  |  |  | 250.000 A |  |  | 6 | Fail | Please check "Mounting"
379996898 | TNB | DISTRIBUTION | KUALA SELANGOR | Existing | RYB | LV FUSE SWITCH |  | CLOSED | IEC MIDDLE CURVE | FUSES | SPARE |  |  |  | 250.000 A |  |  | 6 | Fail | Please check "Mounting"
379996903 | TNB | DISTRIBUTION | KUALA SELANGOR | Existing | RYB | LV FUSE SWITCH |  | CLOSED | IEC MIDDLE CURVE | FUSES | SPARE |  |  |  | 250.000 A |  |  | 6 | Fail | Please check "Mounting"
379996915 | TNB | DISTRIBUTION | KUALA SELANGOR | Existing | RYB | LV FUSE SWITCH |  | CLOSED | IEC MIDDLE CURVE | FUSES | SPARE |  |  |  | 250.000 A |  |  | 6 | Fail | Please check "Mounting"
379996920 | TNB | DISTRIBUTION | KUALA SELANGOR | Existing | RYB | LV FUSE SWITCH |  | CLOSED | IEC MIDDLE CURVE | FUSES | SPARE |  |  |  | 250.000 A |  |  | 6 | Fail | Please check "Mounting"
379996923 | TNB | DISTRIBUTION | KUALA SELANGOR | Existing | RYB | LV FUSE SWITCH |  | CLOSED | IEC MIDDLE CURVE | FUSES | SPARE |  |  |  | 250.000 A |  |  | 6 | Fail | Please check "Mounting"
379996927 | TNB | DISTRIBUTION | KUALA SELANGOR | Existing | RYB | LV FUSE SWITCH |  | CLOSED | IEC MIDDLE CURVE | FUSES | SPARE |  |  |  | 250.000 A |  |  | 6 | Fail | Please check "Mounting"
379996937 | TNB | DISTRIBUTION | KUALA SELANGOR | Existing | RYB | LV FUSE SWITCH |  | CLOSED | IEC MIDDLE CURVE | FUSES | SPARE |  |  |  | 250.000 A |  |  | 6 | Fail | Please check "Mounting"
379996943 | TNB | DISTRIBUTION | KUALA SELANGOR | Existing | RYB | LV FUSE SWITCH |  | CLOSED | IEC MIDDLE CURVE | FUSES | SPARE |  |  |  | 250.000 A |  |  | 6 | Fail | Please check "Mounting"
379996955 | TNB | DISTRIBUTION | KUALA SELANGOR | Existing | RYB | LV FUSE SWITCH |  | CLOSED | IEC MIDDLE CURVE | FUSES | SPARE |  |  |  | 250.000 A |  |  | 6 | Fail | Please check "Mounting"
379997017 | TNB | DISTRIBUTION | KUALA SELANGOR | Existing | RYB | LV FUSE SWITCH |  | CLOSED | IEC MIDDLE CURVE | FUSES | SPARE |  |  |  | 250.000 A |  |  | 6 | Fail | Please check "Mounting"
379997029 | TNB | DISTRIBUTION | KUALA SELANGOR | Existing | RYB | LV FUSE SWITCH |  | CLOSED | IEC MIDDLE CURVE | FUSES | SPARE |  |  |  | 250.000 A |  |  | 6 | Fail | Please check "Mounting"
379997034 | TNB | DISTRIBUTION | KUALA SELANGOR | Existing | RYB | LV FUSE SWITCH |  | CLOSED | IEC MIDDLE CURVE | FUSES | SPARE |  |  |  | 250.000 A |  |  | 6 | Fail | Please check "Mounting"
379997037 | TNB | DISTRIBUTION | KUALA SELANGOR | Existing | RYB | LV FUSE SWITCH |  | CLOSED | IEC MIDDLE CURVE | FUSES | SPARE |  |  |  | 250.000 A |  |  | 6 | Fail | Please check "Mounting"
379997041 | TNB | DISTRIBUTION | KUALA SELANGOR | Existing | RYB | LV FUSE SWITCH |  | CLOSED | IEC MIDDLE CURVE | FUSES | SPARE |  |  |  | 250.000 A |  |  | 6 | Fail | Please check "Mounting"
379997051 | TNB | DISTRIBUTION | KUALA SELANGOR | Existing | RYB | LV FUSE SWITCH |  | CLOSED | IEC MIDDLE CURVE | FUSES | SPARE |  |  |  | 250.000 A |  |  | 6 | Fail | Please check "Mounting"
379997057 | TNB | DISTRIBUTION | KUALA SELANGOR | Existing | RYB | LV FUSE SWITCH |  | CLOSED | IEC MIDDLE CURVE | FUSES | SPARE |  |  |  | 250.000 A |  |  | 6 | Fail | Please check "Mounting"
379997069 | TNB | DISTRIBUTION | KUALA SELANGOR | Existing | RYB | LV FUSE SWITCH |  | CLOSED | IEC MIDDLE CURVE | FUSES | SPARE |  |  |  | 250.000 A |  |  | 6 | Fail | Please check "Mounting"
379997074 | TNB | DISTRIBUTION | KUALA SELANGOR | Existing | RYB | LV FUSE SWITCH |  | CLOSED | IEC MIDDLE CURVE | FUSES | SPARE |  |  |  | 250.000 A |  |  | 6 | Fail | Please check "Mounting"
379997086 | TNB | DISTRIBUTION | KUALA SELANGOR | Existing | RYB | LV FUSE SWITCH |  | CLOSED | IEC MIDDLE CURVE | FUSES | SPARE |  |  |  | 250.000 A |  |  | 6 | Fail | Please check "Mounting"
379997091 | TNB | DISTRIBUTION | KUALA SELANGOR | Existing | RYB | LV FUSE SWITCH |  | CLOSED | IEC MIDDLE CURVE | FUSES | SPARE |  |  |  | 250.000 A |  |  | 6 | Fail | Please check "Mounting"
379997094 | TNB | DISTRIBUTION | KUALA SELANGOR | Existing | RYB | LV FUSE SWITCH |  | CLOSED | IEC MIDDLE CURVE | FUSES | SPARE |  |  |  | 250.000 A |  |  | 6 | Fail | Please check "Mounting"
379997098 | TNB | DISTRIBUTION | KUALA SELANGOR | Existing | RYB | LV FUSE SWITCH |  | CLOSED | IEC MIDDLE CURVE | FUSES | SPARE |  |  |  | 250.000 A |  |  | 6 | Fail | Please check "Mounting"
379997108 | TNB | DISTRIBUTION | KUALA SELANGOR | Existing | RYB | LV FUSE SWITCH |  | CLOSED | IEC MIDDLE CURVE | FUSES | SPARE |  |  |  | 250.000 A |  |  | 6 | Fail | Please check "Mounting"
379997114 | TNB | DISTRIBUTION | KUALA SELANGOR | Existing | RYB | LV FUSE SWITCH |  | CLOSED | IEC MIDDLE CURVE | FUSES | SPARE |  |  |  | 250.000 A |  |  | 6 | Fail | Please check "Mounting"
379997126 | TNB | DISTRIBUTION | KUALA SELANGOR | Existing | RYB | LV FUSE SWITCH |  | CLOSED | IEC MIDDLE CURVE | FUSES | SPARE |  |  |  | 250.000 A |  |  | 6 | Fail | Please check "Mounting"
379997168 | TNB | DISTRIBUTION | KUALA SELANGOR | Existing | RYB | LV FUSE SWITCH |  | CLOSED | IEC MIDDLE CURVE | FUSES | SPARE |  |  |  | 250.000 A |  |  | 6 | Fail | Please check "Mounting"
379997180 | TNB | DISTRIBUTION | KUALA SELANGOR | Existing | RYB | LV FUSE SWITCH |  | CLOSED | IEC MIDDLE CURVE | FUSES | SPARE |  |  |  | 250.000 A |  |  | 6 | Fail | Please check "Mounting"
379997185 | TNB | DISTRIBUTION | KUALA SELANGOR | Existing | RYB | LV FUSE SWITCH |  | CLOSED | IEC MIDDLE CURVE | FUSES | SPARE |  |  |  | 250.000 A |  |  | 6 | Fail | Please check "Mounting"
379997188 | TNB | DISTRIBUTION | KUALA SELANGOR | Existing | RYB | LV FUSE SWITCH |  | CLOSED | IEC MIDDLE CURVE | FUSES | SPARE |  |  |  | 250.000 A |  |  | 6 | Fail | Please check "Mounting"
379997192 | TNB | DISTRIBUTION | KUALA SELANGOR | Existing | RYB | LV FUSE SWITCH |  | CLOSED | IEC MIDDLE CURVE | FUSES | SPARE |  |  |  | 250.000 A |  |  | 6 | Fail | Please check "Mounting"
379997202 | TNB | DISTRIBUTION | KUALA SELANGOR | Existing | RYB | LV FUSE SWITCH |  | CLOSED | IEC MIDDLE CURVE | FUSES | SPARE |  |  |  | 250.000 A |  |  | 6 | Fail | Please check "Mounting"
379997208 | TNB | DISTRIBUTION | KUALA SELANGOR | Existing | RYB | LV FUSE SWITCH |  | CLOSED | IEC MIDDLE CURVE | FUSES | SPARE |  |  |  | 250.000 A |  |  | 6 | Fail | Please check "Mounting"
379997220 | TNB | DISTRIBUTION | KUALA SELANGOR | Existing | RYB | LV FUSE SWITCH |  | CLOSED | IEC MIDDLE CURVE | FUSES | SPARE |  |  |  | 250.000 A |  |  | 6 | Fail | Please check "Mounting"
379997262 | TNB | DISTRIBUTION | KUALA SELANGOR | Existing | RYB | LV FUSE SWITCH |  | CLOSED | IEC MIDDLE CURVE | FUSES | SPARE |  |  |  | 250.000 A |  |  | 6 | Fail | Please check "Mounting"
379997274 | TNB | DISTRIBUTION | KUALA SELANGOR | Existing | RYB | LV FUSE SWITCH |  | CLOSED | IEC MIDDLE CURVE | FUSES | SPARE |  |  |  | 250.000 A |  |  | 6 | Fail | Please check "Mounting"
379997279 | TNB | DISTRIBUTION | KUALA SELANGOR | Existing | RYB | LV FUSE SWITCH |  | CLOSED | IEC MIDDLE CURVE | FUSES | SPARE |  |  |  | 250.000 A |  |  | 6 | Fail | Please check "Mounting"
379997282 | TNB | DISTRIBUTION | KUALA SELANGOR | Existing | RYB | LV FUSE SWITCH |  | CLOSED | IEC MIDDLE CURVE | FUSES | SPARE |  |  |  | 250.000 A |  |  | 6 | Fail | Please check "Mounting"
379997286 | TNB | DISTRIBUTION | KUALA SELANGOR | Existing | RYB | LV FUSE SWITCH |  | CLOSED | IEC MIDDLE CURVE | FUSES | SPARE |  |  |  | 250.000 A |  |  | 6 | Fail | Please check "Mounting"
379997296 | TNB | DISTRIBUTION | KUALA SELANGOR | Existing | RYB | LV FUSE SWITCH |  | CLOSED | IEC MIDDLE CURVE | FUSES | SPARE |  |  |  | 250.000 A |  |  | 6 | Fail | Please check "Mounting"
379997302 | TNB | DISTRIBUTION | KUALA SELANGOR | Existing | RYB | LV FUSE SWITCH |  | CLOSED | IEC MIDDLE CURVE | FUSES | SPARE |  |  |  | 250.000 A |  |  | 6 | Fail | Please check "Mounting"
379997314 | TNB | DISTRIBUTION | KUALA SELANGOR | Existing | RYB | LV FUSE SWITCH |  | CLOSED | IEC MIDDLE CURVE | FUSES | SPARE |  |  |  | 250.000 A |  |  | 6 | Fail | Please check "Mounting"
379997356 | TNB | DISTRIBUTION | KUALA SELANGOR | Existing | RYB | LV FUSE SWITCH |  | CLOSED | IEC MIDDLE CURVE | FUSES | SPARE |  |  |  | 250.000 A |  |  | 6 | Fail | Please check "Mounting"
379997368 | TNB | DISTRIBUTION | KUALA SELANGOR | Existing | RYB | LV FUSE SWITCH |  | CLOSED | IEC MIDDLE CURVE | FUSES | SPARE |  |  |  | 250.000 A |  |  | 6 | Fail | Please check "Mounting"
379997373 | TNB | DISTRIBUTION | KUALA SELANGOR | Existing | RYB | LV FUSE SWITCH |  | CLOSED | IEC MIDDLE CURVE | FUSES | SPARE |  |  |  | 250.000 A |  |  | 6 | Fail | Please check "Mounting"
379997376 | TNB | DISTRIBUTION | KUALA SELANGOR | Existing | RYB | LV FUSE SWITCH |  | CLOSED | IEC MIDDLE CURVE | FUSES | SPARE |  |  |  | 250.000 A |  |  | 6 | Fail | Please check "Mounting"
379997380 | TNB | DISTRIBUTION | KUALA SELANGOR | Existing | RYB | LV FUSE SWITCH |  | CLOSED | IEC MIDDLE CURVE | FUSES | SPARE |  |  |  | 250.000 A |  |  | 6 | Fail | Please check "Mounting"
379997390 | TNB | DISTRIBUTION | KUALA SELANGOR | Existing | RYB | LV FUSE SWITCH |  | CLOSED | IEC MIDDLE CURVE | FUSES | SPARE |  |  |  | 250.000 A |  |  | 6 | Fail | Please check "Mounting"
379997396 | TNB | DISTRIBUTION | KUALA SELANGOR | Existing | RYB | LV FUSE SWITCH |  | CLOSED | IEC MIDDLE CURVE | FUSES | SPARE |  |  |  | 250.000 A |  |  | 6 | Fail | Please check "Mounting"
379997408 | TNB | DISTRIBUTION | KUALA SELANGOR | Existing | RYB | LV FUSE SWITCH |  | CLOSED | IEC MIDDLE CURVE | FUSES | SPARE |  |  |  | 250.000 A |  |  | 6 | Fail | Please check "Mounting"
379997450 | TNB | DISTRIBUTION | KUALA SELANGOR | Existing | RYB | LV FUSE SWITCH |  | CLOSED | IEC MIDDLE CURVE | FUSES | SPARE |  |  |  | 250.000 A |  |  | 6 | Fail | Please check "Mounting"
379997462 | TNB | DISTRIBUTION | KUALA SELANGOR | Existing | RYB | LV FUSE SWITCH |  | CLOSED | IEC MIDDLE CURVE | FUSES | SPARE |  |  |  | 250.000 A |  |  | 6 | Fail | Please check "Mounting"
379997467 | TNB | DISTRIBUTION | KUALA SELANGOR | Existing | RYB | LV FUSE SWITCH |  | CLOSED | IEC MIDDLE CURVE | FUSES | SPARE |  |  |  | 250.000 A |  |  | 6 | Fail | Please check "Mounting"
379997470 | TNB | DISTRIBUTION | KUALA SELANGOR | Existing | RYB | LV FUSE SWITCH |  | CLOSED | IEC MIDDLE CURVE | FUSES | SPARE |  |  |  | 250.000 A |  |  | 6 | Fail | Please check "Mounting"
379997474 | TNB | DISTRIBUTION | KUALA SELANGOR | Existing | RYB | LV FUSE SWITCH |  | CLOSED | IEC MIDDLE CURVE | FUSES | SPARE |  |  |  | 250.000 A |  |  | 6 | Fail | Please check "Mounting"
379997484 | TNB | DISTRIBUTION | KUALA SELANGOR | Existing | RYB | LV FUSE SWITCH |  | CLOSED | IEC MIDDLE CURVE | FUSES | SPARE |  |  |  | 250.000 A |  |  | 6 | Fail | Please check "Mounting"
379997490 | TNB | DISTRIBUTION | KUALA SELANGOR | Existing | RYB | LV FUSE SWITCH |  | CLOSED | IEC MIDDLE CURVE | FUSES | SPARE |  |  |  | 250.000 A |  |  | 6 | Fail | Please check "Mounting"
379997502 | TNB | DISTRIBUTION | KUALA SELANGOR | Existing | RYB | LV FUSE SWITCH |  | CLOSED | IEC MIDDLE CURVE | FUSES | SPARE |  |  |  | 250.000 A |  |  | 6 | Fail | Please check "Mounting"
379997652 | TNB | DISTRIBUTION | KUALA SELANGOR | Existing | RYB | LV FUSE SWITCH |  | CLOSED | IEC MIDDLE CURVE | FUSES | SPARE |  |  |  | 250.000 A |  |  | 6 | Fail | Please check "Mounting"
379997664 | TNB | DISTRIBUTION | KUALA SELANGOR | Existing | RYB | LV FUSE SWITCH |  | CLOSED | IEC MIDDLE CURVE | FUSES | SPARE |  |  |  | 250.000 A |  |  | 6 | Fail | Please check "Mounting"
379997669 | TNB | DISTRIBUTION | KUALA SELANGOR | Existing | RYB | LV FUSE SWITCH |  | CLOSED | IEC MIDDLE CURVE | FUSES | SPARE |  |  |  | 250.000 A |  |  | 6 | Fail | Please check "Mounting"
379997672 | TNB | DISTRIBUTION | KUALA SELANGOR | Existing | RYB | LV FUSE SWITCH |  | CLOSED | IEC MIDDLE CURVE | FUSES | SPARE |  |  |  | 250.000 A |  |  | 6 | Fail | Please check "Mounting"
379997676 | TNB | DISTRIBUTION | KUALA SELANGOR | Existing | RYB | LV FUSE SWITCH |  | CLOSED | IEC MIDDLE CURVE | FUSES | SPARE |  |  |  | 250.000 A |  |  | 6 | Fail | Please check "Mounting"
379997686 | TNB | DISTRIBUTION | KUALA SELANGOR | Existing | RYB | LV FUSE SWITCH |  | CLOSED | IEC MIDDLE CURVE | FUSES | SPARE |  |  |  | 250.000 A |  |  | 6 | Fail | Please check "Mounting"
379997692 | TNB | DISTRIBUTION | KUALA SELANGOR | Existing | RYB | LV FUSE SWITCH |  | CLOSED | IEC MIDDLE CURVE | FUSES | SPARE |  |  |  | 250.000 A |  |  | 6 | Fail | Please check "Mounting"
379997704 | TNB | DISTRIBUTION | KUALA SELANGOR | Existing | RYB | LV FUSE SWITCH |  | CLOSED | IEC MIDDLE CURVE | FUSES | SPARE |  |  |  | 250.000 A |  |  | 6 | Fail | Please check "Mounting"
380040517 | TNB | DISTRIBUTION | KUALA SELANGOR | Existing | RYB | LV FUSE SWITCH |  | CLOSED | IEC MIDDLE CURVE | FUSES | SPARE |  |  |  | 250.000 A |  |  | 6 | Fail | Please check "Mounting"
380040519 | TNB | DISTRIBUTION | KUALA SELANGOR | Existing | RYB | LV FUSE SWITCH |  | CLOSED | IEC MIDDLE CURVE | FUSES | SPARE |  |  |  | 250.000 A |  |  | 6 | Fail | Please check "Mounting"
380040530 | TNB | DISTRIBUTION | KUALA SELANGOR | Existing | RYB | LV FUSE SWITCH |  | CLOSED | IEC MIDDLE CURVE | FUSES | SPARE |  |  |  | 250.000 A |  |  | 6 | Fail | Please check "Mounting"
380040540 | TNB | DISTRIBUTION | KUALA SELANGOR | Existing | RYB | LV FUSE SWITCH |  | CLOSED | IEC MIDDLE CURVE | FUSES | SPARE |  |  |  | 250.000 A |  |  | 6 | Fail | Please check "Mounting"
380040545 | TNB | DISTRIBUTION | KUALA SELANGOR | Existing | RYB | LV FUSE SWITCH |  | CLOSED | IEC MIDDLE CURVE | FUSES | SPARE |  |  |  | 250.000 A |  |  | 6 | Fail | Please check "Mounting"
380040552 | TNB | DISTRIBUTION | KUALA SELANGOR | Existing | RYB | LV FUSE SWITCH |  | CLOSED | IEC MIDDLE CURVE | FUSES | SPARE |  |  |  | 250.000 A |  |  | 6 | Fail | Please check "Mounting"
380040560 | TNB | DISTRIBUTION | KUALA SELANGOR | Existing | RYB | LV FUSE SWITCH |  | CLOSED | IEC MIDDLE CURVE | FUSES | SPARE |  |  |  | 250.000 A |  |  | 6 | Fail | Please check "Mounting"
380040565 | TNB | DISTRIBUTION | KUALA SELANGOR | Existing | RYB | LV FUSE SWITCH |  | CLOSED | IEC MIDDLE CURVE | FUSES | SPARE |  |  |  | 250.000 A |  |  | 6 | Fail | Please check "Mounting"
380040722 | TNB | DISTRIBUTION | KUALA SELANGOR | Existing | RYB | LV FUSE SWITCH |  | CLOSED | IEC MIDDLE CURVE | FUSES | SPARE |  |  |  | 250.000 A |  |  | 6 | Fail | Please check "Mounting"
380040724 | TNB | DISTRIBUTION | KUALA SELANGOR | Existing | RYB | LV FUSE SWITCH |  | CLOSED | IEC MIDDLE CURVE | FUSES | SPARE |  |  |  | 250.000 A |  |  | 6 | Fail | Please check "Mounting"
380040735 | TNB | DISTRIBUTION | KUALA SELANGOR | Existing | RYB | LV FUSE SWITCH |  | CLOSED | IEC MIDDLE CURVE | FUSES | SPARE |  |  |  | 250.000 A |  |  | 6 | Fail | Please check "Mounting"
380040745 | TNB | DISTRIBUTION | KUALA SELANGOR | Existing | RYB | LV FUSE SWITCH |  | CLOSED | IEC MIDDLE CURVE | FUSES | SPARE |  |  |  | 250.000 A |  |  | 6 | Fail | Please check "Mounting"
380040750 | TNB | DISTRIBUTION | KUALA SELANGOR | Existing | RYB | LV FUSE SWITCH |  | CLOSED | IEC MIDDLE CURVE | FUSES | SPARE |  |  |  | 250.000 A |  |  | 6 | Fail | Please check "Mounting"
380040757 | TNB | DISTRIBUTION | KUALA SELANGOR | Existing | RYB | LV FUSE SWITCH |  | CLOSED | IEC MIDDLE CURVE | FUSES | SPARE |  |  |  | 250.000 A |  |  | 6 | Fail | Please check "Mounting"
380040765 | TNB | DISTRIBUTION | KUALA SELANGOR | Existing | RYB | LV FUSE SWITCH |  | CLOSED | IEC MIDDLE CURVE | FUSES | SPARE |  |  |  | 250.000 A |  |  | 6 | Fail | Please check "Mounting"
380040770 | TNB | DISTRIBUTION | KUALA SELANGOR | Existing | RYB | LV FUSE SWITCH |  | CLOSED | IEC MIDDLE CURVE | FUSES | SPARE |  |  |  | 250.000 A |  |  | 6 | Fail | Please check "Mounting"
380040820 | TNB | DISTRIBUTION | KUALA SELANGOR | Existing | RYB | LV FUSE SWITCH |  | CLOSED | IEC MIDDLE CURVE | FUSES | SPARE |  |  |  | 250.000 A |  |  | 6 | Fail | Please check "Mounting"
380040822 | TNB | DISTRIBUTION | KUALA SELANGOR | Existing | RYB | LV FUSE SWITCH |  | CLOSED | IEC MIDDLE CURVE | FUSES | SPARE |  |  |  | 250.000 A |  |  | 6 | Fail | Please check "Mounting"
380040833 | TNB | DISTRIBUTION | KUALA SELANGOR | Existing | RYB | LV FUSE SWITCH |  | CLOSED | IEC MIDDLE CURVE | FUSES | SPARE |  |  |  | 250.000 A |  |  | 6 | Fail | Please check "Mounting"
380040843 | TNB | DISTRIBUTION | KUALA SELANGOR | Existing | RYB | LV FUSE SWITCH |  | CLOSED | IEC MIDDLE CURVE | FUSES | SPARE |  |  |  | 250.000 A |  |  | 6 | Fail | Please check "Mounting"
380040848 | TNB | DISTRIBUTION | KUALA SELANGOR | Existing | RYB | LV FUSE SWITCH |  | CLOSED | IEC MIDDLE CURVE | FUSES | SPARE |  |  |  | 250.000 A |  |  | 6 | Fail | Please check "Mounting"
380040855 | TNB | DISTRIBUTION | KUALA SELANGOR | Existing | RYB | LV FUSE SWITCH |  | CLOSED | IEC MIDDLE CURVE | FUSES | SPARE |  |  |  | 250.000 A |  |  | 6 | Fail | Please check "Mounting"
380040863 | TNB | DISTRIBUTION | KUALA SELANGOR | Existing | RYB | LV FUSE SWITCH |  | CLOSED | IEC MIDDLE CURVE | FUSES | SPARE |  |  |  | 250.000 A |  |  | 6 | Fail | Please check "Mounting"
380040868 | TNB | DISTRIBUTION | KUALA SELANGOR | Existing | RYB | LV FUSE SWITCH |  | CLOSED | IEC MIDDLE CURVE | FUSES | SPARE |  |  |  | 250.000 A |  |  | 6 | Fail | Please check "Mounting"
380040953 | TNB | DISTRIBUTION | KUALA SELANGOR | Existing | RYB | LV FUSE SWITCH |  | CLOSED | IEC MIDDLE CURVE | FUSES | SPARE |  |  |  | 250.000 A |  |  | 6 | Fail | Please check "Mounting"
380040955 | TNB | DISTRIBUTION | KUALA SELANGOR | Existing | RYB | LV FUSE SWITCH |  | CLOSED | IEC MIDDLE CURVE | FUSES | SPARE |  |  |  | 250.000 A |  |  | 6 | Fail | Please check "Mounting"
380040966 | TNB | DISTRIBUTION | KUALA SELANGOR | Existing | RYB | LV FUSE SWITCH |  | CLOSED | IEC MIDDLE CURVE | FUSES | SPARE |  |  |  | 250.000 A |  |  | 6 | Fail | Please check "Mounting"
380040976 | TNB | DISTRIBUTION | KUALA SELANGOR | Existing | RYB | LV FUSE SWITCH |  | CLOSED | IEC MIDDLE CURVE | FUSES | SPARE |  |  |  | 250.000 A |  |  | 6 | Fail | Please check "Mounting"
380040981 | TNB | DISTRIBUTION | KUALA SELANGOR | Existing | RYB | LV FUSE SWITCH |  | CLOSED | IEC MIDDLE CURVE | FUSES | SPARE |  |  |  | 250.000 A |  |  | 6 | Fail | Please check "Mounting"
380040988 | TNB | DISTRIBUTION | KUALA SELANGOR | Existing | RYB | LV FUSE SWITCH |  | CLOSED | IEC MIDDLE CURVE | FUSES | SPARE |  |  |  | 250.000 A |  |  | 6 | Fail | Please check "Mounting"
380040996 | TNB | DISTRIBUTION | KUALA SELANGOR | Existing | RYB | LV FUSE SWITCH |  | CLOSED | IEC MIDDLE CURVE | FUSES | SPARE |  |  |  | 250.000 A |  |  | 6 | Fail | Please check "Mounting"
380041001 | TNB | DISTRIBUTION | KUALA SELANGOR | Existing | RYB | LV FUSE SWITCH |  | CLOSED | IEC MIDDLE CURVE | FUSES | SPARE |  |  |  | 250.000 A |  |  | 6 | Fail | Please check "Mounting"
380041088 | TNB | DISTRIBUTION | KUALA SELANGOR | Existing | RYB | LV FUSE SWITCH |  | CLOSED | IEC MIDDLE CURVE | FUSES | SPARE |  |  |  | 250.000 A |  |  | 6 | Fail | Please check "Mounting"
380041100 | TNB | DISTRIBUTION | KUALA SELANGOR | Existing | RYB | LV FUSE SWITCH |  | CLOSED | IEC MIDDLE CURVE | FUSES | SPARE |  |  |  | 250.000 A |  |  | 6 | Fail | Please check "Mounting"
380041105 | TNB | DISTRIBUTION | KUALA SELANGOR | Existing | RYB | LV FUSE SWITCH |  | CLOSED | IEC MIDDLE CURVE | FUSES | SPARE |  |  |  | 250.000 A |  |  | 6 | Fail | Please check "Mounting"
380041108 | TNB | DISTRIBUTION | KUALA SELANGOR | Existing | RYB | LV FUSE SWITCH |  | CLOSED | IEC MIDDLE CURVE | FUSES | SPARE |  |  |  | 250.000 A |  |  | 6 | Fail | Please check "Mounting"
380041112 | TNB | DISTRIBUTION | KUALA SELANGOR | Existing | RYB | LV FUSE SWITCH |  | CLOSED | IEC MIDDLE CURVE | FUSES | SPARE |  |  |  | 250.000 A |  |  | 6 | Fail | Please check "Mounting"
380041122 | TNB | DISTRIBUTION | KUALA SELANGOR | Existing | RYB | LV FUSE SWITCH |  | CLOSED | IEC MIDDLE CURVE | FUSES | SPARE |  |  |  | 250.000 A |  |  | 6 | Fail | Please check "Mounting"
380041128 | TNB | DISTRIBUTION | KUALA SELANGOR | Existing | RYB | LV FUSE SWITCH |  | CLOSED | IEC MIDDLE CURVE | FUSES | SPARE |  |  |  | 250.000 A |  |  | 6 | Fail | Please check "Mounting"
380041140 | TNB | DISTRIBUTION | KUALA SELANGOR | Existing | RYB | LV FUSE SWITCH |  | CLOSED | IEC MIDDLE CURVE | FUSES | SPARE |  |  |  | 250.000 A |  |  | 6 | Fail | Please check "Mounting"
380041233 | TNB | DISTRIBUTION | KUALA SELANGOR | Existing | RYB | LV FUSE SWITCH |  | CLOSED | IEC MIDDLE CURVE | FUSES | SPARE |  |  |  | 250.000 A |  |  | 6 | Fail | Please check "Mounting"
380041245 | TNB | DISTRIBUTION | KUALA SELANGOR | Existing | RYB | LV FUSE SWITCH |  | CLOSED | IEC MIDDLE CURVE | FUSES | SPARE |  |  |  | 250.000 A |  |  | 6 | Fail | Please check "Mounting"
380041250 | TNB | DISTRIBUTION | KUALA SELANGOR | Existing | RYB | LV FUSE SWITCH |  | CLOSED | IEC MIDDLE CURVE | FUSES | SPARE |  |  |  | 250.000 A |  |  | 6 | Fail | Please check "Mounting"
380041253 | TNB | DISTRIBUTION | KUALA SELANGOR | Existing | RYB | LV FUSE SWITCH |  | CLOSED | IEC MIDDLE CURVE | FUSES | SPARE |  |  |  | 250.000 A |  |  | 6 | Fail | Please check "Mounting"
380041257 | TNB | DISTRIBUTION | KUALA SELANGOR | Existing | RYB | LV FUSE SWITCH |  | CLOSED | IEC MIDDLE CURVE | FUSES | SPARE |  |  |  | 250.000 A |  |  | 6 | Fail | Please check "Mounting"
380041267 | TNB | DISTRIBUTION | KUALA SELANGOR | Existing | RYB | LV FUSE SWITCH |  | CLOSED | IEC MIDDLE CURVE | FUSES | SPARE |  |  |  | 250.000 A |  |  | 6 | Fail | Please check "Mounting"
380041273 | TNB | DISTRIBUTION | KUALA SELANGOR | Existing | RYB | LV FUSE SWITCH |  | CLOSED | IEC MIDDLE CURVE | FUSES | SPARE |  |  |  | 250.000 A |  |  | 6 | Fail | Please check "Mounting"
380041285 | TNB | DISTRIBUTION | KUALA SELANGOR | Existing | RYB | LV FUSE SWITCH |  | CLOSED | IEC MIDDLE CURVE | FUSES | SPARE |  |  |  | 250.000 A |  |  | 6 | Fail | Please check "Mounting"
380041363 | TNB | DISTRIBUTION | KUALA SELANGOR | Existing | RYB | LV FUSE SWITCH |  | CLOSED | IEC MIDDLE CURVE | FUSES | SPARE |  |  |  | 250.000 A |  |  | 6 | Fail | Please check "Mounting"
380041375 | TNB | DISTRIBUTION | KUALA SELANGOR | Existing | RYB | LV FUSE SWITCH |  | CLOSED | IEC MIDDLE CURVE | FUSES | SPARE |  |  |  | 250.000 A |  |  | 6 | Fail | Please check "Mounting"
380041380 | TNB | DISTRIBUTION | KUALA SELANGOR | Existing | RYB | LV FUSE SWITCH |  | CLOSED | IEC MIDDLE CURVE | FUSES | SPARE |  |  |  | 250.000 A |  |  | 6 | Fail | Please check "Mounting"
380041383 | TNB | DISTRIBUTION | KUALA SELANGOR | Existing | RYB | LV FUSE SWITCH |  | CLOSED | IEC MIDDLE CURVE | FUSES | SPARE |  |  |  | 250.000 A |  |  | 6 | Fail | Please check "Mounting"
380041387 | TNB | DISTRIBUTION | KUALA SELANGOR | Existing | RYB | LV FUSE SWITCH |  | CLOSED | IEC MIDDLE CURVE | FUSES | SPARE |  |  |  | 250.000 A |  |  | 6 | Fail | Please check "Mounting"
380041397 | TNB | DISTRIBUTION | KUALA SELANGOR | Existing | RYB | LV FUSE SWITCH |  | CLOSED | IEC MIDDLE CURVE | FUSES | SPARE |  |  |  | 250.000 A |  |  | 6 | Fail | Please check "Mounting"
380041403 | TNB | DISTRIBUTION | KUALA SELANGOR | Existing | RYB | LV FUSE SWITCH |  | CLOSED | IEC MIDDLE CURVE | FUSES | SPARE |  |  |  | 250.000 A |  |  | 6 | Fail | Please check "Mounting"
380041415 | TNB | DISTRIBUTION | KUALA SELANGOR | Existing | RYB | LV FUSE SWITCH |  | CLOSED | IEC MIDDLE CURVE | FUSES | SPARE |  |  |  | 250.000 A |  |  | 6 | Fail | Please check "Mounting"
380041733 | TNB | DISTRIBUTION | KUALA SELANGOR | Existing | RYB | LV FUSE SWITCH |  | CLOSED | IEC MIDDLE CURVE | FUSES | SPARE |  |  |  | 250.000 A |  |  | 1 | Fail | Please check "Mounting"
380041735 | TNB | DISTRIBUTION | KUALA SELANGOR | Existing | RYB | LV FUSE SWITCH |  | CLOSED | IEC MIDDLE CURVE | FUSES | SPARE |  |  |  | 250.000 A |  |  | 1 | Fail | Please check "Mounting"
380041746 | TNB | DISTRIBUTION | KUALA SELANGOR | Existing | RYB | LV FUSE SWITCH |  | CLOSED | IEC MIDDLE CURVE | FUSES | SPARE |  |  |  | 250.000 A |  |  | 1 | Fail | Please check "Mounting"
380041756 | TNB | DISTRIBUTION | KUALA SELANGOR | Existing | RYB | LV FUSE SWITCH |  | CLOSED | IEC MIDDLE CURVE | FUSES | SPARE |  |  |  | 250.000 A |  |  | 1 | Fail | Please check "Mounting"
380041761 | TNB | DISTRIBUTION | KUALA SELANGOR | Existing | RYB | LV FUSE SWITCH |  | CLOSED | IEC MIDDLE CURVE | FUSES | SPARE |  |  |  | 250.000 A |  |  | 1 | Fail | Please check "Mounting"
380041768 | TNB | DISTRIBUTION | KUALA SELANGOR | Existing | RYB | LV FUSE SWITCH |  | CLOSED | IEC MIDDLE CURVE | FUSES | SPARE |  |  |  | 250.000 A |  |  | 1 | Fail | Please check "Mounting"
380041776 | TNB | DISTRIBUTION | KUALA SELANGOR | Existing | RYB | LV FUSE SWITCH |  | CLOSED | IEC MIDDLE CURVE | FUSES | SPARE |  |  |  | 250.000 A |  |  | 1 | Fail | Please check "Mounting"
380041781 | TNB | DISTRIBUTION | KUALA SELANGOR | Existing | RYB | LV FUSE SWITCH |  | CLOSED | IEC MIDDLE CURVE | FUSES | SPARE |  |  |  | 250.000 A |  |  | 1 | Fail | Please check "Mounting"
380041865 | TNB | DISTRIBUTION | KUALA SELANGOR | Existing | RYB | LV FUSE SWITCH |  | CLOSED | IEC MIDDLE CURVE | FUSES | SPARE |  |  |  | 250.000 A |  |  | 6 | Fail | Please check "Mounting"
380041867 | TNB | DISTRIBUTION | KUALA SELANGOR | Existing | RYB | LV FUSE SWITCH |  | CLOSED | IEC MIDDLE CURVE | FUSES | SPARE |  |  |  | 250.000 A |  |  | 6 | Fail | Please check "Mounting"
380041878 | TNB | DISTRIBUTION | KUALA SELANGOR | Existing | RYB | LV FUSE SWITCH |  | CLOSED | IEC MIDDLE CURVE | FUSES | SPARE |  |  |  | 250.000 A |  |  | 6 | Fail | Please check "Mounting"
380041888 | TNB | DISTRIBUTION | KUALA SELANGOR | Existing | RYB | LV FUSE SWITCH |  | CLOSED | IEC MIDDLE CURVE | FUSES | SPARE |  |  |  | 250.000 A |  |  | 6 | Fail | Please check "Mounting"
380041893 | TNB | DISTRIBUTION | KUALA SELANGOR | Existing | RYB | LV FUSE SWITCH |  | CLOSED | IEC MIDDLE CURVE | FUSES | SPARE |  |  |  | 250.000 A |  |  | 6 | Fail | Please check "Mounting"
380041900 | TNB | DISTRIBUTION | KUALA SELANGOR | Existing | RYB | LV FUSE SWITCH |  | CLOSED | IEC MIDDLE CURVE | FUSES | SPARE |  |  |  | 250.000 A |  |  | 6 | Fail | Please check "Mounting"
380041908 | TNB | DISTRIBUTION | KUALA SELANGOR | Existing | RYB | LV FUSE SWITCH |  | CLOSED | IEC MIDDLE CURVE | FUSES | SPARE |  |  |  | 250.000 A |  |  | 6 | Fail | Please check "Mounting"
380041913 | TNB | DISTRIBUTION | KUALA SELANGOR | Existing | RYB | LV FUSE SWITCH |  | CLOSED | IEC MIDDLE CURVE | FUSES | SPARE |  |  |  | 250.000 A |  |  | 6 | Fail | Please check "Mounting"
380041971 | TNB | DISTRIBUTION | KUALA SELANGOR | Existing | RYB | LV FUSE SWITCH |  | CLOSED | IEC MIDDLE CURVE | FUSES | SPARE |  |  |  | 250.000 A |  |  | 6 | Fail | Please check "Mounting"
380041973 | TNB | DISTRIBUTION | KUALA SELANGOR | Existing | RYB | LV FUSE SWITCH |  | CLOSED | IEC MIDDLE CURVE | FUSES | SPARE |  |  |  | 250.000 A |  |  | 6 | Fail | Please check "Mounting"
380041984 | TNB | DISTRIBUTION | KUALA SELANGOR | Existing | RYB | LV FUSE SWITCH |  | CLOSED | IEC MIDDLE CURVE | FUSES | SPARE |  |  |  | 250.000 A |  |  | 6 | Fail | Please check "Mounting"
380041994 | TNB | DISTRIBUTION | KUALA SELANGOR | Existing | RYB | LV FUSE SWITCH |  | CLOSED | IEC MIDDLE CURVE | FUSES | SPARE |  |  |  | 250.000 A |  |  | 6 | Fail | Please check "Mounting"
380041999 | TNB | DISTRIBUTION | KUALA SELANGOR | Existing | RYB | LV FUSE SWITCH |  | CLOSED | IEC MIDDLE CURVE | FUSES | SPARE |  |  |  | 250.000 A |  |  | 6 | Fail | Please check "Mounting"
380042006 | TNB | DISTRIBUTION | KUALA SELANGOR | Existing | RYB | LV FUSE SWITCH |  | CLOSED | IEC MIDDLE CURVE | FUSES | SPARE |  |  |  | 250.000 A |  |  | 6 | Fail | Please check "Mounting"
380042014 | TNB | DISTRIBUTION | KUALA SELANGOR | Existing | RYB | LV FUSE SWITCH |  | CLOSED | IEC MIDDLE CURVE | FUSES | SPARE |  |  |  | 250.000 A |  |  | 6 | Fail | Please check "Mounting"
380042019 | TNB | DISTRIBUTION | KUALA SELANGOR | Existing | RYB | LV FUSE SWITCH |  | CLOSED | IEC MIDDLE CURVE | FUSES | SPARE |  |  |  | 250.000 A |  |  | 6 | Fail | Please check "Mounting"
380042094 | TNB | DISTRIBUTION | KUALA SELANGOR | Existing | RYB | LV FUSE SWITCH |  | CLOSED | IEC MIDDLE CURVE | FUSES | SPARE |  |  |  | 250.000 A |  |  | 6 | Fail | Please check "Mounting"
380042106 | TNB | DISTRIBUTION | KUALA SELANGOR | Existing | RYB | LV FUSE SWITCH |  | CLOSED | IEC MIDDLE CURVE | FUSES | SPARE |  |  |  | 250.000 A |  |  | 6 | Fail | Please check "Mounting"
380042111 | TNB | DISTRIBUTION | KUALA SELANGOR | Existing | RYB | LV FUSE SWITCH |  | CLOSED | IEC MIDDLE CURVE | FUSES | SPARE |  |  |  | 250.000 A |  |  | 6 | Fail | Please check "Mounting"
380042114 | TNB | DISTRIBUTION | KUALA SELANGOR | Existing | RYB | LV FUSE SWITCH |  | CLOSED | IEC MIDDLE CURVE | FUSES | SPARE |  |  |  | 250.000 A |  |  | 6 | Fail | Please check "Mounting"
380042118 | TNB | DISTRIBUTION | KUALA SELANGOR | Existing | RYB | LV FUSE SWITCH |  | CLOSED | IEC MIDDLE CURVE | FUSES | SPARE |  |  |  | 250.000 A |  |  | 6 | Fail | Please check "Mounting"
380042128 | TNB | DISTRIBUTION | KUALA SELANGOR | Existing | RYB | LV FUSE SWITCH |  | CLOSED | IEC MIDDLE CURVE | FUSES | SPARE |  |  |  | 250.000 A |  |  | 6 | Fail | Please check "Mounting"
380042134 | TNB | DISTRIBUTION | KUALA SELANGOR | Existing | RYB | LV FUSE SWITCH |  | CLOSED | IEC MIDDLE CURVE | FUSES | SPARE |  |  |  | 250.000 A |  |  | 6 | Fail | Please check "Mounting"
380042146 | TNB | DISTRIBUTION | KUALA SELANGOR | Existing | RYB | LV FUSE SWITCH |  | CLOSED | IEC MIDDLE CURVE | FUSES | SPARE |  |  |  | 250.000 A |  |  | 6 | Fail | Please check "Mounting"
380042190 | TNB | DISTRIBUTION | KUALA SELANGOR | Existing | RYB | LV FUSE SWITCH |  | CLOSED | IEC MIDDLE CURVE | FUSES | SPARE |  |  |  | 250.000 A |  |  | 6 | Fail | Please check "Mounting"
380042192 | TNB | DISTRIBUTION | KUALA SELANGOR | Existing | RYB | LV FUSE SWITCH |  | CLOSED | IEC MIDDLE CURVE | FUSES | SPARE |  |  |  | 250.000 A |  |  | 6 | Fail | Please check "Mounting"
380042203 | TNB | DISTRIBUTION | KUALA SELANGOR | Existing | RYB | LV FUSE SWITCH |  | CLOSED | IEC MIDDLE CURVE | FUSES | SPARE |  |  |  | 250.000 A |  |  | 6 | Fail | Please check "Mounting"
380042213 | TNB | DISTRIBUTION | KUALA SELANGOR | Existing | RYB | LV FUSE SWITCH |  | CLOSED | IEC MIDDLE CURVE | FUSES | SPARE |  |  |  | 250.000 A |  |  | 6 | Fail | Please check "Mounting"
380042218 | TNB | DISTRIBUTION | KUALA SELANGOR | Existing | RYB | LV FUSE SWITCH |  | CLOSED | IEC MIDDLE CURVE | FUSES | SPARE |  |  |  | 250.000 A |  |  | 6 | Fail | Please check "Mounting"
380042225 | TNB | DISTRIBUTION | KUALA SELANGOR | Existing | RYB | LV FUSE SWITCH |  | CLOSED | IEC MIDDLE CURVE | FUSES | SPARE |  |  |  | 250.000 A |  |  | 6 | Fail | Please check "Mounting"
380042233 | TNB | DISTRIBUTION | KUALA SELANGOR | Existing | RYB | LV FUSE SWITCH |  | CLOSED | IEC MIDDLE CURVE | FUSES | SPARE |  |  |  | 250.000 A |  |  | 6 | Fail | Please check "Mounting"
380042238 | TNB | DISTRIBUTION | KUALA SELANGOR | Existing | RYB | LV FUSE SWITCH |  | CLOSED | IEC MIDDLE CURVE | FUSES | SPARE |  |  |  | 250.000 A |  |  | 6 | Fail | Please check "Mounting"
380042282 | TNB | DISTRIBUTION | KUALA SELANGOR | Existing | RYB | LV FUSE SWITCH |  | CLOSED | IEC MIDDLE CURVE | FUSES | SPARE |  |  |  | 250.000 A |  |  | 6 | Fail | Please check "Mounting"
380042284 | TNB | DISTRIBUTION | KUALA SELANGOR | Existing | RYB | LV FUSE SWITCH |  | CLOSED | IEC MIDDLE CURVE | FUSES | SPARE |  |  |  | 250.000 A |  |  | 6 | Fail | Please check "Mounting"
380042295 | TNB | DISTRIBUTION | KUALA SELANGOR | Existing | RYB | LV FUSE SWITCH |  | CLOSED | IEC MIDDLE CURVE | FUSES | SPARE |  |  |  | 250.000 A |  |  | 6 | Fail | Please check "Mounting"
380042305 | TNB | DISTRIBUTION | KUALA SELANGOR | Existing | RYB | LV FUSE SWITCH |  | CLOSED | IEC MIDDLE CURVE | FUSES | SPARE |  |  |  | 250.000 A |  |  | 6 | Fail | Please check "Mounting"
380042310 | TNB | DISTRIBUTION | KUALA SELANGOR | Existing | RYB | LV FUSE SWITCH |  | CLOSED | IEC MIDDLE CURVE | FUSES | SPARE |  |  |  | 250.000 A |  |  | 6 | Fail | Please check "Mounting"
380042317 | TNB | DISTRIBUTION | KUALA SELANGOR | Existing | RYB | LV FUSE SWITCH |  | CLOSED | IEC MIDDLE CURVE | FUSES | SPARE |  |  |  | 250.000 A |  |  | 6 | Fail | Please check "Mounting"
380042325 | TNB | DISTRIBUTION | KUALA SELANGOR | Existing | RYB | LV FUSE SWITCH |  | CLOSED | IEC MIDDLE CURVE | FUSES | SPARE |  |  |  | 250.000 A |  |  | 6 | Fail | Please check "Mounting"
380042330 | TNB | DISTRIBUTION | KUALA SELANGOR | Existing | RYB | LV FUSE SWITCH |  | CLOSED | IEC MIDDLE CURVE | FUSES | SPARE |  |  |  | 250.000 A |  |  | 6 | Fail | Please check "Mounting"
380042461 | TNB | DISTRIBUTION | KUALA SELANGOR | Existing | RYB | LV FUSE SWITCH |  | CLOSED | IEC MIDDLE CURVE | FUSES | SPARE |  |  |  | 250.000 A |  |  | 6 | Fail | Please check "Mounting"
380042463 | TNB | DISTRIBUTION | KUALA SELANGOR | Existing | RYB | LV FUSE SWITCH |  | CLOSED | IEC MIDDLE CURVE | FUSES | SPARE |  |  |  | 250.000 A |  |  | 6 | Fail | Please check "Mounting"
380042474 | TNB | DISTRIBUTION | KUALA SELANGOR | Existing | RYB | LV FUSE SWITCH |  | CLOSED | IEC MIDDLE CURVE | FUSES | SPARE |  |  |  | 250.000 A |  |  | 6 | Fail | Please check "Mounting"
380042484 | TNB | DISTRIBUTION | KUALA SELANGOR | Existing | RYB | LV FUSE SWITCH |  | CLOSED | IEC MIDDLE CURVE | FUSES | SPARE |  |  |  | 250.000 A |  |  | 6 | Fail | Please check "Mounting"
380042489 | TNB | DISTRIBUTION | KUALA SELANGOR | Existing | RYB | LV FUSE SWITCH |  | CLOSED | IEC MIDDLE CURVE | FUSES | SPARE |  |  |  | 250.000 A |  |  | 6 | Fail | Please check "Mounting"
380042496 | TNB | DISTRIBUTION | KUALA SELANGOR | Existing | RYB | LV FUSE SWITCH |  | CLOSED | IEC MIDDLE CURVE | FUSES | SPARE |  |  |  | 250.000 A |  |  | 6 | Fail | Please check "Mounting"
380042504 | TNB | DISTRIBUTION | KUALA SELANGOR | Existing | RYB | LV FUSE SWITCH |  | CLOSED | IEC MIDDLE CURVE | FUSES | SPARE |  |  |  | 250.000 A |  |  | 6 | Fail | Please check "Mounting"
380042509 | TNB | DISTRIBUTION | KUALA SELANGOR | Existing | RYB | LV FUSE SWITCH |  | CLOSED | IEC MIDDLE CURVE | FUSES | SPARE |  |  |  | 250.000 A |  |  | 6 | Fail | Please check "Mounting"
380042557 | TNB | DISTRIBUTION | KUALA SELANGOR | Existing | RYB | LV FUSE SWITCH |  | CLOSED | IEC MIDDLE CURVE | FUSES | SPARE |  |  |  | 250.000 A |  |  | 6 | Fail | Please check "Mounting"
380042569 | TNB | DISTRIBUTION | KUALA SELANGOR | Existing | RYB | LV FUSE SWITCH |  | CLOSED | IEC MIDDLE CURVE | FUSES | SPARE |  |  |  | 250.000 A |  |  | 6 | Fail | Please check "Mounting"
380042574 | TNB | DISTRIBUTION | KUALA SELANGOR | Existing | RYB | LV FUSE SWITCH |  | CLOSED | IEC MIDDLE CURVE | FUSES | SPARE |  |  |  | 250.000 A |  |  | 6 | Fail | Please check "Mounting"
380042577 | TNB | DISTRIBUTION | KUALA SELANGOR | Existing | RYB | LV FUSE SWITCH |  | CLOSED | IEC MIDDLE CURVE | FUSES | SPARE |  |  |  | 250.000 A |  |  | 6 | Fail | Please check "Mounting"
380042581 | TNB | DISTRIBUTION | KUALA SELANGOR | Existing | RYB | LV FUSE SWITCH |  | CLOSED | IEC MIDDLE CURVE | FUSES | SPARE |  |  |  | 250.000 A |  |  | 6 | Fail | Please check "Mounting"
380042591 | TNB | DISTRIBUTION | KUALA SELANGOR | Existing | RYB | LV FUSE SWITCH |  | CLOSED | IEC MIDDLE CURVE | FUSES | SPARE |  |  |  | 250.000 A |  |  | 6 | Fail | Please check "Mounting"
380042597 | TNB | DISTRIBUTION | KUALA SELANGOR | Existing | RYB | LV FUSE SWITCH |  | CLOSED | IEC MIDDLE CURVE | FUSES | SPARE |  |  |  | 250.000 A |  |  | 6 | Fail | Please check "Mounting"
380042609 | TNB | DISTRIBUTION | KUALA SELANGOR | Existing | RYB | LV FUSE SWITCH |  | CLOSED | IEC MIDDLE CURVE | FUSES | SPARE |  |  |  | 250.000 A |  |  | 6 | Fail | Please check "Mounting"
380042653 | TNB | DISTRIBUTION | KUALA SELANGOR | Existing | RYB | LV FUSE SWITCH |  | CLOSED | IEC MIDDLE CURVE | FUSES | SPARE |  |  |  | 250.000 A |  |  | 6 | Fail | Please check "Mounting"
380042655 | TNB | DISTRIBUTION | KUALA SELANGOR | Existing | RYB | LV FUSE SWITCH |  | CLOSED | IEC MIDDLE CURVE | FUSES | SPARE |  |  |  | 250.000 A |  |  | 6 | Fail | Please check "Mounting"
380042666 | TNB | DISTRIBUTION | KUALA SELANGOR | Existing | RYB | LV FUSE SWITCH |  | CLOSED | IEC MIDDLE CURVE | FUSES | SPARE |  |  |  | 250.000 A |  |  | 6 | Fail | Please check "Mounting"
380042676 | TNB | DISTRIBUTION | KUALA SELANGOR | Existing | RYB | LV FUSE SWITCH |  | CLOSED | IEC MIDDLE CURVE | FUSES | SPARE |  |  |  | 250.000 A |  |  | 6 | Fail | Please check "Mounting"
380042681 | TNB | DISTRIBUTION | KUALA SELANGOR | Existing | RYB | LV FUSE SWITCH |  | CLOSED | IEC MIDDLE CURVE | FUSES | SPARE |  |  |  | 250.000 A |  |  | 6 | Fail | Please check "Mounting"
380042688 | TNB | DISTRIBUTION | KUALA SELANGOR | Existing | RYB | LV FUSE SWITCH |  | CLOSED | IEC MIDDLE CURVE | FUSES | SPARE |  |  |  | 250.000 A |  |  | 6 | Fail | Please check "Mounting"
380042696 | TNB | DISTRIBUTION | KUALA SELANGOR | Existing | RYB | LV FUSE SWITCH |  | CLOSED | IEC MIDDLE CURVE | FUSES | SPARE |  |  |  | 250.000 A |  |  | 6 | Fail | Please check "Mounting"
380042701 | TNB | DISTRIBUTION | KUALA SELANGOR | Existing | RYB | LV FUSE SWITCH |  | CLOSED | IEC MIDDLE CURVE | FUSES | SPARE |  |  |  | 250.000 A |  |  | 6 | Fail | Please check "Mounting"
380042761 | TNB | DISTRIBUTION | KUALA SELANGOR | Existing | RYB | LV FUSE SWITCH |  | CLOSED | IEC MIDDLE CURVE | FUSES | SPARE |  |  |  | 250.000 A |  |  | 6 | Fail | Please check "Mounting"
380042763 | TNB | DISTRIBUTION | KUALA SELANGOR | Existing | RYB | LV FUSE SWITCH |  | CLOSED | IEC MIDDLE CURVE | FUSES | SPARE |  |  |  | 250.000 A |  |  | 6 | Fail | Please check "Mounting"
380042774 | TNB | DISTRIBUTION | KUALA SELANGOR | Existing | RYB | LV FUSE SWITCH |  | CLOSED | IEC MIDDLE CURVE | FUSES | SPARE |  |  |  | 250.000 A |  |  | 6 | Fail | Please check "Mounting"
380042784 | TNB | DISTRIBUTION | KUALA SELANGOR | Existing | RYB | LV FUSE SWITCH |  | CLOSED | IEC MIDDLE CURVE | FUSES | SPARE |  |  |  | 250.000 A |  |  | 6 | Fail | Please check "Mounting"
380042789 | TNB | DISTRIBUTION | KUALA SELANGOR | Existing | RYB | LV FUSE SWITCH |  | CLOSED | IEC MIDDLE CURVE | FUSES | SPARE |  |  |  | 250.000 A |  |  | 6 | Fail | Please check "Mounting"
380042796 | TNB | DISTRIBUTION | KUALA SELANGOR | Existing | RYB | LV FUSE SWITCH |  | CLOSED | IEC MIDDLE CURVE | FUSES | SPARE |  |  |  | 250.000 A |  |  | 6 | Fail | Please check "Mounting"
380042804 | TNB | DISTRIBUTION | KUALA SELANGOR | Existing | RYB | LV FUSE SWITCH |  | CLOSED | IEC MIDDLE CURVE | FUSES | SPARE |  |  |  | 250.000 A |  |  | 6 | Fail | Please check "Mounting"
380042809 | TNB | DISTRIBUTION | KUALA SELANGOR | Existing | RYB | LV FUSE SWITCH |  | CLOSED | IEC MIDDLE CURVE | FUSES | SPARE |  |  |  | 250.000 A |  |  | 6 | Fail | Please check "Mounting"
380042867 | TNB | DISTRIBUTION | KUALA SELANGOR | Existing | RYB | LV FUSE SWITCH |  | CLOSED | IEC MIDDLE CURVE | FUSES | SPARE |  |  |  | 250.000 A |  |  | 6 | Fail | Please check "Mounting"
380042869 | TNB | DISTRIBUTION | KUALA SELANGOR | Existing | RYB | LV FUSE SWITCH |  | CLOSED | IEC MIDDLE CURVE | FUSES | SPARE |  |  |  | 250.000 A |  |  | 6 | Fail | Please check "Mounting"
380042880 | TNB | DISTRIBUTION | KUALA SELANGOR | Existing | RYB | LV FUSE SWITCH |  | CLOSED | IEC MIDDLE CURVE | FUSES | SPARE |  |  |  | 250.000 A |  |  | 6 | Fail | Please check "Mounting"
380042890 | TNB | DISTRIBUTION | KUALA SELANGOR | Existing | RYB | LV FUSE SWITCH |  | CLOSED | IEC MIDDLE CURVE | FUSES | SPARE |  |  |  | 250.000 A |  |  | 6 | Fail | Please check "Mounting"
380042895 | TNB | DISTRIBUTION | KUALA SELANGOR | Existing | RYB | LV FUSE SWITCH |  | CLOSED | IEC MIDDLE CURVE | FUSES | SPARE |  |  |  | 250.000 A |  |  | 6 | Fail | Please check "Mounting"
380042902 | TNB | DISTRIBUTION | KUALA SELANGOR | Existing | RYB | LV FUSE SWITCH |  | CLOSED | IEC MIDDLE CURVE | FUSES | SPARE |  |  |  | 250.000 A |  |  | 6 | Fail | Please check "Mounting"
380042910 | TNB | DISTRIBUTION | KUALA SELANGOR | Existing | RYB | LV FUSE SWITCH |  | CLOSED | IEC MIDDLE CURVE | FUSES | SPARE |  |  |  | 250.000 A |  |  | 6 | Fail | Please check "Mounting"
380042915 | TNB | DISTRIBUTION | KUALA SELANGOR | Existing | RYB | LV FUSE SWITCH |  | CLOSED | IEC MIDDLE CURVE | FUSES | SPARE |  |  |  | 250.000 A |  |  | 6 | Fail | Please check "Mounting"
380042965 | TNB | DISTRIBUTION | KUALA SELANGOR | Existing | RYB | LV FUSE SWITCH |  | CLOSED | IEC MIDDLE CURVE | FUSES | SPARE |  |  |  | 250.000 A |  |  | 6 | Fail | Please check "Mounting"
380042967 | TNB | DISTRIBUTION | KUALA SELANGOR | Existing | RYB | LV FUSE SWITCH |  | CLOSED | IEC MIDDLE CURVE | FUSES | SPARE |  |  |  | 250.000 A |  |  | 6 | Fail | Please check "Mounting"
380042978 | TNB | DISTRIBUTION | KUALA SELANGOR | Existing | RYB | LV FUSE SWITCH |  | CLOSED | IEC MIDDLE CURVE | FUSES | SPARE |  |  |  | 250.000 A |  |  | 6 | Fail | Please check "Mounting"
380042988 | TNB | DISTRIBUTION | KUALA SELANGOR | Existing | RYB | LV FUSE SWITCH |  | CLOSED | IEC MIDDLE CURVE | FUSES | SPARE |  |  |  | 250.000 A |  |  | 6 | Fail | Please check "Mounting"
380042993 | TNB | DISTRIBUTION | KUALA SELANGOR | Existing | RYB | LV FUSE SWITCH |  | CLOSED | IEC MIDDLE CURVE | FUSES | SPARE |  |  |  | 250.000 A |  |  | 6 | Fail | Please check "Mounting"
380043000 | TNB | DISTRIBUTION | KUALA SELANGOR | Existing | RYB | LV FUSE SWITCH |  | CLOSED | IEC MIDDLE CURVE | FUSES | SPARE |  |  |  | 250.000 A |  |  | 6 | Fail | Please check "Mounting"
380043008 | TNB | DISTRIBUTION | KUALA SELANGOR | Existing | RYB | LV FUSE SWITCH |  | CLOSED | IEC MIDDLE CURVE | FUSES | SPARE |  |  |  | 250.000 A |  |  | 6 | Fail | Please check "Mounting"
380043013 | TNB | DISTRIBUTION | KUALA SELANGOR | Existing | RYB | LV FUSE SWITCH |  | CLOSED | IEC MIDDLE CURVE | FUSES | SPARE |  |  |  | 250.000 A |  |  | 6 | Fail | Please check "Mounting"
380043056 | TNB | DISTRIBUTION | KUALA SELANGOR | Existing | RYB | LV FUSE SWITCH |  | CLOSED | IEC MIDDLE CURVE | FUSES | SPARE |  |  |  | 250.000 A |  |  | 6 | Fail | Please check "Mounting"
380043058 | TNB | DISTRIBUTION | KUALA SELANGOR | Existing | RYB | LV FUSE SWITCH |  | CLOSED | IEC MIDDLE CURVE | FUSES | SPARE |  |  |  | 250.000 A |  |  | 6 | Fail | Please check "Mounting"
380043069 | TNB | DISTRIBUTION | KUALA SELANGOR | Existing | RYB | LV FUSE SWITCH |  | CLOSED | IEC MIDDLE CURVE | FUSES | SPARE |  |  |  | 250.000 A |  |  | 6 | Fail | Please check "Mounting"
380043079 | TNB | DISTRIBUTION | KUALA SELANGOR | Existing | RYB | LV FUSE SWITCH |  | CLOSED | IEC MIDDLE CURVE | FUSES | SPARE |  |  |  | 250.000 A |  |  | 6 | Fail | Please check "Mounting"
380043084 | TNB | DISTRIBUTION | KUALA SELANGOR | Existing | RYB | LV FUSE SWITCH |  | CLOSED | IEC MIDDLE CURVE | FUSES | SPARE |  |  |  | 250.000 A |  |  | 6 | Fail | Please check "Mounting"
380043091 | TNB | DISTRIBUTION | KUALA SELANGOR | Existing | RYB | LV FUSE SWITCH |  | CLOSED | IEC MIDDLE CURVE | FUSES | SPARE |  |  |  | 250.000 A |  |  | 6 | Fail | Please check "Mounting"
380043099 | TNB | DISTRIBUTION | KUALA SELANGOR | Existing | RYB | LV FUSE SWITCH |  | CLOSED | IEC MIDDLE CURVE | FUSES | SPARE |  |  |  | 250.000 A |  |  | 6 | Fail | Please check "Mounting"
380043104 | TNB | DISTRIBUTION | KUALA SELANGOR | Existing | RYB | LV FUSE SWITCH |  | CLOSED | IEC MIDDLE CURVE | FUSES | SPARE |  |  |  | 250.000 A |  |  | 6 | Fail | Please check "Mounting"
380043157 | TNB | DISTRIBUTION | KUALA SELANGOR | Existing | RYB | LV FUSE SWITCH |  | CLOSED | IEC MIDDLE CURVE | FUSES | SPARE |  |  |  | 250.000 A |  |  | 6 | Fail | Please check "Mounting"
380043159 | TNB | DISTRIBUTION | KUALA SELANGOR | Existing | RYB | LV FUSE SWITCH |  | CLOSED | IEC MIDDLE CURVE | FUSES | SPARE |  |  |  | 250.000 A |  |  | 6 | Fail | Please check "Mounting"
380043170 | TNB | DISTRIBUTION | KUALA SELANGOR | Existing | RYB | LV FUSE SWITCH |  | CLOSED | IEC MIDDLE CURVE | FUSES | SPARE |  |  |  | 250.000 A |  |  | 6 | Fail | Please check "Mounting"
380043180 | TNB | DISTRIBUTION | KUALA SELANGOR | Existing | RYB | LV FUSE SWITCH |  | CLOSED | IEC MIDDLE CURVE | FUSES | SPARE |  |  |  | 250.000 A |  |  | 6 | Fail | Please check "Mounting"
380043185 | TNB | DISTRIBUTION | KUALA SELANGOR | Existing | RYB | LV FUSE SWITCH |  | CLOSED | IEC MIDDLE CURVE | FUSES | SPARE |  |  |  | 250.000 A |  |  | 6 | Fail | Please check "Mounting"
380043192 | TNB | DISTRIBUTION | KUALA SELANGOR | Existing | RYB | LV FUSE SWITCH |  | CLOSED | IEC MIDDLE CURVE | FUSES | SPARE |  |  |  | 250.000 A |  |  | 6 | Fail | Please check "Mounting"
380043200 | TNB | DISTRIBUTION | KUALA SELANGOR | Existing | RYB | LV FUSE SWITCH |  | CLOSED | IEC MIDDLE CURVE | FUSES | SPARE |  |  |  | 250.000 A |  |  | 6 | Fail | Please check "Mounting"
380043205 | TNB | DISTRIBUTION | KUALA SELANGOR | Existing | RYB | LV FUSE SWITCH |  | CLOSED | IEC MIDDLE CURVE | FUSES | SPARE |  |  |  | 250.000 A |  |  | 6 | Fail | Please check "Mounting"
380043283 | TNB | DISTRIBUTION | KUALA SELANGOR | Existing | RYB | LV FUSE SWITCH |  | CLOSED | IEC MIDDLE CURVE | FUSES | SPARE |  |  |  | 250.000 A |  |  | 6 | Fail | Please check "Mounting"
380043295 | TNB | DISTRIBUTION | KUALA SELANGOR | Existing | RYB | LV FUSE SWITCH |  | CLOSED | IEC MIDDLE CURVE | FUSES | SPARE |  |  |  | 250.000 A |  |  | 6 | Fail | Please check "Mounting"
380043300 | TNB | DISTRIBUTION | KUALA SELANGOR | Existing | RYB | LV FUSE SWITCH |  | CLOSED | IEC MIDDLE CURVE | FUSES | SPARE |  |  |  | 250.000 A |  |  | 6 | Fail | Please check "Mounting"
380043303 | TNB | DISTRIBUTION | KUALA SELANGOR | Existing | RYB | LV FUSE SWITCH |  | CLOSED | IEC MIDDLE CURVE | FUSES | SPARE |  |  |  | 250.000 A |  |  | 6 | Fail | Please check "Mounting"
380043307 | TNB | DISTRIBUTION | KUALA SELANGOR | Existing | RYB | LV FUSE SWITCH |  | CLOSED | IEC MIDDLE CURVE | FUSES | SPARE |  |  |  | 250.000 A |  |  | 6 | Fail | Please check "Mounting"
380043317 | TNB | DISTRIBUTION | KUALA SELANGOR | Existing | RYB | LV FUSE SWITCH |  | CLOSED | IEC MIDDLE CURVE | FUSES | SPARE |  |  |  | 250.000 A |  |  | 6 | Fail | Please check "Mounting"
380043323 | TNB | DISTRIBUTION | KUALA SELANGOR | Existing | RYB | LV FUSE SWITCH |  | CLOSED | IEC MIDDLE CURVE | FUSES | SPARE |  |  |  | 250.000 A |  |  | 6 | Fail | Please check "Mounting"
380043335 | TNB | DISTRIBUTION | KUALA SELANGOR | Existing | RYB | LV FUSE SWITCH |  | CLOSED | IEC MIDDLE CURVE | FUSES | SPARE |  |  |  | 250.000 A |  |  | 6 | Fail | Please check "Mounting"
380043340 | TNB | DISTRIBUTION | KUALA SELANGOR | Existing | RYB | LV FUSE SWITCH |  | CLOSED | IEC MIDDLE CURVE | FUSES | SPARE |  |  |  | 250.000 A |  |  | 6 | Fail | Please check "Mounting"
380043352 | TNB | DISTRIBUTION | KUALA SELANGOR | Existing | RYB | LV FUSE SWITCH |  | CLOSED | IEC MIDDLE CURVE | FUSES | SPARE |  |  |  | 250.000 A |  |  | 6 | Fail | Please check "Mounting"
380043357 | TNB | DISTRIBUTION | KUALA SELANGOR | Existing | RYB | LV FUSE SWITCH |  | CLOSED | IEC MIDDLE CURVE | FUSES | SPARE |  |  |  | 250.000 A |  |  | 6 | Fail | Please check "Mounting"
380043360 | TNB | DISTRIBUTION | KUALA SELANGOR | Existing | RYB | LV FUSE SWITCH |  | CLOSED | IEC MIDDLE CURVE | FUSES | SPARE |  |  |  | 250.000 A |  |  | 6 | Fail | Please check "Mounting"
380043364 | TNB | DISTRIBUTION | KUALA SELANGOR | Existing | RYB | LV FUSE SWITCH |  | CLOSED | IEC MIDDLE CURVE | FUSES | SPARE |  |  |  | 250.000 A |  |  | 6 | Fail | Please check "Mounting"
380043374 | TNB | DISTRIBUTION | KUALA SELANGOR | Existing | RYB | LV FUSE SWITCH |  | CLOSED | IEC MIDDLE CURVE | FUSES | SPARE |  |  |  | 250.000 A |  |  | 6 | Fail | Please check "Mounting"
380043380 | TNB | DISTRIBUTION | KUALA SELANGOR | Existing | RYB | LV FUSE SWITCH |  | CLOSED | IEC MIDDLE CURVE | FUSES | SPARE |  |  |  | 250.000 A |  |  | 6 | Fail | Please check "Mounting"
380043392 | TNB | DISTRIBUTION | KUALA SELANGOR | Existing | RYB | LV FUSE SWITCH |  | CLOSED | IEC MIDDLE CURVE | FUSES | SPARE |  |  |  | 250.000 A |  |  | 6 | Fail | Please check "Mounting"
380043434 | TNB | DISTRIBUTION | KUALA SELANGOR | Existing | RYB | LV FUSE SWITCH |  | CLOSED | IEC MIDDLE CURVE | FUSES | SPARE |  |  |  | 250.000 A |  |  | 6 | Fail | Please check "Mounting"
380043446 | TNB | DISTRIBUTION | KUALA SELANGOR | Existing | RYB | LV FUSE SWITCH |  | CLOSED | IEC MIDDLE CURVE | FUSES | SPARE |  |  |  | 250.000 A |  |  | 6 | Fail | Please check "Mounting"
380043451 | TNB | DISTRIBUTION | KUALA SELANGOR | Existing | RYB | LV FUSE SWITCH |  | CLOSED | IEC MIDDLE CURVE | FUSES | SPARE |  |  |  | 250.000 A |  |  | 6 | Fail | Please check "Mounting"
380043454 | TNB | DISTRIBUTION | KUALA SELANGOR | Existing | RYB | LV FUSE SWITCH |  | CLOSED | IEC MIDDLE CURVE | FUSES | SPARE |  |  |  | 250.000 A |  |  | 6 | Fail | Please check "Mounting"
380043458 | TNB | DISTRIBUTION | KUALA SELANGOR | Existing | RYB | LV FUSE SWITCH |  | CLOSED | IEC MIDDLE CURVE | FUSES | SPARE |  |  |  | 250.000 A |  |  | 6 | Fail | Please check "Mounting"
380043468 | TNB | DISTRIBUTION | KUALA SELANGOR | Existing | RYB | LV FUSE SWITCH |  | CLOSED | IEC MIDDLE CURVE | FUSES | SPARE |  |  |  | 250.000 A |  |  | 6 | Fail | Please check "Mounting"
380043474 | TNB | DISTRIBUTION | KUALA SELANGOR | Existing | RYB | LV FUSE SWITCH |  | CLOSED | IEC MIDDLE CURVE | FUSES | SPARE |  |  |  | 250.000 A |  |  | 6 | Fail | Please check "Mounting"
380043486 | TNB | DISTRIBUTION | KUALA SELANGOR | Existing | RYB | LV FUSE SWITCH |  | CLOSED | IEC MIDDLE CURVE | FUSES | SPARE |  |  |  | 250.000 A |  |  | 6 | Fail | Please check "Mounting"
380043644 | TNB | DISTRIBUTION | KUALA SELANGOR | Existing | RYB | LV FUSE SWITCH |  | CLOSED | IEC MIDDLE CURVE | FUSES | SPARE |  |  |  | 250.000 A |  |  | 3 | Fail | Please check "Mounting"
380043661 | TNB | DISTRIBUTION | KUALA SELANGOR | Existing | RYB | LV FUSE SWITCH |  | CLOSED | IEC MIDDLE CURVE | FUSES | SPARE |  |  |  | 250.000 A |  |  | 3 | Fail | Please check "Mounting"
380043665 | TNB | DISTRIBUTION | KUALA SELANGOR | Existing | RYB | LV FUSE SWITCH |  | CLOSED | IEC MIDDLE CURVE | FUSES | SPARE |  |  |  | 250.000 A |  |  | 3 | Fail | Please check "Mounting"
380043671 | TNB | DISTRIBUTION | KUALA SELANGOR | Existing | RYB | LV FUSE SWITCH |  | CLOSED | IEC MIDDLE CURVE | FUSES | SPARE |  |  |  | 250.000 A |  |  | 3 | Fail | Please check "Mounting"
380043678 | TNB | DISTRIBUTION | KUALA SELANGOR | Existing | RYB | LV FUSE SWITCH |  | CLOSED | IEC MIDDLE CURVE | FUSES | SPARE |  |  |  | 250.000 A |  |  | 3 | Fail | Please check "Mounting"
380043685 | TNB | DISTRIBUTION | KUALA SELANGOR | Existing | RYB | LV FUSE SWITCH |  | CLOSED | IEC MIDDLE CURVE | FUSES | SPARE |  |  |  | 250.000 A |  |  | 3 | Fail | Please check "Mounting"
380043692 | TNB | DISTRIBUTION | KUALA SELANGOR | Existing | RYB | LV FUSE SWITCH |  | CLOSED | IEC MIDDLE CURVE | FUSES | SPARE |  |  |  | 250.000 A |  |  | 3 | Fail | Please check "Mounting"
380043697 | TNB | DISTRIBUTION | KUALA SELANGOR | Existing | RYB | LV FUSE SWITCH |  | CLOSED | IEC MIDDLE CURVE | FUSES | SPARE |  |  |  | 250.000 A |  |  | 3 | Fail | Please check "Mounting"
380043717 | TNB | DISTRIBUTION | KUALA SELANGOR | Existing | RYB | LV FUSE SWITCH |  | CLOSED | IEC MIDDLE CURVE | FUSES | SPARE |  |  |  | 250.000 A |  |  | 3 | Fail | Please check "Mounting"
380043729 | TNB | DISTRIBUTION | KUALA SELANGOR | Existing | RYB | LV FUSE SWITCH |  | CLOSED | IEC MIDDLE CURVE | FUSES | SPARE |  |  |  | 250.000 A |  |  | 3 | Fail | Please check "Mounting"
380043776 | TNB | DISTRIBUTION | KUALA SELANGOR | Existing | RYB | LV FUSE SWITCH |  | CLOSED | IEC MIDDLE CURVE | FUSES | SPARE |  |  |  | 250.000 A |  |  | 3 | Fail | Please check "Mounting"
380043790 | TNB | DISTRIBUTION | KUALA SELANGOR | Existing | RYB | LV FUSE SWITCH |  | CLOSED | IEC MIDDLE CURVE | FUSES | SPARE |  |  |  | 250.000 A |  |  | 3 | Fail | Please check "Mounting"
380043797 | TNB | DISTRIBUTION | KUALA SELANGOR | Existing | RYB | LV FUSE SWITCH |  | CLOSED | IEC MIDDLE CURVE | FUSES | SPARE |  |  |  | 250.000 A |  |  | 3 | Fail | Please check "Mounting"
380043802 | TNB | DISTRIBUTION | KUALA SELANGOR | Existing | RYB | LV FUSE SWITCH |  | CLOSED | IEC MIDDLE CURVE | FUSES | SPARE |  |  |  | 250.000 A |  |  | 3 | Fail | Please check "Mounting"
380043808 | TNB | DISTRIBUTION | KUALA SELANGOR | Existing | RYB | LV FUSE SWITCH |  | CLOSED | IEC MIDDLE CURVE | FUSES | SPARE |  |  |  | 250.000 A |  |  | 3 | Fail | Please check "Mounting"
380043820 | TNB | DISTRIBUTION | KUALA SELANGOR | Existing | RYB | LV FUSE SWITCH |  | CLOSED | IEC MIDDLE CURVE | FUSES | SPARE |  |  |  | 250.000 A |  |  | 3 | Fail | Please check "Mounting"
380043828 | TNB | DISTRIBUTION | KUALA SELANGOR | Existing | RYB | LV FUSE SWITCH |  | CLOSED | IEC MIDDLE CURVE | FUSES | SPARE |  |  |  | 250.000 A |  |  | 3 | Fail | Please check "Mounting"
380043846 | TNB | DISTRIBUTION | KUALA SELANGOR | Existing | RYB | LV FUSE SWITCH |  | CLOSED | IEC MIDDLE CURVE | FUSES | SPARE |  |  |  | 250.000 A |  |  | 3 | Fail | Please check "Mounting"
380043890 | TNB | DISTRIBUTION | KUALA SELANGOR | Existing | RYB | LV FUSE SWITCH |  | CLOSED | IEC MIDDLE CURVE | FUSES | SPARE |  |  |  | 250.000 A |  |  | 3 | Fail | Please check "Mounting"
380043904 | TNB | DISTRIBUTION | KUALA SELANGOR | Existing | RYB | LV FUSE SWITCH |  | CLOSED | IEC MIDDLE CURVE | FUSES | SPARE |  |  |  | 250.000 A |  |  | 3 | Fail | Please check "Mounting"
380043911 | TNB | DISTRIBUTION | KUALA SELANGOR | Existing | RYB | LV FUSE SWITCH |  | CLOSED | IEC MIDDLE CURVE | FUSES | SPARE |  |  |  | 250.000 A |  |  | 3 | Fail | Please check "Mounting"
380043916 | TNB | DISTRIBUTION | KUALA SELANGOR | Existing | RYB | LV FUSE SWITCH |  | CLOSED | IEC MIDDLE CURVE | FUSES | SPARE |  |  |  | 250.000 A |  |  | 3 | Fail | Please check "Mounting"
380043922 | TNB | DISTRIBUTION | KUALA SELANGOR | Existing | RYB | LV FUSE SWITCH |  | CLOSED | IEC MIDDLE CURVE | FUSES | SPARE |  |  |  | 250.000 A |  |  | 3 | Fail | Please check "Mounting"
380043934 | TNB | DISTRIBUTION | KUALA SELANGOR | Existing | RYB | LV FUSE SWITCH |  | CLOSED | IEC MIDDLE CURVE | FUSES | SPARE |  |  |  | 250.000 A |  |  | 3 | Fail | Please check "Mounting"
380043942 | TNB | DISTRIBUTION | KUALA SELANGOR | Existing | RYB | LV FUSE SWITCH |  | CLOSED | IEC MIDDLE CURVE | FUSES | SPARE |  |  |  | 250.000 A |  |  | 3 | Fail | Please check "Mounting"
380043960 | TNB | DISTRIBUTION | KUALA SELANGOR | Existing | RYB | LV FUSE SWITCH |  | CLOSED | IEC MIDDLE CURVE | FUSES | SPARE |  |  |  | 250.000 A |  |  | 3 | Fail | Please check "Mounting"
380044006 | TNB | DISTRIBUTION | KUALA SELANGOR | Existing | RYB | LV FUSE SWITCH |  | CLOSED | IEC MIDDLE CURVE | FUSES | SPARE |  |  |  | 250.000 A |  |  | 3 | Fail | Please check "Mounting"
380044020 | TNB | DISTRIBUTION | KUALA SELANGOR | Existing | RYB | LV FUSE SWITCH |  | CLOSED | IEC MIDDLE CURVE | FUSES | SPARE |  |  |  | 250.000 A |  |  | 3 | Fail | Please check "Mounting"
380044027 | TNB | DISTRIBUTION | KUALA SELANGOR | Existing | RYB | LV FUSE SWITCH |  | CLOSED | IEC MIDDLE CURVE | FUSES | SPARE |  |  |  | 250.000 A |  |  | 3 | Fail | Please check "Mounting"
380044032 | TNB | DISTRIBUTION | KUALA SELANGOR | Existing | RYB | LV FUSE SWITCH |  | CLOSED | IEC MIDDLE CURVE | FUSES | SPARE |  |  |  | 250.000 A |  |  | 3 | Fail | Please check "Mounting"
380044038 | TNB | DISTRIBUTION | KUALA SELANGOR | Existing | RYB | LV FUSE SWITCH |  | CLOSED | IEC MIDDLE CURVE | FUSES | SPARE |  |  |  | 250.000 A |  |  | 3 | Fail | Please check "Mounting"
380044050 | TNB | DISTRIBUTION | KUALA SELANGOR | Existing | RYB | LV FUSE SWITCH |  | CLOSED | IEC MIDDLE CURVE | FUSES | SPARE |  |  |  | 250.000 A |  |  | 3 | Fail | Please check "Mounting"
380044058 | TNB | DISTRIBUTION | KUALA SELANGOR | Existing | RYB | LV FUSE SWITCH |  | CLOSED | IEC MIDDLE CURVE | FUSES | SPARE |  |  |  | 250.000 A |  |  | 3 | Fail | Please check "Mounting"
380044076 | TNB | DISTRIBUTION | KUALA SELANGOR | Existing | RYB | LV FUSE SWITCH |  | CLOSED | IEC MIDDLE CURVE | FUSES | SPARE |  |  |  | 250.000 A |  |  | 3 | Fail | Please check "Mounting"
380044122 | TNB | DISTRIBUTION | KUALA SELANGOR | Existing | RYB | LV FUSE SWITCH |  | CLOSED | IEC MIDDLE CURVE | FUSES | SPARE |  |  |  | 250.000 A |  |  | 3 | Fail | Please check "Mounting"
380044136 | TNB | DISTRIBUTION | KUALA SELANGOR | Existing | RYB | LV FUSE SWITCH |  | CLOSED | IEC MIDDLE CURVE | FUSES | SPARE |  |  |  | 250.000 A |  |  | 3 | Fail | Please check "Mounting"
380044143 | TNB | DISTRIBUTION | KUALA SELANGOR | Existing | RYB | LV FUSE SWITCH |  | CLOSED | IEC MIDDLE CURVE | FUSES | SPARE |  |  |  | 250.000 A |  |  | 3 | Fail | Please check "Mounting"
380044148 | TNB | DISTRIBUTION | KUALA SELANGOR | Existing | RYB | LV FUSE SWITCH |  | CLOSED | IEC MIDDLE CURVE | FUSES | SPARE |  |  |  | 250.000 A |  |  | 3 | Fail | Please check "Mounting"
380044154 | TNB | DISTRIBUTION | KUALA SELANGOR | Existing | RYB | LV FUSE SWITCH |  | CLOSED | IEC MIDDLE CURVE | FUSES | SPARE |  |  |  | 250.000 A |  |  | 3 | Fail | Please check "Mounting"
380044166 | TNB | DISTRIBUTION | KUALA SELANGOR | Existing | RYB | LV FUSE SWITCH |  | CLOSED | IEC MIDDLE CURVE | FUSES | SPARE |  |  |  | 250.000 A |  |  | 3 | Fail | Please check "Mounting"
380044174 | TNB | DISTRIBUTION | KUALA SELANGOR | Existing | RYB | LV FUSE SWITCH |  | CLOSED | IEC MIDDLE CURVE | FUSES | SPARE |  |  |  | 250.000 A |  |  | 3 | Fail | Please check "Mounting"
380044192 | TNB | DISTRIBUTION | KUALA SELANGOR | Existing | RYB | LV FUSE SWITCH |  | CLOSED | IEC MIDDLE CURVE | FUSES | SPARE |  |  |  | 250.000 A |  |  | 3 | Fail | Please check "Mounting"
380044236 | TNB | DISTRIBUTION | KUALA SELANGOR | Existing | RYB | LV FUSE SWITCH |  | CLOSED | IEC MIDDLE CURVE | FUSES | SPARE |  |  |  | 250.000 A |  |  | 3 | Fail | Please check "Mounting"
380044250 | TNB | DISTRIBUTION | KUALA SELANGOR | Existing | RYB | LV FUSE SWITCH |  | CLOSED | IEC MIDDLE CURVE | FUSES | SPARE |  |  |  | 250.000 A |  |  | 3 | Fail | Please check "Mounting"
380044257 | TNB | DISTRIBUTION | KUALA SELANGOR | Existing | RYB | LV FUSE SWITCH |  | CLOSED | IEC MIDDLE CURVE | FUSES | SPARE |  |  |  | 250.000 A |  |  | 3 | Fail | Please check "Mounting"
380044262 | TNB | DISTRIBUTION | KUALA SELANGOR | Existing | RYB | LV FUSE SWITCH |  | CLOSED | IEC MIDDLE CURVE | FUSES | SPARE |  |  |  | 250.000 A |  |  | 3 | Fail | Please check "Mounting"
380044268 | TNB | DISTRIBUTION | KUALA SELANGOR | Existing | RYB | LV FUSE SWITCH |  | CLOSED | IEC MIDDLE CURVE | FUSES | SPARE |  |  |  | 250.000 A |  |  | 3 | Fail | Please check "Mounting"
380044280 | TNB | DISTRIBUTION | KUALA SELANGOR | Existing | RYB | LV FUSE SWITCH |  | CLOSED | IEC MIDDLE CURVE | FUSES | SPARE |  |  |  | 250.000 A |  |  | 3 | Fail | Please check "Mounting"
380044288 | TNB | DISTRIBUTION | KUALA SELANGOR | Existing | RYB | LV FUSE SWITCH |  | CLOSED | IEC MIDDLE CURVE | FUSES | SPARE |  |  |  | 250.000 A |  |  | 3 | Fail | Please check "Mounting"
380044306 | TNB | DISTRIBUTION | KUALA SELANGOR | Existing | RYB | LV FUSE SWITCH |  | CLOSED | IEC MIDDLE CURVE | FUSES | SPARE |  |  |  | 250.000 A |  |  | 3 | Fail | Please check "Mounting"
380044466 | TNB | DISTRIBUTION | KUALA SELANGOR | Existing | RYB | LV FUSE SWITCH |  | CLOSED | IEC MIDDLE CURVE | FUSES | SPARE |  |  |  | 250.000 A |  |  | 3 | Fail | Please check "Mounting"
380044480 | TNB | DISTRIBUTION | KUALA SELANGOR | Existing | RYB | LV FUSE SWITCH |  | CLOSED | IEC MIDDLE CURVE | FUSES | SPARE |  |  |  | 250.000 A |  |  | 3 | Fail | Please check "Mounting"
380044487 | TNB | DISTRIBUTION | KUALA SELANGOR | Existing | RYB | LV FUSE SWITCH |  | CLOSED | IEC MIDDLE CURVE | FUSES | SPARE |  |  |  | 250.000 A |  |  | 3 | Fail | Please check "Mounting"
380044492 | TNB | DISTRIBUTION | KUALA SELANGOR | Existing | RYB | LV FUSE SWITCH |  | CLOSED | IEC MIDDLE CURVE | FUSES | SPARE |  |  |  | 250.000 A |  |  | 3 | Fail | Please check "Mounting"
380044498 | TNB | DISTRIBUTION | KUALA SELANGOR | Existing | RYB | LV FUSE SWITCH |  | CLOSED | IEC MIDDLE CURVE | FUSES | SPARE |  |  |  | 250.000 A |  |  | 3 | Fail | Please check "Mounting"
380044510 | TNB | DISTRIBUTION | KUALA SELANGOR | Existing | RYB | LV FUSE SWITCH |  | CLOSED | IEC MIDDLE CURVE | FUSES | SPARE |  |  |  | 250.000 A |  |  | 3 | Fail | Please check "Mounting"
380044518 | TNB | DISTRIBUTION | KUALA SELANGOR | Existing | RYB | LV FUSE SWITCH |  | CLOSED | IEC MIDDLE CURVE | FUSES | SPARE |  |  |  | 250.000 A |  |  | 3 | Fail | Please check "Mounting"
380044536 | TNB | DISTRIBUTION | KUALA SELANGOR | Existing | RYB | LV FUSE SWITCH |  | CLOSED | IEC MIDDLE CURVE | FUSES | SPARE |  |  |  | 250.000 A |  |  | 3 | Fail | Please check "Mounting"
380079198 | TNB | DISTRIBUTION | KUALA SELANGOR | Existing | RYB | LV FUSE SWITCH |  | OPEN | IEC MIDDLE CURVE | FUSES | SPARE |  |  |  | 250.000 A |  |  | 6 | Fail | Please check "Mounting"
380079210 | TNB | DISTRIBUTION | KUALA SELANGOR | Existing | RYB | LV FUSE SWITCH |  | OPEN | IEC MIDDLE CURVE | FUSES | SPARE |  |  |  | 250.000 A |  |  | 6 | Fail | Please check "Mounting"
380079215 | TNB | DISTRIBUTION | KUALA SELANGOR | Existing | RYB | LV FUSE SWITCH |  | OPEN | IEC MIDDLE CURVE | FUSES | SPARE |  |  |  | 250.000 A |  |  | 6 | Fail | Please check "Mounting"
380079218 | TNB | DISTRIBUTION | KUALA SELANGOR | Existing | RYB | LV FUSE SWITCH |  | OPEN | IEC MIDDLE CURVE | FUSES | SPARE |  |  |  | 250.000 A |  |  | 6 | Fail | Please check "Mounting"
380079222 | TNB | DISTRIBUTION | KUALA SELANGOR | Existing | RYB | LV FUSE SWITCH |  | OPEN | IEC MIDDLE CURVE | FUSES | SPARE |  |  |  | 250.000 A |  |  | 6 | Fail | Please check "Mounting"
380079232 | TNB | DISTRIBUTION | KUALA SELANGOR | Existing | RYB | LV FUSE SWITCH |  | OPEN | IEC MIDDLE CURVE | FUSES | SPARE |  |  |  | 250.000 A |  |  | 6 | Fail | Please check "Mounting"
380079238 | TNB | DISTRIBUTION | KUALA SELANGOR | Existing | RYB | LV FUSE SWITCH |  | OPEN | IEC MIDDLE CURVE | FUSES | SPARE |  |  |  | 250.000 A |  |  | 6 | Fail | Please check "Mounting"
380079250 | TNB | DISTRIBUTION | KUALA SELANGOR | Existing | RYB | LV FUSE SWITCH |  | CLOSED | IEC MIDDLE CURVE | FUSES | SPARE |  |  |  | 250.000 A |  |  | 6 | Fail | Please check "Mounting"
380079255 | TNB | DISTRIBUTION | KUALA SELANGOR | Existing | RYB | LV FUSE SWITCH |  | CLOSED | IEC MIDDLE CURVE | FUSES | SPARE |  |  |  | 250.000 A |  |  | 6 | Fail | Please check "Mounting"
380079267 | TNB | DISTRIBUTION | KUALA SELANGOR | Existing | RYB | LV FUSE SWITCH |  | CLOSED | IEC MIDDLE CURVE | FUSES | SPARE |  |  |  | 250.000 A |  |  | 6 | Fail | Please check "Mounting"
380079272 | TNB | DISTRIBUTION | KUALA SELANGOR | Existing | RYB | LV FUSE SWITCH |  | CLOSED | IEC MIDDLE CURVE | FUSES | SPARE |  |  |  | 250.000 A |  |  | 6 | Fail | Please check "Mounting"
380079275 | TNB | DISTRIBUTION | KUALA SELANGOR | Existing | RYB | LV FUSE SWITCH |  | CLOSED | IEC MIDDLE CURVE | FUSES | SPARE |  |  |  | 250.000 A |  |  | 6 | Fail | Please check "Mounting"
380079279 | TNB | DISTRIBUTION | KUALA SELANGOR | Existing | RYB | LV FUSE SWITCH |  | CLOSED | IEC MIDDLE CURVE | FUSES | SPARE |  |  |  | 250.000 A |  |  | 6 | Fail | Please check "Mounting"
380079289 | TNB | DISTRIBUTION | KUALA SELANGOR | Existing | RYB | LV FUSE SWITCH |  | CLOSED | IEC MIDDLE CURVE | FUSES | SPARE |  |  |  | 250.000 A |  |  | 6 | Fail | Please check "Mounting"
380079295 | TNB | DISTRIBUTION | KUALA SELANGOR | Existing | RYB | LV FUSE SWITCH |  | CLOSED | IEC MIDDLE CURVE | FUSES | SPARE |  |  |  | 250.000 A |  |  | 6 | Fail | Please check "Mounting"
380079307 | TNB | DISTRIBUTION | KUALA SELANGOR | Existing | RYB | LV FUSE SWITCH |  | CLOSED | IEC MIDDLE CURVE | FUSES | SPARE |  |  |  | 250.000 A |  |  | 6 | Fail | Please check "Mounting"
380079526 | TNB | DISTRIBUTION | KUALA SELANGOR | Existing | RYB | LV FUSE SWITCH |  | CLOSED | IEC MIDDLE CURVE | FUSES | SPARE |  |  |  | 250.000 A |  |  | 6 | Fail | Please check "Mounting"
380079538 | TNB | DISTRIBUTION | KUALA SELANGOR | Existing | RYB | LV FUSE SWITCH |  | CLOSED | IEC MIDDLE CURVE | FUSES | SPARE |  |  |  | 250.000 A |  |  | 6 | Fail | Please check "Mounting"
380079543 | TNB | DISTRIBUTION | KUALA SELANGOR | Existing | RYB | LV FUSE SWITCH |  | CLOSED | IEC MIDDLE CURVE | FUSES | SPARE |  |  |  | 250.000 A |  |  | 6 | Fail | Please check "Mounting"
380079546 | TNB | DISTRIBUTION | KUALA SELANGOR | Existing | RYB | LV FUSE SWITCH |  | CLOSED | IEC MIDDLE CURVE | FUSES | SPARE |  |  |  | 250.000 A |  |  | 6 | Fail | Please check "Mounting"
380079550 | TNB | DISTRIBUTION | KUALA SELANGOR | Existing | RYB | LV FUSE SWITCH |  | CLOSED | IEC MIDDLE CURVE | FUSES | SPARE |  |  |  | 250.000 A |  |  | 6 | Fail | Please check "Mounting"
380079560 | TNB | DISTRIBUTION | KUALA SELANGOR | Existing | RYB | LV FUSE SWITCH |  | CLOSED | IEC MIDDLE CURVE | FUSES | SPARE |  |  |  | 250.000 A |  |  | 6 | Fail | Please check "Mounting"
380079566 | TNB | DISTRIBUTION | KUALA SELANGOR | Existing | RYB | LV FUSE SWITCH |  | CLOSED | IEC MIDDLE CURVE | FUSES | SPARE |  |  |  | 250.000 A |  |  | 6 | Fail | Please check "Mounting"
380079578 | TNB | DISTRIBUTION | KUALA SELANGOR | Existing | RYB | LV FUSE SWITCH |  | CLOSED | IEC MIDDLE CURVE | FUSES | SPARE |  |  |  | 250.000 A |  |  | 6 | Fail | Please check "Mounting"
380079644 | TNB | DISTRIBUTION | KUALA SELANGOR | Existing | RYB | LV FUSE SWITCH |  | CLOSED | IEC MIDDLE CURVE | FUSES | SPARE |  |  |  | 250.000 A |  |  | 6 | Fail | Please check "Mounting"
380079656 | TNB | DISTRIBUTION | KUALA SELANGOR | Existing | RYB | LV FUSE SWITCH |  | CLOSED | IEC MIDDLE CURVE | FUSES | SPARE |  |  |  | 250.000 A |  |  | 6 | Fail | Please check "Mounting"
380079661 | TNB | DISTRIBUTION | KUALA SELANGOR | Existing | RYB | LV FUSE SWITCH |  | CLOSED | IEC MIDDLE CURVE | FUSES | SPARE |  |  |  | 250.000 A |  |  | 6 | Fail | Please check "Mounting"
380079664 | TNB | DISTRIBUTION | KUALA SELANGOR | Existing | RYB | LV FUSE SWITCH |  | CLOSED | IEC MIDDLE CURVE | FUSES | SPARE |  |  |  | 250.000 A |  |  | 6 | Fail | Please check "Mounting"
380079668 | TNB | DISTRIBUTION | KUALA SELANGOR | Existing | RYB | LV FUSE SWITCH |  | CLOSED | IEC MIDDLE CURVE | FUSES | SPARE |  |  |  | 250.000 A |  |  | 6 | Fail | Please check "Mounting"
380079678 | TNB | DISTRIBUTION | KUALA SELANGOR | Existing | RYB | LV FUSE SWITCH |  | CLOSED | IEC MIDDLE CURVE | FUSES | SPARE |  |  |  | 250.000 A |  |  | 6 | Fail | Please check "Mounting"
380079684 | TNB | DISTRIBUTION | KUALA SELANGOR | Existing | RYB | LV FUSE SWITCH |  | CLOSED | IEC MIDDLE CURVE | FUSES | SPARE |  |  |  | 250.000 A |  |  | 6 | Fail | Please check "Mounting"
380079696 | TNB | DISTRIBUTION | KUALA SELANGOR | Existing | RYB | LV FUSE SWITCH |  | CLOSED | IEC MIDDLE CURVE | FUSES | SPARE |  |  |  | 250.000 A |  |  | 6 | Fail | Please check "Mounting"
380079701 | TNB | DISTRIBUTION | KUALA SELANGOR | Existing | RYB | LV FUSE SWITCH |  | CLOSED | IEC MIDDLE CURVE | FUSES | SPARE |  |  |  | 250.000 A |  |  | 6 | Fail | Please check "Mounting"
380079713 | TNB | DISTRIBUTION | KUALA SELANGOR | Existing | RYB | LV FUSE SWITCH |  | CLOSED | IEC MIDDLE CURVE | FUSES | SPARE |  |  |  | 250.000 A |  |  | 6 | Fail | Please check "Mounting"
380079718 | TNB | DISTRIBUTION | KUALA SELANGOR | Existing | RYB | LV FUSE SWITCH |  | CLOSED | IEC MIDDLE CURVE | FUSES | SPARE |  |  |  | 250.000 A |  |  | 6 | Fail | Please check "Mounting"
380079721 | TNB | DISTRIBUTION | KUALA SELANGOR | Existing | RYB | LV FUSE SWITCH |  | CLOSED | IEC MIDDLE CURVE | FUSES | SPARE |  |  |  | 250.000 A |  |  | 6 | Fail | Please check "Mounting"
380079725 | TNB | DISTRIBUTION | KUALA SELANGOR | Existing | RYB | LV FUSE SWITCH |  | CLOSED | IEC MIDDLE CURVE | FUSES | SPARE |  |  |  | 250.000 A |  |  | 6 | Fail | Please check "Mounting"
380079735 | TNB | DISTRIBUTION | KUALA SELANGOR | Existing | RYB | LV FUSE SWITCH |  | CLOSED | IEC MIDDLE CURVE | FUSES | SPARE |  |  |  | 250.000 A |  |  | 6 | Fail | Please check "Mounting"
380079741 | TNB | DISTRIBUTION | KUALA SELANGOR | Existing | RYB | LV FUSE SWITCH |  | CLOSED | IEC MIDDLE CURVE | FUSES | SPARE |  |  |  | 250.000 A |  |  | 6 | Fail | Please check "Mounting"
380079753 | TNB | DISTRIBUTION | KUALA SELANGOR | Existing | RYB | LV FUSE SWITCH |  | CLOSED | IEC MIDDLE CURVE | FUSES | SPARE |  |  |  | 250.000 A |  |  | 6 | Fail | Please check "Mounting"
380079893 | TNB | DISTRIBUTION | KUALA SELANGOR | Existing | RYB | LV FUSE SWITCH |  | CLOSED | IEC MIDDLE CURVE | FUSES | SPARE |  |  |  | 250.000 A |  |  | 6 | Fail | Please check "Mounting"
380079905 | TNB | DISTRIBUTION | KUALA SELANGOR | Existing | RYB | LV FUSE SWITCH |  | CLOSED | IEC MIDDLE CURVE | FUSES | SPARE |  |  |  | 250.000 A |  |  | 6 | Fail | Please check "Mounting"
380079910 | TNB | DISTRIBUTION | KUALA SELANGOR | Existing | RYB | LV FUSE SWITCH |  | CLOSED | IEC MIDDLE CURVE | FUSES | SPARE |  |  |  | 250.000 A |  |  | 6 | Fail | Please check "Mounting"
380079913 | TNB | DISTRIBUTION | KUALA SELANGOR | Existing | RYB | LV FUSE SWITCH |  | CLOSED | IEC MIDDLE CURVE | FUSES | SPARE |  |  |  | 250.000 A |  |  | 6 | Fail | Please check "Mounting"
380079917 | TNB | DISTRIBUTION | KUALA SELANGOR | Existing | RYB | LV FUSE SWITCH |  | CLOSED | IEC MIDDLE CURVE | FUSES | SPARE |  |  |  | 250.000 A |  |  | 6 | Fail | Please check "Mounting"
380079927 | TNB | DISTRIBUTION | KUALA SELANGOR | Existing | RYB | LV FUSE SWITCH |  | CLOSED | IEC MIDDLE CURVE | FUSES | SPARE |  |  |  | 250.000 A |  |  | 6 | Fail | Please check "Mounting"
380079933 | TNB | DISTRIBUTION | KUALA SELANGOR | Existing | RYB | LV FUSE SWITCH |  | CLOSED | IEC MIDDLE CURVE | FUSES | SPARE |  |  |  | 250.000 A |  |  | 6 | Fail | Please check "Mounting"
380079945 | TNB | DISTRIBUTION | KUALA SELANGOR | Existing | RYB | LV FUSE SWITCH |  | CLOSED | IEC MIDDLE CURVE | FUSES | SPARE |  |  |  | 250.000 A |  |  | 6 | Fail | Please check "Mounting"
380079989 | TNB | DISTRIBUTION | KUALA SELANGOR | Existing | RYB | LV FUSE SWITCH |  | CLOSED | IEC MIDDLE CURVE | FUSES | SPARE |  |  |  | 250.000 A |  |  | 6 | Fail | Please check "Mounting"
380080001 | TNB | DISTRIBUTION | KUALA SELANGOR | Existing | RYB | LV FUSE SWITCH |  | CLOSED | IEC MIDDLE CURVE | FUSES | SPARE |  |  |  | 250.000 A |  |  | 6 | Fail | Please check "Mounting"
380080006 | TNB | DISTRIBUTION | KUALA SELANGOR | Existing | RYB | LV FUSE SWITCH |  | CLOSED | IEC MIDDLE CURVE | FUSES | SPARE |  |  |  | 250.000 A |  |  | 6 | Fail | Please check "Mounting"
380080009 | TNB | DISTRIBUTION | KUALA SELANGOR | Existing | RYB | LV FUSE SWITCH |  | CLOSED | IEC MIDDLE CURVE | FUSES | SPARE |  |  |  | 250.000 A |  |  | 6 | Fail | Please check "Mounting"
380080013 | TNB | DISTRIBUTION | KUALA SELANGOR | Existing | RYB | LV FUSE SWITCH |  | CLOSED | IEC MIDDLE CURVE | FUSES | SPARE |  |  |  | 250.000 A |  |  | 6 | Fail | Please check "Mounting"
380080023 | TNB | DISTRIBUTION | KUALA SELANGOR | Existing | RYB | LV FUSE SWITCH |  | CLOSED | IEC MIDDLE CURVE | FUSES | SPARE |  |  |  | 250.000 A |  |  | 6 | Fail | Please check "Mounting"
380080029 | TNB | DISTRIBUTION | KUALA SELANGOR | Existing | RYB | LV FUSE SWITCH |  | CLOSED | IEC MIDDLE CURVE | FUSES | SPARE |  |  |  | 250.000 A |  |  | 6 | Fail | Please check "Mounting"
380080041 | TNB | DISTRIBUTION | KUALA SELANGOR | Existing | RYB | LV FUSE SWITCH |  | CLOSED | IEC MIDDLE CURVE | FUSES | SPARE |  |  |  | 250.000 A |  |  | 6 | Fail | Please check "Mounting"
380080085 | TNB | DISTRIBUTION | KUALA SELANGOR | Existing | RYB | LV FUSE SWITCH |  | CLOSED | IEC MIDDLE CURVE | FUSES | SPARE |  |  |  | 250.000 A |  |  | 6 | Fail | Please check "Mounting"
380080097 | TNB | DISTRIBUTION | KUALA SELANGOR | Existing | RYB | LV FUSE SWITCH |  | CLOSED | IEC MIDDLE CURVE | FUSES | SPARE |  |  |  | 250.000 A |  |  | 6 | Fail | Please check "Mounting"
380080102 | TNB | DISTRIBUTION | KUALA SELANGOR | Existing | RYB | LV FUSE SWITCH |  | CLOSED | IEC MIDDLE CURVE | FUSES | SPARE |  |  |  | 250.000 A |  |  | 6 | Fail | Please check "Mounting"
380080105 | TNB | DISTRIBUTION | KUALA SELANGOR | Existing | RYB | LV FUSE SWITCH |  | CLOSED | IEC MIDDLE CURVE | FUSES | SPARE |  |  |  | 250.000 A |  |  | 6 | Fail | Please check "Mounting"
380080109 | TNB | DISTRIBUTION | KUALA SELANGOR | Existing | RYB | LV FUSE SWITCH |  | CLOSED | IEC MIDDLE CURVE | FUSES | SPARE |  |  |  | 250.000 A |  |  | 6 | Fail | Please check "Mounting"
380080119 | TNB | DISTRIBUTION | KUALA SELANGOR | Existing | RYB | LV FUSE SWITCH |  | CLOSED | IEC MIDDLE CURVE | FUSES | SPARE |  |  |  | 250.000 A |  |  | 6 | Fail | Please check "Mounting"
380080125 | TNB | DISTRIBUTION | KUALA SELANGOR | Existing | RYB | LV FUSE SWITCH |  | CLOSED | IEC MIDDLE CURVE | FUSES | SPARE |  |  |  | 250.000 A |  |  | 6 | Fail | Please check "Mounting"
380080137 | TNB | DISTRIBUTION | KUALA SELANGOR | Existing | RYB | LV FUSE SWITCH |  | CLOSED | IEC MIDDLE CURVE | FUSES | SPARE |  |  |  | 250.000 A |  |  | 6 | Fail | Please check "Mounting"
380080181 | TNB | DISTRIBUTION | KUALA SELANGOR | Existing | RYB | LV FUSE SWITCH |  | CLOSED | IEC MIDDLE CURVE | FUSES | SPARE |  |  |  | 250.000 A |  |  | 6 | Fail | Please check "Mounting"
380080193 | TNB | DISTRIBUTION | KUALA SELANGOR | Existing | RYB | LV FUSE SWITCH |  | CLOSED | IEC MIDDLE CURVE | FUSES | SPARE |  |  |  | 250.000 A |  |  | 6 | Fail | Please check "Mounting"
380080198 | TNB | DISTRIBUTION | KUALA SELANGOR | Existing | RYB | LV FUSE SWITCH |  | CLOSED | IEC MIDDLE CURVE | FUSES | SPARE |  |  |  | 250.000 A |  |  | 6 | Fail | Please check "Mounting"
380080201 | TNB | DISTRIBUTION | KUALA SELANGOR | Existing | RYB | LV FUSE SWITCH |  | CLOSED | IEC MIDDLE CURVE | FUSES | SPARE |  |  |  | 250.000 A |  |  | 6 | Fail | Please check "Mounting"
380080205 | TNB | DISTRIBUTION | KUALA SELANGOR | Existing | RYB | LV FUSE SWITCH |  | CLOSED | IEC MIDDLE CURVE | FUSES | SPARE |  |  |  | 250.000 A |  |  | 6 | Fail | Please check "Mounting"
380080215 | TNB | DISTRIBUTION | KUALA SELANGOR | Existing | RYB | LV FUSE SWITCH |  | CLOSED | IEC MIDDLE CURVE | FUSES | SPARE |  |  |  | 250.000 A |  |  | 6 | Fail | Please check "Mounting"
380080221 | TNB | DISTRIBUTION | KUALA SELANGOR | Existing | RYB | LV FUSE SWITCH |  | CLOSED | IEC MIDDLE CURVE | FUSES | SPARE |  |  |  | 250.000 A |  |  | 6 | Fail | Please check "Mounting"
380080233 | TNB | DISTRIBUTION | KUALA SELANGOR | Existing | RYB | LV FUSE SWITCH |  | CLOSED | IEC MIDDLE CURVE | FUSES | SPARE |  |  |  | 250.000 A |  |  | 6 | Fail | Please check "Mounting"
380080329 | TNB | DISTRIBUTION | KUALA SELANGOR | Existing | RYB | LV FUSE SWITCH |  | CLOSED | IEC MIDDLE CURVE | FUSES | SPARE |  |  |  | 250.000 A |  |  | 6 | Fail | Please check "Mounting"
380080341 | TNB | DISTRIBUTION | KUALA SELANGOR | Existing | RYB | LV FUSE SWITCH |  | CLOSED | IEC MIDDLE CURVE | FUSES | SPARE |  |  |  | 250.000 A |  |  | 6 | Fail | Please check "Mounting"
380080346 | TNB | DISTRIBUTION | KUALA SELANGOR | Existing | RYB | LV FUSE SWITCH |  | CLOSED | IEC MIDDLE CURVE | FUSES | SPARE |  |  |  | 250.000 A |  |  | 6 | Fail | Please check "Mounting"
380080349 | TNB | DISTRIBUTION | KUALA SELANGOR | Existing | RYB | LV FUSE SWITCH |  | CLOSED | IEC MIDDLE CURVE | FUSES | SPARE |  |  |  | 250.000 A |  |  | 6 | Fail | Please check "Mounting"
380080353 | TNB | DISTRIBUTION | KUALA SELANGOR | Existing | RYB | LV FUSE SWITCH |  | CLOSED | IEC MIDDLE CURVE | FUSES | SPARE |  |  |  | 250.000 A |  |  | 6 | Fail | Please check "Mounting"
380080363 | TNB | DISTRIBUTION | KUALA SELANGOR | Existing | RYB | LV FUSE SWITCH |  | CLOSED | IEC MIDDLE CURVE | FUSES | SPARE |  |  |  | 250.000 A |  |  | 6 | Fail | Please check "Mounting"
380080369 | TNB | DISTRIBUTION | KUALA SELANGOR | Existing | RYB | LV FUSE SWITCH |  | CLOSED | IEC MIDDLE CURVE | FUSES | SPARE |  |  |  | 250.000 A |  |  | 6 | Fail | Please check "Mounting"
380080381 | TNB | DISTRIBUTION | KUALA SELANGOR | Existing | RYB | LV FUSE SWITCH |  | CLOSED | IEC MIDDLE CURVE | FUSES | SPARE |  |  |  | 250.000 A |  |  | 6 | Fail | Please check "Mounting"
380080432 | TNB | DISTRIBUTION | KUALA SELANGOR | Existing | RYB | LV FUSE SWITCH |  | CLOSED | IEC MIDDLE CURVE | FUSES | SPARE |  |  |  | 250.000 A |  |  | 6 | Fail | Please check "Mounting"
380080444 | TNB | DISTRIBUTION | KUALA SELANGOR | Existing | RYB | LV FUSE SWITCH |  | CLOSED | IEC MIDDLE CURVE | FUSES | SPARE |  |  |  | 250.000 A |  |  | 6 | Fail | Please check "Mounting"
380080449 | TNB | DISTRIBUTION | KUALA SELANGOR | Existing | RYB | LV FUSE SWITCH |  | CLOSED | IEC MIDDLE CURVE | FUSES | SPARE |  |  |  | 250.000 A |  |  | 6 | Fail | Please check "Mounting"
380080452 | TNB | DISTRIBUTION | KUALA SELANGOR | Existing | RYB | LV FUSE SWITCH |  | CLOSED | IEC MIDDLE CURVE | FUSES | SPARE |  |  |  | 250.000 A |  |  | 6 | Fail | Please check "Mounting"
380080456 | TNB | DISTRIBUTION | KUALA SELANGOR | Existing | RYB | LV FUSE SWITCH |  | CLOSED | IEC MIDDLE CURVE | FUSES | SPARE |  |  |  | 250.000 A |  |  | 6 | Fail | Please check "Mounting"
380080466 | TNB | DISTRIBUTION | KUALA SELANGOR | Existing | RYB | LV FUSE SWITCH |  | CLOSED | IEC MIDDLE CURVE | FUSES | SPARE |  |  |  | 250.000 A |  |  | 6 | Fail | Please check "Mounting"
380080472 | TNB | DISTRIBUTION | KUALA SELANGOR | Existing | RYB | LV FUSE SWITCH |  | CLOSED | IEC MIDDLE CURVE | FUSES | SPARE |  |  |  | 250.000 A |  |  | 6 | Fail | Please check "Mounting"
380080484 | TNB | DISTRIBUTION | KUALA SELANGOR | Existing | RYB | LV FUSE SWITCH |  | CLOSED | IEC MIDDLE CURVE | FUSES | SPARE |  |  |  | 250.000 A |  |  | 6 | Fail | Please check "Mounting"
380080526 | TNB | DISTRIBUTION | KUALA SELANGOR | Existing | RYB | LV FUSE SWITCH |  | CLOSED | IEC MIDDLE CURVE | FUSES | SPARE |  |  |  | 250.000 A |  |  | 6 | Fail | Please check "Mounting"
380080538 | TNB | DISTRIBUTION | KUALA SELANGOR | Existing | RYB | LV FUSE SWITCH |  | CLOSED | IEC MIDDLE CURVE | FUSES | SPARE |  |  |  | 250.000 A |  |  | 6 | Fail | Please check "Mounting"
380080543 | TNB | DISTRIBUTION | KUALA SELANGOR | Existing | RYB | LV FUSE SWITCH |  | CLOSED | IEC MIDDLE CURVE | FUSES | SPARE |  |  |  | 250.000 A |  |  | 6 | Fail | Please check "Mounting"
380080546 | TNB | DISTRIBUTION | KUALA SELANGOR | Existing | RYB | LV FUSE SWITCH |  | CLOSED | IEC MIDDLE CURVE | FUSES | SPARE |  |  |  | 250.000 A |  |  | 6 | Fail | Please check "Mounting"
380080550 | TNB | DISTRIBUTION | KUALA SELANGOR | Existing | RYB | LV FUSE SWITCH |  | CLOSED | IEC MIDDLE CURVE | FUSES | SPARE |  |  |  | 250.000 A |  |  | 6 | Fail | Please check "Mounting"
380080560 | TNB | DISTRIBUTION | KUALA SELANGOR | Existing | RYB | LV FUSE SWITCH |  | CLOSED | IEC MIDDLE CURVE | FUSES | SPARE |  |  |  | 250.000 A |  |  | 6 | Fail | Please check "Mounting"
380080566 | TNB | DISTRIBUTION | KUALA SELANGOR | Existing | RYB | LV FUSE SWITCH |  | CLOSED | IEC MIDDLE CURVE | FUSES | SPARE |  |  |  | 250.000 A |  |  | 6 | Fail | Please check "Mounting"
380080578 | TNB | DISTRIBUTION | KUALA SELANGOR | Existing | RYB | LV FUSE SWITCH |  | CLOSED | IEC MIDDLE CURVE | FUSES | SPARE |  |  |  | 250.000 A |  |  | 6 | Fail | Please check "Mounting"
380080629 | TNB | DISTRIBUTION | KUALA SELANGOR | Existing | RYB | LV FUSE SWITCH |  | OPEN | IEC MIDDLE CURVE | FUSES | SPARE |  |  |  | 250.000 A |  |  | 6 | Fail | Please check "Mounting"
380080641 | TNB | DISTRIBUTION | KUALA SELANGOR | Existing | RYB | LV FUSE SWITCH |  | OPEN | IEC MIDDLE CURVE | FUSES | SPARE |  |  |  | 250.000 A |  |  | 6 | Fail | Please check "Mounting"
380080646 | TNB | DISTRIBUTION | KUALA SELANGOR | Existing | RYB | LV FUSE SWITCH |  | OPEN | IEC MIDDLE CURVE | FUSES | SPARE |  |  |  | 250.000 A |  |  | 6 | Fail | Please check "Mounting"
380080649 | TNB | DISTRIBUTION | KUALA SELANGOR | Existing | RYB | LV FUSE SWITCH |  | OPEN | IEC MIDDLE CURVE | FUSES | SPARE |  |  |  | 250.000 A |  |  | 6 | Fail | Please check "Mounting"
380080653 | TNB | DISTRIBUTION | KUALA SELANGOR | Existing | RYB | LV FUSE SWITCH |  | OPEN | IEC MIDDLE CURVE | FUSES | SPARE |  |  |  | 250.000 A |  |  | 6 | Fail | Please check "Mounting"
380080663 | TNB | DISTRIBUTION | KUALA SELANGOR | Existing | RYB | LV FUSE SWITCH |  | OPEN | IEC MIDDLE CURVE | FUSES | SPARE |  |  |  | 250.000 A |  |  | 6 | Fail | Please check "Mounting"
380080669 | TNB | DISTRIBUTION | KUALA SELANGOR | Existing | RYB | LV FUSE SWITCH |  | OPEN | IEC MIDDLE CURVE | FUSES | SPARE |  |  |  | 250.000 A |  |  | 6 | Fail | Please check "Mounting"
380080681 | TNB | DISTRIBUTION | KUALA SELANGOR | Existing | RYB | LV FUSE SWITCH |  | CLOSED | IEC MIDDLE CURVE | FUSES | SPARE |  |  |  | 250.000 A |  |  | 6 | Fail | Please check "Mounting"
380080723 | TNB | DISTRIBUTION | KUALA SELANGOR | Existing | RYB | LV FUSE SWITCH |  | CLOSED | IEC MIDDLE CURVE | FUSES | SPARE |  |  |  | 250.000 A |  |  | 6 | Fail | Please check "Mounting"
380080735 | TNB | DISTRIBUTION | KUALA SELANGOR | Existing | RYB | LV FUSE SWITCH |  | CLOSED | IEC MIDDLE CURVE | FUSES | SPARE |  |  |  | 250.000 A |  |  | 6 | Fail | Please check "Mounting"
380080740 | TNB | DISTRIBUTION | KUALA SELANGOR | Existing | RYB | LV FUSE SWITCH |  | CLOSED | IEC MIDDLE CURVE | FUSES | SPARE |  |  |  | 250.000 A |  |  | 6 | Fail | Please check "Mounting"
380080743 | TNB | DISTRIBUTION | KUALA SELANGOR | Existing | RYB | LV FUSE SWITCH |  | CLOSED | IEC MIDDLE CURVE | FUSES | SPARE |  |  |  | 250.000 A |  |  | 6 | Fail | Please check "Mounting"
380080747 | TNB | DISTRIBUTION | KUALA SELANGOR | Existing | RYB | LV FUSE SWITCH |  | OPEN | IEC MIDDLE CURVE | FUSES | SPARE |  |  |  | 250.000 A |  |  | 6 | Fail | Please check "Mounting"
380080757 | TNB | DISTRIBUTION | KUALA SELANGOR | Existing | RYB | LV FUSE SWITCH |  | OPEN | IEC MIDDLE CURVE | FUSES | SPARE |  |  |  | 250.000 A |  |  | 6 | Fail | Please check "Mounting"
380080763 | TNB | DISTRIBUTION | KUALA SELANGOR | Existing | RYB | LV FUSE SWITCH |  | OPEN | IEC MIDDLE CURVE | FUSES | SPARE |  |  |  | 250.000 A |  |  | 6 | Fail | Please check "Mounting"
380080775 | TNB | DISTRIBUTION | KUALA SELANGOR | Existing | RYB | LV FUSE SWITCH |  | CLOSED | IEC MIDDLE CURVE | FUSES | SPARE |  |  |  | 250.000 A |  |  | 6 | Fail | Please check "Mounting"
380080841 | TNB | DISTRIBUTION | KUALA SELANGOR | Existing | RYB | LV FUSE SWITCH |  | CLOSED | IEC MIDDLE CURVE | FUSES | SPARE |  |  |  | 250.000 A |  |  | 6 | Fail | Please check "Mounting"
380080853 | TNB | DISTRIBUTION | KUALA SELANGOR | Existing | RYB | LV FUSE SWITCH |  | CLOSED | IEC MIDDLE CURVE | FUSES | SPARE |  |  |  | 250.000 A |  |  | 6 | Fail | Please check "Mounting"
380080858 | TNB | DISTRIBUTION | KUALA SELANGOR | Existing | RYB | LV FUSE SWITCH |  | CLOSED | IEC MIDDLE CURVE | FUSES | SPARE |  |  |  | 250.000 A |  |  | 6 | Fail | Please check "Mounting"
380080861 | TNB | DISTRIBUTION | KUALA SELANGOR | Existing | RYB | LV FUSE SWITCH |  | CLOSED | IEC MIDDLE CURVE | FUSES | SPARE |  |  |  | 250.000 A |  |  | 6 | Fail | Please check "Mounting"
380080865 | TNB | DISTRIBUTION | KUALA SELANGOR | Existing | RYB | LV FUSE SWITCH |  | CLOSED | IEC MIDDLE CURVE | FUSES | SPARE |  |  |  | 250.000 A |  |  | 6 | Fail | Please check "Mounting"
380080875 | TNB | DISTRIBUTION | KUALA SELANGOR | Existing | RYB | LV FUSE SWITCH |  | CLOSED | IEC MIDDLE CURVE | FUSES | SPARE |  |  |  | 250.000 A |  |  | 6 | Fail | Please check "Mounting"
380080881 | TNB | DISTRIBUTION | KUALA SELANGOR | Existing | RYB | LV FUSE SWITCH |  | CLOSED | IEC MIDDLE CURVE | FUSES | SPARE |  |  |  | 250.000 A |  |  | 6 | Fail | Please check "Mounting"
380080893 | TNB | DISTRIBUTION | KUALA SELANGOR | Existing | RYB | LV FUSE SWITCH |  | CLOSED | IEC MIDDLE CURVE | FUSES | SPARE |  |  |  | 250.000 A |  |  | 6 | Fail | Please check "Mounting"
380080898 | TNB | DISTRIBUTION | KUALA SELANGOR | Existing | RYB | LV FUSE SWITCH |  | CLOSED | IEC MIDDLE CURVE | FUSES | SPARE |  |  |  | 250.000 A |  |  | 6 | Fail | Please check "Mounting"
380080910 | TNB | DISTRIBUTION | KUALA SELANGOR | Existing | RYB | LV FUSE SWITCH |  | CLOSED | IEC MIDDLE CURVE | FUSES | SPARE |  |  |  | 250.000 A |  |  | 6 | Fail | Please check "Mounting"
380080915 | TNB | DISTRIBUTION | KUALA SELANGOR | Existing | RYB | LV FUSE SWITCH |  | CLOSED | IEC MIDDLE CURVE | FUSES | SPARE |  |  |  | 250.000 A |  |  | 6 | Fail | Please check "Mounting"
380080918 | TNB | DISTRIBUTION | KUALA SELANGOR | Existing | RYB | LV FUSE SWITCH |  | CLOSED | IEC MIDDLE CURVE | FUSES | SPARE |  |  |  | 250.000 A |  |  | 6 | Fail | Please check "Mounting"
380080922 | TNB | DISTRIBUTION | KUALA SELANGOR | Existing | RYB | LV FUSE SWITCH |  | CLOSED | IEC MIDDLE CURVE | FUSES | SPARE |  |  |  | 250.000 A |  |  | 6 | Fail | Please check "Mounting"
380080932 | TNB | DISTRIBUTION | KUALA SELANGOR | Existing | RYB | LV FUSE SWITCH |  | CLOSED | IEC MIDDLE CURVE | FUSES | SPARE |  |  |  | 250.000 A |  |  | 6 | Fail | Please check "Mounting"
380080938 | TNB | DISTRIBUTION | KUALA SELANGOR | Existing | RYB | LV FUSE SWITCH |  | CLOSED | IEC MIDDLE CURVE | FUSES | SPARE |  |  |  | 250.000 A |  |  | 6 | Fail | Please check "Mounting"
380080950 | TNB | DISTRIBUTION | KUALA SELANGOR | Existing | RYB | LV FUSE SWITCH |  | CLOSED | IEC MIDDLE CURVE | FUSES | SPARE |  |  |  | 250.000 A |  |  | 6 | Fail | Please check "Mounting"
380081042 | TNB | DISTRIBUTION | KUALA SELANGOR | Existing | RYB | LV FUSE SWITCH |  | CLOSED | IEC MIDDLE CURVE | FUSES | SPARE |  |  |  | 250.000 A |  |  | 6 | Fail | Please check "Mounting"
380081054 | TNB | DISTRIBUTION | KUALA SELANGOR | Existing | RYB | LV FUSE SWITCH |  | OPEN | IEC MIDDLE CURVE | FUSES | SPARE |  |  |  | 250.000 A |  |  | 6 | Fail | Please check "Mounting"
380081059 | TNB | DISTRIBUTION | KUALA SELANGOR | Existing | RYB | LV FUSE SWITCH |  | OPEN | IEC MIDDLE CURVE | FUSES | SPARE |  |  |  | 250.000 A |  |  | 6 | Fail | Please check "Mounting"
380081062 | TNB | DISTRIBUTION | KUALA SELANGOR | Existing | RYB | LV FUSE SWITCH |  | OPEN | IEC MIDDLE CURVE | FUSES | SPARE |  |  |  | 250.000 A |  |  | 6 | Fail | Please check "Mounting"
380081066 | TNB | DISTRIBUTION | KUALA SELANGOR | Existing | RYB | LV FUSE SWITCH |  | OPEN | IEC MIDDLE CURVE | FUSES | SPARE |  |  |  | 250.000 A |  |  | 6 | Fail | Please check "Mounting"
380081076 | TNB | DISTRIBUTION | KUALA SELANGOR | Existing | RYB | LV FUSE SWITCH |  | OPEN | IEC MIDDLE CURVE | FUSES | SPARE |  |  |  | 250.000 A |  |  | 6 | Fail | Please check "Mounting"
380081082 | TNB | DISTRIBUTION | KUALA SELANGOR | Existing | RYB | LV FUSE SWITCH |  | OPEN | IEC MIDDLE CURVE | FUSES | SPARE |  |  |  | 250.000 A |  |  | 6 | Fail | Please check "Mounting"
380081094 | TNB | DISTRIBUTION | KUALA SELANGOR | Existing | RYB | LV FUSE SWITCH |  | CLOSED | IEC MIDDLE CURVE | FUSES | SPARE |  |  |  | 250.000 A |  |  | 6 | Fail | Please check "Mounting"
380081099 | TNB | DISTRIBUTION | KUALA SELANGOR | Existing | RYB | LV FUSE SWITCH |  | CLOSED | IEC MIDDLE CURVE | FUSES | SPARE |  |  |  | 250.000 A |  |  | 6 | Fail | Please check "Mounting"
380081111 | TNB | DISTRIBUTION | KUALA SELANGOR | Existing | RYB | LV FUSE SWITCH |  | OPEN | IEC MIDDLE CURVE | FUSES | SPARE |  |  |  | 250.000 A |  |  | 6 | Fail | Please check "Mounting"
380081116 | TNB | DISTRIBUTION | KUALA SELANGOR | Existing | RYB | LV FUSE SWITCH |  | OPEN | IEC MIDDLE CURVE | FUSES | SPARE |  |  |  | 250.000 A |  |  | 6 | Fail | Please check "Mounting"
380081119 | TNB | DISTRIBUTION | KUALA SELANGOR | Existing | RYB | LV FUSE SWITCH |  | OPEN | IEC MIDDLE CURVE | FUSES | SPARE |  |  |  | 250.000 A |  |  | 6 | Fail | Please check "Mounting"
380081123 | TNB | DISTRIBUTION | KUALA SELANGOR | Existing | RYB | LV FUSE SWITCH |  | OPEN | IEC MIDDLE CURVE | FUSES | SPARE |  |  |  | 250.000 A |  |  | 6 | Fail | Please check "Mounting"
380081133 | TNB | DISTRIBUTION | KUALA SELANGOR | Existing | RYB | LV FUSE SWITCH |  | OPEN | IEC MIDDLE CURVE | FUSES | SPARE |  |  |  | 250.000 A |  |  | 6 | Fail | Please check "Mounting"
380081139 | TNB | DISTRIBUTION | KUALA SELANGOR | Existing | RYB | LV FUSE SWITCH |  | OPEN | IEC MIDDLE CURVE | FUSES | SPARE |  |  |  | 250.000 A |  |  | 6 | Fail | Please check "Mounting"
380081151 | TNB | DISTRIBUTION | KUALA SELANGOR | Existing | RYB | LV FUSE SWITCH |  | CLOSED | IEC MIDDLE CURVE | FUSES | SPARE |  |  |  | 250.000 A |  |  | 6 | Fail | Please check "Mounting"
380081193 | TNB | DISTRIBUTION | KUALA SELANGOR | Existing | RYB | LV FUSE SWITCH |  | OPEN | IEC MIDDLE CURVE | FUSES | SPARE |  |  |  | 250.000 A |  |  | 6 | Fail | Please check "Mounting"
380081205 | TNB | DISTRIBUTION | KUALA SELANGOR | Existing | RYB | LV FUSE SWITCH |  | OPEN | IEC MIDDLE CURVE | FUSES | SPARE |  |  |  | 250.000 A |  |  | 6 | Fail | Please check "Mounting"
380081210 | TNB | DISTRIBUTION | KUALA SELANGOR | Existing | RYB | LV FUSE SWITCH |  | OPEN | IEC MIDDLE CURVE | FUSES | SPARE |  |  |  | 250.000 A |  |  | 6 | Fail | Please check "Mounting"
380081213 | TNB | DISTRIBUTION | KUALA SELANGOR | Existing | RYB | LV FUSE SWITCH |  | OPEN | IEC MIDDLE CURVE | FUSES | SPARE |  |  |  | 250.000 A |  |  | 6 | Fail | Please check "Mounting"
380081217 | TNB | DISTRIBUTION | KUALA SELANGOR | Existing | RYB | LV FUSE SWITCH |  | OPEN | IEC MIDDLE CURVE | FUSES | SPARE |  |  |  | 250.000 A |  |  | 6 | Fail | Please check "Mounting"
380081227 | TNB | DISTRIBUTION | KUALA SELANGOR | Existing | RYB | LV FUSE SWITCH |  | OPEN | IEC MIDDLE CURVE | FUSES | SPARE |  |  |  | 250.000 A |  |  | 6 | Fail | Please check "Mounting"
380081233 | TNB | DISTRIBUTION | KUALA SELANGOR | Existing | RYB | LV FUSE SWITCH |  | OPEN | IEC MIDDLE CURVE | FUSES | SPARE |  |  |  | 250.000 A |  |  | 6 | Fail | Please check "Mounting"
380081245 | TNB | DISTRIBUTION | KUALA SELANGOR | Existing | RYB | LV FUSE SWITCH |  | CLOSED | IEC MIDDLE CURVE | FUSES | SPARE |  |  |  | 250.000 A |  |  | 6 | Fail | Please check "Mounting"
380081344 | TNB | DISTRIBUTION | KUALA SELANGOR | Existing | RYB | LV FUSE SWITCH |  | CLOSED | IEC MIDDLE CURVE | FUSES | SPARE |  |  |  | 250.000 A |  |  | 6 | Fail | Please check "Mounting"
380081356 | TNB | DISTRIBUTION | KUALA SELANGOR | Existing | RYB | LV FUSE SWITCH |  | CLOSED | IEC MIDDLE CURVE | FUSES | SPARE |  |  |  | 250.000 A |  |  | 6 | Fail | Please check "Mounting"
380081361 | TNB | DISTRIBUTION | KUALA SELANGOR | Existing | RYB | LV FUSE SWITCH |  | CLOSED | IEC MIDDLE CURVE | FUSES | SPARE |  |  |  | 250.000 A |  |  | 6 | Fail | Please check "Mounting"
380081364 | TNB | DISTRIBUTION | KUALA SELANGOR | Existing | RYB | LV FUSE SWITCH |  | CLOSED | IEC MIDDLE CURVE | FUSES | SPARE |  |  |  | 250.000 A |  |  | 6 | Fail | Please check "Mounting"
380081368 | TNB | DISTRIBUTION | KUALA SELANGOR | Existing | RYB | LV FUSE SWITCH |  | CLOSED | IEC MIDDLE CURVE | FUSES | SPARE |  |  |  | 250.000 A |  |  | 6 | Fail | Please check "Mounting"
380081378 | TNB | DISTRIBUTION | KUALA SELANGOR | Existing | RYB | LV FUSE SWITCH |  | CLOSED | IEC MIDDLE CURVE | FUSES | SPARE |  |  |  | 250.000 A |  |  | 6 | Fail | Please check "Mounting"
380081384 | TNB | DISTRIBUTION | KUALA SELANGOR | Existing | RYB | LV FUSE SWITCH |  | CLOSED | IEC MIDDLE CURVE | FUSES | SPARE |  |  |  | 250.000 A |  |  | 6 | Fail | Please check "Mounting"
380081396 | TNB | DISTRIBUTION | KUALA SELANGOR | Existing | RYB | LV FUSE SWITCH |  | CLOSED | IEC MIDDLE CURVE | FUSES | SPARE |  |  |  | 250.000 A |  |  | 6 | Fail | Please check "Mounting"
380081401 | TNB | DISTRIBUTION | KUALA SELANGOR | Existing | RYB | LV FUSE SWITCH |  | CLOSED | IEC MIDDLE CURVE | FUSES | SPARE |  |  |  | 250.000 A |  |  | 6 | Fail | Please check "Mounting"
380081413 | TNB | DISTRIBUTION | KUALA SELANGOR | Existing | RYB | LV FUSE SWITCH |  | CLOSED | IEC MIDDLE CURVE | FUSES | SPARE |  |  |  | 250.000 A |  |  | 6 | Fail | Please check "Mounting"
380081418 | TNB | DISTRIBUTION | KUALA SELANGOR | Existing | RYB | LV FUSE SWITCH |  | CLOSED | IEC MIDDLE CURVE | FUSES | SPARE |  |  |  | 250.000 A |  |  | 6 | Fail | Please check "Mounting"
380081421 | TNB | DISTRIBUTION | KUALA SELANGOR | Existing | RYB | LV FUSE SWITCH |  | CLOSED | IEC MIDDLE CURVE | FUSES | SPARE |  |  |  | 250.000 A |  |  | 6 | Fail | Please check "Mounting"
380081425 | TNB | DISTRIBUTION | KUALA SELANGOR | Existing | RYB | LV FUSE SWITCH |  | CLOSED | IEC MIDDLE CURVE | FUSES | SPARE |  |  |  | 250.000 A |  |  | 6 | Fail | Please check "Mounting"
380081435 | TNB | DISTRIBUTION | KUALA SELANGOR | Existing | RYB | LV FUSE SWITCH |  | CLOSED | IEC MIDDLE CURVE | FUSES | SPARE |  |  |  | 250.000 A |  |  | 6 | Fail | Please check "Mounting"
380081441 | TNB | DISTRIBUTION | KUALA SELANGOR | Existing | RYB | LV FUSE SWITCH |  | CLOSED | IEC MIDDLE CURVE | FUSES | SPARE |  |  |  | 250.000 A |  |  | 6 | Fail | Please check "Mounting"
380081453 | TNB | DISTRIBUTION | KUALA SELANGOR | Existing | RYB | LV FUSE SWITCH |  | CLOSED | IEC MIDDLE CURVE | FUSES | SPARE |  |  |  | 250.000 A |  |  | 6 | Fail | Please check "Mounting"
380081686 | TNB | DISTRIBUTION | KUALA SELANGOR | Existing | RYB | LV FUSE SWITCH |  | CLOSED | IEC MIDDLE CURVE | FUSES | SPARE |  |  |  | 250.000 A |  |  | 6 | Fail | Please check "Mounting"
380081698 | TNB | DISTRIBUTION | KUALA SELANGOR | Existing | RYB | LV FUSE SWITCH |  | CLOSED | IEC MIDDLE CURVE | FUSES | SPARE |  |  |  | 250.000 A |  |  | 6 | Fail | Please check "Mounting"
380081703 | TNB | DISTRIBUTION | KUALA SELANGOR | Existing | RYB | LV FUSE SWITCH |  | CLOSED | IEC MIDDLE CURVE | FUSES | SPARE |  |  |  | 250.000 A |  |  | 6 | Fail | Please check "Mounting"
380081706 | TNB | DISTRIBUTION | KUALA SELANGOR | Existing | RYB | LV FUSE SWITCH |  | CLOSED | IEC MIDDLE CURVE | FUSES | SPARE |  |  |  | 250.000 A |  |  | 6 | Fail | Please check "Mounting"
380081710 | TNB | DISTRIBUTION | KUALA SELANGOR | Existing | RYB | LV FUSE SWITCH |  | CLOSED | IEC MIDDLE CURVE | FUSES | SPARE |  |  |  | 250.000 A |  |  | 6 | Fail | Please check "Mounting"
380081720 | TNB | DISTRIBUTION | KUALA SELANGOR | Existing | RYB | LV FUSE SWITCH |  | CLOSED | IEC MIDDLE CURVE | FUSES | SPARE |  |  |  | 250.000 A |  |  | 6 | Fail | Please check "Mounting"
380081726 | TNB | DISTRIBUTION | KUALA SELANGOR | Existing | RYB | LV FUSE SWITCH |  | CLOSED | IEC MIDDLE CURVE | FUSES | SPARE |  |  |  | 250.000 A |  |  | 6 | Fail | Please check "Mounting"
380081738 | TNB | DISTRIBUTION | KUALA SELANGOR | Existing | RYB | LV FUSE SWITCH |  | CLOSED | IEC MIDDLE CURVE | FUSES | SPARE |  |  |  | 250.000 A |  |  | 6 | Fail | Please check "Mounting"
380081743 | TNB | DISTRIBUTION | KUALA SELANGOR | Existing | RYB | LV FUSE SWITCH |  | CLOSED | IEC MIDDLE CURVE | FUSES | SPARE |  |  |  | 250.000 A |  |  | 6 | Fail | Please check "Mounting"
380081755 | TNB | DISTRIBUTION | KUALA SELANGOR | Existing | RYB | LV FUSE SWITCH |  | CLOSED | IEC MIDDLE CURVE | FUSES | SPARE |  |  |  | 250.000 A |  |  | 6 | Fail | Please check "Mounting"
380081760 | TNB | DISTRIBUTION | KUALA SELANGOR | Existing | RYB | LV FUSE SWITCH |  | CLOSED | IEC MIDDLE CURVE | FUSES | SPARE |  |  |  | 250.000 A |  |  | 6 | Fail | Please check "Mounting"
380081763 | TNB | DISTRIBUTION | KUALA SELANGOR | Existing | RYB | LV FUSE SWITCH |  | CLOSED | IEC MIDDLE CURVE | FUSES | SPARE |  |  |  | 250.000 A |  |  | 6 | Fail | Please check "Mounting"
380081767 | TNB | DISTRIBUTION | KUALA SELANGOR | Existing | RYB | LV FUSE SWITCH |  | CLOSED | IEC MIDDLE CURVE | FUSES | SPARE |  |  |  | 250.000 A |  |  | 6 | Fail | Please check "Mounting"
380081777 | TNB | DISTRIBUTION | KUALA SELANGOR | Existing | RYB | LV FUSE SWITCH |  | CLOSED | IEC MIDDLE CURVE | FUSES | SPARE |  |  |  | 250.000 A |  |  | 6 | Fail | Please check "Mounting"
380081783 | TNB | DISTRIBUTION | KUALA SELANGOR | Existing | RYB | LV FUSE SWITCH |  | CLOSED | IEC MIDDLE CURVE | FUSES | SPARE |  |  |  | 250.000 A |  |  | 6 | Fail | Please check "Mounting"
380081795 | TNB | DISTRIBUTION | KUALA SELANGOR | Existing | RYB | LV FUSE SWITCH |  | CLOSED | IEC MIDDLE CURVE | FUSES | SPARE |  |  |  | 250.000 A |  |  | 6 | Fail | Please check "Mounting"
380081857 | TNB | DISTRIBUTION | KUALA SELANGOR | Existing | RYB | LV FUSE SWITCH |  | CLOSED | IEC MIDDLE CURVE | FUSES | SPARE |  |  |  | 250.000 A |  |  | 6 | Fail | Please check "Mounting"
380081869 | TNB | DISTRIBUTION | KUALA SELANGOR | Existing | RYB | LV FUSE SWITCH |  | CLOSED | IEC MIDDLE CURVE | FUSES | SPARE |  |  |  | 250.000 A |  |  | 6 | Fail | Please check "Mounting"
380081874 | TNB | DISTRIBUTION | KUALA SELANGOR | Existing | RYB | LV FUSE SWITCH |  | CLOSED | IEC MIDDLE CURVE | FUSES | SPARE |  |  |  | 250.000 A |  |  | 6 | Fail | Please check "Mounting"
380081877 | TNB | DISTRIBUTION | KUALA SELANGOR | Existing | RYB | LV FUSE SWITCH |  | CLOSED | IEC MIDDLE CURVE | FUSES | SPARE |  |  |  | 250.000 A |  |  | 6 | Fail | Please check "Mounting"
380081881 | TNB | DISTRIBUTION | KUALA SELANGOR | Existing | RYB | LV FUSE SWITCH |  | CLOSED | IEC MIDDLE CURVE | FUSES | SPARE |  |  |  | 250.000 A |  |  | 6 | Fail | Please check "Mounting"
380081891 | TNB | DISTRIBUTION | KUALA SELANGOR | Existing | RYB | LV FUSE SWITCH |  | CLOSED | IEC MIDDLE CURVE | FUSES | SPARE |  |  |  | 250.000 A |  |  | 6 | Fail | Please check "Mounting"
380081897 | TNB | DISTRIBUTION | KUALA SELANGOR | Existing | RYB | LV FUSE SWITCH |  | CLOSED | IEC MIDDLE CURVE | FUSES | SPARE |  |  |  | 250.000 A |  |  | 6 | Fail | Please check "Mounting"
380081909 | TNB | DISTRIBUTION | KUALA SELANGOR | Existing | RYB | LV FUSE SWITCH |  | CLOSED | IEC MIDDLE CURVE | FUSES | SPARE |  |  |  | 250.000 A |  |  | 6 | Fail | Please check "Mounting"
380081914 | TNB | DISTRIBUTION | KUALA SELANGOR | Existing | RYB | LV FUSE SWITCH |  | CLOSED | IEC MIDDLE CURVE | FUSES | SPARE |  |  |  | 250.000 A |  |  | 6 | Fail | Please check "Mounting"
380081926 | TNB | DISTRIBUTION | KUALA SELANGOR | Existing | RYB | LV FUSE SWITCH |  | CLOSED | IEC MIDDLE CURVE | FUSES | SPARE |  |  |  | 250.000 A |  |  | 6 | Fail | Please check "Mounting"
380081931 | TNB | DISTRIBUTION | KUALA SELANGOR | Existing | RYB | LV FUSE SWITCH |  | CLOSED | IEC MIDDLE CURVE | FUSES | SPARE |  |  |  | 250.000 A |  |  | 6 | Fail | Please check "Mounting"
380081934 | TNB | DISTRIBUTION | KUALA SELANGOR | Existing | RYB | LV FUSE SWITCH |  | CLOSED | IEC MIDDLE CURVE | FUSES | SPARE |  |  |  | 250.000 A |  |  | 6 | Fail | Please check "Mounting"
380081938 | TNB | DISTRIBUTION | KUALA SELANGOR | Existing | RYB | LV FUSE SWITCH |  | CLOSED | IEC MIDDLE CURVE | FUSES | SPARE |  |  |  | 250.000 A |  |  | 6 | Fail | Please check "Mounting"
380081948 | TNB | DISTRIBUTION | KUALA SELANGOR | Existing | RYB | LV FUSE SWITCH |  | CLOSED | IEC MIDDLE CURVE | FUSES | SPARE |  |  |  | 250.000 A |  |  | 6 | Fail | Please check "Mounting"
380081954 | TNB | DISTRIBUTION | KUALA SELANGOR | Existing | RYB | LV FUSE SWITCH |  | CLOSED | IEC MIDDLE CURVE | FUSES | SPARE |  |  |  | 250.000 A |  |  | 6 | Fail | Please check "Mounting"
380081966 | TNB | DISTRIBUTION | KUALA SELANGOR | Existing | RYB | LV FUSE SWITCH |  | CLOSED | IEC MIDDLE CURVE | FUSES | SPARE |  |  |  | 250.000 A |  |  | 6 | Fail | Please check "Mounting"
380082008 | TNB | DISTRIBUTION | KUALA SELANGOR | Existing | RYB | LV FUSE SWITCH |  | CLOSED | IEC MIDDLE CURVE | FUSES | SPARE |  |  |  | 250.000 A |  |  | 6 | Fail | Please check "Mounting"
380082020 | TNB | DISTRIBUTION | KUALA SELANGOR | Existing | RYB | LV FUSE SWITCH |  | CLOSED | IEC MIDDLE CURVE | FUSES | SPARE |  |  |  | 250.000 A |  |  | 6 | Fail | Please check "Mounting"
380082025 | TNB | DISTRIBUTION | KUALA SELANGOR | Existing | RYB | LV FUSE SWITCH |  | CLOSED | IEC MIDDLE CURVE | FUSES | SPARE |  |  |  | 250.000 A |  |  | 6 | Fail | Please check "Mounting"
380082028 | TNB | DISTRIBUTION | KUALA SELANGOR | Existing | RYB | LV FUSE SWITCH |  | CLOSED | IEC MIDDLE CURVE | FUSES | SPARE |  |  |  | 250.000 A |  |  | 6 | Fail | Please check "Mounting"
380082032 | TNB | DISTRIBUTION | KUALA SELANGOR | Existing | RYB | LV FUSE SWITCH |  | CLOSED | IEC MIDDLE CURVE | FUSES | SPARE |  |  |  | 250.000 A |  |  | 6 | Fail | Please check "Mounting"
380082042 | TNB | DISTRIBUTION | KUALA SELANGOR | Existing | RYB | LV FUSE SWITCH |  | CLOSED | IEC MIDDLE CURVE | FUSES | SPARE |  |  |  | 250.000 A |  |  | 6 | Fail | Please check "Mounting"
380082048 | TNB | DISTRIBUTION | KUALA SELANGOR | Existing | RYB | LV FUSE SWITCH |  | CLOSED | IEC MIDDLE CURVE | FUSES | SPARE |  |  |  | 250.000 A |  |  | 6 | Fail | Please check "Mounting"
380082060 | TNB | DISTRIBUTION | KUALA SELANGOR | Existing | RYB | LV FUSE SWITCH |  | CLOSED | IEC MIDDLE CURVE | FUSES | SPARE |  |  |  | 250.000 A |  |  | 6 | Fail | Please check "Mounting"
380082130 | TNB | DISTRIBUTION | KUALA SELANGOR | Existing | RYB | LV FUSE SWITCH |  | CLOSED | IEC MIDDLE CURVE | FUSES | SPARE |  |  |  | 250.000 A |  |  | 6 | Fail | Please check "Mounting"
380082142 | TNB | DISTRIBUTION | KUALA SELANGOR | Existing | RYB | LV FUSE SWITCH |  | CLOSED | IEC MIDDLE CURVE | FUSES | SPARE |  |  |  | 250.000 A |  |  | 6 | Fail | Please check "Mounting"
380082147 | TNB | DISTRIBUTION | KUALA SELANGOR | Existing | RYB | LV FUSE SWITCH |  | CLOSED | IEC MIDDLE CURVE | FUSES | SPARE |  |  |  | 250.000 A |  |  | 6 | Fail | Please check "Mounting"
380082150 | TNB | DISTRIBUTION | KUALA SELANGOR | Existing | RYB | LV FUSE SWITCH |  | CLOSED | IEC MIDDLE CURVE | FUSES | SPARE |  |  |  | 250.000 A |  |  | 6 | Fail | Please check "Mounting"
380082154 | TNB | DISTRIBUTION | KUALA SELANGOR | Existing | RYB | LV FUSE SWITCH |  | CLOSED | IEC MIDDLE CURVE | FUSES | SPARE |  |  |  | 250.000 A |  |  | 6 | Fail | Please check "Mounting"
380082164 | TNB | DISTRIBUTION | KUALA SELANGOR | Existing | RYB | LV FUSE SWITCH |  | OPEN | IEC MIDDLE CURVE | FUSES | SPARE |  |  |  | 250.000 A |  |  | 6 | Fail | Please check "Mounting"
380082170 | TNB | DISTRIBUTION | KUALA SELANGOR | Existing | RYB | LV FUSE SWITCH |  | CLOSED | IEC MIDDLE CURVE | FUSES | SPARE |  |  |  | 250.000 A |  |  | 6 | Fail | Please check "Mounting"
380082182 | TNB | DISTRIBUTION | KUALA SELANGOR | Existing | RYB | LV FUSE SWITCH |  | CLOSED | IEC MIDDLE CURVE | FUSES | SPARE |  |  |  | 250.000 A |  |  | 6 | Fail | Please check "Mounting"
380082224 | TNB | DISTRIBUTION | KUALA SELANGOR | Existing | RYB | LV FUSE SWITCH |  | CLOSED | IEC MIDDLE CURVE | FUSES | SPARE |  |  |  | 250.000 A |  |  | 6 | Fail | Please check "Mounting"
380082236 | TNB | DISTRIBUTION | KUALA SELANGOR | Existing | RYB | LV FUSE SWITCH |  | CLOSED | IEC MIDDLE CURVE | FUSES | SPARE |  |  |  | 250.000 A |  |  | 6 | Fail | Please check "Mounting"
380082241 | TNB | DISTRIBUTION | KUALA SELANGOR | Existing | RYB | LV FUSE SWITCH |  | CLOSED | IEC MIDDLE CURVE | FUSES | SPARE |  |  |  | 250.000 A |  |  | 6 | Fail | Please check "Mounting"
380082244 | TNB | DISTRIBUTION | KUALA SELANGOR | Existing | RYB | LV FUSE SWITCH |  | OPEN | IEC MIDDLE CURVE | FUSES | SPARE |  |  |  | 250.000 A |  |  | 6 | Fail | Please check "Mounting"
380082248 | TNB | DISTRIBUTION | KUALA SELANGOR | Existing | RYB | LV FUSE SWITCH |  | OPEN | IEC MIDDLE CURVE | FUSES | SPARE |  |  |  | 250.000 A |  |  | 6 | Fail | Please check "Mounting"
380082258 | TNB | DISTRIBUTION | KUALA SELANGOR | Existing | RYB | LV FUSE SWITCH |  | OPEN | IEC MIDDLE CURVE | FUSES | SPARE |  |  |  | 250.000 A |  |  | 6 | Fail | Please check "Mounting"
380082264 | TNB | DISTRIBUTION | KUALA SELANGOR | Existing | RYB | LV FUSE SWITCH |  | OPEN | IEC MIDDLE CURVE | FUSES | SPARE |  |  |  | 250.000 A |  |  | 6 | Fail | Please check "Mounting"
380082276 | TNB | DISTRIBUTION | KUALA SELANGOR | Existing | RYB | LV FUSE SWITCH |  | CLOSED | IEC MIDDLE CURVE | FUSES | SPARE |  |  |  | 250.000 A |  |  | 6 | Fail | Please check "Mounting"
380082318 | TNB | DISTRIBUTION | KUALA SELANGOR | Existing | RYB | LV FUSE SWITCH |  | OPEN | IEC MIDDLE CURVE | FUSES | SPARE |  |  |  | 250.000 A |  |  | 6 | Fail | Please check "Mounting"
380082330 | TNB | DISTRIBUTION | KUALA SELANGOR | Existing | RYB | LV FUSE SWITCH |  | OPEN | IEC MIDDLE CURVE | FUSES | SPARE |  |  |  | 250.000 A |  |  | 6 | Fail | Please check "Mounting"
380082335 | TNB | DISTRIBUTION | KUALA SELANGOR | Existing | RYB | LV FUSE SWITCH |  | OPEN | IEC MIDDLE CURVE | FUSES | SPARE |  |  |  | 250.000 A |  |  | 6 | Fail | Please check "Mounting"
380082338 | TNB | DISTRIBUTION | KUALA SELANGOR | Existing | RYB | LV FUSE SWITCH |  | OPEN | IEC MIDDLE CURVE | FUSES | SPARE |  |  |  | 250.000 A |  |  | 6 | Fail | Please check "Mounting"
380082342 | TNB | DISTRIBUTION | KUALA SELANGOR | Existing | RYB | LV FUSE SWITCH |  | OPEN | IEC MIDDLE CURVE | FUSES | SPARE |  |  |  | 250.000 A |  |  | 6 | Fail | Please check "Mounting"
380082352 | TNB | DISTRIBUTION | KUALA SELANGOR | Existing | RYB | LV FUSE SWITCH |  | OPEN | IEC MIDDLE CURVE | FUSES | SPARE |  |  |  | 250.000 A |  |  | 6 | Fail | Please check "Mounting"
380082358 | TNB | DISTRIBUTION | KUALA SELANGOR | Existing | RYB | LV FUSE SWITCH |  | OPEN | IEC MIDDLE CURVE | FUSES | SPARE |  |  |  | 250.000 A |  |  | 6 | Fail | Please check "Mounting"
380082370 | TNB | DISTRIBUTION | KUALA SELANGOR | Existing | RYB | LV FUSE SWITCH |  | CLOSED | IEC MIDDLE CURVE | FUSES | SPARE |  |  |  | 250.000 A |  |  | 6 | Fail | Please check "Mounting"
380082440 | TNB | DISTRIBUTION | KUALA SELANGOR | Existing | RYB | LV FUSE SWITCH |  | CLOSED | IEC MIDDLE CURVE | FUSES | SPARE |  |  |  | 250.000 A |  |  | 6 | Fail | Please check "Mounting"
380082452 | TNB | DISTRIBUTION | KUALA SELANGOR | Existing | RYB | LV FUSE SWITCH |  | CLOSED | IEC MIDDLE CURVE | FUSES | SPARE |  |  |  | 250.000 A |  |  | 6 | Fail | Please check "Mounting"
380082457 | TNB | DISTRIBUTION | KUALA SELANGOR | Existing | RYB | LV FUSE SWITCH |  | CLOSED | IEC MIDDLE CURVE | FUSES | SPARE |  |  |  | 250.000 A |  |  | 6 | Fail | Please check "Mounting"
380082460 | TNB | DISTRIBUTION | KUALA SELANGOR | Existing | RYB | LV FUSE SWITCH |  | CLOSED | IEC MIDDLE CURVE | FUSES | SPARE |  |  |  | 250.000 A |  |  | 6 | Fail | Please check "Mounting"
380082464 | TNB | DISTRIBUTION | KUALA SELANGOR | Existing | RYB | LV FUSE SWITCH |  | CLOSED | IEC MIDDLE CURVE | FUSES | SPARE |  |  |  | 250.000 A |  |  | 6 | Fail | Please check "Mounting"
380082474 | TNB | DISTRIBUTION | KUALA SELANGOR | Existing | RYB | LV FUSE SWITCH |  | CLOSED | IEC MIDDLE CURVE | FUSES | SPARE |  |  |  | 250.000 A |  |  | 6 | Fail | Please check "Mounting"
380082480 | TNB | DISTRIBUTION | KUALA SELANGOR | Existing | RYB | LV FUSE SWITCH |  | CLOSED | IEC MIDDLE CURVE | FUSES | SPARE |  |  |  | 250.000 A |  |  | 6 | Fail | Please check "Mounting"
380082492 | TNB | DISTRIBUTION | KUALA SELANGOR | Existing | RYB | LV FUSE SWITCH |  | CLOSED | IEC MIDDLE CURVE | FUSES | SPARE |  |  |  | 250.000 A |  |  | 6 | Fail | Please check "Mounting"
380083494 | TNB | DISTRIBUTION | KUALA SELANGOR | Existing | RYB | LV FUSE SWITCH |  | CLOSED | IEC MIDDLE CURVE | FUSES | SPARE |  |  |  | 250.000 A |  |  | 6 | Fail | Please check "Mounting"
380083506 | TNB | DISTRIBUTION | KUALA SELANGOR | Existing | RYB | LV FUSE SWITCH |  | CLOSED | IEC MIDDLE CURVE | FUSES | SPARE |  |  |  | 250.000 A |  |  | 6 | Fail | Please check "Mounting"
380083511 | TNB | DISTRIBUTION | KUALA SELANGOR | Existing | RYB | LV FUSE SWITCH |  | CLOSED | IEC MIDDLE CURVE | FUSES | SPARE |  |  |  | 250.000 A |  |  | 6 | Fail | Please check "Mounting"
380083514 | TNB | DISTRIBUTION | KUALA SELANGOR | Existing | RYB | LV FUSE SWITCH |  | CLOSED | IEC MIDDLE CURVE | FUSES | SPARE |  |  |  | 250.000 A |  |  | 6 | Fail | Please check "Mounting"
380083518 | TNB | DISTRIBUTION | KUALA SELANGOR | Existing | RYB | LV FUSE SWITCH |  | CLOSED | IEC MIDDLE CURVE | FUSES | SPARE |  |  |  | 250.000 A |  |  | 6 | Fail | Please check "Mounting"
380083528 | TNB | DISTRIBUTION | KUALA SELANGOR | Existing | RYB | LV FUSE SWITCH |  | CLOSED | IEC MIDDLE CURVE | FUSES | SPARE |  |  |  | 250.000 A |  |  | 6 | Fail | Please check "Mounting"
380083534 | TNB | DISTRIBUTION | KUALA SELANGOR | Existing | RYB | LV FUSE SWITCH |  | CLOSED | IEC MIDDLE CURVE | FUSES | SPARE |  |  |  | 250.000 A |  |  | 6 | Fail | Please check "Mounting"
380083546 | TNB | DISTRIBUTION | KUALA SELANGOR | Existing | RYB | LV FUSE SWITCH |  | CLOSED | IEC MIDDLE CURVE | FUSES | SPARE |  |  |  | 250.000 A |  |  | 6 | Fail | Please check "Mounting"
380083798 | TNB | DISTRIBUTION | KUALA SELANGOR | Existing | RYB | LV FUSE SWITCH |  | CLOSED | IEC MIDDLE CURVE | FUSES | SPARE |  |  |  | 250.000 A |  |  | 6 | Fail | Please check "Mounting"
380083810 | TNB | DISTRIBUTION | KUALA SELANGOR | Existing | RYB | LV FUSE SWITCH |  | CLOSED | IEC MIDDLE CURVE | FUSES | SPARE |  |  |  | 250.000 A |  |  | 6 | Fail | Please check "Mounting"
380083815 | TNB | DISTRIBUTION | KUALA SELANGOR | Existing | RYB | LV FUSE SWITCH |  | CLOSED | IEC MIDDLE CURVE | FUSES | SPARE |  |  |  | 250.000 A |  |  | 6 | Fail | Please check "Mounting"
380083818 | TNB | DISTRIBUTION | KUALA SELANGOR | Existing | RYB | LV FUSE SWITCH |  | CLOSED | IEC MIDDLE CURVE | FUSES | SPARE |  |  |  | 250.000 A |  |  | 6 | Fail | Please check "Mounting"
380083822 | TNB | DISTRIBUTION | KUALA SELANGOR | Existing | RYB | LV FUSE SWITCH |  | CLOSED | IEC MIDDLE CURVE | FUSES | SPARE |  |  |  | 250.000 A |  |  | 6 | Fail | Please check "Mounting"
380083832 | TNB | DISTRIBUTION | KUALA SELANGOR | Existing | RYB | LV FUSE SWITCH |  | CLOSED | IEC MIDDLE CURVE | FUSES | SPARE |  |  |  | 250.000 A |  |  | 6 | Fail | Please check "Mounting"
380083838 | TNB | DISTRIBUTION | KUALA SELANGOR | Existing | RYB | LV FUSE SWITCH |  | CLOSED | IEC MIDDLE CURVE | FUSES | SPARE |  |  |  | 250.000 A |  |  | 6 | Fail | Please check "Mounting"
380083850 | TNB | DISTRIBUTION | KUALA SELANGOR | Existing | RYB | LV FUSE SWITCH |  | CLOSED | IEC MIDDLE CURVE | FUSES | SPARE |  |  |  | 250.000 A |  |  | 6 | Fail | Please check "Mounting"
380084039 | TNB | DISTRIBUTION | KUALA SELANGOR | Existing | RYB | LV FUSE SWITCH |  | CLOSED | IEC MIDDLE CURVE | FUSES | SPARE |  |  |  | 250.000 A |  |  | 6 | Fail | Please check "Mounting"
380084051 | TNB | DISTRIBUTION | KUALA SELANGOR | Existing | RYB | LV FUSE SWITCH |  | CLOSED | IEC MIDDLE CURVE | FUSES | SPARE |  |  |  | 250.000 A |  |  | 6 | Fail | Please check "Mounting"
380084056 | TNB | DISTRIBUTION | KUALA SELANGOR | Existing | RYB | LV FUSE SWITCH |  | CLOSED | IEC MIDDLE CURVE | FUSES | SPARE |  |  |  | 250.000 A |  |  | 6 | Fail | Please check "Mounting"
380084059 | TNB | DISTRIBUTION | KUALA SELANGOR | Existing | RYB | LV FUSE SWITCH |  | CLOSED | IEC MIDDLE CURVE | FUSES | SPARE |  |  |  | 250.000 A |  |  | 6 | Fail | Please check "Mounting"
380084063 | TNB | DISTRIBUTION | KUALA SELANGOR | Existing | RYB | LV FUSE SWITCH |  | CLOSED | IEC MIDDLE CURVE | FUSES | SPARE |  |  |  | 250.000 A |  |  | 6 | Fail | Please check "Mounting"
380084073 | TNB | DISTRIBUTION | KUALA SELANGOR | Existing | RYB | LV FUSE SWITCH |  | CLOSED | IEC MIDDLE CURVE | FUSES | SPARE |  |  |  | 250.000 A |  |  | 6 | Fail | Please check "Mounting"
380084079 | TNB | DISTRIBUTION | KUALA SELANGOR | Existing | RYB | LV FUSE SWITCH |  | CLOSED | IEC MIDDLE CURVE | FUSES | SPARE |  |  |  | 250.000 A |  |  | 6 | Fail | Please check "Mounting"
380084091 | TNB | DISTRIBUTION | KUALA SELANGOR | Existing | RYB | LV FUSE SWITCH |  | CLOSED | IEC MIDDLE CURVE | FUSES | SPARE |  |  |  | 250.000 A |  |  | 6 | Fail | Please check "Mounting"
380084154 | TNB | DISTRIBUTION | KUALA SELANGOR | Existing | RYB | LV FUSE SWITCH |  | CLOSED | IEC MIDDLE CURVE | FUSES | SPARE |  |  |  | 250.000 A |  |  | 6 | Fail | Please check "Mounting"
380084166 | TNB | DISTRIBUTION | KUALA SELANGOR | Existing | RYB | LV FUSE SWITCH |  | CLOSED | IEC MIDDLE CURVE | FUSES | SPARE |  |  |  | 250.000 A |  |  | 6 | Fail | Please check "Mounting"
380084171 | TNB | DISTRIBUTION | KUALA SELANGOR | Existing | RYB | LV FUSE SWITCH |  | CLOSED | IEC MIDDLE CURVE | FUSES | SPARE |  |  |  | 250.000 A |  |  | 6 | Fail | Please check "Mounting"
380084174 | TNB | DISTRIBUTION | KUALA SELANGOR | Existing | RYB | LV FUSE SWITCH |  | CLOSED | IEC MIDDLE CURVE | FUSES | SPARE |  |  |  | 250.000 A |  |  | 6 | Fail | Please check "Mounting"
380084178 | TNB | DISTRIBUTION | KUALA SELANGOR | Existing | RYB | LV FUSE SWITCH |  | CLOSED | IEC MIDDLE CURVE | FUSES | SPARE |  |  |  | 250.000 A |  |  | 6 | Fail | Please check "Mounting"
380084188 | TNB | DISTRIBUTION | KUALA SELANGOR | Existing | RYB | LV FUSE SWITCH |  | CLOSED | IEC MIDDLE CURVE | FUSES | SPARE |  |  |  | 250.000 A |  |  | 6 | Fail | Please check "Mounting"
380084194 | TNB | DISTRIBUTION | KUALA SELANGOR | Existing | RYB | LV FUSE SWITCH |  | CLOSED | IEC MIDDLE CURVE | FUSES | SPARE |  |  |  | 250.000 A |  |  | 6 | Fail | Please check "Mounting"
380084206 | TNB | DISTRIBUTION | KUALA SELANGOR | Existing | RYB | LV FUSE SWITCH |  | CLOSED | IEC MIDDLE CURVE | FUSES | SPARE |  |  |  | 250.000 A |  |  | 6 | Fail | Please check "Mounting"
380084253 | TNB | DISTRIBUTION | KUALA SELANGOR | Existing | RYB | LV FUSE SWITCH |  | CLOSED | IEC MIDDLE CURVE | FUSES | SPARE |  |  |  | 250.000 A |  |  | 6 | Fail | Please check "Mounting"
380084265 | TNB | DISTRIBUTION | KUALA SELANGOR | Existing | RYB | LV FUSE SWITCH |  | CLOSED | IEC MIDDLE CURVE | FUSES | SPARE |  |  |  | 250.000 A |  |  | 6 | Fail | Please check "Mounting"
380084270 | TNB | DISTRIBUTION | KUALA SELANGOR | Existing | RYB | LV FUSE SWITCH |  | CLOSED | IEC MIDDLE CURVE | FUSES | SPARE |  |  |  | 250.000 A |  |  | 6 | Fail | Please check "Mounting"
380084273 | TNB | DISTRIBUTION | KUALA SELANGOR | Existing | RYB | LV FUSE SWITCH |  | CLOSED | IEC MIDDLE CURVE | FUSES | SPARE |  |  |  | 250.000 A |  |  | 6 | Fail | Please check "Mounting"
380084277 | TNB | DISTRIBUTION | KUALA SELANGOR | Existing | RYB | LV FUSE SWITCH |  | CLOSED | IEC MIDDLE CURVE | FUSES | SPARE |  |  |  | 250.000 A |  |  | 6 | Fail | Please check "Mounting"
380084287 | TNB | DISTRIBUTION | KUALA SELANGOR | Existing | RYB | LV FUSE SWITCH |  | CLOSED | IEC MIDDLE CURVE | FUSES | SPARE |  |  |  | 250.000 A |  |  | 6 | Fail | Please check "Mounting"
380084293 | TNB | DISTRIBUTION | KUALA SELANGOR | Existing | RYB | LV FUSE SWITCH |  | CLOSED | IEC MIDDLE CURVE | FUSES | SPARE |  |  |  | 250.000 A |  |  | 6 | Fail | Please check "Mounting"
380084305 | TNB | DISTRIBUTION | KUALA SELANGOR | Existing | RYB | LV FUSE SWITCH |  | CLOSED | IEC MIDDLE CURVE | FUSES | SPARE |  |  |  | 250.000 A |  |  | 6 | Fail | Please check "Mounting"
380084355 | TNB | DISTRIBUTION | KUALA SELANGOR | Existing | RYB | LV FUSE SWITCH |  | CLOSED | IEC MIDDLE CURVE | FUSES | SPARE |  |  |  | 250.000 A |  |  | 3 | Fail | Please check "Mounting"
380084372 | TNB | DISTRIBUTION | KUALA SELANGOR | Existing | RYB | LV FUSE SWITCH |  | CLOSED | IEC MIDDLE CURVE | FUSES | SPARE |  |  |  | 250.000 A |  |  | 3 | Fail | Please check "Mounting"
380084376 | TNB | DISTRIBUTION | KUALA SELANGOR | Existing | RYB | LV FUSE SWITCH |  | CLOSED | IEC MIDDLE CURVE | FUSES | SPARE |  |  |  | 250.000 A |  |  | 3 | Fail | Please check "Mounting"
380084382 | TNB | DISTRIBUTION | KUALA SELANGOR | Existing | RYB | LV FUSE SWITCH |  | CLOSED | IEC MIDDLE CURVE | FUSES | SPARE |  |  |  | 250.000 A |  |  | 3 | Fail | Please check "Mounting"
380084389 | TNB | DISTRIBUTION | KUALA SELANGOR | Existing | RYB | LV FUSE SWITCH |  | CLOSED | IEC MIDDLE CURVE | FUSES | SPARE |  |  |  | 250.000 A |  |  | 3 | Fail | Please check "Mounting"
380084396 | TNB | DISTRIBUTION | KUALA SELANGOR | Existing | RYB | LV FUSE SWITCH |  | CLOSED | IEC MIDDLE CURVE | FUSES | SPARE |  |  |  | 250.000 A |  |  | 3 | Fail | Please check "Mounting"
380084403 | TNB | DISTRIBUTION | KUALA SELANGOR | Existing | RYB | LV FUSE SWITCH |  | CLOSED | IEC MIDDLE CURVE | FUSES | SPARE |  |  |  | 250.000 A |  |  | 3 | Fail | Please check "Mounting"
380084408 | TNB | DISTRIBUTION | KUALA SELANGOR | Existing | RYB | LV FUSE SWITCH |  | CLOSED | IEC MIDDLE CURVE | FUSES | SPARE |  |  |  | 250.000 A |  |  | 3 | Fail | Please check "Mounting"
380084428 | TNB | DISTRIBUTION | KUALA SELANGOR | Existing | RYB | LV FUSE SWITCH |  | CLOSED | IEC MIDDLE CURVE | FUSES | SPARE |  |  |  | 250.000 A |  |  | 3 | Fail | Please check "Mounting"
380084440 | TNB | DISTRIBUTION | KUALA SELANGOR | Existing | RYB | LV FUSE SWITCH |  | CLOSED | IEC MIDDLE CURVE | FUSES | SPARE |  |  |  | 250.000 A |  |  | 3 | Fail | Please check "Mounting"
380084515 | TNB | DISTRIBUTION | KUALA SELANGOR | Existing | RYB | LV FUSE SWITCH |  | CLOSED | IEC MIDDLE CURVE | FUSES | SPARE |  |  |  | 250.000 A |  |  | 3 | Fail | Please check "Mounting"
380084529 | TNB | DISTRIBUTION | KUALA SELANGOR | Existing | RYB | LV FUSE SWITCH |  | CLOSED | IEC MIDDLE CURVE | FUSES | SPARE |  |  |  | 250.000 A |  |  | 3 | Fail | Please check "Mounting"
380084536 | TNB | DISTRIBUTION | KUALA SELANGOR | Existing | RYB | LV FUSE SWITCH |  | CLOSED | IEC MIDDLE CURVE | FUSES | SPARE |  |  |  | 250.000 A |  |  | 3 | Fail | Please check "Mounting"
380084541 | TNB | DISTRIBUTION | KUALA SELANGOR | Existing | RYB | LV FUSE SWITCH |  | CLOSED | IEC MIDDLE CURVE | FUSES | SPARE |  |  |  | 250.000 A |  |  | 3 | Fail | Please check "Mounting"
380084547 | TNB | DISTRIBUTION | KUALA SELANGOR | Existing | RYB | LV FUSE SWITCH |  | CLOSED | IEC MIDDLE CURVE | FUSES | SPARE |  |  |  | 250.000 A |  |  | 3 | Fail | Please check "Mounting"
380084559 | TNB | DISTRIBUTION | KUALA SELANGOR | Existing | RYB | LV FUSE SWITCH |  | CLOSED | IEC MIDDLE CURVE | FUSES | SPARE |  |  |  | 250.000 A |  |  | 3 | Fail | Please check "Mounting"
380084567 | TNB | DISTRIBUTION | KUALA SELANGOR | Existing | RYB | LV FUSE SWITCH |  | CLOSED | IEC MIDDLE CURVE | FUSES | SPARE |  |  |  | 250.000 A |  |  | 3 | Fail | Please check "Mounting"
380084585 | TNB | DISTRIBUTION | KUALA SELANGOR | Existing | RYB | LV FUSE SWITCH |  | CLOSED | IEC MIDDLE CURVE | FUSES | SPARE |  |  |  | 250.000 A |  |  | 3 | Fail | Please check "Mounting"
380084592 | TNB | DISTRIBUTION | KUALA SELANGOR | Existing | RYB | LV FUSE SWITCH |  | CLOSED | IEC MIDDLE CURVE | FUSES | SPARE |  |  |  | 250.000 A |  |  | 3 | Fail | Please check "Mounting"
380084606 | TNB | DISTRIBUTION | KUALA SELANGOR | Existing | RYB | LV FUSE SWITCH |  | CLOSED | IEC MIDDLE CURVE | FUSES | SPARE |  |  |  | 250.000 A |  |  | 3 | Fail | Please check "Mounting"
380084613 | TNB | DISTRIBUTION | KUALA SELANGOR | Existing | RYB | LV FUSE SWITCH |  | CLOSED | IEC MIDDLE CURVE | FUSES | SPARE |  |  |  | 250.000 A |  |  | 3 | Fail | Please check "Mounting"
380084618 | TNB | DISTRIBUTION | KUALA SELANGOR | Existing | RYB | LV FUSE SWITCH |  | CLOSED | IEC MIDDLE CURVE | FUSES | SPARE |  |  |  | 250.000 A |  |  | 3 | Fail | Please check "Mounting"
380084624 | TNB | DISTRIBUTION | KUALA SELANGOR | Existing | RYB | LV FUSE SWITCH |  | CLOSED | IEC MIDDLE CURVE | FUSES | SPARE |  |  |  | 250.000 A |  |  | 3 | Fail | Please check "Mounting"
380084636 | TNB | DISTRIBUTION | KUALA SELANGOR | Existing | RYB | LV FUSE SWITCH |  | CLOSED | IEC MIDDLE CURVE | FUSES | SPARE |  |  |  | 250.000 A |  |  | 3 | Fail | Please check "Mounting"
380084644 | TNB | DISTRIBUTION | KUALA SELANGOR | Existing | RYB | LV FUSE SWITCH |  | CLOSED | IEC MIDDLE CURVE | FUSES | SPARE |  |  |  | 250.000 A |  |  | 3 | Fail | Please check "Mounting"
380084662 | TNB | DISTRIBUTION | KUALA SELANGOR | Existing | RYB | LV FUSE SWITCH |  | CLOSED | IEC MIDDLE CURVE | FUSES | SPARE |  |  |  | 250.000 A |  |  | 3 | Fail | Please check "Mounting"
380084717 | TNB | DISTRIBUTION | KUALA SELANGOR | Existing | RYB | LV FUSE SWITCH |  | CLOSED | IEC MIDDLE CURVE | FUSES | SPARE |  |  |  | 250.000 A |  |  | 3 | Fail | Please check "Mounting"
380084721 | TNB | DISTRIBUTION | KUALA SELANGOR | Existing | RYB | LV FUSE SWITCH |  | CLOSED | IEC MIDDLE CURVE | FUSES | SPARE |  |  |  | 250.000 A |  |  | 3 | Fail | Please check "Mounting"
380084736 | TNB | DISTRIBUTION | KUALA SELANGOR | Existing | RYB | LV FUSE SWITCH |  | CLOSED | IEC MIDDLE CURVE | FUSES | SPARE |  |  |  | 250.000 A |  |  | 3 | Fail | Please check "Mounting"
380084748 | TNB | DISTRIBUTION | KUALA SELANGOR | Existing | RYB | LV FUSE SWITCH |  | CLOSED | IEC MIDDLE CURVE | FUSES | SPARE |  |  |  | 250.000 A |  |  | 3 | Fail | Please check "Mounting"
380084755 | TNB | DISTRIBUTION | KUALA SELANGOR | Existing | RYB | LV FUSE SWITCH |  | CLOSED | IEC MIDDLE CURVE | FUSES | SPARE |  |  |  | 250.000 A |  |  | 3 | Fail | Please check "Mounting"
380084764 | TNB | DISTRIBUTION | KUALA SELANGOR | Existing | RYB | LV FUSE SWITCH |  | CLOSED | IEC MIDDLE CURVE | FUSES | SPARE |  |  |  | 250.000 A |  |  | 3 | Fail | Please check "Mounting"
380084774 | TNB | DISTRIBUTION | KUALA SELANGOR | Existing | RYB | LV FUSE SWITCH |  | CLOSED | IEC MIDDLE CURVE | FUSES | SPARE |  |  |  | 250.000 A |  |  | 3 | Fail | Please check "Mounting"
380084781 | TNB | DISTRIBUTION | KUALA SELANGOR | Existing | RYB | LV FUSE SWITCH |  | CLOSED | IEC MIDDLE CURVE | FUSES | SPARE |  |  |  | 250.000 A |  |  | 3 | Fail | Please check "Mounting"
380084838 | TNB | DISTRIBUTION | KUALA SELANGOR | Existing | RYB | LV FUSE SWITCH |  | CLOSED | IEC MIDDLE CURVE | FUSES | SPARE |  |  |  | 250.000 A |  |  | 3 | Fail | Please check "Mounting"
380084842 | TNB | DISTRIBUTION | KUALA SELANGOR | Existing | RYB | LV FUSE SWITCH |  | CLOSED | IEC MIDDLE CURVE | FUSES | SPARE |  |  |  | 250.000 A |  |  | 3 | Fail | Please check "Mounting"
380084857 | TNB | DISTRIBUTION | KUALA SELANGOR | Existing | RYB | LV FUSE SWITCH |  | CLOSED | IEC MIDDLE CURVE | FUSES | SPARE |  |  |  | 250.000 A |  |  | 3 | Fail | Please check "Mounting"
380084869 | TNB | DISTRIBUTION | KUALA SELANGOR | Existing | RYB | LV FUSE SWITCH |  | CLOSED | IEC MIDDLE CURVE | FUSES | SPARE |  |  |  | 250.000 A |  |  | 3 | Fail | Please check "Mounting"
380084876 | TNB | DISTRIBUTION | KUALA SELANGOR | Existing | RYB | LV FUSE SWITCH |  | CLOSED | IEC MIDDLE CURVE | FUSES | SPARE |  |  |  | 250.000 A |  |  | 3 | Fail | Please check "Mounting"
380084885 | TNB | DISTRIBUTION | KUALA SELANGOR | Existing | RYB | LV FUSE SWITCH |  | CLOSED | IEC MIDDLE CURVE | FUSES | SPARE |  |  |  | 250.000 A |  |  | 3 | Fail | Please check "Mounting"
380084895 | TNB | DISTRIBUTION | KUALA SELANGOR | Existing | RYB | LV FUSE SWITCH |  | CLOSED | IEC MIDDLE CURVE | FUSES | SPARE |  |  |  | 250.000 A |  |  | 3 | Fail | Please check "Mounting"
380084902 | TNB | DISTRIBUTION | KUALA SELANGOR | Existing | RYB | LV FUSE SWITCH |  | CLOSED | IEC MIDDLE CURVE | FUSES | SPARE |  |  |  | 250.000 A |  |  | 3 | Fail | Please check "Mounting"
380084914 | TNB | DISTRIBUTION | KUALA SELANGOR | Existing | RYB | LV FUSE SWITCH |  | CLOSED | IEC MIDDLE CURVE | FUSES | SPARE |  |  |  | 250.000 A |  |  | 3 | Fail | Please check "Mounting"
380084918 | TNB | DISTRIBUTION | KUALA SELANGOR | Existing | RYB | LV FUSE SWITCH |  | CLOSED | IEC MIDDLE CURVE | FUSES | SPARE |  |  |  | 250.000 A |  |  | 3 | Fail | Please check "Mounting"
380084933 | TNB | DISTRIBUTION | KUALA SELANGOR | Existing | RYB | LV FUSE SWITCH |  | CLOSED | IEC MIDDLE CURVE | FUSES | SPARE |  |  |  | 250.000 A |  |  | 3 | Fail | Please check "Mounting"
380084945 | TNB | DISTRIBUTION | KUALA SELANGOR | Existing | RYB | LV FUSE SWITCH |  | CLOSED | IEC MIDDLE CURVE | FUSES | SPARE |  |  |  | 250.000 A |  |  | 3 | Fail | Please check "Mounting"
380084952 | TNB | DISTRIBUTION | KUALA SELANGOR | Existing | RYB | LV FUSE SWITCH |  | CLOSED | IEC MIDDLE CURVE | FUSES | SPARE |  |  |  | 250.000 A |  |  | 3 | Fail | Please check "Mounting"
380084961 | TNB | DISTRIBUTION | KUALA SELANGOR | Existing | RYB | LV FUSE SWITCH |  | CLOSED | IEC MIDDLE CURVE | FUSES | SPARE |  |  |  | 250.000 A |  |  | 3 | Fail | Please check "Mounting"
380084971 | TNB | DISTRIBUTION | KUALA SELANGOR | Existing | RYB | LV FUSE SWITCH |  | CLOSED | IEC MIDDLE CURVE | FUSES | SPARE |  |  |  | 250.000 A |  |  | 3 | Fail | Please check "Mounting"
380084978 | TNB | DISTRIBUTION | KUALA SELANGOR | Existing | RYB | LV FUSE SWITCH |  | CLOSED | IEC MIDDLE CURVE | FUSES | SPARE |  |  |  | 250.000 A |  |  | 3 | Fail | Please check "Mounting"
380085052 | TNB | DISTRIBUTION | KUALA SELANGOR | Existing | RYB | LV FUSE SWITCH |  | CLOSED | IEC MIDDLE CURVE | FUSES | SPARE |  |  |  | 250.000 A |  |  | 3 | Fail | Please check "Mounting"
380085066 | TNB | DISTRIBUTION | KUALA SELANGOR | Existing | RYB | LV FUSE SWITCH |  | CLOSED | IEC MIDDLE CURVE | FUSES | SPARE |  |  |  | 250.000 A |  |  | 3 | Fail | Please check "Mounting"
380085073 | TNB | DISTRIBUTION | KUALA SELANGOR | Existing | RYB | LV FUSE SWITCH |  | CLOSED | IEC MIDDLE CURVE | FUSES | SPARE |  |  |  | 250.000 A |  |  | 3 | Fail | Please check "Mounting"
380085078 | TNB | DISTRIBUTION | KUALA SELANGOR | Existing | RYB | LV FUSE SWITCH |  | CLOSED | IEC MIDDLE CURVE | FUSES | SPARE |  |  |  | 250.000 A |  |  | 3 | Fail | Please check "Mounting"
380085084 | TNB | DISTRIBUTION | KUALA SELANGOR | Existing | RYB | LV FUSE SWITCH |  | CLOSED | IEC MIDDLE CURVE | FUSES | SPARE |  |  |  | 250.000 A |  |  | 3 | Fail | Please check "Mounting"
380085096 | TNB | DISTRIBUTION | KUALA SELANGOR | Existing | RYB | LV FUSE SWITCH |  | CLOSED | IEC MIDDLE CURVE | FUSES | SPARE |  |  |  | 250.000 A |  |  | 3 | Fail | Please check "Mounting"
380085104 | TNB | DISTRIBUTION | KUALA SELANGOR | Existing | RYB | LV FUSE SWITCH |  | CLOSED | IEC MIDDLE CURVE | FUSES | SPARE |  |  |  | 250.000 A |  |  | 3 | Fail | Please check "Mounting"
380085122 | TNB | DISTRIBUTION | KUALA SELANGOR | Existing | RYB | LV FUSE SWITCH |  | CLOSED | IEC MIDDLE CURVE | FUSES | SPARE |  |  |  | 250.000 A |  |  | 3 | Fail | Please check "Mounting"
380085195 | TNB | DISTRIBUTION | KUALA SELANGOR | Existing | RYB | LV FUSE SWITCH |  | CLOSED | IEC MIDDLE CURVE | FUSES | SPARE |  |  |  | 250.000 A |  |  | 3 | Fail | Please check "Mounting"
380085209 | TNB | DISTRIBUTION | KUALA SELANGOR | Existing | RYB | LV FUSE SWITCH |  | CLOSED | IEC MIDDLE CURVE | FUSES | SPARE |  |  |  | 250.000 A |  |  | 3 | Fail | Please check "Mounting"
380085216 | TNB | DISTRIBUTION | KUALA SELANGOR | Existing | RYB | LV FUSE SWITCH |  | CLOSED | IEC MIDDLE CURVE | FUSES | SPARE |  |  |  | 250.000 A |  |  | 3 | Fail | Please check "Mounting"
380085221 | TNB | DISTRIBUTION | KUALA SELANGOR | Existing | RYB | LV FUSE SWITCH |  | CLOSED | IEC MIDDLE CURVE | FUSES | SPARE |  |  |  | 250.000 A |  |  | 3 | Fail | Please check "Mounting"
380085227 | TNB | DISTRIBUTION | KUALA SELANGOR | Existing | RYB | LV FUSE SWITCH |  | CLOSED | IEC MIDDLE CURVE | FUSES | SPARE |  |  |  | 250.000 A |  |  | 3 | Fail | Please check "Mounting"
380085239 | TNB | DISTRIBUTION | KUALA SELANGOR | Existing | RYB | LV FUSE SWITCH |  | CLOSED | IEC MIDDLE CURVE | FUSES | SPARE |  |  |  | 250.000 A |  |  | 3 | Fail | Please check "Mounting"
380085247 | TNB | DISTRIBUTION | KUALA SELANGOR | Existing | RYB | LV FUSE SWITCH |  | CLOSED | IEC MIDDLE CURVE | FUSES | SPARE |  |  |  | 250.000 A |  |  | 3 | Fail | Please check "Mounting"
380085265 | TNB | DISTRIBUTION | KUALA SELANGOR | Existing | RYB | LV FUSE SWITCH |  | CLOSED | IEC MIDDLE CURVE | FUSES | SPARE |  |  |  | 250.000 A |  |  | 3 | Fail | Please check "Mounting"
380085310 | TNB | DISTRIBUTION | KUALA SELANGOR | Existing | RYB | LV FUSE SWITCH |  | CLOSED | IEC MIDDLE CURVE | FUSES | SPARE |  |  |  | 250.000 A |  |  | 3 | Fail | Please check "Mounting"
380085324 | TNB | DISTRIBUTION | KUALA SELANGOR | Existing | RYB | LV FUSE SWITCH |  | CLOSED | IEC MIDDLE CURVE | FUSES | SPARE |  |  |  | 250.000 A |  |  | 3 | Fail | Please check "Mounting"
380085331 | TNB | DISTRIBUTION | KUALA SELANGOR | Existing | RYB | LV FUSE SWITCH |  | CLOSED | IEC MIDDLE CURVE | FUSES | SPARE |  |  |  | 250.000 A |  |  | 3 | Fail | Please check "Mounting"
380085336 | TNB | DISTRIBUTION | KUALA SELANGOR | Existing | RYB | LV FUSE SWITCH |  | CLOSED | IEC MIDDLE CURVE | FUSES | SPARE |  |  |  | 250.000 A |  |  | 3 | Fail | Please check "Mounting"
380085342 | TNB | DISTRIBUTION | KUALA SELANGOR | Existing | RYB | LV FUSE SWITCH |  | CLOSED | IEC MIDDLE CURVE | FUSES | SPARE |  |  |  | 250.000 A |  |  | 3 | Fail | Please check "Mounting"
380085354 | TNB | DISTRIBUTION | KUALA SELANGOR | Existing | RYB | LV FUSE SWITCH |  | CLOSED | IEC MIDDLE CURVE | FUSES | SPARE |  |  |  | 250.000 A |  |  | 3 | Fail | Please check "Mounting"
380085362 | TNB | DISTRIBUTION | KUALA SELANGOR | Existing | RYB | LV FUSE SWITCH |  | CLOSED | IEC MIDDLE CURVE | FUSES | SPARE |  |  |  | 250.000 A |  |  | 3 | Fail | Please check "Mounting"
380085380 | TNB | DISTRIBUTION | KUALA SELANGOR | Existing | RYB | LV FUSE SWITCH |  | CLOSED | IEC MIDDLE CURVE | FUSES | SPARE |  |  |  | 250.000 A |  |  | 3 | Fail | Please check "Mounting"
380085608 | TNB | DISTRIBUTION | KUALA SELANGOR | Existing | RYB | LV FUSE SWITCH |  | CLOSED | IEC MIDDLE CURVE | FUSES | SPARE |  |  |  | 250.000 A |  |  | 3 | Fail | Please check "Mounting"
380085622 | TNB | DISTRIBUTION | KUALA SELANGOR | Existing | RYB | LV FUSE SWITCH |  | CLOSED | IEC MIDDLE CURVE | FUSES | SPARE |  |  |  | 250.000 A |  |  | 3 | Fail | Please check "Mounting"
380085629 | TNB | DISTRIBUTION | KUALA SELANGOR | Existing | RYB | LV FUSE SWITCH |  | CLOSED | IEC MIDDLE CURVE | FUSES | SPARE |  |  |  | 250.000 A |  |  | 3 | Fail | Please check "Mounting"
380085634 | TNB | DISTRIBUTION | KUALA SELANGOR | Existing | RYB | LV FUSE SWITCH |  | CLOSED | IEC MIDDLE CURVE | FUSES | SPARE |  |  |  | 250.000 A |  |  | 3 | Fail | Please check "Mounting"
380085640 | TNB | DISTRIBUTION | KUALA SELANGOR | Existing | RYB | LV FUSE SWITCH |  | CLOSED | IEC MIDDLE CURVE | FUSES | SPARE |  |  |  | 250.000 A |  |  | 3 | Fail | Please check "Mounting"
380085652 | TNB | DISTRIBUTION | KUALA SELANGOR | Existing | RYB | LV FUSE SWITCH |  | CLOSED | IEC MIDDLE CURVE | FUSES | SPARE |  |  |  | 250.000 A |  |  | 3 | Fail | Please check "Mounting"
380085660 | TNB | DISTRIBUTION | KUALA SELANGOR | Existing | RYB | LV FUSE SWITCH |  | CLOSED | IEC MIDDLE CURVE | FUSES | SPARE |  |  |  | 250.000 A |  |  | 3 | Fail | Please check "Mounting"
380085678 | TNB | DISTRIBUTION | KUALA SELANGOR | Existing | RYB | LV FUSE SWITCH |  | CLOSED | IEC MIDDLE CURVE | FUSES | SPARE |  |  |  | 250.000 A |  |  | 3 | Fail | Please check "Mounting"
380085746 | TNB | DISTRIBUTION | KUALA SELANGOR | Existing | RYB | LV FUSE SWITCH |  | CLOSED | IEC MIDDLE CURVE | FUSES | SPARE |  |  |  | 250.000 A |  |  | 3 | Fail | Please check "Mounting"
380085760 | TNB | DISTRIBUTION | KUALA SELANGOR | Existing | RYB | LV FUSE SWITCH |  | CLOSED | IEC MIDDLE CURVE | FUSES | SPARE |  |  |  | 250.000 A |  |  | 3 | Fail | Please check "Mounting"
380085767 | TNB | DISTRIBUTION | KUALA SELANGOR | Existing | RYB | LV FUSE SWITCH |  | CLOSED | IEC MIDDLE CURVE | FUSES | SPARE |  |  |  | 250.000 A |  |  | 3 | Fail | Please check "Mounting"
380085772 | TNB | DISTRIBUTION | KUALA SELANGOR | Existing | RYB | LV FUSE SWITCH |  | CLOSED | IEC MIDDLE CURVE | FUSES | SPARE |  |  |  | 250.000 A |  |  | 3 | Fail | Please check "Mounting"
380085778 | TNB | DISTRIBUTION | KUALA SELANGOR | Existing | RYB | LV FUSE SWITCH |  | CLOSED | IEC MIDDLE CURVE | FUSES | SPARE |  |  |  | 250.000 A |  |  | 3 | Fail | Please check "Mounting"
380085790 | TNB | DISTRIBUTION | KUALA SELANGOR | Existing | RYB | LV FUSE SWITCH |  | CLOSED | IEC MIDDLE CURVE | FUSES | SPARE |  |  |  | 250.000 A |  |  | 3 | Fail | Please check "Mounting"
380085798 | TNB | DISTRIBUTION | KUALA SELANGOR | Existing | RYB | LV FUSE SWITCH |  | CLOSED | IEC MIDDLE CURVE | FUSES | SPARE |  |  |  | 250.000 A |  |  | 3 | Fail | Please check "Mounting"
380085816 | TNB | DISTRIBUTION | KUALA SELANGOR | Existing | RYB | LV FUSE SWITCH |  | CLOSED | IEC MIDDLE CURVE | FUSES | SPARE |  |  |  | 250.000 A |  |  | 3 | Fail | Please check "Mounting"
380085823 | TNB | DISTRIBUTION | KUALA SELANGOR | Existing | RYB | LV FUSE SWITCH |  | CLOSED | IEC MIDDLE CURVE | FUSES | SPARE |  |  |  | 250.000 A |  |  | 3 | Fail | Please check "Mounting"
380085837 | TNB | DISTRIBUTION | KUALA SELANGOR | Existing | RYB | LV FUSE SWITCH |  | CLOSED | IEC MIDDLE CURVE | FUSES | SPARE |  |  |  | 250.000 A |  |  | 3 | Fail | Please check "Mounting"
380085844 | TNB | DISTRIBUTION | KUALA SELANGOR | Existing | RYB | LV FUSE SWITCH |  | CLOSED | IEC MIDDLE CURVE | FUSES | SPARE |  |  |  | 250.000 A |  |  | 3 | Fail | Please check "Mounting"
380085849 | TNB | DISTRIBUTION | KUALA SELANGOR | Existing | RYB | LV FUSE SWITCH |  | CLOSED | IEC MIDDLE CURVE | FUSES | SPARE |  |  |  | 250.000 A |  |  | 3 | Fail | Please check "Mounting"
380085855 | TNB | DISTRIBUTION | KUALA SELANGOR | Existing | RYB | LV FUSE SWITCH |  | CLOSED | IEC MIDDLE CURVE | FUSES | SPARE |  |  |  | 250.000 A |  |  | 3 | Fail | Please check "Mounting"
380085867 | TNB | DISTRIBUTION | KUALA SELANGOR | Existing | RYB | LV FUSE SWITCH |  | CLOSED | IEC MIDDLE CURVE | FUSES | SPARE |  |  |  | 250.000 A |  |  | 3 | Fail | Please check "Mounting"
380085875 | TNB | DISTRIBUTION | KUALA SELANGOR | Existing | RYB | LV FUSE SWITCH |  | CLOSED | IEC MIDDLE CURVE | FUSES | SPARE |  |  |  | 250.000 A |  |  | 3 | Fail | Please check "Mounting"
380085893 | TNB | DISTRIBUTION | KUALA SELANGOR | Existing | RYB | LV FUSE SWITCH |  | CLOSED | IEC MIDDLE CURVE | FUSES | SPARE |  |  |  | 250.000 A |  |  | 3 | Fail | Please check "Mounting"
380085943 | TNB | DISTRIBUTION | KUALA SELANGOR | Existing | RYB | LV FUSE SWITCH |  | CLOSED | IEC MIDDLE CURVE | FUSES | SPARE |  |  |  | 250.000 A |  |  | 3 | Fail | Please check "Mounting"
380085957 | TNB | DISTRIBUTION | KUALA SELANGOR | Existing | RYB | LV FUSE SWITCH |  | CLOSED | IEC MIDDLE CURVE | FUSES | SPARE |  |  |  | 250.000 A |  |  | 3 | Fail | Please check "Mounting"
380085964 | TNB | DISTRIBUTION | KUALA SELANGOR | Existing | RYB | LV FUSE SWITCH |  | CLOSED | IEC MIDDLE CURVE | FUSES | SPARE |  |  |  | 250.000 A |  |  | 3 | Fail | Please check "Mounting"
380085969 | TNB | DISTRIBUTION | KUALA SELANGOR | Existing | RYB | LV FUSE SWITCH |  | CLOSED | IEC MIDDLE CURVE | FUSES | SPARE |  |  |  | 250.000 A |  |  | 3 | Fail | Please check "Mounting"
380085975 | TNB | DISTRIBUTION | KUALA SELANGOR | Existing | RYB | LV FUSE SWITCH |  | CLOSED | IEC MIDDLE CURVE | FUSES | SPARE |  |  |  | 250.000 A |  |  | 3 | Fail | Please check "Mounting"
380085987 | TNB | DISTRIBUTION | KUALA SELANGOR | Existing | RYB | LV FUSE SWITCH |  | CLOSED | IEC MIDDLE CURVE | FUSES | SPARE |  |  |  | 250.000 A |  |  | 3 | Fail | Please check "Mounting"
380085995 | TNB | DISTRIBUTION | KUALA SELANGOR | Existing | RYB | LV FUSE SWITCH |  | CLOSED | IEC MIDDLE CURVE | FUSES | SPARE |  |  |  | 250.000 A |  |  | 3 | Fail | Please check "Mounting"
380086013 | TNB | DISTRIBUTION | KUALA SELANGOR | Existing | RYB | LV FUSE SWITCH |  | CLOSED | IEC MIDDLE CURVE | FUSES | SPARE |  |  |  | 250.000 A |  |  | 3 | Fail | Please check "Mounting"
380086062 | TNB | DISTRIBUTION | KUALA SELANGOR | Existing | RYB | LV FUSE SWITCH |  | CLOSED | IEC MIDDLE CURVE | FUSES | SPARE |  |  |  | 250.000 A |  |  | 3 | Fail | Please check "Mounting"
380086076 | TNB | DISTRIBUTION | KUALA SELANGOR | Existing | RYB | LV FUSE SWITCH |  | CLOSED | IEC MIDDLE CURVE | FUSES | SPARE |  |  |  | 250.000 A |  |  | 3 | Fail | Please check "Mounting"
380086083 | TNB | DISTRIBUTION | KUALA SELANGOR | Existing | RYB | LV FUSE SWITCH |  | CLOSED | IEC MIDDLE CURVE | FUSES | SPARE |  |  |  | 250.000 A |  |  | 3 | Fail | Please check "Mounting"
380086088 | TNB | DISTRIBUTION | KUALA SELANGOR | Existing | RYB | LV FUSE SWITCH |  | CLOSED | IEC MIDDLE CURVE | FUSES | SPARE |  |  |  | 250.000 A |  |  | 3 | Fail | Please check "Mounting"
380086094 | TNB | DISTRIBUTION | KUALA SELANGOR | Existing | RYB | LV FUSE SWITCH |  | CLOSED | IEC MIDDLE CURVE | FUSES | SPARE |  |  |  | 250.000 A |  |  | 3 | Fail | Please check "Mounting"
380086106 | TNB | DISTRIBUTION | KUALA SELANGOR | Existing | RYB | LV FUSE SWITCH |  | CLOSED | IEC MIDDLE CURVE | FUSES | SPARE |  |  |  | 250.000 A |  |  | 3 | Fail | Please check "Mounting"
380086114 | TNB | DISTRIBUTION | KUALA SELANGOR | Existing | RYB | LV FUSE SWITCH |  | CLOSED | IEC MIDDLE CURVE | FUSES | SPARE |  |  |  | 250.000 A |  |  | 3 | Fail | Please check "Mounting"
380086132 | TNB | DISTRIBUTION | KUALA SELANGOR | Existing | RYB | LV FUSE SWITCH |  | CLOSED | IEC MIDDLE CURVE | FUSES | SPARE |  |  |  | 250.000 A |  |  | 3 | Fail | Please check "Mounting"
380086181 | TNB | DISTRIBUTION | KUALA SELANGOR | Existing | RYB | LV FUSE SWITCH |  | CLOSED | IEC MIDDLE CURVE | FUSES | SPARE |  |  |  | 250.000 A |  |  | 3 | Fail | Please check "Mounting"
380086195 | TNB | DISTRIBUTION | KUALA SELANGOR | Existing | RYB | LV FUSE SWITCH |  | CLOSED | IEC MIDDLE CURVE | FUSES | SPARE |  |  |  | 250.000 A |  |  | 3 | Fail | Please check "Mounting"
380086202 | TNB | DISTRIBUTION | KUALA SELANGOR | Existing | RYB | LV FUSE SWITCH |  | CLOSED | IEC MIDDLE CURVE | FUSES | SPARE |  |  |  | 250.000 A |  |  | 3 | Fail | Please check "Mounting"
380086207 | TNB | DISTRIBUTION | KUALA SELANGOR | Existing | RYB | LV FUSE SWITCH |  | CLOSED | IEC MIDDLE CURVE | FUSES | SPARE |  |  |  | 250.000 A |  |  | 3 | Fail | Please check "Mounting"
380086213 | TNB | DISTRIBUTION | KUALA SELANGOR | Existing | RYB | LV FUSE SWITCH |  | CLOSED | IEC MIDDLE CURVE | FUSES | SPARE |  |  |  | 250.000 A |  |  | 3 | Fail | Please check "Mounting"
380086225 | TNB | DISTRIBUTION | KUALA SELANGOR | Existing | RYB | LV FUSE SWITCH |  | CLOSED | IEC MIDDLE CURVE | FUSES | SPARE |  |  |  | 250.000 A |  |  | 3 | Fail | Please check "Mounting"
380086233 | TNB | DISTRIBUTION | KUALA SELANGOR | Existing | RYB | LV FUSE SWITCH |  | CLOSED | IEC MIDDLE CURVE | FUSES | SPARE |  |  |  | 250.000 A |  |  | 3 | Fail | Please check "Mounting"
380086251 | TNB | DISTRIBUTION | KUALA SELANGOR | Existing | RYB | LV FUSE SWITCH |  | CLOSED | IEC MIDDLE CURVE | FUSES | SPARE |  |  |  | 250.000 A |  |  | 3 | Fail | Please check "Mounting"
380086422 | TNB | DISTRIBUTION | KUALA SELANGOR | Existing | RYB | LV FUSE SWITCH |  | CLOSED | IEC MIDDLE CURVE | FUSES | SPARE |  |  |  | 250.000 A |  |  | 3 | Fail | Please check "Mounting"
380086436 | TNB | DISTRIBUTION | KUALA SELANGOR | Existing | RYB | LV FUSE SWITCH |  | CLOSED | IEC MIDDLE CURVE | FUSES | SPARE |  |  |  | 250.000 A |  |  | 3 | Fail | Please check "Mounting"
380086443 | TNB | DISTRIBUTION | KUALA SELANGOR | Existing | RYB | LV FUSE SWITCH |  | CLOSED | IEC MIDDLE CURVE | FUSES | SPARE |  |  |  | 250.000 A |  |  | 3 | Fail | Please check "Mounting"
380086448 | TNB | DISTRIBUTION | KUALA SELANGOR | Existing | RYB | LV FUSE SWITCH |  | CLOSED | IEC MIDDLE CURVE | FUSES | SPARE |  |  |  | 250.000 A |  |  | 3 | Fail | Please check "Mounting"
380086454 | TNB | DISTRIBUTION | KUALA SELANGOR | Existing | RYB | LV FUSE SWITCH |  | CLOSED | IEC MIDDLE CURVE | FUSES | SPARE |  |  |  | 250.000 A |  |  | 3 | Fail | Please check "Mounting"
380086466 | TNB | DISTRIBUTION | KUALA SELANGOR | Existing | RYB | LV FUSE SWITCH |  | CLOSED | IEC MIDDLE CURVE | FUSES | SPARE |  |  |  | 250.000 A |  |  | 3 | Fail | Please check "Mounting"
380086474 | TNB | DISTRIBUTION | KUALA SELANGOR | Existing | RYB | LV FUSE SWITCH |  | CLOSED | IEC MIDDLE CURVE | FUSES | SPARE |  |  |  | 250.000 A |  |  | 3 | Fail | Please check "Mounting"
380086492 | TNB | DISTRIBUTION | KUALA SELANGOR | Existing | RYB | LV FUSE SWITCH |  | CLOSED | IEC MIDDLE CURVE | FUSES | SPARE |  |  |  | 250.000 A |  |  | 3 | Fail | Please check "Mounting"
380086542 | TNB | DISTRIBUTION | KUALA SELANGOR | Existing | RYB | LV FUSE SWITCH |  | CLOSED | IEC MIDDLE CURVE | FUSES | SPARE |  |  |  | 250.000 A |  |  | 3 | Fail | Please check "Mounting"
380086556 | TNB | DISTRIBUTION | KUALA SELANGOR | Existing | RYB | LV FUSE SWITCH |  | CLOSED | IEC MIDDLE CURVE | FUSES | SPARE |  |  |  | 250.000 A |  |  | 3 | Fail | Please check "Mounting"
380086563 | TNB | DISTRIBUTION | KUALA SELANGOR | Existing | RYB | LV FUSE SWITCH |  | CLOSED | IEC MIDDLE CURVE | FUSES | SPARE |  |  |  | 250.000 A |  |  | 3 | Fail | Please check "Mounting"
380086568 | TNB | DISTRIBUTION | KUALA SELANGOR | Existing | RYB | LV FUSE SWITCH |  | CLOSED | IEC MIDDLE CURVE | FUSES | SPARE |  |  |  | 250.000 A |  |  | 3 | Fail | Please check "Mounting"
380086574 | TNB | DISTRIBUTION | KUALA SELANGOR | Existing | RYB | LV FUSE SWITCH |  | CLOSED | IEC MIDDLE CURVE | FUSES | SPARE |  |  |  | 250.000 A |  |  | 3 | Fail | Please check "Mounting"
380086586 | TNB | DISTRIBUTION | KUALA SELANGOR | Existing | RYB | LV FUSE SWITCH |  | CLOSED | IEC MIDDLE CURVE | FUSES | SPARE |  |  |  | 250.000 A |  |  | 3 | Fail | Please check "Mounting"
380086594 | TNB | DISTRIBUTION | KUALA SELANGOR | Existing | RYB | LV FUSE SWITCH |  | CLOSED | IEC MIDDLE CURVE | FUSES | SPARE |  |  |  | 250.000 A |  |  | 3 | Fail | Please check "Mounting"
380086612 | TNB | DISTRIBUTION | KUALA SELANGOR | Existing | RYB | LV FUSE SWITCH |  | CLOSED | IEC MIDDLE CURVE | FUSES | SPARE |  |  |  | 250.000 A |  |  | 3 | Fail | Please check "Mounting"
380086643 | TNB | DISTRIBUTION | KUALA SELANGOR | Existing | RYB | LV FUSE SWITCH |  | CLOSED | IEC MIDDLE CURVE | FUSES | SPARE |  |  |  | 250.000 A |  |  | 3 | Fail | Please check "Mounting"
380086647 | TNB | DISTRIBUTION | KUALA SELANGOR | Existing | RYB | LV FUSE SWITCH |  | CLOSED | IEC MIDDLE CURVE | FUSES | SPARE |  |  |  | 250.000 A |  |  | 3 | Fail | Please check "Mounting"
380086662 | TNB | DISTRIBUTION | KUALA SELANGOR | Existing | RYB | LV FUSE SWITCH |  | CLOSED | IEC MIDDLE CURVE | FUSES | SPARE |  |  |  | 250.000 A |  |  | 3 | Fail | Please check "Mounting"
380086674 | TNB | DISTRIBUTION | KUALA SELANGOR | Existing | RYB | LV FUSE SWITCH |  | CLOSED | IEC MIDDLE CURVE | FUSES | SPARE |  |  |  | 250.000 A |  |  | 3 | Fail | Please check "Mounting"
380086681 | TNB | DISTRIBUTION | KUALA SELANGOR | Existing | RYB | LV FUSE SWITCH |  | CLOSED | IEC MIDDLE CURVE | FUSES | SPARE |  |  |  | 250.000 A |  |  | 3 | Fail | Please check "Mounting"
380086690 | TNB | DISTRIBUTION | KUALA SELANGOR | Existing | RYB | LV FUSE SWITCH |  | CLOSED | IEC MIDDLE CURVE | FUSES | SPARE |  |  |  | 250.000 A |  |  | 3 | Fail | Please check "Mounting"
380086700 | TNB | DISTRIBUTION | KUALA SELANGOR | Existing | RYB | LV FUSE SWITCH |  | CLOSED | IEC MIDDLE CURVE | FUSES | SPARE |  |  |  | 250.000 A |  |  | 3 | Fail | Please check "Mounting"
380086707 | TNB | DISTRIBUTION | KUALA SELANGOR | Existing | RYB | LV FUSE SWITCH |  | CLOSED | IEC MIDDLE CURVE | FUSES | SPARE |  |  |  | 250.000 A |  |  | 3 | Fail | Please check "Mounting"
380086793 | TNB | DISTRIBUTION | KUALA SELANGOR | Existing | RYB | LV FUSE SWITCH |  | CLOSED | IEC MIDDLE CURVE | FUSES | SPARE |  |  |  | 250.000 A |  |  | 3 | Fail | Please check "Mounting"
380086807 | TNB | DISTRIBUTION | KUALA SELANGOR | Existing | RYB | LV FUSE SWITCH |  | CLOSED | IEC MIDDLE CURVE | FUSES | SPARE |  |  |  | 250.000 A |  |  | 3 | Fail | Please check "Mounting"
380086814 | TNB | DISTRIBUTION | KUALA SELANGOR | Existing | RYB | LV FUSE SWITCH |  | CLOSED | IEC MIDDLE CURVE | FUSES | SPARE |  |  |  | 250.000 A |  |  | 3 | Fail | Please check "Mounting"
380086819 | TNB | DISTRIBUTION | KUALA SELANGOR | Existing | RYB | LV FUSE SWITCH |  | CLOSED | IEC MIDDLE CURVE | FUSES | SPARE |  |  |  | 250.000 A |  |  | 3 | Fail | Please check "Mounting"
380086825 | TNB | DISTRIBUTION | KUALA SELANGOR | Existing | RYB | LV FUSE SWITCH |  | CLOSED | IEC MIDDLE CURVE | FUSES | SPARE |  |  |  | 250.000 A |  |  | 3 | Fail | Please check "Mounting"
380086837 | TNB | DISTRIBUTION | KUALA SELANGOR | Existing | RYB | LV FUSE SWITCH |  | CLOSED | IEC MIDDLE CURVE | FUSES | SPARE |  |  |  | 250.000 A |  |  | 3 | Fail | Please check "Mounting"
380086845 | TNB | DISTRIBUTION | KUALA SELANGOR | Existing | RYB | LV FUSE SWITCH |  | CLOSED | IEC MIDDLE CURVE | FUSES | SPARE |  |  |  | 250.000 A |  |  | 3 | Fail | Please check "Mounting"
380086863 | TNB | DISTRIBUTION | KUALA SELANGOR | Existing | RYB | LV FUSE SWITCH |  | CLOSED | IEC MIDDLE CURVE | FUSES | SPARE |  |  |  | 250.000 A |  |  | 3 | Fail | Please check "Mounting"
380086870 | TNB | DISTRIBUTION | KUALA SELANGOR | Existing | RYB | LV FUSE SWITCH |  | CLOSED | IEC MIDDLE CURVE | FUSES | SPARE |  |  |  | 250.000 A |  |  | 3 | Fail | Please check "Mounting"
380086884 | TNB | DISTRIBUTION | KUALA SELANGOR | Existing | RYB | LV FUSE SWITCH |  | CLOSED | IEC MIDDLE CURVE | FUSES | SPARE |  |  |  | 250.000 A |  |  | 3 | Fail | Please check "Mounting"
380086891 | TNB | DISTRIBUTION | KUALA SELANGOR | Existing | RYB | LV FUSE SWITCH |  | CLOSED | IEC MIDDLE CURVE | FUSES | SPARE |  |  |  | 250.000 A |  |  | 3 | Fail | Please check "Mounting"
380086896 | TNB | DISTRIBUTION | KUALA SELANGOR | Existing | RYB | LV FUSE SWITCH |  | CLOSED | IEC MIDDLE CURVE | FUSES | SPARE |  |  |  | 250.000 A |  |  | 3 | Fail | Please check "Mounting"
380086902 | TNB | DISTRIBUTION | KUALA SELANGOR | Existing | RYB | LV FUSE SWITCH |  | CLOSED | IEC MIDDLE CURVE | FUSES | SPARE |  |  |  | 250.000 A |  |  | 3 | Fail | Please check "Mounting"
380086914 | TNB | DISTRIBUTION | KUALA SELANGOR | Existing | RYB | LV FUSE SWITCH |  | CLOSED | IEC MIDDLE CURVE | FUSES | SPARE |  |  |  | 250.000 A |  |  | 3 | Fail | Please check "Mounting"
380086922 | TNB | DISTRIBUTION | KUALA SELANGOR | Existing | RYB | LV FUSE SWITCH |  | CLOSED | IEC MIDDLE CURVE | FUSES | SPARE |  |  |  | 250.000 A |  |  | 3 | Fail | Please check "Mounting"
380086940 | TNB | DISTRIBUTION | KUALA SELANGOR | Existing | RYB | LV FUSE SWITCH |  | CLOSED | IEC MIDDLE CURVE | FUSES | SPARE |  |  |  | 250.000 A |  |  | 3 | Fail | Please check "Mounting"
380092009 | TNB | DISTRIBUTION | KUALA SELANGOR | Existing | RYB | LV FUSE SWITCH |  | CLOSED | IEC MIDDLE CURVE | FUSES | SPARE |  |  |  | 250.000 A |  |  | 6 | Fail | Please check "Mounting"
380092014 | TNB | DISTRIBUTION | KUALA SELANGOR | Existing | RYB | LV FUSE SWITCH |  | CLOSED | IEC MIDDLE CURVE | FUSES | SPARE |  |  |  | 250.000 A |  |  | 6 | Fail | Please check "Mounting"
380092017 | TNB | DISTRIBUTION | KUALA SELANGOR | Existing | RYB | LV FUSE SWITCH |  | CLOSED | IEC MIDDLE CURVE | FUSES | SPARE |  |  |  | 250.000 A |  |  | 6 | Fail | Please check "Mounting"
380092021 | TNB | DISTRIBUTION | KUALA SELANGOR | Existing | RYB | LV FUSE SWITCH |  | CLOSED | IEC MIDDLE CURVE | FUSES | SPARE |  |  |  | 250.000 A |  |  | 6 | Fail | Please check "Mounting"
380092031 | TNB | DISTRIBUTION | KUALA SELANGOR | Existing | RYB | LV FUSE SWITCH |  | CLOSED | IEC MIDDLE CURVE | FUSES | SPARE |  |  |  | 250.000 A |  |  | 6 | Fail | Please check "Mounting"
380092037 | TNB | DISTRIBUTION | KUALA SELANGOR | Existing | RYB | LV FUSE SWITCH |  | CLOSED | IEC MIDDLE CURVE | FUSES | SPARE |  |  |  | 250.000 A |  |  | 6 | Fail | Please check "Mounting"
380092049 | TNB | DISTRIBUTION | KUALA SELANGOR | Existing | RYB | LV FUSE SWITCH |  | CLOSED | IEC MIDDLE CURVE | FUSES | SPARE |  |  |  | 250.000 A |  |  | 6 | Fail | Please check "Mounting"
380092111 | TNB | DISTRIBUTION | KUALA SELANGOR | Existing | RYB | LV FUSE SWITCH |  | CLOSED | IEC MIDDLE CURVE | FUSES | SPARE |  |  |  | 250.000 A |  |  | 6 | Fail | Please check "Mounting"
380092123 | TNB | DISTRIBUTION | KUALA SELANGOR | Existing | RYB | LV FUSE SWITCH |  | CLOSED | IEC MIDDLE CURVE | FUSES | SPARE |  |  |  | 250.000 A |  |  | 6 | Fail | Please check "Mounting"
380092128 | TNB | DISTRIBUTION | KUALA SELANGOR | Existing | RYB | LV FUSE SWITCH |  | CLOSED | IEC MIDDLE CURVE | FUSES | SPARE |  |  |  | 250.000 A |  |  | 6 | Fail | Please check "Mounting"
380092131 | TNB | DISTRIBUTION | KUALA SELANGOR | Existing | RYB | LV FUSE SWITCH |  | CLOSED | IEC MIDDLE CURVE | FUSES | SPARE |  |  |  | 250.000 A |  |  | 6 | Fail | Please check "Mounting"
380092135 | TNB | DISTRIBUTION | KUALA SELANGOR | Existing | RYB | LV FUSE SWITCH |  | CLOSED | IEC MIDDLE CURVE | FUSES | SPARE |  |  |  | 250.000 A |  |  | 6 | Fail | Please check "Mounting"
380092145 | TNB | DISTRIBUTION | KUALA SELANGOR | Existing | RYB | LV FUSE SWITCH |  | CLOSED | IEC MIDDLE CURVE | FUSES | SPARE |  |  |  | 250.000 A |  |  | 6 | Fail | Please check "Mounting"
380092151 | TNB | DISTRIBUTION | KUALA SELANGOR | Existing | RYB | LV FUSE SWITCH |  | CLOSED | IEC MIDDLE CURVE | FUSES | SPARE |  |  |  | 250.000 A |  |  | 6 | Fail | Please check "Mounting"
380092163 | TNB | DISTRIBUTION | KUALA SELANGOR | Existing | RYB | LV FUSE SWITCH |  | CLOSED | IEC MIDDLE CURVE | FUSES | SPARE |  |  |  | 250.000 A |  |  | 6 | Fail | Please check "Mounting"
380092168 | TNB | DISTRIBUTION | KUALA SELANGOR | Existing | RYB | LV FUSE SWITCH |  | CLOSED | IEC MIDDLE CURVE | FUSES | SPARE |  |  |  | 250.000 A |  |  | 6 | Fail | Please check "Mounting"
380092180 | TNB | DISTRIBUTION | KUALA SELANGOR | Existing | RYB | LV FUSE SWITCH |  | CLOSED | IEC MIDDLE CURVE | FUSES | SPARE |  |  |  | 250.000 A |  |  | 6 | Fail | Please check "Mounting"
380092185 | TNB | DISTRIBUTION | KUALA SELANGOR | Existing | RYB | LV FUSE SWITCH |  | CLOSED | IEC MIDDLE CURVE | FUSES | SPARE |  |  |  | 250.000 A |  |  | 6 | Fail | Please check "Mounting"
380092188 | TNB | DISTRIBUTION | KUALA SELANGOR | Existing | RYB | LV FUSE SWITCH |  | CLOSED | IEC MIDDLE CURVE | FUSES | SPARE |  |  |  | 250.000 A |  |  | 6 | Fail | Please check "Mounting"
380092192 | TNB | DISTRIBUTION | KUALA SELANGOR | Existing | RYB | LV FUSE SWITCH |  | CLOSED | IEC MIDDLE CURVE | FUSES | SPARE |  |  |  | 250.000 A |  |  | 6 | Fail | Please check "Mounting"
380092202 | TNB | DISTRIBUTION | KUALA SELANGOR | Existing | RYB | LV FUSE SWITCH |  | CLOSED | IEC MIDDLE CURVE | FUSES | SPARE |  |  |  | 250.000 A |  |  | 6 | Fail | Please check "Mounting"
380092208 | TNB | DISTRIBUTION | KUALA SELANGOR | Existing | RYB | LV FUSE SWITCH |  | CLOSED | IEC MIDDLE CURVE | FUSES | SPARE |  |  |  | 250.000 A |  |  | 6 | Fail | Please check "Mounting"
380092220 | TNB | DISTRIBUTION | KUALA SELANGOR | Existing | RYB | LV FUSE SWITCH |  | CLOSED | IEC MIDDLE CURVE | FUSES | SPARE |  |  |  | 250.000 A |  |  | 6 | Fail | Please check "Mounting"
380092384 | TNB | DISTRIBUTION | KUALA SELANGOR | Existing | RYB | LV FUSE SWITCH |  | CLOSED | IEC MIDDLE CURVE | FUSES | SPARE |  |  |  | 250.000 A |  |  | 6 | Fail | Please check "Mounting"
380092396 | TNB | DISTRIBUTION | KUALA SELANGOR | Existing | RYB | LV FUSE SWITCH |  | CLOSED | IEC MIDDLE CURVE | FUSES | SPARE |  |  |  | 250.000 A |  |  | 6 | Fail | Please check "Mounting"
380092401 | TNB | DISTRIBUTION | KUALA SELANGOR | Existing | RYB | LV FUSE SWITCH |  | CLOSED | IEC MIDDLE CURVE | FUSES | SPARE |  |  |  | 250.000 A |  |  | 6 | Fail | Please check "Mounting"
380092404 | TNB | DISTRIBUTION | KUALA SELANGOR | Existing | RYB | LV FUSE SWITCH |  | CLOSED | IEC MIDDLE CURVE | FUSES | SPARE |  |  |  | 250.000 A |  |  | 6 | Fail | Please check "Mounting"
380092408 | TNB | DISTRIBUTION | KUALA SELANGOR | Existing | RYB | LV FUSE SWITCH |  | CLOSED | IEC MIDDLE CURVE | FUSES | SPARE |  |  |  | 250.000 A |  |  | 6 | Fail | Please check "Mounting"
380092418 | TNB | DISTRIBUTION | KUALA SELANGOR | Existing | RYB | LV FUSE SWITCH |  | CLOSED | IEC MIDDLE CURVE | FUSES | SPARE |  |  |  | 250.000 A |  |  | 6 | Fail | Please check "Mounting"
380092424 | TNB | DISTRIBUTION | KUALA SELANGOR | Existing | RYB | LV FUSE SWITCH |  | CLOSED | IEC MIDDLE CURVE | FUSES | SPARE |  |  |  | 250.000 A |  |  | 6 | Fail | Please check "Mounting"
380092436 | TNB | DISTRIBUTION | KUALA SELANGOR | Existing | RYB | LV FUSE SWITCH |  | CLOSED | IEC MIDDLE CURVE | FUSES | SPARE |  |  |  | 250.000 A |  |  | 6 | Fail | Please check "Mounting"
380092703 | TNB | DISTRIBUTION | KUALA SELANGOR | Existing | RYB | LV FUSE SWITCH |  | CLOSED | IEC MIDDLE CURVE | FUSES | SPARE |  |  |  | 250.000 A |  |  | 6 | Fail | Please check "Mounting"
380092715 | TNB | DISTRIBUTION | KUALA SELANGOR | Existing | RYB | LV FUSE SWITCH |  | CLOSED | IEC MIDDLE CURVE | FUSES | SPARE |  |  |  | 250.000 A |  |  | 6 | Fail | Please check "Mounting"
380092720 | TNB | DISTRIBUTION | KUALA SELANGOR | Existing | RYB | LV FUSE SWITCH |  | CLOSED | IEC MIDDLE CURVE | FUSES | SPARE |  |  |  | 250.000 A |  |  | 6 | Fail | Please check "Mounting"
380092723 | TNB | DISTRIBUTION | KUALA SELANGOR | Existing | RYB | LV FUSE SWITCH |  | CLOSED | IEC MIDDLE CURVE | FUSES | SPARE |  |  |  | 250.000 A |  |  | 6 | Fail | Please check "Mounting"
380092727 | TNB | DISTRIBUTION | KUALA SELANGOR | Existing | RYB | LV FUSE SWITCH |  | CLOSED | IEC MIDDLE CURVE | FUSES | SPARE |  |  |  | 250.000 A |  |  | 6 | Fail | Please check "Mounting"
380092737 | TNB | DISTRIBUTION | KUALA SELANGOR | Existing | RYB | LV FUSE SWITCH |  | CLOSED | IEC MIDDLE CURVE | FUSES | SPARE |  |  |  | 250.000 A |  |  | 6 | Fail | Please check "Mounting"
380092743 | TNB | DISTRIBUTION | KUALA SELANGOR | Existing | RYB | LV FUSE SWITCH |  | CLOSED | IEC MIDDLE CURVE | FUSES | SPARE |  |  |  | 250.000 A |  |  | 6 | Fail | Please check "Mounting"
380092755 | TNB | DISTRIBUTION | KUALA SELANGOR | Existing | RYB | LV FUSE SWITCH |  | CLOSED | IEC MIDDLE CURVE | FUSES | SPARE |  |  |  | 250.000 A |  |  | 6 | Fail | Please check "Mounting"
380092797 | TNB | DISTRIBUTION | KUALA SELANGOR | Existing | RYB | LV FUSE SWITCH |  | CLOSED | IEC MIDDLE CURVE | FUSES | SPARE |  |  |  | 250.000 A |  |  | 6 | Fail | Please check "Mounting"
380092809 | TNB | DISTRIBUTION | KUALA SELANGOR | Existing | RYB | LV FUSE SWITCH |  | CLOSED | IEC MIDDLE CURVE | FUSES | SPARE |  |  |  | 250.000 A |  |  | 6 | Fail | Please check "Mounting"
380092814 | TNB | DISTRIBUTION | KUALA SELANGOR | Existing | RYB | LV FUSE SWITCH |  | CLOSED | IEC MIDDLE CURVE | FUSES | SPARE |  |  |  | 250.000 A |  |  | 6 | Fail | Please check "Mounting"
380092817 | TNB | DISTRIBUTION | KUALA SELANGOR | Existing | RYB | LV FUSE SWITCH |  | CLOSED | IEC MIDDLE CURVE | FUSES | SPARE |  |  |  | 250.000 A |  |  | 6 | Fail | Please check "Mounting"
380092821 | TNB | DISTRIBUTION | KUALA SELANGOR | Existing | RYB | LV FUSE SWITCH |  | CLOSED | IEC MIDDLE CURVE | FUSES | SPARE |  |  |  | 250.000 A |  |  | 6 | Fail | Please check "Mounting"
380092831 | TNB | DISTRIBUTION | KUALA SELANGOR | Existing | RYB | LV FUSE SWITCH |  | CLOSED | IEC MIDDLE CURVE | FUSES | SPARE |  |  |  | 250.000 A |  |  | 6 | Fail | Please check "Mounting"
380092837 | TNB | DISTRIBUTION | KUALA SELANGOR | Existing | RYB | LV FUSE SWITCH |  | CLOSED | IEC MIDDLE CURVE | FUSES | SPARE |  |  |  | 250.000 A |  |  | 6 | Fail | Please check "Mounting"
380092849 | TNB | DISTRIBUTION | KUALA SELANGOR | Existing | RYB | LV FUSE SWITCH |  | CLOSED | IEC MIDDLE CURVE | FUSES | SPARE |  |  |  | 250.000 A |  |  | 6 | Fail | Please check "Mounting"
380092891 | TNB | DISTRIBUTION | KUALA SELANGOR | Existing | RYB | LV FUSE SWITCH |  | CLOSED | IEC MIDDLE CURVE | FUSES | SPARE |  |  |  | 250.000 A |  |  | 6 | Fail | Please check "Mounting"
380092903 | TNB | DISTRIBUTION | KUALA SELANGOR | Existing | RYB | LV FUSE SWITCH |  | CLOSED | IEC MIDDLE CURVE | FUSES | SPARE |  |  |  | 250.000 A |  |  | 6 | Fail | Please check "Mounting"
380092908 | TNB | DISTRIBUTION | KUALA SELANGOR | Existing | RYB | LV FUSE SWITCH |  | CLOSED | IEC MIDDLE CURVE | FUSES | SPARE |  |  |  | 250.000 A |  |  | 6 | Fail | Please check "Mounting"
380092911 | TNB | DISTRIBUTION | KUALA SELANGOR | Existing | RYB | LV FUSE SWITCH |  | CLOSED | IEC MIDDLE CURVE | FUSES | SPARE |  |  |  | 250.000 A |  |  | 6 | Fail | Please check "Mounting"
380092915 | TNB | DISTRIBUTION | KUALA SELANGOR | Existing | RYB | LV FUSE SWITCH |  | CLOSED | IEC MIDDLE CURVE | FUSES | SPARE |  |  |  | 250.000 A |  |  | 6 | Fail | Please check "Mounting"
380092925 | TNB | DISTRIBUTION | KUALA SELANGOR | Existing | RYB | LV FUSE SWITCH |  | CLOSED | IEC MIDDLE CURVE | FUSES | SPARE |  |  |  | 250.000 A |  |  | 6 | Fail | Please check "Mounting"
380092931 | TNB | DISTRIBUTION | KUALA SELANGOR | Existing | RYB | LV FUSE SWITCH |  | CLOSED | IEC MIDDLE CURVE | FUSES | SPARE |  |  |  | 250.000 A |  |  | 6 | Fail | Please check "Mounting"
380092943 | TNB | DISTRIBUTION | KUALA SELANGOR | Existing | RYB | LV FUSE SWITCH |  | CLOSED | IEC MIDDLE CURVE | FUSES | SPARE |  |  |  | 250.000 A |  |  | 6 | Fail | Please check "Mounting"
380093628 | TNB | DISTRIBUTION | KUALA SELANGOR | Existing | RYB | LV FUSE SWITCH |  | CLOSED | IEC MIDDLE CURVE | FUSES | SPARE |  |  |  | 250.000 A |  |  | 6 | Fail | Please check "Mounting"
380093640 | TNB | DISTRIBUTION | KUALA SELANGOR | Existing | RYB | LV FUSE SWITCH |  | CLOSED | IEC MIDDLE CURVE | FUSES | SPARE |  |  |  | 250.000 A |  |  | 6 | Fail | Please check "Mounting"
380093645 | TNB | DISTRIBUTION | KUALA SELANGOR | Existing | RYB | LV FUSE SWITCH |  | CLOSED | IEC MIDDLE CURVE | FUSES | SPARE |  |  |  | 250.000 A |  |  | 6 | Fail | Please check "Mounting"
380093648 | TNB | DISTRIBUTION | KUALA SELANGOR | Existing | RYB | LV FUSE SWITCH |  | CLOSED | IEC MIDDLE CURVE | FUSES | SPARE |  |  |  | 250.000 A |  |  | 6 | Fail | Please check "Mounting"
380093652 | TNB | DISTRIBUTION | KUALA SELANGOR | Existing | RYB | LV FUSE SWITCH |  | CLOSED | IEC MIDDLE CURVE | FUSES | SPARE |  |  |  | 250.000 A |  |  | 6 | Fail | Please check "Mounting"
380093662 | TNB | DISTRIBUTION | KUALA SELANGOR | Existing | RYB | LV FUSE SWITCH |  | CLOSED | IEC MIDDLE CURVE | FUSES | SPARE |  |  |  | 250.000 A |  |  | 6 | Fail | Please check "Mounting"
380093668 | TNB | DISTRIBUTION | KUALA SELANGOR | Existing | RYB | LV FUSE SWITCH |  | CLOSED | IEC MIDDLE CURVE | FUSES | SPARE |  |  |  | 250.000 A |  |  | 6 | Fail | Please check "Mounting"
380093680 | TNB | DISTRIBUTION | KUALA SELANGOR | Existing | RYB | LV FUSE SWITCH |  | CLOSED | IEC MIDDLE CURVE | FUSES | SPARE |  |  |  | 250.000 A |  |  | 6 | Fail | Please check "Mounting"
380100605 | TNB | DISTRIBUTION | KUALA SELANGOR | Existing | RYB | LV FUSE SWITCH |  | CLOSED | IEC MIDDLE CURVE | FUSES | SPARE |  |  |  | 250.000 A |  |  | 6 | Fail | Please check "Mounting"
380100617 | TNB | DISTRIBUTION | KUALA SELANGOR | Existing | RYB | LV FUSE SWITCH |  | CLOSED | IEC MIDDLE CURVE | FUSES | SPARE |  |  |  | 250.000 A |  |  | 6 | Fail | Please check "Mounting"
380100622 | TNB | DISTRIBUTION | KUALA SELANGOR | Existing | RYB | LV FUSE SWITCH |  | CLOSED | IEC MIDDLE CURVE | FUSES | SPARE |  |  |  | 250.000 A |  |  | 6 | Fail | Please check "Mounting"
380100625 | TNB | DISTRIBUTION | KUALA SELANGOR | Existing | RYB | LV FUSE SWITCH |  | CLOSED | IEC MIDDLE CURVE | FUSES | SPARE |  |  |  | 250.000 A |  |  | 6 | Fail | Please check "Mounting"
380100629 | TNB | DISTRIBUTION | KUALA SELANGOR | Existing | RYB | LV FUSE SWITCH |  | CLOSED | IEC MIDDLE CURVE | FUSES | SPARE |  |  |  | 250.000 A |  |  | 6 | Fail | Please check "Mounting"
380100639 | TNB | DISTRIBUTION | KUALA SELANGOR | Existing | RYB | LV FUSE SWITCH |  | CLOSED | IEC MIDDLE CURVE | FUSES | SPARE |  |  |  | 250.000 A |  |  | 6 | Fail | Please check "Mounting"
380100645 | TNB | DISTRIBUTION | KUALA SELANGOR | Existing | RYB | LV FUSE SWITCH |  | CLOSED | IEC MIDDLE CURVE | FUSES | SPARE |  |  |  | 250.000 A |  |  | 6 | Fail | Please check "Mounting"
380100657 | TNB | DISTRIBUTION | KUALA SELANGOR | Existing | RYB | LV FUSE SWITCH |  | CLOSED | IEC MIDDLE CURVE | FUSES | SPARE |  |  |  | 250.000 A |  |  | 6 | Fail | Please check "Mounting"
380100708 | TNB | DISTRIBUTION | KUALA SELANGOR | Existing | RYB | LV FUSE SWITCH |  | CLOSED | IEC MIDDLE CURVE | FUSES | SPARE |  |  |  | 250.000 A |  |  | 6 | Fail | Please check "Mounting"
380100720 | TNB | DISTRIBUTION | KUALA SELANGOR | Existing | RYB | LV FUSE SWITCH |  | CLOSED | IEC MIDDLE CURVE | FUSES | SPARE |  |  |  | 250.000 A |  |  | 6 | Fail | Please check "Mounting"
380100725 | TNB | DISTRIBUTION | KUALA SELANGOR | Existing | RYB | LV FUSE SWITCH |  | CLOSED | IEC MIDDLE CURVE | FUSES | SPARE |  |  |  | 250.000 A |  |  | 6 | Fail | Please check "Mounting"
380100728 | TNB | DISTRIBUTION | KUALA SELANGOR | Existing | RYB | LV FUSE SWITCH |  | CLOSED | IEC MIDDLE CURVE | FUSES | SPARE |  |  |  | 250.000 A |  |  | 6 | Fail | Please check "Mounting"
380100732 | TNB | DISTRIBUTION | KUALA SELANGOR | Existing | RYB | LV FUSE SWITCH |  | CLOSED | IEC MIDDLE CURVE | FUSES | SPARE |  |  |  | 250.000 A |  |  | 6 | Fail | Please check "Mounting"
380100742 | TNB | DISTRIBUTION | KUALA SELANGOR | Existing | RYB | LV FUSE SWITCH |  | CLOSED | IEC MIDDLE CURVE | FUSES | SPARE |  |  |  | 250.000 A |  |  | 6 | Fail | Please check "Mounting"
380100748 | TNB | DISTRIBUTION | KUALA SELANGOR | Existing | RYB | LV FUSE SWITCH |  | CLOSED | IEC MIDDLE CURVE | FUSES | SPARE |  |  |  | 250.000 A |  |  | 6 | Fail | Please check "Mounting"
380100760 | TNB | DISTRIBUTION | KUALA SELANGOR | Existing | RYB | LV FUSE SWITCH |  | CLOSED | IEC MIDDLE CURVE | FUSES | SPARE |  |  |  | 250.000 A |  |  | 6 | Fail | Please check "Mounting"
380100804 | TNB | DISTRIBUTION | KUALA SELANGOR | Existing | RYB | LV FUSE SWITCH |  | CLOSED | IEC MIDDLE CURVE | FUSES | SPARE |  |  |  | 250.000 A |  |  | 6 | Fail | Please check "Mounting"
380100816 | TNB | DISTRIBUTION | KUALA SELANGOR | Existing | RYB | LV FUSE SWITCH |  | CLOSED | IEC MIDDLE CURVE | FUSES | SPARE |  |  |  | 250.000 A |  |  | 6 | Fail | Please check "Mounting"
380100821 | TNB | DISTRIBUTION | KUALA SELANGOR | Existing | RYB | LV FUSE SWITCH |  | CLOSED | IEC MIDDLE CURVE | FUSES | SPARE |  |  |  | 250.000 A |  |  | 6 | Fail | Please check "Mounting"
380100824 | TNB | DISTRIBUTION | KUALA SELANGOR | Existing | RYB | LV FUSE SWITCH |  | CLOSED | IEC MIDDLE CURVE | FUSES | SPARE |  |  |  | 250.000 A |  |  | 6 | Fail | Please check "Mounting"
380100828 | TNB | DISTRIBUTION | KUALA SELANGOR | Existing | RYB | LV FUSE SWITCH |  | CLOSED | IEC MIDDLE CURVE | FUSES | SPARE |  |  |  | 250.000 A |  |  | 6 | Fail | Please check "Mounting"
380100838 | TNB | DISTRIBUTION | KUALA SELANGOR | Existing | RYB | LV FUSE SWITCH |  | CLOSED | IEC MIDDLE CURVE | FUSES | SPARE |  |  |  | 250.000 A |  |  | 6 | Fail | Please check "Mounting"
380100844 | TNB | DISTRIBUTION | KUALA SELANGOR | Existing | RYB | LV FUSE SWITCH |  | CLOSED | IEC MIDDLE CURVE | FUSES | SPARE |  |  |  | 250.000 A |  |  | 6 | Fail | Please check "Mounting"
380100856 | TNB | DISTRIBUTION | KUALA SELANGOR | Existing | RYB | LV FUSE SWITCH |  | CLOSED | IEC MIDDLE CURVE | FUSES | SPARE |  |  |  | 250.000 A |  |  | 6 | Fail | Please check "Mounting"
380100898 | TNB | DISTRIBUTION | KUALA SELANGOR | Existing | RYB | LV FUSE SWITCH |  | CLOSED | IEC MIDDLE CURVE | FUSES | SPARE |  |  |  | 250.000 A |  |  | 6 | Fail | Please check "Mounting"
380100910 | TNB | DISTRIBUTION | KUALA SELANGOR | Existing | RYB | LV FUSE SWITCH |  | CLOSED | IEC MIDDLE CURVE | FUSES | SPARE |  |  |  | 250.000 A |  |  | 6 | Fail | Please check "Mounting"
380100915 | TNB | DISTRIBUTION | KUALA SELANGOR | Existing | RYB | LV FUSE SWITCH |  | CLOSED | IEC MIDDLE CURVE | FUSES | SPARE |  |  |  | 250.000 A |  |  | 6 | Fail | Please check "Mounting"
380100918 | TNB | DISTRIBUTION | KUALA SELANGOR | Existing | RYB | LV FUSE SWITCH |  | CLOSED | IEC MIDDLE CURVE | FUSES | SPARE |  |  |  | 250.000 A |  |  | 6 | Fail | Please check "Mounting"
380100922 | TNB | DISTRIBUTION | KUALA SELANGOR | Existing | RYB | LV FUSE SWITCH |  | CLOSED | IEC MIDDLE CURVE | FUSES | SPARE |  |  |  | 250.000 A |  |  | 6 | Fail | Please check "Mounting"
380100932 | TNB | DISTRIBUTION | KUALA SELANGOR | Existing | RYB | LV FUSE SWITCH |  | CLOSED | IEC MIDDLE CURVE | FUSES | SPARE |  |  |  | 250.000 A |  |  | 6 | Fail | Please check "Mounting"
380100938 | TNB | DISTRIBUTION | KUALA SELANGOR | Existing | RYB | LV FUSE SWITCH |  | CLOSED | IEC MIDDLE CURVE | FUSES | SPARE |  |  |  | 250.000 A |  |  | 6 | Fail | Please check "Mounting"
380100950 | TNB | DISTRIBUTION | KUALA SELANGOR | Existing | RYB | LV FUSE SWITCH |  | CLOSED | IEC MIDDLE CURVE | FUSES | SPARE |  |  |  | 250.000 A |  |  | 6 | Fail | Please check "Mounting"
380101086 | TNB | DISTRIBUTION | KUALA SELANGOR | Existing | RYB | LV FUSE SWITCH |  | CLOSED | IEC MIDDLE CURVE | FUSES | SPARE |  |  |  | 250.000 A |  |  | 6 | Fail | Please check "Mounting"
380101098 | TNB | DISTRIBUTION | KUALA SELANGOR | Existing | RYB | LV FUSE SWITCH |  | CLOSED | IEC MIDDLE CURVE | FUSES | SPARE |  |  |  | 250.000 A |  |  | 6 | Fail | Please check "Mounting"
380101103 | TNB | DISTRIBUTION | KUALA SELANGOR | Existing | RYB | LV FUSE SWITCH |  | CLOSED | IEC MIDDLE CURVE | FUSES | SPARE |  |  |  | 250.000 A |  |  | 6 | Fail | Please check "Mounting"
380101106 | TNB | DISTRIBUTION | KUALA SELANGOR | Existing | RYB | LV FUSE SWITCH |  | CLOSED | IEC MIDDLE CURVE | FUSES | SPARE |  |  |  | 250.000 A |  |  | 6 | Fail | Please check "Mounting"
380101110 | TNB | DISTRIBUTION | KUALA SELANGOR | Existing | RYB | LV FUSE SWITCH |  | CLOSED | IEC MIDDLE CURVE | FUSES | SPARE |  |  |  | 250.000 A |  |  | 6 | Fail | Please check "Mounting"
380101120 | TNB | DISTRIBUTION | KUALA SELANGOR | Existing | RYB | LV FUSE SWITCH |  | CLOSED | IEC MIDDLE CURVE | FUSES | SPARE |  |  |  | 250.000 A |  |  | 6 | Fail | Please check "Mounting"
380101126 | TNB | DISTRIBUTION | KUALA SELANGOR | Existing | RYB | LV FUSE SWITCH |  | CLOSED | IEC MIDDLE CURVE | FUSES | SPARE |  |  |  | 250.000 A |  |  | 6 | Fail | Please check "Mounting"
380101138 | TNB | DISTRIBUTION | KUALA SELANGOR | Existing | RYB | LV FUSE SWITCH |  | CLOSED | IEC MIDDLE CURVE | FUSES | SPARE |  |  |  | 250.000 A |  |  | 6 | Fail | Please check "Mounting"
380101182 | TNB | DISTRIBUTION | KUALA SELANGOR | Existing | RYB | LV FUSE SWITCH |  | CLOSED | IEC MIDDLE CURVE | FUSES | SPARE |  |  |  | 250.000 A |  |  | 6 | Fail | Please check "Mounting"
380101194 | TNB | DISTRIBUTION | KUALA SELANGOR | Existing | RYB | LV FUSE SWITCH |  | CLOSED | IEC MIDDLE CURVE | FUSES | SPARE |  |  |  | 250.000 A |  |  | 6 | Fail | Please check "Mounting"
380101199 | TNB | DISTRIBUTION | KUALA SELANGOR | Existing | RYB | LV FUSE SWITCH |  | CLOSED | IEC MIDDLE CURVE | FUSES | SPARE |  |  |  | 250.000 A |  |  | 6 | Fail | Please check "Mounting"
380101202 | TNB | DISTRIBUTION | KUALA SELANGOR | Existing | RYB | LV FUSE SWITCH |  | CLOSED | IEC MIDDLE CURVE | FUSES | SPARE |  |  |  | 250.000 A |  |  | 6 | Fail | Please check "Mounting"
380101206 | TNB | DISTRIBUTION | KUALA SELANGOR | Existing | RYB | LV FUSE SWITCH |  | CLOSED | IEC MIDDLE CURVE | FUSES | SPARE |  |  |  | 250.000 A |  |  | 6 | Fail | Please check "Mounting"
380101216 | TNB | DISTRIBUTION | KUALA SELANGOR | Existing | RYB | LV FUSE SWITCH |  | CLOSED | IEC MIDDLE CURVE | FUSES | SPARE |  |  |  | 250.000 A |  |  | 6 | Fail | Please check "Mounting"
380101222 | TNB | DISTRIBUTION | KUALA SELANGOR | Existing | RYB | LV FUSE SWITCH |  | CLOSED | IEC MIDDLE CURVE | FUSES | SPARE |  |  |  | 250.000 A |  |  | 6 | Fail | Please check "Mounting"
380101234 | TNB | DISTRIBUTION | KUALA SELANGOR | Existing | RYB | LV FUSE SWITCH |  | CLOSED | IEC MIDDLE CURVE | FUSES | SPARE |  |  |  | 250.000 A |  |  | 6 | Fail | Please check "Mounting"
380101313 | TNB | DISTRIBUTION | KUALA SELANGOR | Existing | RYB | LV FUSE SWITCH |  | CLOSED | IEC MIDDLE CURVE | FUSES | SPARE |  |  |  | 250.000 A |  |  | 6 | Fail | Please check "Mounting"
380101325 | TNB | DISTRIBUTION | KUALA SELANGOR | Existing | RYB | LV FUSE SWITCH |  | CLOSED | IEC MIDDLE CURVE | FUSES | SPARE |  |  |  | 250.000 A |  |  | 6 | Fail | Please check "Mounting"
380101330 | TNB | DISTRIBUTION | KUALA SELANGOR | Existing | RYB | LV FUSE SWITCH |  | CLOSED | IEC MIDDLE CURVE | FUSES | SPARE |  |  |  | 250.000 A |  |  | 6 | Fail | Please check "Mounting"
380101333 | TNB | DISTRIBUTION | KUALA SELANGOR | Existing | RYB | LV FUSE SWITCH |  | CLOSED | IEC MIDDLE CURVE | FUSES | SPARE |  |  |  | 250.000 A |  |  | 6 | Fail | Please check "Mounting"
380101337 | TNB | DISTRIBUTION | KUALA SELANGOR | Existing | RYB | LV FUSE SWITCH |  | CLOSED | IEC MIDDLE CURVE | FUSES | SPARE |  |  |  | 250.000 A |  |  | 6 | Fail | Please check "Mounting"
380101347 | TNB | DISTRIBUTION | KUALA SELANGOR | Existing | RYB | LV FUSE SWITCH |  | CLOSED | IEC MIDDLE CURVE | FUSES | SPARE |  |  |  | 250.000 A |  |  | 6 | Fail | Please check "Mounting"
380101353 | TNB | DISTRIBUTION | KUALA SELANGOR | Existing | RYB | LV FUSE SWITCH |  | CLOSED | IEC MIDDLE CURVE | FUSES | SPARE |  |  |  | 250.000 A |  |  | 6 | Fail | Please check "Mounting"
380101365 | TNB | DISTRIBUTION | KUALA SELANGOR | Existing | RYB | LV FUSE SWITCH |  | CLOSED | IEC MIDDLE CURVE | FUSES | SPARE |  |  |  | 250.000 A |  |  | 6 | Fail | Please check "Mounting"
380101498 | TNB | DISTRIBUTION | KUALA SELANGOR | Existing | RYB | LV FUSE SWITCH |  | CLOSED | IEC MIDDLE CURVE | FUSES | SPARE |  |  |  | 250.000 A |  |  | 6 | Fail | Please check "Mounting"
380101510 | TNB | DISTRIBUTION | KUALA SELANGOR | Existing | RYB | LV FUSE SWITCH |  | CLOSED | IEC MIDDLE CURVE | FUSES | SPARE |  |  |  | 250.000 A |  |  | 6 | Fail | Please check "Mounting"
380101515 | TNB | DISTRIBUTION | KUALA SELANGOR | Existing | RYB | LV FUSE SWITCH |  | CLOSED | IEC MIDDLE CURVE | FUSES | SPARE |  |  |  | 250.000 A |  |  | 6 | Fail | Please check "Mounting"
380101518 | TNB | DISTRIBUTION | KUALA SELANGOR | Existing | RYB | LV FUSE SWITCH |  | CLOSED | IEC MIDDLE CURVE | FUSES | SPARE |  |  |  | 250.000 A |  |  | 6 | Fail | Please check "Mounting"
380101522 | TNB | DISTRIBUTION | KUALA SELANGOR | Existing | RYB | LV FUSE SWITCH |  | CLOSED | IEC MIDDLE CURVE | FUSES | SPARE |  |  |  | 250.000 A |  |  | 6 | Fail | Please check "Mounting"
380101532 | TNB | DISTRIBUTION | KUALA SELANGOR | Existing | RYB | LV FUSE SWITCH |  | CLOSED | IEC MIDDLE CURVE | FUSES | SPARE |  |  |  | 250.000 A |  |  | 6 | Fail | Please check "Mounting"
380101538 | TNB | DISTRIBUTION | KUALA SELANGOR | Existing | RYB | LV FUSE SWITCH |  | CLOSED | IEC MIDDLE CURVE | FUSES | SPARE |  |  |  | 250.000 A |  |  | 6 | Fail | Please check "Mounting"
380101550 | TNB | DISTRIBUTION | KUALA SELANGOR | Existing | RYB | LV FUSE SWITCH |  | CLOSED | IEC MIDDLE CURVE | FUSES | SPARE |  |  |  | 250.000 A |  |  | 6 | Fail | Please check "Mounting"
380101612 | TNB | DISTRIBUTION | KUALA SELANGOR | Existing | RYB | LV FUSE SWITCH |  | CLOSED | IEC MIDDLE CURVE | FUSES | SPARE |  |  |  | 250.000 A |  |  | 6 | Fail | Please check "Mounting"
380101624 | TNB | DISTRIBUTION | KUALA SELANGOR | Existing | RYB | LV FUSE SWITCH |  | CLOSED | IEC MIDDLE CURVE | FUSES | SPARE |  |  |  | 250.000 A |  |  | 6 | Fail | Please check "Mounting"
380101629 | TNB | DISTRIBUTION | KUALA SELANGOR | Existing | RYB | LV FUSE SWITCH |  | CLOSED | IEC MIDDLE CURVE | FUSES | SPARE |  |  |  | 250.000 A |  |  | 6 | Fail | Please check "Mounting"
380101632 | TNB | DISTRIBUTION | KUALA SELANGOR | Existing | RYB | LV FUSE SWITCH |  | CLOSED | IEC MIDDLE CURVE | FUSES | SPARE |  |  |  | 250.000 A |  |  | 6 | Fail | Please check "Mounting"
380101636 | TNB | DISTRIBUTION | KUALA SELANGOR | Existing | RYB | LV FUSE SWITCH |  | CLOSED | IEC MIDDLE CURVE | FUSES | SPARE |  |  |  | 250.000 A |  |  | 6 | Fail | Please check "Mounting"
380101646 | TNB | DISTRIBUTION | KUALA SELANGOR | Existing | RYB | LV FUSE SWITCH |  | CLOSED | IEC MIDDLE CURVE | FUSES | SPARE |  |  |  | 250.000 A |  |  | 6 | Fail | Please check "Mounting"
380101652 | TNB | DISTRIBUTION | KUALA SELANGOR | Existing | RYB | LV FUSE SWITCH |  | CLOSED | IEC MIDDLE CURVE | FUSES | SPARE |  |  |  | 250.000 A |  |  | 6 | Fail | Please check "Mounting"
380101664 | TNB | DISTRIBUTION | KUALA SELANGOR | Existing | RYB | LV FUSE SWITCH |  | CLOSED | IEC MIDDLE CURVE | FUSES | SPARE |  |  |  | 250.000 A |  |  | 6 | Fail | Please check "Mounting"
380101669 | TNB | DISTRIBUTION | KUALA SELANGOR | Existing | RYB | LV FUSE SWITCH |  | CLOSED | IEC MIDDLE CURVE | FUSES | SPARE |  |  |  | 250.000 A |  |  | 6 | Fail | Please check "Mounting"
380101681 | TNB | DISTRIBUTION | KUALA SELANGOR | Existing | RYB | LV FUSE SWITCH |  | CLOSED | IEC MIDDLE CURVE | FUSES | SPARE |  |  |  | 250.000 A |  |  | 6 | Fail | Please check "Mounting"
380101686 | TNB | DISTRIBUTION | KUALA SELANGOR | Existing | RYB | LV FUSE SWITCH |  | CLOSED | IEC MIDDLE CURVE | FUSES | SPARE |  |  |  | 250.000 A |  |  | 6 | Fail | Please check "Mounting"
380101689 | TNB | DISTRIBUTION | KUALA SELANGOR | Existing | RYB | LV FUSE SWITCH |  | CLOSED | IEC MIDDLE CURVE | FUSES | SPARE |  |  |  | 250.000 A |  |  | 6 | Fail | Please check "Mounting"
380101693 | TNB | DISTRIBUTION | KUALA SELANGOR | Existing | RYB | LV FUSE SWITCH |  | CLOSED | IEC MIDDLE CURVE | FUSES | SPARE |  |  |  | 250.000 A |  |  | 6 | Fail | Please check "Mounting"
380101703 | TNB | DISTRIBUTION | KUALA SELANGOR | Existing | RYB | LV FUSE SWITCH |  | CLOSED | IEC MIDDLE CURVE | FUSES | SPARE |  |  |  | 250.000 A |  |  | 6 | Fail | Please check "Mounting"
380101709 | TNB | DISTRIBUTION | KUALA SELANGOR | Existing | RYB | LV FUSE SWITCH |  | CLOSED | IEC MIDDLE CURVE | FUSES | SPARE |  |  |  | 250.000 A |  |  | 6 | Fail | Please check "Mounting"
380101721 | TNB | DISTRIBUTION | KUALA SELANGOR | Existing | RYB | LV FUSE SWITCH |  | CLOSED | IEC MIDDLE CURVE | FUSES | SPARE |  |  |  | 250.000 A |  |  | 6 | Fail | Please check "Mounting"
380101783 | TNB | DISTRIBUTION | KUALA SELANGOR | Existing | RYB | LV FUSE SWITCH |  | CLOSED | IEC MIDDLE CURVE | FUSES | SPARE |  |  |  | 250.000 A |  |  | 6 | Fail | Please check "Mounting"
380101795 | TNB | DISTRIBUTION | KUALA SELANGOR | Existing | RYB | LV FUSE SWITCH |  | CLOSED | IEC MIDDLE CURVE | FUSES | SPARE |  |  |  | 250.000 A |  |  | 6 | Fail | Please check "Mounting"
380101800 | TNB | DISTRIBUTION | KUALA SELANGOR | Existing | RYB | LV FUSE SWITCH |  | CLOSED | IEC MIDDLE CURVE | FUSES | SPARE |  |  |  | 250.000 A |  |  | 6 | Fail | Please check "Mounting"
380101803 | TNB | DISTRIBUTION | KUALA SELANGOR | Existing | RYB | LV FUSE SWITCH |  | CLOSED | IEC MIDDLE CURVE | FUSES | SPARE |  |  |  | 250.000 A |  |  | 6 | Fail | Please check "Mounting"
380101807 | TNB | DISTRIBUTION | KUALA SELANGOR | Existing | RYB | LV FUSE SWITCH |  | CLOSED | IEC MIDDLE CURVE | FUSES | SPARE |  |  |  | 250.000 A |  |  | 6 | Fail | Please check "Mounting"
380101817 | TNB | DISTRIBUTION | KUALA SELANGOR | Existing | RYB | LV FUSE SWITCH |  | CLOSED | IEC MIDDLE CURVE | FUSES | SPARE |  |  |  | 250.000 A |  |  | 6 | Fail | Please check "Mounting"
380101823 | TNB | DISTRIBUTION | KUALA SELANGOR | Existing | RYB | LV FUSE SWITCH |  | CLOSED | IEC MIDDLE CURVE | FUSES | SPARE |  |  |  | 250.000 A |  |  | 6 | Fail | Please check "Mounting"
380101835 | TNB | DISTRIBUTION | KUALA SELANGOR | Existing | RYB | LV FUSE SWITCH |  | CLOSED | IEC MIDDLE CURVE | FUSES | SPARE |  |  |  | 250.000 A |  |  | 6 | Fail | Please check "Mounting"
380101840 | TNB | DISTRIBUTION | KUALA SELANGOR | Existing | RYB | LV FUSE SWITCH |  | CLOSED | IEC MIDDLE CURVE | FUSES | SPARE |  |  |  | 250.000 A |  |  | 6 | Fail | Please check "Mounting"
380101852 | TNB | DISTRIBUTION | KUALA SELANGOR | Existing | RYB | LV FUSE SWITCH |  | CLOSED | IEC MIDDLE CURVE | FUSES | SPARE |  |  |  | 250.000 A |  |  | 6 | Fail | Please check "Mounting"
380101857 | TNB | DISTRIBUTION | KUALA SELANGOR | Existing | RYB | LV FUSE SWITCH |  | CLOSED | IEC MIDDLE CURVE | FUSES | SPARE |  |  |  | 250.000 A |  |  | 6 | Fail | Please check "Mounting"
380101860 | TNB | DISTRIBUTION | KUALA SELANGOR | Existing | RYB | LV FUSE SWITCH |  | CLOSED | IEC MIDDLE CURVE | FUSES | SPARE |  |  |  | 250.000 A |  |  | 6 | Fail | Please check "Mounting"
380101864 | TNB | DISTRIBUTION | KUALA SELANGOR | Existing | RYB | LV FUSE SWITCH |  | CLOSED | IEC MIDDLE CURVE | FUSES | SPARE |  |  |  | 250.000 A |  |  | 6 | Fail | Please check "Mounting"
380101874 | TNB | DISTRIBUTION | KUALA SELANGOR | Existing | RYB | LV FUSE SWITCH |  | CLOSED | IEC MIDDLE CURVE | FUSES | SPARE |  |  |  | 250.000 A |  |  | 6 | Fail | Please check "Mounting"
380101880 | TNB | DISTRIBUTION | KUALA SELANGOR | Existing | RYB | LV FUSE SWITCH |  | CLOSED | IEC MIDDLE CURVE | FUSES | SPARE |  |  |  | 250.000 A |  |  | 6 | Fail | Please check "Mounting"
380101892 | TNB | DISTRIBUTION | KUALA SELANGOR | Existing | RYB | LV FUSE SWITCH |  | CLOSED | IEC MIDDLE CURVE | FUSES | SPARE |  |  |  | 250.000 A |  |  | 6 | Fail | Please check "Mounting"
380101945 | TNB | DISTRIBUTION | KUALA SELANGOR | Existing | RYB | LV FUSE SWITCH |  | CLOSED | IEC MIDDLE CURVE | FUSES | SPARE |  |  |  | 250.000 A |  |  | 6 | Fail | Please check "Mounting"
380101957 | TNB | DISTRIBUTION | KUALA SELANGOR | Existing | RYB | LV FUSE SWITCH |  | CLOSED | IEC MIDDLE CURVE | FUSES | SPARE |  |  |  | 250.000 A |  |  | 6 | Fail | Please check "Mounting"
380101962 | TNB | DISTRIBUTION | KUALA SELANGOR | Existing | RYB | LV FUSE SWITCH |  | CLOSED | IEC MIDDLE CURVE | FUSES | SPARE |  |  |  | 250.000 A |  |  | 6 | Fail | Please check "Mounting"
380101965 | TNB | DISTRIBUTION | KUALA SELANGOR | Existing | RYB | LV FUSE SWITCH |  | CLOSED | IEC MIDDLE CURVE | FUSES | SPARE |  |  |  | 250.000 A |  |  | 6 | Fail | Please check "Mounting"
380101969 | TNB | DISTRIBUTION | KUALA SELANGOR | Existing | RYB | LV FUSE SWITCH |  | CLOSED | IEC MIDDLE CURVE | FUSES | SPARE |  |  |  | 250.000 A |  |  | 6 | Fail | Please check "Mounting"
380101979 | TNB | DISTRIBUTION | KUALA SELANGOR | Existing | RYB | LV FUSE SWITCH |  | CLOSED | IEC MIDDLE CURVE | FUSES | SPARE |  |  |  | 250.000 A |  |  | 6 | Fail | Please check "Mounting"
380101985 | TNB | DISTRIBUTION | KUALA SELANGOR | Existing | RYB | LV FUSE SWITCH |  | CLOSED | IEC MIDDLE CURVE | FUSES | SPARE |  |  |  | 250.000 A |  |  | 6 | Fail | Please check "Mounting"
380101997 | TNB | DISTRIBUTION | KUALA SELANGOR | Existing | RYB | LV FUSE SWITCH |  | CLOSED | IEC MIDDLE CURVE | FUSES | SPARE |  |  |  | 250.000 A |  |  | 6 | Fail | Please check "Mounting"
380102039 | TNB | DISTRIBUTION | KUALA SELANGOR | Existing | RYB | LV FUSE SWITCH |  | CLOSED | IEC MIDDLE CURVE | FUSES | SPARE |  |  |  | 250.000 A |  |  | 6 | Fail | Please check "Mounting"
380102051 | TNB | DISTRIBUTION | KUALA SELANGOR | Existing | RYB | LV FUSE SWITCH |  | CLOSED | IEC MIDDLE CURVE | FUSES | SPARE |  |  |  | 250.000 A |  |  | 6 | Fail | Please check "Mounting"
380102056 | TNB | DISTRIBUTION | KUALA SELANGOR | Existing | RYB | LV FUSE SWITCH |  | CLOSED | IEC MIDDLE CURVE | FUSES | SPARE |  |  |  | 250.000 A |  |  | 6 | Fail | Please check "Mounting"
380102059 | TNB | DISTRIBUTION | KUALA SELANGOR | Existing | RYB | LV FUSE SWITCH |  | CLOSED | IEC MIDDLE CURVE | FUSES | SPARE |  |  |  | 250.000 A |  |  | 6 | Fail | Please check "Mounting"
380102063 | TNB | DISTRIBUTION | KUALA SELANGOR | Existing | RYB | LV FUSE SWITCH |  | CLOSED | IEC MIDDLE CURVE | FUSES | SPARE |  |  |  | 250.000 A |  |  | 6 | Fail | Please check "Mounting"
380102073 | TNB | DISTRIBUTION | KUALA SELANGOR | Existing | RYB | LV FUSE SWITCH |  | CLOSED | IEC MIDDLE CURVE | FUSES | SPARE |  |  |  | 250.000 A |  |  | 6 | Fail | Please check "Mounting"
380102079 | TNB | DISTRIBUTION | KUALA SELANGOR | Existing | RYB | LV FUSE SWITCH |  | CLOSED | IEC MIDDLE CURVE | FUSES | SPARE |  |  |  | 250.000 A |  |  | 6 | Fail | Please check "Mounting"
380102091 | TNB | DISTRIBUTION | KUALA SELANGOR | Existing | RYB | LV FUSE SWITCH |  | CLOSED | IEC MIDDLE CURVE | FUSES | SPARE |  |  |  | 250.000 A |  |  | 6 | Fail | Please check "Mounting"
380102225 | TNB | DISTRIBUTION | KUALA SELANGOR | Existing | RYB | LV FUSE SWITCH |  | CLOSED | IEC MIDDLE CURVE | FUSES | SPARE |  |  |  | 250.000 A |  |  | 6 | Fail | Please check "Mounting"
380102236 | TNB | DISTRIBUTION | KUALA SELANGOR | Existing | RYB | LV FUSE SWITCH |  | CLOSED | IEC MIDDLE CURVE | FUSES | SPARE |  |  |  | 250.000 A |  |  | 6 | Fail | Please check "Mounting"
380102238 | TNB | DISTRIBUTION | KUALA SELANGOR | Existing | RYB | LV FUSE SWITCH |  | CLOSED | IEC MIDDLE CURVE | FUSES | SPARE |  |  |  | 250.000 A |  |  | 6 | Fail | Please check "Mounting"
380102242 | TNB | DISTRIBUTION | KUALA SELANGOR | Existing | RYB | LV FUSE SWITCH |  | CLOSED | IEC MIDDLE CURVE | FUSES | SPARE |  |  |  | 250.000 A |  |  | 6 | Fail | Please check "Mounting"
380102247 | TNB | DISTRIBUTION | KUALA SELANGOR | Existing | RYB | LV FUSE SWITCH |  | CLOSED | IEC MIDDLE CURVE | FUSES | SPARE |  |  |  | 250.000 A |  |  | 6 | Fail | Please check "Mounting"
380102252 | TNB | DISTRIBUTION | KUALA SELANGOR | Existing | RYB | LV FUSE SWITCH |  | CLOSED | IEC MIDDLE CURVE | FUSES | SPARE |  |  |  | 250.000 A |  |  | 6 | Fail | Please check "Mounting"
380102257 | TNB | DISTRIBUTION | KUALA SELANGOR | Existing | RYB | LV FUSE SWITCH |  | CLOSED | IEC MIDDLE CURVE | FUSES | SPARE |  |  |  | 250.000 A |  |  | 6 | Fail | Please check "Mounting"
380102259 | TNB | DISTRIBUTION | KUALA SELANGOR | Existing | RYB | LV FUSE SWITCH |  | CLOSED | IEC MIDDLE CURVE | FUSES | SPARE |  |  |  | 250.000 A |  |  | 6 | Fail | Please check "Mounting"
380102276 | TNB | DISTRIBUTION | KUALA SELANGOR | Existing | RYB | LV FUSE SWITCH |  | CLOSED | IEC MIDDLE CURVE | FUSES | SPARE |  |  |  | 250.000 A |  |  | 6 | Fail | Please check "Mounting"
380102286 | TNB | DISTRIBUTION | KUALA SELANGOR | Existing | RYB | LV FUSE SWITCH |  | CLOSED | IEC MIDDLE CURVE | FUSES | SPARE |  |  |  | 250.000 A |  |  | 6 | Fail | Please check "Mounting"
380102291 | TNB | DISTRIBUTION | KUALA SELANGOR | Existing | RYB | LV FUSE SWITCH |  | CLOSED | IEC MIDDLE CURVE | FUSES | SPARE |  |  |  | 250.000 A |  |  | 6 | Fail | Please check "Mounting"
380102302 | TNB | DISTRIBUTION | KUALA SELANGOR | Existing | RYB | LV FUSE SWITCH |  | CLOSED | IEC MIDDLE CURVE | FUSES | SPARE |  |  |  | 250.000 A |  |  | 6 | Fail | Please check "Mounting"
380102304 | TNB | DISTRIBUTION | KUALA SELANGOR | Existing | RYB | LV FUSE SWITCH |  | CLOSED | IEC MIDDLE CURVE | FUSES | SPARE |  |  |  | 250.000 A |  |  | 6 | Fail | Please check "Mounting"
380102308 | TNB | DISTRIBUTION | KUALA SELANGOR | Existing | RYB | LV FUSE SWITCH |  | CLOSED | IEC MIDDLE CURVE | FUSES | SPARE |  |  |  | 250.000 A |  |  | 6 | Fail | Please check "Mounting"
380102313 | TNB | DISTRIBUTION | KUALA SELANGOR | Existing | RYB | LV FUSE SWITCH |  | CLOSED | IEC MIDDLE CURVE | FUSES | SPARE |  |  |  | 250.000 A |  |  | 6 | Fail | Please check "Mounting"
380102318 | TNB | DISTRIBUTION | KUALA SELANGOR | Existing | RYB | LV FUSE SWITCH |  | CLOSED | IEC MIDDLE CURVE | FUSES | SPARE |  |  |  | 250.000 A |  |  | 6 | Fail | Please check "Mounting"
380102323 | TNB | DISTRIBUTION | KUALA SELANGOR | Existing | RYB | LV FUSE SWITCH |  | CLOSED | IEC MIDDLE CURVE | FUSES | SPARE |  |  |  | 250.000 A |  |  | 6 | Fail | Please check "Mounting"
380102325 | TNB | DISTRIBUTION | KUALA SELANGOR | Existing | RYB | LV FUSE SWITCH |  | CLOSED | IEC MIDDLE CURVE | FUSES | SPARE |  |  |  | 250.000 A |  |  | 6 | Fail | Please check "Mounting"
380102342 | TNB | DISTRIBUTION | KUALA SELANGOR | Existing | RYB | LV FUSE SWITCH |  | CLOSED | IEC MIDDLE CURVE | FUSES | SPARE |  |  |  | 250.000 A |  |  | 6 | Fail | Please check "Mounting"
380102352 | TNB | DISTRIBUTION | KUALA SELANGOR | Existing | RYB | LV FUSE SWITCH |  | CLOSED | IEC MIDDLE CURVE | FUSES | SPARE |  |  |  | 250.000 A |  |  | 6 | Fail | Please check "Mounting"
380102399 | TNB | DISTRIBUTION | KUALA SELANGOR | Existing | RYB | LV FUSE SWITCH |  | CLOSED | IEC MIDDLE CURVE | FUSES | SPARE |  |  |  | 250.000 A |  |  | 6 | Fail | Please check "Mounting"
380102411 | TNB | DISTRIBUTION | KUALA SELANGOR | Existing | RYB | LV FUSE SWITCH |  | CLOSED | IEC MIDDLE CURVE | FUSES | SPARE |  |  |  | 250.000 A |  |  | 6 | Fail | Please check "Mounting"
380102416 | TNB | DISTRIBUTION | KUALA SELANGOR | Existing | RYB | LV FUSE SWITCH |  | CLOSED | IEC MIDDLE CURVE | FUSES | SPARE |  |  |  | 250.000 A |  |  | 6 | Fail | Please check "Mounting"
380102419 | TNB | DISTRIBUTION | KUALA SELANGOR | Existing | RYB | LV FUSE SWITCH |  | CLOSED | IEC MIDDLE CURVE | FUSES | SPARE |  |  |  | 250.000 A |  |  | 6 | Fail | Please check "Mounting"
380102423 | TNB | DISTRIBUTION | KUALA SELANGOR | Existing | RYB | LV FUSE SWITCH |  | CLOSED | IEC MIDDLE CURVE | FUSES | SPARE |  |  |  | 250.000 A |  |  | 6 | Fail | Please check "Mounting"
380102433 | TNB | DISTRIBUTION | KUALA SELANGOR | Existing | RYB | LV FUSE SWITCH |  | CLOSED | IEC MIDDLE CURVE | FUSES | SPARE |  |  |  | 250.000 A |  |  | 6 | Fail | Please check "Mounting"
380102439 | TNB | DISTRIBUTION | KUALA SELANGOR | Existing | RYB | LV FUSE SWITCH |  | CLOSED | IEC MIDDLE CURVE | FUSES | SPARE |  |  |  | 250.000 A |  |  | 6 | Fail | Please check "Mounting"
380102451 | TNB | DISTRIBUTION | KUALA SELANGOR | Existing | RYB | LV FUSE SWITCH |  | CLOSED | IEC MIDDLE CURVE | FUSES | SPARE |  |  |  | 250.000 A |  |  | 6 | Fail | Please check "Mounting"
380102514 | TNB | DISTRIBUTION | KUALA SELANGOR | Existing | RYB | LV FUSE SWITCH |  | CLOSED | IEC MIDDLE CURVE | FUSES | SPARE |  |  |  | 250.000 A |  |  | 6 | Fail | Please check "Mounting"
380102526 | TNB | DISTRIBUTION | KUALA SELANGOR | Existing | RYB | LV FUSE SWITCH |  | CLOSED | IEC MIDDLE CURVE | FUSES | SPARE |  |  |  | 250.000 A |  |  | 6 | Fail | Please check "Mounting"
380102531 | TNB | DISTRIBUTION | KUALA SELANGOR | Existing | RYB | LV FUSE SWITCH |  | CLOSED | IEC MIDDLE CURVE | FUSES | SPARE |  |  |  | 250.000 A |  |  | 6 | Fail | Please check "Mounting"
380102534 | TNB | DISTRIBUTION | KUALA SELANGOR | Existing | RYB | LV FUSE SWITCH |  | CLOSED | IEC MIDDLE CURVE | FUSES | SPARE |  |  |  | 250.000 A |  |  | 6 | Fail | Please check "Mounting"
380102538 | TNB | DISTRIBUTION | KUALA SELANGOR | Existing | RYB | LV FUSE SWITCH |  | CLOSED | IEC MIDDLE CURVE | FUSES | SPARE |  |  |  | 250.000 A |  |  | 6 | Fail | Please check "Mounting"
380102548 | TNB | DISTRIBUTION | KUALA SELANGOR | Existing | RYB | LV FUSE SWITCH |  | CLOSED | IEC MIDDLE CURVE | FUSES | SPARE |  |  |  | 250.000 A |  |  | 6 | Fail | Please check "Mounting"
380102554 | TNB | DISTRIBUTION | KUALA SELANGOR | Existing | RYB | LV FUSE SWITCH |  | CLOSED | IEC MIDDLE CURVE | FUSES | SPARE |  |  |  | 250.000 A |  |  | 6 | Fail | Please check "Mounting"
380102566 | TNB | DISTRIBUTION | KUALA SELANGOR | Existing | RYB | LV FUSE SWITCH |  | CLOSED | IEC MIDDLE CURVE | FUSES | SPARE |  |  |  | 250.000 A |  |  | 6 | Fail | Please check "Mounting"
380102571 | TNB | DISTRIBUTION | KUALA SELANGOR | Existing | RYB | LV FUSE SWITCH |  | CLOSED | IEC MIDDLE CURVE | FUSES | SPARE |  |  |  | 250.000 A |  |  | 6 | Fail | Please check "Mounting"
380102583 | TNB | DISTRIBUTION | KUALA SELANGOR | Existing | RYB | LV FUSE SWITCH |  | CLOSED | IEC MIDDLE CURVE | FUSES | SPARE |  |  |  | 250.000 A |  |  | 6 | Fail | Please check "Mounting"
380102588 | TNB | DISTRIBUTION | KUALA SELANGOR | Existing | RYB | LV FUSE SWITCH |  | CLOSED | IEC MIDDLE CURVE | FUSES | SPARE |  |  |  | 250.000 A |  |  | 6 | Fail | Please check "Mounting"
380102591 | TNB | DISTRIBUTION | KUALA SELANGOR | Existing | RYB | LV FUSE SWITCH |  | CLOSED | IEC MIDDLE CURVE | FUSES | SPARE |  |  |  | 250.000 A |  |  | 6 | Fail | Please check "Mounting"
380102595 | TNB | DISTRIBUTION | KUALA SELANGOR | Existing | RYB | LV FUSE SWITCH |  | CLOSED | IEC MIDDLE CURVE | FUSES | SPARE |  |  |  | 250.000 A |  |  | 6 | Fail | Please check "Mounting"
380102605 | TNB | DISTRIBUTION | KUALA SELANGOR | Existing | RYB | LV FUSE SWITCH |  | CLOSED | IEC MIDDLE CURVE | FUSES | SPARE |  |  |  | 250.000 A |  |  | 6 | Fail | Please check "Mounting"
380102611 | TNB | DISTRIBUTION | KUALA SELANGOR | Existing | RYB | LV FUSE SWITCH |  | CLOSED | IEC MIDDLE CURVE | FUSES | SPARE |  |  |  | 250.000 A |  |  | 6 | Fail | Please check "Mounting"
380102623 | TNB | DISTRIBUTION | KUALA SELANGOR | Existing | RYB | LV FUSE SWITCH |  | CLOSED | IEC MIDDLE CURVE | FUSES | SPARE |  |  |  | 250.000 A |  |  | 6 | Fail | Please check "Mounting"
380102878 | TNB | DISTRIBUTION | KUALA SELANGOR | Existing | RYB | LV FUSE SWITCH |  | CLOSED | IEC MIDDLE CURVE | FUSES | SPARE |  |  |  | 250.000 A |  |  | 6 | Fail | Please check "Mounting"
380102890 | TNB | DISTRIBUTION | KUALA SELANGOR | Existing | RYB | LV FUSE SWITCH |  | CLOSED | IEC MIDDLE CURVE | FUSES | SPARE |  |  |  | 250.000 A |  |  | 6 | Fail | Please check "Mounting"
380102895 | TNB | DISTRIBUTION | KUALA SELANGOR | Existing | RYB | LV FUSE SWITCH |  | CLOSED | IEC MIDDLE CURVE | FUSES | SPARE |  |  |  | 250.000 A |  |  | 6 | Fail | Please check "Mounting"
380102898 | TNB | DISTRIBUTION | KUALA SELANGOR | Existing | RYB | LV FUSE SWITCH |  | CLOSED | IEC MIDDLE CURVE | FUSES | SPARE |  |  |  | 250.000 A |  |  | 6 | Fail | Please check "Mounting"
380102902 | TNB | DISTRIBUTION | KUALA SELANGOR | Existing | RYB | LV FUSE SWITCH |  | CLOSED | IEC MIDDLE CURVE | FUSES | SPARE |  |  |  | 250.000 A |  |  | 6 | Fail | Please check "Mounting"
380102912 | TNB | DISTRIBUTION | KUALA SELANGOR | Existing | RYB | LV FUSE SWITCH |  | CLOSED | IEC MIDDLE CURVE | FUSES | SPARE |  |  |  | 250.000 A |  |  | 6 | Fail | Please check "Mounting"
380102918 | TNB | DISTRIBUTION | KUALA SELANGOR | Existing | RYB | LV FUSE SWITCH |  | CLOSED | IEC MIDDLE CURVE | FUSES | SPARE |  |  |  | 250.000 A |  |  | 6 | Fail | Please check "Mounting"
380102930 | TNB | DISTRIBUTION | KUALA SELANGOR | Existing | RYB | LV FUSE SWITCH |  | CLOSED | IEC MIDDLE CURVE | FUSES | SPARE |  |  |  | 250.000 A |  |  | 6 | Fail | Please check "Mounting"
380102935 | TNB | DISTRIBUTION | KUALA SELANGOR | Existing | RYB | LV FUSE SWITCH |  | CLOSED | IEC MIDDLE CURVE | FUSES | SPARE |  |  |  | 250.000 A |  |  | 6 | Fail | Please check "Mounting"
380102947 | TNB | DISTRIBUTION | KUALA SELANGOR | Existing | RYB | LV FUSE SWITCH |  | CLOSED | IEC MIDDLE CURVE | FUSES | SPARE |  |  |  | 250.000 A |  |  | 6 | Fail | Please check "Mounting"
380102952 | TNB | DISTRIBUTION | KUALA SELANGOR | Existing | RYB | LV FUSE SWITCH |  | CLOSED | IEC MIDDLE CURVE | FUSES | SPARE |  |  |  | 250.000 A |  |  | 6 | Fail | Please check "Mounting"
380102955 | TNB | DISTRIBUTION | KUALA SELANGOR | Existing | RYB | LV FUSE SWITCH |  | CLOSED | IEC MIDDLE CURVE | FUSES | SPARE |  |  |  | 250.000 A |  |  | 6 | Fail | Please check "Mounting"
380102959 | TNB | DISTRIBUTION | KUALA SELANGOR | Existing | RYB | LV FUSE SWITCH |  | CLOSED | IEC MIDDLE CURVE | FUSES | SPARE |  |  |  | 250.000 A |  |  | 6 | Fail | Please check "Mounting"
380102969 | TNB | DISTRIBUTION | KUALA SELANGOR | Existing | RYB | LV FUSE SWITCH |  | CLOSED | IEC MIDDLE CURVE | FUSES | SPARE |  |  |  | 250.000 A |  |  | 6 | Fail | Please check "Mounting"
380102975 | TNB | DISTRIBUTION | KUALA SELANGOR | Existing | RYB | LV FUSE SWITCH |  | CLOSED | IEC MIDDLE CURVE | FUSES | SPARE |  |  |  | 250.000 A |  |  | 6 | Fail | Please check "Mounting"
380102987 | TNB | DISTRIBUTION | KUALA SELANGOR | Existing | RYB | LV FUSE SWITCH |  | CLOSED | IEC MIDDLE CURVE | FUSES | SPARE |  |  |  | 250.000 A |  |  | 6 | Fail | Please check "Mounting"
380103049 | TNB | DISTRIBUTION | KUALA SELANGOR | Existing | RYB | LV FUSE SWITCH |  | CLOSED | IEC MIDDLE CURVE | FUSES | SPARE |  |  |  | 250.000 A |  |  | 6 | Fail | Please check "Mounting"
380103061 | TNB | DISTRIBUTION | KUALA SELANGOR | Existing | RYB | LV FUSE SWITCH |  | CLOSED | IEC MIDDLE CURVE | FUSES | SPARE |  |  |  | 250.000 A |  |  | 6 | Fail | Please check "Mounting"
380103066 | TNB | DISTRIBUTION | KUALA SELANGOR | Existing | RYB | LV FUSE SWITCH |  | CLOSED | IEC MIDDLE CURVE | FUSES | SPARE |  |  |  | 250.000 A |  |  | 6 | Fail | Please check "Mounting"
380103069 | TNB | DISTRIBUTION | KUALA SELANGOR | Existing | RYB | LV FUSE SWITCH |  | CLOSED | IEC MIDDLE CURVE | FUSES | SPARE |  |  |  | 250.000 A |  |  | 6 | Fail | Please check "Mounting"
380103073 | TNB | DISTRIBUTION | KUALA SELANGOR | Existing | RYB | LV FUSE SWITCH |  | CLOSED | IEC MIDDLE CURVE | FUSES | SPARE |  |  |  | 250.000 A |  |  | 6 | Fail | Please check "Mounting"
380103083 | TNB | DISTRIBUTION | KUALA SELANGOR | Existing | RYB | LV FUSE SWITCH |  | CLOSED | IEC MIDDLE CURVE | FUSES | SPARE |  |  |  | 250.000 A |  |  | 6 | Fail | Please check "Mounting"
380103089 | TNB | DISTRIBUTION | KUALA SELANGOR | Existing | RYB | LV FUSE SWITCH |  | CLOSED | IEC MIDDLE CURVE | FUSES | SPARE |  |  |  | 250.000 A |  |  | 6 | Fail | Please check "Mounting"
380103101 | TNB | DISTRIBUTION | KUALA SELANGOR | Existing | RYB | LV FUSE SWITCH |  | CLOSED | IEC MIDDLE CURVE | FUSES | SPARE |  |  |  | 250.000 A |  |  | 6 | Fail | Please check "Mounting"
380103106 | TNB | DISTRIBUTION | KUALA SELANGOR | Existing | RYB | LV FUSE SWITCH |  | CLOSED | IEC MIDDLE CURVE | FUSES | SPARE |  |  |  | 250.000 A |  |  | 6 | Fail | Please check "Mounting"
380103118 | TNB | DISTRIBUTION | KUALA SELANGOR | Existing | RYB | LV FUSE SWITCH |  | CLOSED | IEC MIDDLE CURVE | FUSES | SPARE |  |  |  | 250.000 A |  |  | 6 | Fail | Please check "Mounting"
380103123 | TNB | DISTRIBUTION | KUALA SELANGOR | Existing | RYB | LV FUSE SWITCH |  | CLOSED | IEC MIDDLE CURVE | FUSES | SPARE |  |  |  | 250.000 A |  |  | 6 | Fail | Please check "Mounting"
380103126 | TNB | DISTRIBUTION | KUALA SELANGOR | Existing | RYB | LV FUSE SWITCH |  | CLOSED | IEC MIDDLE CURVE | FUSES | SPARE |  |  |  | 250.000 A |  |  | 6 | Fail | Please check "Mounting"
380103130 | TNB | DISTRIBUTION | KUALA SELANGOR | Existing | RYB | LV FUSE SWITCH |  | CLOSED | IEC MIDDLE CURVE | FUSES | SPARE |  |  |  | 250.000 A |  |  | 6 | Fail | Please check "Mounting"
380103140 | TNB | DISTRIBUTION | KUALA SELANGOR | Existing | RYB | LV FUSE SWITCH |  | CLOSED | IEC MIDDLE CURVE | FUSES | SPARE |  |  |  | 250.000 A |  |  | 6 | Fail | Please check "Mounting"
380103146 | TNB | DISTRIBUTION | KUALA SELANGOR | Existing | RYB | LV FUSE SWITCH |  | CLOSED | IEC MIDDLE CURVE | FUSES | SPARE |  |  |  | 250.000 A |  |  | 6 | Fail | Please check "Mounting"
380103158 | TNB | DISTRIBUTION | KUALA SELANGOR | Existing | RYB | LV FUSE SWITCH |  | CLOSED | IEC MIDDLE CURVE | FUSES | SPARE |  |  |  | 250.000 A |  |  | 6 | Fail | Please check "Mounting"
380103200 | TNB | DISTRIBUTION | KUALA SELANGOR | Existing | RYB | LV FUSE SWITCH |  | CLOSED | IEC MIDDLE CURVE | FUSES | SPARE |  |  |  | 250.000 A |  |  | 6 | Fail | Please check "Mounting"
380103212 | TNB | DISTRIBUTION | KUALA SELANGOR | Existing | RYB | LV FUSE SWITCH |  | CLOSED | IEC MIDDLE CURVE | FUSES | SPARE |  |  |  | 250.000 A |  |  | 6 | Fail | Please check "Mounting"
380103217 | TNB | DISTRIBUTION | KUALA SELANGOR | Existing | RYB | LV FUSE SWITCH |  | CLOSED | IEC MIDDLE CURVE | FUSES | SPARE |  |  |  | 250.000 A |  |  | 6 | Fail | Please check "Mounting"
380103220 | TNB | DISTRIBUTION | KUALA SELANGOR | Existing | RYB | LV FUSE SWITCH |  | CLOSED | IEC MIDDLE CURVE | FUSES | SPARE |  |  |  | 250.000 A |  |  | 6 | Fail | Please check "Mounting"
380103224 | TNB | DISTRIBUTION | KUALA SELANGOR | Existing | RYB | LV FUSE SWITCH |  | CLOSED | IEC MIDDLE CURVE | FUSES | SPARE |  |  |  | 250.000 A |  |  | 6 | Fail | Please check "Mounting"
380103234 | TNB | DISTRIBUTION | KUALA SELANGOR | Existing | RYB | LV FUSE SWITCH |  | CLOSED | IEC MIDDLE CURVE | FUSES | SPARE |  |  |  | 250.000 A |  |  | 6 | Fail | Please check "Mounting"
380103240 | TNB | DISTRIBUTION | KUALA SELANGOR | Existing | RYB | LV FUSE SWITCH |  | CLOSED | IEC MIDDLE CURVE | FUSES | SPARE |  |  |  | 250.000 A |  |  | 6 | Fail | Please check "Mounting"
380103252 | TNB | DISTRIBUTION | KUALA SELANGOR | Existing | RYB | LV FUSE SWITCH |  | CLOSED | IEC MIDDLE CURVE | FUSES | SPARE |  |  |  | 250.000 A |  |  | 6 | Fail | Please check "Mounting"
380103296 | TNB | DISTRIBUTION | KUALA SELANGOR | Existing | RYB | LV FUSE SWITCH |  | CLOSED | IEC MIDDLE CURVE | FUSES | SPARE |  |  |  | 250.000 A |  |  | 6 | Fail | Please check "Mounting"
380103308 | TNB | DISTRIBUTION | KUALA SELANGOR | Existing | RYB | LV FUSE SWITCH |  | CLOSED | IEC MIDDLE CURVE | FUSES | SPARE |  |  |  | 250.000 A |  |  | 6 | Fail | Please check "Mounting"
380103313 | TNB | DISTRIBUTION | KUALA SELANGOR | Existing | RYB | LV FUSE SWITCH |  | CLOSED | IEC MIDDLE CURVE | FUSES | SPARE |  |  |  | 250.000 A |  |  | 6 | Fail | Please check "Mounting"
380103316 | TNB | DISTRIBUTION | KUALA SELANGOR | Existing | RYB | LV FUSE SWITCH |  | CLOSED | IEC MIDDLE CURVE | FUSES | SPARE |  |  |  | 250.000 A |  |  | 6 | Fail | Please check "Mounting"
380103320 | TNB | DISTRIBUTION | KUALA SELANGOR | Existing | RYB | LV FUSE SWITCH |  | CLOSED | IEC MIDDLE CURVE | FUSES | SPARE |  |  |  | 250.000 A |  |  | 6 | Fail | Please check "Mounting"
380103330 | TNB | DISTRIBUTION | KUALA SELANGOR | Existing | RYB | LV FUSE SWITCH |  | CLOSED | IEC MIDDLE CURVE | FUSES | SPARE |  |  |  | 250.000 A |  |  | 6 | Fail | Please check "Mounting"
380103336 | TNB | DISTRIBUTION | KUALA SELANGOR | Existing | RYB | LV FUSE SWITCH |  | CLOSED | IEC MIDDLE CURVE | FUSES | SPARE |  |  |  | 250.000 A |  |  | 6 | Fail | Please check "Mounting"
380103348 | TNB | DISTRIBUTION | KUALA SELANGOR | Existing | RYB | LV FUSE SWITCH |  | CLOSED | IEC MIDDLE CURVE | FUSES | SPARE |  |  |  | 250.000 A |  |  | 6 | Fail | Please check "Mounting"
380103390 | TNB | DISTRIBUTION | KUALA SELANGOR | Existing | RYB | LV FUSE SWITCH |  | CLOSED | IEC MIDDLE CURVE | FUSES | SPARE |  |  |  | 250.000 A |  |  | 6 | Fail | Please check "Mounting"
380103401 | TNB | DISTRIBUTION | KUALA SELANGOR | Existing | RYB | LV FUSE SWITCH |  | CLOSED | IEC MIDDLE CURVE | FUSES | SPARE |  |  |  | 250.000 A |  |  | 6 | Fail | Please check "Mounting"
380103403 | TNB | DISTRIBUTION | KUALA SELANGOR | Existing | RYB | LV FUSE SWITCH |  | CLOSED | IEC MIDDLE CURVE | FUSES | SPARE |  |  |  | 250.000 A |  |  | 6 | Fail | Please check "Mounting"
380103407 | TNB | DISTRIBUTION | KUALA SELANGOR | Existing | RYB | LV FUSE SWITCH |  | CLOSED | IEC MIDDLE CURVE | FUSES | SPARE |  |  |  | 250.000 A |  |  | 6 | Fail | Please check "Mounting"
380103412 | TNB | DISTRIBUTION | KUALA SELANGOR | Existing | RYB | LV FUSE SWITCH |  | CLOSED | IEC MIDDLE CURVE | FUSES | SPARE |  |  |  | 250.000 A |  |  | 6 | Fail | Please check "Mounting"
380103417 | TNB | DISTRIBUTION | KUALA SELANGOR | Existing | RYB | LV FUSE SWITCH |  | CLOSED | IEC MIDDLE CURVE | FUSES | SPARE |  |  |  | 250.000 A |  |  | 6 | Fail | Please check "Mounting"
380103422 | TNB | DISTRIBUTION | KUALA SELANGOR | Existing | RYB | LV FUSE SWITCH |  | CLOSED | IEC MIDDLE CURVE | FUSES | SPARE |  |  |  | 250.000 A |  |  | 6 | Fail | Please check "Mounting"
380103424 | TNB | DISTRIBUTION | KUALA SELANGOR | Existing | RYB | LV FUSE SWITCH |  | CLOSED | IEC MIDDLE CURVE | FUSES | SPARE |  |  |  | 250.000 A |  |  | 6 | Fail | Please check "Mounting"
380103441 | TNB | DISTRIBUTION | KUALA SELANGOR | Existing | RYB | LV FUSE SWITCH |  | CLOSED | IEC MIDDLE CURVE | FUSES | SPARE |  |  |  | 250.000 A |  |  | 6 | Fail | Please check "Mounting"
380103451 | TNB | DISTRIBUTION | KUALA SELANGOR | Existing | RYB | LV FUSE SWITCH |  | CLOSED | IEC MIDDLE CURVE | FUSES | SPARE |  |  |  | 250.000 A |  |  | 6 | Fail | Please check "Mounting"
380103496 | TNB | DISTRIBUTION | KUALA SELANGOR | Existing | RYB | LV FUSE SWITCH |  | CLOSED | IEC MIDDLE CURVE | FUSES | SPARE |  |  |  | 250.000 A |  |  | 6 | Fail | Please check "Mounting"
380103508 | TNB | DISTRIBUTION | KUALA SELANGOR | Existing | RYB | LV FUSE SWITCH |  | CLOSED | IEC MIDDLE CURVE | FUSES | SPARE |  |  |  | 250.000 A |  |  | 6 | Fail | Please check "Mounting"
380103513 | TNB | DISTRIBUTION | KUALA SELANGOR | Existing | RYB | LV FUSE SWITCH |  | CLOSED | IEC MIDDLE CURVE | FUSES | SPARE |  |  |  | 250.000 A |  |  | 6 | Fail | Please check "Mounting"
380103516 | TNB | DISTRIBUTION | KUALA SELANGOR | Existing | RYB | LV FUSE SWITCH |  | CLOSED | IEC MIDDLE CURVE | FUSES | SPARE |  |  |  | 250.000 A |  |  | 6 | Fail | Please check "Mounting"
380103520 | TNB | DISTRIBUTION | KUALA SELANGOR | Existing | RYB | LV FUSE SWITCH |  | CLOSED | IEC MIDDLE CURVE | FUSES | SPARE |  |  |  | 250.000 A |  |  | 6 | Fail | Please check "Mounting"
380103530 | TNB | DISTRIBUTION | KUALA SELANGOR | Existing | RYB | LV FUSE SWITCH |  | CLOSED | IEC MIDDLE CURVE | FUSES | SPARE |  |  |  | 250.000 A |  |  | 6 | Fail | Please check "Mounting"
380103536 | TNB | DISTRIBUTION | KUALA SELANGOR | Existing | RYB | LV FUSE SWITCH |  | CLOSED | IEC MIDDLE CURVE | FUSES | SPARE |  |  |  | 250.000 A |  |  | 6 | Fail | Please check "Mounting"
380103548 | TNB | DISTRIBUTION | KUALA SELANGOR | Existing | RYB | LV FUSE SWITCH |  | CLOSED | IEC MIDDLE CURVE | FUSES | SPARE |  |  |  | 250.000 A |  |  | 6 | Fail | Please check "Mounting"
380103590 | TNB | DISTRIBUTION | KUALA SELANGOR | Existing | RYB | LV FUSE SWITCH |  | CLOSED | IEC MIDDLE CURVE | FUSES | SPARE |  |  |  | 250.000 A |  |  | 6 | Fail | Please check "Mounting"
380103602 | TNB | DISTRIBUTION | KUALA SELANGOR | Existing | RYB | LV FUSE SWITCH |  | CLOSED | IEC MIDDLE CURVE | FUSES | SPARE |  |  |  | 250.000 A |  |  | 6 | Fail | Please check "Mounting"
380103607 | TNB | DISTRIBUTION | KUALA SELANGOR | Existing | RYB | LV FUSE SWITCH |  | CLOSED | IEC MIDDLE CURVE | FUSES | SPARE |  |  |  | 250.000 A |  |  | 6 | Fail | Please check "Mounting"
380103610 | TNB | DISTRIBUTION | KUALA SELANGOR | Existing | RYB | LV FUSE SWITCH |  | CLOSED | IEC MIDDLE CURVE | FUSES | SPARE |  |  |  | 250.000 A |  |  | 6 | Fail | Please check "Mounting"
380103614 | TNB | DISTRIBUTION | KUALA SELANGOR | Existing | RYB | LV FUSE SWITCH |  | CLOSED | IEC MIDDLE CURVE | FUSES | SPARE |  |  |  | 250.000 A |  |  | 6 | Fail | Please check "Mounting"
380103624 | TNB | DISTRIBUTION | KUALA SELANGOR | Existing | RYB | LV FUSE SWITCH |  | CLOSED | IEC MIDDLE CURVE | FUSES | SPARE |  |  |  | 250.000 A |  |  | 6 | Fail | Please check "Mounting"
380103630 | TNB | DISTRIBUTION | KUALA SELANGOR | Existing | RYB | LV FUSE SWITCH |  | CLOSED | IEC MIDDLE CURVE | FUSES | SPARE |  |  |  | 250.000 A |  |  | 6 | Fail | Please check "Mounting"
380103642 | TNB | DISTRIBUTION | KUALA SELANGOR | Existing | RYB | LV FUSE SWITCH |  | CLOSED | IEC MIDDLE CURVE | FUSES | SPARE |  |  |  | 250.000 A |  |  | 6 | Fail | Please check "Mounting"
380103713 | TNB | DISTRIBUTION | KUALA SELANGOR | Existing | RYB | LV FUSE SWITCH |  | CLOSED | IEC MIDDLE CURVE | FUSES | SPARE |  |  |  | 250.000 A |  |  | 6 | Fail | Please check "Mounting"
380103725 | TNB | DISTRIBUTION | KUALA SELANGOR | Existing | RYB | LV FUSE SWITCH |  | CLOSED | IEC MIDDLE CURVE | FUSES | SPARE |  |  |  | 250.000 A |  |  | 6 | Fail | Please check "Mounting"
380103730 | TNB | DISTRIBUTION | KUALA SELANGOR | Existing | RYB | LV FUSE SWITCH |  | CLOSED | IEC MIDDLE CURVE | FUSES | SPARE |  |  |  | 250.000 A |  |  | 6 | Fail | Please check "Mounting"
380103733 | TNB | DISTRIBUTION | KUALA SELANGOR | Existing | RYB | LV FUSE SWITCH |  | CLOSED | IEC MIDDLE CURVE | FUSES | SPARE |  |  |  | 250.000 A |  |  | 6 | Fail | Please check "Mounting"
380103737 | TNB | DISTRIBUTION | KUALA SELANGOR | Existing | RYB | LV FUSE SWITCH |  | CLOSED | IEC MIDDLE CURVE | FUSES | SPARE |  |  |  | 250.000 A |  |  | 6 | Fail | Please check "Mounting"
380103747 | TNB | DISTRIBUTION | KUALA SELANGOR | Existing | RYB | LV FUSE SWITCH |  | CLOSED | IEC MIDDLE CURVE | FUSES | SPARE |  |  |  | 250.000 A |  |  | 6 | Fail | Please check "Mounting"
380103753 | TNB | DISTRIBUTION | KUALA SELANGOR | Existing | RYB | LV FUSE SWITCH |  | CLOSED | IEC MIDDLE CURVE | FUSES | SPARE |  |  |  | 250.000 A |  |  | 6 | Fail | Please check "Mounting"
380103765 | TNB | DISTRIBUTION | KUALA SELANGOR | Existing | RYB | LV FUSE SWITCH |  | CLOSED | IEC MIDDLE CURVE | FUSES | SPARE |  |  |  | 250.000 A |  |  | 6 | Fail | Please check "Mounting"
380103992 | TNB | DISTRIBUTION | KUALA SELANGOR | Existing | RYB | LV FUSE SWITCH |  | CLOSED | IEC MIDDLE CURVE | FUSES | SPARE |  |  |  | 250.000 A |  |  | 6 | Fail | Please check "Mounting"
380104004 | TNB | DISTRIBUTION | KUALA SELANGOR | Existing | RYB | LV FUSE SWITCH |  | CLOSED | IEC MIDDLE CURVE | FUSES | SPARE |  |  |  | 250.000 A |  |  | 6 | Fail | Please check "Mounting"
380104009 | TNB | DISTRIBUTION | KUALA SELANGOR | Existing | RYB | LV FUSE SWITCH |  | CLOSED | IEC MIDDLE CURVE | FUSES | SPARE |  |  |  | 250.000 A |  |  | 6 | Fail | Please check "Mounting"
380104012 | TNB | DISTRIBUTION | KUALA SELANGOR | Existing | RYB | LV FUSE SWITCH |  | CLOSED | IEC MIDDLE CURVE | FUSES | SPARE |  |  |  | 250.000 A |  |  | 6 | Fail | Please check "Mounting"
380104016 | TNB | DISTRIBUTION | KUALA SELANGOR | Existing | RYB | LV FUSE SWITCH |  | CLOSED | IEC MIDDLE CURVE | FUSES | SPARE |  |  |  | 250.000 A |  |  | 6 | Fail | Please check "Mounting"
380104026 | TNB | DISTRIBUTION | KUALA SELANGOR | Existing | RYB | LV FUSE SWITCH |  | CLOSED | IEC MIDDLE CURVE | FUSES | SPARE |  |  |  | 250.000 A |  |  | 6 | Fail | Please check "Mounting"
380104032 | TNB | DISTRIBUTION | KUALA SELANGOR | Existing | RYB | LV FUSE SWITCH |  | CLOSED | IEC MIDDLE CURVE | FUSES | SPARE |  |  |  | 250.000 A |  |  | 6 | Fail | Please check "Mounting"
380104044 | TNB | DISTRIBUTION | KUALA SELANGOR | Existing | RYB | LV FUSE SWITCH |  | CLOSED | IEC MIDDLE CURVE | FUSES | SPARE |  |  |  | 250.000 A |  |  | 6 | Fail | Please check "Mounting"
380104092 | TNB | DISTRIBUTION | KUALA SELANGOR | Existing | RYB | LV FUSE SWITCH |  | CLOSED | IEC MIDDLE CURVE | FUSES | SPARE |  |  |  | 250.000 A |  |  | 6 | Fail | Please check "Mounting"
380104104 | TNB | DISTRIBUTION | KUALA SELANGOR | Existing | RYB | LV FUSE SWITCH |  | CLOSED | IEC MIDDLE CURVE | FUSES | SPARE |  |  |  | 250.000 A |  |  | 6 | Fail | Please check "Mounting"
380104109 | TNB | DISTRIBUTION | KUALA SELANGOR | Existing | RYB | LV FUSE SWITCH |  | CLOSED | IEC MIDDLE CURVE | FUSES | SPARE |  |  |  | 250.000 A |  |  | 6 | Fail | Please check "Mounting"
380104112 | TNB | DISTRIBUTION | KUALA SELANGOR | Existing | RYB | LV FUSE SWITCH |  | CLOSED | IEC MIDDLE CURVE | FUSES | SPARE |  |  |  | 250.000 A |  |  | 6 | Fail | Please check "Mounting"
380104116 | TNB | DISTRIBUTION | KUALA SELANGOR | Existing | RYB | LV FUSE SWITCH |  | CLOSED | IEC MIDDLE CURVE | FUSES | SPARE |  |  |  | 250.000 A |  |  | 6 | Fail | Please check "Mounting"
380104126 | TNB | DISTRIBUTION | KUALA SELANGOR | Existing | RYB | LV FUSE SWITCH |  | CLOSED | IEC MIDDLE CURVE | FUSES | SPARE |  |  |  | 250.000 A |  |  | 6 | Fail | Please check "Mounting"
380104132 | TNB | DISTRIBUTION | KUALA SELANGOR | Existing | RYB | LV FUSE SWITCH |  | CLOSED | IEC MIDDLE CURVE | FUSES | SPARE |  |  |  | 250.000 A |  |  | 6 | Fail | Please check "Mounting"
380104144 | TNB | DISTRIBUTION | KUALA SELANGOR | Existing | RYB | LV FUSE SWITCH |  | CLOSED | IEC MIDDLE CURVE | FUSES | SPARE |  |  |  | 250.000 A |  |  | 6 | Fail | Please check "Mounting"
380104892 | TNB | DISTRIBUTION | KUALA SELANGOR | Existing | RYB | LV FUSE SWITCH |  | CLOSED | IEC MIDDLE CURVE | FUSES | SPARE |  |  |  | 250.000 A |  |  | 6 | Fail | Please check "Mounting"
380104903 | TNB | DISTRIBUTION | KUALA SELANGOR | Existing | RYB | LV FUSE SWITCH |  | CLOSED | IEC MIDDLE CURVE | FUSES | SPARE |  |  |  | 250.000 A |  |  | 6 | Fail | Please check "Mounting"
380104905 | TNB | DISTRIBUTION | KUALA SELANGOR | Existing | RYB | LV FUSE SWITCH |  | CLOSED | IEC MIDDLE CURVE | FUSES | SPARE |  |  |  | 250.000 A |  |  | 6 | Fail | Please check "Mounting"
380104909 | TNB | DISTRIBUTION | KUALA SELANGOR | Existing | RYB | LV FUSE SWITCH |  | CLOSED | IEC MIDDLE CURVE | FUSES | SPARE |  |  |  | 250.000 A |  |  | 6 | Fail | Please check "Mounting"
380104914 | TNB | DISTRIBUTION | KUALA SELANGOR | Existing | RYB | LV FUSE SWITCH |  | CLOSED | IEC MIDDLE CURVE | FUSES | SPARE |  |  |  | 250.000 A |  |  | 6 | Fail | Please check "Mounting"
380104919 | TNB | DISTRIBUTION | KUALA SELANGOR | Existing | RYB | LV FUSE SWITCH |  | CLOSED | IEC MIDDLE CURVE | FUSES | SPARE |  |  |  | 250.000 A |  |  | 6 | Fail | Please check "Mounting"
380104924 | TNB | DISTRIBUTION | KUALA SELANGOR | Existing | RYB | LV FUSE SWITCH |  | CLOSED | IEC MIDDLE CURVE | FUSES | SPARE |  |  |  | 250.000 A |  |  | 6 | Fail | Please check "Mounting"
380104926 | TNB | DISTRIBUTION | KUALA SELANGOR | Existing | RYB | LV FUSE SWITCH |  | CLOSED | IEC MIDDLE CURVE | FUSES | SPARE |  |  |  | 250.000 A |  |  | 6 | Fail | Please check "Mounting"
380104943 | TNB | DISTRIBUTION | KUALA SELANGOR | Existing | RYB | LV FUSE SWITCH |  | CLOSED | IEC MIDDLE CURVE | FUSES | SPARE |  |  |  | 250.000 A |  |  | 6 | Fail | Please check "Mounting"
380104953 | TNB | DISTRIBUTION | KUALA SELANGOR | Existing | RYB | LV FUSE SWITCH |  | CLOSED | IEC MIDDLE CURVE | FUSES | SPARE |  |  |  | 250.000 A |  |  | 6 | Fail | Please check "Mounting"
380104998 | TNB | DISTRIBUTION | KUALA SELANGOR | Existing | RYB | LV FUSE SWITCH |  | CLOSED | IEC MIDDLE CURVE | FUSES | SPARE |  |  |  | 250.000 A |  |  | 6 | Fail | Please check "Mounting"
380105010 | TNB | DISTRIBUTION | KUALA SELANGOR | Existing | RYB | LV FUSE SWITCH |  | CLOSED | IEC MIDDLE CURVE | FUSES | SPARE |  |  |  | 250.000 A |  |  | 6 | Fail | Please check "Mounting"
380105015 | TNB | DISTRIBUTION | KUALA SELANGOR | Existing | RYB | LV FUSE SWITCH |  | CLOSED | IEC MIDDLE CURVE | FUSES | SPARE |  |  |  | 250.000 A |  |  | 6 | Fail | Please check "Mounting"
380105018 | TNB | DISTRIBUTION | KUALA SELANGOR | Existing | RYB | LV FUSE SWITCH |  | CLOSED | IEC MIDDLE CURVE | FUSES | SPARE |  |  |  | 250.000 A |  |  | 6 | Fail | Please check "Mounting"
380105022 | TNB | DISTRIBUTION | KUALA SELANGOR | Existing | RYB | LV FUSE SWITCH |  | CLOSED | IEC MIDDLE CURVE | FUSES | SPARE |  |  |  | 250.000 A |  |  | 6 | Fail | Please check "Mounting"
380105032 | TNB | DISTRIBUTION | KUALA SELANGOR | Existing | RYB | LV FUSE SWITCH |  | CLOSED | IEC MIDDLE CURVE | FUSES | SPARE |  |  |  | 250.000 A |  |  | 6 | Fail | Please check "Mounting"
380105038 | TNB | DISTRIBUTION | KUALA SELANGOR | Existing | RYB | LV FUSE SWITCH |  | CLOSED | IEC MIDDLE CURVE | FUSES | SPARE |  |  |  | 250.000 A |  |  | 6 | Fail | Please check "Mounting"
380105050 | TNB | DISTRIBUTION | KUALA SELANGOR | Existing | RYB | LV FUSE SWITCH |  | CLOSED | IEC MIDDLE CURVE | FUSES | SPARE |  |  |  | 250.000 A |  |  | 6 | Fail | Please check "Mounting"
380105092 | TNB | DISTRIBUTION | KUALA SELANGOR | Existing | RYB | LV FUSE SWITCH |  | CLOSED | IEC MIDDLE CURVE | FUSES | SPARE |  |  |  | 250.000 A |  |  | 6 | Fail | Please check "Mounting"
380105104 | TNB | DISTRIBUTION | KUALA SELANGOR | Existing | RYB | LV FUSE SWITCH |  | CLOSED | IEC MIDDLE CURVE | FUSES | SPARE |  |  |  | 250.000 A |  |  | 6 | Fail | Please check "Mounting"
380105109 | TNB | DISTRIBUTION | KUALA SELANGOR | Existing | RYB | LV FUSE SWITCH |  | CLOSED | IEC MIDDLE CURVE | FUSES | SPARE |  |  |  | 250.000 A |  |  | 6 | Fail | Please check "Mounting"
380105112 | TNB | DISTRIBUTION | KUALA SELANGOR | Existing | RYB | LV FUSE SWITCH |  | CLOSED | IEC MIDDLE CURVE | FUSES | SPARE |  |  |  | 250.000 A |  |  | 6 | Fail | Please check "Mounting"
380105116 | TNB | DISTRIBUTION | KUALA SELANGOR | Existing | RYB | LV FUSE SWITCH |  | CLOSED | IEC MIDDLE CURVE | FUSES | SPARE |  |  |  | 250.000 A |  |  | 6 | Fail | Please check "Mounting"
380105126 | TNB | DISTRIBUTION | KUALA SELANGOR | Existing | RYB | LV FUSE SWITCH |  | CLOSED | IEC MIDDLE CURVE | FUSES | SPARE |  |  |  | 250.000 A |  |  | 6 | Fail | Please check "Mounting"
380105132 | TNB | DISTRIBUTION | KUALA SELANGOR | Existing | RYB | LV FUSE SWITCH |  | CLOSED | IEC MIDDLE CURVE | FUSES | SPARE |  |  |  | 250.000 A |  |  | 6 | Fail | Please check "Mounting"
380105144 | TNB | DISTRIBUTION | KUALA SELANGOR | Existing | RYB | LV FUSE SWITCH |  | CLOSED | IEC MIDDLE CURVE | FUSES | SPARE |  |  |  | 250.000 A |  |  | 6 | Fail | Please check "Mounting"
380105232 | TNB | DISTRIBUTION | KUALA SELANGOR | Existing | RYB | LV FUSE SWITCH |  | CLOSED | IEC MIDDLE CURVE | FUSES | SPARE |  |  |  | 250.000 A |  |  | 6 | Fail | Please check "Mounting"
380105244 | TNB | DISTRIBUTION | KUALA SELANGOR | Existing | RYB | LV FUSE SWITCH |  | CLOSED | IEC MIDDLE CURVE | FUSES | SPARE |  |  |  | 250.000 A |  |  | 6 | Fail | Please check "Mounting"
380105249 | TNB | DISTRIBUTION | KUALA SELANGOR | Existing | RYB | LV FUSE SWITCH |  | CLOSED | IEC MIDDLE CURVE | FUSES | SPARE |  |  |  | 250.000 A |  |  | 6 | Fail | Please check "Mounting"
380105252 | TNB | DISTRIBUTION | KUALA SELANGOR | Existing | RYB | LV FUSE SWITCH |  | CLOSED | IEC MIDDLE CURVE | FUSES | SPARE |  |  |  | 250.000 A |  |  | 6 | Fail | Please check "Mounting"
380105256 | TNB | DISTRIBUTION | KUALA SELANGOR | Existing | RYB | LV FUSE SWITCH |  | CLOSED | IEC MIDDLE CURVE | FUSES | SPARE |  |  |  | 250.000 A |  |  | 6 | Fail | Please check "Mounting"
380105266 | TNB | DISTRIBUTION | KUALA SELANGOR | Existing | RYB | LV FUSE SWITCH |  | CLOSED | IEC MIDDLE CURVE | FUSES | SPARE |  |  |  | 250.000 A |  |  | 6 | Fail | Please check "Mounting"
380105272 | TNB | DISTRIBUTION | KUALA SELANGOR | Existing | RYB | LV FUSE SWITCH |  | CLOSED | IEC MIDDLE CURVE | FUSES | SPARE |  |  |  | 250.000 A |  |  | 6 | Fail | Please check "Mounting"
380105284 | TNB | DISTRIBUTION | KUALA SELANGOR | Existing | RYB | LV FUSE SWITCH |  | CLOSED | IEC MIDDLE CURVE | FUSES | SPARE |  |  |  | 250.000 A |  |  | 6 | Fail | Please check "Mounting"
380105346 | TNB | DISTRIBUTION | KUALA SELANGOR | Existing | RYB | LV FUSE SWITCH |  | CLOSED | IEC MIDDLE CURVE | FUSES | SPARE |  |  |  | 250.000 A |  |  | 6 | Fail | Please check "Mounting"
380105358 | TNB | DISTRIBUTION | KUALA SELANGOR | Existing | RYB | LV FUSE SWITCH |  | CLOSED | IEC MIDDLE CURVE | FUSES | SPARE |  |  |  | 250.000 A |  |  | 6 | Fail | Please check "Mounting"
380105363 | TNB | DISTRIBUTION | KUALA SELANGOR | Existing | RYB | LV FUSE SWITCH |  | CLOSED | IEC MIDDLE CURVE | FUSES | SPARE |  |  |  | 250.000 A |  |  | 6 | Fail | Please check "Mounting"
380105366 | TNB | DISTRIBUTION | KUALA SELANGOR | Existing | RYB | LV FUSE SWITCH |  | CLOSED | IEC MIDDLE CURVE | FUSES | SPARE |  |  |  | 250.000 A |  |  | 6 | Fail | Please check "Mounting"
380105370 | TNB | DISTRIBUTION | KUALA SELANGOR | Existing | RYB | LV FUSE SWITCH |  | CLOSED | IEC MIDDLE CURVE | FUSES | SPARE |  |  |  | 250.000 A |  |  | 6 | Fail | Please check "Mounting"
380105380 | TNB | DISTRIBUTION | KUALA SELANGOR | Existing | RYB | LV FUSE SWITCH |  | CLOSED | IEC MIDDLE CURVE | FUSES | SPARE |  |  |  | 250.000 A |  |  | 6 | Fail | Please check "Mounting"
380105386 | TNB | DISTRIBUTION | KUALA SELANGOR | Existing | RYB | LV FUSE SWITCH |  | CLOSED | IEC MIDDLE CURVE | FUSES | SPARE |  |  |  | 250.000 A |  |  | 6 | Fail | Please check "Mounting"
380105398 | TNB | DISTRIBUTION | KUALA SELANGOR | Existing | RYB | LV FUSE SWITCH |  | CLOSED | IEC MIDDLE CURVE | FUSES | SPARE |  |  |  | 250.000 A |  |  | 6 | Fail | Please check "Mounting"
380105403 | TNB | DISTRIBUTION | KUALA SELANGOR | Existing | RYB | LV FUSE SWITCH |  | CLOSED | IEC MIDDLE CURVE | FUSES | SPARE |  |  |  | 250.000 A |  |  | 6 | Fail | Please check "Mounting"
380105415 | TNB | DISTRIBUTION | KUALA SELANGOR | Existing | RYB | LV FUSE SWITCH |  | CLOSED | IEC MIDDLE CURVE | FUSES | SPARE |  |  |  | 250.000 A |  |  | 6 | Fail | Please check "Mounting"
380105420 | TNB | DISTRIBUTION | KUALA SELANGOR | Existing | RYB | LV FUSE SWITCH |  | CLOSED | IEC MIDDLE CURVE | FUSES | SPARE |  |  |  | 250.000 A |  |  | 6 | Fail | Please check "Mounting"
380105423 | TNB | DISTRIBUTION | KUALA SELANGOR | Existing | RYB | LV FUSE SWITCH |  | CLOSED | IEC MIDDLE CURVE | FUSES | SPARE |  |  |  | 250.000 A |  |  | 6 | Fail | Please check "Mounting"
380105427 | TNB | DISTRIBUTION | KUALA SELANGOR | Existing | RYB | LV FUSE SWITCH |  | CLOSED | IEC MIDDLE CURVE | FUSES | SPARE |  |  |  | 250.000 A |  |  | 6 | Fail | Please check "Mounting"
380105437 | TNB | DISTRIBUTION | KUALA SELANGOR | Existing | RYB | LV FUSE SWITCH |  | CLOSED | IEC MIDDLE CURVE | FUSES | SPARE |  |  |  | 250.000 A |  |  | 6 | Fail | Please check "Mounting"
380105443 | TNB | DISTRIBUTION | KUALA SELANGOR | Existing | RYB | LV FUSE SWITCH |  | CLOSED | IEC MIDDLE CURVE | FUSES | SPARE |  |  |  | 250.000 A |  |  | 6 | Fail | Please check "Mounting"
380105455 | TNB | DISTRIBUTION | KUALA SELANGOR | Existing | RYB | LV FUSE SWITCH |  | CLOSED | IEC MIDDLE CURVE | FUSES | SPARE |  |  |  | 250.000 A |  |  | 6 | Fail | Please check "Mounting"
380105517 | TNB | DISTRIBUTION | KUALA SELANGOR | Existing | RYB | LV FUSE SWITCH |  | CLOSED | IEC MIDDLE CURVE | FUSES | SPARE |  |  |  | 250.000 A |  |  | 6 | Fail | Please check "Mounting"
380105529 | TNB | DISTRIBUTION | KUALA SELANGOR | Existing | RYB | LV FUSE SWITCH |  | CLOSED | IEC MIDDLE CURVE | FUSES | SPARE |  |  |  | 250.000 A |  |  | 6 | Fail | Please check "Mounting"
380105534 | TNB | DISTRIBUTION | KUALA SELANGOR | Existing | RYB | LV FUSE SWITCH |  | CLOSED | IEC MIDDLE CURVE | FUSES | SPARE |  |  |  | 250.000 A |  |  | 6 | Fail | Please check "Mounting"
380105537 | TNB | DISTRIBUTION | KUALA SELANGOR | Existing | RYB | LV FUSE SWITCH |  | CLOSED | IEC MIDDLE CURVE | FUSES | SPARE |  |  |  | 250.000 A |  |  | 6 | Fail | Please check "Mounting"
380105541 | TNB | DISTRIBUTION | KUALA SELANGOR | Existing | RYB | LV FUSE SWITCH |  | CLOSED | IEC MIDDLE CURVE | FUSES | SPARE |  |  |  | 250.000 A |  |  | 6 | Fail | Please check "Mounting"
380105551 | TNB | DISTRIBUTION | KUALA SELANGOR | Existing | RYB | LV FUSE SWITCH |  | CLOSED | IEC MIDDLE CURVE | FUSES | SPARE |  |  |  | 250.000 A |  |  | 6 | Fail | Please check "Mounting"
380105557 | TNB | DISTRIBUTION | KUALA SELANGOR | Existing | RYB | LV FUSE SWITCH |  | CLOSED | IEC MIDDLE CURVE | FUSES | SPARE |  |  |  | 250.000 A |  |  | 6 | Fail | Please check "Mounting"
380105569 | TNB | DISTRIBUTION | KUALA SELANGOR | Existing | RYB | LV FUSE SWITCH |  | CLOSED | IEC MIDDLE CURVE | FUSES | SPARE |  |  |  | 250.000 A |  |  | 6 | Fail | Please check "Mounting"
380105574 | TNB | DISTRIBUTION | KUALA SELANGOR | Existing | RYB | LV FUSE SWITCH |  | CLOSED | IEC MIDDLE CURVE | FUSES | SPARE |  |  |  | 250.000 A |  |  | 6 | Fail | Please check "Mounting"
380105586 | TNB | DISTRIBUTION | KUALA SELANGOR | Existing | RYB | LV FUSE SWITCH |  | CLOSED | IEC MIDDLE CURVE | FUSES | SPARE |  |  |  | 250.000 A |  |  | 6 | Fail | Please check "Mounting"
380105591 | TNB | DISTRIBUTION | KUALA SELANGOR | Existing | RYB | LV FUSE SWITCH |  | CLOSED | IEC MIDDLE CURVE | FUSES | SPARE |  |  |  | 250.000 A |  |  | 6 | Fail | Please check "Mounting"
380105594 | TNB | DISTRIBUTION | KUALA SELANGOR | Existing | RYB | LV FUSE SWITCH |  | CLOSED | IEC MIDDLE CURVE | FUSES | SPARE |  |  |  | 250.000 A |  |  | 6 | Fail | Please check "Mounting"
380105598 | TNB | DISTRIBUTION | KUALA SELANGOR | Existing | RYB | LV FUSE SWITCH |  | CLOSED | IEC MIDDLE CURVE | FUSES | SPARE |  |  |  | 250.000 A |  |  | 6 | Fail | Please check "Mounting"
380105608 | TNB | DISTRIBUTION | KUALA SELANGOR | Existing | RYB | LV FUSE SWITCH |  | CLOSED | IEC MIDDLE CURVE | FUSES | SPARE |  |  |  | 250.000 A |  |  | 6 | Fail | Please check "Mounting"
380105614 | TNB | DISTRIBUTION | KUALA SELANGOR | Existing | RYB | LV FUSE SWITCH |  | CLOSED | IEC MIDDLE CURVE | FUSES | SPARE |  |  |  | 250.000 A |  |  | 6 | Fail | Please check "Mounting"
380105626 | TNB | DISTRIBUTION | KUALA SELANGOR | Existing | RYB | LV FUSE SWITCH |  | CLOSED | IEC MIDDLE CURVE | FUSES | SPARE |  |  |  | 250.000 A |  |  | 6 | Fail | Please check "Mounting"
380105668 | TNB | DISTRIBUTION | KUALA SELANGOR | Existing | RYB | LV FUSE SWITCH |  | CLOSED | IEC MIDDLE CURVE | FUSES | SPARE |  |  |  | 250.000 A |  |  | 6 | Fail | Please check "Mounting"
380105680 | TNB | DISTRIBUTION | KUALA SELANGOR | Existing | RYB | LV FUSE SWITCH |  | CLOSED | IEC MIDDLE CURVE | FUSES | SPARE |  |  |  | 250.000 A |  |  | 6 | Fail | Please check "Mounting"
380105685 | TNB | DISTRIBUTION | KUALA SELANGOR | Existing | RYB | LV FUSE SWITCH |  | CLOSED | IEC MIDDLE CURVE | FUSES | SPARE |  |  |  | 250.000 A |  |  | 6 | Fail | Please check "Mounting"
380105688 | TNB | DISTRIBUTION | KUALA SELANGOR | Existing | RYB | LV FUSE SWITCH |  | CLOSED | IEC MIDDLE CURVE | FUSES | SPARE |  |  |  | 250.000 A |  |  | 6 | Fail | Please check "Mounting"
380105692 | TNB | DISTRIBUTION | KUALA SELANGOR | Existing | RYB | LV FUSE SWITCH |  | CLOSED | IEC MIDDLE CURVE | FUSES | SPARE |  |  |  | 250.000 A |  |  | 6 | Fail | Please check "Mounting"
380105702 | TNB | DISTRIBUTION | KUALA SELANGOR | Existing | RYB | LV FUSE SWITCH |  | CLOSED | IEC MIDDLE CURVE | FUSES | SPARE |  |  |  | 250.000 A |  |  | 6 | Fail | Please check "Mounting"
380105708 | TNB | DISTRIBUTION | KUALA SELANGOR | Existing | RYB | LV FUSE SWITCH |  | CLOSED | IEC MIDDLE CURVE | FUSES | SPARE |  |  |  | 250.000 A |  |  | 6 | Fail | Please check "Mounting"
380105720 | TNB | DISTRIBUTION | KUALA SELANGOR | Existing | RYB | LV FUSE SWITCH |  | CLOSED | IEC MIDDLE CURVE | FUSES | SPARE |  |  |  | 250.000 A |  |  | 6 | Fail | Please check "Mounting"
380105762 | TNB | DISTRIBUTION | KUALA SELANGOR | Existing | RYB | LV FUSE SWITCH |  | CLOSED | IEC MIDDLE CURVE | FUSES | SPARE |  |  |  | 250.000 A |  |  | 6 | Fail | Please check "Mounting"
380105774 | TNB | DISTRIBUTION | KUALA SELANGOR | Existing | RYB | LV FUSE SWITCH |  | CLOSED | IEC MIDDLE CURVE | FUSES | SPARE |  |  |  | 250.000 A |  |  | 6 | Fail | Please check "Mounting"
380105779 | TNB | DISTRIBUTION | KUALA SELANGOR | Existing | RYB | LV FUSE SWITCH |  | CLOSED | IEC MIDDLE CURVE | FUSES | SPARE |  |  |  | 250.000 A |  |  | 6 | Fail | Please check "Mounting"
380105782 | TNB | DISTRIBUTION | KUALA SELANGOR | Existing | RYB | LV FUSE SWITCH |  | CLOSED | IEC MIDDLE CURVE | FUSES | SPARE |  |  |  | 250.000 A |  |  | 6 | Fail | Please check "Mounting"
380105786 | TNB | DISTRIBUTION | KUALA SELANGOR | Existing | RYB | LV FUSE SWITCH |  | CLOSED | IEC MIDDLE CURVE | FUSES | SPARE |  |  |  | 250.000 A |  |  | 6 | Fail | Please check "Mounting"
380105796 | TNB | DISTRIBUTION | KUALA SELANGOR | Existing | RYB | LV FUSE SWITCH |  | CLOSED | IEC MIDDLE CURVE | FUSES | SPARE |  |  |  | 250.000 A |  |  | 6 | Fail | Please check "Mounting"
380105802 | TNB | DISTRIBUTION | KUALA SELANGOR | Existing | RYB | LV FUSE SWITCH |  | CLOSED | IEC MIDDLE CURVE | FUSES | SPARE |  |  |  | 250.000 A |  |  | 6 | Fail | Please check "Mounting"
380105814 | TNB | DISTRIBUTION | KUALA SELANGOR | Existing | RYB | LV FUSE SWITCH |  | CLOSED | IEC MIDDLE CURVE | FUSES | SPARE |  |  |  | 250.000 A |  |  | 6 | Fail | Please check "Mounting"
380105856 | TNB | DISTRIBUTION | KUALA SELANGOR | Existing | RYB | LV FUSE SWITCH |  | CLOSED | IEC MIDDLE CURVE | FUSES | SPARE |  |  |  | 250.000 A |  |  | 6 | Fail | Please check "Mounting"
380105868 | TNB | DISTRIBUTION | KUALA SELANGOR | Existing | RYB | LV FUSE SWITCH |  | CLOSED | IEC MIDDLE CURVE | FUSES | SPARE |  |  |  | 250.000 A |  |  | 6 | Fail | Please check "Mounting"
380105873 | TNB | DISTRIBUTION | KUALA SELANGOR | Existing | RYB | LV FUSE SWITCH |  | CLOSED | IEC MIDDLE CURVE | FUSES | SPARE |  |  |  | 250.000 A |  |  | 6 | Fail | Please check "Mounting"
380105876 | TNB | DISTRIBUTION | KUALA SELANGOR | Existing | RYB | LV FUSE SWITCH |  | CLOSED | IEC MIDDLE CURVE | FUSES | SPARE |  |  |  | 250.000 A |  |  | 6 | Fail | Please check "Mounting"
380105880 | TNB | DISTRIBUTION | KUALA SELANGOR | Existing | RYB | LV FUSE SWITCH |  | CLOSED | IEC MIDDLE CURVE | FUSES | SPARE |  |  |  | 250.000 A |  |  | 6 | Fail | Please check "Mounting"
380105890 | TNB | DISTRIBUTION | KUALA SELANGOR | Existing | RYB | LV FUSE SWITCH |  | CLOSED | IEC MIDDLE CURVE | FUSES | SPARE |  |  |  | 250.000 A |  |  | 6 | Fail | Please check "Mounting"
380105896 | TNB | DISTRIBUTION | KUALA SELANGOR | Existing | RYB | LV FUSE SWITCH |  | CLOSED | IEC MIDDLE CURVE | FUSES | SPARE |  |  |  | 250.000 A |  |  | 6 | Fail | Please check "Mounting"
380105908 | TNB | DISTRIBUTION | KUALA SELANGOR | Existing | RYB | LV FUSE SWITCH |  | CLOSED | IEC MIDDLE CURVE | FUSES | SPARE |  |  |  | 250.000 A |  |  | 6 | Fail | Please check "Mounting"
380105950 | TNB | DISTRIBUTION | KUALA SELANGOR | Existing | RYB | LV FUSE SWITCH |  | CLOSED | IEC MIDDLE CURVE | FUSES | SPARE |  |  |  | 250.000 A |  |  | 6 | Fail | Please check "Mounting"
380105962 | TNB | DISTRIBUTION | KUALA SELANGOR | Existing | RYB | LV FUSE SWITCH |  | CLOSED | IEC MIDDLE CURVE | FUSES | SPARE |  |  |  | 250.000 A |  |  | 6 | Fail | Please check "Mounting"
380105967 | TNB | DISTRIBUTION | KUALA SELANGOR | Existing | RYB | LV FUSE SWITCH |  | CLOSED | IEC MIDDLE CURVE | FUSES | SPARE |  |  |  | 250.000 A |  |  | 6 | Fail | Please check "Mounting"
380105970 | TNB | DISTRIBUTION | KUALA SELANGOR | Existing | RYB | LV FUSE SWITCH |  | CLOSED | IEC MIDDLE CURVE | FUSES | SPARE |  |  |  | 250.000 A |  |  | 6 | Fail | Please check "Mounting"
380105974 | TNB | DISTRIBUTION | KUALA SELANGOR | Existing | RYB | LV FUSE SWITCH |  | CLOSED | IEC MIDDLE CURVE | FUSES | SPARE |  |  |  | 250.000 A |  |  | 6 | Fail | Please check "Mounting"
380105984 | TNB | DISTRIBUTION | KUALA SELANGOR | Existing | RYB | LV FUSE SWITCH |  | CLOSED | IEC MIDDLE CURVE | FUSES | SPARE |  |  |  | 250.000 A |  |  | 6 | Fail | Please check "Mounting"
380105990 | TNB | DISTRIBUTION | KUALA SELANGOR | Existing | RYB | LV FUSE SWITCH |  | CLOSED | IEC MIDDLE CURVE | FUSES | SPARE |  |  |  | 250.000 A |  |  | 6 | Fail | Please check "Mounting"
380106002 | TNB | DISTRIBUTION | KUALA SELANGOR | Existing | RYB | LV FUSE SWITCH |  | CLOSED | IEC MIDDLE CURVE | FUSES | SPARE |  |  |  | 250.000 A |  |  | 6 | Fail | Please check "Mounting"
380106064 | TNB | DISTRIBUTION | KUALA SELANGOR | Existing | RYB | LV FUSE SWITCH |  | CLOSED | IEC MIDDLE CURVE | FUSES | SPARE |  |  |  | 250.000 A |  |  | 6 | Fail | Please check "Mounting"
380106076 | TNB | DISTRIBUTION | KUALA SELANGOR | Existing | RYB | LV FUSE SWITCH |  | CLOSED | IEC MIDDLE CURVE | FUSES | SPARE |  |  |  | 250.000 A |  |  | 6 | Fail | Please check "Mounting"
380106081 | TNB | DISTRIBUTION | KUALA SELANGOR | Existing | RYB | LV FUSE SWITCH |  | CLOSED | IEC MIDDLE CURVE | FUSES | SPARE |  |  |  | 250.000 A |  |  | 6 | Fail | Please check "Mounting"
380106084 | TNB | DISTRIBUTION | KUALA SELANGOR | Existing | RYB | LV FUSE SWITCH |  | CLOSED | IEC MIDDLE CURVE | FUSES | SPARE |  |  |  | 250.000 A |  |  | 6 | Fail | Please check "Mounting"
380106088 | TNB | DISTRIBUTION | KUALA SELANGOR | Existing | RYB | LV FUSE SWITCH |  | CLOSED | IEC MIDDLE CURVE | FUSES | SPARE |  |  |  | 250.000 A |  |  | 6 | Fail | Please check "Mounting"
380106098 | TNB | DISTRIBUTION | KUALA SELANGOR | Existing | RYB | LV FUSE SWITCH |  | CLOSED | IEC MIDDLE CURVE | FUSES | SPARE |  |  |  | 250.000 A |  |  | 6 | Fail | Please check "Mounting"
380106104 | TNB | DISTRIBUTION | KUALA SELANGOR | Existing | RYB | LV FUSE SWITCH |  | CLOSED | IEC MIDDLE CURVE | FUSES | SPARE |  |  |  | 250.000 A |  |  | 6 | Fail | Please check "Mounting"
380106116 | TNB | DISTRIBUTION | KUALA SELANGOR | Existing | RYB | LV FUSE SWITCH |  | CLOSED | IEC MIDDLE CURVE | FUSES | SPARE |  |  |  | 250.000 A |  |  | 6 | Fail | Please check "Mounting"
380106121 | TNB | DISTRIBUTION | KUALA SELANGOR | Existing | RYB | LV FUSE SWITCH |  | CLOSED | IEC MIDDLE CURVE | FUSES | SPARE |  |  |  | 250.000 A |  |  | 6 | Fail | Please check "Mounting"
380106133 | TNB | DISTRIBUTION | KUALA SELANGOR | Existing | RYB | LV FUSE SWITCH |  | CLOSED | IEC MIDDLE CURVE | FUSES | SPARE |  |  |  | 250.000 A |  |  | 6 | Fail | Please check "Mounting"
380106138 | TNB | DISTRIBUTION | KUALA SELANGOR | Existing | RYB | LV FUSE SWITCH |  | CLOSED | IEC MIDDLE CURVE | FUSES | SPARE |  |  |  | 250.000 A |  |  | 6 | Fail | Please check "Mounting"
380106141 | TNB | DISTRIBUTION | KUALA SELANGOR | Existing | RYB | LV FUSE SWITCH |  | CLOSED | IEC MIDDLE CURVE | FUSES | SPARE |  |  |  | 250.000 A |  |  | 6 | Fail | Please check "Mounting"
380106145 | TNB | DISTRIBUTION | KUALA SELANGOR | Existing | RYB | LV FUSE SWITCH |  | CLOSED | IEC MIDDLE CURVE | FUSES | SPARE |  |  |  | 250.000 A |  |  | 6 | Fail | Please check "Mounting"
380106155 | TNB | DISTRIBUTION | KUALA SELANGOR | Existing | RYB | LV FUSE SWITCH |  | CLOSED | IEC MIDDLE CURVE | FUSES | SPARE |  |  |  | 250.000 A |  |  | 6 | Fail | Please check "Mounting"
380106161 | TNB | DISTRIBUTION | KUALA SELANGOR | Existing | RYB | LV FUSE SWITCH |  | CLOSED | IEC MIDDLE CURVE | FUSES | SPARE |  |  |  | 250.000 A |  |  | 6 | Fail | Please check "Mounting"
380106173 | TNB | DISTRIBUTION | KUALA SELANGOR | Existing | RYB | LV FUSE SWITCH |  | CLOSED | IEC MIDDLE CURVE | FUSES | SPARE |  |  |  | 250.000 A |  |  | 6 | Fail | Please check "Mounting"
380106235 | TNB | DISTRIBUTION | KUALA SELANGOR | Existing | RYB | LV FUSE SWITCH |  | CLOSED | IEC MIDDLE CURVE | FUSES | SPARE |  |  |  | 250.000 A |  |  | 6 | Fail | Please check "Mounting"
380106247 | TNB | DISTRIBUTION | KUALA SELANGOR | Existing | RYB | LV FUSE SWITCH |  | CLOSED | IEC MIDDLE CURVE | FUSES | SPARE |  |  |  | 250.000 A |  |  | 6 | Fail | Please check "Mounting"
380106252 | TNB | DISTRIBUTION | KUALA SELANGOR | Existing | RYB | LV FUSE SWITCH |  | CLOSED | IEC MIDDLE CURVE | FUSES | SPARE |  |  |  | 250.000 A |  |  | 6 | Fail | Please check "Mounting"
380106255 | TNB | DISTRIBUTION | KUALA SELANGOR | Existing | RYB | LV FUSE SWITCH |  | CLOSED | IEC MIDDLE CURVE | FUSES | SPARE |  |  |  | 250.000 A |  |  | 6 | Fail | Please check "Mounting"
380106259 | TNB | DISTRIBUTION | KUALA SELANGOR | Existing | RYB | LV FUSE SWITCH |  | CLOSED | IEC MIDDLE CURVE | FUSES | SPARE |  |  |  | 250.000 A |  |  | 6 | Fail | Please check "Mounting"
380106269 | TNB | DISTRIBUTION | KUALA SELANGOR | Existing | RYB | LV FUSE SWITCH |  | CLOSED | IEC MIDDLE CURVE | FUSES | SPARE |  |  |  | 250.000 A |  |  | 6 | Fail | Please check "Mounting"
380106275 | TNB | DISTRIBUTION | KUALA SELANGOR | Existing | RYB | LV FUSE SWITCH |  | CLOSED | IEC MIDDLE CURVE | FUSES | SPARE |  |  |  | 250.000 A |  |  | 6 | Fail | Please check "Mounting"
380106287 | TNB | DISTRIBUTION | KUALA SELANGOR | Existing | RYB | LV FUSE SWITCH |  | CLOSED | IEC MIDDLE CURVE | FUSES | SPARE |  |  |  | 250.000 A |  |  | 6 | Fail | Please check "Mounting"
380106292 | TNB | DISTRIBUTION | KUALA SELANGOR | Existing | RYB | LV FUSE SWITCH |  | CLOSED | IEC MIDDLE CURVE | FUSES | SPARE |  |  |  | 250.000 A |  |  | 6 | Fail | Please check "Mounting"
380106304 | TNB | DISTRIBUTION | KUALA SELANGOR | Existing | RYB | LV FUSE SWITCH |  | CLOSED | IEC MIDDLE CURVE | FUSES | SPARE |  |  |  | 250.000 A |  |  | 6 | Fail | Please check "Mounting"
380106309 | TNB | DISTRIBUTION | KUALA SELANGOR | Existing | RYB | LV FUSE SWITCH |  | CLOSED | IEC MIDDLE CURVE | FUSES | SPARE |  |  |  | 250.000 A |  |  | 6 | Fail | Please check "Mounting"
380106312 | TNB | DISTRIBUTION | KUALA SELANGOR | Existing | RYB | LV FUSE SWITCH |  | CLOSED | IEC MIDDLE CURVE | FUSES | SPARE |  |  |  | 250.000 A |  |  | 6 | Fail | Please check "Mounting"
380106316 | TNB | DISTRIBUTION | KUALA SELANGOR | Existing | RYB | LV FUSE SWITCH |  | CLOSED | IEC MIDDLE CURVE | FUSES | SPARE |  |  |  | 250.000 A |  |  | 6 | Fail | Please check "Mounting"
380106326 | TNB | DISTRIBUTION | KUALA SELANGOR | Existing | RYB | LV FUSE SWITCH |  | CLOSED | IEC MIDDLE CURVE | FUSES | SPARE |  |  |  | 250.000 A |  |  | 6 | Fail | Please check "Mounting"
380106332 | TNB | DISTRIBUTION | KUALA SELANGOR | Existing | RYB | LV FUSE SWITCH |  | CLOSED | IEC MIDDLE CURVE | FUSES | SPARE |  |  |  | 250.000 A |  |  | 6 | Fail | Please check "Mounting"
380106344 | TNB | DISTRIBUTION | KUALA SELANGOR | Existing | RYB | LV FUSE SWITCH |  | CLOSED | IEC MIDDLE CURVE | FUSES | SPARE |  |  |  | 250.000 A |  |  | 6 | Fail | Please check "Mounting"
380106406 | TNB | DISTRIBUTION | KUALA SELANGOR | Existing | RYB | LV FUSE SWITCH |  | CLOSED | IEC MIDDLE CURVE | FUSES | SPARE |  |  |  | 250.000 A |  |  | 6 | Fail | Please check "Mounting"
380106418 | TNB | DISTRIBUTION | KUALA SELANGOR | Existing | RYB | LV FUSE SWITCH |  | CLOSED | IEC MIDDLE CURVE | FUSES | SPARE |  |  |  | 250.000 A |  |  | 6 | Fail | Please check "Mounting"
380106423 | TNB | DISTRIBUTION | KUALA SELANGOR | Existing | RYB | LV FUSE SWITCH |  | CLOSED | IEC MIDDLE CURVE | FUSES | SPARE |  |  |  | 250.000 A |  |  | 6 | Fail | Please check "Mounting"
380106426 | TNB | DISTRIBUTION | KUALA SELANGOR | Existing | RYB | LV FUSE SWITCH |  | CLOSED | IEC MIDDLE CURVE | FUSES | SPARE |  |  |  | 250.000 A |  |  | 6 | Fail | Please check "Mounting"
380106430 | TNB | DISTRIBUTION | KUALA SELANGOR | Existing | RYB | LV FUSE SWITCH |  | CLOSED | IEC MIDDLE CURVE | FUSES | SPARE |  |  |  | 250.000 A |  |  | 6 | Fail | Please check "Mounting"
380106440 | TNB | DISTRIBUTION | KUALA SELANGOR | Existing | RYB | LV FUSE SWITCH |  | CLOSED | IEC MIDDLE CURVE | FUSES | SPARE |  |  |  | 250.000 A |  |  | 6 | Fail | Please check "Mounting"
380106446 | TNB | DISTRIBUTION | KUALA SELANGOR | Existing | RYB | LV FUSE SWITCH |  | CLOSED | IEC MIDDLE CURVE | FUSES | SPARE |  |  |  | 250.000 A |  |  | 6 | Fail | Please check "Mounting"
380106458 | TNB | DISTRIBUTION | KUALA SELANGOR | Existing | RYB | LV FUSE SWITCH |  | CLOSED | IEC MIDDLE CURVE | FUSES | SPARE |  |  |  | 250.000 A |  |  | 6 | Fail | Please check "Mounting"
380106463 | TNB | DISTRIBUTION | KUALA SELANGOR | Existing | RYB | LV FUSE SWITCH |  | CLOSED | IEC MIDDLE CURVE | FUSES | SPARE |  |  |  | 250.000 A |  |  | 6 | Fail | Please check "Mounting"
380106475 | TNB | DISTRIBUTION | KUALA SELANGOR | Existing | RYB | LV FUSE SWITCH |  | CLOSED | IEC MIDDLE CURVE | FUSES | SPARE |  |  |  | 250.000 A |  |  | 6 | Fail | Please check "Mounting"
380106480 | TNB | DISTRIBUTION | KUALA SELANGOR | Existing | RYB | LV FUSE SWITCH |  | CLOSED | IEC MIDDLE CURVE | FUSES | SPARE |  |  |  | 250.000 A |  |  | 6 | Fail | Please check "Mounting"
380106483 | TNB | DISTRIBUTION | KUALA SELANGOR | Existing | RYB | LV FUSE SWITCH |  | CLOSED | IEC MIDDLE CURVE | FUSES | SPARE |  |  |  | 250.000 A |  |  | 6 | Fail | Please check "Mounting"
380106487 | TNB | DISTRIBUTION | KUALA SELANGOR | Existing | RYB | LV FUSE SWITCH |  | CLOSED | IEC MIDDLE CURVE | FUSES | SPARE |  |  |  | 250.000 A |  |  | 6 | Fail | Please check "Mounting"
380106497 | TNB | DISTRIBUTION | KUALA SELANGOR | Existing | RYB | LV FUSE SWITCH |  | CLOSED | IEC MIDDLE CURVE | FUSES | SPARE |  |  |  | 250.000 A |  |  | 6 | Fail | Please check "Mounting"
380106503 | TNB | DISTRIBUTION | KUALA SELANGOR | Existing | RYB | LV FUSE SWITCH |  | CLOSED | IEC MIDDLE CURVE | FUSES | SPARE |  |  |  | 250.000 A |  |  | 6 | Fail | Please check "Mounting"
380106515 | TNB | DISTRIBUTION | KUALA SELANGOR | Existing | RYB | LV FUSE SWITCH |  | CLOSED | IEC MIDDLE CURVE | FUSES | SPARE |  |  |  | 250.000 A |  |  | 6 | Fail | Please check "Mounting"
380106577 | TNB | DISTRIBUTION | KUALA SELANGOR | Existing | RYB | LV FUSE SWITCH |  | CLOSED | IEC MIDDLE CURVE | FUSES | SPARE |  |  |  | 250.000 A |  |  | 6 | Fail | Please check "Mounting"
380106589 | TNB | DISTRIBUTION | KUALA SELANGOR | Existing | RYB | LV FUSE SWITCH |  | CLOSED | IEC MIDDLE CURVE | FUSES | SPARE |  |  |  | 250.000 A |  |  | 6 | Fail | Please check "Mounting"
380106594 | TNB | DISTRIBUTION | KUALA SELANGOR | Existing | RYB | LV FUSE SWITCH |  | CLOSED | IEC MIDDLE CURVE | FUSES | SPARE |  |  |  | 250.000 A |  |  | 6 | Fail | Please check "Mounting"
380106597 | TNB | DISTRIBUTION | KUALA SELANGOR | Existing | RYB | LV FUSE SWITCH |  | CLOSED | IEC MIDDLE CURVE | FUSES | SPARE |  |  |  | 250.000 A |  |  | 6 | Fail | Please check "Mounting"
380106601 | TNB | DISTRIBUTION | KUALA SELANGOR | Existing | RYB | LV FUSE SWITCH |  | CLOSED | IEC MIDDLE CURVE | FUSES | SPARE |  |  |  | 250.000 A |  |  | 6 | Fail | Please check "Mounting"
380106611 | TNB | DISTRIBUTION | KUALA SELANGOR | Existing | RYB | LV FUSE SWITCH |  | CLOSED | IEC MIDDLE CURVE | FUSES | SPARE |  |  |  | 250.000 A |  |  | 6 | Fail | Please check "Mounting"
380106617 | TNB | DISTRIBUTION | KUALA SELANGOR | Existing | RYB | LV FUSE SWITCH |  | CLOSED | IEC MIDDLE CURVE | FUSES | SPARE |  |  |  | 250.000 A |  |  | 6 | Fail | Please check "Mounting"
380106629 | TNB | DISTRIBUTION | KUALA SELANGOR | Existing | RYB | LV FUSE SWITCH |  | CLOSED | IEC MIDDLE CURVE | FUSES | SPARE |  |  |  | 250.000 A |  |  | 6 | Fail | Please check "Mounting"
380106634 | TNB | DISTRIBUTION | KUALA SELANGOR | Existing | RYB | LV FUSE SWITCH |  | CLOSED | IEC MIDDLE CURVE | FUSES | SPARE |  |  |  | 250.000 A |  |  | 6 | Fail | Please check "Mounting"
380106646 | TNB | DISTRIBUTION | KUALA SELANGOR | Existing | RYB | LV FUSE SWITCH |  | CLOSED | IEC MIDDLE CURVE | FUSES | SPARE |  |  |  | 250.000 A |  |  | 6 | Fail | Please check "Mounting"
380106651 | TNB | DISTRIBUTION | KUALA SELANGOR | Existing | RYB | LV FUSE SWITCH |  | CLOSED | IEC MIDDLE CURVE | FUSES | SPARE |  |  |  | 250.000 A |  |  | 6 | Fail | Please check "Mounting"
380106654 | TNB | DISTRIBUTION | KUALA SELANGOR | Existing | RYB | LV FUSE SWITCH |  | CLOSED | IEC MIDDLE CURVE | FUSES | SPARE |  |  |  | 250.000 A |  |  | 6 | Fail | Please check "Mounting"
380106658 | TNB | DISTRIBUTION | KUALA SELANGOR | Existing | RYB | LV FUSE SWITCH |  | CLOSED | IEC MIDDLE CURVE | FUSES | SPARE |  |  |  | 250.000 A |  |  | 6 | Fail | Please check "Mounting"
380106668 | TNB | DISTRIBUTION | KUALA SELANGOR | Existing | RYB | LV FUSE SWITCH |  | CLOSED | IEC MIDDLE CURVE | FUSES | SPARE |  |  |  | 250.000 A |  |  | 6 | Fail | Please check "Mounting"
380106674 | TNB | DISTRIBUTION | KUALA SELANGOR | Existing | RYB | LV FUSE SWITCH |  | CLOSED | IEC MIDDLE CURVE | FUSES | SPARE |  |  |  | 250.000 A |  |  | 6 | Fail | Please check "Mounting"
380106686 | TNB | DISTRIBUTION | KUALA SELANGOR | Existing | RYB | LV FUSE SWITCH |  | CLOSED | IEC MIDDLE CURVE | FUSES | SPARE |  |  |  | 250.000 A |  |  | 6 | Fail | Please check "Mounting"
380106748 | TNB | DISTRIBUTION | KUALA SELANGOR | Existing | RYB | LV FUSE SWITCH |  | CLOSED | IEC MIDDLE CURVE | FUSES | SPARE |  |  |  | 250.000 A |  |  | 6 | Fail | Please check "Mounting"
380106760 | TNB | DISTRIBUTION | KUALA SELANGOR | Existing | RYB | LV FUSE SWITCH |  | CLOSED | IEC MIDDLE CURVE | FUSES | SPARE |  |  |  | 250.000 A |  |  | 6 | Fail | Please check "Mounting"
380106765 | TNB | DISTRIBUTION | KUALA SELANGOR | Existing | RYB | LV FUSE SWITCH |  | CLOSED | IEC MIDDLE CURVE | FUSES | SPARE |  |  |  | 250.000 A |  |  | 6 | Fail | Please check "Mounting"
380106768 | TNB | DISTRIBUTION | KUALA SELANGOR | Existing | RYB | LV FUSE SWITCH |  | CLOSED | IEC MIDDLE CURVE | FUSES | SPARE |  |  |  | 250.000 A |  |  | 6 | Fail | Please check "Mounting"
380106772 | TNB | DISTRIBUTION | KUALA SELANGOR | Existing | RYB | LV FUSE SWITCH |  | CLOSED | IEC MIDDLE CURVE | FUSES | SPARE |  |  |  | 250.000 A |  |  | 6 | Fail | Please check "Mounting"
380106782 | TNB | DISTRIBUTION | KUALA SELANGOR | Existing | RYB | LV FUSE SWITCH |  | CLOSED | IEC MIDDLE CURVE | FUSES | SPARE |  |  |  | 250.000 A |  |  | 6 | Fail | Please check "Mounting"
380106788 | TNB | DISTRIBUTION | KUALA SELANGOR | Existing | RYB | LV FUSE SWITCH |  | CLOSED | IEC MIDDLE CURVE | FUSES | SPARE |  |  |  | 250.000 A |  |  | 6 | Fail | Please check "Mounting"
380106800 | TNB | DISTRIBUTION | KUALA SELANGOR | Existing | RYB | LV FUSE SWITCH |  | CLOSED | IEC MIDDLE CURVE | FUSES | SPARE |  |  |  | 250.000 A |  |  | 6 | Fail | Please check "Mounting"
380106805 | TNB | DISTRIBUTION | KUALA SELANGOR | Existing | RYB | LV FUSE SWITCH |  | CLOSED | IEC MIDDLE CURVE | FUSES | SPARE |  |  |  | 250.000 A |  |  | 6 | Fail | Please check "Mounting"
380106817 | TNB | DISTRIBUTION | KUALA SELANGOR | Existing | RYB | LV FUSE SWITCH |  | CLOSED | IEC MIDDLE CURVE | FUSES | SPARE |  |  |  | 250.000 A |  |  | 6 | Fail | Please check "Mounting"
380106822 | TNB | DISTRIBUTION | KUALA SELANGOR | Existing | RYB | LV FUSE SWITCH |  | CLOSED | IEC MIDDLE CURVE | FUSES | SPARE |  |  |  | 250.000 A |  |  | 6 | Fail | Please check "Mounting"
380106825 | TNB | DISTRIBUTION | KUALA SELANGOR | Existing | RYB | LV FUSE SWITCH |  | CLOSED | IEC MIDDLE CURVE | FUSES | SPARE |  |  |  | 250.000 A |  |  | 6 | Fail | Please check "Mounting"
380106829 | TNB | DISTRIBUTION | KUALA SELANGOR | Existing | RYB | LV FUSE SWITCH |  | CLOSED | IEC MIDDLE CURVE | FUSES | SPARE |  |  |  | 250.000 A |  |  | 6 | Fail | Please check "Mounting"
380106839 | TNB | DISTRIBUTION | KUALA SELANGOR | Existing | RYB | LV FUSE SWITCH |  | CLOSED | IEC MIDDLE CURVE | FUSES | SPARE |  |  |  | 250.000 A |  |  | 6 | Fail | Please check "Mounting"
380106845 | TNB | DISTRIBUTION | KUALA SELANGOR | Existing | RYB | LV FUSE SWITCH |  | CLOSED | IEC MIDDLE CURVE | FUSES | SPARE |  |  |  | 250.000 A |  |  | 6 | Fail | Please check "Mounting"
380106857 | TNB | DISTRIBUTION | KUALA SELANGOR | Existing | RYB | LV FUSE SWITCH |  | CLOSED | IEC MIDDLE CURVE | FUSES | SPARE |  |  |  | 250.000 A |  |  | 6 | Fail | Please check "Mounting"
380106919 | TNB | DISTRIBUTION | KUALA SELANGOR | Existing | RYB | LV FUSE SWITCH |  | CLOSED | IEC MIDDLE CURVE | FUSES | SPARE |  |  |  | 250.000 A |  |  | 6 | Fail | Please check "Mounting"
380106931 | TNB | DISTRIBUTION | KUALA SELANGOR | Existing | RYB | LV FUSE SWITCH |  | CLOSED | IEC MIDDLE CURVE | FUSES | SPARE |  |  |  | 250.000 A |  |  | 6 | Fail | Please check "Mounting"
380106936 | TNB | DISTRIBUTION | KUALA SELANGOR | Existing | RYB | LV FUSE SWITCH |  | CLOSED | IEC MIDDLE CURVE | FUSES | SPARE |  |  |  | 250.000 A |  |  | 6 | Fail | Please check "Mounting"
380106939 | TNB | DISTRIBUTION | KUALA SELANGOR | Existing | RYB | LV FUSE SWITCH |  | CLOSED | IEC MIDDLE CURVE | FUSES | SPARE |  |  |  | 250.000 A |  |  | 6 | Fail | Please check "Mounting"
380106943 | TNB | DISTRIBUTION | KUALA SELANGOR | Existing | RYB | LV FUSE SWITCH |  | CLOSED | IEC MIDDLE CURVE | FUSES | SPARE |  |  |  | 250.000 A |  |  | 6 | Fail | Please check "Mounting"
380106953 | TNB | DISTRIBUTION | KUALA SELANGOR | Existing | RYB | LV FUSE SWITCH |  | CLOSED | IEC MIDDLE CURVE | FUSES | SPARE |  |  |  | 250.000 A |  |  | 6 | Fail | Please check "Mounting"
380106959 | TNB | DISTRIBUTION | KUALA SELANGOR | Existing | RYB | LV FUSE SWITCH |  | CLOSED | IEC MIDDLE CURVE | FUSES | SPARE |  |  |  | 250.000 A |  |  | 6 | Fail | Please check "Mounting"
380106971 | TNB | DISTRIBUTION | KUALA SELANGOR | Existing | RYB | LV FUSE SWITCH |  | CLOSED | IEC MIDDLE CURVE | FUSES | SPARE |  |  |  | 250.000 A |  |  | 6 | Fail | Please check "Mounting"
380106976 | TNB | DISTRIBUTION | KUALA SELANGOR | Existing | RYB | LV FUSE SWITCH |  | CLOSED | IEC MIDDLE CURVE | FUSES | SPARE |  |  |  | 250.000 A |  |  | 6 | Fail | Please check "Mounting"
380106988 | TNB | DISTRIBUTION | KUALA SELANGOR | Existing | RYB | LV FUSE SWITCH |  | CLOSED | IEC MIDDLE CURVE | FUSES | SPARE |  |  |  | 250.000 A |  |  | 6 | Fail | Please check "Mounting"
380106993 | TNB | DISTRIBUTION | KUALA SELANGOR | Existing | RYB | LV FUSE SWITCH |  | CLOSED | IEC MIDDLE CURVE | FUSES | SPARE |  |  |  | 250.000 A |  |  | 6 | Fail | Please check "Mounting"
380106996 | TNB | DISTRIBUTION | KUALA SELANGOR | Existing | RYB | LV FUSE SWITCH |  | CLOSED | IEC MIDDLE CURVE | FUSES | SPARE |  |  |  | 250.000 A |  |  | 6 | Fail | Please check "Mounting"
380107000 | TNB | DISTRIBUTION | KUALA SELANGOR | Existing | RYB | LV FUSE SWITCH |  | CLOSED | IEC MIDDLE CURVE | FUSES | SPARE |  |  |  | 250.000 A |  |  | 6 | Fail | Please check "Mounting"
380107010 | TNB | DISTRIBUTION | KUALA SELANGOR | Existing | RYB | LV FUSE SWITCH |  | CLOSED | IEC MIDDLE CURVE | FUSES | SPARE |  |  |  | 250.000 A |  |  | 6 | Fail | Please check "Mounting"
380107016 | TNB | DISTRIBUTION | KUALA SELANGOR | Existing | RYB | LV FUSE SWITCH |  | CLOSED | IEC MIDDLE CURVE | FUSES | SPARE |  |  |  | 250.000 A |  |  | 6 | Fail | Please check "Mounting"
380107028 | TNB | DISTRIBUTION | KUALA SELANGOR | Existing | RYB | LV FUSE SWITCH |  | CLOSED | IEC MIDDLE CURVE | FUSES | SPARE |  |  |  | 250.000 A |  |  | 6 | Fail | Please check "Mounting"
380107070 | TNB | DISTRIBUTION | KUALA SELANGOR | Existing | RYB | LV FUSE SWITCH |  | CLOSED | IEC MIDDLE CURVE | FUSES | SPARE |  |  |  | 250.000 A |  |  | 6 | Fail | Please check "Mounting"
380107082 | TNB | DISTRIBUTION | KUALA SELANGOR | Existing | RYB | LV FUSE SWITCH |  | CLOSED | IEC MIDDLE CURVE | FUSES | SPARE |  |  |  | 250.000 A |  |  | 6 | Fail | Please check "Mounting"
380107087 | TNB | DISTRIBUTION | KUALA SELANGOR | Existing | RYB | LV FUSE SWITCH |  | CLOSED | IEC MIDDLE CURVE | FUSES | SPARE |  |  |  | 250.000 A |  |  | 6 | Fail | Please check "Mounting"
380107090 | TNB | DISTRIBUTION | KUALA SELANGOR | Existing | RYB | LV FUSE SWITCH |  | CLOSED | IEC MIDDLE CURVE | FUSES | SPARE |  |  |  | 250.000 A |  |  | 6 | Fail | Please check "Mounting"
380107094 | TNB | DISTRIBUTION | KUALA SELANGOR | Existing | RYB | LV FUSE SWITCH |  | CLOSED | IEC MIDDLE CURVE | FUSES | SPARE |  |  |  | 250.000 A |  |  | 6 | Fail | Please check "Mounting"
380107104 | TNB | DISTRIBUTION | KUALA SELANGOR | Existing | RYB | LV FUSE SWITCH |  | CLOSED | IEC MIDDLE CURVE | FUSES | SPARE |  |  |  | 250.000 A |  |  | 6 | Fail | Please check "Mounting"
380107110 | TNB | DISTRIBUTION | KUALA SELANGOR | Existing | RYB | LV FUSE SWITCH |  | CLOSED | IEC MIDDLE CURVE | FUSES | SPARE |  |  |  | 250.000 A |  |  | 6 | Fail | Please check "Mounting"
380107122 | TNB | DISTRIBUTION | KUALA SELANGOR | Existing | RYB | LV FUSE SWITCH |  | CLOSED | IEC MIDDLE CURVE | FUSES | SPARE |  |  |  | 250.000 A |  |  | 6 | Fail | Please check "Mounting"
380107164 | TNB | DISTRIBUTION | KUALA SELANGOR | Existing | RYB | LV FUSE SWITCH |  | CLOSED | IEC MIDDLE CURVE | FUSES | SPARE |  |  |  | 250.000 A |  |  | 6 | Fail | Please check "Mounting"
380107176 | TNB | DISTRIBUTION | KUALA SELANGOR | Existing | RYB | LV FUSE SWITCH |  | CLOSED | IEC MIDDLE CURVE | FUSES | SPARE |  |  |  | 250.000 A |  |  | 6 | Fail | Please check "Mounting"
380107181 | TNB | DISTRIBUTION | KUALA SELANGOR | Existing | RYB | LV FUSE SWITCH |  | CLOSED | IEC MIDDLE CURVE | FUSES | SPARE |  |  |  | 250.000 A |  |  | 6 | Fail | Please check "Mounting"
380107184 | TNB | DISTRIBUTION | KUALA SELANGOR | Existing | RYB | LV FUSE SWITCH |  | CLOSED | IEC MIDDLE CURVE | FUSES | SPARE |  |  |  | 250.000 A |  |  | 6 | Fail | Please check "Mounting"
380107188 | TNB | DISTRIBUTION | KUALA SELANGOR | Existing | RYB | LV FUSE SWITCH |  | CLOSED | IEC MIDDLE CURVE | FUSES | SPARE |  |  |  | 250.000 A |  |  | 6 | Fail | Please check "Mounting"
380107198 | TNB | DISTRIBUTION | KUALA SELANGOR | Existing | RYB | LV FUSE SWITCH |  | CLOSED | IEC MIDDLE CURVE | FUSES | SPARE |  |  |  | 250.000 A |  |  | 6 | Fail | Please check "Mounting"
380107204 | TNB | DISTRIBUTION | KUALA SELANGOR | Existing | RYB | LV FUSE SWITCH |  | CLOSED | IEC MIDDLE CURVE | FUSES | SPARE |  |  |  | 250.000 A |  |  | 6 | Fail | Please check "Mounting"
380107216 | TNB | DISTRIBUTION | KUALA SELANGOR | Existing | RYB | LV FUSE SWITCH |  | CLOSED | IEC MIDDLE CURVE | FUSES | SPARE |  |  |  | 250.000 A |  |  | 6 | Fail | Please check "Mounting"
380107278 | TNB | DISTRIBUTION | KUALA SELANGOR | Existing | RYB | LV FUSE SWITCH |  | CLOSED | IEC MIDDLE CURVE | FUSES | SPARE |  |  |  | 250.000 A |  |  | 6 | Fail | Please check "Mounting"
380107290 | TNB | DISTRIBUTION | KUALA SELANGOR | Existing | RYB | LV FUSE SWITCH |  | CLOSED | IEC MIDDLE CURVE | FUSES | SPARE |  |  |  | 250.000 A |  |  | 6 | Fail | Please check "Mounting"
380107295 | TNB | DISTRIBUTION | KUALA SELANGOR | Existing | RYB | LV FUSE SWITCH |  | CLOSED | IEC MIDDLE CURVE | FUSES | SPARE |  |  |  | 250.000 A |  |  | 6 | Fail | Please check "Mounting"
380107298 | TNB | DISTRIBUTION | KUALA SELANGOR | Existing | RYB | LV FUSE SWITCH |  | CLOSED | IEC MIDDLE CURVE | FUSES | SPARE |  |  |  | 250.000 A |  |  | 6 | Fail | Please check "Mounting"
380107302 | TNB | DISTRIBUTION | KUALA SELANGOR | Existing | RYB | LV FUSE SWITCH |  | CLOSED | IEC MIDDLE CURVE | FUSES | SPARE |  |  |  | 250.000 A |  |  | 6 | Fail | Please check "Mounting"
380107312 | TNB | DISTRIBUTION | KUALA SELANGOR | Existing | RYB | LV FUSE SWITCH |  | CLOSED | IEC MIDDLE CURVE | FUSES | SPARE |  |  |  | 250.000 A |  |  | 6 | Fail | Please check "Mounting"
380107318 | TNB | DISTRIBUTION | KUALA SELANGOR | Existing | RYB | LV FUSE SWITCH |  | CLOSED | IEC MIDDLE CURVE | FUSES | SPARE |  |  |  | 250.000 A |  |  | 6 | Fail | Please check "Mounting"
380107330 | TNB | DISTRIBUTION | KUALA SELANGOR | Existing | RYB | LV FUSE SWITCH |  | CLOSED | IEC MIDDLE CURVE | FUSES | SPARE |  |  |  | 250.000 A |  |  | 6 | Fail | Please check "Mounting"
380107335 | TNB | DISTRIBUTION | KUALA SELANGOR | Existing | RYB | LV FUSE SWITCH |  | CLOSED | IEC MIDDLE CURVE | FUSES | SPARE |  |  |  | 250.000 A |  |  | 6 | Fail | Please check "Mounting"
380107347 | TNB | DISTRIBUTION | KUALA SELANGOR | Existing | RYB | LV FUSE SWITCH |  | CLOSED | IEC MIDDLE CURVE | FUSES | SPARE |  |  |  | 250.000 A |  |  | 6 | Fail | Please check "Mounting"
380107352 | TNB | DISTRIBUTION | KUALA SELANGOR | Existing | RYB | LV FUSE SWITCH |  | CLOSED | IEC MIDDLE CURVE | FUSES | SPARE |  |  |  | 250.000 A |  |  | 6 | Fail | Please check "Mounting"
380107355 | TNB | DISTRIBUTION | KUALA SELANGOR | Existing | RYB | LV FUSE SWITCH |  | CLOSED | IEC MIDDLE CURVE | FUSES | SPARE |  |  |  | 250.000 A |  |  | 6 | Fail | Please check "Mounting"
380107359 | TNB | DISTRIBUTION | KUALA SELANGOR | Existing | RYB | LV FUSE SWITCH |  | CLOSED | IEC MIDDLE CURVE | FUSES | SPARE |  |  |  | 250.000 A |  |  | 6 | Fail | Please check "Mounting"
380107369 | TNB | DISTRIBUTION | KUALA SELANGOR | Existing | RYB | LV FUSE SWITCH |  | CLOSED | IEC MIDDLE CURVE | FUSES | SPARE |  |  |  | 250.000 A |  |  | 6 | Fail | Please check "Mounting"
380107375 | TNB | DISTRIBUTION | KUALA SELANGOR | Existing | RYB | LV FUSE SWITCH |  | CLOSED | IEC MIDDLE CURVE | FUSES | SPARE |  |  |  | 250.000 A |  |  | 6 | Fail | Please check "Mounting"
380107387 | TNB | DISTRIBUTION | KUALA SELANGOR | Existing | RYB | LV FUSE SWITCH |  | CLOSED | IEC MIDDLE CURVE | FUSES | SPARE |  |  |  | 250.000 A |  |  | 6 | Fail | Please check "Mounting"
380107939 | TNB | DISTRIBUTION | KUALA SELANGOR | Existing | RYB | LV FUSE SWITCH |  | CLOSED | IEC MIDDLE CURVE | FUSES | SPARE |  |  |  | 250.000 A |  |  | 6 | Fail | Please check "Mounting"
380107951 | TNB | DISTRIBUTION | KUALA SELANGOR | Existing | RYB | LV FUSE SWITCH |  | CLOSED | IEC MIDDLE CURVE | FUSES | SPARE |  |  |  | 250.000 A |  |  | 6 | Fail | Please check "Mounting"
380107956 | TNB | DISTRIBUTION | KUALA SELANGOR | Existing | RYB | LV FUSE SWITCH |  | CLOSED | IEC MIDDLE CURVE | FUSES | SPARE |  |  |  | 250.000 A |  |  | 6 | Fail | Please check "Mounting"
380107959 | TNB | DISTRIBUTION | KUALA SELANGOR | Existing | RYB | LV FUSE SWITCH |  | CLOSED | IEC MIDDLE CURVE | FUSES | SPARE |  |  |  | 250.000 A |  |  | 6 | Fail | Please check "Mounting"
380107963 | TNB | DISTRIBUTION | KUALA SELANGOR | Existing | RYB | LV FUSE SWITCH |  | CLOSED | IEC MIDDLE CURVE | FUSES | SPARE |  |  |  | 250.000 A |  |  | 6 | Fail | Please check "Mounting"
380107973 | TNB | DISTRIBUTION | KUALA SELANGOR | Existing | RYB | LV FUSE SWITCH |  | CLOSED | IEC MIDDLE CURVE | FUSES | SPARE |  |  |  | 250.000 A |  |  | 6 | Fail | Please check "Mounting"
380107979 | TNB | DISTRIBUTION | KUALA SELANGOR | Existing | RYB | LV FUSE SWITCH |  | CLOSED | IEC MIDDLE CURVE | FUSES | SPARE |  |  |  | 250.000 A |  |  | 6 | Fail | Please check "Mounting"
380107991 | TNB | DISTRIBUTION | KUALA SELANGOR | Existing | RYB | LV FUSE SWITCH |  | CLOSED | IEC MIDDLE CURVE | FUSES | SPARE |  |  |  | 250.000 A |  |  | 6 | Fail | Please check "Mounting"
380108208 | TNB | DISTRIBUTION | KUALA SELANGOR | Existing | RYB | LV FUSE SWITCH |  | CLOSED | IEC MIDDLE CURVE | FUSES | SPARE |  |  |  | 250.000 A |  |  | 6 | Fail | Please check "Mounting"
380108220 | TNB | DISTRIBUTION | KUALA SELANGOR | Existing | RYB | LV FUSE SWITCH |  | CLOSED | IEC MIDDLE CURVE | FUSES | SPARE |  |  |  | 250.000 A |  |  | 6 | Fail | Please check "Mounting"
380108225 | TNB | DISTRIBUTION | KUALA SELANGOR | Existing | RYB | LV FUSE SWITCH |  | CLOSED | IEC MIDDLE CURVE | FUSES | SPARE |  |  |  | 250.000 A |  |  | 6 | Fail | Please check "Mounting"
380108228 | TNB | DISTRIBUTION | KUALA SELANGOR | Existing | RYB | LV FUSE SWITCH |  | CLOSED | IEC MIDDLE CURVE | FUSES | SPARE |  |  |  | 250.000 A |  |  | 6 | Fail | Please check "Mounting"
380108232 | TNB | DISTRIBUTION | KUALA SELANGOR | Existing | RYB | LV FUSE SWITCH |  | CLOSED | IEC MIDDLE CURVE | FUSES | SPARE |  |  |  | 250.000 A |  |  | 6 | Fail | Please check "Mounting"
380108242 | TNB | DISTRIBUTION | KUALA SELANGOR | Existing | RYB | LV FUSE SWITCH |  | CLOSED | IEC MIDDLE CURVE | FUSES | SPARE |  |  |  | 250.000 A |  |  | 6 | Fail | Please check "Mounting"
380108248 | TNB | DISTRIBUTION | KUALA SELANGOR | Existing | RYB | LV FUSE SWITCH |  | CLOSED | IEC MIDDLE CURVE | FUSES | SPARE |  |  |  | 250.000 A |  |  | 6 | Fail | Please check "Mounting"
380108260 | TNB | DISTRIBUTION | KUALA SELANGOR | Existing | RYB | LV FUSE SWITCH |  | CLOSED | IEC MIDDLE CURVE | FUSES | SPARE |  |  |  | 250.000 A |  |  | 6 | Fail | Please check "Mounting"
380108302 | TNB | DISTRIBUTION | KUALA SELANGOR | Existing | RYB | LV FUSE SWITCH |  | CLOSED | IEC MIDDLE CURVE | FUSES | SPARE |  |  |  | 250.000 A |  |  | 6 | Fail | Please check "Mounting"
380108314 | TNB | DISTRIBUTION | KUALA SELANGOR | Existing | RYB | LV FUSE SWITCH |  | CLOSED | IEC MIDDLE CURVE | FUSES | SPARE |  |  |  | 250.000 A |  |  | 6 | Fail | Please check "Mounting"
380108319 | TNB | DISTRIBUTION | KUALA SELANGOR | Existing | RYB | LV FUSE SWITCH |  | CLOSED | IEC MIDDLE CURVE | FUSES | SPARE |  |  |  | 250.000 A |  |  | 6 | Fail | Please check "Mounting"
380108322 | TNB | DISTRIBUTION | KUALA SELANGOR | Existing | RYB | LV FUSE SWITCH |  | CLOSED | IEC MIDDLE CURVE | FUSES | SPARE |  |  |  | 250.000 A |  |  | 6 | Fail | Please check "Mounting"
380108326 | TNB | DISTRIBUTION | KUALA SELANGOR | Existing | RYB | LV FUSE SWITCH |  | CLOSED | IEC MIDDLE CURVE | FUSES | SPARE |  |  |  | 250.000 A |  |  | 6 | Fail | Please check "Mounting"
380108336 | TNB | DISTRIBUTION | KUALA SELANGOR | Existing | RYB | LV FUSE SWITCH |  | CLOSED | IEC MIDDLE CURVE | FUSES | SPARE |  |  |  | 250.000 A |  |  | 6 | Fail | Please check "Mounting"
380108342 | TNB | DISTRIBUTION | KUALA SELANGOR | Existing | RYB | LV FUSE SWITCH |  | CLOSED | IEC MIDDLE CURVE | FUSES | SPARE |  |  |  | 250.000 A |  |  | 6 | Fail | Please check "Mounting"
380108354 | TNB | DISTRIBUTION | KUALA SELANGOR | Existing | RYB | LV FUSE SWITCH |  | CLOSED | IEC MIDDLE CURVE | FUSES | SPARE |  |  |  | 250.000 A |  |  | 6 | Fail | Please check "Mounting"
380108396 | TNB | DISTRIBUTION | KUALA SELANGOR | Existing | RYB | LV FUSE SWITCH |  | CLOSED | IEC MIDDLE CURVE | FUSES | SPARE |  |  |  | 250.000 A |  |  | 6 | Fail | Please check "Mounting"
380108408 | TNB | DISTRIBUTION | KUALA SELANGOR | Existing | RYB | LV FUSE SWITCH |  | CLOSED | IEC MIDDLE CURVE | FUSES | SPARE |  |  |  | 250.000 A |  |  | 6 | Fail | Please check "Mounting"
380108413 | TNB | DISTRIBUTION | KUALA SELANGOR | Existing | RYB | LV FUSE SWITCH |  | CLOSED | IEC MIDDLE CURVE | FUSES | SPARE |  |  |  | 250.000 A |  |  | 6 | Fail | Please check "Mounting"
380108416 | TNB | DISTRIBUTION | KUALA SELANGOR | Existing | RYB | LV FUSE SWITCH |  | CLOSED | IEC MIDDLE CURVE | FUSES | SPARE |  |  |  | 250.000 A |  |  | 6 | Fail | Please check "Mounting"
380108420 | TNB | DISTRIBUTION | KUALA SELANGOR | Existing | RYB | LV FUSE SWITCH |  | CLOSED | IEC MIDDLE CURVE | FUSES | SPARE |  |  |  | 250.000 A |  |  | 6 | Fail | Please check "Mounting"
380108430 | TNB | DISTRIBUTION | KUALA SELANGOR | Existing | RYB | LV FUSE SWITCH |  | CLOSED | IEC MIDDLE CURVE | FUSES | SPARE |  |  |  | 250.000 A |  |  | 6 | Fail | Please check "Mounting"
380108436 | TNB | DISTRIBUTION | KUALA SELANGOR | Existing | RYB | LV FUSE SWITCH |  | CLOSED | IEC MIDDLE CURVE | FUSES | SPARE |  |  |  | 250.000 A |  |  | 6 | Fail | Please check "Mounting"
380108448 | TNB | DISTRIBUTION | KUALA SELANGOR | Existing | RYB | LV FUSE SWITCH |  | CLOSED | IEC MIDDLE CURVE | FUSES | SPARE |  |  |  | 250.000 A |  |  | 6 | Fail | Please check "Mounting"
380108490 | TNB | DISTRIBUTION | KUALA SELANGOR | Existing | RYB | LV FUSE SWITCH |  | CLOSED | IEC MIDDLE CURVE | FUSES | SPARE |  |  |  | 250.000 A |  |  | 6 | Fail | Please check "Mounting"
380108502 | TNB | DISTRIBUTION | KUALA SELANGOR | Existing | RYB | LV FUSE SWITCH |  | CLOSED | IEC MIDDLE CURVE | FUSES | SPARE |  |  |  | 250.000 A |  |  | 6 | Fail | Please check "Mounting"
380108507 | TNB | DISTRIBUTION | KUALA SELANGOR | Existing | RYB | LV FUSE SWITCH |  | CLOSED | IEC MIDDLE CURVE | FUSES | SPARE |  |  |  | 250.000 A |  |  | 6 | Fail | Please check "Mounting"
380108510 | TNB | DISTRIBUTION | KUALA SELANGOR | Existing | RYB | LV FUSE SWITCH |  | CLOSED | IEC MIDDLE CURVE | FUSES | SPARE |  |  |  | 250.000 A |  |  | 6 | Fail | Please check "Mounting"
380108514 | TNB | DISTRIBUTION | KUALA SELANGOR | Existing | RYB | LV FUSE SWITCH |  | CLOSED | IEC MIDDLE CURVE | FUSES | SPARE |  |  |  | 250.000 A |  |  | 6 | Fail | Please check "Mounting"
380108524 | TNB | DISTRIBUTION | KUALA SELANGOR | Existing | RYB | LV FUSE SWITCH |  | CLOSED | IEC MIDDLE CURVE | FUSES | SPARE |  |  |  | 250.000 A |  |  | 6 | Fail | Please check "Mounting"
380108530 | TNB | DISTRIBUTION | KUALA SELANGOR | Existing | RYB | LV FUSE SWITCH |  | CLOSED | IEC MIDDLE CURVE | FUSES | SPARE |  |  |  | 250.000 A |  |  | 6 | Fail | Please check "Mounting"
380108542 | TNB | DISTRIBUTION | KUALA SELANGOR | Existing | RYB | LV FUSE SWITCH |  | CLOSED | IEC MIDDLE CURVE | FUSES | SPARE |  |  |  | 250.000 A |  |  | 6 | Fail | Please check "Mounting"
380108584 | TNB | DISTRIBUTION | KUALA SELANGOR | Existing | RYB | LV FUSE SWITCH |  | CLOSED | IEC MIDDLE CURVE | FUSES | SPARE |  |  |  | 250.000 A |  |  | 6 | Fail | Please check "Mounting"
380108596 | TNB | DISTRIBUTION | KUALA SELANGOR | Existing | RYB | LV FUSE SWITCH |  | CLOSED | IEC MIDDLE CURVE | FUSES | SPARE |  |  |  | 250.000 A |  |  | 6 | Fail | Please check "Mounting"
380108601 | TNB | DISTRIBUTION | KUALA SELANGOR | Existing | RYB | LV FUSE SWITCH |  | CLOSED | IEC MIDDLE CURVE | FUSES | SPARE |  |  |  | 250.000 A |  |  | 6 | Fail | Please check "Mounting"
380108604 | TNB | DISTRIBUTION | KUALA SELANGOR | Existing | RYB | LV FUSE SWITCH |  | CLOSED | IEC MIDDLE CURVE | FUSES | SPARE |  |  |  | 250.000 A |  |  | 6 | Fail | Please check "Mounting"
380108608 | TNB | DISTRIBUTION | KUALA SELANGOR | Existing | RYB | LV FUSE SWITCH |  | CLOSED | IEC MIDDLE CURVE | FUSES | SPARE |  |  |  | 250.000 A |  |  | 6 | Fail | Please check "Mounting"
380108618 | TNB | DISTRIBUTION | KUALA SELANGOR | Existing | RYB | LV FUSE SWITCH |  | CLOSED | IEC MIDDLE CURVE | FUSES | SPARE |  |  |  | 250.000 A |  |  | 6 | Fail | Please check "Mounting"
380108624 | TNB | DISTRIBUTION | KUALA SELANGOR | Existing | RYB | LV FUSE SWITCH |  | CLOSED | IEC MIDDLE CURVE | FUSES | SPARE |  |  |  | 250.000 A |  |  | 6 | Fail | Please check "Mounting"
380108636 | TNB | DISTRIBUTION | KUALA SELANGOR | Existing | RYB | LV FUSE SWITCH |  | CLOSED | IEC MIDDLE CURVE | FUSES | SPARE |  |  |  | 250.000 A |  |  | 6 | Fail | Please check "Mounting"
380108678 | TNB | DISTRIBUTION | KUALA SELANGOR | Existing | RYB | LV FUSE SWITCH |  | CLOSED | IEC MIDDLE CURVE | FUSES | SPARE |  |  |  | 250.000 A |  |  | 6 | Fail | Please check "Mounting"
380108690 | TNB | DISTRIBUTION | KUALA SELANGOR | Existing | RYB | LV FUSE SWITCH |  | CLOSED | IEC MIDDLE CURVE | FUSES | SPARE |  |  |  | 250.000 A |  |  | 6 | Fail | Please check "Mounting"
380108695 | TNB | DISTRIBUTION | KUALA SELANGOR | Existing | RYB | LV FUSE SWITCH |  | CLOSED | IEC MIDDLE CURVE | FUSES | SPARE |  |  |  | 250.000 A |  |  | 6 | Fail | Please check "Mounting"
380108698 | TNB | DISTRIBUTION | KUALA SELANGOR | Existing | RYB | LV FUSE SWITCH |  | CLOSED | IEC MIDDLE CURVE | FUSES | SPARE |  |  |  | 250.000 A |  |  | 6 | Fail | Please check "Mounting"
380108702 | TNB | DISTRIBUTION | KUALA SELANGOR | Existing | RYB | LV FUSE SWITCH |  | CLOSED | IEC MIDDLE CURVE | FUSES | SPARE |  |  |  | 250.000 A |  |  | 6 | Fail | Please check "Mounting"
380108712 | TNB | DISTRIBUTION | KUALA SELANGOR | Existing | RYB | LV FUSE SWITCH |  | CLOSED | IEC MIDDLE CURVE | FUSES | SPARE |  |  |  | 250.000 A |  |  | 6 | Fail | Please check "Mounting"
380108718 | TNB | DISTRIBUTION | KUALA SELANGOR | Existing | RYB | LV FUSE SWITCH |  | CLOSED | IEC MIDDLE CURVE | FUSES | SPARE |  |  |  | 250.000 A |  |  | 6 | Fail | Please check "Mounting"
380108730 | TNB | DISTRIBUTION | KUALA SELANGOR | Existing | RYB | LV FUSE SWITCH |  | CLOSED | IEC MIDDLE CURVE | FUSES | SPARE |  |  |  | 250.000 A |  |  | 6 | Fail | Please check "Mounting"
380108772 | TNB | DISTRIBUTION | KUALA SELANGOR | Existing | RYB | LV FUSE SWITCH |  | CLOSED | IEC MIDDLE CURVE | FUSES | SPARE |  |  |  | 250.000 A |  |  | 6 | Fail | Please check "Mounting"
380108784 | TNB | DISTRIBUTION | KUALA SELANGOR | Existing | RYB | LV FUSE SWITCH |  | CLOSED | IEC MIDDLE CURVE | FUSES | SPARE |  |  |  | 250.000 A |  |  | 6 | Fail | Please check "Mounting"
380108789 | TNB | DISTRIBUTION | KUALA SELANGOR | Existing | RYB | LV FUSE SWITCH |  | OPEN | IEC MIDDLE CURVE | FUSES | SPARE |  |  |  | 250.000 A |  |  | 6 | Fail | Please check "Mounting"
380108792 | TNB | DISTRIBUTION | KUALA SELANGOR | Existing | RYB | LV FUSE SWITCH |  | OPEN | IEC MIDDLE CURVE | FUSES | SPARE |  |  |  | 250.000 A |  |  | 6 | Fail | Please check "Mounting"
380108796 | TNB | DISTRIBUTION | KUALA SELANGOR | Existing | RYB | LV FUSE SWITCH |  | OPEN | IEC MIDDLE CURVE | FUSES | SPARE |  |  |  | 250.000 A |  |  | 6 | Fail | Please check "Mounting"
380108806 | TNB | DISTRIBUTION | KUALA SELANGOR | Existing | RYB | LV FUSE SWITCH |  | OPEN | IEC MIDDLE CURVE | FUSES | SPARE |  |  |  | 250.000 A |  |  | 6 | Fail | Please check "Mounting"
380108812 | TNB | DISTRIBUTION | KUALA SELANGOR | Existing | RYB | LV FUSE SWITCH |  | OPEN | IEC MIDDLE CURVE | FUSES | SPARE |  |  |  | 250.000 A |  |  | 6 | Fail | Please check "Mounting"
380108824 | TNB | DISTRIBUTION | KUALA SELANGOR | Existing | RYB | LV FUSE SWITCH |  | OPEN | IEC MIDDLE CURVE | FUSES | SPARE |  |  |  | 250.000 A |  |  | 6 | Fail | Please check "Mounting"
380108866 | TNB | DISTRIBUTION | KUALA SELANGOR | Existing | RYB | LV FUSE SWITCH |  | CLOSED | IEC MIDDLE CURVE | FUSES | SPARE |  |  |  | 250.000 A |  |  | 6 | Fail | Please check "Mounting"
380108878 | TNB | DISTRIBUTION | KUALA SELANGOR | Existing | RYB | LV FUSE SWITCH |  | OPEN | IEC MIDDLE CURVE | FUSES | SPARE |  |  |  | 250.000 A |  |  | 6 | Fail | Please check "Mounting"
380108883 | TNB | DISTRIBUTION | KUALA SELANGOR | Existing | RYB | LV FUSE SWITCH |  | OPEN | IEC MIDDLE CURVE | FUSES | SPARE |  |  |  | 250.000 A |  |  | 6 | Fail | Please check "Mounting"
380108886 | TNB | DISTRIBUTION | KUALA SELANGOR | Existing | RYB | LV FUSE SWITCH |  | OPEN | IEC MIDDLE CURVE | FUSES | SPARE |  |  |  | 250.000 A |  |  | 6 | Fail | Please check "Mounting"
380108890 | TNB | DISTRIBUTION | KUALA SELANGOR | Existing | RYB | LV FUSE SWITCH |  | OPEN | IEC MIDDLE CURVE | FUSES | SPARE |  |  |  | 250.000 A |  |  | 6 | Fail | Please check "Mounting"
380108900 | TNB | DISTRIBUTION | KUALA SELANGOR | Existing | RYB | LV FUSE SWITCH |  | OPEN | IEC MIDDLE CURVE | FUSES | SPARE |  |  |  | 250.000 A |  |  | 6 | Fail | Please check "Mounting"
380108906 | TNB | DISTRIBUTION | KUALA SELANGOR | Existing | RYB | LV FUSE SWITCH |  | OPEN | IEC MIDDLE CURVE | FUSES | SPARE |  |  |  | 250.000 A |  |  | 6 | Fail | Please check "Mounting"
380108918 | TNB | DISTRIBUTION | KUALA SELANGOR | Existing | RYB | LV FUSE SWITCH |  | CLOSED | IEC MIDDLE CURVE | FUSES | SPARE |  |  |  | 250.000 A |  |  | 6 | Fail | Please check "Mounting"
380109216 | TNB | DISTRIBUTION | KUALA SELANGOR | Existing | RYB | LV FUSE SWITCH |  | CLOSED | IEC MIDDLE CURVE | FUSES | SPARE |  |  |  | 250.000 A |  |  | 6 | Fail | Please check "Mounting"
380109228 | TNB | DISTRIBUTION | KUALA SELANGOR | Existing | RYB | LV FUSE SWITCH |  | CLOSED | IEC MIDDLE CURVE | FUSES | SPARE |  |  |  | 250.000 A |  |  | 6 | Fail | Please check "Mounting"
380109233 | TNB | DISTRIBUTION | KUALA SELANGOR | Existing | RYB | LV FUSE SWITCH |  | CLOSED | IEC MIDDLE CURVE | FUSES | SPARE |  |  |  | 250.000 A |  |  | 6 | Fail | Please check "Mounting"
380109236 | TNB | DISTRIBUTION | KUALA SELANGOR | Existing | RYB | LV FUSE SWITCH |  | CLOSED | IEC MIDDLE CURVE | FUSES | SPARE |  |  |  | 250.000 A |  |  | 6 | Fail | Please check "Mounting"
380109240 | TNB | DISTRIBUTION | KUALA SELANGOR | Existing | RYB | LV FUSE SWITCH |  | CLOSED | IEC MIDDLE CURVE | FUSES | SPARE |  |  |  | 250.000 A |  |  | 6 | Fail | Please check "Mounting"
380109250 | TNB | DISTRIBUTION | KUALA SELANGOR | Existing | RYB | LV FUSE SWITCH |  | CLOSED | IEC MIDDLE CURVE | FUSES | SPARE |  |  |  | 250.000 A |  |  | 6 | Fail | Please check "Mounting"
380109256 | TNB | DISTRIBUTION | KUALA SELANGOR | Existing | RYB | LV FUSE SWITCH |  | CLOSED | IEC MIDDLE CURVE | FUSES | SPARE |  |  |  | 250.000 A |  |  | 6 | Fail | Please check "Mounting"
380109268 | TNB | DISTRIBUTION | KUALA SELANGOR | Existing | RYB | LV FUSE SWITCH |  | CLOSED | IEC MIDDLE CURVE | FUSES | SPARE |  |  |  | 250.000 A |  |  | 6 | Fail | Please check "Mounting"
380109330 | TNB | DISTRIBUTION | KUALA SELANGOR | Existing | RYB | LV FUSE SWITCH |  | CLOSED | IEC MIDDLE CURVE | FUSES | SPARE |  |  |  | 250.000 A |  |  | 6 | Fail | Please check "Mounting"
380109342 | TNB | DISTRIBUTION | KUALA SELANGOR | Existing | RYB | LV FUSE SWITCH |  | CLOSED | IEC MIDDLE CURVE | FUSES | SPARE |  |  |  | 250.000 A |  |  | 6 | Fail | Please check "Mounting"
380109347 | TNB | DISTRIBUTION | KUALA SELANGOR | Existing | RYB | LV FUSE SWITCH |  | CLOSED | IEC MIDDLE CURVE | FUSES | SPARE |  |  |  | 250.000 A |  |  | 6 | Fail | Please check "Mounting"
380109350 | TNB | DISTRIBUTION | KUALA SELANGOR | Existing | RYB | LV FUSE SWITCH |  | CLOSED | IEC MIDDLE CURVE | FUSES | SPARE |  |  |  | 250.000 A |  |  | 6 | Fail | Please check "Mounting"
380109354 | TNB | DISTRIBUTION | KUALA SELANGOR | Existing | RYB | LV FUSE SWITCH |  | CLOSED | IEC MIDDLE CURVE | FUSES | SPARE |  |  |  | 250.000 A |  |  | 6 | Fail | Please check "Mounting"
380109364 | TNB | DISTRIBUTION | KUALA SELANGOR | Existing | RYB | LV FUSE SWITCH |  | CLOSED | IEC MIDDLE CURVE | FUSES | SPARE |  |  |  | 250.000 A |  |  | 6 | Fail | Please check "Mounting"
380109370 | TNB | DISTRIBUTION | KUALA SELANGOR | Existing | RYB | LV FUSE SWITCH |  | CLOSED | IEC MIDDLE CURVE | FUSES | SPARE |  |  |  | 250.000 A |  |  | 6 | Fail | Please check "Mounting"
380109382 | TNB | DISTRIBUTION | KUALA SELANGOR | Existing | RYB | LV FUSE SWITCH |  | CLOSED | IEC MIDDLE CURVE | FUSES | SPARE |  |  |  | 250.000 A |  |  | 6 | Fail | Please check "Mounting"
380109387 | TNB | DISTRIBUTION | KUALA SELANGOR | Existing | RYB | LV FUSE SWITCH |  | CLOSED | IEC MIDDLE CURVE | FUSES | SPARE |  |  |  | 250.000 A |  |  | 6 | Fail | Please check "Mounting"
380109399 | TNB | DISTRIBUTION | KUALA SELANGOR | Existing | RYB | LV FUSE SWITCH |  | CLOSED | IEC MIDDLE CURVE | FUSES | SPARE |  |  |  | 250.000 A |  |  | 6 | Fail | Please check "Mounting"
380109404 | TNB | DISTRIBUTION | KUALA SELANGOR | Existing | RYB | LV FUSE SWITCH |  | CLOSED | IEC MIDDLE CURVE | FUSES | SPARE |  |  |  | 250.000 A |  |  | 6 | Fail | Please check "Mounting"
380109407 | TNB | DISTRIBUTION | KUALA SELANGOR | Existing | RYB | LV FUSE SWITCH |  | CLOSED | IEC MIDDLE CURVE | FUSES | SPARE |  |  |  | 250.000 A |  |  | 6 | Fail | Please check "Mounting"
380109411 | TNB | DISTRIBUTION | KUALA SELANGOR | Existing | RYB | LV FUSE SWITCH |  | CLOSED | IEC MIDDLE CURVE | FUSES | SPARE |  |  |  | 250.000 A |  |  | 6 | Fail | Please check "Mounting"
380109421 | TNB | DISTRIBUTION | KUALA SELANGOR | Existing | RYB | LV FUSE SWITCH |  | CLOSED | IEC MIDDLE CURVE | FUSES | SPARE |  |  |  | 250.000 A |  |  | 6 | Fail | Please check "Mounting"
380109427 | TNB | DISTRIBUTION | KUALA SELANGOR | Existing | RYB | LV FUSE SWITCH |  | CLOSED | IEC MIDDLE CURVE | FUSES | SPARE |  |  |  | 250.000 A |  |  | 6 | Fail | Please check "Mounting"
380109439 | TNB | DISTRIBUTION | KUALA SELANGOR | Existing | RYB | LV FUSE SWITCH |  | CLOSED | IEC MIDDLE CURVE | FUSES | SPARE |  |  |  | 250.000 A |  |  | 6 | Fail | Please check "Mounting"
380109481 | TNB | DISTRIBUTION | KUALA SELANGOR | Existing | RYB | LV FUSE SWITCH |  | CLOSED | IEC MIDDLE CURVE | FUSES | SPARE |  |  |  | 250.000 A |  |  | 6 | Fail | Please check "Mounting"
380109493 | TNB | DISTRIBUTION | KUALA SELANGOR | Existing | RYB | LV FUSE SWITCH |  | CLOSED | IEC MIDDLE CURVE | FUSES | SPARE |  |  |  | 250.000 A |  |  | 6 | Fail | Please check "Mounting"
380109498 | TNB | DISTRIBUTION | KUALA SELANGOR | Existing | RYB | LV FUSE SWITCH |  | CLOSED | IEC MIDDLE CURVE | FUSES | SPARE |  |  |  | 250.000 A |  |  | 6 | Fail | Please check "Mounting"
380109501 | TNB | DISTRIBUTION | KUALA SELANGOR | Existing | RYB | LV FUSE SWITCH |  | CLOSED | IEC MIDDLE CURVE | FUSES | SPARE |  |  |  | 250.000 A |  |  | 6 | Fail | Please check "Mounting"
380109505 | TNB | DISTRIBUTION | KUALA SELANGOR | Existing | RYB | LV FUSE SWITCH |  | CLOSED | IEC MIDDLE CURVE | FUSES | SPARE |  |  |  | 250.000 A |  |  | 6 | Fail | Please check "Mounting"
380109515 | TNB | DISTRIBUTION | KUALA SELANGOR | Existing | RYB | LV FUSE SWITCH |  | CLOSED | IEC MIDDLE CURVE | FUSES | SPARE |  |  |  | 250.000 A |  |  | 6 | Fail | Please check "Mounting"
380109521 | TNB | DISTRIBUTION | KUALA SELANGOR | Existing | RYB | LV FUSE SWITCH |  | CLOSED | IEC MIDDLE CURVE | FUSES | SPARE |  |  |  | 250.000 A |  |  | 6 | Fail | Please check "Mounting"
380109533 | TNB | DISTRIBUTION | KUALA SELANGOR | Existing | RYB | LV FUSE SWITCH |  | CLOSED | IEC MIDDLE CURVE | FUSES | SPARE |  |  |  | 250.000 A |  |  | 6 | Fail | Please check "Mounting"
380109716 | TNB | DISTRIBUTION | KUALA SELANGOR | Existing | RYB | LV FUSE SWITCH |  | CLOSED | IEC MIDDLE CURVE | FUSES | SPARE |  |  |  | 250.000 A |  |  | 6 | Fail | Please check "Mounting"
380109718 | TNB | DISTRIBUTION | KUALA SELANGOR | Existing | RYB | LV FUSE SWITCH |  | CLOSED | IEC MIDDLE CURVE | FUSES | SPARE |  |  |  | 250.000 A |  |  | 6 | Fail | Please check "Mounting"
380109729 | TNB | DISTRIBUTION | KUALA SELANGOR | Existing | RYB | LV FUSE SWITCH |  | CLOSED | IEC MIDDLE CURVE | FUSES | SPARE |  |  |  | 250.000 A |  |  | 6 | Fail | Please check "Mounting"
380109739 | TNB | DISTRIBUTION | KUALA SELANGOR | Existing | RYB | LV FUSE SWITCH |  | CLOSED | IEC MIDDLE CURVE | FUSES | SPARE |  |  |  | 250.000 A |  |  | 6 | Fail | Please check "Mounting"
380109744 | TNB | DISTRIBUTION | KUALA SELANGOR | Existing | RYB | LV FUSE SWITCH |  | CLOSED | IEC MIDDLE CURVE | FUSES | SPARE |  |  |  | 250.000 A |  |  | 6 | Fail | Please check "Mounting"
380109751 | TNB | DISTRIBUTION | KUALA SELANGOR | Existing | RYB | LV FUSE SWITCH |  | CLOSED | IEC MIDDLE CURVE | FUSES | SPARE |  |  |  | 250.000 A |  |  | 6 | Fail | Please check "Mounting"
380109759 | TNB | DISTRIBUTION | KUALA SELANGOR | Existing | RYB | LV FUSE SWITCH |  | CLOSED | IEC MIDDLE CURVE | FUSES | SPARE |  |  |  | 250.000 A |  |  | 6 | Fail | Please check "Mounting"
380109764 | TNB | DISTRIBUTION | KUALA SELANGOR | Existing | RYB | LV FUSE SWITCH |  | CLOSED | IEC MIDDLE CURVE | FUSES | SPARE |  |  |  | 250.000 A |  |  | 6 | Fail | Please check "Mounting"
380109810 | TNB | DISTRIBUTION | KUALA SELANGOR | Existing | RYB | LV FUSE SWITCH |  | CLOSED | IEC MIDDLE CURVE | FUSES | SPARE |  |  |  | 250.000 A |  |  | 6 | Fail | Please check "Mounting"
380109821 | TNB | DISTRIBUTION | KUALA SELANGOR | Existing | RYB | LV FUSE SWITCH |  | CLOSED | IEC MIDDLE CURVE | FUSES | SPARE |  |  |  | 250.000 A |  |  | 6 | Fail | Please check "Mounting"
380109823 | TNB | DISTRIBUTION | KUALA SELANGOR | Existing | RYB | LV FUSE SWITCH |  | CLOSED | IEC MIDDLE CURVE | FUSES | SPARE |  |  |  | 250.000 A |  |  | 6 | Fail | Please check "Mounting"
380109827 | TNB | DISTRIBUTION | KUALA SELANGOR | Existing | RYB | LV FUSE SWITCH |  | CLOSED | IEC MIDDLE CURVE | FUSES | SPARE |  |  |  | 250.000 A |  |  | 6 | Fail | Please check "Mounting"
380109832 | TNB | DISTRIBUTION | KUALA SELANGOR | Existing | RYB | LV FUSE SWITCH |  | CLOSED | IEC MIDDLE CURVE | FUSES | SPARE |  |  |  | 250.000 A |  |  | 6 | Fail | Please check "Mounting"
380109837 | TNB | DISTRIBUTION | KUALA SELANGOR | Existing | RYB | LV FUSE SWITCH |  | CLOSED | IEC MIDDLE CURVE | FUSES | SPARE |  |  |  | 250.000 A |  |  | 6 | Fail | Please check "Mounting"
380109842 | TNB | DISTRIBUTION | KUALA SELANGOR | Existing | RYB | LV FUSE SWITCH |  | CLOSED | IEC MIDDLE CURVE | FUSES | SPARE |  |  |  | 250.000 A |  |  | 6 | Fail | Please check "Mounting"
380109844 | TNB | DISTRIBUTION | KUALA SELANGOR | Existing | RYB | LV FUSE SWITCH |  | CLOSED | IEC MIDDLE CURVE | FUSES | SPARE |  |  |  | 250.000 A |  |  | 6 | Fail | Please check "Mounting"
380109861 | TNB | DISTRIBUTION | KUALA SELANGOR | Existing | RYB | LV FUSE SWITCH |  | CLOSED | IEC MIDDLE CURVE | FUSES | SPARE |  |  |  | 250.000 A |  |  | 6 | Fail | Please check "Mounting"
380109871 | TNB | DISTRIBUTION | KUALA SELANGOR | Existing | RYB | LV FUSE SWITCH |  | CLOSED | IEC MIDDLE CURVE | FUSES | SPARE |  |  |  | 250.000 A |  |  | 6 | Fail | Please check "Mounting"
380109916 | TNB | DISTRIBUTION | KUALA SELANGOR | Existing | RYB | LV FUSE SWITCH |  | CLOSED | IEC MIDDLE CURVE | FUSES | SPARE |  |  |  | 250.000 A |  |  | 6 | Fail | Please check "Mounting"
380109928 | TNB | DISTRIBUTION | KUALA SELANGOR | Existing | RYB | LV FUSE SWITCH |  | CLOSED | IEC MIDDLE CURVE | FUSES | SPARE |  |  |  | 250.000 A |  |  | 6 | Fail | Please check "Mounting"
380109933 | TNB | DISTRIBUTION | KUALA SELANGOR | Existing | RYB | LV FUSE SWITCH |  | CLOSED | IEC MIDDLE CURVE | FUSES | SPARE |  |  |  | 250.000 A |  |  | 6 | Fail | Please check "Mounting"
380109936 | TNB | DISTRIBUTION | KUALA SELANGOR | Existing | RYB | LV FUSE SWITCH |  | CLOSED | IEC MIDDLE CURVE | FUSES | SPARE |  |  |  | 250.000 A |  |  | 6 | Fail | Please check "Mounting"
380109940 | TNB | DISTRIBUTION | KUALA SELANGOR | Existing | RYB | LV FUSE SWITCH |  | CLOSED | IEC MIDDLE CURVE | FUSES | SPARE |  |  |  | 250.000 A |  |  | 6 | Fail | Please check "Mounting"
380109950 | TNB | DISTRIBUTION | KUALA SELANGOR | Existing | RYB | LV FUSE SWITCH |  | CLOSED | IEC MIDDLE CURVE | FUSES | SPARE |  |  |  | 250.000 A |  |  | 6 | Fail | Please check "Mounting"
380109956 | TNB | DISTRIBUTION | KUALA SELANGOR | Existing | RYB | LV FUSE SWITCH |  | CLOSED | IEC MIDDLE CURVE | FUSES | SPARE |  |  |  | 250.000 A |  |  | 6 | Fail | Please check "Mounting"
380109968 | TNB | DISTRIBUTION | KUALA SELANGOR | Existing | RYB | LV FUSE SWITCH |  | CLOSED | IEC MIDDLE CURVE | FUSES | SPARE |  |  |  | 250.000 A |  |  | 6 | Fail | Please check "Mounting"
380110010 | TNB | DISTRIBUTION | KUALA SELANGOR | Existing | RYB | LV FUSE SWITCH |  | CLOSED | IEC MIDDLE CURVE | FUSES | SPARE |  |  |  | 250.000 A |  |  | 6 | Fail | Please check "Mounting"
380110022 | TNB | DISTRIBUTION | KUALA SELANGOR | Existing | RYB | LV FUSE SWITCH |  | CLOSED | IEC MIDDLE CURVE | FUSES | SPARE |  |  |  | 250.000 A |  |  | 6 | Fail | Please check "Mounting"
380110027 | TNB | DISTRIBUTION | KUALA SELANGOR | Existing | RYB | LV FUSE SWITCH |  | CLOSED | IEC MIDDLE CURVE | FUSES | SPARE |  |  |  | 250.000 A |  |  | 6 | Fail | Please check "Mounting"
380110030 | TNB | DISTRIBUTION | KUALA SELANGOR | Existing | RYB | LV FUSE SWITCH |  | CLOSED | IEC MIDDLE CURVE | FUSES | SPARE |  |  |  | 250.000 A |  |  | 6 | Fail | Please check "Mounting"
380110034 | TNB | DISTRIBUTION | KUALA SELANGOR | Existing | RYB | LV FUSE SWITCH |  | CLOSED | IEC MIDDLE CURVE | FUSES | SPARE |  |  |  | 250.000 A |  |  | 6 | Fail | Please check "Mounting"
380110044 | TNB | DISTRIBUTION | KUALA SELANGOR | Existing | RYB | LV FUSE SWITCH |  | CLOSED | IEC MIDDLE CURVE | FUSES | SPARE |  |  |  | 250.000 A |  |  | 6 | Fail | Please check "Mounting"
380110050 | TNB | DISTRIBUTION | KUALA SELANGOR | Existing | RYB | LV FUSE SWITCH |  | CLOSED | IEC MIDDLE CURVE | FUSES | SPARE |  |  |  | 250.000 A |  |  | 6 | Fail | Please check "Mounting"
380110062 | TNB | DISTRIBUTION | KUALA SELANGOR | Existing | RYB | LV FUSE SWITCH |  | CLOSED | IEC MIDDLE CURVE | FUSES | SPARE |  |  |  | 250.000 A |  |  | 6 | Fail | Please check "Mounting"
380110124 | TNB | DISTRIBUTION | KUALA SELANGOR | Existing | RYB | LV FUSE SWITCH |  | CLOSED | IEC MIDDLE CURVE | FUSES | SPARE |  |  |  | 250.000 A |  |  | 6 | Fail | Please check "Mounting"
380110136 | TNB | DISTRIBUTION | KUALA SELANGOR | Existing | RYB | LV FUSE SWITCH |  | CLOSED | IEC MIDDLE CURVE | FUSES | SPARE |  |  |  | 250.000 A |  |  | 6 | Fail | Please check "Mounting"
380110141 | TNB | DISTRIBUTION | KUALA SELANGOR | Existing | RYB | LV FUSE SWITCH |  | CLOSED | IEC MIDDLE CURVE | FUSES | SPARE |  |  |  | 250.000 A |  |  | 6 | Fail | Please check "Mounting"
380110144 | TNB | DISTRIBUTION | KUALA SELANGOR | Existing | RYB | LV FUSE SWITCH |  | CLOSED | IEC MIDDLE CURVE | FUSES | SPARE |  |  |  | 250.000 A |  |  | 6 | Fail | Please check "Mounting"
380110148 | TNB | DISTRIBUTION | KUALA SELANGOR | Existing | RYB | LV FUSE SWITCH |  | CLOSED | IEC MIDDLE CURVE | FUSES | SPARE |  |  |  | 250.000 A |  |  | 6 | Fail | Please check "Mounting"
380110158 | TNB | DISTRIBUTION | KUALA SELANGOR | Existing | RYB | LV FUSE SWITCH |  | CLOSED | IEC MIDDLE CURVE | FUSES | SPARE |  |  |  | 250.000 A |  |  | 6 | Fail | Please check "Mounting"
380110164 | TNB | DISTRIBUTION | KUALA SELANGOR | Existing | RYB | LV FUSE SWITCH |  | CLOSED | IEC MIDDLE CURVE | FUSES | SPARE |  |  |  | 250.000 A |  |  | 6 | Fail | Please check "Mounting"
380110176 | TNB | DISTRIBUTION | KUALA SELANGOR | Existing | RYB | LV FUSE SWITCH |  | CLOSED | IEC MIDDLE CURVE | FUSES | SPARE |  |  |  | 250.000 A |  |  | 6 | Fail | Please check "Mounting"
380110295 | TNB | DISTRIBUTION | KUALA SELANGOR | Existing | RYB | LV FUSE SWITCH |  | CLOSED | IEC MIDDLE CURVE | FUSES | SPARE |  |  |  | 250.000 A |  |  | 6 | Fail | Please check "Mounting"
380110307 | TNB | DISTRIBUTION | KUALA SELANGOR | Existing | RYB | LV FUSE SWITCH |  | CLOSED | IEC MIDDLE CURVE | FUSES | SPARE |  |  |  | 250.000 A |  |  | 6 | Fail | Please check "Mounting"
380110312 | TNB | DISTRIBUTION | KUALA SELANGOR | Existing | RYB | LV FUSE SWITCH |  | CLOSED | IEC MIDDLE CURVE | FUSES | SPARE |  |  |  | 250.000 A |  |  | 6 | Fail | Please check "Mounting"
380110315 | TNB | DISTRIBUTION | KUALA SELANGOR | Existing | RYB | LV FUSE SWITCH |  | CLOSED | IEC MIDDLE CURVE | FUSES | SPARE |  |  |  | 250.000 A |  |  | 6 | Fail | Please check "Mounting"
380110319 | TNB | DISTRIBUTION | KUALA SELANGOR | Existing | RYB | LV FUSE SWITCH |  | CLOSED | IEC MIDDLE CURVE | FUSES | SPARE |  |  |  | 250.000 A |  |  | 6 | Fail | Please check "Mounting"
380110329 | TNB | DISTRIBUTION | KUALA SELANGOR | Existing | RYB | LV FUSE SWITCH |  | CLOSED | IEC MIDDLE CURVE | FUSES | SPARE |  |  |  | 250.000 A |  |  | 6 | Fail | Please check "Mounting"
380110335 | TNB | DISTRIBUTION | KUALA SELANGOR | Existing | RYB | LV FUSE SWITCH |  | CLOSED | IEC MIDDLE CURVE | FUSES | SPARE |  |  |  | 250.000 A |  |  | 6 | Fail | Please check "Mounting"
380110347 | TNB | DISTRIBUTION | KUALA SELANGOR | Existing | RYB | LV FUSE SWITCH |  | CLOSED | IEC MIDDLE CURVE | FUSES | SPARE |  |  |  | 250.000 A |  |  | 6 | Fail | Please check "Mounting"
380110352 | TNB | DISTRIBUTION | KUALA SELANGOR | Existing | RYB | LV FUSE SWITCH |  | CLOSED | IEC MIDDLE CURVE | FUSES | SPARE |  |  |  | 250.000 A |  |  | 6 | Fail | Please check "Mounting"
380110364 | TNB | DISTRIBUTION | KUALA SELANGOR | Existing | RYB | LV FUSE SWITCH |  | CLOSED | IEC MIDDLE CURVE | FUSES | SPARE |  |  |  | 250.000 A |  |  | 6 | Fail | Please check "Mounting"
380110369 | TNB | DISTRIBUTION | KUALA SELANGOR | Existing | RYB | LV FUSE SWITCH |  | CLOSED | IEC MIDDLE CURVE | FUSES | SPARE |  |  |  | 250.000 A |  |  | 6 | Fail | Please check "Mounting"
380110372 | TNB | DISTRIBUTION | KUALA SELANGOR | Existing | RYB | LV FUSE SWITCH |  | CLOSED | IEC MIDDLE CURVE | FUSES | SPARE |  |  |  | 250.000 A |  |  | 6 | Fail | Please check "Mounting"
380110376 | TNB | DISTRIBUTION | KUALA SELANGOR | Existing | RYB | LV FUSE SWITCH |  | CLOSED | IEC MIDDLE CURVE | FUSES | SPARE |  |  |  | 250.000 A |  |  | 6 | Fail | Please check "Mounting"
380110386 | TNB | DISTRIBUTION | KUALA SELANGOR | Existing | RYB | LV FUSE SWITCH |  | CLOSED | IEC MIDDLE CURVE | FUSES | SPARE |  |  |  | 250.000 A |  |  | 6 | Fail | Please check "Mounting"
380110392 | TNB | DISTRIBUTION | KUALA SELANGOR | Existing | RYB | LV FUSE SWITCH |  | CLOSED | IEC MIDDLE CURVE | FUSES | SPARE |  |  |  | 250.000 A |  |  | 6 | Fail | Please check "Mounting"
380110404 | TNB | DISTRIBUTION | KUALA SELANGOR | Existing | RYB | LV FUSE SWITCH |  | CLOSED | IEC MIDDLE CURVE | FUSES | SPARE |  |  |  | 250.000 A |  |  | 6 | Fail | Please check "Mounting"
380110446 | TNB | DISTRIBUTION | KUALA SELANGOR | Existing | RYB | LV FUSE SWITCH |  | CLOSED | IEC MIDDLE CURVE | FUSES | SPARE |  |  |  | 250.000 A |  |  | 6 | Fail | Please check "Mounting"
380110458 | TNB | DISTRIBUTION | KUALA SELANGOR | Existing | RYB | LV FUSE SWITCH |  | CLOSED | IEC MIDDLE CURVE | FUSES | SPARE |  |  |  | 250.000 A |  |  | 6 | Fail | Please check "Mounting"
380110463 | TNB | DISTRIBUTION | KUALA SELANGOR | Existing | RYB | LV FUSE SWITCH |  | CLOSED | IEC MIDDLE CURVE | FUSES | SPARE |  |  |  | 250.000 A |  |  | 6 | Fail | Please check "Mounting"
380110466 | TNB | DISTRIBUTION | KUALA SELANGOR | Existing | RYB | LV FUSE SWITCH |  | CLOSED | IEC MIDDLE CURVE | FUSES | SPARE |  |  |  | 250.000 A |  |  | 6 | Fail | Please check "Mounting"
380110470 | TNB | DISTRIBUTION | KUALA SELANGOR | Existing | RYB | LV FUSE SWITCH |  | CLOSED | IEC MIDDLE CURVE | FUSES | SPARE |  |  |  | 250.000 A |  |  | 6 | Fail | Please check "Mounting"
380110480 | TNB | DISTRIBUTION | KUALA SELANGOR | Existing | RYB | LV FUSE SWITCH |  | CLOSED | IEC MIDDLE CURVE | FUSES | SPARE |  |  |  | 250.000 A |  |  | 6 | Fail | Please check "Mounting"
380110486 | TNB | DISTRIBUTION | KUALA SELANGOR | Existing | RYB | LV FUSE SWITCH |  | CLOSED | IEC MIDDLE CURVE | FUSES | SPARE |  |  |  | 250.000 A |  |  | 6 | Fail | Please check "Mounting"
380110498 | TNB | DISTRIBUTION | KUALA SELANGOR | Existing | RYB | LV FUSE SWITCH |  | CLOSED | IEC MIDDLE CURVE | FUSES | SPARE |  |  |  | 250.000 A |  |  | 6 | Fail | Please check "Mounting"
380110540 | TNB | DISTRIBUTION | KUALA SELANGOR | Existing | RYB | LV FUSE SWITCH |  | CLOSED | IEC MIDDLE CURVE | FUSES | SPARE |  |  |  | 250.000 A |  |  | 6 | Fail | Please check "Mounting"
380110552 | TNB | DISTRIBUTION | KUALA SELANGOR | Existing | RYB | LV FUSE SWITCH |  | CLOSED | IEC MIDDLE CURVE | FUSES | SPARE |  |  |  | 250.000 A |  |  | 6 | Fail | Please check "Mounting"
380110557 | TNB | DISTRIBUTION | KUALA SELANGOR | Existing | RYB | LV FUSE SWITCH |  | CLOSED | IEC MIDDLE CURVE | FUSES | SPARE |  |  |  | 250.000 A |  |  | 6 | Fail | Please check "Mounting"
380110560 | TNB | DISTRIBUTION | KUALA SELANGOR | Existing | RYB | LV FUSE SWITCH |  | CLOSED | IEC MIDDLE CURVE | FUSES | SPARE |  |  |  | 250.000 A |  |  | 6 | Fail | Please check "Mounting"
380110564 | TNB | DISTRIBUTION | KUALA SELANGOR | Existing | RYB | LV FUSE SWITCH |  | CLOSED | IEC MIDDLE CURVE | FUSES | SPARE |  |  |  | 250.000 A |  |  | 6 | Fail | Please check "Mounting"
380110574 | TNB | DISTRIBUTION | KUALA SELANGOR | Existing | RYB | LV FUSE SWITCH |  | CLOSED | IEC MIDDLE CURVE | FUSES | SPARE |  |  |  | 250.000 A |  |  | 6 | Fail | Please check "Mounting"
380110580 | TNB | DISTRIBUTION | KUALA SELANGOR | Existing | RYB | LV FUSE SWITCH |  | CLOSED | IEC MIDDLE CURVE | FUSES | SPARE |  |  |  | 250.000 A |  |  | 6 | Fail | Please check "Mounting"
380110592 | TNB | DISTRIBUTION | KUALA SELANGOR | Existing | RYB | LV FUSE SWITCH |  | CLOSED | IEC MIDDLE CURVE | FUSES | SPARE |  |  |  | 250.000 A |  |  | 6 | Fail | Please check "Mounting"
380110688 | TNB | DISTRIBUTION | KUALA SELANGOR | Existing | RYB | LV FUSE SWITCH |  | CLOSED | IEC MIDDLE CURVE | FUSES | SPARE |  |  |  | 250.000 A |  |  | 6 | Fail | Please check "Mounting"
380110690 | TNB | DISTRIBUTION | KUALA SELANGOR | Existing | RYB | LV FUSE SWITCH |  | CLOSED | IEC MIDDLE CURVE | FUSES | SPARE |  |  |  | 250.000 A |  |  | 6 | Fail | Please check "Mounting"
380110701 | TNB | DISTRIBUTION | KUALA SELANGOR | Existing | RYB | LV FUSE SWITCH |  | CLOSED | IEC MIDDLE CURVE | FUSES | SPARE |  |  |  | 250.000 A |  |  | 6 | Fail | Please check "Mounting"
380110711 | TNB | DISTRIBUTION | KUALA SELANGOR | Existing | RYB | LV FUSE SWITCH |  | CLOSED | IEC MIDDLE CURVE | FUSES | SPARE |  |  |  | 250.000 A |  |  | 6 | Fail | Please check "Mounting"
380110716 | TNB | DISTRIBUTION | KUALA SELANGOR | Existing | RYB | LV FUSE SWITCH |  | CLOSED | IEC MIDDLE CURVE | FUSES | SPARE |  |  |  | 250.000 A |  |  | 6 | Fail | Please check "Mounting"
380110723 | TNB | DISTRIBUTION | KUALA SELANGOR | Existing | RYB | LV FUSE SWITCH |  | CLOSED | IEC MIDDLE CURVE | FUSES | SPARE |  |  |  | 250.000 A |  |  | 6 | Fail | Please check "Mounting"
380110731 | TNB | DISTRIBUTION | KUALA SELANGOR | Existing | RYB | LV FUSE SWITCH |  | CLOSED | IEC MIDDLE CURVE | FUSES | SPARE |  |  |  | 250.000 A |  |  | 6 | Fail | Please check "Mounting"
380110736 | TNB | DISTRIBUTION | KUALA SELANGOR | Existing | RYB | LV FUSE SWITCH |  | CLOSED | IEC MIDDLE CURVE | FUSES | SPARE |  |  |  | 250.000 A |  |  | 6 | Fail | Please check "Mounting"
380110784 | TNB | DISTRIBUTION | KUALA SELANGOR | Existing | RYB | LV FUSE SWITCH |  | CLOSED | IEC MIDDLE CURVE | FUSES | SPARE |  |  |  | 250.000 A |  |  | 6 | Fail | Please check "Mounting"
380110796 | TNB | DISTRIBUTION | KUALA SELANGOR | Existing | RYB | LV FUSE SWITCH |  | CLOSED | IEC MIDDLE CURVE | FUSES | SPARE |  |  |  | 250.000 A |  |  | 6 | Fail | Please check "Mounting"
380110801 | TNB | DISTRIBUTION | KUALA SELANGOR | Existing | RYB | LV FUSE SWITCH |  | CLOSED | IEC MIDDLE CURVE | FUSES | SPARE |  |  |  | 250.000 A |  |  | 6 | Fail | Please check "Mounting"
380110804 | TNB | DISTRIBUTION | KUALA SELANGOR | Existing | RYB | LV FUSE SWITCH |  | CLOSED | IEC MIDDLE CURVE | FUSES | SPARE |  |  |  | 250.000 A |  |  | 6 | Fail | Please check "Mounting"
380110808 | TNB | DISTRIBUTION | KUALA SELANGOR | Existing | RYB | LV FUSE SWITCH |  | CLOSED | IEC MIDDLE CURVE | FUSES | SPARE |  |  |  | 250.000 A |  |  | 6 | Fail | Please check "Mounting"
380110818 | TNB | DISTRIBUTION | KUALA SELANGOR | Existing | RYB | LV FUSE SWITCH |  | CLOSED | IEC MIDDLE CURVE | FUSES | SPARE |  |  |  | 250.000 A |  |  | 6 | Fail | Please check "Mounting"
380110824 | TNB | DISTRIBUTION | KUALA SELANGOR | Existing | RYB | LV FUSE SWITCH |  | CLOSED | IEC MIDDLE CURVE | FUSES | SPARE |  |  |  | 250.000 A |  |  | 6 | Fail | Please check "Mounting"
380110836 | TNB | DISTRIBUTION | KUALA SELANGOR | Existing | RYB | LV FUSE SWITCH |  | CLOSED | IEC MIDDLE CURVE | FUSES | SPARE |  |  |  | 250.000 A |  |  | 6 | Fail | Please check "Mounting"
380110878 | TNB | DISTRIBUTION | KUALA SELANGOR | Existing | RYB | LV FUSE SWITCH |  | CLOSED | IEC MIDDLE CURVE | FUSES | SPARE |  |  |  | 250.000 A |  |  | 6 | Fail | Please check "Mounting"
380110890 | TNB | DISTRIBUTION | KUALA SELANGOR | Existing | RYB | LV FUSE SWITCH |  | CLOSED | IEC MIDDLE CURVE | FUSES | SPARE |  |  |  | 250.000 A |  |  | 6 | Fail | Please check "Mounting"
380110895 | TNB | DISTRIBUTION | KUALA SELANGOR | Existing | RYB | LV FUSE SWITCH |  | CLOSED | IEC MIDDLE CURVE | FUSES | SPARE |  |  |  | 250.000 A |  |  | 6 | Fail | Please check "Mounting"
380110898 | TNB | DISTRIBUTION | KUALA SELANGOR | Existing | RYB | LV FUSE SWITCH |  | CLOSED | IEC MIDDLE CURVE | FUSES | SPARE |  |  |  | 250.000 A |  |  | 6 | Fail | Please check "Mounting"
380110902 | TNB | DISTRIBUTION | KUALA SELANGOR | Existing | RYB | LV FUSE SWITCH |  | CLOSED | IEC MIDDLE CURVE | FUSES | SPARE |  |  |  | 250.000 A |  |  | 6 | Fail | Please check "Mounting"
380110912 | TNB | DISTRIBUTION | KUALA SELANGOR | Existing | RYB | LV FUSE SWITCH |  | CLOSED | IEC MIDDLE CURVE | FUSES | SPARE |  |  |  | 250.000 A |  |  | 6 | Fail | Please check "Mounting"
380110918 | TNB | DISTRIBUTION | KUALA SELANGOR | Existing | RYB | LV FUSE SWITCH |  | CLOSED | IEC MIDDLE CURVE | FUSES | SPARE |  |  |  | 250.000 A |  |  | 6 | Fail | Please check "Mounting"
380110930 | TNB | DISTRIBUTION | KUALA SELANGOR | Existing | RYB | LV FUSE SWITCH |  | CLOSED | IEC MIDDLE CURVE | FUSES | SPARE |  |  |  | 250.000 A |  |  | 6 | Fail | Please check "Mounting"
380110972 | TNB | DISTRIBUTION | KUALA SELANGOR | Existing | RYB | LV FUSE SWITCH |  | CLOSED | IEC MIDDLE CURVE | FUSES | SPARE |  |  |  | 250.000 A |  |  | 6 | Fail | Please check "Mounting"
380110984 | TNB | DISTRIBUTION | KUALA SELANGOR | Existing | RYB | LV FUSE SWITCH |  | CLOSED | IEC MIDDLE CURVE | FUSES | SPARE |  |  |  | 250.000 A |  |  | 6 | Fail | Please check "Mounting"
380110989 | TNB | DISTRIBUTION | KUALA SELANGOR | Existing | RYB | LV FUSE SWITCH |  | CLOSED | IEC MIDDLE CURVE | FUSES | SPARE |  |  |  | 250.000 A |  |  | 6 | Fail | Please check "Mounting"
380110992 | TNB | DISTRIBUTION | KUALA SELANGOR | Existing | RYB | LV FUSE SWITCH |  | CLOSED | IEC MIDDLE CURVE | FUSES | SPARE |  |  |  | 250.000 A |  |  | 6 | Fail | Please check "Mounting"
380110996 | TNB | DISTRIBUTION | KUALA SELANGOR | Existing | RYB | LV FUSE SWITCH |  | CLOSED | IEC MIDDLE CURVE | FUSES | SPARE |  |  |  | 250.000 A |  |  | 6 | Fail | Please check "Mounting"
380111006 | TNB | DISTRIBUTION | KUALA SELANGOR | Existing | RYB | LV FUSE SWITCH |  | CLOSED | IEC MIDDLE CURVE | FUSES | SPARE |  |  |  | 250.000 A |  |  | 6 | Fail | Please check "Mounting"
380111012 | TNB | DISTRIBUTION | KUALA SELANGOR | Existing | RYB | LV FUSE SWITCH |  | CLOSED | IEC MIDDLE CURVE | FUSES | SPARE |  |  |  | 250.000 A |  |  | 6 | Fail | Please check "Mounting"
380111024 | TNB | DISTRIBUTION | KUALA SELANGOR | Existing | RYB | LV FUSE SWITCH |  | CLOSED | IEC MIDDLE CURVE | FUSES | SPARE |  |  |  | 250.000 A |  |  | 6 | Fail | Please check "Mounting"
380111092 | TNB | DISTRIBUTION | KUALA SELANGOR | Existing | RYB | LV FUSE SWITCH |  | CLOSED | IEC MIDDLE CURVE | FUSES | SPARE |  |  |  | 250.000 A |  |  | 6 | Fail | Please check "Mounting"
380111104 | TNB | DISTRIBUTION | KUALA SELANGOR | Existing | RYB | LV FUSE SWITCH |  | CLOSED | IEC MIDDLE CURVE | FUSES | SPARE |  |  |  | 250.000 A |  |  | 6 | Fail | Please check "Mounting"
380111109 | TNB | DISTRIBUTION | KUALA SELANGOR | Existing | RYB | LV FUSE SWITCH |  | CLOSED | IEC MIDDLE CURVE | FUSES | SPARE |  |  |  | 250.000 A |  |  | 6 | Fail | Please check "Mounting"
380111112 | TNB | DISTRIBUTION | KUALA SELANGOR | Existing | RYB | LV FUSE SWITCH |  | CLOSED | IEC MIDDLE CURVE | FUSES | SPARE |  |  |  | 250.000 A |  |  | 6 | Fail | Please check "Mounting"
380111116 | TNB | DISTRIBUTION | KUALA SELANGOR | Existing | RYB | LV FUSE SWITCH |  | CLOSED | IEC MIDDLE CURVE | FUSES | SPARE |  |  |  | 250.000 A |  |  | 6 | Fail | Please check "Mounting"
380111126 | TNB | DISTRIBUTION | KUALA SELANGOR | Existing | RYB | LV FUSE SWITCH |  | CLOSED | IEC MIDDLE CURVE | FUSES | SPARE |  |  |  | 250.000 A |  |  | 6 | Fail | Please check "Mounting"
380111132 | TNB | DISTRIBUTION | KUALA SELANGOR | Existing | RYB | LV FUSE SWITCH |  | CLOSED | IEC MIDDLE CURVE | FUSES | SPARE |  |  |  | 250.000 A |  |  | 6 | Fail | Please check "Mounting"
380111144 | TNB | DISTRIBUTION | KUALA SELANGOR | Existing | RYB | LV FUSE SWITCH |  | CLOSED | IEC MIDDLE CURVE | FUSES | SPARE |  |  |  | 250.000 A |  |  | 6 | Fail | Please check "Mounting"
380111197 | TNB | DISTRIBUTION | KUALA SELANGOR | Existing | RYB | LV FUSE SWITCH |  | CLOSED | IEC MIDDLE CURVE | FUSES | SPARE |  |  |  | 250.000 A |  |  | 6 | Fail | Please check "Mounting"
380111209 | TNB | DISTRIBUTION | KUALA SELANGOR | Existing | RYB | LV FUSE SWITCH |  | CLOSED | IEC MIDDLE CURVE | FUSES | SPARE |  |  |  | 250.000 A |  |  | 6 | Fail | Please check "Mounting"
380111214 | TNB | DISTRIBUTION | KUALA SELANGOR | Existing | RYB | LV FUSE SWITCH |  | CLOSED | IEC MIDDLE CURVE | FUSES | SPARE |  |  |  | 250.000 A |  |  | 6 | Fail | Please check "Mounting"
380111217 | TNB | DISTRIBUTION | KUALA SELANGOR | Existing | RYB | LV FUSE SWITCH |  | CLOSED | IEC MIDDLE CURVE | FUSES | SPARE |  |  |  | 250.000 A |  |  | 6 | Fail | Please check "Mounting"
380111221 | TNB | DISTRIBUTION | KUALA SELANGOR | Existing | RYB | LV FUSE SWITCH |  | CLOSED | IEC MIDDLE CURVE | FUSES | SPARE |  |  |  | 250.000 A |  |  | 6 | Fail | Please check "Mounting"
380111231 | TNB | DISTRIBUTION | KUALA SELANGOR | Existing | RYB | LV FUSE SWITCH |  | CLOSED | IEC MIDDLE CURVE | FUSES | SPARE |  |  |  | 250.000 A |  |  | 6 | Fail | Please check "Mounting"
380111237 | TNB | DISTRIBUTION | KUALA SELANGOR | Existing | RYB | LV FUSE SWITCH |  | CLOSED | IEC MIDDLE CURVE | FUSES | SPARE |  |  |  | 250.000 A |  |  | 6 | Fail | Please check "Mounting"
380111249 | TNB | DISTRIBUTION | KUALA SELANGOR | Existing | RYB | LV FUSE SWITCH |  | CLOSED | IEC MIDDLE CURVE | FUSES | SPARE |  |  |  | 250.000 A |  |  | 6 | Fail | Please check "Mounting"
380111293 | TNB | DISTRIBUTION | KUALA SELANGOR | Existing | RYB | LV FUSE SWITCH |  | CLOSED | IEC MIDDLE CURVE | FUSES | SPARE |  |  |  | 250.000 A |  |  | 6 | Fail | Please check "Mounting"
380111305 | TNB | DISTRIBUTION | KUALA SELANGOR | Existing | RYB | LV FUSE SWITCH |  | CLOSED | IEC MIDDLE CURVE | FUSES | SPARE |  |  |  | 250.000 A |  |  | 6 | Fail | Please check "Mounting"
380111310 | TNB | DISTRIBUTION | KUALA SELANGOR | Existing | RYB | LV FUSE SWITCH |  | CLOSED | IEC MIDDLE CURVE | FUSES | SPARE |  |  |  | 250.000 A |  |  | 6 | Fail | Please check "Mounting"
380111313 | TNB | DISTRIBUTION | KUALA SELANGOR | Existing | RYB | LV FUSE SWITCH |  | CLOSED | IEC MIDDLE CURVE | FUSES | SPARE |  |  |  | 250.000 A |  |  | 6 | Fail | Please check "Mounting"
380111317 | TNB | DISTRIBUTION | KUALA SELANGOR | Existing | RYB | LV FUSE SWITCH |  | CLOSED | IEC MIDDLE CURVE | FUSES | SPARE |  |  |  | 250.000 A |  |  | 6 | Fail | Please check "Mounting"
380111327 | TNB | DISTRIBUTION | KUALA SELANGOR | Existing | RYB | LV FUSE SWITCH |  | CLOSED | IEC MIDDLE CURVE | FUSES | SPARE |  |  |  | 250.000 A |  |  | 6 | Fail | Please check "Mounting"
380111333 | TNB | DISTRIBUTION | KUALA SELANGOR | Existing | RYB | LV FUSE SWITCH |  | CLOSED | IEC MIDDLE CURVE | FUSES | SPARE |  |  |  | 250.000 A |  |  | 6 | Fail | Please check "Mounting"
380111345 | TNB | DISTRIBUTION | KUALA SELANGOR | Existing | RYB | LV FUSE SWITCH |  | CLOSED | IEC MIDDLE CURVE | FUSES | SPARE |  |  |  | 250.000 A |  |  | 6 | Fail | Please check "Mounting"
380111428 | TNB | DISTRIBUTION | KUALA SELANGOR | Existing | RYB | LV FUSE SWITCH |  | CLOSED | IEC MIDDLE CURVE | FUSES | SPARE |  |  |  | 250.000 A |  |  | 6 | Fail | Please check "Mounting"
380111440 | TNB | DISTRIBUTION | KUALA SELANGOR | Existing | RYB | LV FUSE SWITCH |  | CLOSED | IEC MIDDLE CURVE | FUSES | SPARE |  |  |  | 250.000 A |  |  | 6 | Fail | Please check "Mounting"
380111445 | TNB | DISTRIBUTION | KUALA SELANGOR | Existing | RYB | LV FUSE SWITCH |  | CLOSED | IEC MIDDLE CURVE | FUSES | SPARE |  |  |  | 250.000 A |  |  | 6 | Fail | Please check "Mounting"
380111448 | TNB | DISTRIBUTION | KUALA SELANGOR | Existing | RYB | LV FUSE SWITCH |  | CLOSED | IEC MIDDLE CURVE | FUSES | SPARE |  |  |  | 250.000 A |  |  | 6 | Fail | Please check "Mounting"
380111452 | TNB | DISTRIBUTION | KUALA SELANGOR | Existing | RYB | LV FUSE SWITCH |  | CLOSED | IEC MIDDLE CURVE | FUSES | SPARE |  |  |  | 250.000 A |  |  | 6 | Fail | Please check "Mounting"
380111462 | TNB | DISTRIBUTION | KUALA SELANGOR | Existing | RYB | LV FUSE SWITCH |  | CLOSED | IEC MIDDLE CURVE | FUSES | SPARE |  |  |  | 250.000 A |  |  | 6 | Fail | Please check "Mounting"
380111468 | TNB | DISTRIBUTION | KUALA SELANGOR | Existing | RYB | LV FUSE SWITCH |  | CLOSED | IEC MIDDLE CURVE | FUSES | SPARE |  |  |  | 250.000 A |  |  | 6 | Fail | Please check "Mounting"
380111480 | TNB | DISTRIBUTION | KUALA SELANGOR | Existing | RYB | LV FUSE SWITCH |  | CLOSED | IEC MIDDLE CURVE | FUSES | SPARE |  |  |  | 250.000 A |  |  | 6 | Fail | Please check "Mounting"
380111533 | TNB | DISTRIBUTION | KUALA SELANGOR | Existing | RYB | LV FUSE SWITCH |  | CLOSED | IEC MIDDLE CURVE | FUSES | SPARE |  |  |  | 250.000 A |  |  | 6 | Fail | Please check "Mounting"
380111545 | TNB | DISTRIBUTION | KUALA SELANGOR | Existing | RYB | LV FUSE SWITCH |  | CLOSED | IEC MIDDLE CURVE | FUSES | SPARE |  |  |  | 250.000 A |  |  | 6 | Fail | Please check "Mounting"
380111550 | TNB | DISTRIBUTION | KUALA SELANGOR | Existing | RYB | LV FUSE SWITCH |  | CLOSED | IEC MIDDLE CURVE | FUSES | SPARE |  |  |  | 250.000 A |  |  | 6 | Fail | Please check "Mounting"
380111553 | TNB | DISTRIBUTION | KUALA SELANGOR | Existing | RYB | LV FUSE SWITCH |  | CLOSED | IEC MIDDLE CURVE | FUSES | SPARE |  |  |  | 250.000 A |  |  | 6 | Fail | Please check "Mounting"
380111557 | TNB | DISTRIBUTION | KUALA SELANGOR | Existing | RYB | LV FUSE SWITCH |  | CLOSED | IEC MIDDLE CURVE | FUSES | SPARE |  |  |  | 250.000 A |  |  | 6 | Fail | Please check "Mounting"
380111567 | TNB | DISTRIBUTION | KUALA SELANGOR | Existing | RYB | LV FUSE SWITCH |  | CLOSED | IEC MIDDLE CURVE | FUSES | SPARE |  |  |  | 250.000 A |  |  | 6 | Fail | Please check "Mounting"
380111573 | TNB | DISTRIBUTION | KUALA SELANGOR | Existing | RYB | LV FUSE SWITCH |  | CLOSED | IEC MIDDLE CURVE | FUSES | SPARE |  |  |  | 250.000 A |  |  | 6 | Fail | Please check "Mounting"
380111585 | TNB | DISTRIBUTION | KUALA SELANGOR | Existing | RYB | LV FUSE SWITCH |  | CLOSED | IEC MIDDLE CURVE | FUSES | SPARE |  |  |  | 250.000 A |  |  | 6 | Fail | Please check "Mounting"
380111629 | TNB | DISTRIBUTION | KUALA SELANGOR | Existing | RYB | LV FUSE SWITCH |  | CLOSED | IEC MIDDLE CURVE | FUSES | SPARE |  |  |  | 250.000 A |  |  | 6 | Fail | Please check "Mounting"
380111641 | TNB | DISTRIBUTION | KUALA SELANGOR | Existing | RYB | LV FUSE SWITCH |  | CLOSED | IEC MIDDLE CURVE | FUSES | SPARE |  |  |  | 250.000 A |  |  | 6 | Fail | Please check "Mounting"
380111646 | TNB | DISTRIBUTION | KUALA SELANGOR | Existing | RYB | LV FUSE SWITCH |  | CLOSED | IEC MIDDLE CURVE | FUSES | SPARE |  |  |  | 250.000 A |  |  | 6 | Fail | Please check "Mounting"
380111649 | TNB | DISTRIBUTION | KUALA SELANGOR | Existing | RYB | LV FUSE SWITCH |  | CLOSED | IEC MIDDLE CURVE | FUSES | SPARE |  |  |  | 250.000 A |  |  | 6 | Fail | Please check "Mounting"
380111653 | TNB | DISTRIBUTION | KUALA SELANGOR | Existing | RYB | LV FUSE SWITCH |  | CLOSED | IEC MIDDLE CURVE | FUSES | SPARE |  |  |  | 250.000 A |  |  | 6 | Fail | Please check "Mounting"
380111663 | TNB | DISTRIBUTION | KUALA SELANGOR | Existing | RYB | LV FUSE SWITCH |  | CLOSED | IEC MIDDLE CURVE | FUSES | SPARE |  |  |  | 250.000 A |  |  | 6 | Fail | Please check "Mounting"
380111669 | TNB | DISTRIBUTION | KUALA SELANGOR | Existing | RYB | LV FUSE SWITCH |  | CLOSED | IEC MIDDLE CURVE | FUSES | SPARE |  |  |  | 250.000 A |  |  | 6 | Fail | Please check "Mounting"
380111681 | TNB | DISTRIBUTION | KUALA SELANGOR | Existing | RYB | LV FUSE SWITCH |  | CLOSED | IEC MIDDLE CURVE | FUSES | SPARE |  |  |  | 250.000 A |  |  | 6 | Fail | Please check "Mounting"
380111723 | TNB | DISTRIBUTION | KUALA SELANGOR | Existing | RYB | LV FUSE SWITCH |  | CLOSED | IEC MIDDLE CURVE | FUSES | SPARE |  |  |  | 250.000 A |  |  | 6 | Fail | Please check "Mounting"
380111735 | TNB | DISTRIBUTION | KUALA SELANGOR | Existing | RYB | LV FUSE SWITCH |  | CLOSED | IEC MIDDLE CURVE | FUSES | SPARE |  |  |  | 250.000 A |  |  | 6 | Fail | Please check "Mounting"
380111740 | TNB | DISTRIBUTION | KUALA SELANGOR | Existing | RYB | LV FUSE SWITCH |  | CLOSED | IEC MIDDLE CURVE | FUSES | SPARE |  |  |  | 250.000 A |  |  | 6 | Fail | Please check "Mounting"
380111743 | TNB | DISTRIBUTION | KUALA SELANGOR | Existing | RYB | LV FUSE SWITCH |  | CLOSED | IEC MIDDLE CURVE | FUSES | SPARE |  |  |  | 250.000 A |  |  | 6 | Fail | Please check "Mounting"
380111747 | TNB | DISTRIBUTION | KUALA SELANGOR | Existing | RYB | LV FUSE SWITCH |  | CLOSED | IEC MIDDLE CURVE | FUSES | SPARE |  |  |  | 250.000 A |  |  | 6 | Fail | Please check "Mounting"
380111757 | TNB | DISTRIBUTION | KUALA SELANGOR | Existing | RYB | LV FUSE SWITCH |  | CLOSED | IEC MIDDLE CURVE | FUSES | SPARE |  |  |  | 250.000 A |  |  | 6 | Fail | Please check "Mounting"
380111763 | TNB | DISTRIBUTION | KUALA SELANGOR | Existing | RYB | LV FUSE SWITCH |  | CLOSED | IEC MIDDLE CURVE | FUSES | SPARE |  |  |  | 250.000 A |  |  | 6 | Fail | Please check "Mounting"
380111775 | TNB | DISTRIBUTION | KUALA SELANGOR | Existing | RYB | LV FUSE SWITCH |  | CLOSED | IEC MIDDLE CURVE | FUSES | SPARE |  |  |  | 250.000 A |  |  | 6 | Fail | Please check "Mounting"
380111817 | TNB | DISTRIBUTION | KUALA SELANGOR | Existing | RYB | LV FUSE SWITCH |  | CLOSED | IEC MIDDLE CURVE | FUSES | SPARE |  |  |  | 250.000 A |  |  | 6 | Fail | Please check "Mounting"
380111829 | TNB | DISTRIBUTION | KUALA SELANGOR | Existing | RYB | LV FUSE SWITCH |  | CLOSED | IEC MIDDLE CURVE | FUSES | SPARE |  |  |  | 250.000 A |  |  | 6 | Fail | Please check "Mounting"
380111834 | TNB | DISTRIBUTION | KUALA SELANGOR | Existing | RYB | LV FUSE SWITCH |  | CLOSED | IEC MIDDLE CURVE | FUSES | SPARE |  |  |  | 250.000 A |  |  | 6 | Fail | Please check "Mounting"
380111837 | TNB | DISTRIBUTION | KUALA SELANGOR | Existing | RYB | LV FUSE SWITCH |  | CLOSED | IEC MIDDLE CURVE | FUSES | SPARE |  |  |  | 250.000 A |  |  | 6 | Fail | Please check "Mounting"
380111841 | TNB | DISTRIBUTION | KUALA SELANGOR | Existing | RYB | LV FUSE SWITCH |  | CLOSED | IEC MIDDLE CURVE | FUSES | SPARE |  |  |  | 250.000 A |  |  | 6 | Fail | Please check "Mounting"
380111851 | TNB | DISTRIBUTION | KUALA SELANGOR | Existing | RYB | LV FUSE SWITCH |  | CLOSED | IEC MIDDLE CURVE | FUSES | SPARE |  |  |  | 250.000 A |  |  | 6 | Fail | Please check "Mounting"
380111857 | TNB | DISTRIBUTION | KUALA SELANGOR | Existing | RYB | LV FUSE SWITCH |  | CLOSED | IEC MIDDLE CURVE | FUSES | SPARE |  |  |  | 250.000 A |  |  | 6 | Fail | Please check "Mounting"
380111869 | TNB | DISTRIBUTION | KUALA SELANGOR | Existing | RYB | LV FUSE SWITCH |  | CLOSED | IEC MIDDLE CURVE | FUSES | SPARE |  |  |  | 250.000 A |  |  | 6 | Fail | Please check "Mounting"
380111911 | TNB | DISTRIBUTION | KUALA SELANGOR | Existing | RYB | LV FUSE SWITCH |  | CLOSED | IEC MIDDLE CURVE | FUSES | SPARE |  |  |  | 250.000 A |  |  | 6 | Fail | Please check "Mounting"
380111923 | TNB | DISTRIBUTION | KUALA SELANGOR | Existing | RYB | LV FUSE SWITCH |  | CLOSED | IEC MIDDLE CURVE | FUSES | SPARE |  |  |  | 250.000 A |  |  | 6 | Fail | Please check "Mounting"
380111928 | TNB | DISTRIBUTION | KUALA SELANGOR | Existing | RYB | LV FUSE SWITCH |  | CLOSED | IEC MIDDLE CURVE | FUSES | SPARE |  |  |  | 250.000 A |  |  | 6 | Fail | Please check "Mounting"
380111931 | TNB | DISTRIBUTION | KUALA SELANGOR | Existing | RYB | LV FUSE SWITCH |  | CLOSED | IEC MIDDLE CURVE | FUSES | SPARE |  |  |  | 250.000 A |  |  | 6 | Fail | Please check "Mounting"
380111935 | TNB | DISTRIBUTION | KUALA SELANGOR | Existing | RYB | LV FUSE SWITCH |  | CLOSED | IEC MIDDLE CURVE | FUSES | SPARE |  |  |  | 250.000 A |  |  | 6 | Fail | Please check "Mounting"
380111945 | TNB | DISTRIBUTION | KUALA SELANGOR | Existing | RYB | LV FUSE SWITCH |  | CLOSED | IEC MIDDLE CURVE | FUSES | SPARE |  |  |  | 250.000 A |  |  | 6 | Fail | Please check "Mounting"
380111951 | TNB | DISTRIBUTION | KUALA SELANGOR | Existing | RYB | LV FUSE SWITCH |  | CLOSED | IEC MIDDLE CURVE | FUSES | SPARE |  |  |  | 250.000 A |  |  | 6 | Fail | Please check "Mounting"
380111963 | TNB | DISTRIBUTION | KUALA SELANGOR | Existing | RYB | LV FUSE SWITCH |  | CLOSED | IEC MIDDLE CURVE | FUSES | SPARE |  |  |  | 250.000 A |  |  | 6 | Fail | Please check "Mounting"
380112005 | TNB | DISTRIBUTION | KUALA SELANGOR | Existing | RYB | LV FUSE SWITCH |  | CLOSED | IEC MIDDLE CURVE | FUSES | SPARE |  |  |  | 250.000 A |  |  | 6 | Fail | Please check "Mounting"
380112017 | TNB | DISTRIBUTION | KUALA SELANGOR | Existing | RYB | LV FUSE SWITCH |  | CLOSED | IEC MIDDLE CURVE | FUSES | SPARE |  |  |  | 250.000 A |  |  | 6 | Fail | Please check "Mounting"
380112022 | TNB | DISTRIBUTION | KUALA SELANGOR | Existing | RYB | LV FUSE SWITCH |  | CLOSED | IEC MIDDLE CURVE | FUSES | SPARE |  |  |  | 250.000 A |  |  | 6 | Fail | Please check "Mounting"
380112025 | TNB | DISTRIBUTION | KUALA SELANGOR | Existing | RYB | LV FUSE SWITCH |  | CLOSED | IEC MIDDLE CURVE | FUSES | SPARE |  |  |  | 250.000 A |  |  | 6 | Fail | Please check "Mounting"
380112029 | TNB | DISTRIBUTION | KUALA SELANGOR | Existing | RYB | LV FUSE SWITCH |  | CLOSED | IEC MIDDLE CURVE | FUSES | SPARE |  |  |  | 250.000 A |  |  | 6 | Fail | Please check "Mounting"
380112039 | TNB | DISTRIBUTION | KUALA SELANGOR | Existing | RYB | LV FUSE SWITCH |  | CLOSED | IEC MIDDLE CURVE | FUSES | SPARE |  |  |  | 250.000 A |  |  | 6 | Fail | Please check "Mounting"
380112045 | TNB | DISTRIBUTION | KUALA SELANGOR | Existing | RYB | LV FUSE SWITCH |  | CLOSED | IEC MIDDLE CURVE | FUSES | SPARE |  |  |  | 250.000 A |  |  | 6 | Fail | Please check "Mounting"
380112057 | TNB | DISTRIBUTION | KUALA SELANGOR | Existing | RYB | LV FUSE SWITCH |  | CLOSED | IEC MIDDLE CURVE | FUSES | SPARE |  |  |  | 250.000 A |  |  | 6 | Fail | Please check "Mounting"
380112099 | TNB | DISTRIBUTION | KUALA SELANGOR | Existing | RYB | LV FUSE SWITCH |  | CLOSED | IEC MIDDLE CURVE | FUSES | SPARE |  |  |  | 250.000 A |  |  | 6 | Fail | Please check "Mounting"
380112111 | TNB | DISTRIBUTION | KUALA SELANGOR | Existing | RYB | LV FUSE SWITCH |  | CLOSED | IEC MIDDLE CURVE | FUSES | SPARE |  |  |  | 250.000 A |  |  | 6 | Fail | Please check "Mounting"
380112116 | TNB | DISTRIBUTION | KUALA SELANGOR | Existing | RYB | LV FUSE SWITCH |  | CLOSED | IEC MIDDLE CURVE | FUSES | SPARE |  |  |  | 250.000 A |  |  | 6 | Fail | Please check "Mounting"
380112119 | TNB | DISTRIBUTION | KUALA SELANGOR | Existing | RYB | LV FUSE SWITCH |  | CLOSED | IEC MIDDLE CURVE | FUSES | SPARE |  |  |  | 250.000 A |  |  | 6 | Fail | Please check "Mounting"
380112123 | TNB | DISTRIBUTION | KUALA SELANGOR | Existing | RYB | LV FUSE SWITCH |  | CLOSED | IEC MIDDLE CURVE | FUSES | SPARE |  |  |  | 250.000 A |  |  | 6 | Fail | Please check "Mounting"
380112133 | TNB | DISTRIBUTION | KUALA SELANGOR | Existing | RYB | LV FUSE SWITCH |  | CLOSED | IEC MIDDLE CURVE | FUSES | SPARE |  |  |  | 250.000 A |  |  | 6 | Fail | Please check "Mounting"
380112139 | TNB | DISTRIBUTION | KUALA SELANGOR | Existing | RYB | LV FUSE SWITCH |  | CLOSED | IEC MIDDLE CURVE | FUSES | SPARE |  |  |  | 250.000 A |  |  | 6 | Fail | Please check "Mounting"
380112151 | TNB | DISTRIBUTION | KUALA SELANGOR | Existing | RYB | LV FUSE SWITCH |  | CLOSED | IEC MIDDLE CURVE | FUSES | SPARE |  |  |  | 250.000 A |  |  | 6 | Fail | Please check "Mounting"
380112193 | TNB | DISTRIBUTION | KUALA SELANGOR | Existing | RYB | LV FUSE SWITCH |  | CLOSED | IEC MIDDLE CURVE | FUSES | SPARE |  |  |  | 250.000 A |  |  | 6 | Fail | Please check "Mounting"
380112205 | TNB | DISTRIBUTION | KUALA SELANGOR | Existing | RYB | LV FUSE SWITCH |  | CLOSED | IEC MIDDLE CURVE | FUSES | SPARE |  |  |  | 250.000 A |  |  | 6 | Fail | Please check "Mounting"
380112210 | TNB | DISTRIBUTION | KUALA SELANGOR | Existing | RYB | LV FUSE SWITCH |  | CLOSED | IEC MIDDLE CURVE | FUSES | SPARE |  |  |  | 250.000 A |  |  | 6 | Fail | Please check "Mounting"
380112213 | TNB | DISTRIBUTION | KUALA SELANGOR | Existing | RYB | LV FUSE SWITCH |  | CLOSED | IEC MIDDLE CURVE | FUSES | SPARE |  |  |  | 250.000 A |  |  | 6 | Fail | Please check "Mounting"
380112217 | TNB | DISTRIBUTION | KUALA SELANGOR | Existing | RYB | LV FUSE SWITCH |  | CLOSED | IEC MIDDLE CURVE | FUSES | SPARE |  |  |  | 250.000 A |  |  | 6 | Fail | Please check "Mounting"
380112227 | TNB | DISTRIBUTION | KUALA SELANGOR | Existing | RYB | LV FUSE SWITCH |  | CLOSED | IEC MIDDLE CURVE | FUSES | SPARE |  |  |  | 250.000 A |  |  | 6 | Fail | Please check "Mounting"
380112233 | TNB | DISTRIBUTION | KUALA SELANGOR | Existing | RYB | LV FUSE SWITCH |  | CLOSED | IEC MIDDLE CURVE | FUSES | SPARE |  |  |  | 250.000 A |  |  | 6 | Fail | Please check "Mounting"
380112245 | TNB | DISTRIBUTION | KUALA SELANGOR | Existing | RYB | LV FUSE SWITCH |  | CLOSED | IEC MIDDLE CURVE | FUSES | SPARE |  |  |  | 250.000 A |  |  | 6 | Fail | Please check "Mounting"
380112287 | TNB | DISTRIBUTION | KUALA SELANGOR | Existing | RYB | LV FUSE SWITCH |  | CLOSED | IEC MIDDLE CURVE | FUSES | SPARE |  |  |  | 250.000 A |  |  | 6 | Fail | Please check "Mounting"
380112299 | TNB | DISTRIBUTION | KUALA SELANGOR | Existing | RYB | LV FUSE SWITCH |  | CLOSED | IEC MIDDLE CURVE | FUSES | SPARE |  |  |  | 250.000 A |  |  | 6 | Fail | Please check "Mounting"
380112304 | TNB | DISTRIBUTION | KUALA SELANGOR | Existing | RYB | LV FUSE SWITCH |  | CLOSED | IEC MIDDLE CURVE | FUSES | SPARE |  |  |  | 250.000 A |  |  | 6 | Fail | Please check "Mounting"
380112307 | TNB | DISTRIBUTION | KUALA SELANGOR | Existing | RYB | LV FUSE SWITCH |  | CLOSED | IEC MIDDLE CURVE | FUSES | SPARE |  |  |  | 250.000 A |  |  | 6 | Fail | Please check "Mounting"
380112311 | TNB | DISTRIBUTION | KUALA SELANGOR | Existing | RYB | LV FUSE SWITCH |  | CLOSED | IEC MIDDLE CURVE | FUSES | SPARE |  |  |  | 250.000 A |  |  | 6 | Fail | Please check "Mounting"
380112321 | TNB | DISTRIBUTION | KUALA SELANGOR | Existing | RYB | LV FUSE SWITCH |  | CLOSED | IEC MIDDLE CURVE | FUSES | SPARE |  |  |  | 250.000 A |  |  | 6 | Fail | Please check "Mounting"
380112327 | TNB | DISTRIBUTION | KUALA SELANGOR | Existing | RYB | LV FUSE SWITCH |  | CLOSED | IEC MIDDLE CURVE | FUSES | SPARE |  |  |  | 250.000 A |  |  | 6 | Fail | Please check "Mounting"
380112339 | TNB | DISTRIBUTION | KUALA SELANGOR | Existing | RYB | LV FUSE SWITCH |  | CLOSED | IEC MIDDLE CURVE | FUSES | SPARE |  |  |  | 250.000 A |  |  | 6 | Fail | Please check "Mounting"
380112383 | TNB | DISTRIBUTION | KUALA SELANGOR | Existing | RYB | LV FUSE SWITCH |  | CLOSED | IEC MIDDLE CURVE | FUSES | SPARE |  |  |  | 250.000 A |  |  | 6 | Fail | Please check "Mounting"
380112395 | TNB | DISTRIBUTION | KUALA SELANGOR | Existing | RYB | LV FUSE SWITCH |  | CLOSED | IEC MIDDLE CURVE | FUSES | SPARE |  |  |  | 250.000 A |  |  | 6 | Fail | Please check "Mounting"
380112400 | TNB | DISTRIBUTION | KUALA SELANGOR | Existing | RYB | LV FUSE SWITCH |  | CLOSED | IEC MIDDLE CURVE | FUSES | SPARE |  |  |  | 250.000 A |  |  | 6 | Fail | Please check "Mounting"
380112403 | TNB | DISTRIBUTION | KUALA SELANGOR | Existing | RYB | LV FUSE SWITCH |  | CLOSED | IEC MIDDLE CURVE | FUSES | SPARE |  |  |  | 250.000 A |  |  | 6 | Fail | Please check "Mounting"
380112407 | TNB | DISTRIBUTION | KUALA SELANGOR | Existing | RYB | LV FUSE SWITCH |  | CLOSED | IEC MIDDLE CURVE | FUSES | SPARE |  |  |  | 250.000 A |  |  | 6 | Fail | Please check "Mounting"
380112417 | TNB | DISTRIBUTION | KUALA SELANGOR | Existing | RYB | LV FUSE SWITCH |  | CLOSED | IEC MIDDLE CURVE | FUSES | SPARE |  |  |  | 250.000 A |  |  | 6 | Fail | Please check "Mounting"
380112423 | TNB | DISTRIBUTION | KUALA SELANGOR | Existing | RYB | LV FUSE SWITCH |  | CLOSED | IEC MIDDLE CURVE | FUSES | SPARE |  |  |  | 250.000 A |  |  | 6 | Fail | Please check "Mounting"
380112435 | TNB | DISTRIBUTION | KUALA SELANGOR | Existing | RYB | LV FUSE SWITCH |  | CLOSED | IEC MIDDLE CURVE | FUSES | SPARE |  |  |  | 250.000 A |  |  | 6 | Fail | Please check "Mounting"
380112477 | TNB | DISTRIBUTION | KUALA SELANGOR | Existing | RYB | LV FUSE SWITCH |  | CLOSED | IEC MIDDLE CURVE | FUSES | SPARE |  |  |  | 250.000 A |  |  | 6 | Fail | Please check "Mounting"
380112489 | TNB | DISTRIBUTION | KUALA SELANGOR | Existing | RYB | LV FUSE SWITCH |  | CLOSED | IEC MIDDLE CURVE | FUSES | SPARE |  |  |  | 250.000 A |  |  | 6 | Fail | Please check "Mounting"
380112494 | TNB | DISTRIBUTION | KUALA SELANGOR | Existing | RYB | LV FUSE SWITCH |  | CLOSED | IEC MIDDLE CURVE | FUSES | SPARE |  |  |  | 250.000 A |  |  | 6 | Fail | Please check "Mounting"
380112497 | TNB | DISTRIBUTION | KUALA SELANGOR | Existing | RYB | LV FUSE SWITCH |  | CLOSED | IEC MIDDLE CURVE | FUSES | SPARE |  |  |  | 250.000 A |  |  | 6 | Fail | Please check "Mounting"
380112501 | TNB | DISTRIBUTION | KUALA SELANGOR | Existing | RYB | LV FUSE SWITCH |  | CLOSED | IEC MIDDLE CURVE | FUSES | SPARE |  |  |  | 250.000 A |  |  | 6 | Fail | Please check "Mounting"
380112511 | TNB | DISTRIBUTION | KUALA SELANGOR | Existing | RYB | LV FUSE SWITCH |  | CLOSED | IEC MIDDLE CURVE | FUSES | SPARE |  |  |  | 250.000 A |  |  | 6 | Fail | Please check "Mounting"
380112517 | TNB | DISTRIBUTION | KUALA SELANGOR | Existing | RYB | LV FUSE SWITCH |  | CLOSED | IEC MIDDLE CURVE | FUSES | SPARE |  |  |  | 250.000 A |  |  | 6 | Fail | Please check "Mounting"
380112529 | TNB | DISTRIBUTION | KUALA SELANGOR | Existing | RYB | LV FUSE SWITCH |  | CLOSED | IEC MIDDLE CURVE | FUSES | SPARE |  |  |  | 250.000 A |  |  | 6 | Fail | Please check "Mounting"
380112571 | TNB | DISTRIBUTION | KUALA SELANGOR | Existing | RYB | LV FUSE SWITCH |  | CLOSED | IEC MIDDLE CURVE | FUSES | SPARE |  |  |  | 250.000 A |  |  | 6 | Fail | Please check "Mounting"
380112583 | TNB | DISTRIBUTION | KUALA SELANGOR | Existing | RYB | LV FUSE SWITCH |  | CLOSED | IEC MIDDLE CURVE | FUSES | SPARE |  |  |  | 250.000 A |  |  | 6 | Fail | Please check "Mounting"
380112588 | TNB | DISTRIBUTION | KUALA SELANGOR | Existing | RYB | LV FUSE SWITCH |  | CLOSED | IEC MIDDLE CURVE | FUSES | SPARE |  |  |  | 250.000 A |  |  | 6 | Fail | Please check "Mounting"
380112591 | TNB | DISTRIBUTION | KUALA SELANGOR | Existing | RYB | LV FUSE SWITCH |  | CLOSED | IEC MIDDLE CURVE | FUSES | SPARE |  |  |  | 250.000 A |  |  | 6 | Fail | Please check "Mounting"
380112595 | TNB | DISTRIBUTION | KUALA SELANGOR | Existing | RYB | LV FUSE SWITCH |  | CLOSED | IEC MIDDLE CURVE | FUSES | SPARE |  |  |  | 250.000 A |  |  | 6 | Fail | Please check "Mounting"
380112605 | TNB | DISTRIBUTION | KUALA SELANGOR | Existing | RYB | LV FUSE SWITCH |  | CLOSED | IEC MIDDLE CURVE | FUSES | SPARE |  |  |  | 250.000 A |  |  | 6 | Fail | Please check "Mounting"
380112611 | TNB | DISTRIBUTION | KUALA SELANGOR | Existing | RYB | LV FUSE SWITCH |  | CLOSED | IEC MIDDLE CURVE | FUSES | SPARE |  |  |  | 250.000 A |  |  | 6 | Fail | Please check "Mounting"
380112623 | TNB | DISTRIBUTION | KUALA SELANGOR | Existing | RYB | LV FUSE SWITCH |  | CLOSED | IEC MIDDLE CURVE | FUSES | SPARE |  |  |  | 250.000 A |  |  | 6 | Fail | Please check "Mounting"
380112676 | TNB | DISTRIBUTION | KUALA SELANGOR | Existing | RYB | LV FUSE SWITCH |  | CLOSED | IEC MIDDLE CURVE | FUSES | SPARE |  |  |  | 250.000 A |  |  | 6 | Fail | Please check "Mounting"
380112688 | TNB | DISTRIBUTION | KUALA SELANGOR | Existing | RYB | LV FUSE SWITCH |  | CLOSED | IEC MIDDLE CURVE | FUSES | SPARE |  |  |  | 250.000 A |  |  | 6 | Fail | Please check "Mounting"
380112693 | TNB | DISTRIBUTION | KUALA SELANGOR | Existing | RYB | LV FUSE SWITCH |  | CLOSED | IEC MIDDLE CURVE | FUSES | SPARE |  |  |  | 250.000 A |  |  | 6 | Fail | Please check "Mounting"
380112696 | TNB | DISTRIBUTION | KUALA SELANGOR | Existing | RYB | LV FUSE SWITCH |  | CLOSED | IEC MIDDLE CURVE | FUSES | SPARE |  |  |  | 250.000 A |  |  | 6 | Fail | Please check "Mounting"
380112700 | TNB | DISTRIBUTION | KUALA SELANGOR | Existing | RYB | LV FUSE SWITCH |  | CLOSED | IEC MIDDLE CURVE | FUSES | SPARE |  |  |  | 250.000 A |  |  | 6 | Fail | Please check "Mounting"
380112710 | TNB | DISTRIBUTION | KUALA SELANGOR | Existing | RYB | LV FUSE SWITCH |  | CLOSED | IEC MIDDLE CURVE | FUSES | SPARE |  |  |  | 250.000 A |  |  | 6 | Fail | Please check "Mounting"
380112716 | TNB | DISTRIBUTION | KUALA SELANGOR | Existing | RYB | LV FUSE SWITCH |  | CLOSED | IEC MIDDLE CURVE | FUSES | SPARE |  |  |  | 250.000 A |  |  | 6 | Fail | Please check "Mounting"
380112728 | TNB | DISTRIBUTION | KUALA SELANGOR | Existing | RYB | LV FUSE SWITCH |  | CLOSED | IEC MIDDLE CURVE | FUSES | SPARE |  |  |  | 250.000 A |  |  | 6 | Fail | Please check "Mounting"
380112772 | TNB | DISTRIBUTION | KUALA SELANGOR | Existing | RYB | LV FUSE SWITCH |  | CLOSED | IEC MIDDLE CURVE | FUSES | SPARE |  |  |  | 250.000 A |  |  | 6 | Fail | Please check "Mounting"
380112784 | TNB | DISTRIBUTION | KUALA SELANGOR | Existing | RYB | LV FUSE SWITCH |  | CLOSED | IEC MIDDLE CURVE | FUSES | SPARE |  |  |  | 250.000 A |  |  | 6 | Fail | Please check "Mounting"
380112789 | TNB | DISTRIBUTION | KUALA SELANGOR | Existing | RYB | LV FUSE SWITCH |  | CLOSED | IEC MIDDLE CURVE | FUSES | SPARE |  |  |  | 250.000 A |  |  | 6 | Fail | Please check "Mounting"
380112792 | TNB | DISTRIBUTION | KUALA SELANGOR | Existing | RYB | LV FUSE SWITCH |  | CLOSED | IEC MIDDLE CURVE | FUSES | SPARE |  |  |  | 250.000 A |  |  | 6 | Fail | Please check "Mounting"
380112796 | TNB | DISTRIBUTION | KUALA SELANGOR | Existing | RYB | LV FUSE SWITCH |  | CLOSED | IEC MIDDLE CURVE | FUSES | SPARE |  |  |  | 250.000 A |  |  | 6 | Fail | Please check "Mounting"
380112806 | TNB | DISTRIBUTION | KUALA SELANGOR | Existing | RYB | LV FUSE SWITCH |  | CLOSED | IEC MIDDLE CURVE | FUSES | SPARE |  |  |  | 250.000 A |  |  | 6 | Fail | Please check "Mounting"
380112812 | TNB | DISTRIBUTION | KUALA SELANGOR | Existing | RYB | LV FUSE SWITCH |  | CLOSED | IEC MIDDLE CURVE | FUSES | SPARE |  |  |  | 250.000 A |  |  | 6 | Fail | Please check "Mounting"
380112824 | TNB | DISTRIBUTION | KUALA SELANGOR | Existing | RYB | LV FUSE SWITCH |  | CLOSED | IEC MIDDLE CURVE | FUSES | SPARE |  |  |  | 250.000 A |  |  | 6 | Fail | Please check "Mounting"
380112868 | TNB | DISTRIBUTION | KUALA SELANGOR | Existing | RYB | LV FUSE SWITCH |  | CLOSED | IEC MIDDLE CURVE | FUSES | SPARE |  |  |  | 250.000 A |  |  | 3 | Fail | Please check "Mounting"
380112882 | TNB | DISTRIBUTION | KUALA SELANGOR | Existing | RYB | LV FUSE SWITCH |  | CLOSED | IEC MIDDLE CURVE | FUSES | SPARE |  |  |  | 250.000 A |  |  | 3 | Fail | Please check "Mounting"
380112889 | TNB | DISTRIBUTION | KUALA SELANGOR | Existing | RYB | LV FUSE SWITCH |  | CLOSED | IEC MIDDLE CURVE | FUSES | SPARE |  |  |  | 250.000 A |  |  | 3 | Fail | Please check "Mounting"
380112894 | TNB | DISTRIBUTION | KUALA SELANGOR | Existing | RYB | LV FUSE SWITCH |  | CLOSED | IEC MIDDLE CURVE | FUSES | SPARE |  |  |  | 250.000 A |  |  | 3 | Fail | Please check "Mounting"
380112900 | TNB | DISTRIBUTION | KUALA SELANGOR | Existing | RYB | LV FUSE SWITCH |  | CLOSED | IEC MIDDLE CURVE | FUSES | SPARE |  |  |  | 250.000 A |  |  | 3 | Fail | Please check "Mounting"
380112912 | TNB | DISTRIBUTION | KUALA SELANGOR | Existing | RYB | LV FUSE SWITCH |  | CLOSED | IEC MIDDLE CURVE | FUSES | SPARE |  |  |  | 250.000 A |  |  | 3 | Fail | Please check "Mounting"
380112920 | TNB | DISTRIBUTION | KUALA SELANGOR | Existing | RYB | LV FUSE SWITCH |  | CLOSED | IEC MIDDLE CURVE | FUSES | SPARE |  |  |  | 250.000 A |  |  | 3 | Fail | Please check "Mounting"
380112938 | TNB | DISTRIBUTION | KUALA SELANGOR | Existing | RYB | LV FUSE SWITCH |  | CLOSED | IEC MIDDLE CURVE | FUSES | SPARE |  |  |  | 250.000 A |  |  | 3 | Fail | Please check "Mounting"
380112993 | TNB | DISTRIBUTION | KUALA SELANGOR | Existing | RYB | LV FUSE SWITCH |  | CLOSED | IEC MIDDLE CURVE | FUSES | SPARE |  |  |  | 250.000 A |  |  | 3 | Fail | Please check "Mounting"
380113007 | TNB | DISTRIBUTION | KUALA SELANGOR | Existing | RYB | LV FUSE SWITCH |  | CLOSED | IEC MIDDLE CURVE | FUSES | SPARE |  |  |  | 250.000 A |  |  | 3 | Fail | Please check "Mounting"
380113014 | TNB | DISTRIBUTION | KUALA SELANGOR | Existing | RYB | LV FUSE SWITCH |  | CLOSED | IEC MIDDLE CURVE | FUSES | SPARE |  |  |  | 250.000 A |  |  | 3 | Fail | Please check "Mounting"
380113019 | TNB | DISTRIBUTION | KUALA SELANGOR | Existing | RYB | LV FUSE SWITCH |  | CLOSED | IEC MIDDLE CURVE | FUSES | SPARE |  |  |  | 250.000 A |  |  | 3 | Fail | Please check "Mounting"
380113025 | TNB | DISTRIBUTION | KUALA SELANGOR | Existing | RYB | LV FUSE SWITCH |  | CLOSED | IEC MIDDLE CURVE | FUSES | SPARE |  |  |  | 250.000 A |  |  | 3 | Fail | Please check "Mounting"
380113037 | TNB | DISTRIBUTION | KUALA SELANGOR | Existing | RYB | LV FUSE SWITCH |  | CLOSED | IEC MIDDLE CURVE | FUSES | SPARE |  |  |  | 250.000 A |  |  | 3 | Fail | Please check "Mounting"
380113045 | TNB | DISTRIBUTION | KUALA SELANGOR | Existing | RYB | LV FUSE SWITCH |  | CLOSED | IEC MIDDLE CURVE | FUSES | SPARE |  |  |  | 250.000 A |  |  | 3 | Fail | Please check "Mounting"
380113063 | TNB | DISTRIBUTION | KUALA SELANGOR | Existing | RYB | LV FUSE SWITCH |  | CLOSED | IEC MIDDLE CURVE | FUSES | SPARE |  |  |  | 250.000 A |  |  | 3 | Fail | Please check "Mounting"
380113114 | TNB | DISTRIBUTION | KUALA SELANGOR | Existing | RYB | LV FUSE SWITCH |  | CLOSED | IEC MIDDLE CURVE | FUSES | SPARE |  |  |  | 250.000 A |  |  | 3 | Fail | Please check "Mounting"
380113128 | TNB | DISTRIBUTION | KUALA SELANGOR | Existing | RYB | LV FUSE SWITCH |  | CLOSED | IEC MIDDLE CURVE | FUSES | SPARE |  |  |  | 250.000 A |  |  | 3 | Fail | Please check "Mounting"
380113135 | TNB | DISTRIBUTION | KUALA SELANGOR | Existing | RYB | LV FUSE SWITCH |  | CLOSED | IEC MIDDLE CURVE | FUSES | SPARE |  |  |  | 250.000 A |  |  | 3 | Fail | Please check "Mounting"
380113140 | TNB | DISTRIBUTION | KUALA SELANGOR | Existing | RYB | LV FUSE SWITCH |  | CLOSED | IEC MIDDLE CURVE | FUSES | SPARE |  |  |  | 250.000 A |  |  | 3 | Fail | Please check "Mounting"
380113146 | TNB | DISTRIBUTION | KUALA SELANGOR | Existing | RYB | LV FUSE SWITCH |  | CLOSED | IEC MIDDLE CURVE | FUSES | SPARE |  |  |  | 250.000 A |  |  | 3 | Fail | Please check "Mounting"
380113158 | TNB | DISTRIBUTION | KUALA SELANGOR | Existing | RYB | LV FUSE SWITCH |  | CLOSED | IEC MIDDLE CURVE | FUSES | SPARE |  |  |  | 250.000 A |  |  | 3 | Fail | Please check "Mounting"
380113166 | TNB | DISTRIBUTION | KUALA SELANGOR | Existing | RYB | LV FUSE SWITCH |  | CLOSED | IEC MIDDLE CURVE | FUSES | SPARE |  |  |  | 250.000 A |  |  | 3 | Fail | Please check "Mounting"
380113184 | TNB | DISTRIBUTION | KUALA SELANGOR | Existing | RYB | LV FUSE SWITCH |  | CLOSED | IEC MIDDLE CURVE | FUSES | SPARE |  |  |  | 250.000 A |  |  | 3 | Fail | Please check "Mounting"
380113230 | TNB | DISTRIBUTION | KUALA SELANGOR | Existing | RYB | LV FUSE SWITCH |  | CLOSED | IEC MIDDLE CURVE | FUSES | SPARE |  |  |  | 250.000 A |  |  | 3 | Fail | Please check "Mounting"
380113244 | TNB | DISTRIBUTION | KUALA SELANGOR | Existing | RYB | LV FUSE SWITCH |  | CLOSED | IEC MIDDLE CURVE | FUSES | SPARE |  |  |  | 250.000 A |  |  | 3 | Fail | Please check "Mounting"
380113251 | TNB | DISTRIBUTION | KUALA SELANGOR | Existing | RYB | LV FUSE SWITCH |  | CLOSED | IEC MIDDLE CURVE | FUSES | SPARE |  |  |  | 250.000 A |  |  | 3 | Fail | Please check "Mounting"
380113256 | TNB | DISTRIBUTION | KUALA SELANGOR | Existing | RYB | LV FUSE SWITCH |  | CLOSED | IEC MIDDLE CURVE | FUSES | SPARE |  |  |  | 250.000 A |  |  | 3 | Fail | Please check "Mounting"
380113262 | TNB | DISTRIBUTION | KUALA SELANGOR | Existing | RYB | LV FUSE SWITCH |  | CLOSED | IEC MIDDLE CURVE | FUSES | SPARE |  |  |  | 250.000 A |  |  | 3 | Fail | Please check "Mounting"
380113274 | TNB | DISTRIBUTION | KUALA SELANGOR | Existing | RYB | LV FUSE SWITCH |  | CLOSED | IEC MIDDLE CURVE | FUSES | SPARE |  |  |  | 250.000 A |  |  | 3 | Fail | Please check "Mounting"
380113282 | TNB | DISTRIBUTION | KUALA SELANGOR | Existing | RYB | LV FUSE SWITCH |  | CLOSED | IEC MIDDLE CURVE | FUSES | SPARE |  |  |  | 250.000 A |  |  | 3 | Fail | Please check "Mounting"
380113300 | TNB | DISTRIBUTION | KUALA SELANGOR | Existing | RYB | LV FUSE SWITCH |  | CLOSED | IEC MIDDLE CURVE | FUSES | SPARE |  |  |  | 250.000 A |  |  | 3 | Fail | Please check "Mounting"
380117831 | TNB | DISTRIBUTION | KUALA SELANGOR | Existing | RYB | LV FUSE SWITCH |  | CLOSED | IEC MIDDLE CURVE | FUSES | SPARE |  |  |  | 250.000 A |  |  | 6 | Fail | Please check "Mounting"
380117843 | TNB | DISTRIBUTION | KUALA SELANGOR | Existing | RYB | LV FUSE SWITCH |  | CLOSED | IEC MIDDLE CURVE | FUSES | SPARE |  |  |  | 250.000 A |  |  | 6 | Fail | Please check "Mounting"
380117848 | TNB | DISTRIBUTION | KUALA SELANGOR | Existing | RYB | LV FUSE SWITCH |  | CLOSED | IEC MIDDLE CURVE | FUSES | SPARE |  |  |  | 250.000 A |  |  | 6 | Fail | Please check "Mounting"
380117851 | TNB | DISTRIBUTION | KUALA SELANGOR | Existing | RYB | LV FUSE SWITCH |  | CLOSED | IEC MIDDLE CURVE | FUSES | SPARE |  |  |  | 250.000 A |  |  | 6 | Fail | Please check "Mounting"
380117855 | TNB | DISTRIBUTION | KUALA SELANGOR | Existing | RYB | LV FUSE SWITCH |  | CLOSED | IEC MIDDLE CURVE | FUSES | SPARE |  |  |  | 250.000 A |  |  | 6 | Fail | Please check "Mounting"
380117865 | TNB | DISTRIBUTION | KUALA SELANGOR | Existing | RYB | LV FUSE SWITCH |  | CLOSED | IEC MIDDLE CURVE | FUSES | SPARE |  |  |  | 250.000 A |  |  | 6 | Fail | Please check "Mounting"
380117871 | TNB | DISTRIBUTION | KUALA SELANGOR | Existing | RYB | LV FUSE SWITCH |  | CLOSED | IEC MIDDLE CURVE | FUSES | SPARE |  |  |  | 250.000 A |  |  | 6 | Fail | Please check "Mounting"
380117883 | TNB | DISTRIBUTION | KUALA SELANGOR | Existing | RYB | LV FUSE SWITCH |  | CLOSED | IEC MIDDLE CURVE | FUSES | SPARE |  |  |  | 250.000 A |  |  | 6 | Fail | Please check "Mounting"
380117980 | TNB | DISTRIBUTION | KUALA SELANGOR | Existing | RYB | LV FUSE SWITCH |  | CLOSED | IEC MIDDLE CURVE | FUSES | SPARE |  |  |  | 250.000 A |  |  | 6 | Fail | Please check "Mounting"
380117992 | TNB | DISTRIBUTION | KUALA SELANGOR | Existing | RYB | LV FUSE SWITCH |  | CLOSED | IEC MIDDLE CURVE | FUSES | SPARE |  |  |  | 250.000 A |  |  | 6 | Fail | Please check "Mounting"
380117997 | TNB | DISTRIBUTION | KUALA SELANGOR | Existing | RYB | LV FUSE SWITCH |  | CLOSED | IEC MIDDLE CURVE | FUSES | SPARE |  |  |  | 250.000 A |  |  | 6 | Fail | Please check "Mounting"
380118000 | TNB | DISTRIBUTION | KUALA SELANGOR | Existing | RYB | LV FUSE SWITCH |  | CLOSED | IEC MIDDLE CURVE | FUSES | SPARE |  |  |  | 250.000 A |  |  | 6 | Fail | Please check "Mounting"
380118004 | TNB | DISTRIBUTION | KUALA SELANGOR | Existing | RYB | LV FUSE SWITCH |  | CLOSED | IEC MIDDLE CURVE | FUSES | SPARE |  |  |  | 250.000 A |  |  | 6 | Fail | Please check "Mounting"
380118014 | TNB | DISTRIBUTION | KUALA SELANGOR | Existing | RYB | LV FUSE SWITCH |  | CLOSED | IEC MIDDLE CURVE | FUSES | SPARE |  |  |  | 250.000 A |  |  | 6 | Fail | Please check "Mounting"
380118020 | TNB | DISTRIBUTION | KUALA SELANGOR | Existing | RYB | LV FUSE SWITCH |  | CLOSED | IEC MIDDLE CURVE | FUSES | SPARE |  |  |  | 250.000 A |  |  | 6 | Fail | Please check "Mounting"
380118032 | TNB | DISTRIBUTION | KUALA SELANGOR | Existing | RYB | LV FUSE SWITCH |  | CLOSED | IEC MIDDLE CURVE | FUSES | SPARE |  |  |  | 250.000 A |  |  | 6 | Fail | Please check "Mounting"
380118037 | TNB | DISTRIBUTION | KUALA SELANGOR | Existing | RYB | LV FUSE SWITCH |  | CLOSED | IEC MIDDLE CURVE | FUSES | SPARE |  |  |  | 250.000 A |  |  | 6 | Fail | Please check "Mounting"
380118049 | TNB | DISTRIBUTION | KUALA SELANGOR | Existing | RYB | LV FUSE SWITCH |  | CLOSED | IEC MIDDLE CURVE | FUSES | SPARE |  |  |  | 250.000 A |  |  | 6 | Fail | Please check "Mounting"
380118054 | TNB | DISTRIBUTION | KUALA SELANGOR | Existing | RYB | LV FUSE SWITCH |  | CLOSED | IEC MIDDLE CURVE | FUSES | SPARE |  |  |  | 250.000 A |  |  | 6 | Fail | Please check "Mounting"
380118057 | TNB | DISTRIBUTION | KUALA SELANGOR | Existing | RYB | LV FUSE SWITCH |  | CLOSED | IEC MIDDLE CURVE | FUSES | SPARE |  |  |  | 250.000 A |  |  | 6 | Fail | Please check "Mounting"
380118061 | TNB | DISTRIBUTION | KUALA SELANGOR | Existing | RYB | LV FUSE SWITCH |  | CLOSED | IEC MIDDLE CURVE | FUSES | SPARE |  |  |  | 250.000 A |  |  | 6 | Fail | Please check "Mounting"
380118071 | TNB | DISTRIBUTION | KUALA SELANGOR | Existing | RYB | LV FUSE SWITCH |  | CLOSED | IEC MIDDLE CURVE | FUSES | SPARE |  |  |  | 250.000 A |  |  | 6 | Fail | Please check "Mounting"
380118077 | TNB | DISTRIBUTION | KUALA SELANGOR | Existing | RYB | LV FUSE SWITCH |  | CLOSED | IEC MIDDLE CURVE | FUSES | SPARE |  |  |  | 250.000 A |  |  | 6 | Fail | Please check "Mounting"
380118089 | TNB | DISTRIBUTION | KUALA SELANGOR | Existing | RYB | LV FUSE SWITCH |  | CLOSED | IEC MIDDLE CURVE | FUSES | SPARE |  |  |  | 250.000 A |  |  | 6 | Fail | Please check "Mounting"
380118237 | TNB | DISTRIBUTION | KUALA SELANGOR | Existing | RYB | LV FUSE SWITCH |  | CLOSED | IEC MIDDLE CURVE | FUSES | SPARE |  |  |  | 250.000 A |  |  | 3 | Fail | Please check "Mounting"
380118251 | TNB | DISTRIBUTION | KUALA SELANGOR | Existing | RYB | LV FUSE SWITCH |  | OPEN | IEC MIDDLE CURVE | FUSES | SPARE |  |  |  | 250.000 A |  |  | 3 | Fail | Please check "Mounting"
380118258 | TNB | DISTRIBUTION | KUALA SELANGOR | Existing | RYB | LV FUSE SWITCH |  | OPEN | IEC MIDDLE CURVE | FUSES | SPARE |  |  |  | 250.000 A |  |  | 3 | Fail | Please check "Mounting"
380118263 | TNB | DISTRIBUTION | KUALA SELANGOR | Existing | RYB | LV FUSE SWITCH |  | OPEN | IEC MIDDLE CURVE | FUSES | SPARE |  |  |  | 250.000 A |  |  | 3 | Fail | Please check "Mounting"
380118269 | TNB | DISTRIBUTION | KUALA SELANGOR | Existing | RYB | LV FUSE SWITCH |  | OPEN | IEC MIDDLE CURVE | FUSES | SPARE |  |  |  | 250.000 A |  |  | 3 | Fail | Please check "Mounting"
380118281 | TNB | DISTRIBUTION | KUALA SELANGOR | Existing | RYB | LV FUSE SWITCH |  | OPEN | IEC MIDDLE CURVE | FUSES | SPARE |  |  |  | 250.000 A |  |  | 3 | Fail | Please check "Mounting"
380118289 | TNB | DISTRIBUTION | KUALA SELANGOR | Existing | RYB | LV FUSE SWITCH |  | OPEN | IEC MIDDLE CURVE | FUSES | SPARE |  |  |  | 250.000 A |  |  | 3 | Fail | Please check "Mounting"
380118307 | TNB | DISTRIBUTION | KUALA SELANGOR | Existing | RYB | LV FUSE SWITCH |  | CLOSED | IEC MIDDLE CURVE | FUSES | SPARE |  |  |  | 250.000 A |  |  | 3 | Fail | Please check "Mounting"
380118358 | TNB | DISTRIBUTION | KUALA SELANGOR | Existing | RYB | LV FUSE SWITCH |  | CLOSED | IEC MIDDLE CURVE | FUSES | SPARE |  |  |  | 250.000 A |  |  | 3 | Fail | Please check "Mounting"
380118372 | TNB | DISTRIBUTION | KUALA SELANGOR | Existing | RYB | LV FUSE SWITCH |  | CLOSED | IEC MIDDLE CURVE | FUSES | SPARE |  |  |  | 250.000 A |  |  | 3 | Fail | Please check "Mounting"
380118379 | TNB | DISTRIBUTION | KUALA SELANGOR | Existing | RYB | LV FUSE SWITCH |  | CLOSED | IEC MIDDLE CURVE | FUSES | SPARE |  |  |  | 250.000 A |  |  | 3 | Fail | Please check "Mounting"
380118384 | TNB | DISTRIBUTION | KUALA SELANGOR | Existing | RYB | LV FUSE SWITCH |  | CLOSED | IEC MIDDLE CURVE | FUSES | SPARE |  |  |  | 250.000 A |  |  | 3 | Fail | Please check "Mounting"
380118390 | TNB | DISTRIBUTION | KUALA SELANGOR | Existing | RYB | LV FUSE SWITCH |  | CLOSED | IEC MIDDLE CURVE | FUSES | SPARE |  |  |  | 250.000 A |  |  | 3 | Fail | Please check "Mounting"
380118402 | TNB | DISTRIBUTION | KUALA SELANGOR | Existing | RYB | LV FUSE SWITCH |  | CLOSED | IEC MIDDLE CURVE | FUSES | SPARE |  |  |  | 250.000 A |  |  | 3 | Fail | Please check "Mounting"
380118410 | TNB | DISTRIBUTION | KUALA SELANGOR | Existing | RYB | LV FUSE SWITCH |  | CLOSED | IEC MIDDLE CURVE | FUSES | SPARE |  |  |  | 250.000 A |  |  | 3 | Fail | Please check "Mounting"
380118428 | TNB | DISTRIBUTION | KUALA SELANGOR | Existing | RYB | LV FUSE SWITCH |  | CLOSED | IEC MIDDLE CURVE | FUSES | SPARE |  |  |  | 250.000 A |  |  | 3 | Fail | Please check "Mounting"
380118489 | TNB | DISTRIBUTION | KUALA SELANGOR | Existing | RYB | LV FUSE SWITCH |  | CLOSED | IEC MIDDLE CURVE | FUSES | SPARE |  |  |  | 250.000 A |  |  | 3 | Fail | Please check "Mounting"
380118503 | TNB | DISTRIBUTION | KUALA SELANGOR | Existing | RYB | LV FUSE SWITCH |  | CLOSED | IEC MIDDLE CURVE | FUSES | SPARE |  |  |  | 250.000 A |  |  | 3 | Fail | Please check "Mounting"
380118510 | TNB | DISTRIBUTION | KUALA SELANGOR | Existing | RYB | LV FUSE SWITCH |  | CLOSED | IEC MIDDLE CURVE | FUSES | SPARE |  |  |  | 250.000 A |  |  | 3 | Fail | Please check "Mounting"
380118515 | TNB | DISTRIBUTION | KUALA SELANGOR | Existing | RYB | LV FUSE SWITCH |  | CLOSED | IEC MIDDLE CURVE | FUSES | SPARE |  |  |  | 250.000 A |  |  | 3 | Fail | Please check "Mounting"
380118521 | TNB | DISTRIBUTION | KUALA SELANGOR | Existing | RYB | LV FUSE SWITCH |  | CLOSED | IEC MIDDLE CURVE | FUSES | SPARE |  |  |  | 250.000 A |  |  | 3 | Fail | Please check "Mounting"
380118533 | TNB | DISTRIBUTION | KUALA SELANGOR | Existing | RYB | LV FUSE SWITCH |  | CLOSED | IEC MIDDLE CURVE | FUSES | SPARE |  |  |  | 250.000 A |  |  | 3 | Fail | Please check "Mounting"
380118541 | TNB | DISTRIBUTION | KUALA SELANGOR | Existing | RYB | LV FUSE SWITCH |  | CLOSED | IEC MIDDLE CURVE | FUSES | SPARE |  |  |  | 250.000 A |  |  | 3 | Fail | Please check "Mounting"
380118559 | TNB | DISTRIBUTION | KUALA SELANGOR | Existing | RYB | LV FUSE SWITCH |  | CLOSED | IEC MIDDLE CURVE | FUSES | SPARE |  |  |  | 250.000 A |  |  | 3 | Fail | Please check "Mounting"
380118639 | TNB | DISTRIBUTION | KUALA SELANGOR | Existing | RYB | LV FUSE SWITCH |  | CLOSED | IEC MIDDLE CURVE | FUSES | SPARE |  |  |  | 250.000 A |  |  | 3 | Fail | Please check "Mounting"
380118653 | TNB | DISTRIBUTION | KUALA SELANGOR | Existing | RYB | LV FUSE SWITCH |  | CLOSED | IEC MIDDLE CURVE | FUSES | SPARE |  |  |  | 250.000 A |  |  | 3 | Fail | Please check "Mounting"
380118660 | TNB | DISTRIBUTION | KUALA SELANGOR | Existing | RYB | LV FUSE SWITCH |  | CLOSED | IEC MIDDLE CURVE | FUSES | SPARE |  |  |  | 250.000 A |  |  | 3 | Fail | Please check "Mounting"
380118665 | TNB | DISTRIBUTION | KUALA SELANGOR | Existing | RYB | LV FUSE SWITCH |  | CLOSED | IEC MIDDLE CURVE | FUSES | SPARE |  |  |  | 250.000 A |  |  | 3 | Fail | Please check "Mounting"
380118671 | TNB | DISTRIBUTION | KUALA SELANGOR | Existing | RYB | LV FUSE SWITCH |  | CLOSED | IEC MIDDLE CURVE | FUSES | SPARE |  |  |  | 250.000 A |  |  | 3 | Fail | Please check "Mounting"
380118683 | TNB | DISTRIBUTION | KUALA SELANGOR | Existing | RYB | LV FUSE SWITCH |  | CLOSED | IEC MIDDLE CURVE | FUSES | SPARE |  |  |  | 250.000 A |  |  | 3 | Fail | Please check "Mounting"
380118691 | TNB | DISTRIBUTION | KUALA SELANGOR | Existing | RYB | LV FUSE SWITCH |  | CLOSED | IEC MIDDLE CURVE | FUSES | SPARE |  |  |  | 250.000 A |  |  | 3 | Fail | Please check "Mounting"
380118709 | TNB | DISTRIBUTION | KUALA SELANGOR | Existing | RYB | LV FUSE SWITCH |  | CLOSED | IEC MIDDLE CURVE | FUSES | SPARE |  |  |  | 250.000 A |  |  | 3 | Fail | Please check "Mounting"
380118820 | TNB | DISTRIBUTION | KUALA SELANGOR | Existing | RYB | LV FUSE SWITCH |  | CLOSED | IEC MIDDLE CURVE | FUSES | SPARE |  |  |  | 250.000 A |  |  | 3 | Fail | Please check "Mounting"
380118834 | TNB | DISTRIBUTION | KUALA SELANGOR | Existing | RYB | LV FUSE SWITCH |  | CLOSED | IEC MIDDLE CURVE | FUSES | SPARE |  |  |  | 250.000 A |  |  | 3 | Fail | Please check "Mounting"
380118841 | TNB | DISTRIBUTION | KUALA SELANGOR | Existing | RYB | LV FUSE SWITCH |  | CLOSED | IEC MIDDLE CURVE | FUSES | SPARE |  |  |  | 250.000 A |  |  | 3 | Fail | Please check "Mounting"
380118846 | TNB | DISTRIBUTION | KUALA SELANGOR | Existing | RYB | LV FUSE SWITCH |  | CLOSED | IEC MIDDLE CURVE | FUSES | SPARE |  |  |  | 250.000 A |  |  | 3 | Fail | Please check "Mounting"
380118852 | TNB | DISTRIBUTION | KUALA SELANGOR | Existing | RYB | LV FUSE SWITCH |  | CLOSED | IEC MIDDLE CURVE | FUSES | SPARE |  |  |  | 250.000 A |  |  | 3 | Fail | Please check "Mounting"
380118864 | TNB | DISTRIBUTION | KUALA SELANGOR | Existing | RYB | LV FUSE SWITCH |  | CLOSED | IEC MIDDLE CURVE | FUSES | SPARE |  |  |  | 250.000 A |  |  | 3 | Fail | Please check "Mounting"
380118872 | TNB | DISTRIBUTION | KUALA SELANGOR | Existing | RYB | LV FUSE SWITCH |  | CLOSED | IEC MIDDLE CURVE | FUSES | SPARE |  |  |  | 250.000 A |  |  | 3 | Fail | Please check "Mounting"
380118890 | TNB | DISTRIBUTION | KUALA SELANGOR | Existing | RYB | LV FUSE SWITCH |  | CLOSED | IEC MIDDLE CURVE | FUSES | SPARE |  |  |  | 250.000 A |  |  | 3 | Fail | Please check "Mounting"
380134989 | TNB | DISTRIBUTION | KUALA SELANGOR | Existing | RYB | LV FUSE SWITCH |  | CLOSED | IEC MIDDLE CURVE | FUSES | SPARE |  |  |  | 250.000 A |  |  | 6 | Fail | Please check "Mounting"
380135001 | TNB | DISTRIBUTION | KUALA SELANGOR | Existing | RYB | LV FUSE SWITCH |  | CLOSED | IEC MIDDLE CURVE | FUSES | SPARE |  |  |  | 250.000 A |  |  | 6 | Fail | Please check "Mounting"
380135006 | TNB | DISTRIBUTION | KUALA SELANGOR | Existing | RYB | LV FUSE SWITCH |  | CLOSED | IEC MIDDLE CURVE | FUSES | SPARE |  |  |  | 250.000 A |  |  | 6 | Fail | Please check "Mounting"
380135009 | TNB | DISTRIBUTION | KUALA SELANGOR | Existing | RYB | LV FUSE SWITCH |  | CLOSED | IEC MIDDLE CURVE | FUSES | SPARE |  |  |  | 250.000 A |  |  | 6 | Fail | Please check "Mounting"
380135013 | TNB | DISTRIBUTION | KUALA SELANGOR | Existing | RYB | LV FUSE SWITCH |  | CLOSED | IEC MIDDLE CURVE | FUSES | SPARE |  |  |  | 250.000 A |  |  | 6 | Fail | Please check "Mounting"
380135023 | TNB | DISTRIBUTION | KUALA SELANGOR | Existing | RYB | LV FUSE SWITCH |  | CLOSED | IEC MIDDLE CURVE | FUSES | SPARE |  |  |  | 250.000 A |  |  | 6 | Fail | Please check "Mounting"
380135029 | TNB | DISTRIBUTION | KUALA SELANGOR | Existing | RYB | LV FUSE SWITCH |  | CLOSED | IEC MIDDLE CURVE | FUSES | SPARE |  |  |  | 250.000 A |  |  | 6 | Fail | Please check "Mounting"
380135041 | TNB | DISTRIBUTION | KUALA SELANGOR | Existing | RYB | LV FUSE SWITCH |  | CLOSED | IEC MIDDLE CURVE | FUSES | SPARE |  |  |  | 250.000 A |  |  | 6 | Fail | Please check "Mounting"
380135103 | TNB | DISTRIBUTION | KUALA SELANGOR | Existing | RYB | LV FUSE SWITCH |  | CLOSED | IEC MIDDLE CURVE | FUSES | SPARE |  |  |  | 250.000 A |  |  | 6 | Fail | Please check "Mounting"
380135115 | TNB | DISTRIBUTION | KUALA SELANGOR | Existing | RYB | LV FUSE SWITCH |  | CLOSED | IEC MIDDLE CURVE | FUSES | SPARE |  |  |  | 250.000 A |  |  | 6 | Fail | Please check "Mounting"
380135120 | TNB | DISTRIBUTION | KUALA SELANGOR | Existing | RYB | LV FUSE SWITCH |  | CLOSED | IEC MIDDLE CURVE | FUSES | SPARE |  |  |  | 250.000 A |  |  | 6 | Fail | Please check "Mounting"
380135123 | TNB | DISTRIBUTION | KUALA SELANGOR | Existing | RYB | LV FUSE SWITCH |  | CLOSED | IEC MIDDLE CURVE | FUSES | SPARE |  |  |  | 250.000 A |  |  | 6 | Fail | Please check "Mounting"
380135127 | TNB | DISTRIBUTION | KUALA SELANGOR | Existing | RYB | LV FUSE SWITCH |  | CLOSED | IEC MIDDLE CURVE | FUSES | SPARE |  |  |  | 250.000 A |  |  | 6 | Fail | Please check "Mounting"
380135137 | TNB | DISTRIBUTION | KUALA SELANGOR | Existing | RYB | LV FUSE SWITCH |  | CLOSED | IEC MIDDLE CURVE | FUSES | SPARE |  |  |  | 250.000 A |  |  | 6 | Fail | Please check "Mounting"
380135143 | TNB | DISTRIBUTION | KUALA SELANGOR | Existing | RYB | LV FUSE SWITCH |  | CLOSED | IEC MIDDLE CURVE | FUSES | SPARE |  |  |  | 250.000 A |  |  | 6 | Fail | Please check "Mounting"
380135155 | TNB | DISTRIBUTION | KUALA SELANGOR | Existing | RYB | LV FUSE SWITCH |  | CLOSED | IEC MIDDLE CURVE | FUSES | SPARE |  |  |  | 250.000 A |  |  | 6 | Fail | Please check "Mounting"
380135166 | TNB | DISTRIBUTION | KUALA SELANGOR | Existing | RYB | LV FUSE SWITCH |  | CLOSED | IEC MIDDLE CURVE | FUSES | SPARE |  |  |  | 250.000 A |  |  | 6 | Fail | Please check "Mounting"
380135173 | TNB | DISTRIBUTION | KUALA SELANGOR | Existing | RYB | LV FUSE SWITCH |  | CLOSED | IEC MIDDLE CURVE | FUSES | SPARE |  |  |  | 250.000 A |  |  | 6 | Fail | Please check "Mounting"
380135176 | TNB | DISTRIBUTION | KUALA SELANGOR | Existing | RYB | LV FUSE SWITCH |  | CLOSED | IEC MIDDLE CURVE | FUSES | SPARE |  |  |  | 250.000 A |  |  | 6 | Fail | Please check "Mounting"
380135182 | TNB | DISTRIBUTION | KUALA SELANGOR | Existing | RYB | LV FUSE SWITCH |  | CLOSED | IEC MIDDLE CURVE | FUSES | SPARE |  |  |  | 250.000 A |  |  | 6 | Fail | Please check "Mounting"
380135189 | TNB | DISTRIBUTION | KUALA SELANGOR | Existing | RYB | LV FUSE SWITCH |  | CLOSED | IEC MIDDLE CURVE | FUSES | SPARE |  |  |  | 250.000 A |  |  | 6 | Fail | Please check "Mounting"
380135196 | TNB | DISTRIBUTION | KUALA SELANGOR | Existing | RYB | LV FUSE SWITCH |  | CLOSED | IEC MIDDLE CURVE | FUSES | SPARE |  |  |  | 250.000 A |  |  | 6 | Fail | Please check "Mounting"
380135262 | TNB | DISTRIBUTION | KUALA SELANGOR | Existing | RYB | LV FUSE SWITCH |  | CLOSED | IEC MIDDLE CURVE | FUSES | SPARE |  |  |  | 250.000 A |  |  | 6 | Fail | Please check "Mounting"
380135274 | TNB | DISTRIBUTION | KUALA SELANGOR | Existing | RYB | LV FUSE SWITCH |  | CLOSED | IEC MIDDLE CURVE | FUSES | SPARE |  |  |  | 250.000 A |  |  | 6 | Fail | Please check "Mounting"
380135279 | TNB | DISTRIBUTION | KUALA SELANGOR | Existing | RYB | LV FUSE SWITCH |  | CLOSED | IEC MIDDLE CURVE | FUSES | SPARE |  |  |  | 250.000 A |  |  | 6 | Fail | Please check "Mounting"
380135282 | TNB | DISTRIBUTION | KUALA SELANGOR | Existing | RYB | LV FUSE SWITCH |  | CLOSED | IEC MIDDLE CURVE | FUSES | SPARE |  |  |  | 250.000 A |  |  | 6 | Fail | Please check "Mounting"
380135286 | TNB | DISTRIBUTION | KUALA SELANGOR | Existing | RYB | LV FUSE SWITCH |  | CLOSED | IEC MIDDLE CURVE | FUSES | SPARE |  |  |  | 250.000 A |  |  | 6 | Fail | Please check "Mounting"
380135296 | TNB | DISTRIBUTION | KUALA SELANGOR | Existing | RYB | LV FUSE SWITCH |  | CLOSED | IEC MIDDLE CURVE | FUSES | SPARE |  |  |  | 250.000 A |  |  | 6 | Fail | Please check "Mounting"
380135302 | TNB | DISTRIBUTION | KUALA SELANGOR | Existing | RYB | LV FUSE SWITCH |  | CLOSED | IEC MIDDLE CURVE | FUSES | SPARE |  |  |  | 250.000 A |  |  | 6 | Fail | Please check "Mounting"
380135314 | TNB | DISTRIBUTION | KUALA SELANGOR | Existing | RYB | LV FUSE SWITCH |  | CLOSED | IEC MIDDLE CURVE | FUSES | SPARE |  |  |  | 250.000 A |  |  | 6 | Fail | Please check "Mounting"
380135319 | TNB | DISTRIBUTION | KUALA SELANGOR | Existing | RYB | LV FUSE SWITCH |  | CLOSED | IEC MIDDLE CURVE | FUSES | SPARE |  |  |  | 250.000 A |  |  | 6 | Fail | Please check "Mounting"
380135331 | TNB | DISTRIBUTION | KUALA SELANGOR | Existing | RYB | LV FUSE SWITCH |  | CLOSED | IEC MIDDLE CURVE | FUSES | SPARE |  |  |  | 250.000 A |  |  | 6 | Fail | Please check "Mounting"
380135336 | TNB | DISTRIBUTION | KUALA SELANGOR | Existing | RYB | LV FUSE SWITCH |  | CLOSED | IEC MIDDLE CURVE | FUSES | SPARE |  |  |  | 250.000 A |  |  | 6 | Fail | Please check "Mounting"
380135339 | TNB | DISTRIBUTION | KUALA SELANGOR | Existing | RYB | LV FUSE SWITCH |  | CLOSED | IEC MIDDLE CURVE | FUSES | SPARE |  |  |  | 250.000 A |  |  | 6 | Fail | Please check "Mounting"
380135343 | TNB | DISTRIBUTION | KUALA SELANGOR | Existing | RYB | LV FUSE SWITCH |  | CLOSED | IEC MIDDLE CURVE | FUSES | SPARE |  |  |  | 250.000 A |  |  | 6 | Fail | Please check "Mounting"
380135353 | TNB | DISTRIBUTION | KUALA SELANGOR | Existing | RYB | LV FUSE SWITCH |  | CLOSED | IEC MIDDLE CURVE | FUSES | SPARE |  |  |  | 250.000 A |  |  | 6 | Fail | Please check "Mounting"
380135359 | TNB | DISTRIBUTION | KUALA SELANGOR | Existing | RYB | LV FUSE SWITCH |  | CLOSED | IEC MIDDLE CURVE | FUSES | SPARE |  |  |  | 250.000 A |  |  | 6 | Fail | Please check "Mounting"
380135371 | TNB | DISTRIBUTION | KUALA SELANGOR | Existing | RYB | LV FUSE SWITCH |  | CLOSED | IEC MIDDLE CURVE | FUSES | SPARE |  |  |  | 250.000 A |  |  | 6 | Fail | Please check "Mounting"
380135413 | TNB | DISTRIBUTION | KUALA SELANGOR | Existing | RYB | LV FUSE SWITCH |  | CLOSED | IEC MIDDLE CURVE | FUSES | SPARE |  |  |  | 250.000 A |  |  | 6 | Fail | Please check "Mounting"
380135425 | TNB | DISTRIBUTION | KUALA SELANGOR | Existing | RYB | LV FUSE SWITCH |  | CLOSED | IEC MIDDLE CURVE | FUSES | SPARE |  |  |  | 250.000 A |  |  | 6 | Fail | Please check "Mounting"
380135430 | TNB | DISTRIBUTION | KUALA SELANGOR | Existing | RYB | LV FUSE SWITCH |  | CLOSED | IEC MIDDLE CURVE | FUSES | SPARE |  |  |  | 250.000 A |  |  | 6 | Fail | Please check "Mounting"
380135433 | TNB | DISTRIBUTION | KUALA SELANGOR | Existing | RYB | LV FUSE SWITCH |  | CLOSED | IEC MIDDLE CURVE | FUSES | SPARE |  |  |  | 250.000 A |  |  | 6 | Fail | Please check "Mounting"
380135437 | TNB | DISTRIBUTION | KUALA SELANGOR | Existing | RYB | LV FUSE SWITCH |  | CLOSED | IEC MIDDLE CURVE | FUSES | SPARE |  |  |  | 250.000 A |  |  | 6 | Fail | Please check "Mounting"
380135447 | TNB | DISTRIBUTION | KUALA SELANGOR | Existing | RYB | LV FUSE SWITCH |  | CLOSED | IEC MIDDLE CURVE | FUSES | SPARE |  |  |  | 250.000 A |  |  | 6 | Fail | Please check "Mounting"
380135453 | TNB | DISTRIBUTION | KUALA SELANGOR | Existing | RYB | LV FUSE SWITCH |  | CLOSED | IEC MIDDLE CURVE | FUSES | SPARE |  |  |  | 250.000 A |  |  | 6 | Fail | Please check "Mounting"
380135465 | TNB | DISTRIBUTION | KUALA SELANGOR | Existing | RYB | LV FUSE SWITCH |  | CLOSED | IEC MIDDLE CURVE | FUSES | SPARE |  |  |  | 250.000 A |  |  | 6 | Fail | Please check "Mounting"
380135507 | TNB | DISTRIBUTION | KUALA SELANGOR | Existing | RYB | LV FUSE SWITCH |  | CLOSED | IEC MIDDLE CURVE | FUSES | SPARE |  |  |  | 250.000 A |  |  | 6 | Fail | Please check "Mounting"
380135519 | TNB | DISTRIBUTION | KUALA SELANGOR | Existing | RYB | LV FUSE SWITCH |  | CLOSED | IEC MIDDLE CURVE | FUSES | SPARE |  |  |  | 250.000 A |  |  | 6 | Fail | Please check "Mounting"
380135524 | TNB | DISTRIBUTION | KUALA SELANGOR | Existing | RYB | LV FUSE SWITCH |  | CLOSED | IEC MIDDLE CURVE | FUSES | SPARE |  |  |  | 250.000 A |  |  | 6 | Fail | Please check "Mounting"
380135527 | TNB | DISTRIBUTION | KUALA SELANGOR | Existing | RYB | LV FUSE SWITCH |  | CLOSED | IEC MIDDLE CURVE | FUSES | SPARE |  |  |  | 250.000 A |  |  | 6 | Fail | Please check "Mounting"
380135531 | TNB | DISTRIBUTION | KUALA SELANGOR | Existing | RYB | LV FUSE SWITCH |  | CLOSED | IEC MIDDLE CURVE | FUSES | SPARE |  |  |  | 250.000 A |  |  | 6 | Fail | Please check "Mounting"
380135541 | TNB | DISTRIBUTION | KUALA SELANGOR | Existing | RYB | LV FUSE SWITCH |  | CLOSED | IEC MIDDLE CURVE | FUSES | SPARE |  |  |  | 250.000 A |  |  | 6 | Fail | Please check "Mounting"
380135547 | TNB | DISTRIBUTION | KUALA SELANGOR | Existing | RYB | LV FUSE SWITCH |  | CLOSED | IEC MIDDLE CURVE | FUSES | SPARE |  |  |  | 250.000 A |  |  | 6 | Fail | Please check "Mounting"
380135559 | TNB | DISTRIBUTION | KUALA SELANGOR | Existing | RYB | LV FUSE SWITCH |  | CLOSED | IEC MIDDLE CURVE | FUSES | SPARE |  |  |  | 250.000 A |  |  | 6 | Fail | Please check "Mounting"
380135601 | TNB | DISTRIBUTION | KUALA SELANGOR | Existing | RYB | LV FUSE SWITCH |  | CLOSED | IEC MIDDLE CURVE | FUSES | SPARE |  |  |  | 250.000 A |  |  | 6 | Fail | Please check "Mounting"
380135613 | TNB | DISTRIBUTION | KUALA SELANGOR | Existing | RYB | LV FUSE SWITCH |  | CLOSED | IEC MIDDLE CURVE | FUSES | SPARE |  |  |  | 250.000 A |  |  | 6 | Fail | Please check "Mounting"
380135618 | TNB | DISTRIBUTION | KUALA SELANGOR | Existing | RYB | LV FUSE SWITCH |  | CLOSED | IEC MIDDLE CURVE | FUSES | SPARE |  |  |  | 250.000 A |  |  | 6 | Fail | Please check "Mounting"
380135621 | TNB | DISTRIBUTION | KUALA SELANGOR | Existing | RYB | LV FUSE SWITCH |  | CLOSED | IEC MIDDLE CURVE | FUSES | SPARE |  |  |  | 250.000 A |  |  | 6 | Fail | Please check "Mounting"
380135625 | TNB | DISTRIBUTION | KUALA SELANGOR | Existing | RYB | LV FUSE SWITCH |  | CLOSED | IEC MIDDLE CURVE | FUSES | SPARE |  |  |  | 250.000 A |  |  | 6 | Fail | Please check "Mounting"
380135635 | TNB | DISTRIBUTION | KUALA SELANGOR | Existing | RYB | LV FUSE SWITCH |  | CLOSED | IEC MIDDLE CURVE | FUSES | SPARE |  |  |  | 250.000 A |  |  | 6 | Fail | Please check "Mounting"
380135641 | TNB | DISTRIBUTION | KUALA SELANGOR | Existing | RYB | LV FUSE SWITCH |  | CLOSED | IEC MIDDLE CURVE | FUSES | SPARE |  |  |  | 250.000 A |  |  | 6 | Fail | Please check "Mounting"
380135653 | TNB | DISTRIBUTION | KUALA SELANGOR | Existing | RYB | LV FUSE SWITCH |  | CLOSED | IEC MIDDLE CURVE | FUSES | SPARE |  |  |  | 250.000 A |  |  | 6 | Fail | Please check "Mounting"
380135695 | TNB | DISTRIBUTION | KUALA SELANGOR | Existing | RYB | LV FUSE SWITCH |  | CLOSED | IEC MIDDLE CURVE | FUSES | SPARE |  |  |  | 250.000 A |  |  | 6 | Fail | Please check "Mounting"
380135707 | TNB | DISTRIBUTION | KUALA SELANGOR | Existing | RYB | LV FUSE SWITCH |  | CLOSED | IEC MIDDLE CURVE | FUSES | SPARE |  |  |  | 250.000 A |  |  | 6 | Fail | Please check "Mounting"
380135712 | TNB | DISTRIBUTION | KUALA SELANGOR | Existing | RYB | LV FUSE SWITCH |  | CLOSED | IEC MIDDLE CURVE | FUSES | SPARE |  |  |  | 250.000 A |  |  | 6 | Fail | Please check "Mounting"
380135715 | TNB | DISTRIBUTION | KUALA SELANGOR | Existing | RYB | LV FUSE SWITCH |  | CLOSED | IEC MIDDLE CURVE | FUSES | SPARE |  |  |  | 250.000 A |  |  | 6 | Fail | Please check "Mounting"
380135719 | TNB | DISTRIBUTION | KUALA SELANGOR | Existing | RYB | LV FUSE SWITCH |  | CLOSED | IEC MIDDLE CURVE | FUSES | SPARE |  |  |  | 250.000 A |  |  | 6 | Fail | Please check "Mounting"
380135729 | TNB | DISTRIBUTION | KUALA SELANGOR | Existing | RYB | LV FUSE SWITCH |  | CLOSED | IEC MIDDLE CURVE | FUSES | SPARE |  |  |  | 250.000 A |  |  | 6 | Fail | Please check "Mounting"
380135735 | TNB | DISTRIBUTION | KUALA SELANGOR | Existing | RYB | LV FUSE SWITCH |  | CLOSED | IEC MIDDLE CURVE | FUSES | SPARE |  |  |  | 250.000 A |  |  | 6 | Fail | Please check "Mounting"
380135747 | TNB | DISTRIBUTION | KUALA SELANGOR | Existing | RYB | LV FUSE SWITCH |  | CLOSED | IEC MIDDLE CURVE | FUSES | SPARE |  |  |  | 250.000 A |  |  | 6 | Fail | Please check "Mounting"
380135789 | TNB | DISTRIBUTION | KUALA SELANGOR | Existing | RYB | LV FUSE SWITCH |  | CLOSED | IEC MIDDLE CURVE | FUSES | SPARE |  |  |  | 250.000 A |  |  | 6 | Fail | Please check "Mounting"
380135801 | TNB | DISTRIBUTION | KUALA SELANGOR | Existing | RYB | LV FUSE SWITCH |  | CLOSED | IEC MIDDLE CURVE | FUSES | SPARE |  |  |  | 250.000 A |  |  | 6 | Fail | Please check "Mounting"
380135806 | TNB | DISTRIBUTION | KUALA SELANGOR | Existing | RYB | LV FUSE SWITCH |  | CLOSED | IEC MIDDLE CURVE | FUSES | SPARE |  |  |  | 250.000 A |  |  | 6 | Fail | Please check "Mounting"
380135809 | TNB | DISTRIBUTION | KUALA SELANGOR | Existing | RYB | LV FUSE SWITCH |  | CLOSED | IEC MIDDLE CURVE | FUSES | SPARE |  |  |  | 250.000 A |  |  | 6 | Fail | Please check "Mounting"
380135813 | TNB | DISTRIBUTION | KUALA SELANGOR | Existing | RYB | LV FUSE SWITCH |  | CLOSED | IEC MIDDLE CURVE | FUSES | SPARE |  |  |  | 250.000 A |  |  | 6 | Fail | Please check "Mounting"
380135823 | TNB | DISTRIBUTION | KUALA SELANGOR | Existing | RYB | LV FUSE SWITCH |  | CLOSED | IEC MIDDLE CURVE | FUSES | SPARE |  |  |  | 250.000 A |  |  | 6 | Fail | Please check "Mounting"
380135829 | TNB | DISTRIBUTION | KUALA SELANGOR | Existing | RYB | LV FUSE SWITCH |  | CLOSED | IEC MIDDLE CURVE | FUSES | SPARE |  |  |  | 250.000 A |  |  | 6 | Fail | Please check "Mounting"
380135841 | TNB | DISTRIBUTION | KUALA SELANGOR | Existing | RYB | LV FUSE SWITCH |  | CLOSED | IEC MIDDLE CURVE | FUSES | SPARE |  |  |  | 250.000 A |  |  | 6 | Fail | Please check "Mounting"
380135883 | TNB | DISTRIBUTION | KUALA SELANGOR | Existing | RYB | LV FUSE SWITCH |  | CLOSED | IEC MIDDLE CURVE | FUSES | SPARE |  |  |  | 250.000 A |  |  | 6 | Fail | Please check "Mounting"
380135895 | TNB | DISTRIBUTION | KUALA SELANGOR | Existing | RYB | LV FUSE SWITCH |  | CLOSED | IEC MIDDLE CURVE | FUSES | SPARE |  |  |  | 250.000 A |  |  | 6 | Fail | Please check "Mounting"
380135900 | TNB | DISTRIBUTION | KUALA SELANGOR | Existing | RYB | LV FUSE SWITCH |  | CLOSED | IEC MIDDLE CURVE | FUSES | SPARE |  |  |  | 250.000 A |  |  | 6 | Fail | Please check "Mounting"
380135903 | TNB | DISTRIBUTION | KUALA SELANGOR | Existing | RYB | LV FUSE SWITCH |  | CLOSED | IEC MIDDLE CURVE | FUSES | SPARE |  |  |  | 250.000 A |  |  | 6 | Fail | Please check "Mounting"
380135907 | TNB | DISTRIBUTION | KUALA SELANGOR | Existing | RYB | LV FUSE SWITCH |  | CLOSED | IEC MIDDLE CURVE | FUSES | SPARE |  |  |  | 250.000 A |  |  | 6 | Fail | Please check "Mounting"
380135917 | TNB | DISTRIBUTION | KUALA SELANGOR | Existing | RYB | LV FUSE SWITCH |  | CLOSED | IEC MIDDLE CURVE | FUSES | SPARE |  |  |  | 250.000 A |  |  | 6 | Fail | Please check "Mounting"
380135923 | TNB | DISTRIBUTION | KUALA SELANGOR | Existing | RYB | LV FUSE SWITCH |  | CLOSED | IEC MIDDLE CURVE | FUSES | SPARE |  |  |  | 250.000 A |  |  | 6 | Fail | Please check "Mounting"
380135935 | TNB | DISTRIBUTION | KUALA SELANGOR | Existing | RYB | LV FUSE SWITCH |  | CLOSED | IEC MIDDLE CURVE | FUSES | SPARE |  |  |  | 250.000 A |  |  | 6 | Fail | Please check "Mounting"
380136097 | TNB | DISTRIBUTION | KUALA SELANGOR | Existing | RYB | LV FUSE SWITCH |  | CLOSED | IEC MIDDLE CURVE | FUSES | SPARE |  |  |  | 250.000 A |  |  | 6 | Fail | Please check "Mounting"
380136109 | TNB | DISTRIBUTION | KUALA SELANGOR | Existing | RYB | LV FUSE SWITCH |  | CLOSED | IEC MIDDLE CURVE | FUSES | SPARE |  |  |  | 250.000 A |  |  | 6 | Fail | Please check "Mounting"
380136114 | TNB | DISTRIBUTION | KUALA SELANGOR | Existing | RYB | LV FUSE SWITCH |  | CLOSED | IEC MIDDLE CURVE | FUSES | SPARE |  |  |  | 250.000 A |  |  | 6 | Fail | Please check "Mounting"
380136117 | TNB | DISTRIBUTION | KUALA SELANGOR | Existing | RYB | LV FUSE SWITCH |  | CLOSED | IEC MIDDLE CURVE | FUSES | SPARE |  |  |  | 250.000 A |  |  | 6 | Fail | Please check "Mounting"
380136121 | TNB | DISTRIBUTION | KUALA SELANGOR | Existing | RYB | LV FUSE SWITCH |  | CLOSED | IEC MIDDLE CURVE | FUSES | SPARE |  |  |  | 250.000 A |  |  | 6 | Fail | Please check "Mounting"
380136131 | TNB | DISTRIBUTION | KUALA SELANGOR | Existing | RYB | LV FUSE SWITCH |  | CLOSED | IEC MIDDLE CURVE | FUSES | SPARE |  |  |  | 250.000 A |  |  | 6 | Fail | Please check "Mounting"
380136137 | TNB | DISTRIBUTION | KUALA SELANGOR | Existing | RYB | LV FUSE SWITCH |  | CLOSED | IEC MIDDLE CURVE | FUSES | SPARE |  |  |  | 250.000 A |  |  | 6 | Fail | Please check "Mounting"
380136149 | TNB | DISTRIBUTION | KUALA SELANGOR | Existing | RYB | LV FUSE SWITCH |  | CLOSED | IEC MIDDLE CURVE | FUSES | SPARE |  |  |  | 250.000 A |  |  | 6 | Fail | Please check "Mounting"
380136191 | TNB | DISTRIBUTION | KUALA SELANGOR | Existing | RYB | LV FUSE SWITCH |  | CLOSED | IEC MIDDLE CURVE | FUSES | SPARE |  |  |  | 250.000 A |  |  | 6 | Fail | Please check "Mounting"
380136203 | TNB | DISTRIBUTION | KUALA SELANGOR | Existing | RYB | LV FUSE SWITCH |  | CLOSED | IEC MIDDLE CURVE | FUSES | SPARE |  |  |  | 250.000 A |  |  | 6 | Fail | Please check "Mounting"
380136208 | TNB | DISTRIBUTION | KUALA SELANGOR | Existing | RYB | LV FUSE SWITCH |  | CLOSED | IEC MIDDLE CURVE | FUSES | SPARE |  |  |  | 250.000 A |  |  | 6 | Fail | Please check "Mounting"
380136211 | TNB | DISTRIBUTION | KUALA SELANGOR | Existing | RYB | LV FUSE SWITCH |  | CLOSED | IEC MIDDLE CURVE | FUSES | SPARE |  |  |  | 250.000 A |  |  | 6 | Fail | Please check "Mounting"
380136215 | TNB | DISTRIBUTION | KUALA SELANGOR | Existing | RYB | LV FUSE SWITCH |  | CLOSED | IEC MIDDLE CURVE | FUSES | SPARE |  |  |  | 250.000 A |  |  | 6 | Fail | Please check "Mounting"
380136225 | TNB | DISTRIBUTION | KUALA SELANGOR | Existing | RYB | LV FUSE SWITCH |  | CLOSED | IEC MIDDLE CURVE | FUSES | SPARE |  |  |  | 250.000 A |  |  | 6 | Fail | Please check "Mounting"
380136231 | TNB | DISTRIBUTION | KUALA SELANGOR | Existing | RYB | LV FUSE SWITCH |  | CLOSED | IEC MIDDLE CURVE | FUSES | SPARE |  |  |  | 250.000 A |  |  | 6 | Fail | Please check "Mounting"
380136243 | TNB | DISTRIBUTION | KUALA SELANGOR | Existing | RYB | LV FUSE SWITCH |  | CLOSED | IEC MIDDLE CURVE | FUSES | SPARE |  |  |  | 250.000 A |  |  | 6 | Fail | Please check "Mounting"
380136285 | TNB | DISTRIBUTION | KUALA SELANGOR | Existing | RYB | LV FUSE SWITCH |  | CLOSED | IEC MIDDLE CURVE | FUSES | SPARE |  |  |  | 250.000 A |  |  | 6 | Fail | Please check "Mounting"
380136297 | TNB | DISTRIBUTION | KUALA SELANGOR | Existing | RYB | LV FUSE SWITCH |  | CLOSED | IEC MIDDLE CURVE | FUSES | SPARE |  |  |  | 250.000 A |  |  | 6 | Fail | Please check "Mounting"
380136302 | TNB | DISTRIBUTION | KUALA SELANGOR | Existing | RYB | LV FUSE SWITCH |  | CLOSED | IEC MIDDLE CURVE | FUSES | SPARE |  |  |  | 250.000 A |  |  | 6 | Fail | Please check "Mounting"
380136305 | TNB | DISTRIBUTION | KUALA SELANGOR | Existing | RYB | LV FUSE SWITCH |  | CLOSED | IEC MIDDLE CURVE | FUSES | SPARE |  |  |  | 250.000 A |  |  | 6 | Fail | Please check "Mounting"
380136309 | TNB | DISTRIBUTION | KUALA SELANGOR | Existing | RYB | LV FUSE SWITCH |  | CLOSED | IEC MIDDLE CURVE | FUSES | SPARE |  |  |  | 250.000 A |  |  | 6 | Fail | Please check "Mounting"
380136319 | TNB | DISTRIBUTION | KUALA SELANGOR | Existing | RYB | LV FUSE SWITCH |  | CLOSED | IEC MIDDLE CURVE | FUSES | SPARE |  |  |  | 250.000 A |  |  | 6 | Fail | Please check "Mounting"
380136325 | TNB | DISTRIBUTION | KUALA SELANGOR | Existing | RYB | LV FUSE SWITCH |  | CLOSED | IEC MIDDLE CURVE | FUSES | SPARE |  |  |  | 250.000 A |  |  | 6 | Fail | Please check "Mounting"
380136337 | TNB | DISTRIBUTION | KUALA SELANGOR | Existing | RYB | LV FUSE SWITCH |  | CLOSED | IEC MIDDLE CURVE | FUSES | SPARE |  |  |  | 250.000 A |  |  | 6 | Fail | Please check "Mounting"
380136405 | TNB | DISTRIBUTION | KUALA SELANGOR | Existing | RYB | LV FUSE SWITCH |  | CLOSED | IEC MIDDLE CURVE | FUSES | SPARE |  |  |  | 250.000 A |  |  | 6 | Fail | Please check "Mounting"
380136417 | TNB | DISTRIBUTION | KUALA SELANGOR | Existing | RYB | LV FUSE SWITCH |  | CLOSED | IEC MIDDLE CURVE | FUSES | SPARE |  |  |  | 250.000 A |  |  | 6 | Fail | Please check "Mounting"
380136422 | TNB | DISTRIBUTION | KUALA SELANGOR | Existing | RYB | LV FUSE SWITCH |  | CLOSED | IEC MIDDLE CURVE | FUSES | SPARE |  |  |  | 250.000 A |  |  | 6 | Fail | Please check "Mounting"
380136425 | TNB | DISTRIBUTION | KUALA SELANGOR | Existing | RYB | LV FUSE SWITCH |  | CLOSED | IEC MIDDLE CURVE | FUSES | SPARE |  |  |  | 250.000 A |  |  | 6 | Fail | Please check "Mounting"
380136429 | TNB | DISTRIBUTION | KUALA SELANGOR | Existing | RYB | LV FUSE SWITCH |  | CLOSED | IEC MIDDLE CURVE | FUSES | SPARE |  |  |  | 250.000 A |  |  | 6 | Fail | Please check "Mounting"
380136439 | TNB | DISTRIBUTION | KUALA SELANGOR | Existing | RYB | LV FUSE SWITCH |  | CLOSED | IEC MIDDLE CURVE | FUSES | SPARE |  |  |  | 250.000 A |  |  | 6 | Fail | Please check "Mounting"
380136445 | TNB | DISTRIBUTION | KUALA SELANGOR | Existing | RYB | LV FUSE SWITCH |  | CLOSED | IEC MIDDLE CURVE | FUSES | SPARE |  |  |  | 250.000 A |  |  | 6 | Fail | Please check "Mounting"
380136457 | TNB | DISTRIBUTION | KUALA SELANGOR | Existing | RYB | LV FUSE SWITCH |  | CLOSED | IEC MIDDLE CURVE | FUSES | SPARE |  |  |  | 250.000 A |  |  | 6 | Fail | Please check "Mounting"
380136499 | TNB | DISTRIBUTION | KUALA SELANGOR | Existing | RYB | LV FUSE SWITCH |  | CLOSED | IEC MIDDLE CURVE | FUSES | SPARE |  |  |  | 250.000 A |  |  | 6 | Fail | Please check "Mounting"
380136511 | TNB | DISTRIBUTION | KUALA SELANGOR | Existing | RYB | LV FUSE SWITCH |  | CLOSED | IEC MIDDLE CURVE | FUSES | SPARE |  |  |  | 250.000 A |  |  | 6 | Fail | Please check "Mounting"
380136516 | TNB | DISTRIBUTION | KUALA SELANGOR | Existing | RYB | LV FUSE SWITCH |  | CLOSED | IEC MIDDLE CURVE | FUSES | SPARE |  |  |  | 250.000 A |  |  | 6 | Fail | Please check "Mounting"
380136519 | TNB | DISTRIBUTION | KUALA SELANGOR | Existing | RYB | LV FUSE SWITCH |  | CLOSED | IEC MIDDLE CURVE | FUSES | SPARE |  |  |  | 250.000 A |  |  | 6 | Fail | Please check "Mounting"
380136523 | TNB | DISTRIBUTION | KUALA SELANGOR | Existing | RYB | LV FUSE SWITCH |  | CLOSED | IEC MIDDLE CURVE | FUSES | SPARE |  |  |  | 250.000 A |  |  | 6 | Fail | Please check "Mounting"
380136533 | TNB | DISTRIBUTION | KUALA SELANGOR | Existing | RYB | LV FUSE SWITCH |  | CLOSED | IEC MIDDLE CURVE | FUSES | SPARE |  |  |  | 250.000 A |  |  | 6 | Fail | Please check "Mounting"
380136539 | TNB | DISTRIBUTION | KUALA SELANGOR | Existing | RYB | LV FUSE SWITCH |  | CLOSED | IEC MIDDLE CURVE | FUSES | SPARE |  |  |  | 250.000 A |  |  | 6 | Fail | Please check "Mounting"
380136551 | TNB | DISTRIBUTION | KUALA SELANGOR | Existing | RYB | LV FUSE SWITCH |  | CLOSED | IEC MIDDLE CURVE | FUSES | SPARE |  |  |  | 250.000 A |  |  | 6 | Fail | Please check "Mounting"
380136593 | TNB | DISTRIBUTION | KUALA SELANGOR | Existing | RYB | LV FUSE SWITCH |  | CLOSED | IEC MIDDLE CURVE | FUSES | SPARE |  |  |  | 250.000 A |  |  | 6 | Fail | Please check "Mounting"
380136605 | TNB | DISTRIBUTION | KUALA SELANGOR | Existing | RYB | LV FUSE SWITCH |  | CLOSED | IEC MIDDLE CURVE | FUSES | SPARE |  |  |  | 250.000 A |  |  | 6 | Fail | Please check "Mounting"
380136610 | TNB | DISTRIBUTION | KUALA SELANGOR | Existing | RYB | LV FUSE SWITCH |  | CLOSED | IEC MIDDLE CURVE | FUSES | SPARE |  |  |  | 250.000 A |  |  | 6 | Fail | Please check "Mounting"
380136613 | TNB | DISTRIBUTION | KUALA SELANGOR | Existing | RYB | LV FUSE SWITCH |  | CLOSED | IEC MIDDLE CURVE | FUSES | SPARE |  |  |  | 250.000 A |  |  | 6 | Fail | Please check "Mounting"
380136617 | TNB | DISTRIBUTION | KUALA SELANGOR | Existing | RYB | LV FUSE SWITCH |  | CLOSED | IEC MIDDLE CURVE | FUSES | SPARE |  |  |  | 250.000 A |  |  | 6 | Fail | Please check "Mounting"
380136627 | TNB | DISTRIBUTION | KUALA SELANGOR | Existing | RYB | LV FUSE SWITCH |  | CLOSED | IEC MIDDLE CURVE | FUSES | SPARE |  |  |  | 250.000 A |  |  | 6 | Fail | Please check "Mounting"
380136633 | TNB | DISTRIBUTION | KUALA SELANGOR | Existing | RYB | LV FUSE SWITCH |  | CLOSED | IEC MIDDLE CURVE | FUSES | SPARE |  |  |  | 250.000 A |  |  | 6 | Fail | Please check "Mounting"
380136645 | TNB | DISTRIBUTION | KUALA SELANGOR | Existing | RYB | LV FUSE SWITCH |  | CLOSED | IEC MIDDLE CURVE | FUSES | SPARE |  |  |  | 250.000 A |  |  | 6 | Fail | Please check "Mounting"
380136779 | TNB | DISTRIBUTION | KUALA SELANGOR | Existing | RYB | LV FUSE SWITCH |  | CLOSED | IEC MIDDLE CURVE | FUSES | SPARE |  |  |  | 250.000 A |  |  | 6 | Fail | Please check "Mounting"
380136790 | TNB | DISTRIBUTION | KUALA SELANGOR | Existing | RYB | LV FUSE SWITCH |  | CLOSED | IEC MIDDLE CURVE | FUSES | SPARE |  |  |  | 250.000 A |  |  | 6 | Fail | Please check "Mounting"
380136792 | TNB | DISTRIBUTION | KUALA SELANGOR | Existing | RYB | LV FUSE SWITCH |  | CLOSED | IEC MIDDLE CURVE | FUSES | SPARE |  |  |  | 250.000 A |  |  | 6 | Fail | Please check "Mounting"
380136796 | TNB | DISTRIBUTION | KUALA SELANGOR | Existing | RYB | LV FUSE SWITCH |  | CLOSED | IEC MIDDLE CURVE | FUSES | SPARE |  |  |  | 250.000 A |  |  | 6 | Fail | Please check "Mounting"
380136801 | TNB | DISTRIBUTION | KUALA SELANGOR | Existing | RYB | LV FUSE SWITCH |  | CLOSED | IEC MIDDLE CURVE | FUSES | SPARE |  |  |  | 250.000 A |  |  | 6 | Fail | Please check "Mounting"
380136806 | TNB | DISTRIBUTION | KUALA SELANGOR | Existing | RYB | LV FUSE SWITCH |  | CLOSED | IEC MIDDLE CURVE | FUSES | SPARE |  |  |  | 250.000 A |  |  | 6 | Fail | Please check "Mounting"
380136811 | TNB | DISTRIBUTION | KUALA SELANGOR | Existing | RYB | LV FUSE SWITCH |  | CLOSED | IEC MIDDLE CURVE | FUSES | SPARE |  |  |  | 250.000 A |  |  | 6 | Fail | Please check "Mounting"
380136813 | TNB | DISTRIBUTION | KUALA SELANGOR | Existing | RYB | LV FUSE SWITCH |  | CLOSED | IEC MIDDLE CURVE | FUSES | SPARE |  |  |  | 250.000 A |  |  | 6 | Fail | Please check "Mounting"
380136830 | TNB | DISTRIBUTION | KUALA SELANGOR | Existing | RYB | LV FUSE SWITCH |  | CLOSED | IEC MIDDLE CURVE | FUSES | SPARE |  |  |  | 250.000 A |  |  | 6 | Fail | Please check "Mounting"
380136840 | TNB | DISTRIBUTION | KUALA SELANGOR | Existing | RYB | LV FUSE SWITCH |  | CLOSED | IEC MIDDLE CURVE | FUSES | SPARE |  |  |  | 250.000 A |  |  | 6 | Fail | Please check "Mounting"
380137169 | TNB | DISTRIBUTION | KUALA SELANGOR | Existing | RYB | LV FUSE SWITCH |  | CLOSED | IEC MIDDLE CURVE | FUSES | SPARE |  |  |  | 250.000 A |  |  | 3 | Fail | Please check "Mounting"
380137183 | TNB | DISTRIBUTION | KUALA SELANGOR | Existing | RYB | LV FUSE SWITCH |  | CLOSED | IEC MIDDLE CURVE | FUSES | SPARE |  |  |  | 250.000 A |  |  | 3 | Fail | Please check "Mounting"
380137190 | TNB | DISTRIBUTION | KUALA SELANGOR | Existing | RYB | LV FUSE SWITCH |  | CLOSED | IEC MIDDLE CURVE | FUSES | SPARE |  |  |  | 250.000 A |  |  | 3 | Fail | Please check "Mounting"
380137195 | TNB | DISTRIBUTION | KUALA SELANGOR | Existing | RYB | LV FUSE SWITCH |  | CLOSED | IEC MIDDLE CURVE | FUSES | SPARE |  |  |  | 250.000 A |  |  | 3 | Fail | Please check "Mounting"
380137201 | TNB | DISTRIBUTION | KUALA SELANGOR | Existing | RYB | LV FUSE SWITCH |  | CLOSED | IEC MIDDLE CURVE | FUSES | SPARE |  |  |  | 250.000 A |  |  | 3 | Fail | Please check "Mounting"
380137213 | TNB | DISTRIBUTION | KUALA SELANGOR | Existing | RYB | LV FUSE SWITCH |  | CLOSED | IEC MIDDLE CURVE | FUSES | SPARE |  |  |  | 250.000 A |  |  | 3 | Fail | Please check "Mounting"
380137221 | TNB | DISTRIBUTION | KUALA SELANGOR | Existing | RYB | LV FUSE SWITCH |  | CLOSED | IEC MIDDLE CURVE | FUSES | SPARE |  |  |  | 250.000 A |  |  | 3 | Fail | Please check "Mounting"
380137239 | TNB | DISTRIBUTION | KUALA SELANGOR | Existing | RYB | LV FUSE SWITCH |  | CLOSED | IEC MIDDLE CURVE | FUSES | SPARE |  |  |  | 250.000 A |  |  | 3 | Fail | Please check "Mounting"
380137246 | TNB | DISTRIBUTION | KUALA SELANGOR | Existing | RYB | LV FUSE SWITCH |  | CLOSED | IEC MIDDLE CURVE | FUSES | SPARE |  |  |  | 250.000 A |  |  | 3 | Fail | Please check "Mounting"
380137260 | TNB | DISTRIBUTION | KUALA SELANGOR | Existing | RYB | LV FUSE SWITCH |  | CLOSED | IEC MIDDLE CURVE | FUSES | SPARE |  |  |  | 250.000 A |  |  | 3 | Fail | Please check "Mounting"
380137267 | TNB | DISTRIBUTION | KUALA SELANGOR | Existing | RYB | LV FUSE SWITCH |  | CLOSED | IEC MIDDLE CURVE | FUSES | SPARE |  |  |  | 250.000 A |  |  | 3 | Fail | Please check "Mounting"
380137272 | TNB | DISTRIBUTION | KUALA SELANGOR | Existing | RYB | LV FUSE SWITCH |  | CLOSED | IEC MIDDLE CURVE | FUSES | SPARE |  |  |  | 250.000 A |  |  | 3 | Fail | Please check "Mounting"
380137278 | TNB | DISTRIBUTION | KUALA SELANGOR | Existing | RYB | LV FUSE SWITCH |  | CLOSED | IEC MIDDLE CURVE | FUSES | SPARE |  |  |  | 250.000 A |  |  | 3 | Fail | Please check "Mounting"
380137290 | TNB | DISTRIBUTION | KUALA SELANGOR | Existing | RYB | LV FUSE SWITCH |  | CLOSED | IEC MIDDLE CURVE | FUSES | SPARE |  |  |  | 250.000 A |  |  | 3 | Fail | Please check "Mounting"
380137298 | TNB | DISTRIBUTION | KUALA SELANGOR | Existing | RYB | LV FUSE SWITCH |  | CLOSED | IEC MIDDLE CURVE | FUSES | SPARE |  |  |  | 250.000 A |  |  | 3 | Fail | Please check "Mounting"
380137316 | TNB | DISTRIBUTION | KUALA SELANGOR | Existing | RYB | LV FUSE SWITCH |  | CLOSED | IEC MIDDLE CURVE | FUSES | SPARE |  |  |  | 250.000 A |  |  | 3 | Fail | Please check "Mounting"
380137380 | TNB | DISTRIBUTION | KUALA SELANGOR | Existing | RYB | LV FUSE SWITCH |  | CLOSED | IEC MIDDLE CURVE | FUSES | SPARE |  |  |  | 250.000 A |  |  | 3 | Fail | Please check "Mounting"
380137394 | TNB | DISTRIBUTION | KUALA SELANGOR | Existing | RYB | LV FUSE SWITCH |  | CLOSED | IEC MIDDLE CURVE | FUSES | SPARE |  |  |  | 250.000 A |  |  | 3 | Fail | Please check "Mounting"
380137401 | TNB | DISTRIBUTION | KUALA SELANGOR | Existing | RYB | LV FUSE SWITCH |  | CLOSED | IEC MIDDLE CURVE | FUSES | SPARE |  |  |  | 250.000 A |  |  | 3 | Fail | Please check "Mounting"
380137406 | TNB | DISTRIBUTION | KUALA SELANGOR | Existing | RYB | LV FUSE SWITCH |  | CLOSED | IEC MIDDLE CURVE | FUSES | SPARE |  |  |  | 250.000 A |  |  | 3 | Fail | Please check "Mounting"
380137412 | TNB | DISTRIBUTION | KUALA SELANGOR | Existing | RYB | LV FUSE SWITCH |  | CLOSED | IEC MIDDLE CURVE | FUSES | SPARE |  |  |  | 250.000 A |  |  | 3 | Fail | Please check "Mounting"
380137424 | TNB | DISTRIBUTION | KUALA SELANGOR | Existing | RYB | LV FUSE SWITCH |  | CLOSED | IEC MIDDLE CURVE | FUSES | SPARE |  |  |  | 250.000 A |  |  | 3 | Fail | Please check "Mounting"
380137432 | TNB | DISTRIBUTION | KUALA SELANGOR | Existing | RYB | LV FUSE SWITCH |  | CLOSED | IEC MIDDLE CURVE | FUSES | SPARE |  |  |  | 250.000 A |  |  | 3 | Fail | Please check "Mounting"
380137450 | TNB | DISTRIBUTION | KUALA SELANGOR | Existing | RYB | LV FUSE SWITCH |  | CLOSED | IEC MIDDLE CURVE | FUSES | SPARE |  |  |  | 250.000 A |  |  | 3 | Fail | Please check "Mounting"
380137457 | TNB | DISTRIBUTION | KUALA SELANGOR | Existing | RYB | LV FUSE SWITCH |  | CLOSED | IEC MIDDLE CURVE | FUSES | SPARE |  |  |  | 250.000 A |  |  | 3 | Fail | Please check "Mounting"
380137471 | TNB | DISTRIBUTION | KUALA SELANGOR | Existing | RYB | LV FUSE SWITCH |  | CLOSED | IEC MIDDLE CURVE | FUSES | SPARE |  |  |  | 250.000 A |  |  | 3 | Fail | Please check "Mounting"
380137478 | TNB | DISTRIBUTION | KUALA SELANGOR | Existing | RYB | LV FUSE SWITCH |  | CLOSED | IEC MIDDLE CURVE | FUSES | SPARE |  |  |  | 250.000 A |  |  | 3 | Fail | Please check "Mounting"
380137483 | TNB | DISTRIBUTION | KUALA SELANGOR | Existing | RYB | LV FUSE SWITCH |  | CLOSED | IEC MIDDLE CURVE | FUSES | SPARE |  |  |  | 250.000 A |  |  | 3 | Fail | Please check "Mounting"
380137489 | TNB | DISTRIBUTION | KUALA SELANGOR | Existing | RYB | LV FUSE SWITCH |  | CLOSED | IEC MIDDLE CURVE | FUSES | SPARE |  |  |  | 250.000 A |  |  | 3 | Fail | Please check "Mounting"
380137501 | TNB | DISTRIBUTION | KUALA SELANGOR | Existing | RYB | LV FUSE SWITCH |  | CLOSED | IEC MIDDLE CURVE | FUSES | SPARE |  |  |  | 250.000 A |  |  | 3 | Fail | Please check "Mounting"
380137509 | TNB | DISTRIBUTION | KUALA SELANGOR | Existing | RYB | LV FUSE SWITCH |  | CLOSED | IEC MIDDLE CURVE | FUSES | SPARE |  |  |  | 250.000 A |  |  | 3 | Fail | Please check "Mounting"
380137527 | TNB | DISTRIBUTION | KUALA SELANGOR | Existing | RYB | LV FUSE SWITCH |  | CLOSED | IEC MIDDLE CURVE | FUSES | SPARE |  |  |  | 250.000 A |  |  | 3 | Fail | Please check "Mounting"
380137598 | TNB | DISTRIBUTION | KUALA SELANGOR | Existing | RYB | LV FUSE SWITCH |  | CLOSED | IEC MIDDLE CURVE | FUSES | SPARE |  |  |  | 250.000 A |  |  | 3 | Fail | Please check "Mounting"
380137612 | TNB | DISTRIBUTION | KUALA SELANGOR | Existing | RYB | LV FUSE SWITCH |  | CLOSED | IEC MIDDLE CURVE | FUSES | SPARE |  |  |  | 250.000 A |  |  | 3 | Fail | Please check "Mounting"
380137619 | TNB | DISTRIBUTION | KUALA SELANGOR | Existing | RYB | LV FUSE SWITCH |  | CLOSED | IEC MIDDLE CURVE | FUSES | SPARE |  |  |  | 250.000 A |  |  | 3 | Fail | Please check "Mounting"
380137624 | TNB | DISTRIBUTION | KUALA SELANGOR | Existing | RYB | LV FUSE SWITCH |  | CLOSED | IEC MIDDLE CURVE | FUSES | SPARE |  |  |  | 250.000 A |  |  | 3 | Fail | Please check "Mounting"
380137630 | TNB | DISTRIBUTION | KUALA SELANGOR | Existing | RYB | LV FUSE SWITCH |  | CLOSED | IEC MIDDLE CURVE | FUSES | SPARE |  |  |  | 250.000 A |  |  | 3 | Fail | Please check "Mounting"
380137642 | TNB | DISTRIBUTION | KUALA SELANGOR | Existing | RYB | LV FUSE SWITCH |  | CLOSED | IEC MIDDLE CURVE | FUSES | SPARE |  |  |  | 250.000 A |  |  | 3 | Fail | Please check "Mounting"
380137650 | TNB | DISTRIBUTION | KUALA SELANGOR | Existing | RYB | LV FUSE SWITCH |  | CLOSED | IEC MIDDLE CURVE | FUSES | SPARE |  |  |  | 250.000 A |  |  | 3 | Fail | Please check "Mounting"
380137668 | TNB | DISTRIBUTION | KUALA SELANGOR | Existing | RYB | LV FUSE SWITCH |  | CLOSED | IEC MIDDLE CURVE | FUSES | SPARE |  |  |  | 250.000 A |  |  | 3 | Fail | Please check "Mounting"
380137732 | TNB | DISTRIBUTION | KUALA SELANGOR | Existing | RYB | LV FUSE SWITCH |  | CLOSED | IEC MIDDLE CURVE | FUSES | SPARE |  |  |  | 250.000 A |  |  | 3 | Fail | Please check "Mounting"
380137746 | TNB | DISTRIBUTION | KUALA SELANGOR | Existing | RYB | LV FUSE SWITCH |  | CLOSED | IEC MIDDLE CURVE | FUSES | SPARE |  |  |  | 250.000 A |  |  | 3 | Fail | Please check "Mounting"
380137753 | TNB | DISTRIBUTION | KUALA SELANGOR | Existing | RYB | LV FUSE SWITCH |  | CLOSED | IEC MIDDLE CURVE | FUSES | SPARE |  |  |  | 250.000 A |  |  | 3 | Fail | Please check "Mounting"
380137758 | TNB | DISTRIBUTION | KUALA SELANGOR | Existing | RYB | LV FUSE SWITCH |  | CLOSED | IEC MIDDLE CURVE | FUSES | SPARE |  |  |  | 250.000 A |  |  | 3 | Fail | Please check "Mounting"
380137764 | TNB | DISTRIBUTION | KUALA SELANGOR | Existing | RYB | LV FUSE SWITCH |  | CLOSED | IEC MIDDLE CURVE | FUSES | SPARE |  |  |  | 250.000 A |  |  | 3 | Fail | Please check "Mounting"
380137776 | TNB | DISTRIBUTION | KUALA SELANGOR | Existing | RYB | LV FUSE SWITCH |  | CLOSED | IEC MIDDLE CURVE | FUSES | SPARE |  |  |  | 250.000 A |  |  | 3 | Fail | Please check "Mounting"
380137784 | TNB | DISTRIBUTION | KUALA SELANGOR | Existing | RYB | LV FUSE SWITCH |  | CLOSED | IEC MIDDLE CURVE | FUSES | SPARE |  |  |  | 250.000 A |  |  | 3 | Fail | Please check "Mounting"
380137802 | TNB | DISTRIBUTION | KUALA SELANGOR | Existing | RYB | LV FUSE SWITCH |  | CLOSED | IEC MIDDLE CURVE | FUSES | SPARE |  |  |  | 250.000 A |  |  | 3 | Fail | Please check "Mounting"
380137809 | TNB | DISTRIBUTION | KUALA SELANGOR | Existing | RYB | LV FUSE SWITCH |  | CLOSED | IEC MIDDLE CURVE | FUSES | SPARE |  |  |  | 250.000 A |  |  | 3 | Fail | Please check "Mounting"
380137823 | TNB | DISTRIBUTION | KUALA SELANGOR | Existing | RYB | LV FUSE SWITCH |  | CLOSED | IEC MIDDLE CURVE | FUSES | SPARE |  |  |  | 250.000 A |  |  | 3 | Fail | Please check "Mounting"
380137830 | TNB | DISTRIBUTION | KUALA SELANGOR | Existing | RYB | LV FUSE SWITCH |  | CLOSED | IEC MIDDLE CURVE | FUSES | SPARE |  |  |  | 250.000 A |  |  | 3 | Fail | Please check "Mounting"
380137835 | TNB | DISTRIBUTION | KUALA SELANGOR | Existing | RYB | LV FUSE SWITCH |  | CLOSED | IEC MIDDLE CURVE | FUSES | SPARE |  |  |  | 250.000 A |  |  | 3 | Fail | Please check "Mounting"
380137841 | TNB | DISTRIBUTION | KUALA SELANGOR | Existing | RYB | LV FUSE SWITCH |  | CLOSED | IEC MIDDLE CURVE | FUSES | SPARE |  |  |  | 250.000 A |  |  | 3 | Fail | Please check "Mounting"
380137853 | TNB | DISTRIBUTION | KUALA SELANGOR | Existing | RYB | LV FUSE SWITCH |  | CLOSED | IEC MIDDLE CURVE | FUSES | SPARE |  |  |  | 250.000 A |  |  | 3 | Fail | Please check "Mounting"
380137861 | TNB | DISTRIBUTION | KUALA SELANGOR | Existing | RYB | LV FUSE SWITCH |  | CLOSED | IEC MIDDLE CURVE | FUSES | SPARE |  |  |  | 250.000 A |  |  | 3 | Fail | Please check "Mounting"
380137879 | TNB | DISTRIBUTION | KUALA SELANGOR | Existing | RYB | LV FUSE SWITCH |  | CLOSED | IEC MIDDLE CURVE | FUSES | SPARE |  |  |  | 250.000 A |  |  | 3 | Fail | Please check "Mounting"
380137943 | TNB | DISTRIBUTION | KUALA SELANGOR | Existing | RYB | LV FUSE SWITCH |  | CLOSED | IEC MIDDLE CURVE | FUSES | SPARE |  |  |  | 250.000 A |  |  | 3 | Fail | Please check "Mounting"
380137957 | TNB | DISTRIBUTION | KUALA SELANGOR | Existing | RYB | LV FUSE SWITCH |  | CLOSED | IEC MIDDLE CURVE | FUSES | SPARE |  |  |  | 250.000 A |  |  | 3 | Fail | Please check "Mounting"
380137964 | TNB | DISTRIBUTION | KUALA SELANGOR | Existing | RYB | LV FUSE SWITCH |  | CLOSED | IEC MIDDLE CURVE | FUSES | SPARE |  |  |  | 250.000 A |  |  | 3 | Fail | Please check "Mounting"
380137969 | TNB | DISTRIBUTION | KUALA SELANGOR | Existing | RYB | LV FUSE SWITCH |  | CLOSED | IEC MIDDLE CURVE | FUSES | SPARE |  |  |  | 250.000 A |  |  | 3 | Fail | Please check "Mounting"
380137975 | TNB | DISTRIBUTION | KUALA SELANGOR | Existing | RYB | LV FUSE SWITCH |  | CLOSED | IEC MIDDLE CURVE | FUSES | SPARE |  |  |  | 250.000 A |  |  | 3 | Fail | Please check "Mounting"
380137987 | TNB | DISTRIBUTION | KUALA SELANGOR | Existing | RYB | LV FUSE SWITCH |  | CLOSED | IEC MIDDLE CURVE | FUSES | SPARE |  |  |  | 250.000 A |  |  | 3 | Fail | Please check "Mounting"
380137995 | TNB | DISTRIBUTION | KUALA SELANGOR | Existing | RYB | LV FUSE SWITCH |  | CLOSED | IEC MIDDLE CURVE | FUSES | SPARE |  |  |  | 250.000 A |  |  | 3 | Fail | Please check "Mounting"
380138013 | TNB | DISTRIBUTION | KUALA SELANGOR | Existing | RYB | LV FUSE SWITCH |  | CLOSED | IEC MIDDLE CURVE | FUSES | SPARE |  |  |  | 250.000 A |  |  | 3 | Fail | Please check "Mounting"
380138020 | TNB | DISTRIBUTION | KUALA SELANGOR | Existing | RYB | LV FUSE SWITCH |  | CLOSED | IEC MIDDLE CURVE | FUSES | SPARE |  |  |  | 250.000 A |  |  | 3 | Fail | Please check "Mounting"
380138034 | TNB | DISTRIBUTION | KUALA SELANGOR | Existing | RYB | LV FUSE SWITCH |  | CLOSED | IEC MIDDLE CURVE | FUSES | SPARE |  |  |  | 250.000 A |  |  | 3 | Fail | Please check "Mounting"
380138041 | TNB | DISTRIBUTION | KUALA SELANGOR | Existing | RYB | LV FUSE SWITCH |  | CLOSED | IEC MIDDLE CURVE | FUSES | SPARE |  |  |  | 250.000 A |  |  | 3 | Fail | Please check "Mounting"
380138046 | TNB | DISTRIBUTION | KUALA SELANGOR | Existing | RYB | LV FUSE SWITCH |  | CLOSED | IEC MIDDLE CURVE | FUSES | SPARE |  |  |  | 250.000 A |  |  | 3 | Fail | Please check "Mounting"
380138052 | TNB | DISTRIBUTION | KUALA SELANGOR | Existing | RYB | LV FUSE SWITCH |  | CLOSED | IEC MIDDLE CURVE | FUSES | SPARE |  |  |  | 250.000 A |  |  | 3 | Fail | Please check "Mounting"
380138064 | TNB | DISTRIBUTION | KUALA SELANGOR | Existing | RYB | LV FUSE SWITCH |  | CLOSED | IEC MIDDLE CURVE | FUSES | SPARE |  |  |  | 250.000 A |  |  | 3 | Fail | Please check "Mounting"
380138072 | TNB | DISTRIBUTION | KUALA SELANGOR | Existing | RYB | LV FUSE SWITCH |  | CLOSED | IEC MIDDLE CURVE | FUSES | SPARE |  |  |  | 250.000 A |  |  | 3 | Fail | Please check "Mounting"
380138090 | TNB | DISTRIBUTION | KUALA SELANGOR | Existing | RYB | LV FUSE SWITCH |  | CLOSED | IEC MIDDLE CURVE | FUSES | SPARE |  |  |  | 250.000 A |  |  | 3 | Fail | Please check "Mounting"
380138221 | TNB | DISTRIBUTION | KUALA SELANGOR | Existing | RYB | LV FUSE SWITCH |  | CLOSED | IEC MIDDLE CURVE | FUSES | SPARE |  |  |  | 250.000 A |  |  | 3 | Fail | Please check "Mounting"
380138235 | TNB | DISTRIBUTION | KUALA SELANGOR | Existing | RYB | LV FUSE SWITCH |  | CLOSED | IEC MIDDLE CURVE | FUSES | SPARE |  |  |  | 250.000 A |  |  | 3 | Fail | Please check "Mounting"
380138242 | TNB | DISTRIBUTION | KUALA SELANGOR | Existing | RYB | LV FUSE SWITCH |  | CLOSED | IEC MIDDLE CURVE | FUSES | SPARE |  |  |  | 250.000 A |  |  | 3 | Fail | Please check "Mounting"
380138247 | TNB | DISTRIBUTION | KUALA SELANGOR | Existing | RYB | LV FUSE SWITCH |  | CLOSED | IEC MIDDLE CURVE | FUSES | SPARE |  |  |  | 250.000 A |  |  | 3 | Fail | Please check "Mounting"
380138253 | TNB | DISTRIBUTION | KUALA SELANGOR | Existing | RYB | LV FUSE SWITCH |  | CLOSED | IEC MIDDLE CURVE | FUSES | SPARE |  |  |  | 250.000 A |  |  | 3 | Fail | Please check "Mounting"
380138265 | TNB | DISTRIBUTION | KUALA SELANGOR | Existing | RYB | LV FUSE SWITCH |  | CLOSED | IEC MIDDLE CURVE | FUSES | SPARE |  |  |  | 250.000 A |  |  | 3 | Fail | Please check "Mounting"
380138273 | TNB | DISTRIBUTION | KUALA SELANGOR | Existing | RYB | LV FUSE SWITCH |  | CLOSED | IEC MIDDLE CURVE | FUSES | SPARE |  |  |  | 250.000 A |  |  | 3 | Fail | Please check "Mounting"
380138291 | TNB | DISTRIBUTION | KUALA SELANGOR | Existing | RYB | LV FUSE SWITCH |  | CLOSED | IEC MIDDLE CURVE | FUSES | SPARE |  |  |  | 250.000 A |  |  | 3 | Fail | Please check "Mounting"
380138298 | TNB | DISTRIBUTION | KUALA SELANGOR | Existing | RYB | LV FUSE SWITCH |  | CLOSED | IEC MIDDLE CURVE | FUSES | SPARE |  |  |  | 250.000 A |  |  | 3 | Fail | Please check "Mounting"
380138312 | TNB | DISTRIBUTION | KUALA SELANGOR | Existing | RYB | LV FUSE SWITCH |  | CLOSED | IEC MIDDLE CURVE | FUSES | SPARE |  |  |  | 250.000 A |  |  | 3 | Fail | Please check "Mounting"
380138319 | TNB | DISTRIBUTION | KUALA SELANGOR | Existing | RYB | LV FUSE SWITCH |  | CLOSED | IEC MIDDLE CURVE | FUSES | SPARE |  |  |  | 250.000 A |  |  | 3 | Fail | Please check "Mounting"
380138324 | TNB | DISTRIBUTION | KUALA SELANGOR | Existing | RYB | LV FUSE SWITCH |  | CLOSED | IEC MIDDLE CURVE | FUSES | SPARE |  |  |  | 250.000 A |  |  | 3 | Fail | Please check "Mounting"
380138330 | TNB | DISTRIBUTION | KUALA SELANGOR | Existing | RYB | LV FUSE SWITCH |  | CLOSED | IEC MIDDLE CURVE | FUSES | SPARE |  |  |  | 250.000 A |  |  | 3 | Fail | Please check "Mounting"
380138342 | TNB | DISTRIBUTION | KUALA SELANGOR | Existing | RYB | LV FUSE SWITCH |  | CLOSED | IEC MIDDLE CURVE | FUSES | SPARE |  |  |  | 250.000 A |  |  | 3 | Fail | Please check "Mounting"
380138350 | TNB | DISTRIBUTION | KUALA SELANGOR | Existing | RYB | LV FUSE SWITCH |  | CLOSED | IEC MIDDLE CURVE | FUSES | SPARE |  |  |  | 250.000 A |  |  | 3 | Fail | Please check "Mounting"
380138368 | TNB | DISTRIBUTION | KUALA SELANGOR | Existing | RYB | LV FUSE SWITCH |  | CLOSED | IEC MIDDLE CURVE | FUSES | SPARE |  |  |  | 250.000 A |  |  | 3 | Fail | Please check "Mounting"
380138412 | TNB | DISTRIBUTION | KUALA SELANGOR | Existing | RYB | LV FUSE SWITCH |  | CLOSED | IEC MIDDLE CURVE | FUSES | SPARE |  |  |  | 250.000 A |  |  | 3 | Fail | Please check "Mounting"
380138426 | TNB | DISTRIBUTION | KUALA SELANGOR | Existing | RYB | LV FUSE SWITCH |  | CLOSED | IEC MIDDLE CURVE | FUSES | SPARE |  |  |  | 250.000 A |  |  | 3 | Fail | Please check "Mounting"
380138433 | TNB | DISTRIBUTION | KUALA SELANGOR | Existing | RYB | LV FUSE SWITCH |  | CLOSED | IEC MIDDLE CURVE | FUSES | SPARE |  |  |  | 250.000 A |  |  | 3 | Fail | Please check "Mounting"
380138438 | TNB | DISTRIBUTION | KUALA SELANGOR | Existing | RYB | LV FUSE SWITCH |  | CLOSED | IEC MIDDLE CURVE | FUSES | SPARE |  |  |  | 250.000 A |  |  | 3 | Fail | Please check "Mounting"
380138444 | TNB | DISTRIBUTION | KUALA SELANGOR | Existing | RYB | LV FUSE SWITCH |  | CLOSED | IEC MIDDLE CURVE | FUSES | SPARE |  |  |  | 250.000 A |  |  | 3 | Fail | Please check "Mounting"
380138456 | TNB | DISTRIBUTION | KUALA SELANGOR | Existing | RYB | LV FUSE SWITCH |  | CLOSED | IEC MIDDLE CURVE | FUSES | SPARE |  |  |  | 250.000 A |  |  | 3 | Fail | Please check "Mounting"
380138464 | TNB | DISTRIBUTION | KUALA SELANGOR | Existing | RYB | LV FUSE SWITCH |  | CLOSED | IEC MIDDLE CURVE | FUSES | SPARE |  |  |  | 250.000 A |  |  | 3 | Fail | Please check "Mounting"
380138482 | TNB | DISTRIBUTION | KUALA SELANGOR | Existing | RYB | LV FUSE SWITCH |  | CLOSED | IEC MIDDLE CURVE | FUSES | SPARE |  |  |  | 250.000 A |  |  | 3 | Fail | Please check "Mounting"
380138535 | TNB | DISTRIBUTION | KUALA SELANGOR | Existing | RYB | LV FUSE SWITCH |  | CLOSED | IEC MIDDLE CURVE | FUSES | SPARE |  |  |  | 250.000 A |  |  | 3 | Fail | Please check "Mounting"
380138549 | TNB | DISTRIBUTION | KUALA SELANGOR | Existing | RYB | LV FUSE SWITCH |  | CLOSED | IEC MIDDLE CURVE | FUSES | SPARE |  |  |  | 250.000 A |  |  | 3 | Fail | Please check "Mounting"
380138556 | TNB | DISTRIBUTION | KUALA SELANGOR | Existing | RYB | LV FUSE SWITCH |  | CLOSED | IEC MIDDLE CURVE | FUSES | SPARE |  |  |  | 250.000 A |  |  | 3 | Fail | Please check "Mounting"
380138561 | TNB | DISTRIBUTION | KUALA SELANGOR | Existing | RYB | LV FUSE SWITCH |  | CLOSED | IEC MIDDLE CURVE | FUSES | SPARE |  |  |  | 250.000 A |  |  | 3 | Fail | Please check "Mounting"
380138567 | TNB | DISTRIBUTION | KUALA SELANGOR | Existing | RYB | LV FUSE SWITCH |  | CLOSED | IEC MIDDLE CURVE | FUSES | SPARE |  |  |  | 250.000 A |  |  | 3 | Fail | Please check "Mounting"
380138579 | TNB | DISTRIBUTION | KUALA SELANGOR | Existing | RYB | LV FUSE SWITCH |  | CLOSED | IEC MIDDLE CURVE | FUSES | SPARE |  |  |  | 250.000 A |  |  | 3 | Fail | Please check "Mounting"
380138587 | TNB | DISTRIBUTION | KUALA SELANGOR | Existing | RYB | LV FUSE SWITCH |  | CLOSED | IEC MIDDLE CURVE | FUSES | SPARE |  |  |  | 250.000 A |  |  | 3 | Fail | Please check "Mounting"
380138605 | TNB | DISTRIBUTION | KUALA SELANGOR | Existing | RYB | LV FUSE SWITCH |  | CLOSED | IEC MIDDLE CURVE | FUSES | SPARE |  |  |  | 250.000 A |  |  | 3 | Fail | Please check "Mounting"
380138669 | TNB | DISTRIBUTION | KUALA SELANGOR | Existing | RYB | LV FUSE SWITCH |  | CLOSED | IEC MIDDLE CURVE | FUSES | SPARE |  |  |  | 250.000 A |  |  | 3 | Fail | Please check "Mounting"
380138683 | TNB | DISTRIBUTION | KUALA SELANGOR | Existing | RYB | LV FUSE SWITCH |  | CLOSED | IEC MIDDLE CURVE | FUSES | SPARE |  |  |  | 250.000 A |  |  | 3 | Fail | Please check "Mounting"
380138690 | TNB | DISTRIBUTION | KUALA SELANGOR | Existing | RYB | LV FUSE SWITCH |  | CLOSED | IEC MIDDLE CURVE | FUSES | SPARE |  |  |  | 250.000 A |  |  | 3 | Fail | Please check "Mounting"
380138695 | TNB | DISTRIBUTION | KUALA SELANGOR | Existing | RYB | LV FUSE SWITCH |  | CLOSED | IEC MIDDLE CURVE | FUSES | SPARE |  |  |  | 250.000 A |  |  | 3 | Fail | Please check "Mounting"
380138701 | TNB | DISTRIBUTION | KUALA SELANGOR | Existing | RYB | LV FUSE SWITCH |  | CLOSED | IEC MIDDLE CURVE | FUSES | SPARE |  |  |  | 250.000 A |  |  | 3 | Fail | Please check "Mounting"
380138713 | TNB | DISTRIBUTION | KUALA SELANGOR | Existing | RYB | LV FUSE SWITCH |  | CLOSED | IEC MIDDLE CURVE | FUSES | SPARE |  |  |  | 250.000 A |  |  | 3 | Fail | Please check "Mounting"
380138721 | TNB | DISTRIBUTION | KUALA SELANGOR | Existing | RYB | LV FUSE SWITCH |  | CLOSED | IEC MIDDLE CURVE | FUSES | SPARE |  |  |  | 250.000 A |  |  | 3 | Fail | Please check "Mounting"
380138739 | TNB | DISTRIBUTION | KUALA SELANGOR | Existing | RYB | LV FUSE SWITCH |  | CLOSED | IEC MIDDLE CURVE | FUSES | SPARE |  |  |  | 250.000 A |  |  | 3 | Fail | Please check "Mounting"
380138746 | TNB | DISTRIBUTION | KUALA SELANGOR | Existing | RYB | LV FUSE SWITCH |  | CLOSED | IEC MIDDLE CURVE | FUSES | SPARE |  |  |  | 250.000 A |  |  | 3 | Fail | Please check "Mounting"
380138760 | TNB | DISTRIBUTION | KUALA SELANGOR | Existing | RYB | LV FUSE SWITCH |  | CLOSED | IEC MIDDLE CURVE | FUSES | SPARE |  |  |  | 250.000 A |  |  | 3 | Fail | Please check "Mounting"
380138767 | TNB | DISTRIBUTION | KUALA SELANGOR | Existing | RYB | LV FUSE SWITCH |  | CLOSED | IEC MIDDLE CURVE | FUSES | SPARE |  |  |  | 250.000 A |  |  | 3 | Fail | Please check "Mounting"
380138772 | TNB | DISTRIBUTION | KUALA SELANGOR | Existing | RYB | LV FUSE SWITCH |  | CLOSED | IEC MIDDLE CURVE | FUSES | SPARE |  |  |  | 250.000 A |  |  | 3 | Fail | Please check "Mounting"
380138778 | TNB | DISTRIBUTION | KUALA SELANGOR | Existing | RYB | LV FUSE SWITCH |  | CLOSED | IEC MIDDLE CURVE | FUSES | SPARE |  |  |  | 250.000 A |  |  | 3 | Fail | Please check "Mounting"
380138790 | TNB | DISTRIBUTION | KUALA SELANGOR | Existing | RYB | LV FUSE SWITCH |  | CLOSED | IEC MIDDLE CURVE | FUSES | SPARE |  |  |  | 250.000 A |  |  | 3 | Fail | Please check "Mounting"
380138798 | TNB | DISTRIBUTION | KUALA SELANGOR | Existing | RYB | LV FUSE SWITCH |  | CLOSED | IEC MIDDLE CURVE | FUSES | SPARE |  |  |  | 250.000 A |  |  | 3 | Fail | Please check "Mounting"
380138816 | TNB | DISTRIBUTION | KUALA SELANGOR | Existing | RYB | LV FUSE SWITCH |  | CLOSED | IEC MIDDLE CURVE | FUSES | SPARE |  |  |  | 250.000 A |  |  | 3 | Fail | Please check "Mounting"
380152281 | TNB | DISTRIBUTION | KUALA SELANGOR | Existing | RYB | LV FUSE SWITCH |  | CLOSED | IEC MIDDLE CURVE | FUSES | SPARE |  |  |  | 250.000 A |  |  | 3 | Fail | Please check "Mounting"
380152295 | TNB | DISTRIBUTION | KUALA SELANGOR | Existing | RYB | LV FUSE SWITCH |  | CLOSED | IEC MIDDLE CURVE | FUSES | SPARE |  |  |  | 250.000 A |  |  | 3 | Fail | Please check "Mounting"
380152302 | TNB | DISTRIBUTION | KUALA SELANGOR | Existing | RYB | LV FUSE SWITCH |  | CLOSED | IEC MIDDLE CURVE | FUSES | SPARE |  |  |  | 250.000 A |  |  | 3 | Fail | Please check "Mounting"
380152307 | TNB | DISTRIBUTION | KUALA SELANGOR | Existing | RYB | LV FUSE SWITCH |  | CLOSED | IEC MIDDLE CURVE | FUSES | SPARE |  |  |  | 250.000 A |  |  | 3 | Fail | Please check "Mounting"
380152313 | TNB | DISTRIBUTION | KUALA SELANGOR | Existing | RYB | LV FUSE SWITCH |  | CLOSED | IEC MIDDLE CURVE | FUSES | SPARE |  |  |  | 250.000 A |  |  | 3 | Fail | Please check "Mounting"
380152325 | TNB | DISTRIBUTION | KUALA SELANGOR | Existing | RYB | LV FUSE SWITCH |  | CLOSED | IEC MIDDLE CURVE | FUSES | SPARE |  |  |  | 250.000 A |  |  | 3 | Fail | Please check "Mounting"
380152333 | TNB | DISTRIBUTION | KUALA SELANGOR | Existing | RYB | LV FUSE SWITCH |  | CLOSED | IEC MIDDLE CURVE | FUSES | SPARE |  |  |  | 250.000 A |  |  | 3 | Fail | Please check "Mounting"
380152351 | TNB | DISTRIBUTION | KUALA SELANGOR | Existing | RYB | LV FUSE SWITCH |  | CLOSED | IEC MIDDLE CURVE | FUSES | SPARE |  |  |  | 250.000 A |  |  | 3 | Fail | Please check "Mounting"
380152395 | TNB | DISTRIBUTION | KUALA SELANGOR | Existing | RYB | LV FUSE SWITCH |  | CLOSED | IEC MIDDLE CURVE | FUSES | SPARE |  |  |  | 250.000 A |  |  | 3 | Fail | Please check "Mounting"
380152409 | TNB | DISTRIBUTION | KUALA SELANGOR | Existing | RYB | LV FUSE SWITCH |  | CLOSED | IEC MIDDLE CURVE | FUSES | SPARE |  |  |  | 250.000 A |  |  | 3 | Fail | Please check "Mounting"
380152416 | TNB | DISTRIBUTION | KUALA SELANGOR | Existing | RYB | LV FUSE SWITCH |  | CLOSED | IEC MIDDLE CURVE | FUSES | SPARE |  |  |  | 250.000 A |  |  | 3 | Fail | Please check "Mounting"
380152421 | TNB | DISTRIBUTION | KUALA SELANGOR | Existing | RYB | LV FUSE SWITCH |  | CLOSED | IEC MIDDLE CURVE | FUSES | SPARE |  |  |  | 250.000 A |  |  | 3 | Fail | Please check "Mounting"
380152427 | TNB | DISTRIBUTION | KUALA SELANGOR | Existing | RYB | LV FUSE SWITCH |  | CLOSED | IEC MIDDLE CURVE | FUSES | SPARE |  |  |  | 250.000 A |  |  | 3 | Fail | Please check "Mounting"
380152439 | TNB | DISTRIBUTION | KUALA SELANGOR | Existing | RYB | LV FUSE SWITCH |  | CLOSED | IEC MIDDLE CURVE | FUSES | SPARE |  |  |  | 250.000 A |  |  | 3 | Fail | Please check "Mounting"
380152447 | TNB | DISTRIBUTION | KUALA SELANGOR | Existing | RYB | LV FUSE SWITCH |  | CLOSED | IEC MIDDLE CURVE | FUSES | SPARE |  |  |  | 250.000 A |  |  | 3 | Fail | Please check "Mounting"
380152465 | TNB | DISTRIBUTION | KUALA SELANGOR | Existing | RYB | LV FUSE SWITCH |  | CLOSED | IEC MIDDLE CURVE | FUSES | SPARE |  |  |  | 250.000 A |  |  | 3 | Fail | Please check "Mounting"
380152509 | TNB | DISTRIBUTION | KUALA SELANGOR | Existing | RYB | LV FUSE SWITCH |  | CLOSED | IEC MIDDLE CURVE | FUSES | SPARE |  |  |  | 250.000 A |  |  | 3 | Fail | Please check "Mounting"
380152523 | TNB | DISTRIBUTION | KUALA SELANGOR | Existing | RYB | LV FUSE SWITCH |  | CLOSED | IEC MIDDLE CURVE | FUSES | SPARE |  |  |  | 250.000 A |  |  | 3 | Fail | Please check "Mounting"
380152530 | TNB | DISTRIBUTION | KUALA SELANGOR | Existing | RYB | LV FUSE SWITCH |  | OPEN | IEC MIDDLE CURVE | FUSES | SPARE |  |  |  | 250.000 A |  |  | 3 | Fail | Please check "Mounting"
380152535 | TNB | DISTRIBUTION | KUALA SELANGOR | Existing | RYB | LV FUSE SWITCH |  | OPEN | IEC MIDDLE CURVE | FUSES | SPARE |  |  |  | 250.000 A |  |  | 3 | Fail | Please check "Mounting"
380152541 | TNB | DISTRIBUTION | KUALA SELANGOR | Existing | RYB | LV FUSE SWITCH |  | OPEN | IEC MIDDLE CURVE | FUSES | SPARE |  |  |  | 250.000 A |  |  | 3 | Fail | Please check "Mounting"
380152553 | TNB | DISTRIBUTION | KUALA SELANGOR | Existing | RYB | LV FUSE SWITCH |  | OPEN | IEC MIDDLE CURVE | FUSES | SPARE |  |  |  | 250.000 A |  |  | 3 | Fail | Please check "Mounting"
380152561 | TNB | DISTRIBUTION | KUALA SELANGOR | Existing | RYB | LV FUSE SWITCH |  | OPEN | IEC MIDDLE CURVE | FUSES | SPARE |  |  |  | 250.000 A |  |  | 3 | Fail | Please check "Mounting"
380152579 | TNB | DISTRIBUTION | KUALA SELANGOR | Existing | RYB | LV FUSE SWITCH |  | CLOSED | IEC MIDDLE CURVE | FUSES | SPARE |  |  |  | 250.000 A |  |  | 3 | Fail | Please check "Mounting"
380152623 | TNB | DISTRIBUTION | KUALA SELANGOR | Existing | RYB | LV FUSE SWITCH |  | CLOSED | IEC MIDDLE CURVE | FUSES | SPARE |  |  |  | 250.000 A |  |  | 3 | Fail | Please check "Mounting"
380152637 | TNB | DISTRIBUTION | KUALA SELANGOR | Existing | RYB | LV FUSE SWITCH |  | CLOSED | IEC MIDDLE CURVE | FUSES | SPARE |  |  |  | 250.000 A |  |  | 3 | Fail | Please check "Mounting"
380152644 | TNB | DISTRIBUTION | KUALA SELANGOR | Existing | RYB | LV FUSE SWITCH |  | CLOSED | IEC MIDDLE CURVE | FUSES | SPARE |  |  |  | 250.000 A |  |  | 3 | Fail | Please check "Mounting"
380152649 | TNB | DISTRIBUTION | KUALA SELANGOR | Existing | RYB | LV FUSE SWITCH |  | CLOSED | IEC MIDDLE CURVE | FUSES | SPARE |  |  |  | 250.000 A |  |  | 3 | Fail | Please check "Mounting"
380152655 | TNB | DISTRIBUTION | KUALA SELANGOR | Existing | RYB | LV FUSE SWITCH |  | CLOSED | IEC MIDDLE CURVE | FUSES | SPARE |  |  |  | 250.000 A |  |  | 3 | Fail | Please check "Mounting"
380152667 | TNB | DISTRIBUTION | KUALA SELANGOR | Existing | RYB | LV FUSE SWITCH |  | CLOSED | IEC MIDDLE CURVE | FUSES | SPARE |  |  |  | 250.000 A |  |  | 3 | Fail | Please check "Mounting"
380152675 | TNB | DISTRIBUTION | KUALA SELANGOR | Existing | RYB | LV FUSE SWITCH |  | CLOSED | IEC MIDDLE CURVE | FUSES | SPARE |  |  |  | 250.000 A |  |  | 3 | Fail | Please check "Mounting"
380152693 | TNB | DISTRIBUTION | KUALA SELANGOR | Existing | RYB | LV FUSE SWITCH |  | CLOSED | IEC MIDDLE CURVE | FUSES | SPARE |  |  |  | 250.000 A |  |  | 3 | Fail | Please check "Mounting"
380152737 | TNB | DISTRIBUTION | KUALA SELANGOR | Existing | RYB | LV FUSE SWITCH |  | CLOSED | IEC MIDDLE CURVE | FUSES | SPARE |  |  |  | 250.000 A |  |  | 3 | Fail | Please check "Mounting"
380152751 | TNB | DISTRIBUTION | KUALA SELANGOR | Existing | RYB | LV FUSE SWITCH |  | CLOSED | IEC MIDDLE CURVE | FUSES | SPARE |  |  |  | 250.000 A |  |  | 3 | Fail | Please check "Mounting"
380152758 | TNB | DISTRIBUTION | KUALA SELANGOR | Existing | RYB | LV FUSE SWITCH |  | CLOSED | IEC MIDDLE CURVE | FUSES | SPARE |  |  |  | 250.000 A |  |  | 3 | Fail | Please check "Mounting"
380152763 | TNB | DISTRIBUTION | KUALA SELANGOR | Existing | RYB | LV FUSE SWITCH |  | CLOSED | IEC MIDDLE CURVE | FUSES | SPARE |  |  |  | 250.000 A |  |  | 3 | Fail | Please check "Mounting"
380152769 | TNB | DISTRIBUTION | KUALA SELANGOR | Existing | RYB | LV FUSE SWITCH |  | CLOSED | IEC MIDDLE CURVE | FUSES | SPARE |  |  |  | 250.000 A |  |  | 3 | Fail | Please check "Mounting"
380152781 | TNB | DISTRIBUTION | KUALA SELANGOR | Existing | RYB | LV FUSE SWITCH |  | CLOSED | IEC MIDDLE CURVE | FUSES | SPARE |  |  |  | 250.000 A |  |  | 3 | Fail | Please check "Mounting"
380152789 | TNB | DISTRIBUTION | KUALA SELANGOR | Existing | RYB | LV FUSE SWITCH |  | CLOSED | IEC MIDDLE CURVE | FUSES | SPARE |  |  |  | 250.000 A |  |  | 3 | Fail | Please check "Mounting"
380152807 | TNB | DISTRIBUTION | KUALA SELANGOR | Existing | RYB | LV FUSE SWITCH |  | CLOSED | IEC MIDDLE CURVE | FUSES | SPARE |  |  |  | 250.000 A |  |  | 3 | Fail | Please check "Mounting"
380152851 | TNB | DISTRIBUTION | KUALA SELANGOR | Existing | RYB | LV FUSE SWITCH |  | CLOSED | IEC MIDDLE CURVE | FUSES | SPARE |  |  |  | 250.000 A |  |  | 3 | Fail | Please check "Mounting"
380152865 | TNB | DISTRIBUTION | KUALA SELANGOR | Existing | RYB | LV FUSE SWITCH |  | CLOSED | IEC MIDDLE CURVE | FUSES | SPARE |  |  |  | 250.000 A |  |  | 3 | Fail | Please check "Mounting"
380152872 | TNB | DISTRIBUTION | KUALA SELANGOR | Existing | RYB | LV FUSE SWITCH |  | CLOSED | IEC MIDDLE CURVE | FUSES | SPARE |  |  |  | 250.000 A |  |  | 3 | Fail | Please check "Mounting"
380152877 | TNB | DISTRIBUTION | KUALA SELANGOR | Existing | RYB | LV FUSE SWITCH |  | CLOSED | IEC MIDDLE CURVE | FUSES | SPARE |  |  |  | 250.000 A |  |  | 3 | Fail | Please check "Mounting"
380152883 | TNB | DISTRIBUTION | KUALA SELANGOR | Existing | RYB | LV FUSE SWITCH |  | CLOSED | IEC MIDDLE CURVE | FUSES | SPARE |  |  |  | 250.000 A |  |  | 3 | Fail | Please check "Mounting"
380152895 | TNB | DISTRIBUTION | KUALA SELANGOR | Existing | RYB | LV FUSE SWITCH |  | CLOSED | IEC MIDDLE CURVE | FUSES | SPARE |  |  |  | 250.000 A |  |  | 3 | Fail | Please check "Mounting"
380152903 | TNB | DISTRIBUTION | KUALA SELANGOR | Existing | RYB | LV FUSE SWITCH |  | CLOSED | IEC MIDDLE CURVE | FUSES | SPARE |  |  |  | 250.000 A |  |  | 3 | Fail | Please check "Mounting"
380152921 | TNB | DISTRIBUTION | KUALA SELANGOR | Existing | RYB | LV FUSE SWITCH |  | CLOSED | IEC MIDDLE CURVE | FUSES | SPARE |  |  |  | 250.000 A |  |  | 3 | Fail | Please check "Mounting"
380152967 | TNB | DISTRIBUTION | KUALA SELANGOR | Existing | RYB | LV FUSE SWITCH |  | CLOSED | IEC MIDDLE CURVE | FUSES | SPARE |  |  |  | 250.000 A |  |  | 3 | Fail | Please check "Mounting"
380152981 | TNB | DISTRIBUTION | KUALA SELANGOR | Existing | RYB | LV FUSE SWITCH |  | CLOSED | IEC MIDDLE CURVE | FUSES | SPARE |  |  |  | 250.000 A |  |  | 3 | Fail | Please check "Mounting"
380152988 | TNB | DISTRIBUTION | KUALA SELANGOR | Existing | RYB | LV FUSE SWITCH |  | CLOSED | IEC MIDDLE CURVE | FUSES | SPARE |  |  |  | 250.000 A |  |  | 3 | Fail | Please check "Mounting"
380152993 | TNB | DISTRIBUTION | KUALA SELANGOR | Existing | RYB | LV FUSE SWITCH |  | CLOSED | IEC MIDDLE CURVE | FUSES | SPARE |  |  |  | 250.000 A |  |  | 3 | Fail | Please check "Mounting"
380152999 | TNB | DISTRIBUTION | KUALA SELANGOR | Existing | RYB | LV FUSE SWITCH |  | CLOSED | IEC MIDDLE CURVE | FUSES | SPARE |  |  |  | 250.000 A |  |  | 3 | Fail | Please check "Mounting"
380153011 | TNB | DISTRIBUTION | KUALA SELANGOR | Existing | RYB | LV FUSE SWITCH |  | CLOSED | IEC MIDDLE CURVE | FUSES | SPARE |  |  |  | 250.000 A |  |  | 3 | Fail | Please check "Mounting"
380153019 | TNB | DISTRIBUTION | KUALA SELANGOR | Existing | RYB | LV FUSE SWITCH |  | CLOSED | IEC MIDDLE CURVE | FUSES | SPARE |  |  |  | 250.000 A |  |  | 3 | Fail | Please check "Mounting"
380153037 | TNB | DISTRIBUTION | KUALA SELANGOR | Existing | RYB | LV FUSE SWITCH |  | CLOSED | IEC MIDDLE CURVE | FUSES | SPARE |  |  |  | 250.000 A |  |  | 3 | Fail | Please check "Mounting"
380153081 | TNB | DISTRIBUTION | KUALA SELANGOR | Existing | RYB | LV FUSE SWITCH |  | CLOSED | IEC MIDDLE CURVE | FUSES | SPARE |  |  |  | 250.000 A |  |  | 3 | Fail | Please check "Mounting"
380153095 | TNB | DISTRIBUTION | KUALA SELANGOR | Existing | RYB | LV FUSE SWITCH |  | CLOSED | IEC MIDDLE CURVE | FUSES | SPARE |  |  |  | 250.000 A |  |  | 3 | Fail | Please check "Mounting"
380153102 | TNB | DISTRIBUTION | KUALA SELANGOR | Existing | RYB | LV FUSE SWITCH |  | CLOSED | IEC MIDDLE CURVE | FUSES | SPARE |  |  |  | 250.000 A |  |  | 3 | Fail | Please check "Mounting"
380153107 | TNB | DISTRIBUTION | KUALA SELANGOR | Existing | RYB | LV FUSE SWITCH |  | CLOSED | IEC MIDDLE CURVE | FUSES | SPARE |  |  |  | 250.000 A |  |  | 3 | Fail | Please check "Mounting"
380153113 | TNB | DISTRIBUTION | KUALA SELANGOR | Existing | RYB | LV FUSE SWITCH |  | CLOSED | IEC MIDDLE CURVE | FUSES | SPARE |  |  |  | 250.000 A |  |  | 3 | Fail | Please check "Mounting"
380153125 | TNB | DISTRIBUTION | KUALA SELANGOR | Existing | RYB | LV FUSE SWITCH |  | CLOSED | IEC MIDDLE CURVE | FUSES | SPARE |  |  |  | 250.000 A |  |  | 3 | Fail | Please check "Mounting"
380153133 | TNB | DISTRIBUTION | KUALA SELANGOR | Existing | RYB | LV FUSE SWITCH |  | CLOSED | IEC MIDDLE CURVE | FUSES | SPARE |  |  |  | 250.000 A |  |  | 3 | Fail | Please check "Mounting"
380153151 | TNB | DISTRIBUTION | KUALA SELANGOR | Existing | RYB | LV FUSE SWITCH |  | CLOSED | IEC MIDDLE CURVE | FUSES | SPARE |  |  |  | 250.000 A |  |  | 3 | Fail | Please check "Mounting"
380153195 | TNB | DISTRIBUTION | KUALA SELANGOR | Existing | RYB | LV FUSE SWITCH |  | CLOSED | IEC MIDDLE CURVE | FUSES | SPARE |  |  |  | 250.000 A |  |  | 3 | Fail | Please check "Mounting"
380153209 | TNB | DISTRIBUTION | KUALA SELANGOR | Existing | RYB | LV FUSE SWITCH |  | CLOSED | IEC MIDDLE CURVE | FUSES | SPARE |  |  |  | 250.000 A |  |  | 3 | Fail | Please check "Mounting"
380153216 | TNB | DISTRIBUTION | KUALA SELANGOR | Existing | RYB | LV FUSE SWITCH |  | CLOSED | IEC MIDDLE CURVE | FUSES | SPARE |  |  |  | 250.000 A |  |  | 3 | Fail | Please check "Mounting"
380153221 | TNB | DISTRIBUTION | KUALA SELANGOR | Existing | RYB | LV FUSE SWITCH |  | CLOSED | IEC MIDDLE CURVE | FUSES | SPARE |  |  |  | 250.000 A |  |  | 3 | Fail | Please check "Mounting"
380153227 | TNB | DISTRIBUTION | KUALA SELANGOR | Existing | RYB | LV FUSE SWITCH |  | CLOSED | IEC MIDDLE CURVE | FUSES | SPARE |  |  |  | 250.000 A |  |  | 3 | Fail | Please check "Mounting"
380153239 | TNB | DISTRIBUTION | KUALA SELANGOR | Existing | RYB | LV FUSE SWITCH |  | CLOSED | IEC MIDDLE CURVE | FUSES | SPARE |  |  |  | 250.000 A |  |  | 3 | Fail | Please check "Mounting"
380153247 | TNB | DISTRIBUTION | KUALA SELANGOR | Existing | RYB | LV FUSE SWITCH |  | CLOSED | IEC MIDDLE CURVE | FUSES | SPARE |  |  |  | 250.000 A |  |  | 3 | Fail | Please check "Mounting"
380153265 | TNB | DISTRIBUTION | KUALA SELANGOR | Existing | RYB | LV FUSE SWITCH |  | CLOSED | IEC MIDDLE CURVE | FUSES | SPARE |  |  |  | 250.000 A |  |  | 3 | Fail | Please check "Mounting"
380153311 | TNB | DISTRIBUTION | KUALA SELANGOR | Existing | RYB | LV FUSE SWITCH |  | CLOSED | IEC MIDDLE CURVE | FUSES | SPARE |  |  |  | 250.000 A |  |  | 3 | Fail | Please check "Mounting"
380153325 | TNB | DISTRIBUTION | KUALA SELANGOR | Existing | RYB | LV FUSE SWITCH |  | CLOSED | IEC MIDDLE CURVE | FUSES | SPARE |  |  |  | 250.000 A |  |  | 3 | Fail | Please check "Mounting"
380153332 | TNB | DISTRIBUTION | KUALA SELANGOR | Existing | RYB | LV FUSE SWITCH |  | CLOSED | IEC MIDDLE CURVE | FUSES | SPARE |  |  |  | 250.000 A |  |  | 3 | Fail | Please check "Mounting"
380153337 | TNB | DISTRIBUTION | KUALA SELANGOR | Existing | RYB | LV FUSE SWITCH |  | CLOSED | IEC MIDDLE CURVE | FUSES | SPARE |  |  |  | 250.000 A |  |  | 3 | Fail | Please check "Mounting"
380153343 | TNB | DISTRIBUTION | KUALA SELANGOR | Existing | RYB | LV FUSE SWITCH |  | CLOSED | IEC MIDDLE CURVE | FUSES | SPARE |  |  |  | 250.000 A |  |  | 3 | Fail | Please check "Mounting"
380153355 | TNB | DISTRIBUTION | KUALA SELANGOR | Existing | RYB | LV FUSE SWITCH |  | CLOSED | IEC MIDDLE CURVE | FUSES | SPARE |  |  |  | 250.000 A |  |  | 3 | Fail | Please check "Mounting"
380153363 | TNB | DISTRIBUTION | KUALA SELANGOR | Existing | RYB | LV FUSE SWITCH |  | CLOSED | IEC MIDDLE CURVE | FUSES | SPARE |  |  |  | 250.000 A |  |  | 3 | Fail | Please check "Mounting"
380153381 | TNB | DISTRIBUTION | KUALA SELANGOR | Existing | RYB | LV FUSE SWITCH |  | CLOSED | IEC MIDDLE CURVE | FUSES | SPARE |  |  |  | 250.000 A |  |  | 3 | Fail | Please check "Mounting"
380153723 | TNB | DISTRIBUTION | KUALA SELANGOR | Existing | RYB | LV FUSE SWITCH |  | CLOSED | IEC MIDDLE CURVE | FUSES | SPARE |  |  |  | 250.000 A |  |  | 3 | Fail | Please check "Mounting"
380153737 | TNB | DISTRIBUTION | KUALA SELANGOR | Existing | RYB | LV FUSE SWITCH |  | CLOSED | IEC MIDDLE CURVE | FUSES | SPARE |  |  |  | 250.000 A |  |  | 3 | Fail | Please check "Mounting"
380153744 | TNB | DISTRIBUTION | KUALA SELANGOR | Existing | RYB | LV FUSE SWITCH |  | CLOSED | IEC MIDDLE CURVE | FUSES | SPARE |  |  |  | 250.000 A |  |  | 3 | Fail | Please check "Mounting"
380153749 | TNB | DISTRIBUTION | KUALA SELANGOR | Existing | RYB | LV FUSE SWITCH |  | CLOSED | IEC MIDDLE CURVE | FUSES | SPARE |  |  |  | 250.000 A |  |  | 3 | Fail | Please check "Mounting"
380153755 | TNB | DISTRIBUTION | KUALA SELANGOR | Existing | RYB | LV FUSE SWITCH |  | CLOSED | IEC MIDDLE CURVE | FUSES | SPARE |  |  |  | 250.000 A |  |  | 3 | Fail | Please check "Mounting"
380153767 | TNB | DISTRIBUTION | KUALA SELANGOR | Existing | RYB | LV FUSE SWITCH |  | CLOSED | IEC MIDDLE CURVE | FUSES | SPARE |  |  |  | 250.000 A |  |  | 3 | Fail | Please check "Mounting"
380153775 | TNB | DISTRIBUTION | KUALA SELANGOR | Existing | RYB | LV FUSE SWITCH |  | CLOSED | IEC MIDDLE CURVE | FUSES | SPARE |  |  |  | 250.000 A |  |  | 3 | Fail | Please check "Mounting"
380153793 | TNB | DISTRIBUTION | KUALA SELANGOR | Existing | RYB | LV FUSE SWITCH |  | CLOSED | IEC MIDDLE CURVE | FUSES | SPARE |  |  |  | 250.000 A |  |  | 3 | Fail | Please check "Mounting"
380153837 | TNB | DISTRIBUTION | KUALA SELANGOR | Existing | RYB | LV FUSE SWITCH |  | CLOSED | IEC MIDDLE CURVE | FUSES | SPARE |  |  |  | 250.000 A |  |  | 3 | Fail | Please check "Mounting"
380153851 | TNB | DISTRIBUTION | KUALA SELANGOR | Existing | RYB | LV FUSE SWITCH |  | CLOSED | IEC MIDDLE CURVE | FUSES | SPARE |  |  |  | 250.000 A |  |  | 3 | Fail | Please check "Mounting"
380153858 | TNB | DISTRIBUTION | KUALA SELANGOR | Existing | RYB | LV FUSE SWITCH |  | CLOSED | IEC MIDDLE CURVE | FUSES | SPARE |  |  |  | 250.000 A |  |  | 3 | Fail | Please check "Mounting"
380153863 | TNB | DISTRIBUTION | KUALA SELANGOR | Existing | RYB | LV FUSE SWITCH |  | CLOSED | IEC MIDDLE CURVE | FUSES | SPARE |  |  |  | 250.000 A |  |  | 3 | Fail | Please check "Mounting"
380153869 | TNB | DISTRIBUTION | KUALA SELANGOR | Existing | RYB | LV FUSE SWITCH |  | CLOSED | IEC MIDDLE CURVE | FUSES | SPARE |  |  |  | 250.000 A |  |  | 3 | Fail | Please check "Mounting"
380153881 | TNB | DISTRIBUTION | KUALA SELANGOR | Existing | RYB | LV FUSE SWITCH |  | CLOSED | IEC MIDDLE CURVE | FUSES | SPARE |  |  |  | 250.000 A |  |  | 3 | Fail | Please check "Mounting"
380153889 | TNB | DISTRIBUTION | KUALA SELANGOR | Existing | RYB | LV FUSE SWITCH |  | CLOSED | IEC MIDDLE CURVE | FUSES | SPARE |  |  |  | 250.000 A |  |  | 3 | Fail | Please check "Mounting"
380153907 | TNB | DISTRIBUTION | KUALA SELANGOR | Existing | RYB | LV FUSE SWITCH |  | CLOSED | IEC MIDDLE CURVE | FUSES | SPARE |  |  |  | 250.000 A |  |  | 3 | Fail | Please check "Mounting"
380153951 | TNB | DISTRIBUTION | KUALA SELANGOR | Existing | RYB | LV FUSE SWITCH |  | CLOSED | IEC MIDDLE CURVE | FUSES | SPARE |  |  |  | 250.000 A |  |  | 3 | Fail | Please check "Mounting"
380153965 | TNB | DISTRIBUTION | KUALA SELANGOR | Existing | RYB | LV FUSE SWITCH |  | CLOSED | IEC MIDDLE CURVE | FUSES | SPARE |  |  |  | 250.000 A |  |  | 3 | Fail | Please check "Mounting"
380153972 | TNB | DISTRIBUTION | KUALA SELANGOR | Existing | RYB | LV FUSE SWITCH |  | CLOSED | IEC MIDDLE CURVE | FUSES | SPARE |  |  |  | 250.000 A |  |  | 3 | Fail | Please check "Mounting"
380153977 | TNB | DISTRIBUTION | KUALA SELANGOR | Existing | RYB | LV FUSE SWITCH |  | CLOSED | IEC MIDDLE CURVE | FUSES | SPARE |  |  |  | 250.000 A |  |  | 3 | Fail | Please check "Mounting"
380153983 | TNB | DISTRIBUTION | KUALA SELANGOR | Existing | RYB | LV FUSE SWITCH |  | CLOSED | IEC MIDDLE CURVE | FUSES | SPARE |  |  |  | 250.000 A |  |  | 3 | Fail | Please check "Mounting"
380153995 | TNB | DISTRIBUTION | KUALA SELANGOR | Existing | RYB | LV FUSE SWITCH |  | CLOSED | IEC MIDDLE CURVE | FUSES | SPARE |  |  |  | 250.000 A |  |  | 3 | Fail | Please check "Mounting"
380154003 | TNB | DISTRIBUTION | KUALA SELANGOR | Existing | RYB | LV FUSE SWITCH |  | CLOSED | IEC MIDDLE CURVE | FUSES | SPARE |  |  |  | 250.000 A |  |  | 3 | Fail | Please check "Mounting"
380154021 | TNB | DISTRIBUTION | KUALA SELANGOR | Existing | RYB | LV FUSE SWITCH |  | CLOSED | IEC MIDDLE CURVE | FUSES | SPARE |  |  |  | 250.000 A |  |  | 3 | Fail | Please check "Mounting"
380154065 | TNB | DISTRIBUTION | KUALA SELANGOR | Existing | RYB | LV FUSE SWITCH |  | CLOSED | IEC MIDDLE CURVE | FUSES | SPARE |  |  |  | 250.000 A |  |  | 3 | Fail | Please check "Mounting"
380154079 | TNB | DISTRIBUTION | KUALA SELANGOR | Existing | RYB | LV FUSE SWITCH |  | CLOSED | IEC MIDDLE CURVE | FUSES | SPARE |  |  |  | 250.000 A |  |  | 3 | Fail | Please check "Mounting"
380154086 | TNB | DISTRIBUTION | KUALA SELANGOR | Existing | RYB | LV FUSE SWITCH |  | CLOSED | IEC MIDDLE CURVE | FUSES | SPARE |  |  |  | 250.000 A |  |  | 3 | Fail | Please check "Mounting"
380154091 | TNB | DISTRIBUTION | KUALA SELANGOR | Existing | RYB | LV FUSE SWITCH |  | CLOSED | IEC MIDDLE CURVE | FUSES | SPARE |  |  |  | 250.000 A |  |  | 3 | Fail | Please check "Mounting"
380154097 | TNB | DISTRIBUTION | KUALA SELANGOR | Existing | RYB | LV FUSE SWITCH |  | CLOSED | IEC MIDDLE CURVE | FUSES | SPARE |  |  |  | 250.000 A |  |  | 3 | Fail | Please check "Mounting"
380154109 | TNB | DISTRIBUTION | KUALA SELANGOR | Existing | RYB | LV FUSE SWITCH |  | CLOSED | IEC MIDDLE CURVE | FUSES | SPARE |  |  |  | 250.000 A |  |  | 3 | Fail | Please check "Mounting"
380154117 | TNB | DISTRIBUTION | KUALA SELANGOR | Existing | RYB | LV FUSE SWITCH |  | CLOSED | IEC MIDDLE CURVE | FUSES | SPARE |  |  |  | 250.000 A |  |  | 3 | Fail | Please check "Mounting"
380154135 | TNB | DISTRIBUTION | KUALA SELANGOR | Existing | RYB | LV FUSE SWITCH |  | CLOSED | IEC MIDDLE CURVE | FUSES | SPARE |  |  |  | 250.000 A |  |  | 3 | Fail | Please check "Mounting"
380154179 | TNB | DISTRIBUTION | KUALA SELANGOR | Existing | RYB | LV FUSE SWITCH |  | CLOSED | IEC MIDDLE CURVE | FUSES | SPARE |  |  |  | 250.000 A |  |  | 3 | Fail | Please check "Mounting"
380154193 | TNB | DISTRIBUTION | KUALA SELANGOR | Existing | RYB | LV FUSE SWITCH |  | CLOSED | IEC MIDDLE CURVE | FUSES | SPARE |  |  |  | 250.000 A |  |  | 3 | Fail | Please check "Mounting"
380154200 | TNB | DISTRIBUTION | KUALA SELANGOR | Existing | RYB | LV FUSE SWITCH |  | CLOSED | IEC MIDDLE CURVE | FUSES | SPARE |  |  |  | 250.000 A |  |  | 3 | Fail | Please check "Mounting"
380154205 | TNB | DISTRIBUTION | KUALA SELANGOR | Existing | RYB | LV FUSE SWITCH |  | CLOSED | IEC MIDDLE CURVE | FUSES | SPARE |  |  |  | 250.000 A |  |  | 3 | Fail | Please check "Mounting"
380154211 | TNB | DISTRIBUTION | KUALA SELANGOR | Existing | RYB | LV FUSE SWITCH |  | CLOSED | IEC MIDDLE CURVE | FUSES | SPARE |  |  |  | 250.000 A |  |  | 3 | Fail | Please check "Mounting"
380154223 | TNB | DISTRIBUTION | KUALA SELANGOR | Existing | RYB | LV FUSE SWITCH |  | CLOSED | IEC MIDDLE CURVE | FUSES | SPARE |  |  |  | 250.000 A |  |  | 3 | Fail | Please check "Mounting"
380154231 | TNB | DISTRIBUTION | KUALA SELANGOR | Existing | RYB | LV FUSE SWITCH |  | CLOSED | IEC MIDDLE CURVE | FUSES | SPARE |  |  |  | 250.000 A |  |  | 3 | Fail | Please check "Mounting"
380154249 | TNB | DISTRIBUTION | KUALA SELANGOR | Existing | RYB | LV FUSE SWITCH |  | CLOSED | IEC MIDDLE CURVE | FUSES | SPARE |  |  |  | 250.000 A |  |  | 3 | Fail | Please check "Mounting"
380154295 | TNB | DISTRIBUTION | KUALA SELANGOR | Existing | RYB | LV FUSE SWITCH |  | CLOSED | IEC MIDDLE CURVE | FUSES | SPARE |  |  |  | 250.000 A |  |  | 3 | Fail | Please check "Mounting"
380154309 | TNB | DISTRIBUTION | KUALA SELANGOR | Existing | RYB | LV FUSE SWITCH |  | CLOSED | IEC MIDDLE CURVE | FUSES | SPARE |  |  |  | 250.000 A |  |  | 3 | Fail | Please check "Mounting"
380154316 | TNB | DISTRIBUTION | KUALA SELANGOR | Existing | RYB | LV FUSE SWITCH |  | CLOSED | IEC MIDDLE CURVE | FUSES | SPARE |  |  |  | 250.000 A |  |  | 3 | Fail | Please check "Mounting"
380154321 | TNB | DISTRIBUTION | KUALA SELANGOR | Existing | RYB | LV FUSE SWITCH |  | CLOSED | IEC MIDDLE CURVE | FUSES | SPARE |  |  |  | 250.000 A |  |  | 3 | Fail | Please check "Mounting"
380154327 | TNB | DISTRIBUTION | KUALA SELANGOR | Existing | RYB | LV FUSE SWITCH |  | CLOSED | IEC MIDDLE CURVE | FUSES | SPARE |  |  |  | 250.000 A |  |  | 3 | Fail | Please check "Mounting"
380154339 | TNB | DISTRIBUTION | KUALA SELANGOR | Existing | RYB | LV FUSE SWITCH |  | CLOSED | IEC MIDDLE CURVE | FUSES | SPARE |  |  |  | 250.000 A |  |  | 3 | Fail | Please check "Mounting"
380154347 | TNB | DISTRIBUTION | KUALA SELANGOR | Existing | RYB | LV FUSE SWITCH |  | CLOSED | IEC MIDDLE CURVE | FUSES | SPARE |  |  |  | 250.000 A |  |  | 3 | Fail | Please check "Mounting"
380154365 | TNB | DISTRIBUTION | KUALA SELANGOR | Existing | RYB | LV FUSE SWITCH |  | CLOSED | IEC MIDDLE CURVE | FUSES | SPARE |  |  |  | 250.000 A |  |  | 3 | Fail | Please check "Mounting"
380154411 | TNB | DISTRIBUTION | KUALA SELANGOR | Existing | RYB | LV FUSE SWITCH |  | CLOSED | IEC MIDDLE CURVE | FUSES | SPARE |  |  |  | 250.000 A |  |  | 3 | Fail | Please check "Mounting"
380154425 | TNB | DISTRIBUTION | KUALA SELANGOR | Existing | RYB | LV FUSE SWITCH |  | CLOSED | IEC MIDDLE CURVE | FUSES | SPARE |  |  |  | 250.000 A |  |  | 3 | Fail | Please check "Mounting"
380154432 | TNB | DISTRIBUTION | KUALA SELANGOR | Existing | RYB | LV FUSE SWITCH |  | CLOSED | IEC MIDDLE CURVE | FUSES | SPARE |  |  |  | 250.000 A |  |  | 3 | Fail | Please check "Mounting"
380154437 | TNB | DISTRIBUTION | KUALA SELANGOR | Existing | RYB | LV FUSE SWITCH |  | CLOSED | IEC MIDDLE CURVE | FUSES | SPARE |  |  |  | 250.000 A |  |  | 3 | Fail | Please check "Mounting"
380154443 | TNB | DISTRIBUTION | KUALA SELANGOR | Existing | RYB | LV FUSE SWITCH |  | CLOSED | IEC MIDDLE CURVE | FUSES | SPARE |  |  |  | 250.000 A |  |  | 3 | Fail | Please check "Mounting"
380154455 | TNB | DISTRIBUTION | KUALA SELANGOR | Existing | RYB | LV FUSE SWITCH |  | CLOSED | IEC MIDDLE CURVE | FUSES | SPARE |  |  |  | 250.000 A |  |  | 3 | Fail | Please check "Mounting"
380154463 | TNB | DISTRIBUTION | KUALA SELANGOR | Existing | RYB | LV FUSE SWITCH |  | CLOSED | IEC MIDDLE CURVE | FUSES | SPARE |  |  |  | 250.000 A |  |  | 3 | Fail | Please check "Mounting"
380154481 | TNB | DISTRIBUTION | KUALA SELANGOR | Existing | RYB | LV FUSE SWITCH |  | CLOSED | IEC MIDDLE CURVE | FUSES | SPARE |  |  |  | 250.000 A |  |  | 3 | Fail | Please check "Mounting"
380154525 | TNB | DISTRIBUTION | KUALA SELANGOR | Existing | RYB | LV FUSE SWITCH |  | CLOSED | IEC MIDDLE CURVE | FUSES | SPARE |  |  |  | 250.000 A |  |  | 3 | Fail | Please check "Mounting"
380154539 | TNB | DISTRIBUTION | KUALA SELANGOR | Existing | RYB | LV FUSE SWITCH |  | CLOSED | IEC MIDDLE CURVE | FUSES | SPARE |  |  |  | 250.000 A |  |  | 3 | Fail | Please check "Mounting"
380154546 | TNB | DISTRIBUTION | KUALA SELANGOR | Existing | RYB | LV FUSE SWITCH |  | CLOSED | IEC MIDDLE CURVE | FUSES | SPARE |  |  |  | 250.000 A |  |  | 3 | Fail | Please check "Mounting"
380154551 | TNB | DISTRIBUTION | KUALA SELANGOR | Existing | RYB | LV FUSE SWITCH |  | CLOSED | IEC MIDDLE CURVE | FUSES | SPARE |  |  |  | 250.000 A |  |  | 3 | Fail | Please check "Mounting"
380154557 | TNB | DISTRIBUTION | KUALA SELANGOR | Existing | RYB | LV FUSE SWITCH |  | CLOSED | IEC MIDDLE CURVE | FUSES | SPARE |  |  |  | 250.000 A |  |  | 3 | Fail | Please check "Mounting"
380154569 | TNB | DISTRIBUTION | KUALA SELANGOR | Existing | RYB | LV FUSE SWITCH |  | CLOSED | IEC MIDDLE CURVE | FUSES | SPARE |  |  |  | 250.000 A |  |  | 3 | Fail | Please check "Mounting"
380154577 | TNB | DISTRIBUTION | KUALA SELANGOR | Existing | RYB | LV FUSE SWITCH |  | CLOSED | IEC MIDDLE CURVE | FUSES | SPARE |  |  |  | 250.000 A |  |  | 3 | Fail | Please check "Mounting"
380154595 | TNB | DISTRIBUTION | KUALA SELANGOR | Existing | RYB | LV FUSE SWITCH |  | CLOSED | IEC MIDDLE CURVE | FUSES | SPARE |  |  |  | 250.000 A |  |  | 3 | Fail | Please check "Mounting"
380154775 | TNB | DISTRIBUTION | KUALA SELANGOR | Existing | RYB | LV FUSE SWITCH |  | CLOSED | IEC MIDDLE CURVE | FUSES | SPARE |  |  |  | 250.000 A |  |  | 3 | Fail | Please check "Mounting"
380154789 | TNB | DISTRIBUTION | KUALA SELANGOR | Existing | RYB | LV FUSE SWITCH |  | CLOSED | IEC MIDDLE CURVE | FUSES | SPARE |  |  |  | 250.000 A |  |  | 3 | Fail | Please check "Mounting"
380154796 | TNB | DISTRIBUTION | KUALA SELANGOR | Existing | RYB | LV FUSE SWITCH |  | CLOSED | IEC MIDDLE CURVE | FUSES | SPARE |  |  |  | 250.000 A |  |  | 3 | Fail | Please check "Mounting"
380154801 | TNB | DISTRIBUTION | KUALA SELANGOR | Existing | RYB | LV FUSE SWITCH |  | CLOSED | IEC MIDDLE CURVE | FUSES | SPARE |  |  |  | 250.000 A |  |  | 3 | Fail | Please check "Mounting"
380154807 | TNB | DISTRIBUTION | KUALA SELANGOR | Existing | RYB | LV FUSE SWITCH |  | CLOSED | IEC MIDDLE CURVE | FUSES | SPARE |  |  |  | 250.000 A |  |  | 3 | Fail | Please check "Mounting"
380154819 | TNB | DISTRIBUTION | KUALA SELANGOR | Existing | RYB | LV FUSE SWITCH |  | CLOSED | IEC MIDDLE CURVE | FUSES | SPARE |  |  |  | 250.000 A |  |  | 3 | Fail | Please check "Mounting"
380154827 | TNB | DISTRIBUTION | KUALA SELANGOR | Existing | RYB | LV FUSE SWITCH |  | CLOSED | IEC MIDDLE CURVE | FUSES | SPARE |  |  |  | 250.000 A |  |  | 3 | Fail | Please check "Mounting"
380154845 | TNB | DISTRIBUTION | KUALA SELANGOR | Existing | RYB | LV FUSE SWITCH |  | CLOSED | IEC MIDDLE CURVE | FUSES | SPARE |  |  |  | 250.000 A |  |  | 3 | Fail | Please check "Mounting"
380154852 | TNB | DISTRIBUTION | KUALA SELANGOR | Existing | RYB | LV FUSE SWITCH |  | CLOSED | IEC MIDDLE CURVE | FUSES | SPARE |  |  |  | 250.000 A |  |  | 3 | Fail | Please check "Mounting"
380154866 | TNB | DISTRIBUTION | KUALA SELANGOR | Existing | RYB | LV FUSE SWITCH |  | CLOSED | IEC MIDDLE CURVE | FUSES | SPARE |  |  |  | 250.000 A |  |  | 3 | Fail | Please check "Mounting"
380154873 | TNB | DISTRIBUTION | KUALA SELANGOR | Existing | RYB | LV FUSE SWITCH |  | CLOSED | IEC MIDDLE CURVE | FUSES | SPARE |  |  |  | 250.000 A |  |  | 3 | Fail | Please check "Mounting"
380154878 | TNB | DISTRIBUTION | KUALA SELANGOR | Existing | RYB | LV FUSE SWITCH |  | CLOSED | IEC MIDDLE CURVE | FUSES | SPARE |  |  |  | 250.000 A |  |  | 3 | Fail | Please check "Mounting"
380154884 | TNB | DISTRIBUTION | KUALA SELANGOR | Existing | RYB | LV FUSE SWITCH |  | CLOSED | IEC MIDDLE CURVE | FUSES | SPARE |  |  |  | 250.000 A |  |  | 3 | Fail | Please check "Mounting"
380154896 | TNB | DISTRIBUTION | KUALA SELANGOR | Existing | RYB | LV FUSE SWITCH |  | CLOSED | IEC MIDDLE CURVE | FUSES | SPARE |  |  |  | 250.000 A |  |  | 3 | Fail | Please check "Mounting"
380154904 | TNB | DISTRIBUTION | KUALA SELANGOR | Existing | RYB | LV FUSE SWITCH |  | CLOSED | IEC MIDDLE CURVE | FUSES | SPARE |  |  |  | 250.000 A |  |  | 3 | Fail | Please check "Mounting"
380154922 | TNB | DISTRIBUTION | KUALA SELANGOR | Existing | RYB | LV FUSE SWITCH |  | CLOSED | IEC MIDDLE CURVE | FUSES | SPARE |  |  |  | 250.000 A |  |  | 3 | Fail | Please check "Mounting"
380154969 | TNB | DISTRIBUTION | KUALA SELANGOR | Existing | RYB | LV FUSE SWITCH |  | CLOSED | IEC MIDDLE CURVE | FUSES | SPARE |  |  |  | 250.000 A |  |  | 3 | Fail | Please check "Mounting"
380154983 | TNB | DISTRIBUTION | KUALA SELANGOR | Existing | RYB | LV FUSE SWITCH |  | CLOSED | IEC MIDDLE CURVE | FUSES | SPARE |  |  |  | 250.000 A |  |  | 3 | Fail | Please check "Mounting"
380154990 | TNB | DISTRIBUTION | KUALA SELANGOR | Existing | RYB | LV FUSE SWITCH |  | CLOSED | IEC MIDDLE CURVE | FUSES | SPARE |  |  |  | 250.000 A |  |  | 3 | Fail | Please check "Mounting"
380154995 | TNB | DISTRIBUTION | KUALA SELANGOR | Existing | RYB | LV FUSE SWITCH |  | CLOSED | IEC MIDDLE CURVE | FUSES | SPARE |  |  |  | 250.000 A |  |  | 3 | Fail | Please check "Mounting"
380155001 | TNB | DISTRIBUTION | KUALA SELANGOR | Existing | RYB | LV FUSE SWITCH |  | CLOSED | IEC MIDDLE CURVE | FUSES | SPARE |  |  |  | 250.000 A |  |  | 3 | Fail | Please check "Mounting"
380155013 | TNB | DISTRIBUTION | KUALA SELANGOR | Existing | RYB | LV FUSE SWITCH |  | CLOSED | IEC MIDDLE CURVE | FUSES | SPARE |  |  |  | 250.000 A |  |  | 3 | Fail | Please check "Mounting"
380155021 | TNB | DISTRIBUTION | KUALA SELANGOR | Existing | RYB | LV FUSE SWITCH |  | CLOSED | IEC MIDDLE CURVE | FUSES | SPARE |  |  |  | 250.000 A |  |  | 3 | Fail | Please check "Mounting"
380155039 | TNB | DISTRIBUTION | KUALA SELANGOR | Existing | RYB | LV FUSE SWITCH |  | CLOSED | IEC MIDDLE CURVE | FUSES | SPARE |  |  |  | 250.000 A |  |  | 3 | Fail | Please check "Mounting"
380155572 | TNB | DISTRIBUTION | KUALA SELANGOR | Existing | RYB | LV FUSE SWITCH |  | CLOSED | IEC MIDDLE CURVE | FUSES | SPARE |  |  |  | 250.000 A |  |  | 3 | Fail | Please check "Mounting"
380155586 | TNB | DISTRIBUTION | KUALA SELANGOR | Existing | RYB | LV FUSE SWITCH |  | CLOSED | IEC MIDDLE CURVE | FUSES | SPARE |  |  |  | 250.000 A |  |  | 3 | Fail | Please check "Mounting"
380155593 | TNB | DISTRIBUTION | KUALA SELANGOR | Existing | RYB | LV FUSE SWITCH |  | CLOSED | IEC MIDDLE CURVE | FUSES | SPARE |  |  |  | 250.000 A |  |  | 3 | Fail | Please check "Mounting"
380155598 | TNB | DISTRIBUTION | KUALA SELANGOR | Existing | RYB | LV FUSE SWITCH |  | CLOSED | IEC MIDDLE CURVE | FUSES | SPARE |  |  |  | 250.000 A |  |  | 3 | Fail | Please check "Mounting"
380155604 | TNB | DISTRIBUTION | KUALA SELANGOR | Existing | RYB | LV FUSE SWITCH |  | CLOSED | IEC MIDDLE CURVE | FUSES | SPARE |  |  |  | 250.000 A |  |  | 3 | Fail | Please check "Mounting"
380155616 | TNB | DISTRIBUTION | KUALA SELANGOR | Existing | RYB | LV FUSE SWITCH |  | CLOSED | IEC MIDDLE CURVE | FUSES | SPARE |  |  |  | 250.000 A |  |  | 3 | Fail | Please check "Mounting"
380155624 | TNB | DISTRIBUTION | KUALA SELANGOR | Existing | RYB | LV FUSE SWITCH |  | CLOSED | IEC MIDDLE CURVE | FUSES | SPARE |  |  |  | 250.000 A |  |  | 3 | Fail | Please check "Mounting"
380155642 | TNB | DISTRIBUTION | KUALA SELANGOR | Existing | RYB | LV FUSE SWITCH |  | CLOSED | IEC MIDDLE CURVE | FUSES | SPARE |  |  |  | 250.000 A |  |  | 3 | Fail | Please check "Mounting"
380155649 | TNB | DISTRIBUTION | KUALA SELANGOR | Existing | RYB | LV FUSE SWITCH |  | CLOSED | IEC MIDDLE CURVE | FUSES | SPARE |  |  |  | 250.000 A |  |  | 3 | Fail | Please check "Mounting"
380155663 | TNB | DISTRIBUTION | KUALA SELANGOR | Existing | RYB | LV FUSE SWITCH |  | CLOSED | IEC MIDDLE CURVE | FUSES | SPARE |  |  |  | 250.000 A |  |  | 3 | Fail | Please check "Mounting"
380155670 | TNB | DISTRIBUTION | KUALA SELANGOR | Existing | RYB | LV FUSE SWITCH |  | CLOSED | IEC MIDDLE CURVE | FUSES | SPARE |  |  |  | 250.000 A |  |  | 3 | Fail | Please check "Mounting"
380155675 | TNB | DISTRIBUTION | KUALA SELANGOR | Existing | RYB | LV FUSE SWITCH |  | CLOSED | IEC MIDDLE CURVE | FUSES | SPARE |  |  |  | 250.000 A |  |  | 3 | Fail | Please check "Mounting"
380155681 | TNB | DISTRIBUTION | KUALA SELANGOR | Existing | RYB | LV FUSE SWITCH |  | CLOSED | IEC MIDDLE CURVE | FUSES | SPARE |  |  |  | 250.000 A |  |  | 3 | Fail | Please check "Mounting"
380155693 | TNB | DISTRIBUTION | KUALA SELANGOR | Existing | RYB | LV FUSE SWITCH |  | CLOSED | IEC MIDDLE CURVE | FUSES | SPARE |  |  |  | 250.000 A |  |  | 3 | Fail | Please check "Mounting"
380155701 | TNB | DISTRIBUTION | KUALA SELANGOR | Existing | RYB | LV FUSE SWITCH |  | CLOSED | IEC MIDDLE CURVE | FUSES | SPARE |  |  |  | 250.000 A |  |  | 3 | Fail | Please check "Mounting"
380155719 | TNB | DISTRIBUTION | KUALA SELANGOR | Existing | RYB | LV FUSE SWITCH |  | CLOSED | IEC MIDDLE CURVE | FUSES | SPARE |  |  |  | 250.000 A |  |  | 3 | Fail | Please check "Mounting"
380155911 | TNB | DISTRIBUTION | KUALA SELANGOR | Existing | RYB | LV FUSE SWITCH |  | CLOSED | IEC MIDDLE CURVE | FUSES | SPARE |  |  |  | 250.000 A |  |  | 3 | Fail | Please check "Mounting"
380155925 | TNB | DISTRIBUTION | KUALA SELANGOR | Existing | RYB | LV FUSE SWITCH |  | CLOSED | IEC MIDDLE CURVE | FUSES | SPARE |  |  |  | 250.000 A |  |  | 3 | Fail | Please check "Mounting"
380155932 | TNB | DISTRIBUTION | KUALA SELANGOR | Existing | RYB | LV FUSE SWITCH |  | CLOSED | IEC MIDDLE CURVE | FUSES | SPARE |  |  |  | 250.000 A |  |  | 3 | Fail | Please check "Mounting"
380155937 | TNB | DISTRIBUTION | KUALA SELANGOR | Existing | RYB | LV FUSE SWITCH |  | CLOSED | IEC MIDDLE CURVE | FUSES | SPARE |  |  |  | 250.000 A |  |  | 3 | Fail | Please check "Mounting"
380155943 | TNB | DISTRIBUTION | KUALA SELANGOR | Existing | RYB | LV FUSE SWITCH |  | CLOSED | IEC MIDDLE CURVE | FUSES | SPARE |  |  |  | 250.000 A |  |  | 3 | Fail | Please check "Mounting"
380155955 | TNB | DISTRIBUTION | KUALA SELANGOR | Existing | RYB | LV FUSE SWITCH |  | CLOSED | IEC MIDDLE CURVE | FUSES | SPARE |  |  |  | 250.000 A |  |  | 3 | Fail | Please check "Mounting"
380155963 | TNB | DISTRIBUTION | KUALA SELANGOR | Existing | RYB | LV FUSE SWITCH |  | CLOSED | IEC MIDDLE CURVE | FUSES | SPARE |  |  |  | 250.000 A |  |  | 3 | Fail | Please check "Mounting"
380155981 | TNB | DISTRIBUTION | KUALA SELANGOR | Existing | RYB | LV FUSE SWITCH |  | CLOSED | IEC MIDDLE CURVE | FUSES | SPARE |  |  |  | 250.000 A |  |  | 3 | Fail | Please check "Mounting"
380156057 | TNB | DISTRIBUTION | KUALA SELANGOR | Existing | RYB | LV FUSE SWITCH |  | CLOSED | IEC MIDDLE CURVE | FUSES | SPARE |  |  |  | 250.000 A |  |  | 3 | Fail | Please check "Mounting"
380156071 | TNB | DISTRIBUTION | KUALA SELANGOR | Existing | RYB | LV FUSE SWITCH |  | CLOSED | IEC MIDDLE CURVE | FUSES | SPARE |  |  |  | 250.000 A |  |  | 3 | Fail | Please check "Mounting"
380156078 | TNB | DISTRIBUTION | KUALA SELANGOR | Existing | RYB | LV FUSE SWITCH |  | CLOSED | IEC MIDDLE CURVE | FUSES | SPARE |  |  |  | 250.000 A |  |  | 3 | Fail | Please check "Mounting"
380156083 | TNB | DISTRIBUTION | KUALA SELANGOR | Existing | RYB | LV FUSE SWITCH |  | CLOSED | IEC MIDDLE CURVE | FUSES | SPARE |  |  |  | 250.000 A |  |  | 3 | Fail | Please check "Mounting"
380156089 | TNB | DISTRIBUTION | KUALA SELANGOR | Existing | RYB | LV FUSE SWITCH |  | CLOSED | IEC MIDDLE CURVE | FUSES | SPARE |  |  |  | 250.000 A |  |  | 3 | Fail | Please check "Mounting"
380156101 | TNB | DISTRIBUTION | KUALA SELANGOR | Existing | RYB | LV FUSE SWITCH |  | CLOSED | IEC MIDDLE CURVE | FUSES | SPARE |  |  |  | 250.000 A |  |  | 3 | Fail | Please check "Mounting"
380156109 | TNB | DISTRIBUTION | KUALA SELANGOR | Existing | RYB | LV FUSE SWITCH |  | CLOSED | IEC MIDDLE CURVE | FUSES | SPARE |  |  |  | 250.000 A |  |  | 3 | Fail | Please check "Mounting"
380156127 | TNB | DISTRIBUTION | KUALA SELANGOR | Existing | RYB | LV FUSE SWITCH |  | CLOSED | IEC MIDDLE CURVE | FUSES | SPARE |  |  |  | 250.000 A |  |  | 3 | Fail | Please check "Mounting"
380156134 | TNB | DISTRIBUTION | KUALA SELANGOR | Existing | RYB | LV FUSE SWITCH |  | CLOSED | IEC MIDDLE CURVE | FUSES | SPARE |  |  |  | 250.000 A |  |  | 3 | Fail | Please check "Mounting"
380156148 | TNB | DISTRIBUTION | KUALA SELANGOR | Existing | RYB | LV FUSE SWITCH |  | CLOSED | IEC MIDDLE CURVE | FUSES | SPARE |  |  |  | 250.000 A |  |  | 3 | Fail | Please check "Mounting"
380156155 | TNB | DISTRIBUTION | KUALA SELANGOR | Existing | RYB | LV FUSE SWITCH |  | CLOSED | IEC MIDDLE CURVE | FUSES | SPARE |  |  |  | 250.000 A |  |  | 3 | Fail | Please check "Mounting"
380156160 | TNB | DISTRIBUTION | KUALA SELANGOR | Existing | RYB | LV FUSE SWITCH |  | CLOSED | IEC MIDDLE CURVE | FUSES | SPARE |  |  |  | 250.000 A |  |  | 3 | Fail | Please check "Mounting"
380156166 | TNB | DISTRIBUTION | KUALA SELANGOR | Existing | RYB | LV FUSE SWITCH |  | CLOSED | IEC MIDDLE CURVE | FUSES | SPARE |  |  |  | 250.000 A |  |  | 3 | Fail | Please check "Mounting"
380156178 | TNB | DISTRIBUTION | KUALA SELANGOR | Existing | RYB | LV FUSE SWITCH |  | CLOSED | IEC MIDDLE CURVE | FUSES | SPARE |  |  |  | 250.000 A |  |  | 3 | Fail | Please check "Mounting"
380156186 | TNB | DISTRIBUTION | KUALA SELANGOR | Existing | RYB | LV FUSE SWITCH |  | CLOSED | IEC MIDDLE CURVE | FUSES | SPARE |  |  |  | 250.000 A |  |  | 3 | Fail | Please check "Mounting"
380156204 | TNB | DISTRIBUTION | KUALA SELANGOR | Existing | RYB | LV FUSE SWITCH |  | CLOSED | IEC MIDDLE CURVE | FUSES | SPARE |  |  |  | 250.000 A |  |  | 3 | Fail | Please check "Mounting"
380156272 | TNB | DISTRIBUTION | KUALA SELANGOR | Existing | RYB | LV FUSE SWITCH |  | CLOSED | IEC MIDDLE CURVE | FUSES | SPARE |  |  |  | 250.000 A |  |  | 3 | Fail | Please check "Mounting"
380156286 | TNB | DISTRIBUTION | KUALA SELANGOR | Existing | RYB | LV FUSE SWITCH |  | CLOSED | IEC MIDDLE CURVE | FUSES | SPARE |  |  |  | 250.000 A |  |  | 3 | Fail | Please check "Mounting"
380156293 | TNB | DISTRIBUTION | KUALA SELANGOR | Existing | RYB | LV FUSE SWITCH |  | CLOSED | IEC MIDDLE CURVE | FUSES | SPARE |  |  |  | 250.000 A |  |  | 3 | Fail | Please check "Mounting"
380156298 | TNB | DISTRIBUTION | KUALA SELANGOR | Existing | RYB | LV FUSE SWITCH |  | CLOSED | IEC MIDDLE CURVE | FUSES | SPARE |  |  |  | 250.000 A |  |  | 3 | Fail | Please check "Mounting"
380156304 | TNB | DISTRIBUTION | KUALA SELANGOR | Existing | RYB | LV FUSE SWITCH |  | CLOSED | IEC MIDDLE CURVE | FUSES | SPARE |  |  |  | 250.000 A |  |  | 3 | Fail | Please check "Mounting"
380156316 | TNB | DISTRIBUTION | KUALA SELANGOR | Existing | RYB | LV FUSE SWITCH |  | CLOSED | IEC MIDDLE CURVE | FUSES | SPARE |  |  |  | 250.000 A |  |  | 3 | Fail | Please check "Mounting"
380156324 | TNB | DISTRIBUTION | KUALA SELANGOR | Existing | RYB | LV FUSE SWITCH |  | CLOSED | IEC MIDDLE CURVE | FUSES | SPARE |  |  |  | 250.000 A |  |  | 3 | Fail | Please check "Mounting"
380156342 | TNB | DISTRIBUTION | KUALA SELANGOR | Existing | RYB | LV FUSE SWITCH |  | CLOSED | IEC MIDDLE CURVE | FUSES | SPARE |  |  |  | 250.000 A |  |  | 3 | Fail | Please check "Mounting"
380156349 | TNB | DISTRIBUTION | KUALA SELANGOR | Existing | RYB | LV FUSE SWITCH |  | CLOSED | IEC MIDDLE CURVE | FUSES | SPARE |  |  |  | 250.000 A |  |  | 3 | Fail | Please check "Mounting"
380156363 | TNB | DISTRIBUTION | KUALA SELANGOR | Existing | RYB | LV FUSE SWITCH |  | CLOSED | IEC MIDDLE CURVE | FUSES | SPARE |  |  |  | 250.000 A |  |  | 3 | Fail | Please check "Mounting"
380156370 | TNB | DISTRIBUTION | KUALA SELANGOR | Existing | RYB | LV FUSE SWITCH |  | CLOSED | IEC MIDDLE CURVE | FUSES | SPARE |  |  |  | 250.000 A |  |  | 3 | Fail | Please check "Mounting"
380156375 | TNB | DISTRIBUTION | KUALA SELANGOR | Existing | RYB | LV FUSE SWITCH |  | CLOSED | IEC MIDDLE CURVE | FUSES | SPARE |  |  |  | 250.000 A |  |  | 3 | Fail | Please check "Mounting"
380156381 | TNB | DISTRIBUTION | KUALA SELANGOR | Existing | RYB | LV FUSE SWITCH |  | CLOSED | IEC MIDDLE CURVE | FUSES | SPARE |  |  |  | 250.000 A |  |  | 3 | Fail | Please check "Mounting"
380156393 | TNB | DISTRIBUTION | KUALA SELANGOR | Existing | RYB | LV FUSE SWITCH |  | CLOSED | IEC MIDDLE CURVE | FUSES | SPARE |  |  |  | 250.000 A |  |  | 3 | Fail | Please check "Mounting"
380156401 | TNB | DISTRIBUTION | KUALA SELANGOR | Existing | RYB | LV FUSE SWITCH |  | CLOSED | IEC MIDDLE CURVE | FUSES | SPARE |  |  |  | 250.000 A |  |  | 3 | Fail | Please check "Mounting"
380225170 | TNB | DISTRIBUTION | KUALA SELANGOR | Existing | RYB | LV FUSE SWITCH |  | CLOSED | IEC MIDDLE CURVE | FUSES | SPARE |  |  |  | 250.000 A |  |  | 3 | Fail | Please check "Mounting"
380225184 | TNB | DISTRIBUTION | KUALA SELANGOR | Existing | RYB | LV FUSE SWITCH |  | CLOSED | IEC MIDDLE CURVE | FUSES | SPARE |  |  |  | 250.000 A |  |  | 3 | Fail | Please check "Mounting"
380225191 | TNB | DISTRIBUTION | KUALA SELANGOR | Existing | RYB | LV FUSE SWITCH |  | CLOSED | IEC MIDDLE CURVE | FUSES | SPARE |  |  |  | 250.000 A |  |  | 3 | Fail | Please check "Mounting"
380225196 | TNB | DISTRIBUTION | KUALA SELANGOR | Existing | RYB | LV FUSE SWITCH |  | CLOSED | IEC MIDDLE CURVE | FUSES | SPARE |  |  |  | 250.000 A |  |  | 3 | Fail | Please check "Mounting"
380225202 | TNB | DISTRIBUTION | KUALA SELANGOR | Existing | RYB | LV FUSE SWITCH |  | CLOSED | IEC MIDDLE CURVE | FUSES | SPARE |  |  |  | 250.000 A |  |  | 3 | Fail | Please check "Mounting"
380225214 | TNB | DISTRIBUTION | KUALA SELANGOR | Existing | RYB | LV FUSE SWITCH |  | CLOSED | IEC MIDDLE CURVE | FUSES | SPARE |  |  |  | 250.000 A |  |  | 3 | Fail | Please check "Mounting"
380225222 | TNB | DISTRIBUTION | KUALA SELANGOR | Existing | RYB | LV FUSE SWITCH |  | CLOSED | IEC MIDDLE CURVE | FUSES | SPARE |  |  |  | 250.000 A |  |  | 3 | Fail | Please check "Mounting"
380225240 | TNB | DISTRIBUTION | KUALA SELANGOR | Existing | RYB | LV FUSE SWITCH |  | CLOSED | IEC MIDDLE CURVE | FUSES | SPARE |  |  |  | 250.000 A |  |  | 3 | Fail | Please check "Mounting"
380225247 | TNB | DISTRIBUTION | KUALA SELANGOR | Existing | RYB | LV FUSE SWITCH |  | CLOSED | IEC MIDDLE CURVE | FUSES | SPARE |  |  |  | 250.000 A |  |  | 3 | Fail | Please check "Mounting"
380225261 | TNB | DISTRIBUTION | KUALA SELANGOR | Existing | RYB | LV FUSE SWITCH |  | CLOSED | IEC MIDDLE CURVE | FUSES | SPARE |  |  |  | 250.000 A |  |  | 3 | Fail | Please check "Mounting"
380225268 | TNB | DISTRIBUTION | KUALA SELANGOR | Existing | RYB | LV FUSE SWITCH |  | CLOSED | IEC MIDDLE CURVE | FUSES | SPARE |  |  |  | 250.000 A |  |  | 3 | Fail | Please check "Mounting"
380225273 | TNB | DISTRIBUTION | KUALA SELANGOR | Existing | RYB | LV FUSE SWITCH |  | CLOSED | IEC MIDDLE CURVE | FUSES | SPARE |  |  |  | 250.000 A |  |  | 3 | Fail | Please check "Mounting"
380225279 | TNB | DISTRIBUTION | KUALA SELANGOR | Existing | RYB | LV FUSE SWITCH |  | CLOSED | IEC MIDDLE CURVE | FUSES | SPARE |  |  |  | 250.000 A |  |  | 3 | Fail | Please check "Mounting"
380225291 | TNB | DISTRIBUTION | KUALA SELANGOR | Existing | RYB | LV FUSE SWITCH |  | CLOSED | IEC MIDDLE CURVE | FUSES | SPARE |  |  |  | 250.000 A |  |  | 3 | Fail | Please check "Mounting"
380225299 | TNB | DISTRIBUTION | KUALA SELANGOR | Existing | RYB | LV FUSE SWITCH |  | CLOSED | IEC MIDDLE CURVE | FUSES | SPARE |  |  |  | 250.000 A |  |  | 3 | Fail | Please check "Mounting"
380225317 | TNB | DISTRIBUTION | KUALA SELANGOR | Existing | RYB | LV FUSE SWITCH |  | CLOSED | IEC MIDDLE CURVE | FUSES | SPARE |  |  |  | 250.000 A |  |  | 3 | Fail | Please check "Mounting"
380225385 | TNB | DISTRIBUTION | KUALA SELANGOR | Existing | RYB | LV FUSE SWITCH |  | CLOSED | IEC MIDDLE CURVE | FUSES | SPARE |  |  |  | 250.000 A |  |  | 3 | Fail | Please check "Mounting"
380225399 | TNB | DISTRIBUTION | KUALA SELANGOR | Existing | RYB | LV FUSE SWITCH |  | CLOSED | IEC MIDDLE CURVE | FUSES | SPARE |  |  |  | 250.000 A |  |  | 3 | Fail | Please check "Mounting"
380225406 | TNB | DISTRIBUTION | KUALA SELANGOR | Existing | RYB | LV FUSE SWITCH |  | CLOSED | IEC MIDDLE CURVE | FUSES | SPARE |  |  |  | 250.000 A |  |  | 3 | Fail | Please check "Mounting"
380225411 | TNB | DISTRIBUTION | KUALA SELANGOR | Existing | RYB | LV FUSE SWITCH |  | CLOSED | IEC MIDDLE CURVE | FUSES | SPARE |  |  |  | 250.000 A |  |  | 3 | Fail | Please check "Mounting"
380225417 | TNB | DISTRIBUTION | KUALA SELANGOR | Existing | RYB | LV FUSE SWITCH |  | CLOSED | IEC MIDDLE CURVE | FUSES | SPARE |  |  |  | 250.000 A |  |  | 3 | Fail | Please check "Mounting"
380225429 | TNB | DISTRIBUTION | KUALA SELANGOR | Existing | RYB | LV FUSE SWITCH |  | CLOSED | IEC MIDDLE CURVE | FUSES | SPARE |  |  |  | 250.000 A |  |  | 3 | Fail | Please check "Mounting"
380225437 | TNB | DISTRIBUTION | KUALA SELANGOR | Existing | RYB | LV FUSE SWITCH |  | CLOSED | IEC MIDDLE CURVE | FUSES | SPARE |  |  |  | 250.000 A |  |  | 3 | Fail | Please check "Mounting"
380225455 | TNB | DISTRIBUTION | KUALA SELANGOR | Existing | RYB | LV FUSE SWITCH |  | CLOSED | IEC MIDDLE CURVE | FUSES | SPARE |  |  |  | 250.000 A |  |  | 3 | Fail | Please check "Mounting"
380225593 | TNB | DISTRIBUTION | KUALA SELANGOR | Existing | RYB | LV FUSE SWITCH |  | CLOSED | IEC MIDDLE CURVE | FUSES | SPARE |  |  |  | 250.000 A |  |  | 3 | Fail | Please check "Mounting"
380225607 | TNB | DISTRIBUTION | KUALA SELANGOR | Existing | RYB | LV FUSE SWITCH |  | CLOSED | IEC MIDDLE CURVE | FUSES | SPARE |  |  |  | 250.000 A |  |  | 3 | Fail | Please check "Mounting"
380225614 | TNB | DISTRIBUTION | KUALA SELANGOR | Existing | RYB | LV FUSE SWITCH |  | CLOSED | IEC MIDDLE CURVE | FUSES | SPARE |  |  |  | 250.000 A |  |  | 3 | Fail | Please check "Mounting"
380225619 | TNB | DISTRIBUTION | KUALA SELANGOR | Existing | RYB | LV FUSE SWITCH |  | CLOSED | IEC MIDDLE CURVE | FUSES | SPARE |  |  |  | 250.000 A |  |  | 3 | Fail | Please check "Mounting"
380225625 | TNB | DISTRIBUTION | KUALA SELANGOR | Existing | RYB | LV FUSE SWITCH |  | CLOSED | IEC MIDDLE CURVE | FUSES | SPARE |  |  |  | 250.000 A |  |  | 3 | Fail | Please check "Mounting"
380225637 | TNB | DISTRIBUTION | KUALA SELANGOR | Existing | RYB | LV FUSE SWITCH |  | CLOSED | IEC MIDDLE CURVE | FUSES | SPARE |  |  |  | 250.000 A |  |  | 3 | Fail | Please check "Mounting"
380225645 | TNB | DISTRIBUTION | KUALA SELANGOR | Existing | RYB | LV FUSE SWITCH |  | CLOSED | IEC MIDDLE CURVE | FUSES | SPARE |  |  |  | 250.000 A |  |  | 3 | Fail | Please check "Mounting"
380225663 | TNB | DISTRIBUTION | KUALA SELANGOR | Existing | RYB | LV FUSE SWITCH |  | CLOSED | IEC MIDDLE CURVE | FUSES | SPARE |  |  |  | 250.000 A |  |  | 3 | Fail | Please check "Mounting"
380225913 | TNB | DISTRIBUTION | KUALA SELANGOR | Existing | RYB | LV FUSE SWITCH |  | CLOSED | IEC MIDDLE CURVE | FUSES | SPARE |  |  |  | 250.000 A |  |  | 3 | Fail | Please check "Mounting"
380225927 | TNB | DISTRIBUTION | KUALA SELANGOR | Existing | RYB | LV FUSE SWITCH |  | CLOSED | IEC MIDDLE CURVE | FUSES | SPARE |  |  |  | 250.000 A |  |  | 3 | Fail | Please check "Mounting"
380225934 | TNB | DISTRIBUTION | KUALA SELANGOR | Existing | RYB | LV FUSE SWITCH |  | CLOSED | IEC MIDDLE CURVE | FUSES | SPARE |  |  |  | 250.000 A |  |  | 3 | Fail | Please check "Mounting"
380225939 | TNB | DISTRIBUTION | KUALA SELANGOR | Existing | RYB | LV FUSE SWITCH |  | CLOSED | IEC MIDDLE CURVE | FUSES | SPARE |  |  |  | 250.000 A |  |  | 3 | Fail | Please check "Mounting"
380225945 | TNB | DISTRIBUTION | KUALA SELANGOR | Existing | RYB | LV FUSE SWITCH |  | CLOSED | IEC MIDDLE CURVE | FUSES | SPARE |  |  |  | 250.000 A |  |  | 3 | Fail | Please check "Mounting"
380225957 | TNB | DISTRIBUTION | KUALA SELANGOR | Existing | RYB | LV FUSE SWITCH |  | CLOSED | IEC MIDDLE CURVE | FUSES | SPARE |  |  |  | 250.000 A |  |  | 3 | Fail | Please check "Mounting"
380225965 | TNB | DISTRIBUTION | KUALA SELANGOR | Existing | RYB | LV FUSE SWITCH |  | CLOSED | IEC MIDDLE CURVE | FUSES | SPARE |  |  |  | 250.000 A |  |  | 3 | Fail | Please check "Mounting"
380225983 | TNB | DISTRIBUTION | KUALA SELANGOR | Existing | RYB | LV FUSE SWITCH |  | CLOSED | IEC MIDDLE CURVE | FUSES | SPARE |  |  |  | 250.000 A |  |  | 3 | Fail | Please check "Mounting"
380226183 | TNB | DISTRIBUTION | KUALA SELANGOR | Existing | RYB | LV FUSE SWITCH |  | CLOSED | IEC MIDDLE CURVE | FUSES | SPARE |  |  |  | 250.000 A |  |  | 3 | Fail | Please check "Mounting"
380226197 | TNB | DISTRIBUTION | KUALA SELANGOR | Existing | RYB | LV FUSE SWITCH |  | CLOSED | IEC MIDDLE CURVE | FUSES | SPARE |  |  |  | 250.000 A |  |  | 3 | Fail | Please check "Mounting"
380226204 | TNB | DISTRIBUTION | KUALA SELANGOR | Existing | RYB | LV FUSE SWITCH |  | CLOSED | IEC MIDDLE CURVE | FUSES | SPARE |  |  |  | 250.000 A |  |  | 3 | Fail | Please check "Mounting"
380226209 | TNB | DISTRIBUTION | KUALA SELANGOR | Existing | RYB | LV FUSE SWITCH |  | CLOSED | IEC MIDDLE CURVE | FUSES | SPARE |  |  |  | 250.000 A |  |  | 3 | Fail | Please check "Mounting"
380226215 | TNB | DISTRIBUTION | KUALA SELANGOR | Existing | RYB | LV FUSE SWITCH |  | CLOSED | IEC MIDDLE CURVE | FUSES | SPARE |  |  |  | 250.000 A |  |  | 3 | Fail | Please check "Mounting"
380226227 | TNB | DISTRIBUTION | KUALA SELANGOR | Existing | RYB | LV FUSE SWITCH |  | CLOSED | IEC MIDDLE CURVE | FUSES | SPARE |  |  |  | 250.000 A |  |  | 3 | Fail | Please check "Mounting"
380226235 | TNB | DISTRIBUTION | KUALA SELANGOR | Existing | RYB | LV FUSE SWITCH |  | CLOSED | IEC MIDDLE CURVE | FUSES | SPARE |  |  |  | 250.000 A |  |  | 3 | Fail | Please check "Mounting"
380226253 | TNB | DISTRIBUTION | KUALA SELANGOR | Existing | RYB | LV FUSE SWITCH |  | CLOSED | IEC MIDDLE CURVE | FUSES | SPARE |  |  |  | 250.000 A |  |  | 3 | Fail | Please check "Mounting"
380226260 | TNB | DISTRIBUTION | KUALA SELANGOR | Existing | RYB | LV FUSE SWITCH |  | CLOSED | IEC MIDDLE CURVE | FUSES | SPARE |  |  |  | 250.000 A |  |  | 3 | Fail | Please check "Mounting"
380226274 | TNB | DISTRIBUTION | KUALA SELANGOR | Existing | RYB | LV FUSE SWITCH |  | CLOSED | IEC MIDDLE CURVE | FUSES | SPARE |  |  |  | 250.000 A |  |  | 3 | Fail | Please check "Mounting"
380226281 | TNB | DISTRIBUTION | KUALA SELANGOR | Existing | RYB | LV FUSE SWITCH |  | CLOSED | IEC MIDDLE CURVE | FUSES | SPARE |  |  |  | 250.000 A |  |  | 3 | Fail | Please check "Mounting"
380226286 | TNB | DISTRIBUTION | KUALA SELANGOR | Existing | RYB | LV FUSE SWITCH |  | CLOSED | IEC MIDDLE CURVE | FUSES | SPARE |  |  |  | 250.000 A |  |  | 3 | Fail | Please check "Mounting"
380226292 | TNB | DISTRIBUTION | KUALA SELANGOR | Existing | RYB | LV FUSE SWITCH |  | CLOSED | IEC MIDDLE CURVE | FUSES | SPARE |  |  |  | 250.000 A |  |  | 3 | Fail | Please check "Mounting"
380226304 | TNB | DISTRIBUTION | KUALA SELANGOR | Existing | RYB | LV FUSE SWITCH |  | CLOSED | IEC MIDDLE CURVE | FUSES | SPARE |  |  |  | 250.000 A |  |  | 3 | Fail | Please check "Mounting"
380226312 | TNB | DISTRIBUTION | KUALA SELANGOR | Existing | RYB | LV FUSE SWITCH |  | CLOSED | IEC MIDDLE CURVE | FUSES | SPARE |  |  |  | 250.000 A |  |  | 3 | Fail | Please check "Mounting"
380226330 | TNB | DISTRIBUTION | KUALA SELANGOR | Existing | RYB | LV FUSE SWITCH |  | CLOSED | IEC MIDDLE CURVE | FUSES | SPARE |  |  |  | 250.000 A |  |  | 3 | Fail | Please check "Mounting"
380259592 | TNB | DISTRIBUTION | KUALA SELANGOR | Existing | RYB | LV FUSE SWITCH |  | CLOSED | IEC MIDDLE CURVE | FUSES | SPARE |  |  |  | 250.000 A |  |  | 3 | Fail | Please check "Mounting"
380259606 | TNB | DISTRIBUTION | KUALA SELANGOR | Existing | RYB | LV FUSE SWITCH |  | CLOSED | IEC MIDDLE CURVE | FUSES | SPARE |  |  |  | 250.000 A |  |  | 3 | Fail | Please check "Mounting"
380259613 | TNB | DISTRIBUTION | KUALA SELANGOR | Existing | RYB | LV FUSE SWITCH |  | CLOSED | IEC MIDDLE CURVE | FUSES | SPARE |  |  |  | 250.000 A |  |  | 3 | Fail | Please check "Mounting"
380259618 | TNB | DISTRIBUTION | KUALA SELANGOR | Existing | RYB | LV FUSE SWITCH |  | CLOSED | IEC MIDDLE CURVE | FUSES | SPARE |  |  |  | 250.000 A |  |  | 3 | Fail | Please check "Mounting"
380259624 | TNB | DISTRIBUTION | KUALA SELANGOR | Existing | RYB | LV FUSE SWITCH |  | CLOSED | IEC MIDDLE CURVE | FUSES | SPARE |  |  |  | 250.000 A |  |  | 3 | Fail | Please check "Mounting"
380259636 | TNB | DISTRIBUTION | KUALA SELANGOR | Existing | RYB | LV FUSE SWITCH |  | CLOSED | IEC MIDDLE CURVE | FUSES | SPARE |  |  |  | 250.000 A |  |  | 3 | Fail | Please check "Mounting"
380259644 | TNB | DISTRIBUTION | KUALA SELANGOR | Existing | RYB | LV FUSE SWITCH |  | CLOSED | IEC MIDDLE CURVE | FUSES | SPARE |  |  |  | 250.000 A |  |  | 3 | Fail | Please check "Mounting"
380259662 | TNB | DISTRIBUTION | KUALA SELANGOR | Existing | RYB | LV FUSE SWITCH |  | CLOSED | IEC MIDDLE CURVE | FUSES | SPARE |  |  |  | 250.000 A |  |  | 3 | Fail | Please check "Mounting"
380259731 | TNB | DISTRIBUTION | KUALA SELANGOR | Existing | RYB | LV FUSE SWITCH |  | CLOSED | IEC MIDDLE CURVE | FUSES | SPARE |  |  |  | 250.000 A |  |  | 3 | Fail | Please check "Mounting"
380259745 | TNB | DISTRIBUTION | KUALA SELANGOR | Existing | RYB | LV FUSE SWITCH |  | CLOSED | IEC MIDDLE CURVE | FUSES | SPARE |  |  |  | 250.000 A |  |  | 3 | Fail | Please check "Mounting"
380259752 | TNB | DISTRIBUTION | KUALA SELANGOR | Existing | RYB | LV FUSE SWITCH |  | CLOSED | IEC MIDDLE CURVE | FUSES | SPARE |  |  |  | 250.000 A |  |  | 3 | Fail | Please check "Mounting"
380259757 | TNB | DISTRIBUTION | KUALA SELANGOR | Existing | RYB | LV FUSE SWITCH |  | CLOSED | IEC MIDDLE CURVE | FUSES | SPARE |  |  |  | 250.000 A |  |  | 3 | Fail | Please check "Mounting"
380259763 | TNB | DISTRIBUTION | KUALA SELANGOR | Existing | RYB | LV FUSE SWITCH |  | CLOSED | IEC MIDDLE CURVE | FUSES | SPARE |  |  |  | 250.000 A |  |  | 3 | Fail | Please check "Mounting"
380259775 | TNB | DISTRIBUTION | KUALA SELANGOR | Existing | RYB | LV FUSE SWITCH |  | CLOSED | IEC MIDDLE CURVE | FUSES | SPARE |  |  |  | 250.000 A |  |  | 3 | Fail | Please check "Mounting"
380259783 | TNB | DISTRIBUTION | KUALA SELANGOR | Existing | RYB | LV FUSE SWITCH |  | CLOSED | IEC MIDDLE CURVE | FUSES | SPARE |  |  |  | 250.000 A |  |  | 3 | Fail | Please check "Mounting"
380259801 | TNB | DISTRIBUTION | KUALA SELANGOR | Existing | RYB | LV FUSE SWITCH |  | CLOSED | IEC MIDDLE CURVE | FUSES | SPARE |  |  |  | 250.000 A |  |  | 3 | Fail | Please check "Mounting"
380259847 | TNB | DISTRIBUTION | KUALA SELANGOR | Existing | RYB | LV FUSE SWITCH |  | CLOSED | IEC MIDDLE CURVE | FUSES | SPARE |  |  |  | 250.000 A |  |  | 3 | Fail | Please check "Mounting"
380259861 | TNB | DISTRIBUTION | KUALA SELANGOR | Existing | RYB | LV FUSE SWITCH |  | CLOSED | IEC MIDDLE CURVE | FUSES | SPARE |  |  |  | 250.000 A |  |  | 3 | Fail | Please check "Mounting"
380259868 | TNB | DISTRIBUTION | KUALA SELANGOR | Existing | RYB | LV FUSE SWITCH |  | CLOSED | IEC MIDDLE CURVE | FUSES | SPARE |  |  |  | 250.000 A |  |  | 3 | Fail | Please check "Mounting"
380259873 | TNB | DISTRIBUTION | KUALA SELANGOR | Existing | RYB | LV FUSE SWITCH |  | CLOSED | IEC MIDDLE CURVE | FUSES | SPARE |  |  |  | 250.000 A |  |  | 3 | Fail | Please check "Mounting"
380259879 | TNB | DISTRIBUTION | KUALA SELANGOR | Existing | RYB | LV FUSE SWITCH |  | CLOSED | IEC MIDDLE CURVE | FUSES | SPARE |  |  |  | 250.000 A |  |  | 3 | Fail | Please check "Mounting"
380259891 | TNB | DISTRIBUTION | KUALA SELANGOR | Existing | RYB | LV FUSE SWITCH |  | CLOSED | IEC MIDDLE CURVE | FUSES | SPARE |  |  |  | 250.000 A |  |  | 3 | Fail | Please check "Mounting"
380259899 | TNB | DISTRIBUTION | KUALA SELANGOR | Existing | RYB | LV FUSE SWITCH |  | CLOSED | IEC MIDDLE CURVE | FUSES | SPARE |  |  |  | 250.000 A |  |  | 3 | Fail | Please check "Mounting"
380259917 | TNB | DISTRIBUTION | KUALA SELANGOR | Existing | RYB | LV FUSE SWITCH |  | CLOSED | IEC MIDDLE CURVE | FUSES | SPARE |  |  |  | 250.000 A |  |  | 3 | Fail | Please check "Mounting"
380259961 | TNB | DISTRIBUTION | KUALA SELANGOR | Existing | RYB | LV FUSE SWITCH |  | CLOSED | IEC MIDDLE CURVE | FUSES | SPARE |  |  |  | 250.000 A |  |  | 3 | Fail | Please check "Mounting"
380259975 | TNB | DISTRIBUTION | KUALA SELANGOR | Existing | RYB | LV FUSE SWITCH |  | CLOSED | IEC MIDDLE CURVE | FUSES | SPARE |  |  |  | 250.000 A |  |  | 3 | Fail | Please check "Mounting"
380259982 | TNB | DISTRIBUTION | KUALA SELANGOR | Existing | RYB | LV FUSE SWITCH |  | CLOSED | IEC MIDDLE CURVE | FUSES | SPARE |  |  |  | 250.000 A |  |  | 3 | Fail | Please check "Mounting"
380259987 | TNB | DISTRIBUTION | KUALA SELANGOR | Existing | RYB | LV FUSE SWITCH |  | CLOSED | IEC MIDDLE CURVE | FUSES | SPARE |  |  |  | 250.000 A |  |  | 3 | Fail | Please check "Mounting"
380259993 | TNB | DISTRIBUTION | KUALA SELANGOR | Existing | RYB | LV FUSE SWITCH |  | CLOSED | IEC MIDDLE CURVE | FUSES | SPARE |  |  |  | 250.000 A |  |  | 3 | Fail | Please check "Mounting"
380260005 | TNB | DISTRIBUTION | KUALA SELANGOR | Existing | RYB | LV FUSE SWITCH |  | CLOSED | IEC MIDDLE CURVE | FUSES | SPARE |  |  |  | 250.000 A |  |  | 3 | Fail | Please check "Mounting"
380260013 | TNB | DISTRIBUTION | KUALA SELANGOR | Existing | RYB | LV FUSE SWITCH |  | CLOSED | IEC MIDDLE CURVE | FUSES | SPARE |  |  |  | 250.000 A |  |  | 3 | Fail | Please check "Mounting"
380260031 | TNB | DISTRIBUTION | KUALA SELANGOR | Existing | RYB | LV FUSE SWITCH |  | CLOSED | IEC MIDDLE CURVE | FUSES | SPARE |  |  |  | 250.000 A |  |  | 3 | Fail | Please check "Mounting"
380260077 | TNB | DISTRIBUTION | KUALA SELANGOR | Existing | RYB | LV FUSE SWITCH |  | CLOSED | IEC MIDDLE CURVE | FUSES | SPARE |  |  |  | 250.000 A |  |  | 3 | Fail | Please check "Mounting"
380260091 | TNB | DISTRIBUTION | KUALA SELANGOR | Existing | RYB | LV FUSE SWITCH |  | CLOSED | IEC MIDDLE CURVE | FUSES | SPARE |  |  |  | 250.000 A |  |  | 3 | Fail | Please check "Mounting"
380260098 | TNB | DISTRIBUTION | KUALA SELANGOR | Existing | RYB | LV FUSE SWITCH |  | CLOSED | IEC MIDDLE CURVE | FUSES | SPARE |  |  |  | 250.000 A |  |  | 3 | Fail | Please check "Mounting"
380260103 | TNB | DISTRIBUTION | KUALA SELANGOR | Existing | RYB | LV FUSE SWITCH |  | CLOSED | IEC MIDDLE CURVE | FUSES | SPARE |  |  |  | 250.000 A |  |  | 3 | Fail | Please check "Mounting"
380260109 | TNB | DISTRIBUTION | KUALA SELANGOR | Existing | RYB | LV FUSE SWITCH |  | CLOSED | IEC MIDDLE CURVE | FUSES | SPARE |  |  |  | 250.000 A |  |  | 3 | Fail | Please check "Mounting"
380260121 | TNB | DISTRIBUTION | KUALA SELANGOR | Existing | RYB | LV FUSE SWITCH |  | CLOSED | IEC MIDDLE CURVE | FUSES | SPARE |  |  |  | 250.000 A |  |  | 3 | Fail | Please check "Mounting"
380260129 | TNB | DISTRIBUTION | KUALA SELANGOR | Existing | RYB | LV FUSE SWITCH |  | CLOSED | IEC MIDDLE CURVE | FUSES | SPARE |  |  |  | 250.000 A |  |  | 3 | Fail | Please check "Mounting"
380260147 | TNB | DISTRIBUTION | KUALA SELANGOR | Existing | RYB | LV FUSE SWITCH |  | CLOSED | IEC MIDDLE CURVE | FUSES | SPARE |  |  |  | 250.000 A |  |  | 3 | Fail | Please check "Mounting"
380260309 | TNB | DISTRIBUTION | KUALA SELANGOR | Existing | RYB | LV FUSE SWITCH |  | CLOSED | IEC MIDDLE CURVE | FUSES | SPARE |  |  |  | 250.000 A |  |  | 3 | Fail | Please check "Mounting"
380260323 | TNB | DISTRIBUTION | KUALA SELANGOR | Existing | RYB | LV FUSE SWITCH |  | CLOSED | IEC MIDDLE CURVE | FUSES | SPARE |  |  |  | 250.000 A |  |  | 3 | Fail | Please check "Mounting"
380260330 | TNB | DISTRIBUTION | KUALA SELANGOR | Existing | RYB | LV FUSE SWITCH |  | CLOSED | IEC MIDDLE CURVE | FUSES | SPARE |  |  |  | 250.000 A |  |  | 3 | Fail | Please check "Mounting"
380260335 | TNB | DISTRIBUTION | KUALA SELANGOR | Existing | RYB | LV FUSE SWITCH |  | CLOSED | IEC MIDDLE CURVE | FUSES | SPARE |  |  |  | 250.000 A |  |  | 3 | Fail | Please check "Mounting"
380260341 | TNB | DISTRIBUTION | KUALA SELANGOR | Existing | RYB | LV FUSE SWITCH |  | CLOSED | IEC MIDDLE CURVE | FUSES | SPARE |  |  |  | 250.000 A |  |  | 3 | Fail | Please check "Mounting"
380260353 | TNB | DISTRIBUTION | KUALA SELANGOR | Existing | RYB | LV FUSE SWITCH |  | CLOSED | IEC MIDDLE CURVE | FUSES | SPARE |  |  |  | 250.000 A |  |  | 3 | Fail | Please check "Mounting"
380260361 | TNB | DISTRIBUTION | KUALA SELANGOR | Existing | RYB | LV FUSE SWITCH |  | CLOSED | IEC MIDDLE CURVE | FUSES | SPARE |  |  |  | 250.000 A |  |  | 3 | Fail | Please check "Mounting"
380260379 | TNB | DISTRIBUTION | KUALA SELANGOR | Existing | RYB | LV FUSE SWITCH |  | CLOSED | IEC MIDDLE CURVE | FUSES | SPARE |  |  |  | 250.000 A |  |  | 3 | Fail | Please check "Mounting"
380260423 | TNB | DISTRIBUTION | KUALA SELANGOR | Existing | RYB | LV FUSE SWITCH |  | CLOSED | IEC MIDDLE CURVE | FUSES | SPARE |  |  |  | 250.000 A |  |  | 3 | Fail | Please check "Mounting"
380260437 | TNB | DISTRIBUTION | KUALA SELANGOR | Existing | RYB | LV FUSE SWITCH |  | CLOSED | IEC MIDDLE CURVE | FUSES | SPARE |  |  |  | 250.000 A |  |  | 3 | Fail | Please check "Mounting"
380260444 | TNB | DISTRIBUTION | KUALA SELANGOR | Existing | RYB | LV FUSE SWITCH |  | CLOSED | IEC MIDDLE CURVE | FUSES | SPARE |  |  |  | 250.000 A |  |  | 3 | Fail | Please check "Mounting"
380260449 | TNB | DISTRIBUTION | KUALA SELANGOR | Existing | RYB | LV FUSE SWITCH |  | CLOSED | IEC MIDDLE CURVE | FUSES | SPARE |  |  |  | 250.000 A |  |  | 3 | Fail | Please check "Mounting"
380260455 | TNB | DISTRIBUTION | KUALA SELANGOR | Existing | RYB | LV FUSE SWITCH |  | CLOSED | IEC MIDDLE CURVE | FUSES | SPARE |  |  |  | 250.000 A |  |  | 3 | Fail | Please check "Mounting"
380260467 | TNB | DISTRIBUTION | KUALA SELANGOR | Existing | RYB | LV FUSE SWITCH |  | CLOSED | IEC MIDDLE CURVE | FUSES | SPARE |  |  |  | 250.000 A |  |  | 3 | Fail | Please check "Mounting"
380260475 | TNB | DISTRIBUTION | KUALA SELANGOR | Existing | RYB | LV FUSE SWITCH |  | CLOSED | IEC MIDDLE CURVE | FUSES | SPARE |  |  |  | 250.000 A |  |  | 3 | Fail | Please check "Mounting"
380260493 | TNB | DISTRIBUTION | KUALA SELANGOR | Existing | RYB | LV FUSE SWITCH |  | CLOSED | IEC MIDDLE CURVE | FUSES | SPARE |  |  |  | 250.000 A |  |  | 3 | Fail | Please check "Mounting"
380260539 | TNB | DISTRIBUTION | KUALA SELANGOR | Existing | RYB | LV FUSE SWITCH |  | CLOSED | IEC MIDDLE CURVE | FUSES | SPARE |  |  |  | 250.000 A |  |  | 3 | Fail | Please check "Mounting"
380260553 | TNB | DISTRIBUTION | KUALA SELANGOR | Existing | RYB | LV FUSE SWITCH |  | CLOSED | IEC MIDDLE CURVE | FUSES | SPARE |  |  |  | 250.000 A |  |  | 3 | Fail | Please check "Mounting"
380260560 | TNB | DISTRIBUTION | KUALA SELANGOR | Existing | RYB | LV FUSE SWITCH |  | CLOSED | IEC MIDDLE CURVE | FUSES | SPARE |  |  |  | 250.000 A |  |  | 3 | Fail | Please check "Mounting"
380260565 | TNB | DISTRIBUTION | KUALA SELANGOR | Existing | RYB | LV FUSE SWITCH |  | CLOSED | IEC MIDDLE CURVE | FUSES | SPARE |  |  |  | 250.000 A |  |  | 3 | Fail | Please check "Mounting"
380260571 | TNB | DISTRIBUTION | KUALA SELANGOR | Existing | RYB | LV FUSE SWITCH |  | CLOSED | IEC MIDDLE CURVE | FUSES | SPARE |  |  |  | 250.000 A |  |  | 3 | Fail | Please check "Mounting"
380260583 | TNB | DISTRIBUTION | KUALA SELANGOR | Existing | RYB | LV FUSE SWITCH |  | CLOSED | IEC MIDDLE CURVE | FUSES | SPARE |  |  |  | 250.000 A |  |  | 3 | Fail | Please check "Mounting"
380260591 | TNB | DISTRIBUTION | KUALA SELANGOR | Existing | RYB | LV FUSE SWITCH |  | CLOSED | IEC MIDDLE CURVE | FUSES | SPARE |  |  |  | 250.000 A |  |  | 3 | Fail | Please check "Mounting"
380260609 | TNB | DISTRIBUTION | KUALA SELANGOR | Existing | RYB | LV FUSE SWITCH |  | CLOSED | IEC MIDDLE CURVE | FUSES | SPARE |  |  |  | 250.000 A |  |  | 3 | Fail | Please check "Mounting"
380260653 | TNB | DISTRIBUTION | KUALA SELANGOR | Existing | RYB | LV FUSE SWITCH |  | CLOSED | IEC MIDDLE CURVE | FUSES | SPARE |  |  |  | 250.000 A |  |  | 3 | Fail | Please check "Mounting"
380260667 | TNB | DISTRIBUTION | KUALA SELANGOR | Existing | RYB | LV FUSE SWITCH |  | CLOSED | IEC MIDDLE CURVE | FUSES | SPARE |  |  |  | 250.000 A |  |  | 3 | Fail | Please check "Mounting"
380260674 | TNB | DISTRIBUTION | KUALA SELANGOR | Existing | RYB | LV FUSE SWITCH |  | CLOSED | IEC MIDDLE CURVE | FUSES | SPARE |  |  |  | 250.000 A |  |  | 3 | Fail | Please check "Mounting"
380260679 | TNB | DISTRIBUTION | KUALA SELANGOR | Existing | RYB | LV FUSE SWITCH |  | CLOSED | IEC MIDDLE CURVE | FUSES | SPARE |  |  |  | 250.000 A |  |  | 3 | Fail | Please check "Mounting"
380260685 | TNB | DISTRIBUTION | KUALA SELANGOR | Existing | RYB | LV FUSE SWITCH |  | CLOSED | IEC MIDDLE CURVE | FUSES | SPARE |  |  |  | 250.000 A |  |  | 3 | Fail | Please check "Mounting"
380260697 | TNB | DISTRIBUTION | KUALA SELANGOR | Existing | RYB | LV FUSE SWITCH |  | CLOSED | IEC MIDDLE CURVE | FUSES | SPARE |  |  |  | 250.000 A |  |  | 3 | Fail | Please check "Mounting"
380260705 | TNB | DISTRIBUTION | KUALA SELANGOR | Existing | RYB | LV FUSE SWITCH |  | CLOSED | IEC MIDDLE CURVE | FUSES | SPARE |  |  |  | 250.000 A |  |  | 3 | Fail | Please check "Mounting"
380260723 | TNB | DISTRIBUTION | KUALA SELANGOR | Existing | RYB | LV FUSE SWITCH |  | CLOSED | IEC MIDDLE CURVE | FUSES | SPARE |  |  |  | 250.000 A |  |  | 3 | Fail | Please check "Mounting"
380260767 | TNB | DISTRIBUTION | KUALA SELANGOR | Existing | RYB | LV FUSE SWITCH |  | CLOSED | IEC MIDDLE CURVE | FUSES | SPARE |  |  |  | 250.000 A |  |  | 3 | Fail | Please check "Mounting"
380260781 | TNB | DISTRIBUTION | KUALA SELANGOR | Existing | RYB | LV FUSE SWITCH |  | CLOSED | IEC MIDDLE CURVE | FUSES | SPARE |  |  |  | 250.000 A |  |  | 3 | Fail | Please check "Mounting"
380260788 | TNB | DISTRIBUTION | KUALA SELANGOR | Existing | RYB | LV FUSE SWITCH |  | CLOSED | IEC MIDDLE CURVE | FUSES | SPARE |  |  |  | 250.000 A |  |  | 3 | Fail | Please check "Mounting"
380260793 | TNB | DISTRIBUTION | KUALA SELANGOR | Existing | RYB | LV FUSE SWITCH |  | CLOSED | IEC MIDDLE CURVE | FUSES | SPARE |  |  |  | 250.000 A |  |  | 3 | Fail | Please check "Mounting"
380260799 | TNB | DISTRIBUTION | KUALA SELANGOR | Existing | RYB | LV FUSE SWITCH |  | CLOSED | IEC MIDDLE CURVE | FUSES | SPARE |  |  |  | 250.000 A |  |  | 3 | Fail | Please check "Mounting"
380260811 | TNB | DISTRIBUTION | KUALA SELANGOR | Existing | RYB | LV FUSE SWITCH |  | CLOSED | IEC MIDDLE CURVE | FUSES | SPARE |  |  |  | 250.000 A |  |  | 3 | Fail | Please check "Mounting"
380260819 | TNB | DISTRIBUTION | KUALA SELANGOR | Existing | RYB | LV FUSE SWITCH |  | CLOSED | IEC MIDDLE CURVE | FUSES | SPARE |  |  |  | 250.000 A |  |  | 3 | Fail | Please check "Mounting"
380260837 | TNB | DISTRIBUTION | KUALA SELANGOR | Existing | RYB | LV FUSE SWITCH |  | CLOSED | IEC MIDDLE CURVE | FUSES | SPARE |  |  |  | 250.000 A |  |  | 3 | Fail | Please check "Mounting"
380260883 | TNB | DISTRIBUTION | KUALA SELANGOR | Existing | RYB | LV FUSE SWITCH |  | CLOSED | IEC MIDDLE CURVE | FUSES | SPARE |  |  |  | 250.000 A |  |  | 3 | Fail | Please check "Mounting"
380260897 | TNB | DISTRIBUTION | KUALA SELANGOR | Existing | RYB | LV FUSE SWITCH |  | CLOSED | IEC MIDDLE CURVE | FUSES | SPARE |  |  |  | 250.000 A |  |  | 3 | Fail | Please check "Mounting"
380260904 | TNB | DISTRIBUTION | KUALA SELANGOR | Existing | RYB | LV FUSE SWITCH |  | CLOSED | IEC MIDDLE CURVE | FUSES | SPARE |  |  |  | 250.000 A |  |  | 3 | Fail | Please check "Mounting"
380260909 | TNB | DISTRIBUTION | KUALA SELANGOR | Existing | RYB | LV FUSE SWITCH |  | CLOSED | IEC MIDDLE CURVE | FUSES | SPARE |  |  |  | 250.000 A |  |  | 3 | Fail | Please check "Mounting"
380260915 | TNB | DISTRIBUTION | KUALA SELANGOR | Existing | RYB | LV FUSE SWITCH |  | CLOSED | IEC MIDDLE CURVE | FUSES | SPARE |  |  |  | 250.000 A |  |  | 3 | Fail | Please check "Mounting"
380260927 | TNB | DISTRIBUTION | KUALA SELANGOR | Existing | RYB | LV FUSE SWITCH |  | CLOSED | IEC MIDDLE CURVE | FUSES | SPARE |  |  |  | 250.000 A |  |  | 3 | Fail | Please check "Mounting"
380260935 | TNB | DISTRIBUTION | KUALA SELANGOR | Existing | RYB | LV FUSE SWITCH |  | CLOSED | IEC MIDDLE CURVE | FUSES | SPARE |  |  |  | 250.000 A |  |  | 3 | Fail | Please check "Mounting"
380260953 | TNB | DISTRIBUTION | KUALA SELANGOR | Existing | RYB | LV FUSE SWITCH |  | CLOSED | IEC MIDDLE CURVE | FUSES | SPARE |  |  |  | 250.000 A |  |  | 3 | Fail | Please check "Mounting"
380260997 | TNB | DISTRIBUTION | KUALA SELANGOR | Existing | RYB | LV FUSE SWITCH |  | CLOSED | IEC MIDDLE CURVE | FUSES | SPARE |  |  |  | 250.000 A |  |  | 3 | Fail | Please check "Mounting"
380261011 | TNB | DISTRIBUTION | KUALA SELANGOR | Existing | RYB | LV FUSE SWITCH |  | CLOSED | IEC MIDDLE CURVE | FUSES | SPARE |  |  |  | 250.000 A |  |  | 3 | Fail | Please check "Mounting"
380261018 | TNB | DISTRIBUTION | KUALA SELANGOR | Existing | RYB | LV FUSE SWITCH |  | CLOSED | IEC MIDDLE CURVE | FUSES | SPARE |  |  |  | 250.000 A |  |  | 3 | Fail | Please check "Mounting"
380261023 | TNB | DISTRIBUTION | KUALA SELANGOR | Existing | RYB | LV FUSE SWITCH |  | CLOSED | IEC MIDDLE CURVE | FUSES | SPARE |  |  |  | 250.000 A |  |  | 3 | Fail | Please check "Mounting"
380261029 | TNB | DISTRIBUTION | KUALA SELANGOR | Existing | RYB | LV FUSE SWITCH |  | CLOSED | IEC MIDDLE CURVE | FUSES | SPARE |  |  |  | 250.000 A |  |  | 3 | Fail | Please check "Mounting"
380261041 | TNB | DISTRIBUTION | KUALA SELANGOR | Existing | RYB | LV FUSE SWITCH |  | CLOSED | IEC MIDDLE CURVE | FUSES | SPARE |  |  |  | 250.000 A |  |  | 3 | Fail | Please check "Mounting"
380261049 | TNB | DISTRIBUTION | KUALA SELANGOR | Existing | RYB | LV FUSE SWITCH |  | CLOSED | IEC MIDDLE CURVE | FUSES | SPARE |  |  |  | 250.000 A |  |  | 3 | Fail | Please check "Mounting"
380261067 | TNB | DISTRIBUTION | KUALA SELANGOR | Existing | RYB | LV FUSE SWITCH |  | CLOSED | IEC MIDDLE CURVE | FUSES | SPARE |  |  |  | 250.000 A |  |  | 3 | Fail | Please check "Mounting"
380261122 | TNB | DISTRIBUTION | KUALA SELANGOR | Existing | RYB | LV FUSE SWITCH |  | CLOSED | IEC MIDDLE CURVE | FUSES | SPARE |  |  |  | 250.000 A |  |  | 3 | Fail | Please check "Mounting"
380261136 | TNB | DISTRIBUTION | KUALA SELANGOR | Existing | RYB | LV FUSE SWITCH |  | CLOSED | IEC MIDDLE CURVE | FUSES | SPARE |  |  |  | 250.000 A |  |  | 3 | Fail | Please check "Mounting"
380261143 | TNB | DISTRIBUTION | KUALA SELANGOR | Existing | RYB | LV FUSE SWITCH |  | CLOSED | IEC MIDDLE CURVE | FUSES | SPARE |  |  |  | 250.000 A |  |  | 3 | Fail | Please check "Mounting"
380261148 | TNB | DISTRIBUTION | KUALA SELANGOR | Existing | RYB | LV FUSE SWITCH |  | CLOSED | IEC MIDDLE CURVE | FUSES | SPARE |  |  |  | 250.000 A |  |  | 3 | Fail | Please check "Mounting"
380261154 | TNB | DISTRIBUTION | KUALA SELANGOR | Existing | RYB | LV FUSE SWITCH |  | CLOSED | IEC MIDDLE CURVE | FUSES | SPARE |  |  |  | 250.000 A |  |  | 3 | Fail | Please check "Mounting"
380261166 | TNB | DISTRIBUTION | KUALA SELANGOR | Existing | RYB | LV FUSE SWITCH |  | CLOSED | IEC MIDDLE CURVE | FUSES | SPARE |  |  |  | 250.000 A |  |  | 3 | Fail | Please check "Mounting"
380261174 | TNB | DISTRIBUTION | KUALA SELANGOR | Existing | RYB | LV FUSE SWITCH |  | CLOSED | IEC MIDDLE CURVE | FUSES | SPARE |  |  |  | 250.000 A |  |  | 3 | Fail | Please check "Mounting"
380261192 | TNB | DISTRIBUTION | KUALA SELANGOR | Existing | RYB | LV FUSE SWITCH |  | CLOSED | IEC MIDDLE CURVE | FUSES | SPARE |  |  |  | 250.000 A |  |  | 3 | Fail | Please check "Mounting"
380261238 | TNB | DISTRIBUTION | KUALA SELANGOR | Existing | RYB | LV FUSE SWITCH |  | CLOSED | IEC MIDDLE CURVE | FUSES | SPARE |  |  |  | 250.000 A |  |  | 3 | Fail | Please check "Mounting"
380261252 | TNB | DISTRIBUTION | KUALA SELANGOR | Existing | RYB | LV FUSE SWITCH |  | CLOSED | IEC MIDDLE CURVE | FUSES | SPARE |  |  |  | 250.000 A |  |  | 3 | Fail | Please check "Mounting"
380261259 | TNB | DISTRIBUTION | KUALA SELANGOR | Existing | RYB | LV FUSE SWITCH |  | CLOSED | IEC MIDDLE CURVE | FUSES | SPARE |  |  |  | 250.000 A |  |  | 3 | Fail | Please check "Mounting"
380261264 | TNB | DISTRIBUTION | KUALA SELANGOR | Existing | RYB | LV FUSE SWITCH |  | CLOSED | IEC MIDDLE CURVE | FUSES | SPARE |  |  |  | 250.000 A |  |  | 3 | Fail | Please check "Mounting"
380261270 | TNB | DISTRIBUTION | KUALA SELANGOR | Existing | RYB | LV FUSE SWITCH |  | CLOSED | IEC MIDDLE CURVE | FUSES | SPARE |  |  |  | 250.000 A |  |  | 3 | Fail | Please check "Mounting"
380261282 | TNB | DISTRIBUTION | KUALA SELANGOR | Existing | RYB | LV FUSE SWITCH |  | CLOSED | IEC MIDDLE CURVE | FUSES | SPARE |  |  |  | 250.000 A |  |  | 3 | Fail | Please check "Mounting"
380261290 | TNB | DISTRIBUTION | KUALA SELANGOR | Existing | RYB | LV FUSE SWITCH |  | CLOSED | IEC MIDDLE CURVE | FUSES | SPARE |  |  |  | 250.000 A |  |  | 3 | Fail | Please check "Mounting"
380261308 | TNB | DISTRIBUTION | KUALA SELANGOR | Existing | RYB | LV FUSE SWITCH |  | CLOSED | IEC MIDDLE CURVE | FUSES | SPARE |  |  |  | 250.000 A |  |  | 3 | Fail | Please check "Mounting"
380261402 | TNB | DISTRIBUTION | KUALA SELANGOR | Existing | RYB | LV FUSE SWITCH |  | CLOSED | IEC MIDDLE CURVE | FUSES | SPARE |  |  |  | 250.000 A |  |  | 3 | Fail | Please check "Mounting"
380261416 | TNB | DISTRIBUTION | KUALA SELANGOR | Existing | RYB | LV FUSE SWITCH |  | CLOSED | IEC MIDDLE CURVE | FUSES | SPARE |  |  |  | 250.000 A |  |  | 3 | Fail | Please check "Mounting"
380261423 | TNB | DISTRIBUTION | KUALA SELANGOR | Existing | RYB | LV FUSE SWITCH |  | CLOSED | IEC MIDDLE CURVE | FUSES | SPARE |  |  |  | 250.000 A |  |  | 3 | Fail | Please check "Mounting"
380261428 | TNB | DISTRIBUTION | KUALA SELANGOR | Existing | RYB | LV FUSE SWITCH |  | CLOSED | IEC MIDDLE CURVE | FUSES | SPARE |  |  |  | 250.000 A |  |  | 3 | Fail | Please check "Mounting"
380261434 | TNB | DISTRIBUTION | KUALA SELANGOR | Existing | RYB | LV FUSE SWITCH |  | CLOSED | IEC MIDDLE CURVE | FUSES | SPARE |  |  |  | 250.000 A |  |  | 3 | Fail | Please check "Mounting"
380261446 | TNB | DISTRIBUTION | KUALA SELANGOR | Existing | RYB | LV FUSE SWITCH |  | CLOSED | IEC MIDDLE CURVE | FUSES | SPARE |  |  |  | 250.000 A |  |  | 3 | Fail | Please check "Mounting"
380261454 | TNB | DISTRIBUTION | KUALA SELANGOR | Existing | RYB | LV FUSE SWITCH |  | CLOSED | IEC MIDDLE CURVE | FUSES | SPARE |  |  |  | 250.000 A |  |  | 3 | Fail | Please check "Mounting"
380261472 | TNB | DISTRIBUTION | KUALA SELANGOR | Existing | RYB | LV FUSE SWITCH |  | CLOSED | IEC MIDDLE CURVE | FUSES | SPARE |  |  |  | 250.000 A |  |  | 3 | Fail | Please check "Mounting"
380261632 | TNB | DISTRIBUTION | KUALA SELANGOR | Existing | RYB | LV FUSE SWITCH |  | CLOSED | IEC MIDDLE CURVE | FUSES | SPARE |  |  |  | 250.000 A |  |  | 3 | Fail | Please check "Mounting"
380261646 | TNB | DISTRIBUTION | KUALA SELANGOR | Existing | RYB | LV FUSE SWITCH |  | CLOSED | IEC MIDDLE CURVE | FUSES | SPARE |  |  |  | 250.000 A |  |  | 3 | Fail | Please check "Mounting"
380261653 | TNB | DISTRIBUTION | KUALA SELANGOR | Existing | RYB | LV FUSE SWITCH |  | CLOSED | IEC MIDDLE CURVE | FUSES | SPARE |  |  |  | 250.000 A |  |  | 3 | Fail | Please check "Mounting"
380261658 | TNB | DISTRIBUTION | KUALA SELANGOR | Existing | RYB | LV FUSE SWITCH |  | CLOSED | IEC MIDDLE CURVE | FUSES | SPARE |  |  |  | 250.000 A |  |  | 3 | Fail | Please check "Mounting"
380261664 | TNB | DISTRIBUTION | KUALA SELANGOR | Existing | RYB | LV FUSE SWITCH |  | CLOSED | IEC MIDDLE CURVE | FUSES | SPARE |  |  |  | 250.000 A |  |  | 3 | Fail | Please check "Mounting"
380261676 | TNB | DISTRIBUTION | KUALA SELANGOR | Existing | RYB | LV FUSE SWITCH |  | CLOSED | IEC MIDDLE CURVE | FUSES | SPARE |  |  |  | 250.000 A |  |  | 3 | Fail | Please check "Mounting"
380261684 | TNB | DISTRIBUTION | KUALA SELANGOR | Existing | RYB | LV FUSE SWITCH |  | CLOSED | IEC MIDDLE CURVE | FUSES | SPARE |  |  |  | 250.000 A |  |  | 3 | Fail | Please check "Mounting"
380261702 | TNB | DISTRIBUTION | KUALA SELANGOR | Existing | RYB | LV FUSE SWITCH |  | CLOSED | IEC MIDDLE CURVE | FUSES | SPARE |  |  |  | 250.000 A |  |  | 3 | Fail | Please check "Mounting"
380261746 | TNB | DISTRIBUTION | KUALA SELANGOR | Existing | RYB | LV FUSE SWITCH |  | CLOSED | IEC MIDDLE CURVE | FUSES | SPARE |  |  |  | 250.000 A |  |  | 3 | Fail | Please check "Mounting"
380261760 | TNB | DISTRIBUTION | KUALA SELANGOR | Existing | RYB | LV FUSE SWITCH |  | CLOSED | IEC MIDDLE CURVE | FUSES | SPARE |  |  |  | 250.000 A |  |  | 3 | Fail | Please check "Mounting"
380261767 | TNB | DISTRIBUTION | KUALA SELANGOR | Existing | RYB | LV FUSE SWITCH |  | CLOSED | IEC MIDDLE CURVE | FUSES | SPARE |  |  |  | 250.000 A |  |  | 3 | Fail | Please check "Mounting"
380261772 | TNB | DISTRIBUTION | KUALA SELANGOR | Existing | RYB | LV FUSE SWITCH |  | CLOSED | IEC MIDDLE CURVE | FUSES | SPARE |  |  |  | 250.000 A |  |  | 3 | Fail | Please check "Mounting"
380261778 | TNB | DISTRIBUTION | KUALA SELANGOR | Existing | RYB | LV FUSE SWITCH |  | CLOSED | IEC MIDDLE CURVE | FUSES | SPARE |  |  |  | 250.000 A |  |  | 3 | Fail | Please check "Mounting"
380261790 | TNB | DISTRIBUTION | KUALA SELANGOR | Existing | RYB | LV FUSE SWITCH |  | CLOSED | IEC MIDDLE CURVE | FUSES | SPARE |  |  |  | 250.000 A |  |  | 3 | Fail | Please check "Mounting"
380261798 | TNB | DISTRIBUTION | KUALA SELANGOR | Existing | RYB | LV FUSE SWITCH |  | CLOSED | IEC MIDDLE CURVE | FUSES | SPARE |  |  |  | 250.000 A |  |  | 3 | Fail | Please check "Mounting"
380261816 | TNB | DISTRIBUTION | KUALA SELANGOR | Existing | RYB | LV FUSE SWITCH |  | CLOSED | IEC MIDDLE CURVE | FUSES | SPARE |  |  |  | 250.000 A |  |  | 3 | Fail | Please check "Mounting"
380261871 | TNB | DISTRIBUTION | KUALA SELANGOR | Existing | RYB | LV FUSE SWITCH |  | CLOSED | IEC MIDDLE CURVE | FUSES | SPARE |  |  |  | 250.000 A |  |  | 3 | Fail | Please check "Mounting"
380261885 | TNB | DISTRIBUTION | KUALA SELANGOR | Existing | RYB | LV FUSE SWITCH |  | CLOSED | IEC MIDDLE CURVE | FUSES | SPARE |  |  |  | 250.000 A |  |  | 3 | Fail | Please check "Mounting"
380261892 | TNB | DISTRIBUTION | KUALA SELANGOR | Existing | RYB | LV FUSE SWITCH |  | CLOSED | IEC MIDDLE CURVE | FUSES | SPARE |  |  |  | 250.000 A |  |  | 3 | Fail | Please check "Mounting"
380261897 | TNB | DISTRIBUTION | KUALA SELANGOR | Existing | RYB | LV FUSE SWITCH |  | CLOSED | IEC MIDDLE CURVE | FUSES | SPARE |  |  |  | 250.000 A |  |  | 3 | Fail | Please check "Mounting"
380261903 | TNB | DISTRIBUTION | KUALA SELANGOR | Existing | RYB | LV FUSE SWITCH |  | CLOSED | IEC MIDDLE CURVE | FUSES | SPARE |  |  |  | 250.000 A |  |  | 3 | Fail | Please check "Mounting"
380261915 | TNB | DISTRIBUTION | KUALA SELANGOR | Existing | RYB | LV FUSE SWITCH |  | CLOSED | IEC MIDDLE CURVE | FUSES | SPARE |  |  |  | 250.000 A |  |  | 3 | Fail | Please check "Mounting"
380261923 | TNB | DISTRIBUTION | KUALA SELANGOR | Existing | RYB | LV FUSE SWITCH |  | CLOSED | IEC MIDDLE CURVE | FUSES | SPARE |  |  |  | 250.000 A |  |  | 3 | Fail | Please check "Mounting"
380261941 | TNB | DISTRIBUTION | KUALA SELANGOR | Existing | RYB | LV FUSE SWITCH |  | CLOSED | IEC MIDDLE CURVE | FUSES | SPARE |  |  |  | 250.000 A |  |  | 3 | Fail | Please check "Mounting"
380261985 | TNB | DISTRIBUTION | KUALA SELANGOR | Existing | RYB | LV FUSE SWITCH |  | CLOSED | IEC MIDDLE CURVE | FUSES | SPARE |  |  |  | 250.000 A |  |  | 3 | Fail | Please check "Mounting"
380261999 | TNB | DISTRIBUTION | KUALA SELANGOR | Existing | RYB | LV FUSE SWITCH |  | CLOSED | IEC MIDDLE CURVE | FUSES | SPARE |  |  |  | 250.000 A |  |  | 3 | Fail | Please check "Mounting"
380262006 | TNB | DISTRIBUTION | KUALA SELANGOR | Existing | RYB | LV FUSE SWITCH |  | CLOSED | IEC MIDDLE CURVE | FUSES | SPARE |  |  |  | 250.000 A |  |  | 3 | Fail | Please check "Mounting"
380262011 | TNB | DISTRIBUTION | KUALA SELANGOR | Existing | RYB | LV FUSE SWITCH |  | CLOSED | IEC MIDDLE CURVE | FUSES | SPARE |  |  |  | 250.000 A |  |  | 3 | Fail | Please check "Mounting"
380262017 | TNB | DISTRIBUTION | KUALA SELANGOR | Existing | RYB | LV FUSE SWITCH |  | CLOSED | IEC MIDDLE CURVE | FUSES | SPARE |  |  |  | 250.000 A |  |  | 3 | Fail | Please check "Mounting"
380262029 | TNB | DISTRIBUTION | KUALA SELANGOR | Existing | RYB | LV FUSE SWITCH |  | CLOSED | IEC MIDDLE CURVE | FUSES | SPARE |  |  |  | 250.000 A |  |  | 3 | Fail | Please check "Mounting"
380262037 | TNB | DISTRIBUTION | KUALA SELANGOR | Existing | RYB | LV FUSE SWITCH |  | CLOSED | IEC MIDDLE CURVE | FUSES | SPARE |  |  |  | 250.000 A |  |  | 3 | Fail | Please check "Mounting"
380262055 | TNB | DISTRIBUTION | KUALA SELANGOR | Existing | RYB | LV FUSE SWITCH |  | CLOSED | IEC MIDDLE CURVE | FUSES | SPARE |  |  |  | 250.000 A |  |  | 3 | Fail | Please check "Mounting"
380262101 | TNB | DISTRIBUTION | KUALA SELANGOR | Existing | RYB | LV FUSE SWITCH |  | CLOSED | IEC MIDDLE CURVE | FUSES | SPARE |  |  |  | 250.000 A |  |  | 3 | Fail | Please check "Mounting"
380262115 | TNB | DISTRIBUTION | KUALA SELANGOR | Existing | RYB | LV FUSE SWITCH |  | CLOSED | IEC MIDDLE CURVE | FUSES | SPARE |  |  |  | 250.000 A |  |  | 3 | Fail | Please check "Mounting"
380262122 | TNB | DISTRIBUTION | KUALA SELANGOR | Existing | RYB | LV FUSE SWITCH |  | CLOSED | IEC MIDDLE CURVE | FUSES | SPARE |  |  |  | 250.000 A |  |  | 3 | Fail | Please check "Mounting"
380262127 | TNB | DISTRIBUTION | KUALA SELANGOR | Existing | RYB | LV FUSE SWITCH |  | CLOSED | IEC MIDDLE CURVE | FUSES | SPARE |  |  |  | 250.000 A |  |  | 3 | Fail | Please check "Mounting"
380262133 | TNB | DISTRIBUTION | KUALA SELANGOR | Existing | RYB | LV FUSE SWITCH |  | CLOSED | IEC MIDDLE CURVE | FUSES | SPARE |  |  |  | 250.000 A |  |  | 3 | Fail | Please check "Mounting"
380262145 | TNB | DISTRIBUTION | KUALA SELANGOR | Existing | RYB | LV FUSE SWITCH |  | CLOSED | IEC MIDDLE CURVE | FUSES | SPARE |  |  |  | 250.000 A |  |  | 3 | Fail | Please check "Mounting"
380262153 | TNB | DISTRIBUTION | KUALA SELANGOR | Existing | RYB | LV FUSE SWITCH |  | CLOSED | IEC MIDDLE CURVE | FUSES | SPARE |  |  |  | 250.000 A |  |  | 3 | Fail | Please check "Mounting"
380262171 | TNB | DISTRIBUTION | KUALA SELANGOR | Existing | RYB | LV FUSE SWITCH |  | CLOSED | IEC MIDDLE CURVE | FUSES | SPARE |  |  |  | 250.000 A |  |  | 3 | Fail | Please check "Mounting"
380262215 | TNB | DISTRIBUTION | KUALA SELANGOR | Existing | RYB | LV FUSE SWITCH |  | CLOSED | IEC MIDDLE CURVE | FUSES | SPARE |  |  |  | 250.000 A |  |  | 3 | Fail | Please check "Mounting"
380262229 | TNB | DISTRIBUTION | KUALA SELANGOR | Existing | RYB | LV FUSE SWITCH |  | CLOSED | IEC MIDDLE CURVE | FUSES | SPARE |  |  |  | 250.000 A |  |  | 3 | Fail | Please check "Mounting"
380262236 | TNB | DISTRIBUTION | KUALA SELANGOR | Existing | RYB | LV FUSE SWITCH |  | CLOSED | IEC MIDDLE CURVE | FUSES | SPARE |  |  |  | 250.000 A |  |  | 3 | Fail | Please check "Mounting"
380262241 | TNB | DISTRIBUTION | KUALA SELANGOR | Existing | RYB | LV FUSE SWITCH |  | CLOSED | IEC MIDDLE CURVE | FUSES | SPARE |  |  |  | 250.000 A |  |  | 3 | Fail | Please check "Mounting"
380262247 | TNB | DISTRIBUTION | KUALA SELANGOR | Existing | RYB | LV FUSE SWITCH |  | CLOSED | IEC MIDDLE CURVE | FUSES | SPARE |  |  |  | 250.000 A |  |  | 3 | Fail | Please check "Mounting"
380262259 | TNB | DISTRIBUTION | KUALA SELANGOR | Existing | RYB | LV FUSE SWITCH |  | CLOSED | IEC MIDDLE CURVE | FUSES | SPARE |  |  |  | 250.000 A |  |  | 3 | Fail | Please check "Mounting"
380262267 | TNB | DISTRIBUTION | KUALA SELANGOR | Existing | RYB | LV FUSE SWITCH |  | CLOSED | IEC MIDDLE CURVE | FUSES | SPARE |  |  |  | 250.000 A |  |  | 3 | Fail | Please check "Mounting"
380262285 | TNB | DISTRIBUTION | KUALA SELANGOR | Existing | RYB | LV FUSE SWITCH |  | CLOSED | IEC MIDDLE CURVE | FUSES | SPARE |  |  |  | 250.000 A |  |  | 3 | Fail | Please check "Mounting"
380262493 | TNB | DISTRIBUTION | KUALA SELANGOR | Existing | RYB | LV FUSE SWITCH |  | CLOSED | IEC MIDDLE CURVE | FUSES | SPARE |  |  |  | 250.000 A |  |  | 3 | Fail | Please check "Mounting"
380262507 | TNB | DISTRIBUTION | KUALA SELANGOR | Existing | RYB | LV FUSE SWITCH |  | CLOSED | IEC MIDDLE CURVE | FUSES | SPARE |  |  |  | 250.000 A |  |  | 3 | Fail | Please check "Mounting"
380262514 | TNB | DISTRIBUTION | KUALA SELANGOR | Existing | RYB | LV FUSE SWITCH |  | CLOSED | IEC MIDDLE CURVE | FUSES | SPARE |  |  |  | 250.000 A |  |  | 3 | Fail | Please check "Mounting"
380262519 | TNB | DISTRIBUTION | KUALA SELANGOR | Existing | RYB | LV FUSE SWITCH |  | CLOSED | IEC MIDDLE CURVE | FUSES | SPARE |  |  |  | 250.000 A |  |  | 3 | Fail | Please check "Mounting"
380262525 | TNB | DISTRIBUTION | KUALA SELANGOR | Existing | RYB | LV FUSE SWITCH |  | CLOSED | IEC MIDDLE CURVE | FUSES | SPARE |  |  |  | 250.000 A |  |  | 3 | Fail | Please check "Mounting"
380262537 | TNB | DISTRIBUTION | KUALA SELANGOR | Existing | RYB | LV FUSE SWITCH |  | CLOSED | IEC MIDDLE CURVE | FUSES | SPARE |  |  |  | 250.000 A |  |  | 3 | Fail | Please check "Mounting"
380262545 | TNB | DISTRIBUTION | KUALA SELANGOR | Existing | RYB | LV FUSE SWITCH |  | CLOSED | IEC MIDDLE CURVE | FUSES | SPARE |  |  |  | 250.000 A |  |  | 3 | Fail | Please check "Mounting"
380262563 | TNB | DISTRIBUTION | KUALA SELANGOR | Existing | RYB | LV FUSE SWITCH |  | CLOSED | IEC MIDDLE CURVE | FUSES | SPARE |  |  |  | 250.000 A |  |  | 3 | Fail | Please check "Mounting"
380262741 | TNB | DISTRIBUTION | KUALA SELANGOR | Existing | RYB | LV FUSE SWITCH |  | CLOSED | IEC MIDDLE CURVE | FUSES | SPARE |  |  |  | 250.000 A |  |  | 3 | Fail | Please check "Mounting"
380262755 | TNB | DISTRIBUTION | KUALA SELANGOR | Existing | RYB | LV FUSE SWITCH |  | CLOSED | IEC MIDDLE CURVE | FUSES | SPARE |  |  |  | 250.000 A |  |  | 3 | Fail | Please check "Mounting"
380262762 | TNB | DISTRIBUTION | KUALA SELANGOR | Existing | RYB | LV FUSE SWITCH |  | CLOSED | IEC MIDDLE CURVE | FUSES | SPARE |  |  |  | 250.000 A |  |  | 3 | Fail | Please check "Mounting"
380262767 | TNB | DISTRIBUTION | KUALA SELANGOR | Existing | RYB | LV FUSE SWITCH |  | CLOSED | IEC MIDDLE CURVE | FUSES | SPARE |  |  |  | 250.000 A |  |  | 3 | Fail | Please check "Mounting"
380262773 | TNB | DISTRIBUTION | KUALA SELANGOR | Existing | RYB | LV FUSE SWITCH |  | CLOSED | IEC MIDDLE CURVE | FUSES | SPARE |  |  |  | 250.000 A |  |  | 3 | Fail | Please check "Mounting"
380262785 | TNB | DISTRIBUTION | KUALA SELANGOR | Existing | RYB | LV FUSE SWITCH |  | CLOSED | IEC MIDDLE CURVE | FUSES | SPARE |  |  |  | 250.000 A |  |  | 3 | Fail | Please check "Mounting"
380262793 | TNB | DISTRIBUTION | KUALA SELANGOR | Existing | RYB | LV FUSE SWITCH |  | CLOSED | IEC MIDDLE CURVE | FUSES | SPARE |  |  |  | 250.000 A |  |  | 3 | Fail | Please check "Mounting"
380262811 | TNB | DISTRIBUTION | KUALA SELANGOR | Existing | RYB | LV FUSE SWITCH |  | CLOSED | IEC MIDDLE CURVE | FUSES | SPARE |  |  |  | 250.000 A |  |  | 3 | Fail | Please check "Mounting"
380262818 | TNB | DISTRIBUTION | KUALA SELANGOR | Existing | RYB | LV FUSE SWITCH |  | CLOSED | IEC MIDDLE CURVE | FUSES | SPARE |  |  |  | 250.000 A |  |  | 3 | Fail | Please check "Mounting"
380262832 | TNB | DISTRIBUTION | KUALA SELANGOR | Existing | RYB | LV FUSE SWITCH |  | CLOSED | IEC MIDDLE CURVE | FUSES | SPARE |  |  |  | 250.000 A |  |  | 3 | Fail | Please check "Mounting"
380262839 | TNB | DISTRIBUTION | KUALA SELANGOR | Existing | RYB | LV FUSE SWITCH |  | CLOSED | IEC MIDDLE CURVE | FUSES | SPARE |  |  |  | 250.000 A |  |  | 3 | Fail | Please check "Mounting"
380262844 | TNB | DISTRIBUTION | KUALA SELANGOR | Existing | RYB | LV FUSE SWITCH |  | CLOSED | IEC MIDDLE CURVE | FUSES | SPARE |  |  |  | 250.000 A |  |  | 3 | Fail | Please check "Mounting"
380262850 | TNB | DISTRIBUTION | KUALA SELANGOR | Existing | RYB | LV FUSE SWITCH |  | CLOSED | IEC MIDDLE CURVE | FUSES | SPARE |  |  |  | 250.000 A |  |  | 3 | Fail | Please check "Mounting"
380262862 | TNB | DISTRIBUTION | KUALA SELANGOR | Existing | RYB | LV FUSE SWITCH |  | CLOSED | IEC MIDDLE CURVE | FUSES | SPARE |  |  |  | 250.000 A |  |  | 3 | Fail | Please check "Mounting"
380262870 | TNB | DISTRIBUTION | KUALA SELANGOR | Existing | RYB | LV FUSE SWITCH |  | CLOSED | IEC MIDDLE CURVE | FUSES | SPARE |  |  |  | 250.000 A |  |  | 3 | Fail | Please check "Mounting"
380262888 | TNB | DISTRIBUTION | KUALA SELANGOR | Existing | RYB | LV FUSE SWITCH |  | CLOSED | IEC MIDDLE CURVE | FUSES | SPARE |  |  |  | 250.000 A |  |  | 3 | Fail | Please check "Mounting"
380262934 | TNB | DISTRIBUTION | KUALA SELANGOR | Existing | RYB | LV FUSE SWITCH |  | CLOSED | IEC MIDDLE CURVE | FUSES | SPARE |  |  |  | 250.000 A |  |  | 3 | Fail | Please check "Mounting"
380262948 | TNB | DISTRIBUTION | KUALA SELANGOR | Existing | RYB | LV FUSE SWITCH |  | CLOSED | IEC MIDDLE CURVE | FUSES | SPARE |  |  |  | 250.000 A |  |  | 3 | Fail | Please check "Mounting"
380262955 | TNB | DISTRIBUTION | KUALA SELANGOR | Existing | RYB | LV FUSE SWITCH |  | CLOSED | IEC MIDDLE CURVE | FUSES | SPARE |  |  |  | 250.000 A |  |  | 3 | Fail | Please check "Mounting"
380262960 | TNB | DISTRIBUTION | KUALA SELANGOR | Existing | RYB | LV FUSE SWITCH |  | CLOSED | IEC MIDDLE CURVE | FUSES | SPARE |  |  |  | 250.000 A |  |  | 3 | Fail | Please check "Mounting"
380262966 | TNB | DISTRIBUTION | KUALA SELANGOR | Existing | RYB | LV FUSE SWITCH |  | CLOSED | IEC MIDDLE CURVE | FUSES | SPARE |  |  |  | 250.000 A |  |  | 3 | Fail | Please check "Mounting"
380262978 | TNB | DISTRIBUTION | KUALA SELANGOR | Existing | RYB | LV FUSE SWITCH |  | CLOSED | IEC MIDDLE CURVE | FUSES | SPARE |  |  |  | 250.000 A |  |  | 3 | Fail | Please check "Mounting"
380262986 | TNB | DISTRIBUTION | KUALA SELANGOR | Existing | RYB | LV FUSE SWITCH |  | CLOSED | IEC MIDDLE CURVE | FUSES | SPARE |  |  |  | 250.000 A |  |  | 3 | Fail | Please check "Mounting"
380263004 | TNB | DISTRIBUTION | KUALA SELANGOR | Existing | RYB | LV FUSE SWITCH |  | CLOSED | IEC MIDDLE CURVE | FUSES | SPARE |  |  |  | 250.000 A |  |  | 3 | Fail | Please check "Mounting"
380263068 | TNB | DISTRIBUTION | KUALA SELANGOR | Existing | RYB | LV FUSE SWITCH |  | CLOSED | IEC MIDDLE CURVE | FUSES | SPARE |  |  |  | 250.000 A |  |  | 3 | Fail | Please check "Mounting"
380263082 | TNB | DISTRIBUTION | KUALA SELANGOR | Existing | RYB | LV FUSE SWITCH |  | CLOSED | IEC MIDDLE CURVE | FUSES | SPARE |  |  |  | 250.000 A |  |  | 3 | Fail | Please check "Mounting"
380263089 | TNB | DISTRIBUTION | KUALA SELANGOR | Existing | RYB | LV FUSE SWITCH |  | CLOSED | IEC MIDDLE CURVE | FUSES | SPARE |  |  |  | 250.000 A |  |  | 3 | Fail | Please check "Mounting"
380263094 | TNB | DISTRIBUTION | KUALA SELANGOR | Existing | RYB | LV FUSE SWITCH |  | CLOSED | IEC MIDDLE CURVE | FUSES | SPARE |  |  |  | 250.000 A |  |  | 3 | Fail | Please check "Mounting"
380263100 | TNB | DISTRIBUTION | KUALA SELANGOR | Existing | RYB | LV FUSE SWITCH |  | CLOSED | IEC MIDDLE CURVE | FUSES | SPARE |  |  |  | 250.000 A |  |  | 3 | Fail | Please check "Mounting"
380263112 | TNB | DISTRIBUTION | KUALA SELANGOR | Existing | RYB | LV FUSE SWITCH |  | CLOSED | IEC MIDDLE CURVE | FUSES | SPARE |  |  |  | 250.000 A |  |  | 3 | Fail | Please check "Mounting"
380263120 | TNB | DISTRIBUTION | KUALA SELANGOR | Existing | RYB | LV FUSE SWITCH |  | CLOSED | IEC MIDDLE CURVE | FUSES | SPARE |  |  |  | 250.000 A |  |  | 3 | Fail | Please check "Mounting"
380263138 | TNB | DISTRIBUTION | KUALA SELANGOR | Existing | RYB | LV FUSE SWITCH |  | CLOSED | IEC MIDDLE CURVE | FUSES | SPARE |  |  |  | 250.000 A |  |  | 3 | Fail | Please check "Mounting"
380263145 | TNB | DISTRIBUTION | KUALA SELANGOR | Existing | RYB | LV FUSE SWITCH |  | CLOSED | IEC MIDDLE CURVE | FUSES | SPARE |  |  |  | 250.000 A |  |  | 3 | Fail | Please check "Mounting"
380263159 | TNB | DISTRIBUTION | KUALA SELANGOR | Existing | RYB | LV FUSE SWITCH |  | CLOSED | IEC MIDDLE CURVE | FUSES | SPARE |  |  |  | 250.000 A |  |  | 3 | Fail | Please check "Mounting"
380263166 | TNB | DISTRIBUTION | KUALA SELANGOR | Existing | RYB | LV FUSE SWITCH |  | CLOSED | IEC MIDDLE CURVE | FUSES | SPARE |  |  |  | 250.000 A |  |  | 3 | Fail | Please check "Mounting"
380263171 | TNB | DISTRIBUTION | KUALA SELANGOR | Existing | RYB | LV FUSE SWITCH |  | CLOSED | IEC MIDDLE CURVE | FUSES | SPARE |  |  |  | 250.000 A |  |  | 3 | Fail | Please check "Mounting"
380263177 | TNB | DISTRIBUTION | KUALA SELANGOR | Existing | RYB | LV FUSE SWITCH |  | CLOSED | IEC MIDDLE CURVE | FUSES | SPARE |  |  |  | 250.000 A |  |  | 3 | Fail | Please check "Mounting"
380263189 | TNB | DISTRIBUTION | KUALA SELANGOR | Existing | RYB | LV FUSE SWITCH |  | CLOSED | IEC MIDDLE CURVE | FUSES | SPARE |  |  |  | 250.000 A |  |  | 3 | Fail | Please check "Mounting"
380263197 | TNB | DISTRIBUTION | KUALA SELANGOR | Existing | RYB | LV FUSE SWITCH |  | CLOSED | IEC MIDDLE CURVE | FUSES | SPARE |  |  |  | 250.000 A |  |  | 3 | Fail | Please check "Mounting"
380263215 | TNB | DISTRIBUTION | KUALA SELANGOR | Existing | RYB | LV FUSE SWITCH |  | CLOSED | IEC MIDDLE CURVE | FUSES | SPARE |  |  |  | 250.000 A |  |  | 3 | Fail | Please check "Mounting"
380263361 | TNB | DISTRIBUTION | KUALA SELANGOR | Existing | RYB | LV FUSE SWITCH |  | CLOSED | IEC MIDDLE CURVE | FUSES | SPARE |  |  |  | 250.000 A |  |  | 3 | Fail | Please check "Mounting"
380263375 | TNB | DISTRIBUTION | KUALA SELANGOR | Existing | RYB | LV FUSE SWITCH |  | CLOSED | IEC MIDDLE CURVE | FUSES | SPARE |  |  |  | 250.000 A |  |  | 3 | Fail | Please check "Mounting"
380263382 | TNB | DISTRIBUTION | KUALA SELANGOR | Existing | RYB | LV FUSE SWITCH |  | CLOSED | IEC MIDDLE CURVE | FUSES | SPARE |  |  |  | 250.000 A |  |  | 3 | Fail | Please check "Mounting"
380263387 | TNB | DISTRIBUTION | KUALA SELANGOR | Existing | RYB | LV FUSE SWITCH |  | CLOSED | IEC MIDDLE CURVE | FUSES | SPARE |  |  |  | 250.000 A |  |  | 3 | Fail | Please check "Mounting"
380263393 | TNB | DISTRIBUTION | KUALA SELANGOR | Existing | RYB | LV FUSE SWITCH |  | CLOSED | IEC MIDDLE CURVE | FUSES | SPARE |  |  |  | 250.000 A |  |  | 3 | Fail | Please check "Mounting"
380263405 | TNB | DISTRIBUTION | KUALA SELANGOR | Existing | RYB | LV FUSE SWITCH |  | CLOSED | IEC MIDDLE CURVE | FUSES | SPARE |  |  |  | 250.000 A |  |  | 3 | Fail | Please check "Mounting"
380263413 | TNB | DISTRIBUTION | KUALA SELANGOR | Existing | RYB | LV FUSE SWITCH |  | CLOSED | IEC MIDDLE CURVE | FUSES | SPARE |  |  |  | 250.000 A |  |  | 3 | Fail | Please check "Mounting"
380263431 | TNB | DISTRIBUTION | KUALA SELANGOR | Existing | RYB | LV FUSE SWITCH |  | CLOSED | IEC MIDDLE CURVE | FUSES | SPARE |  |  |  | 250.000 A |  |  | 3 | Fail | Please check "Mounting"
380263486 | TNB | DISTRIBUTION | KUALA SELANGOR | Existing | RYB | LV FUSE SWITCH |  | CLOSED | IEC MIDDLE CURVE | FUSES | SPARE |  |  |  | 250.000 A |  |  | 3 | Fail | Please check "Mounting"
380263500 | TNB | DISTRIBUTION | KUALA SELANGOR | Existing | RYB | LV FUSE SWITCH |  | CLOSED | IEC MIDDLE CURVE | FUSES | SPARE |  |  |  | 250.000 A |  |  | 3 | Fail | Please check "Mounting"
380263507 | TNB | DISTRIBUTION | KUALA SELANGOR | Existing | RYB | LV FUSE SWITCH |  | CLOSED | IEC MIDDLE CURVE | FUSES | SPARE |  |  |  | 250.000 A |  |  | 3 | Fail | Please check "Mounting"
380263512 | TNB | DISTRIBUTION | KUALA SELANGOR | Existing | RYB | LV FUSE SWITCH |  | CLOSED | IEC MIDDLE CURVE | FUSES | SPARE |  |  |  | 250.000 A |  |  | 3 | Fail | Please check "Mounting"
380263518 | TNB | DISTRIBUTION | KUALA SELANGOR | Existing | RYB | LV FUSE SWITCH |  | CLOSED | IEC MIDDLE CURVE | FUSES | SPARE |  |  |  | 250.000 A |  |  | 3 | Fail | Please check "Mounting"
380263530 | TNB | DISTRIBUTION | KUALA SELANGOR | Existing | RYB | LV FUSE SWITCH |  | CLOSED | IEC MIDDLE CURVE | FUSES | SPARE |  |  |  | 250.000 A |  |  | 3 | Fail | Please check "Mounting"
380263538 | TNB | DISTRIBUTION | KUALA SELANGOR | Existing | RYB | LV FUSE SWITCH |  | CLOSED | IEC MIDDLE CURVE | FUSES | SPARE |  |  |  | 250.000 A |  |  | 3 | Fail | Please check "Mounting"
380263556 | TNB | DISTRIBUTION | KUALA SELANGOR | Existing | RYB | LV FUSE SWITCH |  | CLOSED | IEC MIDDLE CURVE | FUSES | SPARE |  |  |  | 250.000 A |  |  | 3 | Fail | Please check "Mounting"
380263600 | TNB | DISTRIBUTION | KUALA SELANGOR | Existing | RYB | LV FUSE SWITCH |  | CLOSED | IEC MIDDLE CURVE | FUSES | SPARE |  |  |  | 250.000 A |  |  | 3 | Fail | Please check "Mounting"
380263614 | TNB | DISTRIBUTION | KUALA SELANGOR | Existing | RYB | LV FUSE SWITCH |  | CLOSED | IEC MIDDLE CURVE | FUSES | SPARE |  |  |  | 250.000 A |  |  | 3 | Fail | Please check "Mounting"
380263621 | TNB | DISTRIBUTION | KUALA SELANGOR | Existing | RYB | LV FUSE SWITCH |  | CLOSED | IEC MIDDLE CURVE | FUSES | SPARE |  |  |  | 250.000 A |  |  | 3 | Fail | Please check "Mounting"
380263626 | TNB | DISTRIBUTION | KUALA SELANGOR | Existing | RYB | LV FUSE SWITCH |  | CLOSED | IEC MIDDLE CURVE | FUSES | SPARE |  |  |  | 250.000 A |  |  | 3 | Fail | Please check "Mounting"
380263632 | TNB | DISTRIBUTION | KUALA SELANGOR | Existing | RYB | LV FUSE SWITCH |  | CLOSED | IEC MIDDLE CURVE | FUSES | SPARE |  |  |  | 250.000 A |  |  | 3 | Fail | Please check "Mounting"
380263644 | TNB | DISTRIBUTION | KUALA SELANGOR | Existing | RYB | LV FUSE SWITCH |  | CLOSED | IEC MIDDLE CURVE | FUSES | SPARE |  |  |  | 250.000 A |  |  | 3 | Fail | Please check "Mounting"
380263652 | TNB | DISTRIBUTION | KUALA SELANGOR | Existing | RYB | LV FUSE SWITCH |  | CLOSED | IEC MIDDLE CURVE | FUSES | SPARE |  |  |  | 250.000 A |  |  | 3 | Fail | Please check "Mounting"
380263670 | TNB | DISTRIBUTION | KUALA SELANGOR | Existing | RYB | LV FUSE SWITCH |  | CLOSED | IEC MIDDLE CURVE | FUSES | SPARE |  |  |  | 250.000 A |  |  | 3 | Fail | Please check "Mounting"
380263769 | TNB | DISTRIBUTION | KUALA SELANGOR | Existing | RYB | LV FUSE SWITCH |  | CLOSED | IEC MIDDLE CURVE | FUSES | SPARE |  |  |  | 250.000 A |  |  | 3 | Fail | Please check "Mounting"
380263813 | TNB | DISTRIBUTION | KUALA SELANGOR | Existing | RYB | LV FUSE SWITCH |  | CLOSED | IEC MIDDLE CURVE | FUSES | SPARE |  |  |  | 250.000 A |  |  | 3 | Fail | Please check "Mounting"
380263827 | TNB | DISTRIBUTION | KUALA SELANGOR | Existing | RYB | LV FUSE SWITCH |  | CLOSED | IEC MIDDLE CURVE | FUSES | SPARE |  |  |  | 250.000 A |  |  | 3 | Fail | Please check "Mounting"
380263834 | TNB | DISTRIBUTION | KUALA SELANGOR | Existing | RYB | LV FUSE SWITCH |  | CLOSED | IEC MIDDLE CURVE | FUSES | SPARE |  |  |  | 250.000 A |  |  | 3 | Fail | Please check "Mounting"
380263839 | TNB | DISTRIBUTION | KUALA SELANGOR | Existing | RYB | LV FUSE SWITCH |  | CLOSED | IEC MIDDLE CURVE | FUSES | SPARE |  |  |  | 250.000 A |  |  | 3 | Fail | Please check "Mounting"
380263845 | TNB | DISTRIBUTION | KUALA SELANGOR | Existing | RYB | LV FUSE SWITCH |  | CLOSED | IEC MIDDLE CURVE | FUSES | SPARE |  |  |  | 250.000 A |  |  | 3 | Fail | Please check "Mounting"
380263857 | TNB | DISTRIBUTION | KUALA SELANGOR | Existing | RYB | LV FUSE SWITCH |  | CLOSED | IEC MIDDLE CURVE | FUSES | SPARE |  |  |  | 250.000 A |  |  | 3 | Fail | Please check "Mounting"
380263865 | TNB | DISTRIBUTION | KUALA SELANGOR | Existing | RYB | LV FUSE SWITCH |  | CLOSED | IEC MIDDLE CURVE | FUSES | SPARE |  |  |  | 250.000 A |  |  | 3 | Fail | Please check "Mounting"
380263883 | TNB | DISTRIBUTION | KUALA SELANGOR | Existing | RYB | LV FUSE SWITCH |  | CLOSED | IEC MIDDLE CURVE | FUSES | SPARE |  |  |  | 250.000 A |  |  | 3 | Fail | Please check "Mounting"
380263927 | TNB | DISTRIBUTION | KUALA SELANGOR | Existing | RYB | LV FUSE SWITCH |  | CLOSED | IEC MIDDLE CURVE | FUSES | SPARE |  |  |  | 250.000 A |  |  | 3 | Fail | Please check "Mounting"
380263941 | TNB | DISTRIBUTION | KUALA SELANGOR | Existing | RYB | LV FUSE SWITCH |  | CLOSED | IEC MIDDLE CURVE | FUSES | SPARE |  |  |  | 250.000 A |  |  | 3 | Fail | Please check "Mounting"
380263948 | TNB | DISTRIBUTION | KUALA SELANGOR | Existing | RYB | LV FUSE SWITCH |  | CLOSED | IEC MIDDLE CURVE | FUSES | SPARE |  |  |  | 250.000 A |  |  | 3 | Fail | Please check "Mounting"
380263953 | TNB | DISTRIBUTION | KUALA SELANGOR | Existing | RYB | LV FUSE SWITCH |  | CLOSED | IEC MIDDLE CURVE | FUSES | SPARE |  |  |  | 250.000 A |  |  | 3 | Fail | Please check "Mounting"
380263959 | TNB | DISTRIBUTION | KUALA SELANGOR | Existing | RYB | LV FUSE SWITCH |  | CLOSED | IEC MIDDLE CURVE | FUSES | SPARE |  |  |  | 250.000 A |  |  | 3 | Fail | Please check "Mounting"
380263971 | TNB | DISTRIBUTION | KUALA SELANGOR | Existing | RYB | LV FUSE SWITCH |  | CLOSED | IEC MIDDLE CURVE | FUSES | SPARE |  |  |  | 250.000 A |  |  | 3 | Fail | Please check "Mounting"
380263979 | TNB | DISTRIBUTION | KUALA SELANGOR | Existing | RYB | LV FUSE SWITCH |  | CLOSED | IEC MIDDLE CURVE | FUSES | SPARE |  |  |  | 250.000 A |  |  | 3 | Fail | Please check "Mounting"
380263997 | TNB | DISTRIBUTION | KUALA SELANGOR | Existing | RYB | LV FUSE SWITCH |  | CLOSED | IEC MIDDLE CURVE | FUSES | SPARE |  |  |  | 250.000 A |  |  | 3 | Fail | Please check "Mounting"
380264155 | TNB | DISTRIBUTION | KUALA SELANGOR | Existing | RYB | LV FUSE SWITCH |  | CLOSED | IEC MIDDLE CURVE | FUSES | SPARE |  |  |  | 250.000 A |  |  | 3 | Fail | Please check "Mounting"
380264169 | TNB | DISTRIBUTION | KUALA SELANGOR | Existing | RYB | LV FUSE SWITCH |  | CLOSED | IEC MIDDLE CURVE | FUSES | SPARE |  |  |  | 250.000 A |  |  | 3 | Fail | Please check "Mounting"
380264176 | TNB | DISTRIBUTION | KUALA SELANGOR | Existing | RYB | LV FUSE SWITCH |  | CLOSED | IEC MIDDLE CURVE | FUSES | SPARE |  |  |  | 250.000 A |  |  | 3 | Fail | Please check "Mounting"
380264181 | TNB | DISTRIBUTION | KUALA SELANGOR | Existing | RYB | LV FUSE SWITCH |  | CLOSED | IEC MIDDLE CURVE | FUSES | SPARE |  |  |  | 250.000 A |  |  | 3 | Fail | Please check "Mounting"
380264187 | TNB | DISTRIBUTION | KUALA SELANGOR | Existing | RYB | LV FUSE SWITCH |  | CLOSED | IEC MIDDLE CURVE | FUSES | SPARE |  |  |  | 250.000 A |  |  | 3 | Fail | Please check "Mounting"
380264199 | TNB | DISTRIBUTION | KUALA SELANGOR | Existing | RYB | LV FUSE SWITCH |  | CLOSED | IEC MIDDLE CURVE | FUSES | SPARE |  |  |  | 250.000 A |  |  | 3 | Fail | Please check "Mounting"
380264207 | TNB | DISTRIBUTION | KUALA SELANGOR | Existing | RYB | LV FUSE SWITCH |  | CLOSED | IEC MIDDLE CURVE | FUSES | SPARE |  |  |  | 250.000 A |  |  | 3 | Fail | Please check "Mounting"
380264225 | TNB | DISTRIBUTION | KUALA SELANGOR | Existing | RYB | LV FUSE SWITCH |  | CLOSED | IEC MIDDLE CURVE | FUSES | SPARE |  |  |  | 250.000 A |  |  | 3 | Fail | Please check "Mounting"
380264401 | TNB | DISTRIBUTION | KUALA SELANGOR | Existing | RYB | LV FUSE SWITCH |  | CLOSED | IEC MIDDLE CURVE | FUSES | SPARE |  |  |  | 250.000 A |  |  | 3 | Fail | Please check "Mounting"
380264415 | TNB | DISTRIBUTION | KUALA SELANGOR | Existing | RYB | LV FUSE SWITCH |  | CLOSED | IEC MIDDLE CURVE | FUSES | SPARE |  |  |  | 250.000 A |  |  | 3 | Fail | Please check "Mounting"
380264422 | TNB | DISTRIBUTION | KUALA SELANGOR | Existing | RYB | LV FUSE SWITCH |  | CLOSED | IEC MIDDLE CURVE | FUSES | SPARE |  |  |  | 250.000 A |  |  | 3 | Fail | Please check "Mounting"
380264427 | TNB | DISTRIBUTION | KUALA SELANGOR | Existing | RYB | LV FUSE SWITCH |  | CLOSED | IEC MIDDLE CURVE | FUSES | SPARE |  |  |  | 250.000 A |  |  | 3 | Fail | Please check "Mounting"
380264433 | TNB | DISTRIBUTION | KUALA SELANGOR | Existing | RYB | LV FUSE SWITCH |  | CLOSED | IEC MIDDLE CURVE | FUSES | SPARE |  |  |  | 250.000 A |  |  | 3 | Fail | Please check "Mounting"
380264445 | TNB | DISTRIBUTION | KUALA SELANGOR | Existing | RYB | LV FUSE SWITCH |  | CLOSED | IEC MIDDLE CURVE | FUSES | SPARE |  |  |  | 250.000 A |  |  | 3 | Fail | Please check "Mounting"
380264453 | TNB | DISTRIBUTION | KUALA SELANGOR | Existing | RYB | LV FUSE SWITCH |  | CLOSED | IEC MIDDLE CURVE | FUSES | SPARE |  |  |  | 250.000 A |  |  | 3 | Fail | Please check "Mounting"
380264471 | TNB | DISTRIBUTION | KUALA SELANGOR | Existing | RYB | LV FUSE SWITCH |  | CLOSED | IEC MIDDLE CURVE | FUSES | SPARE |  |  |  | 250.000 A |  |  | 3 | Fail | Please check "Mounting"
380264515 | TNB | DISTRIBUTION | KUALA SELANGOR | Existing | RYB | LV FUSE SWITCH |  | CLOSED | IEC MIDDLE CURVE | FUSES | SPARE |  |  |  | 250.000 A |  |  | 3 | Fail | Please check "Mounting"
380264529 | TNB | DISTRIBUTION | KUALA SELANGOR | Existing | RYB | LV FUSE SWITCH |  | CLOSED | IEC MIDDLE CURVE | FUSES | SPARE |  |  |  | 250.000 A |  |  | 3 | Fail | Please check "Mounting"
380264536 | TNB | DISTRIBUTION | KUALA SELANGOR | Existing | RYB | LV FUSE SWITCH |  | CLOSED | IEC MIDDLE CURVE | FUSES | SPARE |  |  |  | 250.000 A |  |  | 3 | Fail | Please check "Mounting"
380264541 | TNB | DISTRIBUTION | KUALA SELANGOR | Existing | RYB | LV FUSE SWITCH |  | CLOSED | IEC MIDDLE CURVE | FUSES | SPARE |  |  |  | 250.000 A |  |  | 3 | Fail | Please check "Mounting"
380264547 | TNB | DISTRIBUTION | KUALA SELANGOR | Existing | RYB | LV FUSE SWITCH |  | CLOSED | IEC MIDDLE CURVE | FUSES | SPARE |  |  |  | 250.000 A |  |  | 3 | Fail | Please check "Mounting"
380264559 | TNB | DISTRIBUTION | KUALA SELANGOR | Existing | RYB | LV FUSE SWITCH |  | CLOSED | IEC MIDDLE CURVE | FUSES | SPARE |  |  |  | 250.000 A |  |  | 3 | Fail | Please check "Mounting"
380264567 | TNB | DISTRIBUTION | KUALA SELANGOR | Existing | RYB | LV FUSE SWITCH |  | CLOSED | IEC MIDDLE CURVE | FUSES | SPARE |  |  |  | 250.000 A |  |  | 3 | Fail | Please check "Mounting"
380264585 | TNB | DISTRIBUTION | KUALA SELANGOR | Existing | RYB | LV FUSE SWITCH |  | CLOSED | IEC MIDDLE CURVE | FUSES | SPARE |  |  |  | 250.000 A |  |  | 3 | Fail | Please check "Mounting"
380264631 | TNB | DISTRIBUTION | KUALA SELANGOR | Existing | RYB | LV FUSE SWITCH |  | CLOSED | IEC MIDDLE CURVE | FUSES | SPARE |  |  |  | 250.000 A |  |  | 3 | Fail | Please check "Mounting"
380264645 | TNB | DISTRIBUTION | KUALA SELANGOR | Existing | RYB | LV FUSE SWITCH |  | CLOSED | IEC MIDDLE CURVE | FUSES | SPARE |  |  |  | 250.000 A |  |  | 3 | Fail | Please check "Mounting"
380264652 | TNB | DISTRIBUTION | KUALA SELANGOR | Existing | RYB | LV FUSE SWITCH |  | CLOSED | IEC MIDDLE CURVE | FUSES | SPARE |  |  |  | 250.000 A |  |  | 3 | Fail | Please check "Mounting"
380264657 | TNB | DISTRIBUTION | KUALA SELANGOR | Existing | RYB | LV FUSE SWITCH |  | CLOSED | IEC MIDDLE CURVE | FUSES | SPARE |  |  |  | 250.000 A |  |  | 3 | Fail | Please check "Mounting"
380264663 | TNB | DISTRIBUTION | KUALA SELANGOR | Existing | RYB | LV FUSE SWITCH |  | CLOSED | IEC MIDDLE CURVE | FUSES | SPARE |  |  |  | 250.000 A |  |  | 3 | Fail | Please check "Mounting"
380264675 | TNB | DISTRIBUTION | KUALA SELANGOR | Existing | RYB | LV FUSE SWITCH |  | CLOSED | IEC MIDDLE CURVE | FUSES | SPARE |  |  |  | 250.000 A |  |  | 3 | Fail | Please check "Mounting"
380264683 | TNB | DISTRIBUTION | KUALA SELANGOR | Existing | RYB | LV FUSE SWITCH |  | CLOSED | IEC MIDDLE CURVE | FUSES | SPARE |  |  |  | 250.000 A |  |  | 3 | Fail | Please check "Mounting"
380264701 | TNB | DISTRIBUTION | KUALA SELANGOR | Existing | RYB | LV FUSE SWITCH |  | CLOSED | IEC MIDDLE CURVE | FUSES | SPARE |  |  |  | 250.000 A |  |  | 3 | Fail | Please check "Mounting"
380264792 | TNB | DISTRIBUTION | KUALA SELANGOR | Existing | RYB | LV FUSE SWITCH |  | CLOSED | IEC MIDDLE CURVE | FUSES | SPARE |  |  |  | 250.000 A |  |  | 3 | Fail | Please check "Mounting"
380264806 | TNB | DISTRIBUTION | KUALA SELANGOR | Existing | RYB | LV FUSE SWITCH |  | CLOSED | IEC MIDDLE CURVE | FUSES | SPARE |  |  |  | 250.000 A |  |  | 3 | Fail | Please check "Mounting"
380264813 | TNB | DISTRIBUTION | KUALA SELANGOR | Existing | RYB | LV FUSE SWITCH |  | CLOSED | IEC MIDDLE CURVE | FUSES | SPARE |  |  |  | 250.000 A |  |  | 3 | Fail | Please check "Mounting"
380264818 | TNB | DISTRIBUTION | KUALA SELANGOR | Existing | RYB | LV FUSE SWITCH |  | CLOSED | IEC MIDDLE CURVE | FUSES | SPARE |  |  |  | 250.000 A |  |  | 3 | Fail | Please check "Mounting"
380264824 | TNB | DISTRIBUTION | KUALA SELANGOR | Existing | RYB | LV FUSE SWITCH |  | CLOSED | IEC MIDDLE CURVE | FUSES | SPARE |  |  |  | 250.000 A |  |  | 3 | Fail | Please check "Mounting"
380264836 | TNB | DISTRIBUTION | KUALA SELANGOR | Existing | RYB | LV FUSE SWITCH |  | CLOSED | IEC MIDDLE CURVE | FUSES | SPARE |  |  |  | 250.000 A |  |  | 3 | Fail | Please check "Mounting"
380264844 | TNB | DISTRIBUTION | KUALA SELANGOR | Existing | RYB | LV FUSE SWITCH |  | CLOSED | IEC MIDDLE CURVE | FUSES | SPARE |  |  |  | 250.000 A |  |  | 3 | Fail | Please check "Mounting"
380264862 | TNB | DISTRIBUTION | KUALA SELANGOR | Existing | RYB | LV FUSE SWITCH |  | CLOSED | IEC MIDDLE CURVE | FUSES | SPARE |  |  |  | 250.000 A |  |  | 3 | Fail | Please check "Mounting"
380264869 | TNB | DISTRIBUTION | KUALA SELANGOR | Existing | RYB | LV FUSE SWITCH |  | CLOSED | IEC MIDDLE CURVE | FUSES | SPARE |  |  |  | 250.000 A |  |  | 3 | Fail | Please check "Mounting"
380264883 | TNB | DISTRIBUTION | KUALA SELANGOR | Existing | RYB | LV FUSE SWITCH |  | CLOSED | IEC MIDDLE CURVE | FUSES | SPARE |  |  |  | 250.000 A |  |  | 3 | Fail | Please check "Mounting"
380264890 | TNB | DISTRIBUTION | KUALA SELANGOR | Existing | RYB | LV FUSE SWITCH |  | CLOSED | IEC MIDDLE CURVE | FUSES | SPARE |  |  |  | 250.000 A |  |  | 3 | Fail | Please check "Mounting"
380264895 | TNB | DISTRIBUTION | KUALA SELANGOR | Existing | RYB | LV FUSE SWITCH |  | CLOSED | IEC MIDDLE CURVE | FUSES | SPARE |  |  |  | 250.000 A |  |  | 3 | Fail | Please check "Mounting"
380264901 | TNB | DISTRIBUTION | KUALA SELANGOR | Existing | RYB | LV FUSE SWITCH |  | CLOSED | IEC MIDDLE CURVE | FUSES | SPARE |  |  |  | 250.000 A |  |  | 3 | Fail | Please check "Mounting"
380264913 | TNB | DISTRIBUTION | KUALA SELANGOR | Existing | RYB | LV FUSE SWITCH |  | CLOSED | IEC MIDDLE CURVE | FUSES | SPARE |  |  |  | 250.000 A |  |  | 3 | Fail | Please check "Mounting"
380264921 | TNB | DISTRIBUTION | KUALA SELANGOR | Existing | RYB | LV FUSE SWITCH |  | CLOSED | IEC MIDDLE CURVE | FUSES | SPARE |  |  |  | 250.000 A |  |  | 3 | Fail | Please check "Mounting"
380264939 | TNB | DISTRIBUTION | KUALA SELANGOR | Existing | RYB | LV FUSE SWITCH |  | CLOSED | IEC MIDDLE CURVE | FUSES | SPARE |  |  |  | 250.000 A |  |  | 3 | Fail | Please check "Mounting"
380264985 | TNB | DISTRIBUTION | KUALA SELANGOR | Existing | RYB | LV FUSE SWITCH |  | CLOSED | IEC MIDDLE CURVE | FUSES | SPARE |  |  |  | 250.000 A |  |  | 3 | Fail | Please check "Mounting"
380264999 | TNB | DISTRIBUTION | KUALA SELANGOR | Existing | RYB | LV FUSE SWITCH |  | CLOSED | IEC MIDDLE CURVE | FUSES | SPARE |  |  |  | 250.000 A |  |  | 3 | Fail | Please check "Mounting"
380265006 | TNB | DISTRIBUTION | KUALA SELANGOR | Existing | RYB | LV FUSE SWITCH |  | CLOSED | IEC MIDDLE CURVE | FUSES | SPARE |  |  |  | 250.000 A |  |  | 3 | Fail | Please check "Mounting"
380265011 | TNB | DISTRIBUTION | KUALA SELANGOR | Existing | RYB | LV FUSE SWITCH |  | CLOSED | IEC MIDDLE CURVE | FUSES | SPARE |  |  |  | 250.000 A |  |  | 3 | Fail | Please check "Mounting"
380265017 | TNB | DISTRIBUTION | KUALA SELANGOR | Existing | RYB | LV FUSE SWITCH |  | CLOSED | IEC MIDDLE CURVE | FUSES | SPARE |  |  |  | 250.000 A |  |  | 3 | Fail | Please check "Mounting"
380265029 | TNB | DISTRIBUTION | KUALA SELANGOR | Existing | RYB | LV FUSE SWITCH |  | CLOSED | IEC MIDDLE CURVE | FUSES | SPARE |  |  |  | 250.000 A |  |  | 3 | Fail | Please check "Mounting"
380265037 | TNB | DISTRIBUTION | KUALA SELANGOR | Existing | RYB | LV FUSE SWITCH |  | CLOSED | IEC MIDDLE CURVE | FUSES | SPARE |  |  |  | 250.000 A |  |  | 3 | Fail | Please check "Mounting"
380265055 | TNB | DISTRIBUTION | KUALA SELANGOR | Existing | RYB | LV FUSE SWITCH |  | CLOSED | IEC MIDDLE CURVE | FUSES | SPARE |  |  |  | 250.000 A |  |  | 3 | Fail | Please check "Mounting"
380265108 | TNB | DISTRIBUTION | KUALA SELANGOR | Existing | RYB | LV FUSE SWITCH |  | CLOSED | IEC MIDDLE CURVE | FUSES | SPARE |  |  |  | 250.000 A |  |  | 3 | Fail | Please check "Mounting"
380265122 | TNB | DISTRIBUTION | KUALA SELANGOR | Existing | RYB | LV FUSE SWITCH |  | CLOSED | IEC MIDDLE CURVE | FUSES | SPARE |  |  |  | 250.000 A |  |  | 3 | Fail | Please check "Mounting"
380265129 | TNB | DISTRIBUTION | KUALA SELANGOR | Existing | RYB | LV FUSE SWITCH |  | CLOSED | IEC MIDDLE CURVE | FUSES | SPARE |  |  |  | 250.000 A |  |  | 3 | Fail | Please check "Mounting"
380265134 | TNB | DISTRIBUTION | KUALA SELANGOR | Existing | RYB | LV FUSE SWITCH |  | CLOSED | IEC MIDDLE CURVE | FUSES | SPARE |  |  |  | 250.000 A |  |  | 3 | Fail | Please check "Mounting"
380265140 | TNB | DISTRIBUTION | KUALA SELANGOR | Existing | RYB | LV FUSE SWITCH |  | CLOSED | IEC MIDDLE CURVE | FUSES | SPARE |  |  |  | 250.000 A |  |  | 3 | Fail | Please check "Mounting"
380265152 | TNB | DISTRIBUTION | KUALA SELANGOR | Existing | RYB | LV FUSE SWITCH |  | CLOSED | IEC MIDDLE CURVE | FUSES | SPARE |  |  |  | 250.000 A |  |  | 3 | Fail | Please check "Mounting"
380265160 | TNB | DISTRIBUTION | KUALA SELANGOR | Existing | RYB | LV FUSE SWITCH |  | CLOSED | IEC MIDDLE CURVE | FUSES | SPARE |  |  |  | 250.000 A |  |  | 3 | Fail | Please check "Mounting"
380265178 | TNB | DISTRIBUTION | KUALA SELANGOR | Existing | RYB | LV FUSE SWITCH |  | CLOSED | IEC MIDDLE CURVE | FUSES | SPARE |  |  |  | 250.000 A |  |  | 3 | Fail | Please check "Mounting"
380265222 | TNB | DISTRIBUTION | KUALA SELANGOR | Existing | RYB | LV FUSE SWITCH |  | CLOSED | IEC MIDDLE CURVE | FUSES | SPARE |  |  |  | 250.000 A |  |  | 3 | Fail | Please check "Mounting"
380265236 | TNB | DISTRIBUTION | KUALA SELANGOR | Existing | RYB | LV FUSE SWITCH |  | CLOSED | IEC MIDDLE CURVE | FUSES | SPARE |  |  |  | 250.000 A |  |  | 3 | Fail | Please check "Mounting"
380265243 | TNB | DISTRIBUTION | KUALA SELANGOR | Existing | RYB | LV FUSE SWITCH |  | CLOSED | IEC MIDDLE CURVE | FUSES | SPARE |  |  |  | 250.000 A |  |  | 3 | Fail | Please check "Mounting"
380265248 | TNB | DISTRIBUTION | KUALA SELANGOR | Existing | RYB | LV FUSE SWITCH |  | CLOSED | IEC MIDDLE CURVE | FUSES | SPARE |  |  |  | 250.000 A |  |  | 3 | Fail | Please check "Mounting"
380265254 | TNB | DISTRIBUTION | KUALA SELANGOR | Existing | RYB | LV FUSE SWITCH |  | CLOSED | IEC MIDDLE CURVE | FUSES | SPARE |  |  |  | 250.000 A |  |  | 3 | Fail | Please check "Mounting"
380265266 | TNB | DISTRIBUTION | KUALA SELANGOR | Existing | RYB | LV FUSE SWITCH |  | CLOSED | IEC MIDDLE CURVE | FUSES | SPARE |  |  |  | 250.000 A |  |  | 3 | Fail | Please check "Mounting"
380265274 | TNB | DISTRIBUTION | KUALA SELANGOR | Existing | RYB | LV FUSE SWITCH |  | CLOSED | IEC MIDDLE CURVE | FUSES | SPARE |  |  |  | 250.000 A |  |  | 3 | Fail | Please check "Mounting"
380265292 | TNB | DISTRIBUTION | KUALA SELANGOR | Existing | RYB | LV FUSE SWITCH |  | CLOSED | IEC MIDDLE CURVE | FUSES | SPARE |  |  |  | 250.000 A |  |  | 3 | Fail | Please check "Mounting"
380265345 | TNB | DISTRIBUTION | KUALA SELANGOR | Existing | RYB | LV FUSE SWITCH |  | CLOSED | IEC MIDDLE CURVE | FUSES | SPARE |  |  |  | 250.000 A |  |  | 3 | Fail | Please check "Mounting"
380265359 | TNB | DISTRIBUTION | KUALA SELANGOR | Existing | RYB | LV FUSE SWITCH |  | CLOSED | IEC MIDDLE CURVE | FUSES | SPARE |  |  |  | 250.000 A |  |  | 3 | Fail | Please check "Mounting"
380265366 | TNB | DISTRIBUTION | KUALA SELANGOR | Existing | RYB | LV FUSE SWITCH |  | CLOSED | IEC MIDDLE CURVE | FUSES | SPARE |  |  |  | 250.000 A |  |  | 3 | Fail | Please check "Mounting"
380265371 | TNB | DISTRIBUTION | KUALA SELANGOR | Existing | RYB | LV FUSE SWITCH |  | CLOSED | IEC MIDDLE CURVE | FUSES | SPARE |  |  |  | 250.000 A |  |  | 3 | Fail | Please check "Mounting"
380265377 | TNB | DISTRIBUTION | KUALA SELANGOR | Existing | RYB | LV FUSE SWITCH |  | CLOSED | IEC MIDDLE CURVE | FUSES | SPARE |  |  |  | 250.000 A |  |  | 3 | Fail | Please check "Mounting"
380265389 | TNB | DISTRIBUTION | KUALA SELANGOR | Existing | RYB | LV FUSE SWITCH |  | CLOSED | IEC MIDDLE CURVE | FUSES | SPARE |  |  |  | 250.000 A |  |  | 3 | Fail | Please check "Mounting"
380265397 | TNB | DISTRIBUTION | KUALA SELANGOR | Existing | RYB | LV FUSE SWITCH |  | CLOSED | IEC MIDDLE CURVE | FUSES | SPARE |  |  |  | 250.000 A |  |  | 3 | Fail | Please check "Mounting"
380265415 | TNB | DISTRIBUTION | KUALA SELANGOR | Existing | RYB | LV FUSE SWITCH |  | CLOSED | IEC MIDDLE CURVE | FUSES | SPARE |  |  |  | 250.000 A |  |  | 3 | Fail | Please check "Mounting"
380265459 | TNB | DISTRIBUTION | KUALA SELANGOR | Existing | RYB | LV FUSE SWITCH |  | CLOSED | IEC MIDDLE CURVE | FUSES | SPARE |  |  |  | 250.000 A |  |  | 3 | Fail | Please check "Mounting"
380265473 | TNB | DISTRIBUTION | KUALA SELANGOR | Existing | RYB | LV FUSE SWITCH |  | CLOSED | IEC MIDDLE CURVE | FUSES | SPARE |  |  |  | 250.000 A |  |  | 3 | Fail | Please check "Mounting"
380265480 | TNB | DISTRIBUTION | KUALA SELANGOR | Existing | RYB | LV FUSE SWITCH |  | CLOSED | IEC MIDDLE CURVE | FUSES | SPARE |  |  |  | 250.000 A |  |  | 3 | Fail | Please check "Mounting"
380265485 | TNB | DISTRIBUTION | KUALA SELANGOR | Existing | RYB | LV FUSE SWITCH |  | CLOSED | IEC MIDDLE CURVE | FUSES | SPARE |  |  |  | 250.000 A |  |  | 3 | Fail | Please check "Mounting"
380265491 | TNB | DISTRIBUTION | KUALA SELANGOR | Existing | RYB | LV FUSE SWITCH |  | CLOSED | IEC MIDDLE CURVE | FUSES | SPARE |  |  |  | 250.000 A |  |  | 3 | Fail | Please check "Mounting"
380265503 | TNB | DISTRIBUTION | KUALA SELANGOR | Existing | RYB | LV FUSE SWITCH |  | CLOSED | IEC MIDDLE CURVE | FUSES | SPARE |  |  |  | 250.000 A |  |  | 3 | Fail | Please check "Mounting"
380265511 | TNB | DISTRIBUTION | KUALA SELANGOR | Existing | RYB | LV FUSE SWITCH |  | CLOSED | IEC MIDDLE CURVE | FUSES | SPARE |  |  |  | 250.000 A |  |  | 3 | Fail | Please check "Mounting"
380265529 | TNB | DISTRIBUTION | KUALA SELANGOR | Existing | RYB | LV FUSE SWITCH |  | CLOSED | IEC MIDDLE CURVE | FUSES | SPARE |  |  |  | 250.000 A |  |  | 3 | Fail | Please check "Mounting"
380265582 | TNB | DISTRIBUTION | KUALA SELANGOR | Existing | RYB | LV FUSE SWITCH |  | CLOSED | IEC MIDDLE CURVE | FUSES | SPARE |  |  |  | 250.000 A |  |  | 3 | Fail | Please check "Mounting"
380265596 | TNB | DISTRIBUTION | KUALA SELANGOR | Existing | RYB | LV FUSE SWITCH |  | CLOSED | IEC MIDDLE CURVE | FUSES | SPARE |  |  |  | 250.000 A |  |  | 3 | Fail | Please check "Mounting"
380265603 | TNB | DISTRIBUTION | KUALA SELANGOR | Existing | RYB | LV FUSE SWITCH |  | CLOSED | IEC MIDDLE CURVE | FUSES | SPARE |  |  |  | 250.000 A |  |  | 3 | Fail | Please check "Mounting"
380265608 | TNB | DISTRIBUTION | KUALA SELANGOR | Existing | RYB | LV FUSE SWITCH |  | CLOSED | IEC MIDDLE CURVE | FUSES | SPARE |  |  |  | 250.000 A |  |  | 3 | Fail | Please check "Mounting"
380265614 | TNB | DISTRIBUTION | KUALA SELANGOR | Existing | RYB | LV FUSE SWITCH |  | CLOSED | IEC MIDDLE CURVE | FUSES | SPARE |  |  |  | 250.000 A |  |  | 3 | Fail | Please check "Mounting"
380265626 | TNB | DISTRIBUTION | KUALA SELANGOR | Existing | RYB | LV FUSE SWITCH |  | CLOSED | IEC MIDDLE CURVE | FUSES | SPARE |  |  |  | 250.000 A |  |  | 3 | Fail | Please check "Mounting"
380265634 | TNB | DISTRIBUTION | KUALA SELANGOR | Existing | RYB | LV FUSE SWITCH |  | CLOSED | IEC MIDDLE CURVE | FUSES | SPARE |  |  |  | 250.000 A |  |  | 3 | Fail | Please check "Mounting"
380265652 | TNB | DISTRIBUTION | KUALA SELANGOR | Existing | RYB | LV FUSE SWITCH |  | CLOSED | IEC MIDDLE CURVE | FUSES | SPARE |  |  |  | 250.000 A |  |  | 3 | Fail | Please check "Mounting"
380265696 | TNB | DISTRIBUTION | KUALA SELANGOR | Existing | RYB | LV FUSE SWITCH |  | CLOSED | IEC MIDDLE CURVE | FUSES | SPARE |  |  |  | 250.000 A |  |  | 3 | Fail | Please check "Mounting"
380265710 | TNB | DISTRIBUTION | KUALA SELANGOR | Existing | RYB | LV FUSE SWITCH |  | CLOSED | IEC MIDDLE CURVE | FUSES | SPARE |  |  |  | 250.000 A |  |  | 3 | Fail | Please check "Mounting"
380265717 | TNB | DISTRIBUTION | KUALA SELANGOR | Existing | RYB | LV FUSE SWITCH |  | CLOSED | IEC MIDDLE CURVE | FUSES | SPARE |  |  |  | 250.000 A |  |  | 3 | Fail | Please check "Mounting"
380265722 | TNB | DISTRIBUTION | KUALA SELANGOR | Existing | RYB | LV FUSE SWITCH |  | CLOSED | IEC MIDDLE CURVE | FUSES | SPARE |  |  |  | 250.000 A |  |  | 3 | Fail | Please check "Mounting"
380265728 | TNB | DISTRIBUTION | KUALA SELANGOR | Existing | RYB | LV FUSE SWITCH |  | CLOSED | IEC MIDDLE CURVE | FUSES | SPARE |  |  |  | 250.000 A |  |  | 3 | Fail | Please check "Mounting"
380265740 | TNB | DISTRIBUTION | KUALA SELANGOR | Existing | RYB | LV FUSE SWITCH |  | CLOSED | IEC MIDDLE CURVE | FUSES | SPARE |  |  |  | 250.000 A |  |  | 3 | Fail | Please check "Mounting"
380265748 | TNB | DISTRIBUTION | KUALA SELANGOR | Existing | RYB | LV FUSE SWITCH |  | CLOSED | IEC MIDDLE CURVE | FUSES | SPARE |  |  |  | 250.000 A |  |  | 3 | Fail | Please check "Mounting"
380265766 | TNB | DISTRIBUTION | KUALA SELANGOR | Existing | RYB | LV FUSE SWITCH |  | CLOSED | IEC MIDDLE CURVE | FUSES | SPARE |  |  |  | 250.000 A |  |  | 3 | Fail | Please check "Mounting"
380265810 | TNB | DISTRIBUTION | KUALA SELANGOR | Existing | RYB | LV FUSE SWITCH |  | CLOSED | IEC MIDDLE CURVE | FUSES | SPARE |  |  |  | 250.000 A |  |  | 3 | Fail | Please check "Mounting"
380265824 | TNB | DISTRIBUTION | KUALA SELANGOR | Existing | RYB | LV FUSE SWITCH |  | CLOSED | IEC MIDDLE CURVE | FUSES | SPARE |  |  |  | 250.000 A |  |  | 3 | Fail | Please check "Mounting"
380265831 | TNB | DISTRIBUTION | KUALA SELANGOR | Existing | RYB | LV FUSE SWITCH |  | CLOSED | IEC MIDDLE CURVE | FUSES | SPARE |  |  |  | 250.000 A |  |  | 3 | Fail | Please check "Mounting"
380265836 | TNB | DISTRIBUTION | KUALA SELANGOR | Existing | RYB | LV FUSE SWITCH |  | CLOSED | IEC MIDDLE CURVE | FUSES | SPARE |  |  |  | 250.000 A |  |  | 3 | Fail | Please check "Mounting"
380265842 | TNB | DISTRIBUTION | KUALA SELANGOR | Existing | RYB | LV FUSE SWITCH |  | CLOSED | IEC MIDDLE CURVE | FUSES | SPARE |  |  |  | 250.000 A |  |  | 3 | Fail | Please check "Mounting"
380265854 | TNB | DISTRIBUTION | KUALA SELANGOR | Existing | RYB | LV FUSE SWITCH |  | CLOSED | IEC MIDDLE CURVE | FUSES | SPARE |  |  |  | 250.000 A |  |  | 3 | Fail | Please check "Mounting"
380265862 | TNB | DISTRIBUTION | KUALA SELANGOR | Existing | RYB | LV FUSE SWITCH |  | CLOSED | IEC MIDDLE CURVE | FUSES | SPARE |  |  |  | 250.000 A |  |  | 3 | Fail | Please check "Mounting"
380265880 | TNB | DISTRIBUTION | KUALA SELANGOR | Existing | RYB | LV FUSE SWITCH |  | CLOSED | IEC MIDDLE CURVE | FUSES | SPARE |  |  |  | 250.000 A |  |  | 3 | Fail | Please check "Mounting"
380265924 | TNB | DISTRIBUTION | KUALA SELANGOR | Existing | RYB | LV FUSE SWITCH |  | CLOSED | IEC MIDDLE CURVE | FUSES | SPARE |  |  |  | 250.000 A |  |  | 3 | Fail | Please check "Mounting"
380265938 | TNB | DISTRIBUTION | KUALA SELANGOR | Existing | RYB | LV FUSE SWITCH |  | CLOSED | IEC MIDDLE CURVE | FUSES | SPARE |  |  |  | 250.000 A |  |  | 3 | Fail | Please check "Mounting"
380265945 | TNB | DISTRIBUTION | KUALA SELANGOR | Existing | RYB | LV FUSE SWITCH |  | CLOSED | IEC MIDDLE CURVE | FUSES | SPARE |  |  |  | 250.000 A |  |  | 3 | Fail | Please check "Mounting"
380265950 | TNB | DISTRIBUTION | KUALA SELANGOR | Existing | RYB | LV FUSE SWITCH |  | CLOSED | IEC MIDDLE CURVE | FUSES | SPARE |  |  |  | 250.000 A |  |  | 3 | Fail | Please check "Mounting"
380265956 | TNB | DISTRIBUTION | KUALA SELANGOR | Existing | RYB | LV FUSE SWITCH |  | CLOSED | IEC MIDDLE CURVE | FUSES | SPARE |  |  |  | 250.000 A |  |  | 3 | Fail | Please check "Mounting"
380265968 | TNB | DISTRIBUTION | KUALA SELANGOR | Existing | RYB | LV FUSE SWITCH |  | CLOSED | IEC MIDDLE CURVE | FUSES | SPARE |  |  |  | 250.000 A |  |  | 3 | Fail | Please check "Mounting"
380265976 | TNB | DISTRIBUTION | KUALA SELANGOR | Existing | RYB | LV FUSE SWITCH |  | CLOSED | IEC MIDDLE CURVE | FUSES | SPARE |  |  |  | 250.000 A |  |  | 3 | Fail | Please check "Mounting"
380265994 | TNB | DISTRIBUTION | KUALA SELANGOR | Existing | RYB | LV FUSE SWITCH |  | CLOSED | IEC MIDDLE CURVE | FUSES | SPARE |  |  |  | 250.000 A |  |  | 3 | Fail | Please check "Mounting"
380266159 | TNB | DISTRIBUTION | KUALA SELANGOR | Existing | RYB | LV FUSE SWITCH |  | CLOSED | IEC MIDDLE CURVE | FUSES | SPARE |  |  |  | 250.000 A |  |  | 3 | Fail | Please check "Mounting"
380266173 | TNB | DISTRIBUTION | KUALA SELANGOR | Existing | RYB | LV FUSE SWITCH |  | CLOSED | IEC MIDDLE CURVE | FUSES | SPARE |  |  |  | 250.000 A |  |  | 3 | Fail | Please check "Mounting"
380266180 | TNB | DISTRIBUTION | KUALA SELANGOR | Existing | RYB | LV FUSE SWITCH |  | CLOSED | IEC MIDDLE CURVE | FUSES | SPARE |  |  |  | 250.000 A |  |  | 3 | Fail | Please check "Mounting"
380266185 | TNB | DISTRIBUTION | KUALA SELANGOR | Existing | RYB | LV FUSE SWITCH |  | CLOSED | IEC MIDDLE CURVE | FUSES | SPARE |  |  |  | 250.000 A |  |  | 3 | Fail | Please check "Mounting"
380266191 | TNB | DISTRIBUTION | KUALA SELANGOR | Existing | RYB | LV FUSE SWITCH |  | CLOSED | IEC MIDDLE CURVE | FUSES | SPARE |  |  |  | 250.000 A |  |  | 3 | Fail | Please check "Mounting"
380266203 | TNB | DISTRIBUTION | KUALA SELANGOR | Existing | RYB | LV FUSE SWITCH |  | CLOSED | IEC MIDDLE CURVE | FUSES | SPARE |  |  |  | 250.000 A |  |  | 3 | Fail | Please check "Mounting"
380266211 | TNB | DISTRIBUTION | KUALA SELANGOR | Existing | RYB | LV FUSE SWITCH |  | CLOSED | IEC MIDDLE CURVE | FUSES | SPARE |  |  |  | 250.000 A |  |  | 3 | Fail | Please check "Mounting"
380266229 | TNB | DISTRIBUTION | KUALA SELANGOR | Existing | RYB | LV FUSE SWITCH |  | CLOSED | IEC MIDDLE CURVE | FUSES | SPARE |  |  |  | 250.000 A |  |  | 3 | Fail | Please check "Mounting"
380266275 | TNB | DISTRIBUTION | KUALA SELANGOR | Existing | RYB | LV FUSE SWITCH |  | CLOSED | IEC MIDDLE CURVE | FUSES | SPARE |  |  |  | 250.000 A |  |  | 3 | Fail | Please check "Mounting"
380266289 | TNB | DISTRIBUTION | KUALA SELANGOR | Existing | RYB | LV FUSE SWITCH |  | CLOSED | IEC MIDDLE CURVE | FUSES | SPARE |  |  |  | 250.000 A |  |  | 3 | Fail | Please check "Mounting"
380266296 | TNB | DISTRIBUTION | KUALA SELANGOR | Existing | RYB | LV FUSE SWITCH |  | CLOSED | IEC MIDDLE CURVE | FUSES | SPARE |  |  |  | 250.000 A |  |  | 3 | Fail | Please check "Mounting"
380266301 | TNB | DISTRIBUTION | KUALA SELANGOR | Existing | RYB | LV FUSE SWITCH |  | CLOSED | IEC MIDDLE CURVE | FUSES | SPARE |  |  |  | 250.000 A |  |  | 3 | Fail | Please check "Mounting"
380266307 | TNB | DISTRIBUTION | KUALA SELANGOR | Existing | RYB | LV FUSE SWITCH |  | CLOSED | IEC MIDDLE CURVE | FUSES | SPARE |  |  |  | 250.000 A |  |  | 3 | Fail | Please check "Mounting"
380266319 | TNB | DISTRIBUTION | KUALA SELANGOR | Existing | RYB | LV FUSE SWITCH |  | CLOSED | IEC MIDDLE CURVE | FUSES | SPARE |  |  |  | 250.000 A |  |  | 3 | Fail | Please check "Mounting"
380266327 | TNB | DISTRIBUTION | KUALA SELANGOR | Existing | RYB | LV FUSE SWITCH |  | CLOSED | IEC MIDDLE CURVE | FUSES | SPARE |  |  |  | 250.000 A |  |  | 3 | Fail | Please check "Mounting"
380266345 | TNB | DISTRIBUTION | KUALA SELANGOR | Existing | RYB | LV FUSE SWITCH |  | CLOSED | IEC MIDDLE CURVE | FUSES | SPARE |  |  |  | 250.000 A |  |  | 3 | Fail | Please check "Mounting"
380266391 | TNB | DISTRIBUTION | KUALA SELANGOR | Existing | RYB | LV FUSE SWITCH |  | CLOSED | IEC MIDDLE CURVE | FUSES | SPARE |  |  |  | 250.000 A |  |  | 3 | Fail | Please check "Mounting"
380266405 | TNB | DISTRIBUTION | KUALA SELANGOR | Existing | RYB | LV FUSE SWITCH |  | CLOSED | IEC MIDDLE CURVE | FUSES | SPARE |  |  |  | 250.000 A |  |  | 3 | Fail | Please check "Mounting"
380266412 | TNB | DISTRIBUTION | KUALA SELANGOR | Existing | RYB | LV FUSE SWITCH |  | CLOSED | IEC MIDDLE CURVE | FUSES | SPARE |  |  |  | 250.000 A |  |  | 3 | Fail | Please check "Mounting"
380266417 | TNB | DISTRIBUTION | KUALA SELANGOR | Existing | RYB | LV FUSE SWITCH |  | CLOSED | IEC MIDDLE CURVE | FUSES | SPARE |  |  |  | 250.000 A |  |  | 3 | Fail | Please check "Mounting"
380266423 | TNB | DISTRIBUTION | KUALA SELANGOR | Existing | RYB | LV FUSE SWITCH |  | CLOSED | IEC MIDDLE CURVE | FUSES | SPARE |  |  |  | 250.000 A |  |  | 3 | Fail | Please check "Mounting"
380266435 | TNB | DISTRIBUTION | KUALA SELANGOR | Existing | RYB | LV FUSE SWITCH |  | CLOSED | IEC MIDDLE CURVE | FUSES | SPARE |  |  |  | 250.000 A |  |  | 3 | Fail | Please check "Mounting"
380266443 | TNB | DISTRIBUTION | KUALA SELANGOR | Existing | RYB | LV FUSE SWITCH |  | CLOSED | IEC MIDDLE CURVE | FUSES | SPARE |  |  |  | 250.000 A |  |  | 3 | Fail | Please check "Mounting"
380266461 | TNB | DISTRIBUTION | KUALA SELANGOR | Existing | RYB | LV FUSE SWITCH |  | CLOSED | IEC MIDDLE CURVE | FUSES | SPARE |  |  |  | 250.000 A |  |  | 3 | Fail | Please check "Mounting"
380266516 | TNB | DISTRIBUTION | KUALA SELANGOR | Existing | RYB | LV FUSE SWITCH |  | CLOSED | IEC MIDDLE CURVE | FUSES | SPARE |  |  |  | 250.000 A |  |  | 3 | Fail | Please check "Mounting"
380266530 | TNB | DISTRIBUTION | KUALA SELANGOR | Existing | RYB | LV FUSE SWITCH |  | CLOSED | IEC MIDDLE CURVE | FUSES | SPARE |  |  |  | 250.000 A |  |  | 3 | Fail | Please check "Mounting"
380266537 | TNB | DISTRIBUTION | KUALA SELANGOR | Existing | RYB | LV FUSE SWITCH |  | CLOSED | IEC MIDDLE CURVE | FUSES | SPARE |  |  |  | 250.000 A |  |  | 3 | Fail | Please check "Mounting"
380266542 | TNB | DISTRIBUTION | KUALA SELANGOR | Existing | RYB | LV FUSE SWITCH |  | CLOSED | IEC MIDDLE CURVE | FUSES | SPARE |  |  |  | 250.000 A |  |  | 3 | Fail | Please check "Mounting"
380266548 | TNB | DISTRIBUTION | KUALA SELANGOR | Existing | RYB | LV FUSE SWITCH |  | CLOSED | IEC MIDDLE CURVE | FUSES | SPARE |  |  |  | 250.000 A |  |  | 3 | Fail | Please check "Mounting"
380266560 | TNB | DISTRIBUTION | KUALA SELANGOR | Existing | RYB | LV FUSE SWITCH |  | CLOSED | IEC MIDDLE CURVE | FUSES | SPARE |  |  |  | 250.000 A |  |  | 3 | Fail | Please check "Mounting"
380266568 | TNB | DISTRIBUTION | KUALA SELANGOR | Existing | RYB | LV FUSE SWITCH |  | CLOSED | IEC MIDDLE CURVE | FUSES | SPARE |  |  |  | 250.000 A |  |  | 3 | Fail | Please check "Mounting"
380266586 | TNB | DISTRIBUTION | KUALA SELANGOR | Existing | RYB | LV FUSE SWITCH |  | CLOSED | IEC MIDDLE CURVE | FUSES | SPARE |  |  |  | 250.000 A |  |  | 3 | Fail | Please check "Mounting"
380266649 | TNB | DISTRIBUTION | KUALA SELANGOR | Existing | RYB | LV FUSE SWITCH |  | CLOSED | IEC MIDDLE CURVE | FUSES | SPARE |  |  |  | 250.000 A |  |  | 3 | Fail | Please check "Mounting"
380266663 | TNB | DISTRIBUTION | KUALA SELANGOR | Existing | RYB | LV FUSE SWITCH |  | CLOSED | IEC MIDDLE CURVE | FUSES | SPARE |  |  |  | 250.000 A |  |  | 3 | Fail | Please check "Mounting"
380266670 | TNB | DISTRIBUTION | KUALA SELANGOR | Existing | RYB | LV FUSE SWITCH |  | CLOSED | IEC MIDDLE CURVE | FUSES | SPARE |  |  |  | 250.000 A |  |  | 3 | Fail | Please check "Mounting"
380266675 | TNB | DISTRIBUTION | KUALA SELANGOR | Existing | RYB | LV FUSE SWITCH |  | CLOSED | IEC MIDDLE CURVE | FUSES | SPARE |  |  |  | 250.000 A |  |  | 3 | Fail | Please check "Mounting"
380266681 | TNB | DISTRIBUTION | KUALA SELANGOR | Existing | RYB | LV FUSE SWITCH |  | CLOSED | IEC MIDDLE CURVE | FUSES | SPARE |  |  |  | 250.000 A |  |  | 3 | Fail | Please check "Mounting"
380266693 | TNB | DISTRIBUTION | KUALA SELANGOR | Existing | RYB | LV FUSE SWITCH |  | CLOSED | IEC MIDDLE CURVE | FUSES | SPARE |  |  |  | 250.000 A |  |  | 3 | Fail | Please check "Mounting"
380266701 | TNB | DISTRIBUTION | KUALA SELANGOR | Existing | RYB | LV FUSE SWITCH |  | CLOSED | IEC MIDDLE CURVE | FUSES | SPARE |  |  |  | 250.000 A |  |  | 3 | Fail | Please check "Mounting"
380266719 | TNB | DISTRIBUTION | KUALA SELANGOR | Existing | RYB | LV FUSE SWITCH |  | CLOSED | IEC MIDDLE CURVE | FUSES | SPARE |  |  |  | 250.000 A |  |  | 3 | Fail | Please check "Mounting"
380266817 | TNB | DISTRIBUTION | KUALA SELANGOR | Existing | RYB | LV FUSE SWITCH |  | CLOSED | IEC MIDDLE CURVE | FUSES | SPARE |  |  |  | 250.000 A |  |  | 3 | Fail | Please check "Mounting"
380266831 | TNB | DISTRIBUTION | KUALA SELANGOR | Existing | RYB | LV FUSE SWITCH |  | CLOSED | IEC MIDDLE CURVE | FUSES | SPARE |  |  |  | 250.000 A |  |  | 3 | Fail | Please check "Mounting"
380266838 | TNB | DISTRIBUTION | KUALA SELANGOR | Existing | RYB | LV FUSE SWITCH |  | CLOSED | IEC MIDDLE CURVE | FUSES | SPARE |  |  |  | 250.000 A |  |  | 3 | Fail | Please check "Mounting"
380266843 | TNB | DISTRIBUTION | KUALA SELANGOR | Existing | RYB | LV FUSE SWITCH |  | CLOSED | IEC MIDDLE CURVE | FUSES | SPARE |  |  |  | 250.000 A |  |  | 3 | Fail | Please check "Mounting"
380266849 | TNB | DISTRIBUTION | KUALA SELANGOR | Existing | RYB | LV FUSE SWITCH |  | CLOSED | IEC MIDDLE CURVE | FUSES | SPARE |  |  |  | 250.000 A |  |  | 3 | Fail | Please check "Mounting"
380266861 | TNB | DISTRIBUTION | KUALA SELANGOR | Existing | RYB | LV FUSE SWITCH |  | CLOSED | IEC MIDDLE CURVE | FUSES | SPARE |  |  |  | 250.000 A |  |  | 3 | Fail | Please check "Mounting"
380266869 | TNB | DISTRIBUTION | KUALA SELANGOR | Existing | RYB | LV FUSE SWITCH |  | CLOSED | IEC MIDDLE CURVE | FUSES | SPARE |  |  |  | 250.000 A |  |  | 3 | Fail | Please check "Mounting"
380266887 | TNB | DISTRIBUTION | KUALA SELANGOR | Existing | RYB | LV FUSE SWITCH |  | CLOSED | IEC MIDDLE CURVE | FUSES | SPARE |  |  |  | 250.000 A |  |  | 3 | Fail | Please check "Mounting"
380266973 | TNB | DISTRIBUTION | KUALA SELANGOR | Existing | RYB | LV FUSE SWITCH |  | CLOSED | IEC MIDDLE CURVE | FUSES | SPARE |  |  |  | 250.000 A |  |  | 3 | Fail | Please check "Mounting"
380266987 | TNB | DISTRIBUTION | KUALA SELANGOR | Existing | RYB | LV FUSE SWITCH |  | CLOSED | IEC MIDDLE CURVE | FUSES | SPARE |  |  |  | 250.000 A |  |  | 3 | Fail | Please check "Mounting"
380266994 | TNB | DISTRIBUTION | KUALA SELANGOR | Existing | RYB | LV FUSE SWITCH |  | CLOSED | IEC MIDDLE CURVE | FUSES | SPARE |  |  |  | 250.000 A |  |  | 3 | Fail | Please check "Mounting"
380266999 | TNB | DISTRIBUTION | KUALA SELANGOR | Existing | RYB | LV FUSE SWITCH |  | CLOSED | IEC MIDDLE CURVE | FUSES | SPARE |  |  |  | 250.000 A |  |  | 3 | Fail | Please check "Mounting"
380267005 | TNB | DISTRIBUTION | KUALA SELANGOR | Existing | RYB | LV FUSE SWITCH |  | CLOSED | IEC MIDDLE CURVE | FUSES | SPARE |  |  |  | 250.000 A |  |  | 3 | Fail | Please check "Mounting"
380267017 | TNB | DISTRIBUTION | KUALA SELANGOR | Existing | RYB | LV FUSE SWITCH |  | CLOSED | IEC MIDDLE CURVE | FUSES | SPARE |  |  |  | 250.000 A |  |  | 3 | Fail | Please check "Mounting"
380267025 | TNB | DISTRIBUTION | KUALA SELANGOR | Existing | RYB | LV FUSE SWITCH |  | CLOSED | IEC MIDDLE CURVE | FUSES | SPARE |  |  |  | 250.000 A |  |  | 3 | Fail | Please check "Mounting"
380267043 | TNB | DISTRIBUTION | KUALA SELANGOR | Existing | RYB | LV FUSE SWITCH |  | CLOSED | IEC MIDDLE CURVE | FUSES | SPARE |  |  |  | 250.000 A |  |  | 3 | Fail | Please check "Mounting"
380267179 | TNB | DISTRIBUTION | KUALA SELANGOR | Existing | RYB | LV FUSE SWITCH |  | CLOSED | IEC MIDDLE CURVE | FUSES | SPARE |  |  |  | 250.000 A |  |  | 3 | Fail | Please check "Mounting"
380267193 | TNB | DISTRIBUTION | KUALA SELANGOR | Existing | RYB | LV FUSE SWITCH |  | CLOSED | IEC MIDDLE CURVE | FUSES | SPARE |  |  |  | 250.000 A |  |  | 3 | Fail | Please check "Mounting"
380267200 | TNB | DISTRIBUTION | KUALA SELANGOR | Existing | RYB | LV FUSE SWITCH |  | CLOSED | IEC MIDDLE CURVE | FUSES | SPARE |  |  |  | 250.000 A |  |  | 3 | Fail | Please check "Mounting"
380267205 | TNB | DISTRIBUTION | KUALA SELANGOR | Existing | RYB | LV FUSE SWITCH |  | CLOSED | IEC MIDDLE CURVE | FUSES | SPARE |  |  |  | 250.000 A |  |  | 3 | Fail | Please check "Mounting"
380267211 | TNB | DISTRIBUTION | KUALA SELANGOR | Existing | RYB | LV FUSE SWITCH |  | CLOSED | IEC MIDDLE CURVE | FUSES | SPARE |  |  |  | 250.000 A |  |  | 3 | Fail | Please check "Mounting"
380267223 | TNB | DISTRIBUTION | KUALA SELANGOR | Existing | RYB | LV FUSE SWITCH |  | CLOSED | IEC MIDDLE CURVE | FUSES | SPARE |  |  |  | 250.000 A |  |  | 3 | Fail | Please check "Mounting"
380267231 | TNB | DISTRIBUTION | KUALA SELANGOR | Existing | RYB | LV FUSE SWITCH |  | CLOSED | IEC MIDDLE CURVE | FUSES | SPARE |  |  |  | 250.000 A |  |  | 3 | Fail | Please check "Mounting"
380267249 | TNB | DISTRIBUTION | KUALA SELANGOR | Existing | RYB | LV FUSE SWITCH |  | CLOSED | IEC MIDDLE CURVE | FUSES | SPARE |  |  |  | 250.000 A |  |  | 3 | Fail | Please check "Mounting"
380267293 | TNB | DISTRIBUTION | KUALA SELANGOR | Existing | RYB | LV FUSE SWITCH |  | CLOSED | IEC MIDDLE CURVE | FUSES | SPARE |  |  |  | 250.000 A |  |  | 3 | Fail | Please check "Mounting"
380267307 | TNB | DISTRIBUTION | KUALA SELANGOR | Existing | RYB | LV FUSE SWITCH |  | CLOSED | IEC MIDDLE CURVE | FUSES | SPARE |  |  |  | 250.000 A |  |  | 3 | Fail | Please check "Mounting"
380267314 | TNB | DISTRIBUTION | KUALA SELANGOR | Existing | RYB | LV FUSE SWITCH |  | CLOSED | IEC MIDDLE CURVE | FUSES | SPARE |  |  |  | 250.000 A |  |  | 3 | Fail | Please check "Mounting"
380267319 | TNB | DISTRIBUTION | KUALA SELANGOR | Existing | RYB | LV FUSE SWITCH |  | CLOSED | IEC MIDDLE CURVE | FUSES | SPARE |  |  |  | 250.000 A |  |  | 3 | Fail | Please check "Mounting"
380267325 | TNB | DISTRIBUTION | KUALA SELANGOR | Existing | RYB | LV FUSE SWITCH |  | CLOSED | IEC MIDDLE CURVE | FUSES | SPARE |  |  |  | 250.000 A |  |  | 3 | Fail | Please check "Mounting"
380267337 | TNB | DISTRIBUTION | KUALA SELANGOR | Existing | RYB | LV FUSE SWITCH |  | CLOSED | IEC MIDDLE CURVE | FUSES | SPARE |  |  |  | 250.000 A |  |  | 3 | Fail | Please check "Mounting"
380267345 | TNB | DISTRIBUTION | KUALA SELANGOR | Existing | RYB | LV FUSE SWITCH |  | CLOSED | IEC MIDDLE CURVE | FUSES | SPARE |  |  |  | 250.000 A |  |  | 3 | Fail | Please check "Mounting"
380267363 | TNB | DISTRIBUTION | KUALA SELANGOR | Existing | RYB | LV FUSE SWITCH |  | CLOSED | IEC MIDDLE CURVE | FUSES | SPARE |  |  |  | 250.000 A |  |  | 3 | Fail | Please check "Mounting"
380267407 | TNB | DISTRIBUTION | KUALA SELANGOR | Existing | RYB | LV FUSE SWITCH |  | CLOSED | IEC MIDDLE CURVE | FUSES | SPARE |  |  |  | 250.000 A |  |  | 3 | Fail | Please check "Mounting"
380267421 | TNB | DISTRIBUTION | KUALA SELANGOR | Existing | RYB | LV FUSE SWITCH |  | CLOSED | IEC MIDDLE CURVE | FUSES | SPARE |  |  |  | 250.000 A |  |  | 3 | Fail | Please check "Mounting"
380267428 | TNB | DISTRIBUTION | KUALA SELANGOR | Existing | RYB | LV FUSE SWITCH |  | CLOSED | IEC MIDDLE CURVE | FUSES | SPARE |  |  |  | 250.000 A |  |  | 3 | Fail | Please check "Mounting"
380267433 | TNB | DISTRIBUTION | KUALA SELANGOR | Existing | RYB | LV FUSE SWITCH |  | CLOSED | IEC MIDDLE CURVE | FUSES | SPARE |  |  |  | 250.000 A |  |  | 3 | Fail | Please check "Mounting"
380267439 | TNB | DISTRIBUTION | KUALA SELANGOR | Existing | RYB | LV FUSE SWITCH |  | CLOSED | IEC MIDDLE CURVE | FUSES | SPARE |  |  |  | 250.000 A |  |  | 3 | Fail | Please check "Mounting"
380267451 | TNB | DISTRIBUTION | KUALA SELANGOR | Existing | RYB | LV FUSE SWITCH |  | CLOSED | IEC MIDDLE CURVE | FUSES | SPARE |  |  |  | 250.000 A |  |  | 3 | Fail | Please check "Mounting"
380267459 | TNB | DISTRIBUTION | KUALA SELANGOR | Existing | RYB | LV FUSE SWITCH |  | CLOSED | IEC MIDDLE CURVE | FUSES | SPARE |  |  |  | 250.000 A |  |  | 3 | Fail | Please check "Mounting"
380267477 | TNB | DISTRIBUTION | KUALA SELANGOR | Existing | RYB | LV FUSE SWITCH |  | CLOSED | IEC MIDDLE CURVE | FUSES | SPARE |  |  |  | 250.000 A |  |  | 3 | Fail | Please check "Mounting"
380267556 | TNB | DISTRIBUTION | KUALA SELANGOR | Existing | RYB | LV FUSE SWITCH |  | CLOSED | IEC MIDDLE CURVE | FUSES | SPARE |  |  |  | 250.000 A |  |  | 3 | Fail | Please check "Mounting"
380267570 | TNB | DISTRIBUTION | KUALA SELANGOR | Existing | RYB | LV FUSE SWITCH |  | CLOSED | IEC MIDDLE CURVE | FUSES | SPARE |  |  |  | 250.000 A |  |  | 3 | Fail | Please check "Mounting"
380267577 | TNB | DISTRIBUTION | KUALA SELANGOR | Existing | RYB | LV FUSE SWITCH |  | CLOSED | IEC MIDDLE CURVE | FUSES | SPARE |  |  |  | 250.000 A |  |  | 3 | Fail | Please check "Mounting"
380267582 | TNB | DISTRIBUTION | KUALA SELANGOR | Existing | RYB | LV FUSE SWITCH |  | CLOSED | IEC MIDDLE CURVE | FUSES | SPARE |  |  |  | 250.000 A |  |  | 3 | Fail | Please check "Mounting"
380267588 | TNB | DISTRIBUTION | KUALA SELANGOR | Existing | RYB | LV FUSE SWITCH |  | CLOSED | IEC MIDDLE CURVE | FUSES | SPARE |  |  |  | 250.000 A |  |  | 3 | Fail | Please check "Mounting"
380267600 | TNB | DISTRIBUTION | KUALA SELANGOR | Existing | RYB | LV FUSE SWITCH |  | CLOSED | IEC MIDDLE CURVE | FUSES | SPARE |  |  |  | 250.000 A |  |  | 3 | Fail | Please check "Mounting"
380267608 | TNB | DISTRIBUTION | KUALA SELANGOR | Existing | RYB | LV FUSE SWITCH |  | CLOSED | IEC MIDDLE CURVE | FUSES | SPARE |  |  |  | 250.000 A |  |  | 3 | Fail | Please check "Mounting"
380267626 | TNB | DISTRIBUTION | KUALA SELANGOR | Existing | RYB | LV FUSE SWITCH |  | CLOSED | IEC MIDDLE CURVE | FUSES | SPARE |  |  |  | 250.000 A |  |  | 3 | Fail | Please check "Mounting"
380267698 | TNB | DISTRIBUTION | KUALA SELANGOR | Existing | RYB | LV FUSE SWITCH |  | CLOSED | IEC MIDDLE CURVE | FUSES | SPARE |  |  |  | 250.000 A |  |  | 3 | Fail | Please check "Mounting"
380267712 | TNB | DISTRIBUTION | KUALA SELANGOR | Existing | RYB | LV FUSE SWITCH |  | CLOSED | IEC MIDDLE CURVE | FUSES | SPARE |  |  |  | 250.000 A |  |  | 3 | Fail | Please check "Mounting"
380267719 | TNB | DISTRIBUTION | KUALA SELANGOR | Existing | RYB | LV FUSE SWITCH |  | CLOSED | IEC MIDDLE CURVE | FUSES | SPARE |  |  |  | 250.000 A |  |  | 3 | Fail | Please check "Mounting"
380267724 | TNB | DISTRIBUTION | KUALA SELANGOR | Existing | RYB | LV FUSE SWITCH |  | CLOSED | IEC MIDDLE CURVE | FUSES | SPARE |  |  |  | 250.000 A |  |  | 3 | Fail | Please check "Mounting"
380267730 | TNB | DISTRIBUTION | KUALA SELANGOR | Existing | RYB | LV FUSE SWITCH |  | CLOSED | IEC MIDDLE CURVE | FUSES | SPARE |  |  |  | 250.000 A |  |  | 3 | Fail | Please check "Mounting"
380267742 | TNB | DISTRIBUTION | KUALA SELANGOR | Existing | RYB | LV FUSE SWITCH |  | CLOSED | IEC MIDDLE CURVE | FUSES | SPARE |  |  |  | 250.000 A |  |  | 3 | Fail | Please check "Mounting"
380267750 | TNB | DISTRIBUTION | KUALA SELANGOR | Existing | RYB | LV FUSE SWITCH |  | CLOSED | IEC MIDDLE CURVE | FUSES | SPARE |  |  |  | 250.000 A |  |  | 3 | Fail | Please check "Mounting"
380267768 | TNB | DISTRIBUTION | KUALA SELANGOR | Existing | RYB | LV FUSE SWITCH |  | CLOSED | IEC MIDDLE CURVE | FUSES | SPARE |  |  |  | 250.000 A |  |  | 3 | Fail | Please check "Mounting"
380267837 | TNB | DISTRIBUTION | KUALA SELANGOR | Existing | RYB | LV FUSE SWITCH |  | CLOSED | IEC MIDDLE CURVE | FUSES | SPARE |  |  |  | 250.000 A |  |  | 3 | Fail | Please check "Mounting"
380267851 | TNB | DISTRIBUTION | KUALA SELANGOR | Existing | RYB | LV FUSE SWITCH |  | CLOSED | IEC MIDDLE CURVE | FUSES | SPARE |  |  |  | 250.000 A |  |  | 3 | Fail | Please check "Mounting"
380267858 | TNB | DISTRIBUTION | KUALA SELANGOR | Existing | RYB | LV FUSE SWITCH |  | CLOSED | IEC MIDDLE CURVE | FUSES | SPARE |  |  |  | 250.000 A |  |  | 3 | Fail | Please check "Mounting"
380267863 | TNB | DISTRIBUTION | KUALA SELANGOR | Existing | RYB | LV FUSE SWITCH |  | CLOSED | IEC MIDDLE CURVE | FUSES | SPARE |  |  |  | 250.000 A |  |  | 3 | Fail | Please check "Mounting"
380267869 | TNB | DISTRIBUTION | KUALA SELANGOR | Existing | RYB | LV FUSE SWITCH |  | CLOSED | IEC MIDDLE CURVE | FUSES | SPARE |  |  |  | 250.000 A |  |  | 3 | Fail | Please check "Mounting"
380267881 | TNB | DISTRIBUTION | KUALA SELANGOR | Existing | RYB | LV FUSE SWITCH |  | CLOSED | IEC MIDDLE CURVE | FUSES | SPARE |  |  |  | 250.000 A |  |  | 3 | Fail | Please check "Mounting"
380267889 | TNB | DISTRIBUTION | KUALA SELANGOR | Existing | RYB | LV FUSE SWITCH |  | CLOSED | IEC MIDDLE CURVE | FUSES | SPARE |  |  |  | 250.000 A |  |  | 3 | Fail | Please check "Mounting"
380267907 | TNB | DISTRIBUTION | KUALA SELANGOR | Existing | RYB | LV FUSE SWITCH |  | CLOSED | IEC MIDDLE CURVE | FUSES | SPARE |  |  |  | 250.000 A |  |  | 3 | Fail | Please check "Mounting"
380267982 | TNB | DISTRIBUTION | KUALA SELANGOR | Existing | RYB | LV FUSE SWITCH |  | CLOSED | IEC MIDDLE CURVE | FUSES | SPARE |  |  |  | 250.000 A |  |  | 3 | Fail | Please check "Mounting"
380267986 | TNB | DISTRIBUTION | KUALA SELANGOR | Existing | RYB | LV FUSE SWITCH |  | CLOSED | IEC MIDDLE CURVE | FUSES | SPARE |  |  |  | 250.000 A |  |  | 3 | Fail | Please check "Mounting"
380268001 | TNB | DISTRIBUTION | KUALA SELANGOR | Existing | RYB | LV FUSE SWITCH |  | CLOSED | IEC MIDDLE CURVE | FUSES | SPARE |  |  |  | 250.000 A |  |  | 3 | Fail | Please check "Mounting"
380268013 | TNB | DISTRIBUTION | KUALA SELANGOR | Existing | RYB | LV FUSE SWITCH |  | CLOSED | IEC MIDDLE CURVE | FUSES | SPARE |  |  |  | 250.000 A |  |  | 3 | Fail | Please check "Mounting"
380268020 | TNB | DISTRIBUTION | KUALA SELANGOR | Existing | RYB | LV FUSE SWITCH |  | CLOSED | IEC MIDDLE CURVE | FUSES | SPARE |  |  |  | 250.000 A |  |  | 3 | Fail | Please check "Mounting"
380268029 | TNB | DISTRIBUTION | KUALA SELANGOR | Existing | RYB | LV FUSE SWITCH |  | CLOSED | IEC MIDDLE CURVE | FUSES | SPARE |  |  |  | 250.000 A |  |  | 3 | Fail | Please check "Mounting"
380268039 | TNB | DISTRIBUTION | KUALA SELANGOR | Existing | RYB | LV FUSE SWITCH |  | CLOSED | IEC MIDDLE CURVE | FUSES | SPARE |  |  |  | 250.000 A |  |  | 3 | Fail | Please check "Mounting"
380268046 | TNB | DISTRIBUTION | KUALA SELANGOR | Existing | RYB | LV FUSE SWITCH |  | CLOSED | IEC MIDDLE CURVE | FUSES | SPARE |  |  |  | 250.000 A |  |  | 3 | Fail | Please check "Mounting"
380521653 | TNB | DISTRIBUTION | KUALA SELANGOR | Existing | RYB | LV FUSE SWITCH |  | CLOSED | IEC MIDDLE CURVE | FUSES | SPARE |  |  |  | 250.000 A |  |  | 3 | Fail | Please check "Mounting"
380521667 | TNB | DISTRIBUTION | KUALA SELANGOR | Existing | RYB | LV FUSE SWITCH |  | CLOSED | IEC MIDDLE CURVE | FUSES | SPARE |  |  |  | 250.000 A |  |  | 3 | Fail | Please check "Mounting"
380521674 | TNB | DISTRIBUTION | KUALA SELANGOR | Existing | RYB | LV FUSE SWITCH |  | CLOSED | IEC MIDDLE CURVE | FUSES | SPARE |  |  |  | 250.000 A |  |  | 3 | Fail | Please check "Mounting"
380521679 | TNB | DISTRIBUTION | KUALA SELANGOR | Existing | RYB | LV FUSE SWITCH |  | CLOSED | IEC MIDDLE CURVE | FUSES | SPARE |  |  |  | 250.000 A |  |  | 3 | Fail | Please check "Mounting"
380521685 | TNB | DISTRIBUTION | KUALA SELANGOR | Existing | RYB | LV FUSE SWITCH |  | CLOSED | IEC MIDDLE CURVE | FUSES | SPARE |  |  |  | 250.000 A |  |  | 3 | Fail | Please check "Mounting"
380521697 | TNB | DISTRIBUTION | KUALA SELANGOR | Existing | RYB | LV FUSE SWITCH |  | CLOSED | IEC MIDDLE CURVE | FUSES | SPARE |  |  |  | 250.000 A |  |  | 3 | Fail | Please check "Mounting"
380521705 | TNB | DISTRIBUTION | KUALA SELANGOR | Existing | RYB | LV FUSE SWITCH |  | CLOSED | IEC MIDDLE CURVE | FUSES | SPARE |  |  |  | 250.000 A |  |  | 3 | Fail | Please check "Mounting"
380521723 | TNB | DISTRIBUTION | KUALA SELANGOR | Existing | RYB | LV FUSE SWITCH |  | CLOSED | IEC MIDDLE CURVE | FUSES | SPARE |  |  |  | 250.000 A |  |  | 3 | Fail | Please check "Mounting"
380521951 | TNB | DISTRIBUTION | KUALA SELANGOR | Existing | RYB | LV FUSE SWITCH |  | CLOSED | IEC MIDDLE CURVE | FUSES | SPARE |  |  |  | 250.000 A |  |  | 3 | Fail | Please check "Mounting"
380521965 | TNB | DISTRIBUTION | KUALA SELANGOR | Existing | RYB | LV FUSE SWITCH |  | CLOSED | IEC MIDDLE CURVE | FUSES | SPARE |  |  |  | 250.000 A |  |  | 3 | Fail | Please check "Mounting"
380521972 | TNB | DISTRIBUTION | KUALA SELANGOR | Existing | RYB | LV FUSE SWITCH |  | CLOSED | IEC MIDDLE CURVE | FUSES | SPARE |  |  |  | 250.000 A |  |  | 3 | Fail | Please check "Mounting"
380521977 | TNB | DISTRIBUTION | KUALA SELANGOR | Existing | RYB | LV FUSE SWITCH |  | CLOSED | IEC MIDDLE CURVE | FUSES | SPARE |  |  |  | 250.000 A |  |  | 3 | Fail | Please check "Mounting"
380521983 | TNB | DISTRIBUTION | KUALA SELANGOR | Existing | RYB | LV FUSE SWITCH |  | CLOSED | IEC MIDDLE CURVE | FUSES | SPARE |  |  |  | 250.000 A |  |  | 3 | Fail | Please check "Mounting"
380521995 | TNB | DISTRIBUTION | KUALA SELANGOR | Existing | RYB | LV FUSE SWITCH |  | CLOSED | IEC MIDDLE CURVE | FUSES | SPARE |  |  |  | 250.000 A |  |  | 3 | Fail | Please check "Mounting"
380522003 | TNB | DISTRIBUTION | KUALA SELANGOR | Existing | RYB | LV FUSE SWITCH |  | CLOSED | IEC MIDDLE CURVE | FUSES | SPARE |  |  |  | 250.000 A |  |  | 3 | Fail | Please check "Mounting"
380522021 | TNB | DISTRIBUTION | KUALA SELANGOR | Existing | RYB | LV FUSE SWITCH |  | CLOSED | IEC MIDDLE CURVE | FUSES | SPARE |  |  |  | 250.000 A |  |  | 3 | Fail | Please check "Mounting"
380522192 | TNB | DISTRIBUTION | KUALA SELANGOR | Existing | RYB | LV FUSE SWITCH |  | CLOSED | IEC MIDDLE CURVE | FUSES | SPARE |  |  |  | 250.000 A |  |  | 3 | Fail | Please check "Mounting"
380522206 | TNB | DISTRIBUTION | KUALA SELANGOR | Existing | RYB | LV FUSE SWITCH |  | CLOSED | IEC MIDDLE CURVE | FUSES | SPARE |  |  |  | 250.000 A |  |  | 3 | Fail | Please check "Mounting"
380522213 | TNB | DISTRIBUTION | KUALA SELANGOR | Existing | RYB | LV FUSE SWITCH |  | CLOSED | IEC MIDDLE CURVE | FUSES | SPARE |  |  |  | 250.000 A |  |  | 3 | Fail | Please check "Mounting"
380522218 | TNB | DISTRIBUTION | KUALA SELANGOR | Existing | RYB | LV FUSE SWITCH |  | CLOSED | IEC MIDDLE CURVE | FUSES | SPARE |  |  |  | 250.000 A |  |  | 3 | Fail | Please check "Mounting"
380522224 | TNB | DISTRIBUTION | KUALA SELANGOR | Existing | RYB | LV FUSE SWITCH |  | CLOSED | IEC MIDDLE CURVE | FUSES | SPARE |  |  |  | 250.000 A |  |  | 3 | Fail | Please check "Mounting"
380522236 | TNB | DISTRIBUTION | KUALA SELANGOR | Existing | RYB | LV FUSE SWITCH |  | CLOSED | IEC MIDDLE CURVE | FUSES | SPARE |  |  |  | 250.000 A |  |  | 3 | Fail | Please check "Mounting"
380522244 | TNB | DISTRIBUTION | KUALA SELANGOR | Existing | RYB | LV FUSE SWITCH |  | CLOSED | IEC MIDDLE CURVE | FUSES | SPARE |  |  |  | 250.000 A |  |  | 3 | Fail | Please check "Mounting"
380522262 | TNB | DISTRIBUTION | KUALA SELANGOR | Existing | RYB | LV FUSE SWITCH |  | CLOSED | IEC MIDDLE CURVE | FUSES | SPARE |  |  |  | 250.000 A |  |  | 3 | Fail | Please check "Mounting"
380522269 | TNB | DISTRIBUTION | KUALA SELANGOR | Existing | RYB | LV FUSE SWITCH |  | CLOSED | IEC MIDDLE CURVE | FUSES | SPARE |  |  |  | 250.000 A |  |  | 3 | Fail | Please check "Mounting"
380522283 | TNB | DISTRIBUTION | KUALA SELANGOR | Existing | RYB | LV FUSE SWITCH |  | CLOSED | IEC MIDDLE CURVE | FUSES | SPARE |  |  |  | 250.000 A |  |  | 3 | Fail | Please check "Mounting"
380522290 | TNB | DISTRIBUTION | KUALA SELANGOR | Existing | RYB | LV FUSE SWITCH |  | CLOSED | IEC MIDDLE CURVE | FUSES | SPARE |  |  |  | 250.000 A |  |  | 3 | Fail | Please check "Mounting"
380522295 | TNB | DISTRIBUTION | KUALA SELANGOR | Existing | RYB | LV FUSE SWITCH |  | CLOSED | IEC MIDDLE CURVE | FUSES | SPARE |  |  |  | 250.000 A |  |  | 3 | Fail | Please check "Mounting"
380522301 | TNB | DISTRIBUTION | KUALA SELANGOR | Existing | RYB | LV FUSE SWITCH |  | CLOSED | IEC MIDDLE CURVE | FUSES | SPARE |  |  |  | 250.000 A |  |  | 3 | Fail | Please check "Mounting"
380522313 | TNB | DISTRIBUTION | KUALA SELANGOR | Existing | RYB | LV FUSE SWITCH |  | CLOSED | IEC MIDDLE CURVE | FUSES | SPARE |  |  |  | 250.000 A |  |  | 3 | Fail | Please check "Mounting"
380522321 | TNB | DISTRIBUTION | KUALA SELANGOR | Existing | RYB | LV FUSE SWITCH |  | CLOSED | IEC MIDDLE CURVE | FUSES | SPARE |  |  |  | 250.000 A |  |  | 3 | Fail | Please check "Mounting"
380522339 | TNB | DISTRIBUTION | KUALA SELANGOR | Existing | RYB | LV FUSE SWITCH |  | CLOSED | IEC MIDDLE CURVE | FUSES | SPARE |  |  |  | 250.000 A |  |  | 3 | Fail | Please check "Mounting"
380522411 | TNB | DISTRIBUTION | KUALA SELANGOR | Existing | RYB | LV FUSE SWITCH |  | CLOSED | IEC MIDDLE CURVE | FUSES | SPARE |  |  |  | 250.000 A |  |  | 3 | Fail | Please check "Mounting"
380522425 | TNB | DISTRIBUTION | KUALA SELANGOR | Existing | RYB | LV FUSE SWITCH |  | CLOSED | IEC MIDDLE CURVE | FUSES | SPARE |  |  |  | 250.000 A |  |  | 3 | Fail | Please check "Mounting"
380522432 | TNB | DISTRIBUTION | KUALA SELANGOR | Existing | RYB | LV FUSE SWITCH |  | CLOSED | IEC MIDDLE CURVE | FUSES | SPARE |  |  |  | 250.000 A |  |  | 3 | Fail | Please check "Mounting"
380522437 | TNB | DISTRIBUTION | KUALA SELANGOR | Existing | RYB | LV FUSE SWITCH |  | CLOSED | IEC MIDDLE CURVE | FUSES | SPARE |  |  |  | 250.000 A |  |  | 3 | Fail | Please check "Mounting"
380522443 | TNB | DISTRIBUTION | KUALA SELANGOR | Existing | RYB | LV FUSE SWITCH |  | CLOSED | IEC MIDDLE CURVE | FUSES | SPARE |  |  |  | 250.000 A |  |  | 3 | Fail | Please check "Mounting"
380522455 | TNB | DISTRIBUTION | KUALA SELANGOR | Existing | RYB | LV FUSE SWITCH |  | CLOSED | IEC MIDDLE CURVE | FUSES | SPARE |  |  |  | 250.000 A |  |  | 3 | Fail | Please check "Mounting"
380522463 | TNB | DISTRIBUTION | KUALA SELANGOR | Existing | RYB | LV FUSE SWITCH |  | CLOSED | IEC MIDDLE CURVE | FUSES | SPARE |  |  |  | 250.000 A |  |  | 3 | Fail | Please check "Mounting"
380522481 | TNB | DISTRIBUTION | KUALA SELANGOR | Existing | RYB | LV FUSE SWITCH |  | CLOSED | IEC MIDDLE CURVE | FUSES | SPARE |  |  |  | 250.000 A |  |  | 3 | Fail | Please check "Mounting"
380522526 | TNB | DISTRIBUTION | KUALA SELANGOR | Existing | RYB | LV FUSE SWITCH |  | CLOSED | IEC MIDDLE CURVE | FUSES | SPARE |  |  |  | 250.000 A |  |  | 3 | Fail | Please check "Mounting"
380522540 | TNB | DISTRIBUTION | KUALA SELANGOR | Existing | RYB | LV FUSE SWITCH |  | CLOSED | IEC MIDDLE CURVE | FUSES | SPARE |  |  |  | 250.000 A |  |  | 3 | Fail | Please check "Mounting"
380522547 | TNB | DISTRIBUTION | KUALA SELANGOR | Existing | RYB | LV FUSE SWITCH |  | CLOSED | IEC MIDDLE CURVE | FUSES | SPARE |  |  |  | 250.000 A |  |  | 3 | Fail | Please check "Mounting"
380522552 | TNB | DISTRIBUTION | KUALA SELANGOR | Existing | RYB | LV FUSE SWITCH |  | CLOSED | IEC MIDDLE CURVE | FUSES | SPARE |  |  |  | 250.000 A |  |  | 3 | Fail | Please check "Mounting"
380522558 | TNB | DISTRIBUTION | KUALA SELANGOR | Existing | RYB | LV FUSE SWITCH |  | CLOSED | IEC MIDDLE CURVE | FUSES | SPARE |  |  |  | 250.000 A |  |  | 3 | Fail | Please check "Mounting"
380522570 | TNB | DISTRIBUTION | KUALA SELANGOR | Existing | RYB | LV FUSE SWITCH |  | CLOSED | IEC MIDDLE CURVE | FUSES | SPARE |  |  |  | 250.000 A |  |  | 3 | Fail | Please check "Mounting"
380522578 | TNB | DISTRIBUTION | KUALA SELANGOR | Existing | RYB | LV FUSE SWITCH |  | CLOSED | IEC MIDDLE CURVE | FUSES | SPARE |  |  |  | 250.000 A |  |  | 3 | Fail | Please check "Mounting"
380522596 | TNB | DISTRIBUTION | KUALA SELANGOR | Existing | RYB | LV FUSE SWITCH |  | CLOSED | IEC MIDDLE CURVE | FUSES | SPARE |  |  |  | 250.000 A |  |  | 3 | Fail | Please check "Mounting"
380522920 | TNB | DISTRIBUTION | KUALA SELANGOR | Existing | RYB | LV FUSE SWITCH |  | CLOSED | IEC MIDDLE CURVE | FUSES | SPARE |  |  |  | 250.000 A |  |  | 3 | Fail | Please check "Mounting"
380522934 | TNB | DISTRIBUTION | KUALA SELANGOR | Existing | RYB | LV FUSE SWITCH |  | CLOSED | IEC MIDDLE CURVE | FUSES | SPARE |  |  |  | 250.000 A |  |  | 3 | Fail | Please check "Mounting"
380522941 | TNB | DISTRIBUTION | KUALA SELANGOR | Existing | RYB | LV FUSE SWITCH |  | CLOSED | IEC MIDDLE CURVE | FUSES | SPARE |  |  |  | 250.000 A |  |  | 3 | Fail | Please check "Mounting"
380522946 | TNB | DISTRIBUTION | KUALA SELANGOR | Existing | RYB | LV FUSE SWITCH |  | CLOSED | IEC MIDDLE CURVE | FUSES | SPARE |  |  |  | 250.000 A |  |  | 3 | Fail | Please check "Mounting"
380522952 | TNB | DISTRIBUTION | KUALA SELANGOR | Existing | RYB | LV FUSE SWITCH |  | CLOSED | IEC MIDDLE CURVE | FUSES | SPARE |  |  |  | 250.000 A |  |  | 3 | Fail | Please check "Mounting"
380522964 | TNB | DISTRIBUTION | KUALA SELANGOR | Existing | RYB | LV FUSE SWITCH |  | CLOSED | IEC MIDDLE CURVE | FUSES | SPARE |  |  |  | 250.000 A |  |  | 3 | Fail | Please check "Mounting"
380522972 | TNB | DISTRIBUTION | KUALA SELANGOR | Existing | RYB | LV FUSE SWITCH |  | CLOSED | IEC MIDDLE CURVE | FUSES | SPARE |  |  |  | 250.000 A |  |  | 3 | Fail | Please check "Mounting"
380522990 | TNB | DISTRIBUTION | KUALA SELANGOR | Existing | RYB | LV FUSE SWITCH |  | CLOSED | IEC MIDDLE CURVE | FUSES | SPARE |  |  |  | 250.000 A |  |  | 3 | Fail | Please check "Mounting"
380534658 | TNB | DISTRIBUTION | KUALA SELANGOR | Existing | RYB | LV FUSE SWITCH |  | CLOSED | IEC MIDDLE CURVE | FUSES | SPARE |  |  |  | 250.000 A |  |  | 3 | Fail | Please check "Mounting"
380534672 | TNB | DISTRIBUTION | KUALA SELANGOR | Existing | RYB | LV FUSE SWITCH |  | CLOSED | IEC MIDDLE CURVE | FUSES | SPARE |  |  |  | 250.000 A |  |  | 3 | Fail | Please check "Mounting"
380534679 | TNB | DISTRIBUTION | KUALA SELANGOR | Existing | RYB | LV FUSE SWITCH |  | CLOSED | IEC MIDDLE CURVE | FUSES | SPARE |  |  |  | 250.000 A |  |  | 3 | Fail | Please check "Mounting"
380534684 | TNB | DISTRIBUTION | KUALA SELANGOR | Existing | RYB | LV FUSE SWITCH |  | CLOSED | IEC MIDDLE CURVE | FUSES | SPARE |  |  |  | 250.000 A |  |  | 3 | Fail | Please check "Mounting"
380534690 | TNB | DISTRIBUTION | KUALA SELANGOR | Existing | RYB | LV FUSE SWITCH |  | CLOSED | IEC MIDDLE CURVE | FUSES | SPARE |  |  |  | 250.000 A |  |  | 3 | Fail | Please check "Mounting"
380534702 | TNB | DISTRIBUTION | KUALA SELANGOR | Existing | RYB | LV FUSE SWITCH |  | CLOSED | IEC MIDDLE CURVE | FUSES | SPARE |  |  |  | 250.000 A |  |  | 3 | Fail | Please check "Mounting"
380534710 | TNB | DISTRIBUTION | KUALA SELANGOR | Existing | RYB | LV FUSE SWITCH |  | CLOSED | IEC MIDDLE CURVE | FUSES | SPARE |  |  |  | 250.000 A |  |  | 3 | Fail | Please check "Mounting"
380534728 | TNB | DISTRIBUTION | KUALA SELANGOR | Existing | RYB | LV FUSE SWITCH |  | CLOSED | IEC MIDDLE CURVE | FUSES | SPARE |  |  |  | 250.000 A |  |  | 3 | Fail | Please check "Mounting"
380534735 | TNB | DISTRIBUTION | KUALA SELANGOR | Existing | RYB | LV FUSE SWITCH |  | CLOSED | IEC MIDDLE CURVE | FUSES | SPARE |  |  |  | 250.000 A |  |  | 3 | Fail | Please check "Mounting"
380534749 | TNB | DISTRIBUTION | KUALA SELANGOR | Existing | RYB | LV FUSE SWITCH |  | CLOSED | IEC MIDDLE CURVE | FUSES | SPARE |  |  |  | 250.000 A |  |  | 3 | Fail | Please check "Mounting"
380534756 | TNB | DISTRIBUTION | KUALA SELANGOR | Existing | RYB | LV FUSE SWITCH |  | CLOSED | IEC MIDDLE CURVE | FUSES | SPARE |  |  |  | 250.000 A |  |  | 3 | Fail | Please check "Mounting"
380534761 | TNB | DISTRIBUTION | KUALA SELANGOR | Existing | RYB | LV FUSE SWITCH |  | CLOSED | IEC MIDDLE CURVE | FUSES | SPARE |  |  |  | 250.000 A |  |  | 3 | Fail | Please check "Mounting"
380534767 | TNB | DISTRIBUTION | KUALA SELANGOR | Existing | RYB | LV FUSE SWITCH |  | CLOSED | IEC MIDDLE CURVE | FUSES | SPARE |  |  |  | 250.000 A |  |  | 3 | Fail | Please check "Mounting"
380534779 | TNB | DISTRIBUTION | KUALA SELANGOR | Existing | RYB | LV FUSE SWITCH |  | CLOSED | IEC MIDDLE CURVE | FUSES | SPARE |  |  |  | 250.000 A |  |  | 3 | Fail | Please check "Mounting"
380534787 | TNB | DISTRIBUTION | KUALA SELANGOR | Existing | RYB | LV FUSE SWITCH |  | CLOSED | IEC MIDDLE CURVE | FUSES | SPARE |  |  |  | 250.000 A |  |  | 3 | Fail | Please check "Mounting"
380534805 | TNB | DISTRIBUTION | KUALA SELANGOR | Existing | RYB | LV FUSE SWITCH |  | CLOSED | IEC MIDDLE CURVE | FUSES | SPARE |  |  |  | 250.000 A |  |  | 3 | Fail | Please check "Mounting"
380534913 | TNB | DISTRIBUTION | KUALA SELANGOR | Existing | RYB | LV FUSE SWITCH |  | CLOSED | IEC MIDDLE CURVE | FUSES | SPARE |  |  |  | 250.000 A |  |  | 3 | Fail | Please check "Mounting"
380534927 | TNB | DISTRIBUTION | KUALA SELANGOR | Existing | RYB | LV FUSE SWITCH |  | CLOSED | IEC MIDDLE CURVE | FUSES | SPARE |  |  |  | 250.000 A |  |  | 3 | Fail | Please check "Mounting"
380534934 | TNB | DISTRIBUTION | KUALA SELANGOR | Existing | RYB | LV FUSE SWITCH |  | CLOSED | IEC MIDDLE CURVE | FUSES | SPARE |  |  |  | 250.000 A |  |  | 3 | Fail | Please check "Mounting"
380534939 | TNB | DISTRIBUTION | KUALA SELANGOR | Existing | RYB | LV FUSE SWITCH |  | CLOSED | IEC MIDDLE CURVE | FUSES | SPARE |  |  |  | 250.000 A |  |  | 3 | Fail | Please check "Mounting"
380534945 | TNB | DISTRIBUTION | KUALA SELANGOR | Existing | RYB | LV FUSE SWITCH |  | CLOSED | IEC MIDDLE CURVE | FUSES | SPARE |  |  |  | 250.000 A |  |  | 3 | Fail | Please check "Mounting"
380534957 | TNB | DISTRIBUTION | KUALA SELANGOR | Existing | RYB | LV FUSE SWITCH |  | CLOSED | IEC MIDDLE CURVE | FUSES | SPARE |  |  |  | 250.000 A |  |  | 3 | Fail | Please check "Mounting"
380534965 | TNB | DISTRIBUTION | KUALA SELANGOR | Existing | RYB | LV FUSE SWITCH |  | CLOSED | IEC MIDDLE CURVE | FUSES | SPARE |  |  |  | 250.000 A |  |  | 3 | Fail | Please check "Mounting"
380534983 | TNB | DISTRIBUTION | KUALA SELANGOR | Existing | RYB | LV FUSE SWITCH |  | CLOSED | IEC MIDDLE CURVE | FUSES | SPARE |  |  |  | 250.000 A |  |  | 3 | Fail | Please check "Mounting"
380534990 | TNB | DISTRIBUTION | KUALA SELANGOR | Existing | RYB | LV FUSE SWITCH |  | CLOSED | IEC MIDDLE CURVE | FUSES | SPARE |  |  |  | 250.000 A |  |  | 3 | Fail | Please check "Mounting"
380535004 | TNB | DISTRIBUTION | KUALA SELANGOR | Existing | RYB | LV FUSE SWITCH |  | CLOSED | IEC MIDDLE CURVE | FUSES | SPARE |  |  |  | 250.000 A |  |  | 3 | Fail | Please check "Mounting"
380535011 | TNB | DISTRIBUTION | KUALA SELANGOR | Existing | RYB | LV FUSE SWITCH |  | CLOSED | IEC MIDDLE CURVE | FUSES | SPARE |  |  |  | 250.000 A |  |  | 3 | Fail | Please check "Mounting"
380535016 | TNB | DISTRIBUTION | KUALA SELANGOR | Existing | RYB | LV FUSE SWITCH |  | CLOSED | IEC MIDDLE CURVE | FUSES | SPARE |  |  |  | 250.000 A |  |  | 3 | Fail | Please check "Mounting"
380535022 | TNB | DISTRIBUTION | KUALA SELANGOR | Existing | RYB | LV FUSE SWITCH |  | CLOSED | IEC MIDDLE CURVE | FUSES | SPARE |  |  |  | 250.000 A |  |  | 3 | Fail | Please check "Mounting"
380535034 | TNB | DISTRIBUTION | KUALA SELANGOR | Existing | RYB | LV FUSE SWITCH |  | CLOSED | IEC MIDDLE CURVE | FUSES | SPARE |  |  |  | 250.000 A |  |  | 3 | Fail | Please check "Mounting"
380535042 | TNB | DISTRIBUTION | KUALA SELANGOR | Existing | RYB | LV FUSE SWITCH |  | CLOSED | IEC MIDDLE CURVE | FUSES | SPARE |  |  |  | 250.000 A |  |  | 3 | Fail | Please check "Mounting"
380535060 | TNB | DISTRIBUTION | KUALA SELANGOR | Existing | RYB | LV FUSE SWITCH |  | CLOSED | IEC MIDDLE CURVE | FUSES | SPARE |  |  |  | 250.000 A |  |  | 3 | Fail | Please check "Mounting"
380535421 | TNB | DISTRIBUTION | KUALA SELANGOR | Existing | RYB | LV FUSE SWITCH |  | CLOSED | IEC MIDDLE CURVE | FUSES | SPARE |  |  |  | 250.000 A |  |  | 3 | Fail | Please check "Mounting"
380535435 | TNB | DISTRIBUTION | KUALA SELANGOR | Existing | RYB | LV FUSE SWITCH |  | CLOSED | IEC MIDDLE CURVE | FUSES | SPARE |  |  |  | 250.000 A |  |  | 3 | Fail | Please check "Mounting"
380535442 | TNB | DISTRIBUTION | KUALA SELANGOR | Existing | RYB | LV FUSE SWITCH |  | CLOSED | IEC MIDDLE CURVE | FUSES | SPARE |  |  |  | 250.000 A |  |  | 3 | Fail | Please check "Mounting"
380535447 | TNB | DISTRIBUTION | KUALA SELANGOR | Existing | RYB | LV FUSE SWITCH |  | CLOSED | IEC MIDDLE CURVE | FUSES | SPARE |  |  |  | 250.000 A |  |  | 3 | Fail | Please check "Mounting"
380535453 | TNB | DISTRIBUTION | KUALA SELANGOR | Existing | RYB | LV FUSE SWITCH |  | CLOSED | IEC MIDDLE CURVE | FUSES | SPARE |  |  |  | 250.000 A |  |  | 3 | Fail | Please check "Mounting"
380535465 | TNB | DISTRIBUTION | KUALA SELANGOR | Existing | RYB | LV FUSE SWITCH |  | CLOSED | IEC MIDDLE CURVE | FUSES | SPARE |  |  |  | 250.000 A |  |  | 3 | Fail | Please check "Mounting"
380535473 | TNB | DISTRIBUTION | KUALA SELANGOR | Existing | RYB | LV FUSE SWITCH |  | CLOSED | IEC MIDDLE CURVE | FUSES | SPARE |  |  |  | 250.000 A |  |  | 3 | Fail | Please check "Mounting"
380535491 | TNB | DISTRIBUTION | KUALA SELANGOR | Existing | RYB | LV FUSE SWITCH |  | CLOSED | IEC MIDDLE CURVE | FUSES | SPARE |  |  |  | 250.000 A |  |  | 3 | Fail | Please check "Mounting"
380535652 | TNB | DISTRIBUTION | KUALA SELANGOR | Existing | RYB | LV FUSE SWITCH |  | CLOSED | IEC MIDDLE CURVE | FUSES | SPARE |  |  |  | 250.000 A |  |  | 3 | Fail | Please check "Mounting"
380535666 | TNB | DISTRIBUTION | KUALA SELANGOR | Existing | RYB | LV FUSE SWITCH |  | CLOSED | IEC MIDDLE CURVE | FUSES | SPARE |  |  |  | 250.000 A |  |  | 3 | Fail | Please check "Mounting"
380535673 | TNB | DISTRIBUTION | KUALA SELANGOR | Existing | RYB | LV FUSE SWITCH |  | CLOSED | IEC MIDDLE CURVE | FUSES | SPARE |  |  |  | 250.000 A |  |  | 3 | Fail | Please check "Mounting"
380535678 | TNB | DISTRIBUTION | KUALA SELANGOR | Existing | RYB | LV FUSE SWITCH |  | OPEN | IEC MIDDLE CURVE | FUSES | SPARE |  |  |  | 250.000 A |  |  | 3 | Fail | Please check "Mounting"
380535684 | TNB | DISTRIBUTION | KUALA SELANGOR | Existing | RYB | LV FUSE SWITCH |  | OPEN | IEC MIDDLE CURVE | FUSES | SPARE |  |  |  | 250.000 A |  |  | 3 | Fail | Please check "Mounting"
380535696 | TNB | DISTRIBUTION | KUALA SELANGOR | Existing | RYB | LV FUSE SWITCH |  | OPEN | IEC MIDDLE CURVE | FUSES | SPARE |  |  |  | 250.000 A |  |  | 3 | Fail | Please check "Mounting"
380535704 | TNB | DISTRIBUTION | KUALA SELANGOR | Existing | RYB | LV FUSE SWITCH |  | OPEN | IEC MIDDLE CURVE | FUSES | SPARE |  |  |  | 250.000 A |  |  | 3 | Fail | Please check "Mounting"
380535722 | TNB | DISTRIBUTION | KUALA SELANGOR | Existing | RYB | LV FUSE SWITCH |  | CLOSED | IEC MIDDLE CURVE | FUSES | SPARE |  |  |  | 250.000 A |  |  | 3 | Fail | Please check "Mounting"
380564625 | TNB | DISTRIBUTION | KUALA SELANGOR | Existing | RYB | LV FUSE SWITCH |  | CLOSED | IEC MIDDLE CURVE | FUSES | SPARE |  |  |  | 250.000 A |  |  | 3 | Fail | Please check "Mounting"
380564639 | TNB | DISTRIBUTION | KUALA SELANGOR | Existing | RYB | LV FUSE SWITCH |  | CLOSED | IEC MIDDLE CURVE | FUSES | SPARE |  |  |  | 250.000 A |  |  | 3 | Fail | Please check "Mounting"
380564646 | TNB | DISTRIBUTION | KUALA SELANGOR | Existing | RYB | LV FUSE SWITCH |  | CLOSED | IEC MIDDLE CURVE | FUSES | SPARE |  |  |  | 250.000 A |  |  | 3 | Fail | Please check "Mounting"
380564651 | TNB | DISTRIBUTION | KUALA SELANGOR | Existing | RYB | LV FUSE SWITCH |  | CLOSED | IEC MIDDLE CURVE | FUSES | SPARE |  |  |  | 250.000 A |  |  | 3 | Fail | Please check "Mounting"
380564657 | TNB | DISTRIBUTION | KUALA SELANGOR | Existing | RYB | LV FUSE SWITCH |  | CLOSED | IEC MIDDLE CURVE | FUSES | SPARE |  |  |  | 250.000 A |  |  | 3 | Fail | Please check "Mounting"
380564669 | TNB | DISTRIBUTION | KUALA SELANGOR | Existing | RYB | LV FUSE SWITCH |  | CLOSED | IEC MIDDLE CURVE | FUSES | SPARE |  |  |  | 250.000 A |  |  | 3 | Fail | Please check "Mounting"
380564677 | TNB | DISTRIBUTION | KUALA SELANGOR | Existing | RYB | LV FUSE SWITCH |  | CLOSED | IEC MIDDLE CURVE | FUSES | SPARE |  |  |  | 250.000 A |  |  | 3 | Fail | Please check "Mounting"
380564695 | TNB | DISTRIBUTION | KUALA SELANGOR | Existing | RYB | LV FUSE SWITCH |  | CLOSED | IEC MIDDLE CURVE | FUSES | SPARE |  |  |  | 250.000 A |  |  | 3 | Fail | Please check "Mounting"
380564766 | TNB | DISTRIBUTION | KUALA SELANGOR | Existing | RYB | LV FUSE SWITCH |  | CLOSED | IEC MIDDLE CURVE | FUSES | SPARE |  |  |  | 250.000 A |  |  | 3 | Fail | Please check "Mounting"
380564780 | TNB | DISTRIBUTION | KUALA SELANGOR | Existing | RYB | LV FUSE SWITCH |  | CLOSED | IEC MIDDLE CURVE | FUSES | SPARE |  |  |  | 250.000 A |  |  | 3 | Fail | Please check "Mounting"
380564787 | TNB | DISTRIBUTION | KUALA SELANGOR | Existing | RYB | LV FUSE SWITCH |  | CLOSED | IEC MIDDLE CURVE | FUSES | SPARE |  |  |  | 250.000 A |  |  | 3 | Fail | Please check "Mounting"
380564792 | TNB | DISTRIBUTION | KUALA SELANGOR | Existing | RYB | LV FUSE SWITCH |  | CLOSED | IEC MIDDLE CURVE | FUSES | SPARE |  |  |  | 250.000 A |  |  | 3 | Fail | Please check "Mounting"
380564798 | TNB | DISTRIBUTION | KUALA SELANGOR | Existing | RYB | LV FUSE SWITCH |  | CLOSED | IEC MIDDLE CURVE | FUSES | SPARE |  |  |  | 250.000 A |  |  | 3 | Fail | Please check "Mounting"
380564810 | TNB | DISTRIBUTION | KUALA SELANGOR | Existing | RYB | LV FUSE SWITCH |  | CLOSED | IEC MIDDLE CURVE | FUSES | SPARE |  |  |  | 250.000 A |  |  | 3 | Fail | Please check "Mounting"
380564818 | TNB | DISTRIBUTION | KUALA SELANGOR | Existing | RYB | LV FUSE SWITCH |  | CLOSED | IEC MIDDLE CURVE | FUSES | SPARE |  |  |  | 250.000 A |  |  | 3 | Fail | Please check "Mounting"
380564836 | TNB | DISTRIBUTION | KUALA SELANGOR | Existing | RYB | LV FUSE SWITCH |  | CLOSED | IEC MIDDLE CURVE | FUSES | SPARE |  |  |  | 250.000 A |  |  | 3 | Fail | Please check "Mounting"
380564900 | TNB | DISTRIBUTION | KUALA SELANGOR | Existing | RYB | LV FUSE SWITCH |  | CLOSED | IEC MIDDLE CURVE | FUSES | SPARE |  |  |  | 250.000 A |  |  | 3 | Fail | Please check "Mounting"
380564914 | TNB | DISTRIBUTION | KUALA SELANGOR | Existing | RYB | LV FUSE SWITCH |  | CLOSED | IEC MIDDLE CURVE | FUSES | SPARE |  |  |  | 250.000 A |  |  | 3 | Fail | Please check "Mounting"
380564921 | TNB | DISTRIBUTION | KUALA SELANGOR | Existing | RYB | LV FUSE SWITCH |  | CLOSED | IEC MIDDLE CURVE | FUSES | SPARE |  |  |  | 250.000 A |  |  | 3 | Fail | Please check "Mounting"
380564926 | TNB | DISTRIBUTION | KUALA SELANGOR | Existing | RYB | LV FUSE SWITCH |  | CLOSED | IEC MIDDLE CURVE | FUSES | SPARE |  |  |  | 250.000 A |  |  | 3 | Fail | Please check "Mounting"
380564932 | TNB | DISTRIBUTION | KUALA SELANGOR | Existing | RYB | LV FUSE SWITCH |  | CLOSED | IEC MIDDLE CURVE | FUSES | SPARE |  |  |  | 250.000 A |  |  | 3 | Fail | Please check "Mounting"
380564944 | TNB | DISTRIBUTION | KUALA SELANGOR | Existing | RYB | LV FUSE SWITCH |  | CLOSED | IEC MIDDLE CURVE | FUSES | SPARE |  |  |  | 250.000 A |  |  | 3 | Fail | Please check "Mounting"
380564952 | TNB | DISTRIBUTION | KUALA SELANGOR | Existing | RYB | LV FUSE SWITCH |  | CLOSED | IEC MIDDLE CURVE | FUSES | SPARE |  |  |  | 250.000 A |  |  | 3 | Fail | Please check "Mounting"
380564970 | TNB | DISTRIBUTION | KUALA SELANGOR | Existing | RYB | LV FUSE SWITCH |  | CLOSED | IEC MIDDLE CURVE | FUSES | SPARE |  |  |  | 250.000 A |  |  | 3 | Fail | Please check "Mounting"
380564977 | TNB | DISTRIBUTION | KUALA SELANGOR | Existing | RYB | LV FUSE SWITCH |  | CLOSED | IEC MIDDLE CURVE | FUSES | SPARE |  |  |  | 250.000 A |  |  | 3 | Fail | Please check "Mounting"
380564991 | TNB | DISTRIBUTION | KUALA SELANGOR | Existing | RYB | LV FUSE SWITCH |  | CLOSED | IEC MIDDLE CURVE | FUSES | SPARE |  |  |  | 250.000 A |  |  | 3 | Fail | Please check "Mounting"
380564998 | TNB | DISTRIBUTION | KUALA SELANGOR | Existing | RYB | LV FUSE SWITCH |  | CLOSED | IEC MIDDLE CURVE | FUSES | SPARE |  |  |  | 250.000 A |  |  | 3 | Fail | Please check "Mounting"
380565003 | TNB | DISTRIBUTION | KUALA SELANGOR | Existing | RYB | LV FUSE SWITCH |  | CLOSED | IEC MIDDLE CURVE | FUSES | SPARE |  |  |  | 250.000 A |  |  | 3 | Fail | Please check "Mounting"
380565009 | TNB | DISTRIBUTION | KUALA SELANGOR | Existing | RYB | LV FUSE SWITCH |  | CLOSED | IEC MIDDLE CURVE | FUSES | SPARE |  |  |  | 250.000 A |  |  | 3 | Fail | Please check "Mounting"
380565021 | TNB | DISTRIBUTION | KUALA SELANGOR | Existing | RYB | LV FUSE SWITCH |  | CLOSED | IEC MIDDLE CURVE | FUSES | SPARE |  |  |  | 250.000 A |  |  | 3 | Fail | Please check "Mounting"
380565029 | TNB | DISTRIBUTION | KUALA SELANGOR | Existing | RYB | LV FUSE SWITCH |  | CLOSED | IEC MIDDLE CURVE | FUSES | SPARE |  |  |  | 250.000 A |  |  | 3 | Fail | Please check "Mounting"
380565047 | TNB | DISTRIBUTION | KUALA SELANGOR | Existing | RYB | LV FUSE SWITCH |  | CLOSED | IEC MIDDLE CURVE | FUSES | SPARE |  |  |  | 250.000 A |  |  | 3 | Fail | Please check "Mounting"
380565091 | TNB | DISTRIBUTION | KUALA SELANGOR | Existing | RYB | LV FUSE SWITCH |  | CLOSED | IEC MIDDLE CURVE | FUSES | SPARE |  |  |  | 250.000 A |  |  | 3 | Fail | Please check "Mounting"
380565105 | TNB | DISTRIBUTION | KUALA SELANGOR | Existing | RYB | LV FUSE SWITCH |  | CLOSED | IEC MIDDLE CURVE | FUSES | SPARE |  |  |  | 250.000 A |  |  | 3 | Fail | Please check "Mounting"
380565112 | TNB | DISTRIBUTION | KUALA SELANGOR | Existing | RYB | LV FUSE SWITCH |  | CLOSED | IEC MIDDLE CURVE | FUSES | SPARE |  |  |  | 250.000 A |  |  | 3 | Fail | Please check "Mounting"
380565117 | TNB | DISTRIBUTION | KUALA SELANGOR | Existing | RYB | LV FUSE SWITCH |  | CLOSED | IEC MIDDLE CURVE | FUSES | SPARE |  |  |  | 250.000 A |  |  | 3 | Fail | Please check "Mounting"
380565123 | TNB | DISTRIBUTION | KUALA SELANGOR | Existing | RYB | LV FUSE SWITCH |  | CLOSED | IEC MIDDLE CURVE | FUSES | SPARE |  |  |  | 250.000 A |  |  | 3 | Fail | Please check "Mounting"
380565135 | TNB | DISTRIBUTION | KUALA SELANGOR | Existing | RYB | LV FUSE SWITCH |  | CLOSED | IEC MIDDLE CURVE | FUSES | SPARE |  |  |  | 250.000 A |  |  | 3 | Fail | Please check "Mounting"
380565143 | TNB | DISTRIBUTION | KUALA SELANGOR | Existing | RYB | LV FUSE SWITCH |  | CLOSED | IEC MIDDLE CURVE | FUSES | SPARE |  |  |  | 250.000 A |  |  | 3 | Fail | Please check "Mounting"
380565161 | TNB | DISTRIBUTION | KUALA SELANGOR | Existing | RYB | LV FUSE SWITCH |  | CLOSED | IEC MIDDLE CURVE | FUSES | SPARE |  |  |  | 250.000 A |  |  | 3 | Fail | Please check "Mounting"
380565323 | TNB | DISTRIBUTION | KUALA SELANGOR | Existing | RYB | LV FUSE SWITCH |  | CLOSED | IEC MIDDLE CURVE | FUSES | SPARE |  |  |  | 250.000 A |  |  | 3 | Fail | Please check "Mounting"
380565337 | TNB | DISTRIBUTION | KUALA SELANGOR | Existing | RYB | LV FUSE SWITCH |  | CLOSED | IEC MIDDLE CURVE | FUSES | SPARE |  |  |  | 250.000 A |  |  | 3 | Fail | Please check "Mounting"
380565344 | TNB | DISTRIBUTION | KUALA SELANGOR | Existing | RYB | LV FUSE SWITCH |  | CLOSED | IEC MIDDLE CURVE | FUSES | SPARE |  |  |  | 250.000 A |  |  | 3 | Fail | Please check "Mounting"
380565349 | TNB | DISTRIBUTION | KUALA SELANGOR | Existing | RYB | LV FUSE SWITCH |  | CLOSED | IEC MIDDLE CURVE | FUSES | SPARE |  |  |  | 250.000 A |  |  | 3 | Fail | Please check "Mounting"
380565355 | TNB | DISTRIBUTION | KUALA SELANGOR | Existing | RYB | LV FUSE SWITCH |  | CLOSED | IEC MIDDLE CURVE | FUSES | SPARE |  |  |  | 250.000 A |  |  | 3 | Fail | Please check "Mounting"
380565367 | TNB | DISTRIBUTION | KUALA SELANGOR | Existing | RYB | LV FUSE SWITCH |  | CLOSED | IEC MIDDLE CURVE | FUSES | SPARE |  |  |  | 250.000 A |  |  | 3 | Fail | Please check "Mounting"
380565375 | TNB | DISTRIBUTION | KUALA SELANGOR | Existing | RYB | LV FUSE SWITCH |  | CLOSED | IEC MIDDLE CURVE | FUSES | SPARE |  |  |  | 250.000 A |  |  | 3 | Fail | Please check "Mounting"
380565393 | TNB | DISTRIBUTION | KUALA SELANGOR | Existing | RYB | LV FUSE SWITCH |  | CLOSED | IEC MIDDLE CURVE | FUSES | SPARE |  |  |  | 250.000 A |  |  | 3 | Fail | Please check "Mounting"
380565439 | TNB | DISTRIBUTION | KUALA SELANGOR | Existing | RYB | LV FUSE SWITCH |  | CLOSED | IEC MIDDLE CURVE | FUSES | SPARE |  |  |  | 250.000 A |  |  | 3 | Fail | Please check "Mounting"
380565453 | TNB | DISTRIBUTION | KUALA SELANGOR | Existing | RYB | LV FUSE SWITCH |  | CLOSED | IEC MIDDLE CURVE | FUSES | SPARE |  |  |  | 250.000 A |  |  | 3 | Fail | Please check "Mounting"
380565460 | TNB | DISTRIBUTION | KUALA SELANGOR | Existing | RYB | LV FUSE SWITCH |  | CLOSED | IEC MIDDLE CURVE | FUSES | SPARE |  |  |  | 250.000 A |  |  | 3 | Fail | Please check "Mounting"
380565465 | TNB | DISTRIBUTION | KUALA SELANGOR | Existing | RYB | LV FUSE SWITCH |  | CLOSED | IEC MIDDLE CURVE | FUSES | SPARE |  |  |  | 250.000 A |  |  | 3 | Fail | Please check "Mounting"
380565471 | TNB | DISTRIBUTION | KUALA SELANGOR | Existing | RYB | LV FUSE SWITCH |  | CLOSED | IEC MIDDLE CURVE | FUSES | SPARE |  |  |  | 250.000 A |  |  | 3 | Fail | Please check "Mounting"
380565483 | TNB | DISTRIBUTION | KUALA SELANGOR | Existing | RYB | LV FUSE SWITCH |  | CLOSED | IEC MIDDLE CURVE | FUSES | SPARE |  |  |  | 250.000 A |  |  | 3 | Fail | Please check "Mounting"
380565491 | TNB | DISTRIBUTION | KUALA SELANGOR | Existing | RYB | LV FUSE SWITCH |  | CLOSED | IEC MIDDLE CURVE | FUSES | SPARE |  |  |  | 250.000 A |  |  | 3 | Fail | Please check "Mounting"
380565509 | TNB | DISTRIBUTION | KUALA SELANGOR | Existing | RYB | LV FUSE SWITCH |  | CLOSED | IEC MIDDLE CURVE | FUSES | SPARE |  |  |  | 250.000 A |  |  | 3 | Fail | Please check "Mounting"
380565704 | TNB | DISTRIBUTION | KUALA SELANGOR | Existing | RYB | LV FUSE SWITCH |  | CLOSED | IEC MIDDLE CURVE | FUSES | SPARE |  |  |  | 250.000 A |  |  | 3 | Fail | Please check "Mounting"
380565718 | TNB | DISTRIBUTION | KUALA SELANGOR | Existing | RYB | LV FUSE SWITCH |  | CLOSED | IEC MIDDLE CURVE | FUSES | SPARE |  |  |  | 250.000 A |  |  | 3 | Fail | Please check "Mounting"
380565725 | TNB | DISTRIBUTION | KUALA SELANGOR | Existing | RYB | LV FUSE SWITCH |  | CLOSED | IEC MIDDLE CURVE | FUSES | SPARE |  |  |  | 250.000 A |  |  | 3 | Fail | Please check "Mounting"
380565730 | TNB | DISTRIBUTION | KUALA SELANGOR | Existing | RYB | LV FUSE SWITCH |  | CLOSED | IEC MIDDLE CURVE | FUSES | SPARE |  |  |  | 250.000 A |  |  | 3 | Fail | Please check "Mounting"
380565736 | TNB | DISTRIBUTION | KUALA SELANGOR | Existing | RYB | LV FUSE SWITCH |  | CLOSED | IEC MIDDLE CURVE | FUSES | SPARE |  |  |  | 250.000 A |  |  | 3 | Fail | Please check "Mounting"
380565748 | TNB | DISTRIBUTION | KUALA SELANGOR | Existing | RYB | LV FUSE SWITCH |  | CLOSED | IEC MIDDLE CURVE | FUSES | SPARE |  |  |  | 250.000 A |  |  | 3 | Fail | Please check "Mounting"
380565756 | TNB | DISTRIBUTION | KUALA SELANGOR | Existing | RYB | LV FUSE SWITCH |  | CLOSED | IEC MIDDLE CURVE | FUSES | SPARE |  |  |  | 250.000 A |  |  | 3 | Fail | Please check "Mounting"
380565774 | TNB | DISTRIBUTION | KUALA SELANGOR | Existing | RYB | LV FUSE SWITCH |  | CLOSED | IEC MIDDLE CURVE | FUSES | SPARE |  |  |  | 250.000 A |  |  | 3 | Fail | Please check "Mounting"
380565845 | TNB | DISTRIBUTION | KUALA SELANGOR | Existing | RYB | LV FUSE SWITCH |  | CLOSED | IEC MIDDLE CURVE | FUSES | SPARE |  |  |  | 250.000 A |  |  | 3 | Fail | Please check "Mounting"
380565859 | TNB | DISTRIBUTION | KUALA SELANGOR | Existing | RYB | LV FUSE SWITCH |  | CLOSED | IEC MIDDLE CURVE | FUSES | SPARE |  |  |  | 250.000 A |  |  | 3 | Fail | Please check "Mounting"
380565866 | TNB | DISTRIBUTION | KUALA SELANGOR | Existing | RYB | LV FUSE SWITCH |  | CLOSED | IEC MIDDLE CURVE | FUSES | SPARE |  |  |  | 250.000 A |  |  | 3 | Fail | Please check "Mounting"
380565871 | TNB | DISTRIBUTION | KUALA SELANGOR | Existing | RYB | LV FUSE SWITCH |  | CLOSED | IEC MIDDLE CURVE | FUSES | SPARE |  |  |  | 250.000 A |  |  | 3 | Fail | Please check "Mounting"
380565877 | TNB | DISTRIBUTION | KUALA SELANGOR | Existing | RYB | LV FUSE SWITCH |  | CLOSED | IEC MIDDLE CURVE | FUSES | SPARE |  |  |  | 250.000 A |  |  | 3 | Fail | Please check "Mounting"
380565889 | TNB | DISTRIBUTION | KUALA SELANGOR | Existing | RYB | LV FUSE SWITCH |  | CLOSED | IEC MIDDLE CURVE | FUSES | SPARE |  |  |  | 250.000 A |  |  | 3 | Fail | Please check "Mounting"
380565897 | TNB | DISTRIBUTION | KUALA SELANGOR | Existing | RYB | LV FUSE SWITCH |  | CLOSED | IEC MIDDLE CURVE | FUSES | SPARE |  |  |  | 250.000 A |  |  | 3 | Fail | Please check "Mounting"
380565915 | TNB | DISTRIBUTION | KUALA SELANGOR | Existing | RYB | LV FUSE SWITCH |  | CLOSED | IEC MIDDLE CURVE | FUSES | SPARE |  |  |  | 250.000 A |  |  | 3 | Fail | Please check "Mounting"
380565961 | TNB | DISTRIBUTION | KUALA SELANGOR | Existing | RYB | LV FUSE SWITCH |  | CLOSED | IEC MIDDLE CURVE | FUSES | SPARE |  |  |  | 250.000 A |  |  | 3 | Fail | Please check "Mounting"
380565975 | TNB | DISTRIBUTION | KUALA SELANGOR | Existing | RYB | LV FUSE SWITCH |  | CLOSED | IEC MIDDLE CURVE | FUSES | SPARE |  |  |  | 250.000 A |  |  | 3 | Fail | Please check "Mounting"
380565982 | TNB | DISTRIBUTION | KUALA SELANGOR | Existing | RYB | LV FUSE SWITCH |  | CLOSED | IEC MIDDLE CURVE | FUSES | SPARE |  |  |  | 250.000 A |  |  | 3 | Fail | Please check "Mounting"
380565987 | TNB | DISTRIBUTION | KUALA SELANGOR | Existing | RYB | LV FUSE SWITCH |  | CLOSED | IEC MIDDLE CURVE | FUSES | SPARE |  |  |  | 250.000 A |  |  | 3 | Fail | Please check "Mounting"
380565993 | TNB | DISTRIBUTION | KUALA SELANGOR | Existing | RYB | LV FUSE SWITCH |  | CLOSED | IEC MIDDLE CURVE | FUSES | SPARE |  |  |  | 250.000 A |  |  | 3 | Fail | Please check "Mounting"
380566005 | TNB | DISTRIBUTION | KUALA SELANGOR | Existing | RYB | LV FUSE SWITCH |  | CLOSED | IEC MIDDLE CURVE | FUSES | SPARE |  |  |  | 250.000 A |  |  | 3 | Fail | Please check "Mounting"
380566013 | TNB | DISTRIBUTION | KUALA SELANGOR | Existing | RYB | LV FUSE SWITCH |  | CLOSED | IEC MIDDLE CURVE | FUSES | SPARE |  |  |  | 250.000 A |  |  | 3 | Fail | Please check "Mounting"
380566031 | TNB | DISTRIBUTION | KUALA SELANGOR | Existing | RYB | LV FUSE SWITCH |  | CLOSED | IEC MIDDLE CURVE | FUSES | SPARE |  |  |  | 250.000 A |  |  | 3 | Fail | Please check "Mounting"
380566075 | TNB | DISTRIBUTION | KUALA SELANGOR | Existing | RYB | LV FUSE SWITCH |  | CLOSED | IEC MIDDLE CURVE | FUSES | SPARE |  |  |  | 250.000 A |  |  | 3 | Fail | Please check "Mounting"
380566089 | TNB | DISTRIBUTION | KUALA SELANGOR | Existing | RYB | LV FUSE SWITCH |  | CLOSED | IEC MIDDLE CURVE | FUSES | SPARE |  |  |  | 250.000 A |  |  | 3 | Fail | Please check "Mounting"
380566096 | TNB | DISTRIBUTION | KUALA SELANGOR | Existing | RYB | LV FUSE SWITCH |  | CLOSED | IEC MIDDLE CURVE | FUSES | SPARE |  |  |  | 250.000 A |  |  | 3 | Fail | Please check "Mounting"
380566101 | TNB | DISTRIBUTION | KUALA SELANGOR | Existing | RYB | LV FUSE SWITCH |  | CLOSED | IEC MIDDLE CURVE | FUSES | SPARE |  |  |  | 250.000 A |  |  | 3 | Fail | Please check "Mounting"
380566107 | TNB | DISTRIBUTION | KUALA SELANGOR | Existing | RYB | LV FUSE SWITCH |  | CLOSED | IEC MIDDLE CURVE | FUSES | SPARE |  |  |  | 250.000 A |  |  | 3 | Fail | Please check "Mounting"
380566119 | TNB | DISTRIBUTION | KUALA SELANGOR | Existing | RYB | LV FUSE SWITCH |  | CLOSED | IEC MIDDLE CURVE | FUSES | SPARE |  |  |  | 250.000 A |  |  | 3 | Fail | Please check "Mounting"
380566127 | TNB | DISTRIBUTION | KUALA SELANGOR | Existing | RYB | LV FUSE SWITCH |  | CLOSED | IEC MIDDLE CURVE | FUSES | SPARE |  |  |  | 250.000 A |  |  | 3 | Fail | Please check "Mounting"
380566145 | TNB | DISTRIBUTION | KUALA SELANGOR | Existing | RYB | LV FUSE SWITCH |  | CLOSED | IEC MIDDLE CURVE | FUSES | SPARE |  |  |  | 250.000 A |  |  | 3 | Fail | Please check "Mounting"
380566191 | TNB | DISTRIBUTION | KUALA SELANGOR | Existing | RYB | LV FUSE SWITCH |  | CLOSED | IEC MIDDLE CURVE | FUSES | SPARE |  |  |  | 250.000 A |  |  | 3 | Fail | Please check "Mounting"
380566205 | TNB | DISTRIBUTION | KUALA SELANGOR | Existing | RYB | LV FUSE SWITCH |  | CLOSED | IEC MIDDLE CURVE | FUSES | SPARE |  |  |  | 250.000 A |  |  | 3 | Fail | Please check "Mounting"
380566212 | TNB | DISTRIBUTION | KUALA SELANGOR | Existing | RYB | LV FUSE SWITCH |  | CLOSED | IEC MIDDLE CURVE | FUSES | SPARE |  |  |  | 250.000 A |  |  | 3 | Fail | Please check "Mounting"
380566217 | TNB | DISTRIBUTION | KUALA SELANGOR | Existing | RYB | LV FUSE SWITCH |  | CLOSED | IEC MIDDLE CURVE | FUSES | SPARE |  |  |  | 250.000 A |  |  | 3 | Fail | Please check "Mounting"
380566223 | TNB | DISTRIBUTION | KUALA SELANGOR | Existing | RYB | LV FUSE SWITCH |  | CLOSED | IEC MIDDLE CURVE | FUSES | SPARE |  |  |  | 250.000 A |  |  | 3 | Fail | Please check "Mounting"
380566235 | TNB | DISTRIBUTION | KUALA SELANGOR | Existing | RYB | LV FUSE SWITCH |  | CLOSED | IEC MIDDLE CURVE | FUSES | SPARE |  |  |  | 250.000 A |  |  | 3 | Fail | Please check "Mounting"
380566243 | TNB | DISTRIBUTION | KUALA SELANGOR | Existing | RYB | LV FUSE SWITCH |  | CLOSED | IEC MIDDLE CURVE | FUSES | SPARE |  |  |  | 250.000 A |  |  | 3 | Fail | Please check "Mounting"
380566261 | TNB | DISTRIBUTION | KUALA SELANGOR | Existing | RYB | LV FUSE SWITCH |  | CLOSED | IEC MIDDLE CURVE | FUSES | SPARE |  |  |  | 250.000 A |  |  | 3 | Fail | Please check "Mounting"
380566316 | TNB | DISTRIBUTION | KUALA SELANGOR | Existing | RYB | LV FUSE SWITCH |  | CLOSED | IEC MIDDLE CURVE | FUSES | SPARE |  |  |  | 250.000 A |  |  | 3 | Fail | Please check "Mounting"
380566330 | TNB | DISTRIBUTION | KUALA SELANGOR | Existing | RYB | LV FUSE SWITCH |  | CLOSED | IEC MIDDLE CURVE | FUSES | SPARE |  |  |  | 250.000 A |  |  | 3 | Fail | Please check "Mounting"
380566337 | TNB | DISTRIBUTION | KUALA SELANGOR | Existing | RYB | LV FUSE SWITCH |  | CLOSED | IEC MIDDLE CURVE | FUSES | SPARE |  |  |  | 250.000 A |  |  | 3 | Fail | Please check "Mounting"
380566342 | TNB | DISTRIBUTION | KUALA SELANGOR | Existing | RYB | LV FUSE SWITCH |  | CLOSED | IEC MIDDLE CURVE | FUSES | SPARE |  |  |  | 250.000 A |  |  | 3 | Fail | Please check "Mounting"
380566348 | TNB | DISTRIBUTION | KUALA SELANGOR | Existing | RYB | LV FUSE SWITCH |  | CLOSED | IEC MIDDLE CURVE | FUSES | SPARE |  |  |  | 250.000 A |  |  | 3 | Fail | Please check "Mounting"
380566360 | TNB | DISTRIBUTION | KUALA SELANGOR | Existing | RYB | LV FUSE SWITCH |  | CLOSED | IEC MIDDLE CURVE | FUSES | SPARE |  |  |  | 250.000 A |  |  | 3 | Fail | Please check "Mounting"
380566368 | TNB | DISTRIBUTION | KUALA SELANGOR | Existing | RYB | LV FUSE SWITCH |  | CLOSED | IEC MIDDLE CURVE | FUSES | SPARE |  |  |  | 250.000 A |  |  | 3 | Fail | Please check "Mounting"
380566386 | TNB | DISTRIBUTION | KUALA SELANGOR | Existing | RYB | LV FUSE SWITCH |  | CLOSED | IEC MIDDLE CURVE | FUSES | SPARE |  |  |  | 250.000 A |  |  | 3 | Fail | Please check "Mounting"
380566432 | TNB | DISTRIBUTION | KUALA SELANGOR | Existing | RYB | LV FUSE SWITCH |  | CLOSED | IEC MIDDLE CURVE | FUSES | SPARE |  |  |  | 250.000 A |  |  | 3 | Fail | Please check "Mounting"
380566446 | TNB | DISTRIBUTION | KUALA SELANGOR | Existing | RYB | LV FUSE SWITCH |  | CLOSED | IEC MIDDLE CURVE | FUSES | SPARE |  |  |  | 250.000 A |  |  | 3 | Fail | Please check "Mounting"
380566453 | TNB | DISTRIBUTION | KUALA SELANGOR | Existing | RYB | LV FUSE SWITCH |  | CLOSED | IEC MIDDLE CURVE | FUSES | SPARE |  |  |  | 250.000 A |  |  | 3 | Fail | Please check "Mounting"
380566458 | TNB | DISTRIBUTION | KUALA SELANGOR | Existing | RYB | LV FUSE SWITCH |  | CLOSED | IEC MIDDLE CURVE | FUSES | SPARE |  |  |  | 250.000 A |  |  | 3 | Fail | Please check "Mounting"
380566464 | TNB | DISTRIBUTION | KUALA SELANGOR | Existing | RYB | LV FUSE SWITCH |  | CLOSED | IEC MIDDLE CURVE | FUSES | SPARE |  |  |  | 250.000 A |  |  | 3 | Fail | Please check "Mounting"
380566476 | TNB | DISTRIBUTION | KUALA SELANGOR | Existing | RYB | LV FUSE SWITCH |  | CLOSED | IEC MIDDLE CURVE | FUSES | SPARE |  |  |  | 250.000 A |  |  | 3 | Fail | Please check "Mounting"
380566484 | TNB | DISTRIBUTION | KUALA SELANGOR | Existing | RYB | LV FUSE SWITCH |  | CLOSED | IEC MIDDLE CURVE | FUSES | SPARE |  |  |  | 250.000 A |  |  | 3 | Fail | Please check "Mounting"
380566502 | TNB | DISTRIBUTION | KUALA SELANGOR | Existing | RYB | LV FUSE SWITCH |  | CLOSED | IEC MIDDLE CURVE | FUSES | SPARE |  |  |  | 250.000 A |  |  | 3 | Fail | Please check "Mounting"
380566548 | TNB | DISTRIBUTION | KUALA SELANGOR | Existing | RYB | LV FUSE SWITCH |  | CLOSED | IEC MIDDLE CURVE | FUSES | SPARE |  |  |  | 250.000 A |  |  | 3 | Fail | Please check "Mounting"
380566562 | TNB | DISTRIBUTION | KUALA SELANGOR | Existing | RYB | LV FUSE SWITCH |  | CLOSED | IEC MIDDLE CURVE | FUSES | SPARE |  |  |  | 250.000 A |  |  | 3 | Fail | Please check "Mounting"
380566569 | TNB | DISTRIBUTION | KUALA SELANGOR | Existing | RYB | LV FUSE SWITCH |  | CLOSED | IEC MIDDLE CURVE | FUSES | SPARE |  |  |  | 250.000 A |  |  | 3 | Fail | Please check "Mounting"
380566574 | TNB | DISTRIBUTION | KUALA SELANGOR | Existing | RYB | LV FUSE SWITCH |  | CLOSED | IEC MIDDLE CURVE | FUSES | SPARE |  |  |  | 250.000 A |  |  | 3 | Fail | Please check "Mounting"
380566580 | TNB | DISTRIBUTION | KUALA SELANGOR | Existing | RYB | LV FUSE SWITCH |  | CLOSED | IEC MIDDLE CURVE | FUSES | SPARE |  |  |  | 250.000 A |  |  | 3 | Fail | Please check "Mounting"
380566592 | TNB | DISTRIBUTION | KUALA SELANGOR | Existing | RYB | LV FUSE SWITCH |  | CLOSED | IEC MIDDLE CURVE | FUSES | SPARE |  |  |  | 250.000 A |  |  | 3 | Fail | Please check "Mounting"
380566600 | TNB | DISTRIBUTION | KUALA SELANGOR | Existing | RYB | LV FUSE SWITCH |  | CLOSED | IEC MIDDLE CURVE | FUSES | SPARE |  |  |  | 250.000 A |  |  | 3 | Fail | Please check "Mounting"
380566618 | TNB | DISTRIBUTION | KUALA SELANGOR | Existing | RYB | LV FUSE SWITCH |  | CLOSED | IEC MIDDLE CURVE | FUSES | SPARE |  |  |  | 250.000 A |  |  | 3 | Fail | Please check "Mounting"
380566671 | TNB | DISTRIBUTION | KUALA SELANGOR | Existing | RYB | LV FUSE SWITCH |  | CLOSED | IEC MIDDLE CURVE | FUSES | SPARE |  |  |  | 250.000 A |  |  | 3 | Fail | Please check "Mounting"
380566685 | TNB | DISTRIBUTION | KUALA SELANGOR | Existing | RYB | LV FUSE SWITCH |  | CLOSED | IEC MIDDLE CURVE | FUSES | SPARE |  |  |  | 250.000 A |  |  | 3 | Fail | Please check "Mounting"
380566692 | TNB | DISTRIBUTION | KUALA SELANGOR | Existing | RYB | LV FUSE SWITCH |  | CLOSED | IEC MIDDLE CURVE | FUSES | SPARE |  |  |  | 250.000 A |  |  | 3 | Fail | Please check "Mounting"
380566697 | TNB | DISTRIBUTION | KUALA SELANGOR | Existing | RYB | LV FUSE SWITCH |  | CLOSED | IEC MIDDLE CURVE | FUSES | SPARE |  |  |  | 250.000 A |  |  | 3 | Fail | Please check "Mounting"
380566703 | TNB | DISTRIBUTION | KUALA SELANGOR | Existing | RYB | LV FUSE SWITCH |  | CLOSED | IEC MIDDLE CURVE | FUSES | SPARE |  |  |  | 250.000 A |  |  | 3 | Fail | Please check "Mounting"
380566715 | TNB | DISTRIBUTION | KUALA SELANGOR | Existing | RYB | LV FUSE SWITCH |  | CLOSED | IEC MIDDLE CURVE | FUSES | SPARE |  |  |  | 250.000 A |  |  | 3 | Fail | Please check "Mounting"
380566723 | TNB | DISTRIBUTION | KUALA SELANGOR | Existing | RYB | LV FUSE SWITCH |  | CLOSED | IEC MIDDLE CURVE | FUSES | SPARE |  |  |  | 250.000 A |  |  | 3 | Fail | Please check "Mounting"
380566741 | TNB | DISTRIBUTION | KUALA SELANGOR | Existing | RYB | LV FUSE SWITCH |  | CLOSED | IEC MIDDLE CURVE | FUSES | SPARE |  |  |  | 250.000 A |  |  | 3 | Fail | Please check "Mounting"
380566787 | TNB | DISTRIBUTION | KUALA SELANGOR | Existing | RYB | LV FUSE SWITCH |  | CLOSED | IEC MIDDLE CURVE | FUSES | SPARE |  |  |  | 250.000 A |  |  | 3 | Fail | Please check "Mounting"
380566801 | TNB | DISTRIBUTION | KUALA SELANGOR | Existing | RYB | LV FUSE SWITCH |  | CLOSED | IEC MIDDLE CURVE | FUSES | SPARE |  |  |  | 250.000 A |  |  | 3 | Fail | Please check "Mounting"
380566808 | TNB | DISTRIBUTION | KUALA SELANGOR | Existing | RYB | LV FUSE SWITCH |  | CLOSED | IEC MIDDLE CURVE | FUSES | SPARE |  |  |  | 250.000 A |  |  | 3 | Fail | Please check "Mounting"
380566813 | TNB | DISTRIBUTION | KUALA SELANGOR | Existing | RYB | LV FUSE SWITCH |  | CLOSED | IEC MIDDLE CURVE | FUSES | SPARE |  |  |  | 250.000 A |  |  | 3 | Fail | Please check "Mounting"
380566819 | TNB | DISTRIBUTION | KUALA SELANGOR | Existing | RYB | LV FUSE SWITCH |  | CLOSED | IEC MIDDLE CURVE | FUSES | SPARE |  |  |  | 250.000 A |  |  | 3 | Fail | Please check "Mounting"
380566831 | TNB | DISTRIBUTION | KUALA SELANGOR | Existing | RYB | LV FUSE SWITCH |  | CLOSED | IEC MIDDLE CURVE | FUSES | SPARE |  |  |  | 250.000 A |  |  | 3 | Fail | Please check "Mounting"
380566839 | TNB | DISTRIBUTION | KUALA SELANGOR | Existing | RYB | LV FUSE SWITCH |  | CLOSED | IEC MIDDLE CURVE | FUSES | SPARE |  |  |  | 250.000 A |  |  | 3 | Fail | Please check "Mounting"
380566857 | TNB | DISTRIBUTION | KUALA SELANGOR | Existing | RYB | LV FUSE SWITCH |  | CLOSED | IEC MIDDLE CURVE | FUSES | SPARE |  |  |  | 250.000 A |  |  | 3 | Fail | Please check "Mounting"
380566903 | TNB | DISTRIBUTION | KUALA SELANGOR | Existing | RYB | LV FUSE SWITCH |  | CLOSED | IEC MIDDLE CURVE | FUSES | SPARE |  |  |  | 250.000 A |  |  | 3 | Fail | Please check "Mounting"
380566917 | TNB | DISTRIBUTION | KUALA SELANGOR | Existing | RYB | LV FUSE SWITCH |  | CLOSED | IEC MIDDLE CURVE | FUSES | SPARE |  |  |  | 250.000 A |  |  | 3 | Fail | Please check "Mounting"
380566924 | TNB | DISTRIBUTION | KUALA SELANGOR | Existing | RYB | LV FUSE SWITCH |  | CLOSED | IEC MIDDLE CURVE | FUSES | SPARE |  |  |  | 250.000 A |  |  | 3 | Fail | Please check "Mounting"
380566929 | TNB | DISTRIBUTION | KUALA SELANGOR | Existing | RYB | LV FUSE SWITCH |  | CLOSED | IEC MIDDLE CURVE | FUSES | SPARE |  |  |  | 250.000 A |  |  | 3 | Fail | Please check "Mounting"
380566935 | TNB | DISTRIBUTION | KUALA SELANGOR | Existing | RYB | LV FUSE SWITCH |  | CLOSED | IEC MIDDLE CURVE | FUSES | SPARE |  |  |  | 250.000 A |  |  | 3 | Fail | Please check "Mounting"
380566947 | TNB | DISTRIBUTION | KUALA SELANGOR | Existing | RYB | LV FUSE SWITCH |  | CLOSED | IEC MIDDLE CURVE | FUSES | SPARE |  |  |  | 250.000 A |  |  | 3 | Fail | Please check "Mounting"
380566955 | TNB | DISTRIBUTION | KUALA SELANGOR | Existing | RYB | LV FUSE SWITCH |  | CLOSED | IEC MIDDLE CURVE | FUSES | SPARE |  |  |  | 250.000 A |  |  | 3 | Fail | Please check "Mounting"
380566973 | TNB | DISTRIBUTION | KUALA SELANGOR | Existing | RYB | LV FUSE SWITCH |  | CLOSED | IEC MIDDLE CURVE | FUSES | SPARE |  |  |  | 250.000 A |  |  | 3 | Fail | Please check "Mounting"
380567293 | TNB | DISTRIBUTION | KUALA SELANGOR | Existing | RYB | LV FUSE SWITCH |  | CLOSED | IEC MIDDLE CURVE | FUSES | SPARE |  |  |  | 250.000 A |  |  | 3 | Fail | Please check "Mounting"
380567307 | TNB | DISTRIBUTION | KUALA SELANGOR | Existing | RYB | LV FUSE SWITCH |  | CLOSED | IEC MIDDLE CURVE | FUSES | SPARE |  |  |  | 250.000 A |  |  | 3 | Fail | Please check "Mounting"
380567314 | TNB | DISTRIBUTION | KUALA SELANGOR | Existing | RYB | LV FUSE SWITCH |  | CLOSED | IEC MIDDLE CURVE | FUSES | SPARE |  |  |  | 250.000 A |  |  | 3 | Fail | Please check "Mounting"
380567319 | TNB | DISTRIBUTION | KUALA SELANGOR | Existing | RYB | LV FUSE SWITCH |  | CLOSED | IEC MIDDLE CURVE | FUSES | SPARE |  |  |  | 250.000 A |  |  | 3 | Fail | Please check "Mounting"
380567325 | TNB | DISTRIBUTION | KUALA SELANGOR | Existing | RYB | LV FUSE SWITCH |  | CLOSED | IEC MIDDLE CURVE | FUSES | SPARE |  |  |  | 250.000 A |  |  | 3 | Fail | Please check "Mounting"
380567337 | TNB | DISTRIBUTION | KUALA SELANGOR | Existing | RYB | LV FUSE SWITCH |  | CLOSED | IEC MIDDLE CURVE | FUSES | SPARE |  |  |  | 250.000 A |  |  | 3 | Fail | Please check "Mounting"
380567345 | TNB | DISTRIBUTION | KUALA SELANGOR | Existing | RYB | LV FUSE SWITCH |  | CLOSED | IEC MIDDLE CURVE | FUSES | SPARE |  |  |  | 250.000 A |  |  | 3 | Fail | Please check "Mounting"
380567363 | TNB | DISTRIBUTION | KUALA SELANGOR | Existing | RYB | LV FUSE SWITCH |  | CLOSED | IEC MIDDLE CURVE | FUSES | SPARE |  |  |  | 250.000 A |  |  | 3 | Fail | Please check "Mounting"
380567370 | TNB | DISTRIBUTION | KUALA SELANGOR | Existing | RYB | LV FUSE SWITCH |  | CLOSED | IEC MIDDLE CURVE | FUSES | SPARE |  |  |  | 250.000 A |  |  | 3 | Fail | Please check "Mounting"
380567384 | TNB | DISTRIBUTION | KUALA SELANGOR | Existing | RYB | LV FUSE SWITCH |  | CLOSED | IEC MIDDLE CURVE | FUSES | SPARE |  |  |  | 250.000 A |  |  | 3 | Fail | Please check "Mounting"
380567391 | TNB | DISTRIBUTION | KUALA SELANGOR | Existing | RYB | LV FUSE SWITCH |  | CLOSED | IEC MIDDLE CURVE | FUSES | SPARE |  |  |  | 250.000 A |  |  | 3 | Fail | Please check "Mounting"
380567396 | TNB | DISTRIBUTION | KUALA SELANGOR | Existing | RYB | LV FUSE SWITCH |  | CLOSED | IEC MIDDLE CURVE | FUSES | SPARE |  |  |  | 250.000 A |  |  | 3 | Fail | Please check "Mounting"
380567402 | TNB | DISTRIBUTION | KUALA SELANGOR | Existing | RYB | LV FUSE SWITCH |  | CLOSED | IEC MIDDLE CURVE | FUSES | SPARE |  |  |  | 250.000 A |  |  | 3 | Fail | Please check "Mounting"
380567414 | TNB | DISTRIBUTION | KUALA SELANGOR | Existing | RYB | LV FUSE SWITCH |  | CLOSED | IEC MIDDLE CURVE | FUSES | SPARE |  |  |  | 250.000 A |  |  | 3 | Fail | Please check "Mounting"
380567422 | TNB | DISTRIBUTION | KUALA SELANGOR | Existing | RYB | LV FUSE SWITCH |  | CLOSED | IEC MIDDLE CURVE | FUSES | SPARE |  |  |  | 250.000 A |  |  | 3 | Fail | Please check "Mounting"
380567440 | TNB | DISTRIBUTION | KUALA SELANGOR | Existing | RYB | LV FUSE SWITCH |  | CLOSED | IEC MIDDLE CURVE | FUSES | SPARE |  |  |  | 250.000 A |  |  | 3 | Fail | Please check "Mounting"
380567525 | TNB | DISTRIBUTION | KUALA SELANGOR | Existing | RYB | LV FUSE SWITCH |  | CLOSED | IEC MIDDLE CURVE | FUSES | SPARE |  |  |  | 250.000 A |  |  | 3 | Fail | Please check "Mounting"
380567539 | TNB | DISTRIBUTION | KUALA SELANGOR | Existing | RYB | LV FUSE SWITCH |  | CLOSED | IEC MIDDLE CURVE | FUSES | SPARE |  |  |  | 250.000 A |  |  | 3 | Fail | Please check "Mounting"
380567546 | TNB | DISTRIBUTION | KUALA SELANGOR | Existing | RYB | LV FUSE SWITCH |  | CLOSED | IEC MIDDLE CURVE | FUSES | SPARE |  |  |  | 250.000 A |  |  | 3 | Fail | Please check "Mounting"
380567551 | TNB | DISTRIBUTION | KUALA SELANGOR | Existing | RYB | LV FUSE SWITCH |  | CLOSED | IEC MIDDLE CURVE | FUSES | SPARE |  |  |  | 250.000 A |  |  | 3 | Fail | Please check "Mounting"
380567557 | TNB | DISTRIBUTION | KUALA SELANGOR | Existing | RYB | LV FUSE SWITCH |  | CLOSED | IEC MIDDLE CURVE | FUSES | SPARE |  |  |  | 250.000 A |  |  | 3 | Fail | Please check "Mounting"
380567569 | TNB | DISTRIBUTION | KUALA SELANGOR | Existing | RYB | LV FUSE SWITCH |  | CLOSED | IEC MIDDLE CURVE | FUSES | SPARE |  |  |  | 250.000 A |  |  | 3 | Fail | Please check "Mounting"
380567577 | TNB | DISTRIBUTION | KUALA SELANGOR | Existing | RYB | LV FUSE SWITCH |  | CLOSED | IEC MIDDLE CURVE | FUSES | SPARE |  |  |  | 250.000 A |  |  | 3 | Fail | Please check "Mounting"
380567595 | TNB | DISTRIBUTION | KUALA SELANGOR | Existing | RYB | LV FUSE SWITCH |  | CLOSED | IEC MIDDLE CURVE | FUSES | SPARE |  |  |  | 250.000 A |  |  | 3 | Fail | Please check "Mounting"
380567602 | TNB | DISTRIBUTION | KUALA SELANGOR | Existing | RYB | LV FUSE SWITCH |  | CLOSED | IEC MIDDLE CURVE | FUSES | SPARE |  |  |  | 250.000 A |  |  | 3 | Fail | Please check "Mounting"
380567616 | TNB | DISTRIBUTION | KUALA SELANGOR | Existing | RYB | LV FUSE SWITCH |  | CLOSED | IEC MIDDLE CURVE | FUSES | SPARE |  |  |  | 250.000 A |  |  | 3 | Fail | Please check "Mounting"
380567623 | TNB | DISTRIBUTION | KUALA SELANGOR | Existing | RYB | LV FUSE SWITCH |  | CLOSED | IEC MIDDLE CURVE | FUSES | SPARE |  |  |  | 250.000 A |  |  | 3 | Fail | Please check "Mounting"
380567628 | TNB | DISTRIBUTION | KUALA SELANGOR | Existing | RYB | LV FUSE SWITCH |  | CLOSED | IEC MIDDLE CURVE | FUSES | SPARE |  |  |  | 250.000 A |  |  | 3 | Fail | Please check "Mounting"
380567634 | TNB | DISTRIBUTION | KUALA SELANGOR | Existing | RYB | LV FUSE SWITCH |  | CLOSED | IEC MIDDLE CURVE | FUSES | SPARE |  |  |  | 250.000 A |  |  | 3 | Fail | Please check "Mounting"
380567646 | TNB | DISTRIBUTION | KUALA SELANGOR | Existing | RYB | LV FUSE SWITCH |  | CLOSED | IEC MIDDLE CURVE | FUSES | SPARE |  |  |  | 250.000 A |  |  | 3 | Fail | Please check "Mounting"
380567654 | TNB | DISTRIBUTION | KUALA SELANGOR | Existing | RYB | LV FUSE SWITCH |  | CLOSED | IEC MIDDLE CURVE | FUSES | SPARE |  |  |  | 250.000 A |  |  | 3 | Fail | Please check "Mounting"
380567672 | TNB | DISTRIBUTION | KUALA SELANGOR | Existing | RYB | LV FUSE SWITCH |  | CLOSED | IEC MIDDLE CURVE | FUSES | SPARE |  |  |  | 250.000 A |  |  | 3 | Fail | Please check "Mounting"
380585863 | TNB | DISTRIBUTION | KUALA SELANGOR | Existing | RYB | LV FUSE SWITCH |  | CLOSED | IEC MIDDLE CURVE | FUSES | SPARE |  |  |  | 250.000 A |  |  | 3 | Fail | Please check "Mounting"
380585867 | TNB | DISTRIBUTION | KUALA SELANGOR | Existing | RYB | LV FUSE SWITCH |  | CLOSED | IEC MIDDLE CURVE | FUSES | SPARE |  |  |  | 250.000 A |  |  | 3 | Fail | Please check "Mounting"
380585882 | TNB | DISTRIBUTION | KUALA SELANGOR | Existing | RYB | LV FUSE SWITCH |  | CLOSED | IEC MIDDLE CURVE | FUSES | SPARE |  |  |  | 250.000 A |  |  | 3 | Fail | Please check "Mounting"
380585894 | TNB | DISTRIBUTION | KUALA SELANGOR | Existing | RYB | LV FUSE SWITCH |  | CLOSED | IEC MIDDLE CURVE | FUSES | SPARE |  |  |  | 250.000 A |  |  | 3 | Fail | Please check "Mounting"
380585901 | TNB | DISTRIBUTION | KUALA SELANGOR | Existing | RYB | LV FUSE SWITCH |  | CLOSED | IEC MIDDLE CURVE | FUSES | SPARE |  |  |  | 250.000 A |  |  | 3 | Fail | Please check "Mounting"
380585910 | TNB | DISTRIBUTION | KUALA SELANGOR | Existing | RYB | LV FUSE SWITCH |  | CLOSED | IEC MIDDLE CURVE | FUSES | SPARE |  |  |  | 250.000 A |  |  | 3 | Fail | Please check "Mounting"
380585920 | TNB | DISTRIBUTION | KUALA SELANGOR | Existing | RYB | LV FUSE SWITCH |  | CLOSED | IEC MIDDLE CURVE | FUSES | SPARE |  |  |  | 250.000 A |  |  | 3 | Fail | Please check "Mounting"
380585927 | TNB | DISTRIBUTION | KUALA SELANGOR | Existing | RYB | LV FUSE SWITCH |  | CLOSED | IEC MIDDLE CURVE | FUSES | SPARE |  |  |  | 250.000 A |  |  | 3 | Fail | Please check "Mounting"
380585977 | TNB | DISTRIBUTION | KUALA SELANGOR | Existing | RYB | LV FUSE SWITCH |  | CLOSED | IEC MIDDLE CURVE | FUSES | SPARE |  |  |  | 250.000 A |  |  | 3 | Fail | Please check "Mounting"
380585981 | TNB | DISTRIBUTION | KUALA SELANGOR | Existing | RYB | LV FUSE SWITCH |  | CLOSED | IEC MIDDLE CURVE | FUSES | SPARE |  |  |  | 250.000 A |  |  | 3 | Fail | Please check "Mounting"
380585996 | TNB | DISTRIBUTION | KUALA SELANGOR | Existing | RYB | LV FUSE SWITCH |  | CLOSED | IEC MIDDLE CURVE | FUSES | SPARE |  |  |  | 250.000 A |  |  | 3 | Fail | Please check "Mounting"
380586008 | TNB | DISTRIBUTION | KUALA SELANGOR | Existing | RYB | LV FUSE SWITCH |  | CLOSED | IEC MIDDLE CURVE | FUSES | SPARE |  |  |  | 250.000 A |  |  | 3 | Fail | Please check "Mounting"
380586015 | TNB | DISTRIBUTION | KUALA SELANGOR | Existing | RYB | LV FUSE SWITCH |  | CLOSED | IEC MIDDLE CURVE | FUSES | SPARE |  |  |  | 250.000 A |  |  | 3 | Fail | Please check "Mounting"
380586024 | TNB | DISTRIBUTION | KUALA SELANGOR | Existing | RYB | LV FUSE SWITCH |  | CLOSED | IEC MIDDLE CURVE | FUSES | SPARE |  |  |  | 250.000 A |  |  | 3 | Fail | Please check "Mounting"
380586034 | TNB | DISTRIBUTION | KUALA SELANGOR | Existing | RYB | LV FUSE SWITCH |  | CLOSED | IEC MIDDLE CURVE | FUSES | SPARE |  |  |  | 250.000 A |  |  | 3 | Fail | Please check "Mounting"
380586041 | TNB | DISTRIBUTION | KUALA SELANGOR | Existing | RYB | LV FUSE SWITCH |  | CLOSED | IEC MIDDLE CURVE | FUSES | SPARE |  |  |  | 250.000 A |  |  | 3 | Fail | Please check "Mounting"
380586113 | TNB | DISTRIBUTION | KUALA SELANGOR | Existing | RYB | LV FUSE SWITCH |  | CLOSED | IEC MIDDLE CURVE | FUSES | SPARE |  |  |  | 250.000 A |  |  | 3 | Fail | Please check "Mounting"
380586117 | TNB | DISTRIBUTION | KUALA SELANGOR | Existing | RYB | LV FUSE SWITCH |  | CLOSED | IEC MIDDLE CURVE | FUSES | SPARE |  |  |  | 250.000 A |  |  | 3 | Fail | Please check "Mounting"
380586132 | TNB | DISTRIBUTION | KUALA SELANGOR | Existing | RYB | LV FUSE SWITCH |  | CLOSED | IEC MIDDLE CURVE | FUSES | SPARE |  |  |  | 250.000 A |  |  | 3 | Fail | Please check "Mounting"
380586144 | TNB | DISTRIBUTION | KUALA SELANGOR | Existing | RYB | LV FUSE SWITCH |  | CLOSED | IEC MIDDLE CURVE | FUSES | SPARE |  |  |  | 250.000 A |  |  | 3 | Fail | Please check "Mounting"
380586151 | TNB | DISTRIBUTION | KUALA SELANGOR | Existing | RYB | LV FUSE SWITCH |  | CLOSED | IEC MIDDLE CURVE | FUSES | SPARE |  |  |  | 250.000 A |  |  | 3 | Fail | Please check "Mounting"
380586160 | TNB | DISTRIBUTION | KUALA SELANGOR | Existing | RYB | LV FUSE SWITCH |  | CLOSED | IEC MIDDLE CURVE | FUSES | SPARE |  |  |  | 250.000 A |  |  | 3 | Fail | Please check "Mounting"
380586170 | TNB | DISTRIBUTION | KUALA SELANGOR | Existing | RYB | LV FUSE SWITCH |  | CLOSED | IEC MIDDLE CURVE | FUSES | SPARE |  |  |  | 250.000 A |  |  | 3 | Fail | Please check "Mounting"
380586177 | TNB | DISTRIBUTION | KUALA SELANGOR | Existing | RYB | LV FUSE SWITCH |  | CLOSED | IEC MIDDLE CURVE | FUSES | SPARE |  |  |  | 250.000 A |  |  | 3 | Fail | Please check "Mounting"
380586190 | TNB | DISTRIBUTION | KUALA SELANGOR | Existing | RYB | LV FUSE SWITCH |  | CLOSED | IEC MIDDLE CURVE | FUSES | SPARE |  |  |  | 250.000 A |  |  | 3 | Fail | Please check "Mounting"
380586194 | TNB | DISTRIBUTION | KUALA SELANGOR | Existing | RYB | LV FUSE SWITCH |  | CLOSED | IEC MIDDLE CURVE | FUSES | SPARE |  |  |  | 250.000 A |  |  | 3 | Fail | Please check "Mounting"
380586209 | TNB | DISTRIBUTION | KUALA SELANGOR | Existing | RYB | LV FUSE SWITCH |  | CLOSED | IEC MIDDLE CURVE | FUSES | SPARE |  |  |  | 250.000 A |  |  | 3 | Fail | Please check "Mounting"
380586221 | TNB | DISTRIBUTION | KUALA SELANGOR | Existing | RYB | LV FUSE SWITCH |  | CLOSED | IEC MIDDLE CURVE | FUSES | SPARE |  |  |  | 250.000 A |  |  | 3 | Fail | Please check "Mounting"
380586228 | TNB | DISTRIBUTION | KUALA SELANGOR | Existing | RYB | LV FUSE SWITCH |  | CLOSED | IEC MIDDLE CURVE | FUSES | SPARE |  |  |  | 250.000 A |  |  | 3 | Fail | Please check "Mounting"
380586237 | TNB | DISTRIBUTION | KUALA SELANGOR | Existing | RYB | LV FUSE SWITCH |  | CLOSED | IEC MIDDLE CURVE | FUSES | SPARE |  |  |  | 250.000 A |  |  | 3 | Fail | Please check "Mounting"
380586247 | TNB | DISTRIBUTION | KUALA SELANGOR | Existing | RYB | LV FUSE SWITCH |  | CLOSED | IEC MIDDLE CURVE | FUSES | SPARE |  |  |  | 250.000 A |  |  | 3 | Fail | Please check "Mounting"
380586254 | TNB | DISTRIBUTION | KUALA SELANGOR | Existing | RYB | LV FUSE SWITCH |  | CLOSED | IEC MIDDLE CURVE | FUSES | SPARE |  |  |  | 250.000 A |  |  | 3 | Fail | Please check "Mounting"
380586307 | TNB | DISTRIBUTION | KUALA SELANGOR | Existing | RYB | LV FUSE SWITCH |  | CLOSED | IEC MIDDLE CURVE | FUSES | SPARE |  |  |  | 250.000 A |  |  | 3 | Fail | Please check "Mounting"
380586311 | TNB | DISTRIBUTION | KUALA SELANGOR | Existing | RYB | LV FUSE SWITCH |  | CLOSED | IEC MIDDLE CURVE | FUSES | SPARE |  |  |  | 250.000 A |  |  | 3 | Fail | Please check "Mounting"
380586326 | TNB | DISTRIBUTION | KUALA SELANGOR | Existing | RYB | LV FUSE SWITCH |  | CLOSED | IEC MIDDLE CURVE | FUSES | SPARE |  |  |  | 250.000 A |  |  | 3 | Fail | Please check "Mounting"
380586338 | TNB | DISTRIBUTION | KUALA SELANGOR | Existing | RYB | LV FUSE SWITCH |  | CLOSED | IEC MIDDLE CURVE | FUSES | SPARE |  |  |  | 250.000 A |  |  | 3 | Fail | Please check "Mounting"
380586345 | TNB | DISTRIBUTION | KUALA SELANGOR | Existing | RYB | LV FUSE SWITCH |  | CLOSED | IEC MIDDLE CURVE | FUSES | SPARE |  |  |  | 250.000 A |  |  | 3 | Fail | Please check "Mounting"
380586354 | TNB | DISTRIBUTION | KUALA SELANGOR | Existing | RYB | LV FUSE SWITCH |  | CLOSED | IEC MIDDLE CURVE | FUSES | SPARE |  |  |  | 250.000 A |  |  | 3 | Fail | Please check "Mounting"
380586364 | TNB | DISTRIBUTION | KUALA SELANGOR | Existing | RYB | LV FUSE SWITCH |  | CLOSED | IEC MIDDLE CURVE | FUSES | SPARE |  |  |  | 250.000 A |  |  | 3 | Fail | Please check "Mounting"
380586371 | TNB | DISTRIBUTION | KUALA SELANGOR | Existing | RYB | LV FUSE SWITCH |  | CLOSED | IEC MIDDLE CURVE | FUSES | SPARE |  |  |  | 250.000 A |  |  | 3 | Fail | Please check "Mounting"
380586431 | TNB | DISTRIBUTION | KUALA SELANGOR | Existing | RYB | LV FUSE SWITCH |  | CLOSED | IEC MIDDLE CURVE | FUSES | SPARE |  |  |  | 250.000 A |  |  | 3 | Fail | Please check "Mounting"
380586435 | TNB | DISTRIBUTION | KUALA SELANGOR | Existing | RYB | LV FUSE SWITCH |  | CLOSED | IEC MIDDLE CURVE | FUSES | SPARE |  |  |  | 250.000 A |  |  | 3 | Fail | Please check "Mounting"
380586450 | TNB | DISTRIBUTION | KUALA SELANGOR | Existing | RYB | LV FUSE SWITCH |  | CLOSED | IEC MIDDLE CURVE | FUSES | SPARE |  |  |  | 250.000 A |  |  | 3 | Fail | Please check "Mounting"
380586462 | TNB | DISTRIBUTION | KUALA SELANGOR | Existing | RYB | LV FUSE SWITCH |  | CLOSED | IEC MIDDLE CURVE | FUSES | SPARE |  |  |  | 250.000 A |  |  | 3 | Fail | Please check "Mounting"
380586469 | TNB | DISTRIBUTION | KUALA SELANGOR | Existing | RYB | LV FUSE SWITCH |  | CLOSED | IEC MIDDLE CURVE | FUSES | SPARE |  |  |  | 250.000 A |  |  | 3 | Fail | Please check "Mounting"
380586478 | TNB | DISTRIBUTION | KUALA SELANGOR | Existing | RYB | LV FUSE SWITCH |  | CLOSED | IEC MIDDLE CURVE | FUSES | SPARE |  |  |  | 250.000 A |  |  | 3 | Fail | Please check "Mounting"
380586488 | TNB | DISTRIBUTION | KUALA SELANGOR | Existing | RYB | LV FUSE SWITCH |  | CLOSED | IEC MIDDLE CURVE | FUSES | SPARE |  |  |  | 250.000 A |  |  | 3 | Fail | Please check "Mounting"
380586495 | TNB | DISTRIBUTION | KUALA SELANGOR | Existing | RYB | LV FUSE SWITCH |  | CLOSED | IEC MIDDLE CURVE | FUSES | SPARE |  |  |  | 250.000 A |  |  | 3 | Fail | Please check "Mounting"
380586668 | TNB | DISTRIBUTION | KUALA SELANGOR | Existing | RYB | LV FUSE SWITCH |  | CLOSED | IEC MIDDLE CURVE | FUSES | SPARE |  |  |  | 250.000 A |  |  | 3 | Fail | Please check "Mounting"
380586672 | TNB | DISTRIBUTION | KUALA SELANGOR | Existing | RYB | LV FUSE SWITCH |  | CLOSED | IEC MIDDLE CURVE | FUSES | SPARE |  |  |  | 250.000 A |  |  | 3 | Fail | Please check "Mounting"
380586687 | TNB | DISTRIBUTION | KUALA SELANGOR | Existing | RYB | LV FUSE SWITCH |  | CLOSED | IEC MIDDLE CURVE | FUSES | SPARE |  |  |  | 250.000 A |  |  | 3 | Fail | Please check "Mounting"
380586699 | TNB | DISTRIBUTION | KUALA SELANGOR | Existing | RYB | LV FUSE SWITCH |  | CLOSED | IEC MIDDLE CURVE | FUSES | SPARE |  |  |  | 250.000 A |  |  | 3 | Fail | Please check "Mounting"
380586706 | TNB | DISTRIBUTION | KUALA SELANGOR | Existing | RYB | LV FUSE SWITCH |  | CLOSED | IEC MIDDLE CURVE | FUSES | SPARE |  |  |  | 250.000 A |  |  | 3 | Fail | Please check "Mounting"
380586715 | TNB | DISTRIBUTION | KUALA SELANGOR | Existing | RYB | LV FUSE SWITCH |  | CLOSED | IEC MIDDLE CURVE | FUSES | SPARE |  |  |  | 250.000 A |  |  | 3 | Fail | Please check "Mounting"
380586725 | TNB | DISTRIBUTION | KUALA SELANGOR | Existing | RYB | LV FUSE SWITCH |  | CLOSED | IEC MIDDLE CURVE | FUSES | SPARE |  |  |  | 250.000 A |  |  | 3 | Fail | Please check "Mounting"
380586732 | TNB | DISTRIBUTION | KUALA SELANGOR | Existing | RYB | LV FUSE SWITCH |  | CLOSED | IEC MIDDLE CURVE | FUSES | SPARE |  |  |  | 250.000 A |  |  | 3 | Fail | Please check "Mounting"
380586788 | TNB | DISTRIBUTION | KUALA SELANGOR | Existing | RYB | LV FUSE SWITCH |  | CLOSED | IEC MIDDLE CURVE | FUSES | SPARE |  |  |  | 250.000 A |  |  | 3 | Fail | Please check "Mounting"
380586792 | TNB | DISTRIBUTION | KUALA SELANGOR | Existing | RYB | LV FUSE SWITCH |  | CLOSED | IEC MIDDLE CURVE | FUSES | SPARE |  |  |  | 250.000 A |  |  | 3 | Fail | Please check "Mounting"
380586807 | TNB | DISTRIBUTION | KUALA SELANGOR | Existing | RYB | LV FUSE SWITCH |  | CLOSED | IEC MIDDLE CURVE | FUSES | SPARE |  |  |  | 250.000 A |  |  | 3 | Fail | Please check "Mounting"
380586819 | TNB | DISTRIBUTION | KUALA SELANGOR | Existing | RYB | LV FUSE SWITCH |  | CLOSED | IEC MIDDLE CURVE | FUSES | SPARE |  |  |  | 250.000 A |  |  | 3 | Fail | Please check "Mounting"
380586826 | TNB | DISTRIBUTION | KUALA SELANGOR | Existing | RYB | LV FUSE SWITCH |  | CLOSED | IEC MIDDLE CURVE | FUSES | SPARE |  |  |  | 250.000 A |  |  | 3 | Fail | Please check "Mounting"
380586835 | TNB | DISTRIBUTION | KUALA SELANGOR | Existing | RYB | LV FUSE SWITCH |  | CLOSED | IEC MIDDLE CURVE | FUSES | SPARE |  |  |  | 250.000 A |  |  | 3 | Fail | Please check "Mounting"
380586845 | TNB | DISTRIBUTION | KUALA SELANGOR | Existing | RYB | LV FUSE SWITCH |  | CLOSED | IEC MIDDLE CURVE | FUSES | SPARE |  |  |  | 250.000 A |  |  | 3 | Fail | Please check "Mounting"
380586852 | TNB | DISTRIBUTION | KUALA SELANGOR | Existing | RYB | LV FUSE SWITCH |  | CLOSED | IEC MIDDLE CURVE | FUSES | SPARE |  |  |  | 250.000 A |  |  | 3 | Fail | Please check "Mounting"
380586929 | TNB | DISTRIBUTION | KUALA SELANGOR | Existing | RYB | LV FUSE SWITCH |  | CLOSED | IEC MIDDLE CURVE | FUSES | SPARE |  |  |  | 250.000 A |  |  | 3 | Fail | Please check "Mounting"
380586933 | TNB | DISTRIBUTION | KUALA SELANGOR | Existing | RYB | LV FUSE SWITCH |  | CLOSED | IEC MIDDLE CURVE | FUSES | SPARE |  |  |  | 250.000 A |  |  | 3 | Fail | Please check "Mounting"
380586948 | TNB | DISTRIBUTION | KUALA SELANGOR | Existing | RYB | LV FUSE SWITCH |  | CLOSED | IEC MIDDLE CURVE | FUSES | SPARE |  |  |  | 250.000 A |  |  | 3 | Fail | Please check "Mounting"
380586960 | TNB | DISTRIBUTION | KUALA SELANGOR | Existing | RYB | LV FUSE SWITCH |  | CLOSED | IEC MIDDLE CURVE | FUSES | SPARE |  |  |  | 250.000 A |  |  | 3 | Fail | Please check "Mounting"
380586967 | TNB | DISTRIBUTION | KUALA SELANGOR | Existing | RYB | LV FUSE SWITCH |  | CLOSED | IEC MIDDLE CURVE | FUSES | SPARE |  |  |  | 250.000 A |  |  | 3 | Fail | Please check "Mounting"
380586976 | TNB | DISTRIBUTION | KUALA SELANGOR | Existing | RYB | LV FUSE SWITCH |  | CLOSED | IEC MIDDLE CURVE | FUSES | SPARE |  |  |  | 250.000 A |  |  | 3 | Fail | Please check "Mounting"
380586986 | TNB | DISTRIBUTION | KUALA SELANGOR | Existing | RYB | LV FUSE SWITCH |  | CLOSED | IEC MIDDLE CURVE | FUSES | SPARE |  |  |  | 250.000 A |  |  | 3 | Fail | Please check "Mounting"
380586993 | TNB | DISTRIBUTION | KUALA SELANGOR | Existing | RYB | LV FUSE SWITCH |  | CLOSED | IEC MIDDLE CURVE | FUSES | SPARE |  |  |  | 250.000 A |  |  | 3 | Fail | Please check "Mounting"
380587043 | TNB | DISTRIBUTION | KUALA SELANGOR | Existing | RYB | LV FUSE SWITCH |  | CLOSED | IEC MIDDLE CURVE | FUSES | SPARE |  |  |  | 250.000 A |  |  | 3 | Fail | Please check "Mounting"
380587047 | TNB | DISTRIBUTION | KUALA SELANGOR | Existing | RYB | LV FUSE SWITCH |  | CLOSED | IEC MIDDLE CURVE | FUSES | SPARE |  |  |  | 250.000 A |  |  | 3 | Fail | Please check "Mounting"
380587062 | TNB | DISTRIBUTION | KUALA SELANGOR | Existing | RYB | LV FUSE SWITCH |  | CLOSED | IEC MIDDLE CURVE | FUSES | SPARE |  |  |  | 250.000 A |  |  | 3 | Fail | Please check "Mounting"
380587074 | TNB | DISTRIBUTION | KUALA SELANGOR | Existing | RYB | LV FUSE SWITCH |  | CLOSED | IEC MIDDLE CURVE | FUSES | SPARE |  |  |  | 250.000 A |  |  | 3 | Fail | Please check "Mounting"
380587081 | TNB | DISTRIBUTION | KUALA SELANGOR | Existing | RYB | LV FUSE SWITCH |  | CLOSED | IEC MIDDLE CURVE | FUSES | SPARE |  |  |  | 250.000 A |  |  | 3 | Fail | Please check "Mounting"
380587090 | TNB | DISTRIBUTION | KUALA SELANGOR | Existing | RYB | LV FUSE SWITCH |  | CLOSED | IEC MIDDLE CURVE | FUSES | SPARE |  |  |  | 250.000 A |  |  | 3 | Fail | Please check "Mounting"
380587100 | TNB | DISTRIBUTION | KUALA SELANGOR | Existing | RYB | LV FUSE SWITCH |  | CLOSED | IEC MIDDLE CURVE | FUSES | SPARE |  |  |  | 250.000 A |  |  | 3 | Fail | Please check "Mounting"
380587107 | TNB | DISTRIBUTION | KUALA SELANGOR | Existing | RYB | LV FUSE SWITCH |  | CLOSED | IEC MIDDLE CURVE | FUSES | SPARE |  |  |  | 250.000 A |  |  | 3 | Fail | Please check "Mounting"
380587170 | TNB | DISTRIBUTION | KUALA SELANGOR | Existing | RYB | LV FUSE SWITCH |  | CLOSED | IEC MIDDLE CURVE | FUSES | SPARE |  |  |  | 250.000 A |  |  | 3 | Fail | Please check "Mounting"
380587184 | TNB | DISTRIBUTION | KUALA SELANGOR | Existing | RYB | LV FUSE SWITCH |  | CLOSED | IEC MIDDLE CURVE | FUSES | SPARE |  |  |  | 250.000 A |  |  | 3 | Fail | Please check "Mounting"
380587191 | TNB | DISTRIBUTION | KUALA SELANGOR | Existing | RYB | LV FUSE SWITCH |  | CLOSED | IEC MIDDLE CURVE | FUSES | SPARE |  |  |  | 250.000 A |  |  | 3 | Fail | Please check "Mounting"
380587196 | TNB | DISTRIBUTION | KUALA SELANGOR | Existing | RYB | LV FUSE SWITCH |  | CLOSED | IEC MIDDLE CURVE | FUSES | SPARE |  |  |  | 250.000 A |  |  | 3 | Fail | Please check "Mounting"
380587202 | TNB | DISTRIBUTION | KUALA SELANGOR | Existing | RYB | LV FUSE SWITCH |  | CLOSED | IEC MIDDLE CURVE | FUSES | SPARE |  |  |  | 250.000 A |  |  | 3 | Fail | Please check "Mounting"
380587214 | TNB | DISTRIBUTION | KUALA SELANGOR | Existing | RYB | LV FUSE SWITCH |  | CLOSED | IEC MIDDLE CURVE | FUSES | SPARE |  |  |  | 250.000 A |  |  | 3 | Fail | Please check "Mounting"
380587222 | TNB | DISTRIBUTION | KUALA SELANGOR | Existing | RYB | LV FUSE SWITCH |  | CLOSED | IEC MIDDLE CURVE | FUSES | SPARE |  |  |  | 250.000 A |  |  | 3 | Fail | Please check "Mounting"
380587240 | TNB | DISTRIBUTION | KUALA SELANGOR | Existing | RYB | LV FUSE SWITCH |  | CLOSED | IEC MIDDLE CURVE | FUSES | SPARE |  |  |  | 250.000 A |  |  | 3 | Fail | Please check "Mounting"
380658877 | TNB | DISTRIBUTION | KUALA SELANGOR | Existing | RYB | LV FUSE SWITCH | FEEDER PILLAR | CLOSED | IEC MIDDLE CURVE | FUSES | FPA (D0889) 2 |  |  |  | 250.000 A |  |  | 3 | Pass | null
380658891 | TNB | DISTRIBUTION | KUALA SELANGOR | Existing | RYB | LV FUSE SWITCH | FEEDER PILLAR | OPEN | IEC MIDDLE CURVE | FUSES | SPARE |  |  |  | 250.000 A |  |  | 3 | Pass | null
380658898 | TNB | DISTRIBUTION | KUALA SELANGOR | Existing | RYB | LV FUSE SWITCH | FEEDER PILLAR | OPEN | IEC MIDDLE CURVE | FUSES | SPARE |  |  |  | 250.000 A |  |  | 3 | Pass | null
380658903 | TNB | DISTRIBUTION | KUALA SELANGOR | Existing | RYB | LV FUSE SWITCH | FEEDER PILLAR | OPEN | IEC MIDDLE CURVE | FUSES | SPARE |  |  |  | 250.000 A |  |  | 3 | Pass | null
380658909 | TNB | DISTRIBUTION | KUALA SELANGOR | Existing | RYB | LV FUSE SWITCH | FEEDER PILLAR | OPEN | IEC MIDDLE CURVE | FUSES | SPARE |  |  |  | 250.000 A |  |  | 3 | Pass | null
380658921 | TNB | DISTRIBUTION | KUALA SELANGOR | Existing | RYB | LV FUSE SWITCH | FEEDER PILLAR | OPEN | IEC MIDDLE CURVE | FUSES | SPARE |  |  |  | 250.000 A |  |  | 3 | Pass | null
380658929 | TNB | DISTRIBUTION | KUALA SELANGOR | Existing | RYB | LV FUSE SWITCH | FEEDER PILLAR | OPEN | IEC MIDDLE CURVE | FUSES | SPARE |  |  |  | 250.000 A |  |  | 3 | Pass | null
380658947 | TNB | DISTRIBUTION | KUALA SELANGOR | Existing | RYB | LV FUSE SWITCH | FEEDER PILLAR | CLOSED | IEC MIDDLE CURVE | FUSES | FPA (D0889) 1 |  |  |  | 250.000 A |  |  | 3 | Pass | null
380659204 | TNB | DISTRIBUTION | KUALA SELANGOR | Existing | RYB | LV FUSE SWITCH |  | CLOSED | IEC MIDDLE CURVE | FUSES | SPARE |  |  |  | 250.000 A |  |  | 3 | Fail | Please check "Mounting"
380659218 | TNB | DISTRIBUTION | KUALA SELANGOR | Existing | RYB | LV FUSE SWITCH |  | CLOSED | IEC MIDDLE CURVE | FUSES | SPARE |  |  |  | 250.000 A |  |  | 3 | Fail | Please check "Mounting"
380659225 | TNB | DISTRIBUTION | KUALA SELANGOR | Existing | RYB | LV FUSE SWITCH |  | CLOSED | IEC MIDDLE CURVE | FUSES | SPARE |  |  |  | 250.000 A |  |  | 3 | Fail | Please check "Mounting"
380659230 | TNB | DISTRIBUTION | KUALA SELANGOR | Existing | RYB | LV FUSE SWITCH |  | CLOSED | IEC MIDDLE CURVE | FUSES | SPARE |  |  |  | 250.000 A |  |  | 3 | Fail | Please check "Mounting"
380659236 | TNB | DISTRIBUTION | KUALA SELANGOR | Existing | RYB | LV FUSE SWITCH |  | CLOSED | IEC MIDDLE CURVE | FUSES | SPARE |  |  |  | 250.000 A |  |  | 3 | Fail | Please check "Mounting"
380659248 | TNB | DISTRIBUTION | KUALA SELANGOR | Existing | RYB | LV FUSE SWITCH |  | CLOSED | IEC MIDDLE CURVE | FUSES | SPARE |  |  |  | 250.000 A |  |  | 3 | Fail | Please check "Mounting"
380659256 | TNB | DISTRIBUTION | KUALA SELANGOR | Existing | RYB | LV FUSE SWITCH |  | CLOSED | IEC MIDDLE CURVE | FUSES | SPARE |  |  |  | 250.000 A |  |  | 3 | Fail | Please check "Mounting"
380659274 | TNB | DISTRIBUTION | KUALA SELANGOR | Existing | RYB | LV FUSE SWITCH |  | CLOSED | IEC MIDDLE CURVE | FUSES | SPARE |  |  |  | 250.000 A |  |  | 3 | Fail | Please check "Mounting"
380659281 | TNB | DISTRIBUTION | KUALA SELANGOR | Existing | RYB | LV FUSE SWITCH |  | CLOSED | IEC MIDDLE CURVE | FUSES | SPARE |  |  |  | 250.000 A |  |  | 3 | Fail | Please check "Mounting"
380659295 | TNB | DISTRIBUTION | KUALA SELANGOR | Existing | RYB | LV FUSE SWITCH |  | CLOSED | IEC MIDDLE CURVE | FUSES | SPARE |  |  |  | 250.000 A |  |  | 3 | Fail | Please check "Mounting"
380659302 | TNB | DISTRIBUTION | KUALA SELANGOR | Existing | RYB | LV FUSE SWITCH |  | CLOSED | IEC MIDDLE CURVE | FUSES | SPARE |  |  |  | 250.000 A |  |  | 3 | Fail | Please check "Mounting"
380659307 | TNB | DISTRIBUTION | KUALA SELANGOR | Existing | RYB | LV FUSE SWITCH |  | CLOSED | IEC MIDDLE CURVE | FUSES | SPARE |  |  |  | 250.000 A |  |  | 3 | Fail | Please check "Mounting"
380659313 | TNB | DISTRIBUTION | KUALA SELANGOR | Existing | RYB | LV FUSE SWITCH |  | CLOSED | IEC MIDDLE CURVE | FUSES | SPARE |  |  |  | 250.000 A |  |  | 3 | Fail | Please check "Mounting"
380659325 | TNB | DISTRIBUTION | KUALA SELANGOR | Existing | RYB | LV FUSE SWITCH |  | CLOSED | IEC MIDDLE CURVE | FUSES | SPARE |  |  |  | 250.000 A |  |  | 3 | Fail | Please check "Mounting"
380659333 | TNB | DISTRIBUTION | KUALA SELANGOR | Existing | RYB | LV FUSE SWITCH |  | CLOSED | IEC MIDDLE CURVE | FUSES | SPARE |  |  |  | 250.000 A |  |  | 3 | Fail | Please check "Mounting"
380659351 | TNB | DISTRIBUTION | KUALA SELANGOR | Existing | RYB | LV FUSE SWITCH |  | CLOSED | IEC MIDDLE CURVE | FUSES | SPARE |  |  |  | 250.000 A |  |  | 3 | Fail | Please check "Mounting"
380659443 | TNB | DISTRIBUTION | KUALA SELANGOR | Existing | RYB | LV FUSE SWITCH |  | CLOSED | IEC MIDDLE CURVE | FUSES | SPARE |  |  |  | 250.000 A |  |  | 3 | Fail | Please check "Mounting"
380659457 | TNB | DISTRIBUTION | KUALA SELANGOR | Existing | RYB | LV FUSE SWITCH |  | CLOSED | IEC MIDDLE CURVE | FUSES | SPARE |  |  |  | 250.000 A |  |  | 3 | Fail | Please check "Mounting"
380659464 | TNB | DISTRIBUTION | KUALA SELANGOR | Existing | RYB | LV FUSE SWITCH |  | CLOSED | IEC MIDDLE CURVE | FUSES | SPARE |  |  |  | 250.000 A |  |  | 3 | Fail | Please check "Mounting"
380659469 | TNB | DISTRIBUTION | KUALA SELANGOR | Existing | RYB | LV FUSE SWITCH |  | CLOSED | IEC MIDDLE CURVE | FUSES | SPARE |  |  |  | 250.000 A |  |  | 3 | Fail | Please check "Mounting"
380659475 | TNB | DISTRIBUTION | KUALA SELANGOR | Existing | RYB | LV FUSE SWITCH |  | CLOSED | IEC MIDDLE CURVE | FUSES | SPARE |  |  |  | 250.000 A |  |  | 3 | Fail | Please check "Mounting"
380659487 | TNB | DISTRIBUTION | KUALA SELANGOR | Existing | RYB | LV FUSE SWITCH |  | CLOSED | IEC MIDDLE CURVE | FUSES | SPARE |  |  |  | 250.000 A |  |  | 3 | Fail | Please check "Mounting"
380659495 | TNB | DISTRIBUTION | KUALA SELANGOR | Existing | RYB | LV FUSE SWITCH |  | CLOSED | IEC MIDDLE CURVE | FUSES | SPARE |  |  |  | 250.000 A |  |  | 3 | Fail | Please check "Mounting"
380659513 | TNB | DISTRIBUTION | KUALA SELANGOR | Existing | RYB | LV FUSE SWITCH |  | CLOSED | IEC MIDDLE CURVE | FUSES | SPARE |  |  |  | 250.000 A |  |  | 3 | Fail | Please check "Mounting"
380659581 | TNB | DISTRIBUTION | KUALA SELANGOR | Existing | RYB | LV FUSE SWITCH |  | CLOSED | IEC MIDDLE CURVE | FUSES | SPARE |  |  |  | 250.000 A |  |  | 3 | Fail | Please check "Mounting"
380659595 | TNB | DISTRIBUTION | KUALA SELANGOR | Existing | RYB | LV FUSE SWITCH |  | CLOSED | IEC MIDDLE CURVE | FUSES | SPARE |  |  |  | 250.000 A |  |  | 3 | Fail | Please check "Mounting"
380659602 | TNB | DISTRIBUTION | KUALA SELANGOR | Existing | RYB | LV FUSE SWITCH |  | CLOSED | IEC MIDDLE CURVE | FUSES | SPARE |  |  |  | 250.000 A |  |  | 3 | Fail | Please check "Mounting"
380659607 | TNB | DISTRIBUTION | KUALA SELANGOR | Existing | RYB | LV FUSE SWITCH |  | CLOSED | IEC MIDDLE CURVE | FUSES | SPARE |  |  |  | 250.000 A |  |  | 3 | Fail | Please check "Mounting"
380659613 | TNB | DISTRIBUTION | KUALA SELANGOR | Existing | RYB | LV FUSE SWITCH |  | CLOSED | IEC MIDDLE CURVE | FUSES | SPARE |  |  |  | 250.000 A |  |  | 3 | Fail | Please check "Mounting"
380659625 | TNB | DISTRIBUTION | KUALA SELANGOR | Existing | RYB | LV FUSE SWITCH |  | CLOSED | IEC MIDDLE CURVE | FUSES | SPARE |  |  |  | 250.000 A |  |  | 3 | Fail | Please check "Mounting"
380659633 | TNB | DISTRIBUTION | KUALA SELANGOR | Existing | RYB | LV FUSE SWITCH |  | CLOSED | IEC MIDDLE CURVE | FUSES | SPARE |  |  |  | 250.000 A |  |  | 3 | Fail | Please check "Mounting"
380659651 | TNB | DISTRIBUTION | KUALA SELANGOR | Existing | RYB | LV FUSE SWITCH |  | CLOSED | IEC MIDDLE CURVE | FUSES | SPARE |  |  |  | 250.000 A |  |  | 3 | Fail | Please check "Mounting"
380659658 | TNB | DISTRIBUTION | KUALA SELANGOR | Existing | RYB | LV FUSE SWITCH |  | CLOSED | IEC MIDDLE CURVE | FUSES | SPARE |  |  |  | 250.000 A |  |  | 3 | Fail | Please check "Mounting"
380659672 | TNB | DISTRIBUTION | KUALA SELANGOR | Existing | RYB | LV FUSE SWITCH |  | CLOSED | IEC MIDDLE CURVE | FUSES | SPARE |  |  |  | 250.000 A |  |  | 3 | Fail | Please check "Mounting"
380659679 | TNB | DISTRIBUTION | KUALA SELANGOR | Existing | RYB | LV FUSE SWITCH |  | CLOSED | IEC MIDDLE CURVE | FUSES | SPARE |  |  |  | 250.000 A |  |  | 3 | Fail | Please check "Mounting"
380659684 | TNB | DISTRIBUTION | KUALA SELANGOR | Existing | RYB | LV FUSE SWITCH |  | CLOSED | IEC MIDDLE CURVE | FUSES | SPARE |  |  |  | 250.000 A |  |  | 3 | Fail | Please check "Mounting"
380659690 | TNB | DISTRIBUTION | KUALA SELANGOR | Existing | RYB | LV FUSE SWITCH |  | CLOSED | IEC MIDDLE CURVE | FUSES | SPARE |  |  |  | 250.000 A |  |  | 3 | Fail | Please check "Mounting"
380659702 | TNB | DISTRIBUTION | KUALA SELANGOR | Existing | RYB | LV FUSE SWITCH |  | CLOSED | IEC MIDDLE CURVE | FUSES | SPARE |  |  |  | 250.000 A |  |  | 3 | Fail | Please check "Mounting"
380659710 | TNB | DISTRIBUTION | KUALA SELANGOR | Existing | RYB | LV FUSE SWITCH |  | CLOSED | IEC MIDDLE CURVE | FUSES | SPARE |  |  |  | 250.000 A |  |  | 3 | Fail | Please check "Mounting"
380659728 | TNB | DISTRIBUTION | KUALA SELANGOR | Existing | RYB | LV FUSE SWITCH |  | CLOSED | IEC MIDDLE CURVE | FUSES | SPARE |  |  |  | 250.000 A |  |  | 3 | Fail | Please check "Mounting"
380671740 | TNB | DISTRIBUTION | KUALA SELANGOR | Existing | RYB | LV FUSE SWITCH |  | CLOSED | IEC MIDDLE CURVE | FUSES | SPARE |  |  |  | 250.000 A |  |  | 3 | Fail | Please check "Mounting"
380671754 | TNB | DISTRIBUTION | KUALA SELANGOR | Existing | RYB | LV FUSE SWITCH |  | CLOSED | IEC MIDDLE CURVE | FUSES | SPARE |  |  |  | 250.000 A |  |  | 3 | Fail | Please check "Mounting"
380671761 | TNB | DISTRIBUTION | KUALA SELANGOR | Existing | RYB | LV FUSE SWITCH |  | CLOSED | IEC MIDDLE CURVE | FUSES | SPARE |  |  |  | 250.000 A |  |  | 3 | Fail | Please check "Mounting"
380671766 | TNB | DISTRIBUTION | KUALA SELANGOR | Existing | RYB | LV FUSE SWITCH |  | CLOSED | IEC MIDDLE CURVE | FUSES | SPARE |  |  |  | 250.000 A |  |  | 3 | Fail | Please check "Mounting"
380671772 | TNB | DISTRIBUTION | KUALA SELANGOR | Existing | RYB | LV FUSE SWITCH |  | CLOSED | IEC MIDDLE CURVE | FUSES | SPARE |  |  |  | 250.000 A |  |  | 3 | Fail | Please check "Mounting"
380671784 | TNB | DISTRIBUTION | KUALA SELANGOR | Existing | RYB | LV FUSE SWITCH |  | CLOSED | IEC MIDDLE CURVE | FUSES | SPARE |  |  |  | 250.000 A |  |  | 3 | Fail | Please check "Mounting"
380671792 | TNB | DISTRIBUTION | KUALA SELANGOR | Existing | RYB | LV FUSE SWITCH |  | CLOSED | IEC MIDDLE CURVE | FUSES | SPARE |  |  |  | 250.000 A |  |  | 3 | Fail | Please check "Mounting"
380671810 | TNB | DISTRIBUTION | KUALA SELANGOR | Existing | RYB | LV FUSE SWITCH |  | CLOSED | IEC MIDDLE CURVE | FUSES | SPARE |  |  |  | 250.000 A |  |  | 3 | Fail | Please check "Mounting"
380671931 | TNB | DISTRIBUTION | KUALA SELANGOR | Existing | RYB | LV FUSE SWITCH |  | CLOSED | IEC MIDDLE CURVE | FUSES | SPARE |  |  |  | 250.000 A |  |  | 3 | Fail | Please check "Mounting"
380671945 | TNB | DISTRIBUTION | KUALA SELANGOR | Existing | RYB | LV FUSE SWITCH |  | CLOSED | IEC MIDDLE CURVE | FUSES | SPARE |  |  |  | 250.000 A |  |  | 3 | Fail | Please check "Mounting"
380671952 | TNB | DISTRIBUTION | KUALA SELANGOR | Existing | RYB | LV FUSE SWITCH |  | CLOSED | IEC MIDDLE CURVE | FUSES | SPARE |  |  |  | 250.000 A |  |  | 3 | Fail | Please check "Mounting"
380671957 | TNB | DISTRIBUTION | KUALA SELANGOR | Existing | RYB | LV FUSE SWITCH |  | CLOSED | IEC MIDDLE CURVE | FUSES | SPARE |  |  |  | 250.000 A |  |  | 3 | Fail | Please check "Mounting"
380671963 | TNB | DISTRIBUTION | KUALA SELANGOR | Existing | RYB | LV FUSE SWITCH |  | CLOSED | IEC MIDDLE CURVE | FUSES | SPARE |  |  |  | 250.000 A |  |  | 3 | Fail | Please check "Mounting"
380671975 | TNB | DISTRIBUTION | KUALA SELANGOR | Existing | RYB | LV FUSE SWITCH |  | CLOSED | IEC MIDDLE CURVE | FUSES | SPARE |  |  |  | 250.000 A |  |  | 3 | Fail | Please check "Mounting"
380671983 | TNB | DISTRIBUTION | KUALA SELANGOR | Existing | RYB | LV FUSE SWITCH |  | CLOSED | IEC MIDDLE CURVE | FUSES | SPARE |  |  |  | 250.000 A |  |  | 3 | Fail | Please check "Mounting"
380672001 | TNB | DISTRIBUTION | KUALA SELANGOR | Existing | RYB | LV FUSE SWITCH |  | CLOSED | IEC MIDDLE CURVE | FUSES | SPARE |  |  |  | 250.000 A |  |  | 3 | Fail | Please check "Mounting"
380672078 | TNB | DISTRIBUTION | KUALA SELANGOR | Existing | RYB | LV FUSE SWITCH |  | CLOSED | IEC MIDDLE CURVE | FUSES | SPARE |  |  |  | 250.000 A |  |  | 3 | Fail | Please check "Mounting"
380672092 | TNB | DISTRIBUTION | KUALA SELANGOR | Existing | RYB | LV FUSE SWITCH |  | CLOSED | IEC MIDDLE CURVE | FUSES | SPARE |  |  |  | 250.000 A |  |  | 3 | Fail | Please check "Mounting"
380672099 | TNB | DISTRIBUTION | KUALA SELANGOR | Existing | RYB | LV FUSE SWITCH |  | CLOSED | IEC MIDDLE CURVE | FUSES | SPARE |  |  |  | 250.000 A |  |  | 3 | Fail | Please check "Mounting"
380672104 | TNB | DISTRIBUTION | KUALA SELANGOR | Existing | RYB | LV FUSE SWITCH |  | CLOSED | IEC MIDDLE CURVE | FUSES | SPARE |  |  |  | 250.000 A |  |  | 3 | Fail | Please check "Mounting"
380672110 | TNB | DISTRIBUTION | KUALA SELANGOR | Existing | RYB | LV FUSE SWITCH |  | CLOSED | IEC MIDDLE CURVE | FUSES | SPARE |  |  |  | 250.000 A |  |  | 3 | Fail | Please check "Mounting"
380672122 | TNB | DISTRIBUTION | KUALA SELANGOR | Existing | RYB | LV FUSE SWITCH |  | CLOSED | IEC MIDDLE CURVE | FUSES | SPARE |  |  |  | 250.000 A |  |  | 3 | Fail | Please check "Mounting"
380672130 | TNB | DISTRIBUTION | KUALA SELANGOR | Existing | RYB | LV FUSE SWITCH |  | CLOSED | IEC MIDDLE CURVE | FUSES | SPARE |  |  |  | 250.000 A |  |  | 3 | Fail | Please check "Mounting"
380672148 | TNB | DISTRIBUTION | KUALA SELANGOR | Existing | RYB | LV FUSE SWITCH |  | CLOSED | IEC MIDDLE CURVE | FUSES | SPARE |  |  |  | 250.000 A |  |  | 3 | Fail | Please check "Mounting"
380672155 | TNB | DISTRIBUTION | KUALA SELANGOR | Existing | RYB | LV FUSE SWITCH |  | CLOSED | IEC MIDDLE CURVE | FUSES | SPARE |  |  |  | 250.000 A |  |  | 3 | Fail | Please check "Mounting"
380672169 | TNB | DISTRIBUTION | KUALA SELANGOR | Existing | RYB | LV FUSE SWITCH |  | CLOSED | IEC MIDDLE CURVE | FUSES | SPARE |  |  |  | 250.000 A |  |  | 3 | Fail | Please check "Mounting"
380672176 | TNB | DISTRIBUTION | KUALA SELANGOR | Existing | RYB | LV FUSE SWITCH |  | CLOSED | IEC MIDDLE CURVE | FUSES | SPARE |  |  |  | 250.000 A |  |  | 3 | Fail | Please check "Mounting"
380672181 | TNB | DISTRIBUTION | KUALA SELANGOR | Existing | RYB | LV FUSE SWITCH |  | CLOSED | IEC MIDDLE CURVE | FUSES | SPARE |  |  |  | 250.000 A |  |  | 3 | Fail | Please check "Mounting"
380672187 | TNB | DISTRIBUTION | KUALA SELANGOR | Existing | RYB | LV FUSE SWITCH |  | CLOSED | IEC MIDDLE CURVE | FUSES | SPARE |  |  |  | 250.000 A |  |  | 3 | Fail | Please check "Mounting"
380672199 | TNB | DISTRIBUTION | KUALA SELANGOR | Existing | RYB | LV FUSE SWITCH |  | CLOSED | IEC MIDDLE CURVE | FUSES | SPARE |  |  |  | 250.000 A |  |  | 3 | Fail | Please check "Mounting"
380672207 | TNB | DISTRIBUTION | KUALA SELANGOR | Existing | RYB | LV FUSE SWITCH |  | CLOSED | IEC MIDDLE CURVE | FUSES | SPARE |  |  |  | 250.000 A |  |  | 3 | Fail | Please check "Mounting"
380672225 | TNB | DISTRIBUTION | KUALA SELANGOR | Existing | RYB | LV FUSE SWITCH |  | CLOSED | IEC MIDDLE CURVE | FUSES | SPARE |  |  |  | 250.000 A |  |  | 3 | Fail | Please check "Mounting"
380672524 | TNB | DISTRIBUTION | KUALA SELANGOR | Existing | RYB | LV FUSE SWITCH |  | CLOSED | IEC MIDDLE CURVE | FUSES | SPARE |  |  |  | 250.000 A |  |  | 3 | Fail | Please check "Mounting"
380672538 | TNB | DISTRIBUTION | KUALA SELANGOR | Existing | RYB | LV FUSE SWITCH |  | CLOSED | IEC MIDDLE CURVE | FUSES | SPARE |  |  |  | 250.000 A |  |  | 3 | Fail | Please check "Mounting"
380672545 | TNB | DISTRIBUTION | KUALA SELANGOR | Existing | RYB | LV FUSE SWITCH |  | CLOSED | IEC MIDDLE CURVE | FUSES | SPARE |  |  |  | 250.000 A |  |  | 3 | Fail | Please check "Mounting"
380672550 | TNB | DISTRIBUTION | KUALA SELANGOR | Existing | RYB | LV FUSE SWITCH |  | CLOSED | IEC MIDDLE CURVE | FUSES | SPARE |  |  |  | 250.000 A |  |  | 3 | Fail | Please check "Mounting"
380672556 | TNB | DISTRIBUTION | KUALA SELANGOR | Existing | RYB | LV FUSE SWITCH |  | CLOSED | IEC MIDDLE CURVE | FUSES | SPARE |  |  |  | 250.000 A |  |  | 3 | Fail | Please check "Mounting"
380672568 | TNB | DISTRIBUTION | KUALA SELANGOR | Existing | RYB | LV FUSE SWITCH |  | CLOSED | IEC MIDDLE CURVE | FUSES | SPARE |  |  |  | 250.000 A |  |  | 3 | Fail | Please check "Mounting"
380672576 | TNB | DISTRIBUTION | KUALA SELANGOR | Existing | RYB | LV FUSE SWITCH |  | CLOSED | IEC MIDDLE CURVE | FUSES | SPARE |  |  |  | 250.000 A |  |  | 3 | Fail | Please check "Mounting"
380672594 | TNB | DISTRIBUTION | KUALA SELANGOR | Existing | RYB | LV FUSE SWITCH |  | CLOSED | IEC MIDDLE CURVE | FUSES | SPARE |  |  |  | 250.000 A |  |  | 3 | Fail | Please check "Mounting"
380672601 | TNB | DISTRIBUTION | KUALA SELANGOR | Existing | RYB | LV FUSE SWITCH |  | CLOSED | IEC MIDDLE CURVE | FUSES | SPARE |  |  |  | 250.000 A |  |  | 3 | Fail | Please check "Mounting"
380672615 | TNB | DISTRIBUTION | KUALA SELANGOR | Existing | RYB | LV FUSE SWITCH |  | CLOSED | IEC MIDDLE CURVE | FUSES | SPARE |  |  |  | 250.000 A |  |  | 3 | Fail | Please check "Mounting"
380672622 | TNB | DISTRIBUTION | KUALA SELANGOR | Existing | RYB | LV FUSE SWITCH |  | CLOSED | IEC MIDDLE CURVE | FUSES | SPARE |  |  |  | 250.000 A |  |  | 3 | Fail | Please check "Mounting"
380672627 | TNB | DISTRIBUTION | KUALA SELANGOR | Existing | RYB | LV FUSE SWITCH |  | CLOSED | IEC MIDDLE CURVE | FUSES | SPARE |  |  |  | 250.000 A |  |  | 3 | Fail | Please check "Mounting"
380672633 | TNB | DISTRIBUTION | KUALA SELANGOR | Existing | RYB | LV FUSE SWITCH |  | CLOSED | IEC MIDDLE CURVE | FUSES | SPARE |  |  |  | 250.000 A |  |  | 3 | Fail | Please check "Mounting"
380672645 | TNB | DISTRIBUTION | KUALA SELANGOR | Existing | RYB | LV FUSE SWITCH |  | CLOSED | IEC MIDDLE CURVE | FUSES | SPARE |  |  |  | 250.000 A |  |  | 3 | Fail | Please check "Mounting"
380672653 | TNB | DISTRIBUTION | KUALA SELANGOR | Existing | RYB | LV FUSE SWITCH |  | CLOSED | IEC MIDDLE CURVE | FUSES | SPARE |  |  |  | 250.000 A |  |  | 3 | Fail | Please check "Mounting"
380672671 | TNB | DISTRIBUTION | KUALA SELANGOR | Existing | RYB | LV FUSE SWITCH |  | CLOSED | IEC MIDDLE CURVE | FUSES | SPARE |  |  |  | 250.000 A |  |  | 3 | Fail | Please check "Mounting"
380672738 | TNB | DISTRIBUTION | KUALA SELANGOR | Existing | RYB | LV FUSE SWITCH |  | CLOSED | IEC MIDDLE CURVE | FUSES | SPARE |  |  |  | 250.000 A |  |  | 3 | Fail | Please check "Mounting"
380672752 | TNB | DISTRIBUTION | KUALA SELANGOR | Existing | RYB | LV FUSE SWITCH |  | CLOSED | IEC MIDDLE CURVE | FUSES | SPARE |  |  |  | 250.000 A |  |  | 3 | Fail | Please check "Mounting"
380672759 | TNB | DISTRIBUTION | KUALA SELANGOR | Existing | RYB | LV FUSE SWITCH |  | CLOSED | IEC MIDDLE CURVE | FUSES | SPARE |  |  |  | 250.000 A |  |  | 3 | Fail | Please check "Mounting"
380672764 | TNB | DISTRIBUTION | KUALA SELANGOR | Existing | RYB | LV FUSE SWITCH |  | CLOSED | IEC MIDDLE CURVE | FUSES | SPARE |  |  |  | 250.000 A |  |  | 3 | Fail | Please check "Mounting"
380672770 | TNB | DISTRIBUTION | KUALA SELANGOR | Existing | RYB | LV FUSE SWITCH |  | CLOSED | IEC MIDDLE CURVE | FUSES | SPARE |  |  |  | 250.000 A |  |  | 3 | Fail | Please check "Mounting"
380672782 | TNB | DISTRIBUTION | KUALA SELANGOR | Existing | RYB | LV FUSE SWITCH |  | CLOSED | IEC MIDDLE CURVE | FUSES | SPARE |  |  |  | 250.000 A |  |  | 3 | Fail | Please check "Mounting"
380672790 | TNB | DISTRIBUTION | KUALA SELANGOR | Existing | RYB | LV FUSE SWITCH |  | CLOSED | IEC MIDDLE CURVE | FUSES | SPARE |  |  |  | 250.000 A |  |  | 3 | Fail | Please check "Mounting"
380672808 | TNB | DISTRIBUTION | KUALA SELANGOR | Existing | RYB | LV FUSE SWITCH |  | CLOSED | IEC MIDDLE CURVE | FUSES | SPARE |  |  |  | 250.000 A |  |  | 3 | Fail | Please check "Mounting"
380672887 | TNB | DISTRIBUTION | KUALA SELANGOR | Existing | RYB | LV FUSE SWITCH |  | CLOSED | IEC MIDDLE CURVE | FUSES | SPARE |  |  |  | 250.000 A |  |  | 3 | Fail | Please check "Mounting"
380672901 | TNB | DISTRIBUTION | KUALA SELANGOR | Existing | RYB | LV FUSE SWITCH |  | CLOSED | IEC MIDDLE CURVE | FUSES | SPARE |  |  |  | 250.000 A |  |  | 3 | Fail | Please check "Mounting"
380672908 | TNB | DISTRIBUTION | KUALA SELANGOR | Existing | RYB | LV FUSE SWITCH |  | CLOSED | IEC MIDDLE CURVE | FUSES | SPARE |  |  |  | 250.000 A |  |  | 3 | Fail | Please check "Mounting"
380672913 | TNB | DISTRIBUTION | KUALA SELANGOR | Existing | RYB | LV FUSE SWITCH |  | CLOSED | IEC MIDDLE CURVE | FUSES | SPARE |  |  |  | 250.000 A |  |  | 3 | Fail | Please check "Mounting"
380672919 | TNB | DISTRIBUTION | KUALA SELANGOR | Existing | RYB | LV FUSE SWITCH |  | CLOSED | IEC MIDDLE CURVE | FUSES | SPARE |  |  |  | 250.000 A |  |  | 3 | Fail | Please check "Mounting"
380672931 | TNB | DISTRIBUTION | KUALA SELANGOR | Existing | RYB | LV FUSE SWITCH |  | CLOSED | IEC MIDDLE CURVE | FUSES | SPARE |  |  |  | 250.000 A |  |  | 3 | Fail | Please check "Mounting"
380672939 | TNB | DISTRIBUTION | KUALA SELANGOR | Existing | RYB | LV FUSE SWITCH |  | CLOSED | IEC MIDDLE CURVE | FUSES | SPARE |  |  |  | 250.000 A |  |  | 3 | Fail | Please check "Mounting"
380672957 | TNB | DISTRIBUTION | KUALA SELANGOR | Existing | RYB | LV FUSE SWITCH |  | CLOSED | IEC MIDDLE CURVE | FUSES | SPARE |  |  |  | 250.000 A |  |  | 3 | Fail | Please check "Mounting"
380672964 | TNB | DISTRIBUTION | KUALA SELANGOR | Existing | RYB | LV FUSE SWITCH |  | CLOSED | IEC MIDDLE CURVE | FUSES | SPARE |  |  |  | 250.000 A |  |  | 3 | Fail | Please check "Mounting"
380672978 | TNB | DISTRIBUTION | KUALA SELANGOR | Existing | RYB | LV FUSE SWITCH |  | CLOSED | IEC MIDDLE CURVE | FUSES | SPARE |  |  |  | 250.000 A |  |  | 3 | Fail | Please check "Mounting"
380672985 | TNB | DISTRIBUTION | KUALA SELANGOR | Existing | RYB | LV FUSE SWITCH |  | CLOSED | IEC MIDDLE CURVE | FUSES | SPARE |  |  |  | 250.000 A |  |  | 3 | Fail | Please check "Mounting"
380672990 | TNB | DISTRIBUTION | KUALA SELANGOR | Existing | RYB | LV FUSE SWITCH |  | CLOSED | IEC MIDDLE CURVE | FUSES | SPARE |  |  |  | 250.000 A |  |  | 3 | Fail | Please check "Mounting"
380672996 | TNB | DISTRIBUTION | KUALA SELANGOR | Existing | RYB | LV FUSE SWITCH |  | CLOSED | IEC MIDDLE CURVE | FUSES | SPARE |  |  |  | 250.000 A |  |  | 3 | Fail | Please check "Mounting"
380673008 | TNB | DISTRIBUTION | KUALA SELANGOR | Existing | RYB | LV FUSE SWITCH |  | CLOSED | IEC MIDDLE CURVE | FUSES | SPARE |  |  |  | 250.000 A |  |  | 3 | Fail | Please check "Mounting"
380673016 | TNB | DISTRIBUTION | KUALA SELANGOR | Existing | RYB | LV FUSE SWITCH |  | CLOSED | IEC MIDDLE CURVE | FUSES | SPARE |  |  |  | 250.000 A |  |  | 3 | Fail | Please check "Mounting"
380673034 | TNB | DISTRIBUTION | KUALA SELANGOR | Existing | RYB | LV FUSE SWITCH |  | CLOSED | IEC MIDDLE CURVE | FUSES | SPARE |  |  |  | 250.000 A |  |  | 3 | Fail | Please check "Mounting"
380673090 | TNB | DISTRIBUTION | KUALA SELANGOR | Existing | RYB | LV FUSE SWITCH |  | CLOSED | IEC MIDDLE CURVE | FUSES | SPARE |  |  |  | 250.000 A |  |  | 3 | Fail | Please check "Mounting"
380673104 | TNB | DISTRIBUTION | KUALA SELANGOR | Existing | RYB | LV FUSE SWITCH |  | CLOSED | IEC MIDDLE CURVE | FUSES | SPARE |  |  |  | 250.000 A |  |  | 3 | Fail | Please check "Mounting"
380673111 | TNB | DISTRIBUTION | KUALA SELANGOR | Existing | RYB | LV FUSE SWITCH |  | CLOSED | IEC MIDDLE CURVE | FUSES | SPARE |  |  |  | 250.000 A |  |  | 3 | Fail | Please check "Mounting"
380673116 | TNB | DISTRIBUTION | KUALA SELANGOR | Existing | RYB | LV FUSE SWITCH |  | CLOSED | IEC MIDDLE CURVE | FUSES | SPARE |  |  |  | 250.000 A |  |  | 3 | Fail | Please check "Mounting"
380673122 | TNB | DISTRIBUTION | KUALA SELANGOR | Existing | RYB | LV FUSE SWITCH |  | CLOSED | IEC MIDDLE CURVE | FUSES | SPARE |  |  |  | 250.000 A |  |  | 3 | Fail | Please check "Mounting"
380673134 | TNB | DISTRIBUTION | KUALA SELANGOR | Existing | RYB | LV FUSE SWITCH |  | CLOSED | IEC MIDDLE CURVE | FUSES | SPARE |  |  |  | 250.000 A |  |  | 3 | Fail | Please check "Mounting"
380673142 | TNB | DISTRIBUTION | KUALA SELANGOR | Existing | RYB | LV FUSE SWITCH |  | CLOSED | IEC MIDDLE CURVE | FUSES | SPARE |  |  |  | 250.000 A |  |  | 3 | Fail | Please check "Mounting"
380673160 | TNB | DISTRIBUTION | KUALA SELANGOR | Existing | RYB | LV FUSE SWITCH |  | CLOSED | IEC MIDDLE CURVE | FUSES | SPARE |  |  |  | 250.000 A |  |  | 3 | Fail | Please check "Mounting"
380673244 | TNB | DISTRIBUTION | KUALA SELANGOR | Existing | RYB | LV FUSE SWITCH |  | CLOSED | IEC MIDDLE CURVE | FUSES | SPARE |  |  |  | 250.000 A |  |  | 3 | Fail | Please check "Mounting"
380673258 | TNB | DISTRIBUTION | KUALA SELANGOR | Existing | RYB | LV FUSE SWITCH |  | CLOSED | IEC MIDDLE CURVE | FUSES | SPARE |  |  |  | 250.000 A |  |  | 3 | Fail | Please check "Mounting"
380673265 | TNB | DISTRIBUTION | KUALA SELANGOR | Existing | RYB | LV FUSE SWITCH |  | CLOSED | IEC MIDDLE CURVE | FUSES | SPARE |  |  |  | 250.000 A |  |  | 3 | Fail | Please check "Mounting"
380673270 | TNB | DISTRIBUTION | KUALA SELANGOR | Existing | RYB | LV FUSE SWITCH |  | CLOSED | IEC MIDDLE CURVE | FUSES | SPARE |  |  |  | 250.000 A |  |  | 3 | Fail | Please check "Mounting"
380673276 | TNB | DISTRIBUTION | KUALA SELANGOR | Existing | RYB | LV FUSE SWITCH |  | CLOSED | IEC MIDDLE CURVE | FUSES | SPARE |  |  |  | 250.000 A |  |  | 3 | Fail | Please check "Mounting"
380673288 | TNB | DISTRIBUTION | KUALA SELANGOR | Existing | RYB | LV FUSE SWITCH |  | CLOSED | IEC MIDDLE CURVE | FUSES | SPARE |  |  |  | 250.000 A |  |  | 3 | Fail | Please check "Mounting"
380673296 | TNB | DISTRIBUTION | KUALA SELANGOR | Existing | RYB | LV FUSE SWITCH |  | CLOSED | IEC MIDDLE CURVE | FUSES | SPARE |  |  |  | 250.000 A |  |  | 3 | Fail | Please check "Mounting"
380673314 | TNB | DISTRIBUTION | KUALA SELANGOR | Existing | RYB | LV FUSE SWITCH |  | CLOSED | IEC MIDDLE CURVE | FUSES | SPARE |  |  |  | 250.000 A |  |  | 3 | Fail | Please check "Mounting"
380673321 | TNB | DISTRIBUTION | KUALA SELANGOR | Existing | RYB | LV FUSE SWITCH |  | CLOSED | IEC MIDDLE CURVE | FUSES | SPARE |  |  |  | 250.000 A |  |  | 3 | Fail | Please check "Mounting"
380673335 | TNB | DISTRIBUTION | KUALA SELANGOR | Existing | RYB | LV FUSE SWITCH |  | CLOSED | IEC MIDDLE CURVE | FUSES | SPARE |  |  |  | 250.000 A |  |  | 3 | Fail | Please check "Mounting"
380673342 | TNB | DISTRIBUTION | KUALA SELANGOR | Existing | RYB | LV FUSE SWITCH |  | CLOSED | IEC MIDDLE CURVE | FUSES | SPARE |  |  |  | 250.000 A |  |  | 3 | Fail | Please check "Mounting"
380673347 | TNB | DISTRIBUTION | KUALA SELANGOR | Existing | RYB | LV FUSE SWITCH |  | CLOSED | IEC MIDDLE CURVE | FUSES | SPARE |  |  |  | 250.000 A |  |  | 3 | Fail | Please check "Mounting"
380673353 | TNB | DISTRIBUTION | KUALA SELANGOR | Existing | RYB | LV FUSE SWITCH |  | CLOSED | IEC MIDDLE CURVE | FUSES | SPARE |  |  |  | 250.000 A |  |  | 3 | Fail | Please check "Mounting"
380673365 | TNB | DISTRIBUTION | KUALA SELANGOR | Existing | RYB | LV FUSE SWITCH |  | CLOSED | IEC MIDDLE CURVE | FUSES | SPARE |  |  |  | 250.000 A |  |  | 3 | Fail | Please check "Mounting"
380673373 | TNB | DISTRIBUTION | KUALA SELANGOR | Existing | RYB | LV FUSE SWITCH |  | CLOSED | IEC MIDDLE CURVE | FUSES | SPARE |  |  |  | 250.000 A |  |  | 3 | Fail | Please check "Mounting"
380673391 | TNB | DISTRIBUTION | KUALA SELANGOR | Existing | RYB | LV FUSE SWITCH |  | CLOSED | IEC MIDDLE CURVE | FUSES | SPARE |  |  |  | 250.000 A |  |  | 3 | Fail | Please check "Mounting"
380673508 | TNB | DISTRIBUTION | KUALA SELANGOR | Existing | RYB | LV FUSE SWITCH |  | CLOSED | IEC MIDDLE CURVE | FUSES | SPARE |  |  |  | 250.000 A |  |  | 3 | Fail | Please check "Mounting"
380673522 | TNB | DISTRIBUTION | KUALA SELANGOR | Existing | RYB | LV FUSE SWITCH |  | CLOSED | IEC MIDDLE CURVE | FUSES | SPARE |  |  |  | 250.000 A |  |  | 3 | Fail | Please check "Mounting"
380673529 | TNB | DISTRIBUTION | KUALA SELANGOR | Existing | RYB | LV FUSE SWITCH |  | CLOSED | IEC MIDDLE CURVE | FUSES | SPARE |  |  |  | 250.000 A |  |  | 3 | Fail | Please check "Mounting"
380673534 | TNB | DISTRIBUTION | KUALA SELANGOR | Existing | RYB | LV FUSE SWITCH |  | CLOSED | IEC MIDDLE CURVE | FUSES | SPARE |  |  |  | 250.000 A |  |  | 3 | Fail | Please check "Mounting"
380673540 | TNB | DISTRIBUTION | KUALA SELANGOR | Existing | RYB | LV FUSE SWITCH |  | CLOSED | IEC MIDDLE CURVE | FUSES | SPARE |  |  |  | 250.000 A |  |  | 3 | Fail | Please check "Mounting"
380673552 | TNB | DISTRIBUTION | KUALA SELANGOR | Existing | RYB | LV FUSE SWITCH |  | CLOSED | IEC MIDDLE CURVE | FUSES | SPARE |  |  |  | 250.000 A |  |  | 3 | Fail | Please check "Mounting"
380673560 | TNB | DISTRIBUTION | KUALA SELANGOR | Existing | RYB | LV FUSE SWITCH |  | CLOSED | IEC MIDDLE CURVE | FUSES | SPARE |  |  |  | 250.000 A |  |  | 3 | Fail | Please check "Mounting"
380673578 | TNB | DISTRIBUTION | KUALA SELANGOR | Existing | RYB | LV FUSE SWITCH |  | CLOSED | IEC MIDDLE CURVE | FUSES | SPARE |  |  |  | 250.000 A |  |  | 3 | Fail | Please check "Mounting"
380673585 | TNB | DISTRIBUTION | KUALA SELANGOR | Existing | RYB | LV FUSE SWITCH |  | CLOSED | IEC MIDDLE CURVE | FUSES | SPARE |  |  |  | 250.000 A |  |  | 3 | Fail | Please check "Mounting"
380673599 | TNB | DISTRIBUTION | KUALA SELANGOR | Existing | RYB | LV FUSE SWITCH |  | CLOSED | IEC MIDDLE CURVE | FUSES | SPARE |  |  |  | 250.000 A |  |  | 3 | Fail | Please check "Mounting"
380673606 | TNB | DISTRIBUTION | KUALA SELANGOR | Existing | RYB | LV FUSE SWITCH |  | CLOSED | IEC MIDDLE CURVE | FUSES | SPARE |  |  |  | 250.000 A |  |  | 3 | Fail | Please check "Mounting"
380673611 | TNB | DISTRIBUTION | KUALA SELANGOR | Existing | RYB | LV FUSE SWITCH |  | CLOSED | IEC MIDDLE CURVE | FUSES | SPARE |  |  |  | 250.000 A |  |  | 3 | Fail | Please check "Mounting"
380673617 | TNB | DISTRIBUTION | KUALA SELANGOR | Existing | RYB | LV FUSE SWITCH |  | CLOSED | IEC MIDDLE CURVE | FUSES | SPARE |  |  |  | 250.000 A |  |  | 3 | Fail | Please check "Mounting"
380673629 | TNB | DISTRIBUTION | KUALA SELANGOR | Existing | RYB | LV FUSE SWITCH |  | CLOSED | IEC MIDDLE CURVE | FUSES | SPARE |  |  |  | 250.000 A |  |  | 3 | Fail | Please check "Mounting"
380673637 | TNB | DISTRIBUTION | KUALA SELANGOR | Existing | RYB | LV FUSE SWITCH |  | CLOSED | IEC MIDDLE CURVE | FUSES | SPARE |  |  |  | 250.000 A |  |  | 3 | Fail | Please check "Mounting"
380673655 | TNB | DISTRIBUTION | KUALA SELANGOR | Existing | RYB | LV FUSE SWITCH |  | CLOSED | IEC MIDDLE CURVE | FUSES | SPARE |  |  |  | 250.000 A |  |  | 3 | Fail | Please check "Mounting"
380673705 | TNB | DISTRIBUTION | KUALA SELANGOR | Existing | RYB | LV FUSE SWITCH |  | CLOSED | IEC MIDDLE CURVE | FUSES | SPARE |  |  |  | 250.000 A |  |  | 3 | Fail | Please check "Mounting"
380673719 | TNB | DISTRIBUTION | KUALA SELANGOR | Existing | RYB | LV FUSE SWITCH |  | CLOSED | IEC MIDDLE CURVE | FUSES | SPARE |  |  |  | 250.000 A |  |  | 3 | Fail | Please check "Mounting"
380673726 | TNB | DISTRIBUTION | KUALA SELANGOR | Existing | RYB | LV FUSE SWITCH |  | CLOSED | IEC MIDDLE CURVE | FUSES | SPARE |  |  |  | 250.000 A |  |  | 3 | Fail | Please check "Mounting"
380673731 | TNB | DISTRIBUTION | KUALA SELANGOR | Existing | RYB | LV FUSE SWITCH |  | CLOSED | IEC MIDDLE CURVE | FUSES | SPARE |  |  |  | 250.000 A |  |  | 3 | Fail | Please check "Mounting"
380673737 | TNB | DISTRIBUTION | KUALA SELANGOR | Existing | RYB | LV FUSE SWITCH |  | CLOSED | IEC MIDDLE CURVE | FUSES | SPARE |  |  |  | 250.000 A |  |  | 3 | Fail | Please check "Mounting"
380673749 | TNB | DISTRIBUTION | KUALA SELANGOR | Existing | RYB | LV FUSE SWITCH |  | CLOSED | IEC MIDDLE CURVE | FUSES | SPARE |  |  |  | 250.000 A |  |  | 3 | Fail | Please check "Mounting"
380673757 | TNB | DISTRIBUTION | KUALA SELANGOR | Existing | RYB | LV FUSE SWITCH |  | CLOSED | IEC MIDDLE CURVE | FUSES | SPARE |  |  |  | 250.000 A |  |  | 3 | Fail | Please check "Mounting"
380673775 | TNB | DISTRIBUTION | KUALA SELANGOR | Existing | RYB | LV FUSE SWITCH |  | CLOSED | IEC MIDDLE CURVE | FUSES | SPARE |  |  |  | 250.000 A |  |  | 3 | Fail | Please check "Mounting"
380673960 | TNB | DISTRIBUTION | KUALA SELANGOR | Existing | RYB | LV FUSE SWITCH |  | CLOSED | IEC MIDDLE CURVE | FUSES | SPARE |  |  |  | 250.000 A |  |  | 3 | Fail | Please check "Mounting"
380673974 | TNB | DISTRIBUTION | KUALA SELANGOR | Existing | RYB | LV FUSE SWITCH |  | CLOSED | IEC MIDDLE CURVE | FUSES | SPARE |  |  |  | 250.000 A |  |  | 3 | Fail | Please check "Mounting"
380673981 | TNB | DISTRIBUTION | KUALA SELANGOR | Existing | RYB | LV FUSE SWITCH |  | CLOSED | IEC MIDDLE CURVE | FUSES | SPARE |  |  |  | 250.000 A |  |  | 3 | Fail | Please check "Mounting"
380673986 | TNB | DISTRIBUTION | KUALA SELANGOR | Existing | RYB | LV FUSE SWITCH |  | CLOSED | IEC MIDDLE CURVE | FUSES | SPARE |  |  |  | 250.000 A |  |  | 3 | Fail | Please check "Mounting"
380673992 | TNB | DISTRIBUTION | KUALA SELANGOR | Existing | RYB | LV FUSE SWITCH |  | CLOSED | IEC MIDDLE CURVE | FUSES | SPARE |  |  |  | 250.000 A |  |  | 3 | Fail | Please check "Mounting"
380674004 | TNB | DISTRIBUTION | KUALA SELANGOR | Existing | RYB | LV FUSE SWITCH |  | CLOSED | IEC MIDDLE CURVE | FUSES | SPARE |  |  |  | 250.000 A |  |  | 3 | Fail | Please check "Mounting"
380674012 | TNB | DISTRIBUTION | KUALA SELANGOR | Existing | RYB | LV FUSE SWITCH |  | CLOSED | IEC MIDDLE CURVE | FUSES | SPARE |  |  |  | 250.000 A |  |  | 3 | Fail | Please check "Mounting"
380674030 | TNB | DISTRIBUTION | KUALA SELANGOR | Existing | RYB | LV FUSE SWITCH |  | CLOSED | IEC MIDDLE CURVE | FUSES | SPARE |  |  |  | 250.000 A |  |  | 3 | Fail | Please check "Mounting"
380674037 | TNB | DISTRIBUTION | KUALA SELANGOR | Existing | RYB | LV FUSE SWITCH |  | CLOSED | IEC MIDDLE CURVE | FUSES | SPARE |  |  |  | 250.000 A |  |  | 3 | Fail | Please check "Mounting"
380674051 | TNB | DISTRIBUTION | KUALA SELANGOR | Existing | RYB | LV FUSE SWITCH |  | CLOSED | IEC MIDDLE CURVE | FUSES | SPARE |  |  |  | 250.000 A |  |  | 3 | Fail | Please check "Mounting"
380674058 | TNB | DISTRIBUTION | KUALA SELANGOR | Existing | RYB | LV FUSE SWITCH |  | CLOSED | IEC MIDDLE CURVE | FUSES | SPARE |  |  |  | 250.000 A |  |  | 3 | Fail | Please check "Mounting"
380674063 | TNB | DISTRIBUTION | KUALA SELANGOR | Existing | RYB | LV FUSE SWITCH |  | CLOSED | IEC MIDDLE CURVE | FUSES | SPARE |  |  |  | 250.000 A |  |  | 3 | Fail | Please check "Mounting"
380674069 | TNB | DISTRIBUTION | KUALA SELANGOR | Existing | RYB | LV FUSE SWITCH |  | CLOSED | IEC MIDDLE CURVE | FUSES | SPARE |  |  |  | 250.000 A |  |  | 3 | Fail | Please check "Mounting"
380674081 | TNB | DISTRIBUTION | KUALA SELANGOR | Existing | RYB | LV FUSE SWITCH |  | CLOSED | IEC MIDDLE CURVE | FUSES | SPARE |  |  |  | 250.000 A |  |  | 3 | Fail | Please check "Mounting"
380674089 | TNB | DISTRIBUTION | KUALA SELANGOR | Existing | RYB | LV FUSE SWITCH |  | CLOSED | IEC MIDDLE CURVE | FUSES | SPARE |  |  |  | 250.000 A |  |  | 3 | Fail | Please check "Mounting"
380674107 | TNB | DISTRIBUTION | KUALA SELANGOR | Existing | RYB | LV FUSE SWITCH |  | CLOSED | IEC MIDDLE CURVE | FUSES | SPARE |  |  |  | 250.000 A |  |  | 3 | Fail | Please check "Mounting"
380674175 | TNB | DISTRIBUTION | KUALA SELANGOR | Existing | RYB | LV FUSE SWITCH |  | CLOSED | IEC MIDDLE CURVE | FUSES | SPARE |  |  |  | 250.000 A |  |  | 3 | Fail | Please check "Mounting"
380674189 | TNB | DISTRIBUTION | KUALA SELANGOR | Existing | RYB | LV FUSE SWITCH |  | CLOSED | IEC MIDDLE CURVE | FUSES | SPARE |  |  |  | 250.000 A |  |  | 3 | Fail | Please check "Mounting"
380674196 | TNB | DISTRIBUTION | KUALA SELANGOR | Existing | RYB | LV FUSE SWITCH |  | CLOSED | IEC MIDDLE CURVE | FUSES | SPARE |  |  |  | 250.000 A |  |  | 3 | Fail | Please check "Mounting"
380674201 | TNB | DISTRIBUTION | KUALA SELANGOR | Existing | RYB | LV FUSE SWITCH |  | CLOSED | IEC MIDDLE CURVE | FUSES | SPARE |  |  |  | 250.000 A |  |  | 3 | Fail | Please check "Mounting"
380674207 | TNB | DISTRIBUTION | KUALA SELANGOR | Existing | RYB | LV FUSE SWITCH |  | CLOSED | IEC MIDDLE CURVE | FUSES | SPARE |  |  |  | 250.000 A |  |  | 3 | Fail | Please check "Mounting"
380674219 | TNB | DISTRIBUTION | KUALA SELANGOR | Existing | RYB | LV FUSE SWITCH |  | CLOSED | IEC MIDDLE CURVE | FUSES | SPARE |  |  |  | 250.000 A |  |  | 3 | Fail | Please check "Mounting"
380674227 | TNB | DISTRIBUTION | KUALA SELANGOR | Existing | RYB | LV FUSE SWITCH |  | CLOSED | IEC MIDDLE CURVE | FUSES | SPARE |  |  |  | 250.000 A |  |  | 3 | Fail | Please check "Mounting"
380674245 | TNB | DISTRIBUTION | KUALA SELANGOR | Existing | RYB | LV FUSE SWITCH |  | CLOSED | IEC MIDDLE CURVE | FUSES | SPARE |  |  |  | 250.000 A |  |  | 3 | Fail | Please check "Mounting"
380674252 | TNB | DISTRIBUTION | KUALA SELANGOR | Existing | RYB | LV FUSE SWITCH |  | CLOSED | IEC MIDDLE CURVE | FUSES | SPARE |  |  |  | 250.000 A |  |  | 3 | Fail | Please check "Mounting"
380674266 | TNB | DISTRIBUTION | KUALA SELANGOR | Existing | RYB | LV FUSE SWITCH |  | CLOSED | IEC MIDDLE CURVE | FUSES | SPARE |  |  |  | 250.000 A |  |  | 3 | Fail | Please check "Mounting"
380674273 | TNB | DISTRIBUTION | KUALA SELANGOR | Existing | RYB | LV FUSE SWITCH |  | CLOSED | IEC MIDDLE CURVE | FUSES | SPARE |  |  |  | 250.000 A |  |  | 3 | Fail | Please check "Mounting"
380674278 | TNB | DISTRIBUTION | KUALA SELANGOR | Existing | RYB | LV FUSE SWITCH |  | CLOSED | IEC MIDDLE CURVE | FUSES | SPARE |  |  |  | 250.000 A |  |  | 3 | Fail | Please check "Mounting"
380674284 | TNB | DISTRIBUTION | KUALA SELANGOR | Existing | RYB | LV FUSE SWITCH |  | CLOSED | IEC MIDDLE CURVE | FUSES | SPARE |  |  |  | 250.000 A |  |  | 3 | Fail | Please check "Mounting"
380674296 | TNB | DISTRIBUTION | KUALA SELANGOR | Existing | RYB | LV FUSE SWITCH |  | CLOSED | IEC MIDDLE CURVE | FUSES | SPARE |  |  |  | 250.000 A |  |  | 3 | Fail | Please check "Mounting"
380674304 | TNB | DISTRIBUTION | KUALA SELANGOR | Existing | RYB | LV FUSE SWITCH |  | CLOSED | IEC MIDDLE CURVE | FUSES | SPARE |  |  |  | 250.000 A |  |  | 3 | Fail | Please check "Mounting"
380674322 | TNB | DISTRIBUTION | KUALA SELANGOR | Existing | RYB | LV FUSE SWITCH |  | CLOSED | IEC MIDDLE CURVE | FUSES | SPARE |  |  |  | 250.000 A |  |  | 3 | Fail | Please check "Mounting"
380674368 | TNB | DISTRIBUTION | KUALA SELANGOR | Existing | RYB | LV FUSE SWITCH |  | CLOSED | IEC MIDDLE CURVE | FUSES | SPARE |  |  |  | 250.000 A |  |  | 3 | Fail | Please check "Mounting"
380674382 | TNB | DISTRIBUTION | KUALA SELANGOR | Existing | RYB | LV FUSE SWITCH |  | CLOSED | IEC MIDDLE CURVE | FUSES | SPARE |  |  |  | 250.000 A |  |  | 3 | Fail | Please check "Mounting"
380674389 | TNB | DISTRIBUTION | KUALA SELANGOR | Existing | RYB | LV FUSE SWITCH |  | CLOSED | IEC MIDDLE CURVE | FUSES | SPARE |  |  |  | 250.000 A |  |  | 3 | Fail | Please check "Mounting"
380674394 | TNB | DISTRIBUTION | KUALA SELANGOR | Existing | RYB | LV FUSE SWITCH |  | CLOSED | IEC MIDDLE CURVE | FUSES | SPARE |  |  |  | 250.000 A |  |  | 3 | Fail | Please check "Mounting"
380674400 | TNB | DISTRIBUTION | KUALA SELANGOR | Existing | RYB | LV FUSE SWITCH |  | CLOSED | IEC MIDDLE CURVE | FUSES | SPARE |  |  |  | 250.000 A |  |  | 3 | Fail | Please check "Mounting"
380674412 | TNB | DISTRIBUTION | KUALA SELANGOR | Existing | RYB | LV FUSE SWITCH |  | CLOSED | IEC MIDDLE CURVE | FUSES | SPARE |  |  |  | 250.000 A |  |  | 3 | Fail | Please check "Mounting"
380674420 | TNB | DISTRIBUTION | KUALA SELANGOR | Existing | RYB | LV FUSE SWITCH |  | CLOSED | IEC MIDDLE CURVE | FUSES | SPARE |  |  |  | 250.000 A |  |  | 3 | Fail | Please check "Mounting"
380674438 | TNB | DISTRIBUTION | KUALA SELANGOR | Existing | RYB | LV FUSE SWITCH |  | CLOSED | IEC MIDDLE CURVE | FUSES | SPARE |  |  |  | 250.000 A |  |  | 3 | Fail | Please check "Mounting"
380674488 | TNB | DISTRIBUTION | KUALA SELANGOR | Existing | RYB | LV FUSE SWITCH |  | CLOSED | IEC MIDDLE CURVE | FUSES | SPARE |  |  |  | 250.000 A |  |  | 3 | Fail | Please check "Mounting"
380674502 | TNB | DISTRIBUTION | KUALA SELANGOR | Existing | RYB | LV FUSE SWITCH |  | CLOSED | IEC MIDDLE CURVE | FUSES | SPARE |  |  |  | 250.000 A |  |  | 3 | Fail | Please check "Mounting"
380674509 | TNB | DISTRIBUTION | KUALA SELANGOR | Existing | RYB | LV FUSE SWITCH |  | CLOSED | IEC MIDDLE CURVE | FUSES | SPARE |  |  |  | 250.000 A |  |  | 3 | Fail | Please check "Mounting"
380674514 | TNB | DISTRIBUTION | KUALA SELANGOR | Existing | RYB | LV FUSE SWITCH |  | CLOSED | IEC MIDDLE CURVE | FUSES | SPARE |  |  |  | 250.000 A |  |  | 3 | Fail | Please check "Mounting"
380674520 | TNB | DISTRIBUTION | KUALA SELANGOR | Existing | RYB | LV FUSE SWITCH |  | CLOSED | IEC MIDDLE CURVE | FUSES | SPARE |  |  |  | 250.000 A |  |  | 3 | Fail | Please check "Mounting"
380674532 | TNB | DISTRIBUTION | KUALA SELANGOR | Existing | RYB | LV FUSE SWITCH |  | CLOSED | IEC MIDDLE CURVE | FUSES | SPARE |  |  |  | 250.000 A |  |  | 3 | Fail | Please check "Mounting"
380674540 | TNB | DISTRIBUTION | KUALA SELANGOR | Existing | RYB | LV FUSE SWITCH |  | CLOSED | IEC MIDDLE CURVE | FUSES | SPARE |  |  |  | 250.000 A |  |  | 3 | Fail | Please check "Mounting"
380674558 | TNB | DISTRIBUTION | KUALA SELANGOR | Existing | RYB | LV FUSE SWITCH |  | CLOSED | IEC MIDDLE CURVE | FUSES | SPARE |  |  |  | 250.000 A |  |  | 3 | Fail | Please check "Mounting"
380674605 | TNB | DISTRIBUTION | KUALA SELANGOR | Existing | RYB | LV FUSE SWITCH |  | CLOSED | IEC MIDDLE CURVE | FUSES | SPARE |  |  |  | 250.000 A |  |  | 3 | Fail | Please check "Mounting"
380674619 | TNB | DISTRIBUTION | KUALA SELANGOR | Existing | RYB | LV FUSE SWITCH |  | CLOSED | IEC MIDDLE CURVE | FUSES | SPARE |  |  |  | 250.000 A |  |  | 3 | Fail | Please check "Mounting"
380674626 | TNB | DISTRIBUTION | KUALA SELANGOR | Existing | RYB | LV FUSE SWITCH |  | CLOSED | IEC MIDDLE CURVE | FUSES | SPARE |  |  |  | 250.000 A |  |  | 3 | Fail | Please check "Mounting"
380674631 | TNB | DISTRIBUTION | KUALA SELANGOR | Existing | RYB | LV FUSE SWITCH |  | CLOSED | IEC MIDDLE CURVE | FUSES | SPARE |  |  |  | 250.000 A |  |  | 3 | Fail | Please check "Mounting"
380674637 | TNB | DISTRIBUTION | KUALA SELANGOR | Existing | RYB | LV FUSE SWITCH |  | CLOSED | IEC MIDDLE CURVE | FUSES | SPARE |  |  |  | 250.000 A |  |  | 3 | Fail | Please check "Mounting"
380674649 | TNB | DISTRIBUTION | KUALA SELANGOR | Existing | RYB | LV FUSE SWITCH |  | CLOSED | IEC MIDDLE CURVE | FUSES | SPARE |  |  |  | 250.000 A |  |  | 3 | Fail | Please check "Mounting"
380674657 | TNB | DISTRIBUTION | KUALA SELANGOR | Existing | RYB | LV FUSE SWITCH |  | CLOSED | IEC MIDDLE CURVE | FUSES | SPARE |  |  |  | 250.000 A |  |  | 3 | Fail | Please check "Mounting"
380674675 | TNB | DISTRIBUTION | KUALA SELANGOR | Existing | RYB | LV FUSE SWITCH |  | CLOSED | IEC MIDDLE CURVE | FUSES | SPARE |  |  |  | 250.000 A |  |  | 3 | Fail | Please check "Mounting"
380674724 | TNB | DISTRIBUTION | KUALA SELANGOR | Existing | RYB | LV FUSE SWITCH |  | CLOSED | IEC MIDDLE CURVE | FUSES | SPARE |  |  |  | 250.000 A |  |  | 3 | Fail | Please check "Mounting"
380674738 | TNB | DISTRIBUTION | KUALA SELANGOR | Existing | RYB | LV FUSE SWITCH |  | CLOSED | IEC MIDDLE CURVE | FUSES | SPARE |  |  |  | 250.000 A |  |  | 3 | Fail | Please check "Mounting"
380674745 | TNB | DISTRIBUTION | KUALA SELANGOR | Existing | RYB | LV FUSE SWITCH |  | CLOSED | IEC MIDDLE CURVE | FUSES | SPARE |  |  |  | 250.000 A |  |  | 3 | Fail | Please check "Mounting"
380674750 | TNB | DISTRIBUTION | KUALA SELANGOR | Existing | RYB | LV FUSE SWITCH |  | CLOSED | IEC MIDDLE CURVE | FUSES | SPARE |  |  |  | 250.000 A |  |  | 3 | Fail | Please check "Mounting"
380674756 | TNB | DISTRIBUTION | KUALA SELANGOR | Existing | RYB | LV FUSE SWITCH |  | CLOSED | IEC MIDDLE CURVE | FUSES | SPARE |  |  |  | 250.000 A |  |  | 3 | Fail | Please check "Mounting"
380674768 | TNB | DISTRIBUTION | KUALA SELANGOR | Existing | RYB | LV FUSE SWITCH |  | CLOSED | IEC MIDDLE CURVE | FUSES | SPARE |  |  |  | 250.000 A |  |  | 3 | Fail | Please check "Mounting"
380674776 | TNB | DISTRIBUTION | KUALA SELANGOR | Existing | RYB | LV FUSE SWITCH |  | CLOSED | IEC MIDDLE CURVE | FUSES | SPARE |  |  |  | 250.000 A |  |  | 3 | Fail | Please check "Mounting"
380674794 | TNB | DISTRIBUTION | KUALA SELANGOR | Existing | RYB | LV FUSE SWITCH |  | CLOSED | IEC MIDDLE CURVE | FUSES | SPARE |  |  |  | 250.000 A |  |  | 3 | Fail | Please check "Mounting"
380674987 | TNB | DISTRIBUTION | KUALA SELANGOR | Existing | RYB | LV FUSE SWITCH |  | CLOSED | IEC MIDDLE CURVE | FUSES | SPARE |  |  |  | 250.000 A |  |  | 3 | Fail | Please check "Mounting"
380675001 | TNB | DISTRIBUTION | KUALA SELANGOR | Existing | RYB | LV FUSE SWITCH |  | CLOSED | IEC MIDDLE CURVE | FUSES | SPARE |  |  |  | 250.000 A |  |  | 3 | Fail | Please check "Mounting"
380675008 | TNB | DISTRIBUTION | KUALA SELANGOR | Existing | RYB | LV FUSE SWITCH |  | CLOSED | IEC MIDDLE CURVE | FUSES | SPARE |  |  |  | 250.000 A |  |  | 3 | Fail | Please check "Mounting"
380675013 | TNB | DISTRIBUTION | KUALA SELANGOR | Existing | RYB | LV FUSE SWITCH |  | CLOSED | IEC MIDDLE CURVE | FUSES | SPARE |  |  |  | 250.000 A |  |  | 3 | Fail | Please check "Mounting"
380675019 | TNB | DISTRIBUTION | KUALA SELANGOR | Existing | RYB | LV FUSE SWITCH |  | CLOSED | IEC MIDDLE CURVE | FUSES | SPARE |  |  |  | 250.000 A |  |  | 3 | Fail | Please check "Mounting"
380675031 | TNB | DISTRIBUTION | KUALA SELANGOR | Existing | RYB | LV FUSE SWITCH |  | CLOSED | IEC MIDDLE CURVE | FUSES | SPARE |  |  |  | 250.000 A |  |  | 3 | Fail | Please check "Mounting"
380675039 | TNB | DISTRIBUTION | KUALA SELANGOR | Existing | RYB | LV FUSE SWITCH |  | CLOSED | IEC MIDDLE CURVE | FUSES | SPARE |  |  |  | 250.000 A |  |  | 3 | Fail | Please check "Mounting"
380675057 | TNB | DISTRIBUTION | KUALA SELANGOR | Existing | RYB | LV FUSE SWITCH |  | CLOSED | IEC MIDDLE CURVE | FUSES | SPARE |  |  |  | 250.000 A |  |  | 3 | Fail | Please check "Mounting"
380675102 | TNB | DISTRIBUTION | KUALA SELANGOR | Existing | RYB | LV FUSE SWITCH |  | CLOSED | IEC MIDDLE CURVE | FUSES | SPARE |  |  |  | 250.000 A |  |  | 3 | Fail | Please check "Mounting"
380675116 | TNB | DISTRIBUTION | KUALA SELANGOR | Existing | RYB | LV FUSE SWITCH |  | CLOSED | IEC MIDDLE CURVE | FUSES | SPARE |  |  |  | 250.000 A |  |  | 3 | Fail | Please check "Mounting"
380675123 | TNB | DISTRIBUTION | KUALA SELANGOR | Existing | RYB | LV FUSE SWITCH |  | CLOSED | IEC MIDDLE CURVE | FUSES | SPARE |  |  |  | 250.000 A |  |  | 3 | Fail | Please check "Mounting"
380675128 | TNB | DISTRIBUTION | KUALA SELANGOR | Existing | RYB | LV FUSE SWITCH |  | CLOSED | IEC MIDDLE CURVE | FUSES | SPARE |  |  |  | 250.000 A |  |  | 3 | Fail | Please check "Mounting"
380675134 | TNB | DISTRIBUTION | KUALA SELANGOR | Existing | RYB | LV FUSE SWITCH |  | CLOSED | IEC MIDDLE CURVE | FUSES | SPARE |  |  |  | 250.000 A |  |  | 3 | Fail | Please check "Mounting"
380675146 | TNB | DISTRIBUTION | KUALA SELANGOR | Existing | RYB | LV FUSE SWITCH |  | CLOSED | IEC MIDDLE CURVE | FUSES | SPARE |  |  |  | 250.000 A |  |  | 3 | Fail | Please check "Mounting"
380675154 | TNB | DISTRIBUTION | KUALA SELANGOR | Existing | RYB | LV FUSE SWITCH |  | CLOSED | IEC MIDDLE CURVE | FUSES | SPARE |  |  |  | 250.000 A |  |  | 3 | Fail | Please check "Mounting"
380675172 | TNB | DISTRIBUTION | KUALA SELANGOR | Existing | RYB | LV FUSE SWITCH |  | CLOSED | IEC MIDDLE CURVE | FUSES | SPARE |  |  |  | 250.000 A |  |  | 3 | Fail | Please check "Mounting"
380675219 | TNB | DISTRIBUTION | KUALA SELANGOR | Existing | RYB | LV FUSE SWITCH |  | CLOSED | IEC MIDDLE CURVE | FUSES | SPARE |  |  |  | 250.000 A |  |  | 3 | Fail | Please check "Mounting"
380675233 | TNB | DISTRIBUTION | KUALA SELANGOR | Existing | RYB | LV FUSE SWITCH |  | CLOSED | IEC MIDDLE CURVE | FUSES | SPARE |  |  |  | 250.000 A |  |  | 3 | Fail | Please check "Mounting"
380675240 | TNB | DISTRIBUTION | KUALA SELANGOR | Existing | RYB | LV FUSE SWITCH |  | CLOSED | IEC MIDDLE CURVE | FUSES | SPARE |  |  |  | 250.000 A |  |  | 3 | Fail | Please check "Mounting"
380675245 | TNB | DISTRIBUTION | KUALA SELANGOR | Existing | RYB | LV FUSE SWITCH |  | CLOSED | IEC MIDDLE CURVE | FUSES | SPARE |  |  |  | 250.000 A |  |  | 3 | Fail | Please check "Mounting"
380675251 | TNB | DISTRIBUTION | KUALA SELANGOR | Existing | RYB | LV FUSE SWITCH |  | CLOSED | IEC MIDDLE CURVE | FUSES | SPARE |  |  |  | 250.000 A |  |  | 3 | Fail | Please check "Mounting"
380675263 | TNB | DISTRIBUTION | KUALA SELANGOR | Existing | RYB | LV FUSE SWITCH |  | CLOSED | IEC MIDDLE CURVE | FUSES | SPARE |  |  |  | 250.000 A |  |  | 3 | Fail | Please check "Mounting"
380675271 | TNB | DISTRIBUTION | KUALA SELANGOR | Existing | RYB | LV FUSE SWITCH |  | CLOSED | IEC MIDDLE CURVE | FUSES | SPARE |  |  |  | 250.000 A |  |  | 3 | Fail | Please check "Mounting"
380675289 | TNB | DISTRIBUTION | KUALA SELANGOR | Existing | RYB | LV FUSE SWITCH |  | CLOSED | IEC MIDDLE CURVE | FUSES | SPARE |  |  |  | 250.000 A |  |  | 3 | Fail | Please check "Mounting"
380675336 | TNB | DISTRIBUTION | KUALA SELANGOR | Existing | RYB | LV FUSE SWITCH |  | CLOSED | IEC MIDDLE CURVE | FUSES | SPARE |  |  |  | 250.000 A |  |  | 3 | Fail | Please check "Mounting"
380675350 | TNB | DISTRIBUTION | KUALA SELANGOR | Existing | RYB | LV FUSE SWITCH |  | CLOSED | IEC MIDDLE CURVE | FUSES | SPARE |  |  |  | 250.000 A |  |  | 3 | Fail | Please check "Mounting"
380675357 | TNB | DISTRIBUTION | KUALA SELANGOR | Existing | RYB | LV FUSE SWITCH |  | CLOSED | IEC MIDDLE CURVE | FUSES | SPARE |  |  |  | 250.000 A |  |  | 3 | Fail | Please check "Mounting"
380675362 | TNB | DISTRIBUTION | KUALA SELANGOR | Existing | RYB | LV FUSE SWITCH |  | CLOSED | IEC MIDDLE CURVE | FUSES | SPARE |  |  |  | 250.000 A |  |  | 3 | Fail | Please check "Mounting"
380675368 | TNB | DISTRIBUTION | KUALA SELANGOR | Existing | RYB | LV FUSE SWITCH |  | CLOSED | IEC MIDDLE CURVE | FUSES | SPARE |  |  |  | 250.000 A |  |  | 3 | Fail | Please check "Mounting"
380675380 | TNB | DISTRIBUTION | KUALA SELANGOR | Existing | RYB | LV FUSE SWITCH |  | CLOSED | IEC MIDDLE CURVE | FUSES | SPARE |  |  |  | 250.000 A |  |  | 3 | Fail | Please check "Mounting"
380675388 | TNB | DISTRIBUTION | KUALA SELANGOR | Existing | RYB | LV FUSE SWITCH |  | CLOSED | IEC MIDDLE CURVE | FUSES | SPARE |  |  |  | 250.000 A |  |  | 3 | Fail | Please check "Mounting"
380675406 | TNB | DISTRIBUTION | KUALA SELANGOR | Existing | RYB | LV FUSE SWITCH |  | CLOSED | IEC MIDDLE CURVE | FUSES | SPARE |  |  |  | 250.000 A |  |  | 3 | Fail | Please check "Mounting"
380675452 | TNB | DISTRIBUTION | KUALA SELANGOR | Existing | RYB | LV FUSE SWITCH |  | CLOSED | IEC MIDDLE CURVE | FUSES | SPARE |  |  |  | 250.000 A |  |  | 3 | Fail | Please check "Mounting"
380675466 | TNB | DISTRIBUTION | KUALA SELANGOR | Existing | RYB | LV FUSE SWITCH |  | CLOSED | IEC MIDDLE CURVE | FUSES | SPARE |  |  |  | 250.000 A |  |  | 3 | Fail | Please check "Mounting"
380675473 | TNB | DISTRIBUTION | KUALA SELANGOR | Existing | RYB | LV FUSE SWITCH |  | CLOSED | IEC MIDDLE CURVE | FUSES | SPARE |  |  |  | 250.000 A |  |  | 3 | Fail | Please check "Mounting"
380675478 | TNB | DISTRIBUTION | KUALA SELANGOR | Existing | RYB | LV FUSE SWITCH |  | CLOSED | IEC MIDDLE CURVE | FUSES | SPARE |  |  |  | 250.000 A |  |  | 3 | Fail | Please check "Mounting"
380675484 | TNB | DISTRIBUTION | KUALA SELANGOR | Existing | RYB | LV FUSE SWITCH |  | CLOSED | IEC MIDDLE CURVE | FUSES | SPARE |  |  |  | 250.000 A |  |  | 3 | Fail | Please check "Mounting"
380675496 | TNB | DISTRIBUTION | KUALA SELANGOR | Existing | RYB | LV FUSE SWITCH |  | CLOSED | IEC MIDDLE CURVE | FUSES | SPARE |  |  |  | 250.000 A |  |  | 3 | Fail | Please check "Mounting"
380675504 | TNB | DISTRIBUTION | KUALA SELANGOR | Existing | RYB | LV FUSE SWITCH |  | CLOSED | IEC MIDDLE CURVE | FUSES | SPARE |  |  |  | 250.000 A |  |  | 3 | Fail | Please check "Mounting"
380675522 | TNB | DISTRIBUTION | KUALA SELANGOR | Existing | RYB | LV FUSE SWITCH |  | CLOSED | IEC MIDDLE CURVE | FUSES | SPARE |  |  |  | 250.000 A |  |  | 3 | Fail | Please check "Mounting"
380675568 | TNB | DISTRIBUTION | KUALA SELANGOR | Existing | RYB | LV FUSE SWITCH |  | CLOSED | IEC MIDDLE CURVE | FUSES | SPARE |  |  |  | 250.000 A |  |  | 3 | Fail | Please check "Mounting"
380675582 | TNB | DISTRIBUTION | KUALA SELANGOR | Existing | RYB | LV FUSE SWITCH |  | CLOSED | IEC MIDDLE CURVE | FUSES | SPARE |  |  |  | 250.000 A |  |  | 3 | Fail | Please check "Mounting"
380675589 | TNB | DISTRIBUTION | KUALA SELANGOR | Existing | RYB | LV FUSE SWITCH |  | CLOSED | IEC MIDDLE CURVE | FUSES | SPARE |  |  |  | 250.000 A |  |  | 3 | Fail | Please check "Mounting"
380675594 | TNB | DISTRIBUTION | KUALA SELANGOR | Existing | RYB | LV FUSE SWITCH |  | CLOSED | IEC MIDDLE CURVE | FUSES | SPARE |  |  |  | 250.000 A |  |  | 3 | Fail | Please check "Mounting"
380675600 | TNB | DISTRIBUTION | KUALA SELANGOR | Existing | RYB | LV FUSE SWITCH |  | CLOSED | IEC MIDDLE CURVE | FUSES | SPARE |  |  |  | 250.000 A |  |  | 3 | Fail | Please check "Mounting"
380675612 | TNB | DISTRIBUTION | KUALA SELANGOR | Existing | RYB | LV FUSE SWITCH |  | CLOSED | IEC MIDDLE CURVE | FUSES | SPARE |  |  |  | 250.000 A |  |  | 3 | Fail | Please check "Mounting"
380675620 | TNB | DISTRIBUTION | KUALA SELANGOR | Existing | RYB | LV FUSE SWITCH |  | CLOSED | IEC MIDDLE CURVE | FUSES | SPARE |  |  |  | 250.000 A |  |  | 3 | Fail | Please check "Mounting"
380675638 | TNB | DISTRIBUTION | KUALA SELANGOR | Existing | RYB | LV FUSE SWITCH |  | CLOSED | IEC MIDDLE CURVE | FUSES | SPARE |  |  |  | 250.000 A |  |  | 3 | Fail | Please check "Mounting"
380675684 | TNB | DISTRIBUTION | KUALA SELANGOR | Existing | RYB | LV FUSE SWITCH |  | CLOSED | IEC MIDDLE CURVE | FUSES | SPARE |  |  |  | 250.000 A |  |  | 3 | Fail | Please check "Mounting"
380675698 | TNB | DISTRIBUTION | KUALA SELANGOR | Existing | RYB | LV FUSE SWITCH |  | CLOSED | IEC MIDDLE CURVE | FUSES | SPARE |  |  |  | 250.000 A |  |  | 3 | Fail | Please check "Mounting"
380675705 | TNB | DISTRIBUTION | KUALA SELANGOR | Existing | RYB | LV FUSE SWITCH |  | CLOSED | IEC MIDDLE CURVE | FUSES | SPARE |  |  |  | 250.000 A |  |  | 3 | Fail | Please check "Mounting"
380675710 | TNB | DISTRIBUTION | KUALA SELANGOR | Existing | RYB | LV FUSE SWITCH |  | CLOSED | IEC MIDDLE CURVE | FUSES | SPARE |  |  |  | 250.000 A |  |  | 3 | Fail | Please check "Mounting"
380675716 | TNB | DISTRIBUTION | KUALA SELANGOR | Existing | RYB | LV FUSE SWITCH |  | CLOSED | IEC MIDDLE CURVE | FUSES | SPARE |  |  |  | 250.000 A |  |  | 3 | Fail | Please check "Mounting"
380675728 | TNB | DISTRIBUTION | KUALA SELANGOR | Existing | RYB | LV FUSE SWITCH |  | CLOSED | IEC MIDDLE CURVE | FUSES | SPARE |  |  |  | 250.000 A |  |  | 3 | Fail | Please check "Mounting"
380675736 | TNB | DISTRIBUTION | KUALA SELANGOR | Existing | RYB | LV FUSE SWITCH |  | CLOSED | IEC MIDDLE CURVE | FUSES | SPARE |  |  |  | 250.000 A |  |  | 3 | Fail | Please check "Mounting"
380675754 | TNB | DISTRIBUTION | KUALA SELANGOR | Existing | RYB | LV FUSE SWITCH |  | CLOSED | IEC MIDDLE CURVE | FUSES | SPARE |  |  |  | 250.000 A |  |  | 3 | Fail | Please check "Mounting"
380675800 | TNB | DISTRIBUTION | KUALA SELANGOR | Existing | RYB | LV FUSE SWITCH |  | CLOSED | IEC MIDDLE CURVE | FUSES | SPARE |  |  |  | 250.000 A |  |  | 3 | Fail | Please check "Mounting"
380675814 | TNB | DISTRIBUTION | KUALA SELANGOR | Existing | RYB | LV FUSE SWITCH |  | CLOSED | IEC MIDDLE CURVE | FUSES | SPARE |  |  |  | 250.000 A |  |  | 3 | Fail | Please check "Mounting"
380675821 | TNB | DISTRIBUTION | KUALA SELANGOR | Existing | RYB | LV FUSE SWITCH |  | CLOSED | IEC MIDDLE CURVE | FUSES | SPARE |  |  |  | 250.000 A |  |  | 3 | Fail | Please check "Mounting"
380675826 | TNB | DISTRIBUTION | KUALA SELANGOR | Existing | RYB | LV FUSE SWITCH |  | CLOSED | IEC MIDDLE CURVE | FUSES | SPARE |  |  |  | 250.000 A |  |  | 3 | Fail | Please check "Mounting"
380675832 | TNB | DISTRIBUTION | KUALA SELANGOR | Existing | RYB | LV FUSE SWITCH |  | CLOSED | IEC MIDDLE CURVE | FUSES | SPARE |  |  |  | 250.000 A |  |  | 3 | Fail | Please check "Mounting"
380675844 | TNB | DISTRIBUTION | KUALA SELANGOR | Existing | RYB | LV FUSE SWITCH |  | CLOSED | IEC MIDDLE CURVE | FUSES | SPARE |  |  |  | 250.000 A |  |  | 3 | Fail | Please check "Mounting"
380675852 | TNB | DISTRIBUTION | KUALA SELANGOR | Existing | RYB | LV FUSE SWITCH |  | CLOSED | IEC MIDDLE CURVE | FUSES | SPARE |  |  |  | 250.000 A |  |  | 3 | Fail | Please check "Mounting"
380675870 | TNB | DISTRIBUTION | KUALA SELANGOR | Existing | RYB | LV FUSE SWITCH |  | CLOSED | IEC MIDDLE CURVE | FUSES | SPARE |  |  |  | 250.000 A |  |  | 3 | Fail | Please check "Mounting"
380675914 | TNB | DISTRIBUTION | KUALA SELANGOR | Existing | RYB | LV FUSE SWITCH |  | CLOSED | IEC MIDDLE CURVE | FUSES | SPARE |  |  |  | 250.000 A |  |  | 3 | Fail | Please check "Mounting"
380675928 | TNB | DISTRIBUTION | KUALA SELANGOR | Existing | RYB | LV FUSE SWITCH |  | CLOSED | IEC MIDDLE CURVE | FUSES | SPARE |  |  |  | 250.000 A |  |  | 3 | Fail | Please check "Mounting"
380675935 | TNB | DISTRIBUTION | KUALA SELANGOR | Existing | RYB | LV FUSE SWITCH |  | CLOSED | IEC MIDDLE CURVE | FUSES | SPARE |  |  |  | 250.000 A |  |  | 3 | Fail | Please check "Mounting"
380675940 | TNB | DISTRIBUTION | KUALA SELANGOR | Existing | RYB | LV FUSE SWITCH |  | CLOSED | IEC MIDDLE CURVE | FUSES | SPARE |  |  |  | 250.000 A |  |  | 3 | Fail | Please check "Mounting"
380675946 | TNB | DISTRIBUTION | KUALA SELANGOR | Existing | RYB | LV FUSE SWITCH |  | CLOSED | IEC MIDDLE CURVE | FUSES | SPARE |  |  |  | 250.000 A |  |  | 3 | Fail | Please check "Mounting"
380675958 | TNB | DISTRIBUTION | KUALA SELANGOR | Existing | RYB | LV FUSE SWITCH |  | CLOSED | IEC MIDDLE CURVE | FUSES | SPARE |  |  |  | 250.000 A |  |  | 3 | Fail | Please check "Mounting"
380675966 | TNB | DISTRIBUTION | KUALA SELANGOR | Existing | RYB | LV FUSE SWITCH |  | CLOSED | IEC MIDDLE CURVE | FUSES | SPARE |  |  |  | 250.000 A |  |  | 3 | Fail | Please check "Mounting"
380676069 | TNB | DISTRIBUTION | KUALA SELANGOR | Existing | RYB | LV FUSE SWITCH |  | CLOSED | IEC MIDDLE CURVE | FUSES | SPARE |  |  |  | 250.000 A |  |  | 3 | Fail | Please check "Mounting"
380676073 | TNB | DISTRIBUTION | KUALA SELANGOR | Existing | RYB | LV FUSE SWITCH |  | CLOSED | IEC MIDDLE CURVE | FUSES | SPARE |  |  |  | 250.000 A |  |  | 3 | Fail | Please check "Mounting"
380676088 | TNB | DISTRIBUTION | KUALA SELANGOR | Existing | RYB | LV FUSE SWITCH |  | CLOSED | IEC MIDDLE CURVE | FUSES | SPARE |  |  |  | 250.000 A |  |  | 3 | Fail | Please check "Mounting"
380676100 | TNB | DISTRIBUTION | KUALA SELANGOR | Existing | RYB | LV FUSE SWITCH |  | CLOSED | IEC MIDDLE CURVE | FUSES | SPARE |  |  |  | 250.000 A |  |  | 3 | Fail | Please check "Mounting"
380676107 | TNB | DISTRIBUTION | KUALA SELANGOR | Existing | RYB | LV FUSE SWITCH |  | CLOSED | IEC MIDDLE CURVE | FUSES | SPARE |  |  |  | 250.000 A |  |  | 3 | Fail | Please check "Mounting"
380676116 | TNB | DISTRIBUTION | KUALA SELANGOR | Existing | RYB | LV FUSE SWITCH |  | CLOSED | IEC MIDDLE CURVE | FUSES | SPARE |  |  |  | 250.000 A |  |  | 3 | Fail | Please check "Mounting"
380676126 | TNB | DISTRIBUTION | KUALA SELANGOR | Existing | RYB | LV FUSE SWITCH |  | CLOSED | IEC MIDDLE CURVE | FUSES | SPARE |  |  |  | 250.000 A |  |  | 3 | Fail | Please check "Mounting"
380676133 | TNB | DISTRIBUTION | KUALA SELANGOR | Existing | RYB | LV FUSE SWITCH |  | CLOSED | IEC MIDDLE CURVE | FUSES | SPARE |  |  |  | 250.000 A |  |  | 3 | Fail | Please check "Mounting"
380676238 | TNB | DISTRIBUTION | KUALA SELANGOR | Existing | RYB | LV FUSE SWITCH |  | CLOSED | IEC MIDDLE CURVE | FUSES | SPARE |  |  |  | 250.000 A |  |  | 3 | Fail | Please check "Mounting"
380676252 | TNB | DISTRIBUTION | KUALA SELANGOR | Existing | RYB | LV FUSE SWITCH |  | CLOSED | IEC MIDDLE CURVE | FUSES | SPARE |  |  |  | 250.000 A |  |  | 3 | Fail | Please check "Mounting"
380676259 | TNB | DISTRIBUTION | KUALA SELANGOR | Existing | RYB | LV FUSE SWITCH |  | CLOSED | IEC MIDDLE CURVE | FUSES | SPARE |  |  |  | 250.000 A |  |  | 3 | Fail | Please check "Mounting"
380676264 | TNB | DISTRIBUTION | KUALA SELANGOR | Existing | RYB | LV FUSE SWITCH |  | CLOSED | IEC MIDDLE CURVE | FUSES | SPARE |  |  |  | 250.000 A |  |  | 3 | Fail | Please check "Mounting"
380676270 | TNB | DISTRIBUTION | KUALA SELANGOR | Existing | RYB | LV FUSE SWITCH |  | CLOSED | IEC MIDDLE CURVE | FUSES | SPARE |  |  |  | 250.000 A |  |  | 3 | Fail | Please check "Mounting"
380676282 | TNB | DISTRIBUTION | KUALA SELANGOR | Existing | RYB | LV FUSE SWITCH |  | CLOSED | IEC MIDDLE CURVE | FUSES | SPARE |  |  |  | 250.000 A |  |  | 3 | Fail | Please check "Mounting"
380676290 | TNB | DISTRIBUTION | KUALA SELANGOR | Existing | RYB | LV FUSE SWITCH |  | CLOSED | IEC MIDDLE CURVE | FUSES | SPARE |  |  |  | 250.000 A |  |  | 3 | Fail | Please check "Mounting"
380676308 | TNB | DISTRIBUTION | KUALA SELANGOR | Existing | RYB | LV FUSE SWITCH |  | CLOSED | IEC MIDDLE CURVE | FUSES | SPARE |  |  |  | 250.000 A |  |  | 3 | Fail | Please check "Mounting"
380757926 | TNB | DISTRIBUTION | KUALA SELANGOR | Existing | RYB | BLACK BOX | POLE | CLOSED |  | N/A |  |  |  |  | 60.000 A |  |  | 3 | Pass | null
380757944 | TNB | DISTRIBUTION | KUALA SELANGOR | Existing | RYB | BLACK BOX | OTHERS | CLOSED |  | N/A |  |  |  |  | 60.000 A |  |  | 6 | Pass | null
380942212 | TNB | DISTRIBUTION | KUALA SELANGOR | Existing | RYB | LV FUSE SWITCH |  | CLOSED | IEC MIDDLE CURVE | FUSES | SPARE |  |  |  | 250.000 A |  |  | 3 | Fail | Please check "Mounting"
380942263 | TNB | DISTRIBUTION | KUALA SELANGOR | Existing | RYB | LV FUSE SWITCH |  | CLOSED | IEC MIDDLE CURVE | FUSES | SPARE |  |  |  | 250.000 A |  |  | 3 | Fail | Please check "Mounting"
380942277 | TNB | DISTRIBUTION | KUALA SELANGOR | Existing | RYB | LV FUSE SWITCH |  | CLOSED | IEC MIDDLE CURVE | FUSES | SPARE |  |  |  | 250.000 A |  |  | 3 | Fail | Please check "Mounting"
380942284 | TNB | DISTRIBUTION | KUALA SELANGOR | Existing | RYB | LV FUSE SWITCH |  | CLOSED | IEC MIDDLE CURVE | FUSES | SPARE |  |  |  | 250.000 A |  |  | 3 | Fail | Please check "Mounting"
380942289 | TNB | DISTRIBUTION | KUALA SELANGOR | Existing | RYB | LV FUSE SWITCH |  | CLOSED | IEC MIDDLE CURVE | FUSES | SPARE |  |  |  | 250.000 A |  |  | 3 | Fail | Please check "Mounting"
380942295 | TNB | DISTRIBUTION | KUALA SELANGOR | Existing | RYB | LV FUSE SWITCH |  | CLOSED | IEC MIDDLE CURVE | FUSES | SPARE |  |  |  | 250.000 A |  |  | 3 | Fail | Please check "Mounting"
380942307 | TNB | DISTRIBUTION | KUALA SELANGOR | Existing | RYB | LV FUSE SWITCH |  | CLOSED | IEC MIDDLE CURVE | FUSES | SPARE |  |  |  | 250.000 A |  |  | 3 | Fail | Please check "Mounting"
380942315 | TNB | DISTRIBUTION | KUALA SELANGOR | Existing | RYB | LV FUSE SWITCH |  | CLOSED | IEC MIDDLE CURVE | FUSES | SPARE |  |  |  | 250.000 A |  |  | 3 | Fail | Please check "Mounting"
380942333 | TNB | DISTRIBUTION | KUALA SELANGOR | Existing | RYB | LV FUSE SWITCH |  | CLOSED | IEC MIDDLE CURVE | FUSES | SPARE |  |  |  | 250.000 A |  |  | 3 | Fail | Please check "Mounting"
380942385 | TNB | DISTRIBUTION | KUALA SELANGOR | Existing | RYB | LV FUSE SWITCH |  | CLOSED | IEC MIDDLE CURVE | FUSES | SPARE |  |  |  | 250.000 A |  |  | 3 | Fail | Please check "Mounting"
380942399 | TNB | DISTRIBUTION | KUALA SELANGOR | Existing | RYB | LV FUSE SWITCH |  | CLOSED | IEC MIDDLE CURVE | FUSES | SPARE |  |  |  | 250.000 A |  |  | 3 | Fail | Please check "Mounting"
380942406 | TNB | DISTRIBUTION | KUALA SELANGOR | Existing | RYB | LV FUSE SWITCH |  | CLOSED | IEC MIDDLE CURVE | FUSES | SPARE |  |  |  | 250.000 A |  |  | 3 | Fail | Please check "Mounting"
380942411 | TNB | DISTRIBUTION | KUALA SELANGOR | Existing | RYB | LV FUSE SWITCH |  | CLOSED | IEC MIDDLE CURVE | FUSES | SPARE |  |  |  | 250.000 A |  |  | 3 | Fail | Please check "Mounting"
380942417 | TNB | DISTRIBUTION | KUALA SELANGOR | Existing | RYB | LV FUSE SWITCH |  | CLOSED | IEC MIDDLE CURVE | FUSES | SPARE |  |  |  | 250.000 A |  |  | 3 | Fail | Please check "Mounting"
380942429 | TNB | DISTRIBUTION | KUALA SELANGOR | Existing | RYB | LV FUSE SWITCH |  | CLOSED | IEC MIDDLE CURVE | FUSES | SPARE |  |  |  | 250.000 A |  |  | 3 | Fail | Please check "Mounting"
380942437 | TNB | DISTRIBUTION | KUALA SELANGOR | Existing | RYB | LV FUSE SWITCH |  | CLOSED | IEC MIDDLE CURVE | FUSES | SPARE |  |  |  | 250.000 A |  |  | 3 | Fail | Please check "Mounting"
380942455 | TNB | DISTRIBUTION | KUALA SELANGOR | Existing | RYB | LV FUSE SWITCH |  | CLOSED | IEC MIDDLE CURVE | FUSES | SPARE |  |  |  | 250.000 A |  |  | 3 | Fail | Please check "Mounting"
380942512 | TNB | DISTRIBUTION | KUALA SELANGOR | Existing | RYB | LV FUSE SWITCH |  | CLOSED | IEC MIDDLE CURVE | FUSES | SPARE |  |  |  | 250.000 A |  |  | 3 | Fail | Please check "Mounting"
380942526 | TNB | DISTRIBUTION | KUALA SELANGOR | Existing | RYB | LV FUSE SWITCH |  | CLOSED | IEC MIDDLE CURVE | FUSES | SPARE |  |  |  | 250.000 A |  |  | 3 | Fail | Please check "Mounting"
380942533 | TNB | DISTRIBUTION | KUALA SELANGOR | Existing | RYB | LV FUSE SWITCH |  | CLOSED | IEC MIDDLE CURVE | FUSES | SPARE |  |  |  | 250.000 A |  |  | 3 | Fail | Please check "Mounting"
380942538 | TNB | DISTRIBUTION | KUALA SELANGOR | Existing | RYB | LV FUSE SWITCH |  | CLOSED | IEC MIDDLE CURVE | FUSES | SPARE |  |  |  | 250.000 A |  |  | 3 | Fail | Please check "Mounting"
380942544 | TNB | DISTRIBUTION | KUALA SELANGOR | Existing | RYB | LV FUSE SWITCH |  | CLOSED | IEC MIDDLE CURVE | FUSES | SPARE |  |  |  | 250.000 A |  |  | 3 | Fail | Please check "Mounting"
380942556 | TNB | DISTRIBUTION | KUALA SELANGOR | Existing | RYB | LV FUSE SWITCH |  | CLOSED | IEC MIDDLE CURVE | FUSES | SPARE |  |  |  | 250.000 A |  |  | 3 | Fail | Please check "Mounting"
380942564 | TNB | DISTRIBUTION | KUALA SELANGOR | Existing | RYB | LV FUSE SWITCH |  | CLOSED | IEC MIDDLE CURVE | FUSES | SPARE |  |  |  | 250.000 A |  |  | 3 | Fail | Please check "Mounting"
380942582 | TNB | DISTRIBUTION | KUALA SELANGOR | Existing | RYB | LV FUSE SWITCH |  | CLOSED | IEC MIDDLE CURVE | FUSES | SPARE |  |  |  | 250.000 A |  |  | 3 | Fail | Please check "Mounting"
380942636 | TNB | DISTRIBUTION | KUALA SELANGOR | Existing | RYB | LV FUSE SWITCH |  | CLOSED | IEC MIDDLE CURVE | FUSES | SPARE |  |  |  | 250.000 A |  |  | 3 | Fail | Please check "Mounting"
380942650 | TNB | DISTRIBUTION | KUALA SELANGOR | Existing | RYB | LV FUSE SWITCH |  | CLOSED | IEC MIDDLE CURVE | FUSES | SPARE |  |  |  | 250.000 A |  |  | 3 | Fail | Please check "Mounting"
380942657 | TNB | DISTRIBUTION | KUALA SELANGOR | Existing | RYB | LV FUSE SWITCH |  | CLOSED | IEC MIDDLE CURVE | FUSES | SPARE |  |  |  | 250.000 A |  |  | 3 | Fail | Please check "Mounting"
380942662 | TNB | DISTRIBUTION | KUALA SELANGOR | Existing | RYB | LV FUSE SWITCH |  | CLOSED | IEC MIDDLE CURVE | FUSES | SPARE |  |  |  | 250.000 A |  |  | 3 | Fail | Please check "Mounting"
380942668 | TNB | DISTRIBUTION | KUALA SELANGOR | Existing | RYB | LV FUSE SWITCH |  | CLOSED | IEC MIDDLE CURVE | FUSES | SPARE |  |  |  | 250.000 A |  |  | 3 | Fail | Please check "Mounting"
380942680 | TNB | DISTRIBUTION | KUALA SELANGOR | Existing | RYB | LV FUSE SWITCH |  | CLOSED | IEC MIDDLE CURVE | FUSES | SPARE |  |  |  | 250.000 A |  |  | 3 | Fail | Please check "Mounting"
380942688 | TNB | DISTRIBUTION | KUALA SELANGOR | Existing | RYB | LV FUSE SWITCH |  | CLOSED | IEC MIDDLE CURVE | FUSES | SPARE |  |  |  | 250.000 A |  |  | 3 | Fail | Please check "Mounting"
380942706 | TNB | DISTRIBUTION | KUALA SELANGOR | Existing | RYB | LV FUSE SWITCH |  | CLOSED | IEC MIDDLE CURVE | FUSES | SPARE |  |  |  | 250.000 A |  |  | 3 | Fail | Please check "Mounting"
380942759 | TNB | DISTRIBUTION | KUALA SELANGOR | Existing | RYB | LV FUSE SWITCH |  | CLOSED | IEC MIDDLE CURVE | FUSES | SPARE |  |  |  | 250.000 A |  |  | 3 | Fail | Please check "Mounting"
380942773 | TNB | DISTRIBUTION | KUALA SELANGOR | Existing | RYB | LV FUSE SWITCH |  | CLOSED | IEC MIDDLE CURVE | FUSES | SPARE |  |  |  | 250.000 A |  |  | 3 | Fail | Please check "Mounting"
380942780 | TNB | DISTRIBUTION | KUALA SELANGOR | Existing | RYB | LV FUSE SWITCH |  | CLOSED | IEC MIDDLE CURVE | FUSES | SPARE |  |  |  | 250.000 A |  |  | 3 | Fail | Please check "Mounting"
380942785 | TNB | DISTRIBUTION | KUALA SELANGOR | Existing | RYB | LV FUSE SWITCH |  | CLOSED | IEC MIDDLE CURVE | FUSES | SPARE |  |  |  | 250.000 A |  |  | 3 | Fail | Please check "Mounting"
380942791 | TNB | DISTRIBUTION | KUALA SELANGOR | Existing | RYB | LV FUSE SWITCH |  | CLOSED | IEC MIDDLE CURVE | FUSES | SPARE |  |  |  | 250.000 A |  |  | 3 | Fail | Please check "Mounting"
380942803 | TNB | DISTRIBUTION | KUALA SELANGOR | Existing | RYB | LV FUSE SWITCH |  | CLOSED | IEC MIDDLE CURVE | FUSES | SPARE |  |  |  | 250.000 A |  |  | 3 | Fail | Please check "Mounting"
380942811 | TNB | DISTRIBUTION | KUALA SELANGOR | Existing | RYB | LV FUSE SWITCH |  | CLOSED | IEC MIDDLE CURVE | FUSES | SPARE |  |  |  | 250.000 A |  |  | 3 | Fail | Please check "Mounting"
380942829 | TNB | DISTRIBUTION | KUALA SELANGOR | Existing | RYB | LV FUSE SWITCH |  | CLOSED | IEC MIDDLE CURVE | FUSES | SPARE |  |  |  | 250.000 A |  |  | 3 | Fail | Please check "Mounting"
380942995 | TNB | DISTRIBUTION | KUALA SELANGOR | Existing | RYB | LV FUSE SWITCH |  | CLOSED | IEC MIDDLE CURVE | FUSES | SPARE |  |  |  | 250.000 A |  |  | 3 | Fail | Please check "Mounting"
380943009 | TNB | DISTRIBUTION | KUALA SELANGOR | Existing | RYB | LV FUSE SWITCH |  | CLOSED | IEC MIDDLE CURVE | FUSES | SPARE |  |  |  | 250.000 A |  |  | 3 | Fail | Please check "Mounting"
380943016 | TNB | DISTRIBUTION | KUALA SELANGOR | Existing | RYB | LV FUSE SWITCH |  | CLOSED | IEC MIDDLE CURVE | FUSES | SPARE |  |  |  | 250.000 A |  |  | 3 | Fail | Please check "Mounting"
380943021 | TNB | DISTRIBUTION | KUALA SELANGOR | Existing | RYB | LV FUSE SWITCH |  | CLOSED | IEC MIDDLE CURVE | FUSES | SPARE |  |  |  | 250.000 A |  |  | 3 | Fail | Please check "Mounting"
380943027 | TNB | DISTRIBUTION | KUALA SELANGOR | Existing | RYB | LV FUSE SWITCH |  | CLOSED | IEC MIDDLE CURVE | FUSES | SPARE |  |  |  | 250.000 A |  |  | 3 | Fail | Please check "Mounting"
380943039 | TNB | DISTRIBUTION | KUALA SELANGOR | Existing | RYB | LV FUSE SWITCH |  | CLOSED | IEC MIDDLE CURVE | FUSES | SPARE |  |  |  | 250.000 A |  |  | 3 | Fail | Please check "Mounting"
380943047 | TNB | DISTRIBUTION | KUALA SELANGOR | Existing | RYB | LV FUSE SWITCH |  | CLOSED | IEC MIDDLE CURVE | FUSES | SPARE |  |  |  | 250.000 A |  |  | 3 | Fail | Please check "Mounting"
380943065 | TNB | DISTRIBUTION | KUALA SELANGOR | Existing | RYB | LV FUSE SWITCH |  | CLOSED | IEC MIDDLE CURVE | FUSES | SPARE |  |  |  | 250.000 A |  |  | 3 | Fail | Please check "Mounting"
380943131 | TNB | DISTRIBUTION | KUALA SELANGOR | Existing | RYB | LV FUSE SWITCH |  | CLOSED | IEC MIDDLE CURVE | FUSES | SPARE |  |  |  | 250.000 A |  |  | 3 | Fail | Please check "Mounting"
380943145 | TNB | DISTRIBUTION | KUALA SELANGOR | Existing | RYB | LV FUSE SWITCH |  | CLOSED | IEC MIDDLE CURVE | FUSES | SPARE |  |  |  | 250.000 A |  |  | 3 | Fail | Please check "Mounting"
380943152 | TNB | DISTRIBUTION | KUALA SELANGOR | Existing | RYB | LV FUSE SWITCH |  | CLOSED | IEC MIDDLE CURVE | FUSES | SPARE |  |  |  | 250.000 A |  |  | 3 | Fail | Please check "Mounting"
380943157 | TNB | DISTRIBUTION | KUALA SELANGOR | Existing | RYB | LV FUSE SWITCH |  | CLOSED | IEC MIDDLE CURVE | FUSES | SPARE |  |  |  | 250.000 A |  |  | 3 | Fail | Please check "Mounting"
380943163 | TNB | DISTRIBUTION | KUALA SELANGOR | Existing | RYB | LV FUSE SWITCH |  | CLOSED | IEC MIDDLE CURVE | FUSES | SPARE |  |  |  | 250.000 A |  |  | 3 | Fail | Please check "Mounting"
380943175 | TNB | DISTRIBUTION | KUALA SELANGOR | Existing | RYB | LV FUSE SWITCH |  | CLOSED | IEC MIDDLE CURVE | FUSES | SPARE |  |  |  | 250.000 A |  |  | 3 | Fail | Please check "Mounting"
380943183 | TNB | DISTRIBUTION | KUALA SELANGOR | Existing | RYB | LV FUSE SWITCH |  | CLOSED | IEC MIDDLE CURVE | FUSES | SPARE |  |  |  | 250.000 A |  |  | 3 | Fail | Please check "Mounting"
380943201 | TNB | DISTRIBUTION | KUALA SELANGOR | Existing | RYB | LV FUSE SWITCH |  | CLOSED | IEC MIDDLE CURVE | FUSES | SPARE |  |  |  | 250.000 A |  |  | 3 | Fail | Please check "Mounting"
380943264 | TNB | DISTRIBUTION | KUALA SELANGOR | Existing | RYB | LV FUSE SWITCH |  | CLOSED | IEC MIDDLE CURVE | FUSES | SPARE |  |  |  | 250.000 A |  |  | 3 | Fail | Please check "Mounting"
380943278 | TNB | DISTRIBUTION | KUALA SELANGOR | Existing | RYB | LV FUSE SWITCH |  | CLOSED | IEC MIDDLE CURVE | FUSES | SPARE |  |  |  | 250.000 A |  |  | 3 | Fail | Please check "Mounting"
380943285 | TNB | DISTRIBUTION | KUALA SELANGOR | Existing | RYB | LV FUSE SWITCH |  | CLOSED | IEC MIDDLE CURVE | FUSES | SPARE |  |  |  | 250.000 A |  |  | 3 | Fail | Please check "Mounting"
380943290 | TNB | DISTRIBUTION | KUALA SELANGOR | Existing | RYB | LV FUSE SWITCH |  | CLOSED | IEC MIDDLE CURVE | FUSES | SPARE |  |  |  | 250.000 A |  |  | 3 | Fail | Please check "Mounting"
380943296 | TNB | DISTRIBUTION | KUALA SELANGOR | Existing | RYB | LV FUSE SWITCH |  | CLOSED | IEC MIDDLE CURVE | FUSES | SPARE |  |  |  | 250.000 A |  |  | 3 | Fail | Please check "Mounting"
380943308 | TNB | DISTRIBUTION | KUALA SELANGOR | Existing | RYB | LV FUSE SWITCH |  | CLOSED | IEC MIDDLE CURVE | FUSES | SPARE |  |  |  | 250.000 A |  |  | 3 | Fail | Please check "Mounting"
380943316 | TNB | DISTRIBUTION | KUALA SELANGOR | Existing | RYB | LV FUSE SWITCH |  | CLOSED | IEC MIDDLE CURVE | FUSES | SPARE |  |  |  | 250.000 A |  |  | 3 | Fail | Please check "Mounting"
380943334 | TNB | DISTRIBUTION | KUALA SELANGOR | Existing | RYB | LV FUSE SWITCH |  | CLOSED | IEC MIDDLE CURVE | FUSES | SPARE |  |  |  | 250.000 A |  |  | 3 | Fail | Please check "Mounting"
380943388 | TNB | DISTRIBUTION | KUALA SELANGOR | Existing | RYB | LV FUSE SWITCH |  | CLOSED | IEC MIDDLE CURVE | FUSES | SPARE |  |  |  | 250.000 A |  |  | 3 | Fail | Please check "Mounting"
380943402 | TNB | DISTRIBUTION | KUALA SELANGOR | Existing | RYB | LV FUSE SWITCH |  | CLOSED | IEC MIDDLE CURVE | FUSES | SPARE |  |  |  | 250.000 A |  |  | 3 | Fail | Please check "Mounting"
380943409 | TNB | DISTRIBUTION | KUALA SELANGOR | Existing | RYB | LV FUSE SWITCH |  | CLOSED | IEC MIDDLE CURVE | FUSES | SPARE |  |  |  | 250.000 A |  |  | 3 | Fail | Please check "Mounting"
380943414 | TNB | DISTRIBUTION | KUALA SELANGOR | Existing | RYB | LV FUSE SWITCH |  | CLOSED | IEC MIDDLE CURVE | FUSES | SPARE |  |  |  | 250.000 A |  |  | 3 | Fail | Please check "Mounting"
380943420 | TNB | DISTRIBUTION | KUALA SELANGOR | Existing | RYB | LV FUSE SWITCH |  | CLOSED | IEC MIDDLE CURVE | FUSES | SPARE |  |  |  | 250.000 A |  |  | 3 | Fail | Please check "Mounting"
380943432 | TNB | DISTRIBUTION | KUALA SELANGOR | Existing | RYB | LV FUSE SWITCH |  | CLOSED | IEC MIDDLE CURVE | FUSES | SPARE |  |  |  | 250.000 A |  |  | 3 | Fail | Please check "Mounting"
380943440 | TNB | DISTRIBUTION | KUALA SELANGOR | Existing | RYB | LV FUSE SWITCH |  | CLOSED | IEC MIDDLE CURVE | FUSES | SPARE |  |  |  | 250.000 A |  |  | 3 | Fail | Please check "Mounting"
380943458 | TNB | DISTRIBUTION | KUALA SELANGOR | Existing | RYB | LV FUSE SWITCH |  | CLOSED | IEC MIDDLE CURVE | FUSES | SPARE |  |  |  | 250.000 A |  |  | 3 | Fail | Please check "Mounting"
380943519 | TNB | DISTRIBUTION | KUALA SELANGOR | Existing | RYB | LV FUSE SWITCH |  | CLOSED | IEC MIDDLE CURVE | FUSES | SPARE |  |  |  | 250.000 A |  |  | 3 | Fail | Please check "Mounting"
380943533 | TNB | DISTRIBUTION | KUALA SELANGOR | Existing | RYB | LV FUSE SWITCH |  | CLOSED | IEC MIDDLE CURVE | FUSES | SPARE |  |  |  | 250.000 A |  |  | 3 | Fail | Please check "Mounting"
380943540 | TNB | DISTRIBUTION | KUALA SELANGOR | Existing | RYB | LV FUSE SWITCH |  | CLOSED | IEC MIDDLE CURVE | FUSES | SPARE |  |  |  | 250.000 A |  |  | 3 | Fail | Please check "Mounting"
380943545 | TNB | DISTRIBUTION | KUALA SELANGOR | Existing | RYB | LV FUSE SWITCH |  | CLOSED | IEC MIDDLE CURVE | FUSES | SPARE |  |  |  | 250.000 A |  |  | 3 | Fail | Please check "Mounting"
380943551 | TNB | DISTRIBUTION | KUALA SELANGOR | Existing | RYB | LV FUSE SWITCH |  | CLOSED | IEC MIDDLE CURVE | FUSES | SPARE |  |  |  | 250.000 A |  |  | 3 | Fail | Please check "Mounting"
380943563 | TNB | DISTRIBUTION | KUALA SELANGOR | Existing | RYB | LV FUSE SWITCH |  | CLOSED | IEC MIDDLE CURVE | FUSES | SPARE |  |  |  | 250.000 A |  |  | 3 | Fail | Please check "Mounting"
380943571 | TNB | DISTRIBUTION | KUALA SELANGOR | Existing | RYB | LV FUSE SWITCH |  | CLOSED | IEC MIDDLE CURVE | FUSES | SPARE |  |  |  | 250.000 A |  |  | 3 | Fail | Please check "Mounting"
380943589 | TNB | DISTRIBUTION | KUALA SELANGOR | Existing | RYB | LV FUSE SWITCH |  | CLOSED | IEC MIDDLE CURVE | FUSES | SPARE |  |  |  | 250.000 A |  |  | 3 | Fail | Please check "Mounting"
380943643 | TNB | DISTRIBUTION | KUALA SELANGOR | Existing | RYB | LV FUSE SWITCH |  | CLOSED | IEC MIDDLE CURVE | FUSES | SPARE |  |  |  | 250.000 A |  |  | 3 | Fail | Please check "Mounting"
380943657 | TNB | DISTRIBUTION | KUALA SELANGOR | Existing | RYB | LV FUSE SWITCH |  | CLOSED | IEC MIDDLE CURVE | FUSES | SPARE |  |  |  | 250.000 A |  |  | 3 | Fail | Please check "Mounting"
380943664 | TNB | DISTRIBUTION | KUALA SELANGOR | Existing | RYB | LV FUSE SWITCH |  | CLOSED | IEC MIDDLE CURVE | FUSES | SPARE |  |  |  | 250.000 A |  |  | 3 | Fail | Please check "Mounting"
380943669 | TNB | DISTRIBUTION | KUALA SELANGOR | Existing | RYB | LV FUSE SWITCH |  | CLOSED | IEC MIDDLE CURVE | FUSES | SPARE |  |  |  | 250.000 A |  |  | 3 | Fail | Please check "Mounting"
380943675 | TNB | DISTRIBUTION | KUALA SELANGOR | Existing | RYB | LV FUSE SWITCH |  | CLOSED | IEC MIDDLE CURVE | FUSES | SPARE |  |  |  | 250.000 A |  |  | 3 | Fail | Please check "Mounting"
380943687 | TNB | DISTRIBUTION | KUALA SELANGOR | Existing | RYB | LV FUSE SWITCH |  | CLOSED | IEC MIDDLE CURVE | FUSES | SPARE |  |  |  | 250.000 A |  |  | 3 | Fail | Please check "Mounting"
380943695 | TNB | DISTRIBUTION | KUALA SELANGOR | Existing | RYB | LV FUSE SWITCH |  | CLOSED | IEC MIDDLE CURVE | FUSES | SPARE |  |  |  | 250.000 A |  |  | 3 | Fail | Please check "Mounting"
380943713 | TNB | DISTRIBUTION | KUALA SELANGOR | Existing | RYB | LV FUSE SWITCH |  | CLOSED | IEC MIDDLE CURVE | FUSES | SPARE |  |  |  | 250.000 A |  |  | 3 | Fail | Please check "Mounting"
380943891 | TNB | DISTRIBUTION | KUALA SELANGOR | Existing | RYB | LV FUSE SWITCH |  | CLOSED | IEC MIDDLE CURVE | FUSES | SPARE |  |  |  | 250.000 A |  |  | 3 | Fail | Please check "Mounting"
380943905 | TNB | DISTRIBUTION | KUALA SELANGOR | Existing | RYB | LV FUSE SWITCH |  | CLOSED | IEC MIDDLE CURVE | FUSES | SPARE |  |  |  | 250.000 A |  |  | 3 | Fail | Please check "Mounting"
380943912 | TNB | DISTRIBUTION | KUALA SELANGOR | Existing | RYB | LV FUSE SWITCH |  | CLOSED | IEC MIDDLE CURVE | FUSES | SPARE |  |  |  | 250.000 A |  |  | 3 | Fail | Please check "Mounting"
380943917 | TNB | DISTRIBUTION | KUALA SELANGOR | Existing | RYB | LV FUSE SWITCH |  | CLOSED | IEC MIDDLE CURVE | FUSES | SPARE |  |  |  | 250.000 A |  |  | 3 | Fail | Please check "Mounting"
380943923 | TNB | DISTRIBUTION | KUALA SELANGOR | Existing | RYB | LV FUSE SWITCH |  | CLOSED | IEC MIDDLE CURVE | FUSES | SPARE |  |  |  | 250.000 A |  |  | 3 | Fail | Please check "Mounting"
380943935 | TNB | DISTRIBUTION | KUALA SELANGOR | Existing | RYB | LV FUSE SWITCH |  | CLOSED | IEC MIDDLE CURVE | FUSES | SPARE |  |  |  | 250.000 A |  |  | 3 | Fail | Please check "Mounting"
380943943 | TNB | DISTRIBUTION | KUALA SELANGOR | Existing | RYB | LV FUSE SWITCH |  | CLOSED | IEC MIDDLE CURVE | FUSES | SPARE |  |  |  | 250.000 A |  |  | 3 | Fail | Please check "Mounting"
380943961 | TNB | DISTRIBUTION | KUALA SELANGOR | Existing | RYB | LV FUSE SWITCH |  | CLOSED | IEC MIDDLE CURVE | FUSES | SPARE |  |  |  | 250.000 A |  |  | 3 | Fail | Please check "Mounting"
380944021 | TNB | DISTRIBUTION | KUALA SELANGOR | Existing | RYB | LV FUSE SWITCH |  | CLOSED | IEC MIDDLE CURVE | FUSES | SPARE |  |  |  | 250.000 A |  |  | 3 | Fail | Please check "Mounting"
380944035 | TNB | DISTRIBUTION | KUALA SELANGOR | Existing | RYB | LV FUSE SWITCH |  | CLOSED | IEC MIDDLE CURVE | FUSES | SPARE |  |  |  | 250.000 A |  |  | 3 | Fail | Please check "Mounting"
380944042 | TNB | DISTRIBUTION | KUALA SELANGOR | Existing | RYB | LV FUSE SWITCH |  | CLOSED | IEC MIDDLE CURVE | FUSES | SPARE |  |  |  | 250.000 A |  |  | 3 | Fail | Please check "Mounting"
380944047 | TNB | DISTRIBUTION | KUALA SELANGOR | Existing | RYB | LV FUSE SWITCH |  | CLOSED | IEC MIDDLE CURVE | FUSES | SPARE |  |  |  | 250.000 A |  |  | 3 | Fail | Please check "Mounting"
380944053 | TNB | DISTRIBUTION | KUALA SELANGOR | Existing | RYB | LV FUSE SWITCH |  | CLOSED | IEC MIDDLE CURVE | FUSES | SPARE |  |  |  | 250.000 A |  |  | 3 | Fail | Please check "Mounting"
380944065 | TNB | DISTRIBUTION | KUALA SELANGOR | Existing | RYB | LV FUSE SWITCH |  | CLOSED | IEC MIDDLE CURVE | FUSES | SPARE |  |  |  | 250.000 A |  |  | 3 | Fail | Please check "Mounting"
380944073 | TNB | DISTRIBUTION | KUALA SELANGOR | Existing | RYB | LV FUSE SWITCH |  | CLOSED | IEC MIDDLE CURVE | FUSES | SPARE |  |  |  | 250.000 A |  |  | 3 | Fail | Please check "Mounting"
380944091 | TNB | DISTRIBUTION | KUALA SELANGOR | Existing | RYB | LV FUSE SWITCH |  | CLOSED | IEC MIDDLE CURVE | FUSES | SPARE |  |  |  | 250.000 A |  |  | 3 | Fail | Please check "Mounting"
380944206 | TNB | DISTRIBUTION | KUALA SELANGOR | Existing | RYB | LV FUSE SWITCH |  | CLOSED | IEC MIDDLE CURVE | FUSES | SPARE |  |  |  | 250.000 A |  |  | 3 | Fail | Please check "Mounting"
380944220 | TNB | DISTRIBUTION | KUALA SELANGOR | Existing | RYB | LV FUSE SWITCH |  | CLOSED | IEC MIDDLE CURVE | FUSES | SPARE |  |  |  | 250.000 A |  |  | 3 | Fail | Please check "Mounting"
380944227 | TNB | DISTRIBUTION | KUALA SELANGOR | Existing | RYB | LV FUSE SWITCH |  | CLOSED | IEC MIDDLE CURVE | FUSES | SPARE |  |  |  | 250.000 A |  |  | 3 | Fail | Please check "Mounting"
380944232 | TNB | DISTRIBUTION | KUALA SELANGOR | Existing | RYB | LV FUSE SWITCH |  | CLOSED | IEC MIDDLE CURVE | FUSES | SPARE |  |  |  | 250.000 A |  |  | 3 | Fail | Please check "Mounting"
380944238 | TNB | DISTRIBUTION | KUALA SELANGOR | Existing | RYB | LV FUSE SWITCH |  | CLOSED | IEC MIDDLE CURVE | FUSES | SPARE |  |  |  | 250.000 A |  |  | 3 | Fail | Please check "Mounting"
380944250 | TNB | DISTRIBUTION | KUALA SELANGOR | Existing | RYB | LV FUSE SWITCH |  | CLOSED | IEC MIDDLE CURVE | FUSES | SPARE |  |  |  | 250.000 A |  |  | 3 | Fail | Please check "Mounting"
380944258 | TNB | DISTRIBUTION | KUALA SELANGOR | Existing | RYB | LV FUSE SWITCH |  | CLOSED | IEC MIDDLE CURVE | FUSES | SPARE |  |  |  | 250.000 A |  |  | 3 | Fail | Please check "Mounting"
380944276 | TNB | DISTRIBUTION | KUALA SELANGOR | Existing | RYB | LV FUSE SWITCH |  | CLOSED | IEC MIDDLE CURVE | FUSES | SPARE |  |  |  | 250.000 A |  |  | 3 | Fail | Please check "Mounting"
380944640 | TNB | DISTRIBUTION | KUALA SELANGOR | Existing | RYB | LV FUSE SWITCH |  | CLOSED | IEC MIDDLE CURVE | FUSES | SPARE |  |  |  | 250.000 A |  |  | 3 | Fail | Please check "Mounting"
380944654 | TNB | DISTRIBUTION | KUALA SELANGOR | Existing | RYB | LV FUSE SWITCH |  | CLOSED | IEC MIDDLE CURVE | FUSES | SPARE |  |  |  | 250.000 A |  |  | 3 | Fail | Please check "Mounting"
380944661 | TNB | DISTRIBUTION | KUALA SELANGOR | Existing | RYB | LV FUSE SWITCH |  | CLOSED | IEC MIDDLE CURVE | FUSES | SPARE |  |  |  | 250.000 A |  |  | 3 | Fail | Please check "Mounting"
380944666 | TNB | DISTRIBUTION | KUALA SELANGOR | Existing | RYB | LV FUSE SWITCH |  | CLOSED | IEC MIDDLE CURVE | FUSES | SPARE |  |  |  | 250.000 A |  |  | 3 | Fail | Please check "Mounting"
380944672 | TNB | DISTRIBUTION | KUALA SELANGOR | Existing | RYB | LV FUSE SWITCH |  | CLOSED | IEC MIDDLE CURVE | FUSES | SPARE |  |  |  | 250.000 A |  |  | 3 | Fail | Please check "Mounting"
380944684 | TNB | DISTRIBUTION | KUALA SELANGOR | Existing | RYB | LV FUSE SWITCH |  | CLOSED | IEC MIDDLE CURVE | FUSES | SPARE |  |  |  | 250.000 A |  |  | 3 | Fail | Please check "Mounting"
380944692 | TNB | DISTRIBUTION | KUALA SELANGOR | Existing | RYB | LV FUSE SWITCH |  | CLOSED | IEC MIDDLE CURVE | FUSES | SPARE |  |  |  | 250.000 A |  |  | 3 | Fail | Please check "Mounting"
380944710 | TNB | DISTRIBUTION | KUALA SELANGOR | Existing | RYB | LV FUSE SWITCH |  | CLOSED | IEC MIDDLE CURVE | FUSES | SPARE |  |  |  | 250.000 A |  |  | 3 | Fail | Please check "Mounting"
380944905 | TNB | DISTRIBUTION | KUALA SELANGOR | Existing | RYB | LV FUSE SWITCH |  | CLOSED | IEC MIDDLE CURVE | FUSES | SPARE |  |  |  | 250.000 A |  |  | 3 | Fail | Please check "Mounting"
380944919 | TNB | DISTRIBUTION | KUALA SELANGOR | Existing | RYB | LV FUSE SWITCH |  | CLOSED | IEC MIDDLE CURVE | FUSES | SPARE |  |  |  | 250.000 A |  |  | 3 | Fail | Please check "Mounting"
380944926 | TNB | DISTRIBUTION | KUALA SELANGOR | Existing | RYB | LV FUSE SWITCH |  | CLOSED | IEC MIDDLE CURVE | FUSES | SPARE |  |  |  | 250.000 A |  |  | 3 | Fail | Please check "Mounting"
380944931 | TNB | DISTRIBUTION | KUALA SELANGOR | Existing | RYB | LV FUSE SWITCH |  | CLOSED | IEC MIDDLE CURVE | FUSES | SPARE |  |  |  | 250.000 A |  |  | 3 | Fail | Please check "Mounting"
380944937 | TNB | DISTRIBUTION | KUALA SELANGOR | Existing | RYB | LV FUSE SWITCH |  | CLOSED | IEC MIDDLE CURVE | FUSES | SPARE |  |  |  | 250.000 A |  |  | 3 | Fail | Please check "Mounting"
380944949 | TNB | DISTRIBUTION | KUALA SELANGOR | Existing | RYB | LV FUSE SWITCH |  | CLOSED | IEC MIDDLE CURVE | FUSES | SPARE |  |  |  | 250.000 A |  |  | 3 | Fail | Please check "Mounting"
380944957 | TNB | DISTRIBUTION | KUALA SELANGOR | Existing | RYB | LV FUSE SWITCH |  | CLOSED | IEC MIDDLE CURVE | FUSES | SPARE |  |  |  | 250.000 A |  |  | 3 | Fail | Please check "Mounting"
380944975 | TNB | DISTRIBUTION | KUALA SELANGOR | Existing | RYB | LV FUSE SWITCH |  | CLOSED | IEC MIDDLE CURVE | FUSES | SPARE |  |  |  | 250.000 A |  |  | 3 | Fail | Please check "Mounting"
380972384 | TNB | DISTRIBUTION | KUALA SELANGOR | Existing | RYB | LV FUSE SWITCH |  | CLOSED | IEC MIDDLE CURVE | FUSES | SPARE |  |  |  | 250.000 A |  |  | 3 | Fail | Please check "Mounting"
380972398 | TNB | DISTRIBUTION | KUALA SELANGOR | Existing | RYB | LV FUSE SWITCH |  | CLOSED | IEC MIDDLE CURVE | FUSES | SPARE |  |  |  | 250.000 A |  |  | 3 | Fail | Please check "Mounting"
380972405 | TNB | DISTRIBUTION | KUALA SELANGOR | Existing | RYB | LV FUSE SWITCH |  | CLOSED | IEC MIDDLE CURVE | FUSES | SPARE |  |  |  | 250.000 A |  |  | 3 | Fail | Please check "Mounting"
380972410 | TNB | DISTRIBUTION | KUALA SELANGOR | Existing | RYB | LV FUSE SWITCH |  | CLOSED | IEC MIDDLE CURVE | FUSES | SPARE |  |  |  | 250.000 A |  |  | 3 | Fail | Please check "Mounting"
380972416 | TNB | DISTRIBUTION | KUALA SELANGOR | Existing | RYB | LV FUSE SWITCH |  | CLOSED | IEC MIDDLE CURVE | FUSES | SPARE |  |  |  | 250.000 A |  |  | 3 | Fail | Please check "Mounting"
380972428 | TNB | DISTRIBUTION | KUALA SELANGOR | Existing | RYB | LV FUSE SWITCH |  | CLOSED | IEC MIDDLE CURVE | FUSES | SPARE |  |  |  | 250.000 A |  |  | 3 | Fail | Please check "Mounting"
380972436 | TNB | DISTRIBUTION | KUALA SELANGOR | Existing | RYB | LV FUSE SWITCH |  | CLOSED | IEC MIDDLE CURVE | FUSES | SPARE |  |  |  | 250.000 A |  |  | 3 | Fail | Please check "Mounting"
380972454 | TNB | DISTRIBUTION | KUALA SELANGOR | Existing | RYB | LV FUSE SWITCH |  | CLOSED | IEC MIDDLE CURVE | FUSES | SPARE |  |  |  | 250.000 A |  |  | 3 | Fail | Please check "Mounting"
380972511 | TNB | DISTRIBUTION | KUALA SELANGOR | Existing | RYB | LV FUSE SWITCH |  | CLOSED | IEC MIDDLE CURVE | FUSES | SPARE |  |  |  | 250.000 A |  |  | 3 | Fail | Please check "Mounting"
380972525 | TNB | DISTRIBUTION | KUALA SELANGOR | Existing | RYB | LV FUSE SWITCH |  | CLOSED | IEC MIDDLE CURVE | FUSES | SPARE |  |  |  | 250.000 A |  |  | 3 | Fail | Please check "Mounting"
380972532 | TNB | DISTRIBUTION | KUALA SELANGOR | Existing | RYB | LV FUSE SWITCH |  | CLOSED | IEC MIDDLE CURVE | FUSES | SPARE |  |  |  | 250.000 A |  |  | 3 | Fail | Please check "Mounting"
380972537 | TNB | DISTRIBUTION | KUALA SELANGOR | Existing | RYB | LV FUSE SWITCH |  | CLOSED | IEC MIDDLE CURVE | FUSES | SPARE |  |  |  | 250.000 A |  |  | 3 | Fail | Please check "Mounting"
380972543 | TNB | DISTRIBUTION | KUALA SELANGOR | Existing | RYB | LV FUSE SWITCH |  | CLOSED | IEC MIDDLE CURVE | FUSES | SPARE |  |  |  | 250.000 A |  |  | 3 | Fail | Please check "Mounting"
380972555 | TNB | DISTRIBUTION | KUALA SELANGOR | Existing | RYB | LV FUSE SWITCH |  | CLOSED | IEC MIDDLE CURVE | FUSES | SPARE |  |  |  | 250.000 A |  |  | 3 | Fail | Please check "Mounting"
380972563 | TNB | DISTRIBUTION | KUALA SELANGOR | Existing | RYB | LV FUSE SWITCH |  | CLOSED | IEC MIDDLE CURVE | FUSES | SPARE |  |  |  | 250.000 A |  |  | 3 | Fail | Please check "Mounting"
380972581 | TNB | DISTRIBUTION | KUALA SELANGOR | Existing | RYB | LV FUSE SWITCH |  | CLOSED | IEC MIDDLE CURVE | FUSES | SPARE |  |  |  | 250.000 A |  |  | 3 | Fail | Please check "Mounting"
380972637 | TNB | DISTRIBUTION | KUALA SELANGOR | Existing | RYB | LV FUSE SWITCH |  | CLOSED | IEC MIDDLE CURVE | FUSES | SPARE |  |  |  | 250.000 A |  |  | 3 | Fail | Please check "Mounting"
380972651 | TNB | DISTRIBUTION | KUALA SELANGOR | Existing | RYB | LV FUSE SWITCH |  | CLOSED | IEC MIDDLE CURVE | FUSES | SPARE |  |  |  | 250.000 A |  |  | 3 | Fail | Please check "Mounting"
380972658 | TNB | DISTRIBUTION | KUALA SELANGOR | Existing | RYB | LV FUSE SWITCH |  | CLOSED | IEC MIDDLE CURVE | FUSES | SPARE |  |  |  | 250.000 A |  |  | 3 | Fail | Please check "Mounting"
380972663 | TNB | DISTRIBUTION | KUALA SELANGOR | Existing | RYB | LV FUSE SWITCH |  | CLOSED | IEC MIDDLE CURVE | FUSES | SPARE |  |  |  | 250.000 A |  |  | 3 | Fail | Please check "Mounting"
380972669 | TNB | DISTRIBUTION | KUALA SELANGOR | Existing | RYB | LV FUSE SWITCH |  | CLOSED | IEC MIDDLE CURVE | FUSES | SPARE |  |  |  | 250.000 A |  |  | 3 | Fail | Please check "Mounting"
380972681 | TNB | DISTRIBUTION | KUALA SELANGOR | Existing | RYB | LV FUSE SWITCH |  | CLOSED | IEC MIDDLE CURVE | FUSES | SPARE |  |  |  | 250.000 A |  |  | 3 | Fail | Please check "Mounting"
380972689 | TNB | DISTRIBUTION | KUALA SELANGOR | Existing | RYB | LV FUSE SWITCH |  | CLOSED | IEC MIDDLE CURVE | FUSES | SPARE |  |  |  | 250.000 A |  |  | 3 | Fail | Please check "Mounting"
380972707 | TNB | DISTRIBUTION | KUALA SELANGOR | Existing | RYB | LV FUSE SWITCH |  | CLOSED | IEC MIDDLE CURVE | FUSES | SPARE |  |  |  | 250.000 A |  |  | 3 | Fail | Please check "Mounting"
380972892 | TNB | DISTRIBUTION | KUALA SELANGOR | Existing | RYB | LV FUSE SWITCH |  | CLOSED | IEC MIDDLE CURVE | FUSES | SPARE |  |  |  | 250.000 A |  |  | 3 | Fail | Please check "Mounting"
380972906 | TNB | DISTRIBUTION | KUALA SELANGOR | Existing | RYB | LV FUSE SWITCH |  | CLOSED | IEC MIDDLE CURVE | FUSES | SPARE |  |  |  | 250.000 A |  |  | 3 | Fail | Please check "Mounting"
380972913 | TNB | DISTRIBUTION | KUALA SELANGOR | Existing | RYB | LV FUSE SWITCH |  | CLOSED | IEC MIDDLE CURVE | FUSES | SPARE |  |  |  | 250.000 A |  |  | 3 | Fail | Please check "Mounting"
380972918 | TNB | DISTRIBUTION | KUALA SELANGOR | Existing | RYB | LV FUSE SWITCH |  | CLOSED | IEC MIDDLE CURVE | FUSES | SPARE |  |  |  | 250.000 A |  |  | 3 | Fail | Please check "Mounting"
380972924 | TNB | DISTRIBUTION | KUALA SELANGOR | Existing | RYB | LV FUSE SWITCH |  | CLOSED | IEC MIDDLE CURVE | FUSES | SPARE |  |  |  | 250.000 A |  |  | 3 | Fail | Please check "Mounting"
380972936 | TNB | DISTRIBUTION | KUALA SELANGOR | Existing | RYB | LV FUSE SWITCH |  | CLOSED | IEC MIDDLE CURVE | FUSES | SPARE |  |  |  | 250.000 A |  |  | 3 | Fail | Please check "Mounting"
380972944 | TNB | DISTRIBUTION | KUALA SELANGOR | Existing | RYB | LV FUSE SWITCH |  | CLOSED | IEC MIDDLE CURVE | FUSES | SPARE |  |  |  | 250.000 A |  |  | 3 | Fail | Please check "Mounting"
380972962 | TNB | DISTRIBUTION | KUALA SELANGOR | Existing | RYB | LV FUSE SWITCH |  | CLOSED | IEC MIDDLE CURVE | FUSES | SPARE |  |  |  | 250.000 A |  |  | 3 | Fail | Please check "Mounting"
380973018 | TNB | DISTRIBUTION | KUALA SELANGOR | Existing | RYB | LV FUSE SWITCH |  | CLOSED | IEC MIDDLE CURVE | FUSES | SPARE |  |  |  | 250.000 A |  |  | 3 | Fail | Please check "Mounting"
380973032 | TNB | DISTRIBUTION | KUALA SELANGOR | Existing | RYB | LV FUSE SWITCH |  | CLOSED | IEC MIDDLE CURVE | FUSES | SPARE |  |  |  | 250.000 A |  |  | 3 | Fail | Please check "Mounting"
380973039 | TNB | DISTRIBUTION | KUALA SELANGOR | Existing | RYB | LV FUSE SWITCH |  | CLOSED | IEC MIDDLE CURVE | FUSES | SPARE |  |  |  | 250.000 A |  |  | 3 | Fail | Please check "Mounting"
380973044 | TNB | DISTRIBUTION | KUALA SELANGOR | Existing | RYB | LV FUSE SWITCH |  | CLOSED | IEC MIDDLE CURVE | FUSES | SPARE |  |  |  | 250.000 A |  |  | 3 | Fail | Please check "Mounting"
380973050 | TNB | DISTRIBUTION | KUALA SELANGOR | Existing | RYB | LV FUSE SWITCH |  | CLOSED | IEC MIDDLE CURVE | FUSES | SPARE |  |  |  | 250.000 A |  |  | 3 | Fail | Please check "Mounting"
380973062 | TNB | DISTRIBUTION | KUALA SELANGOR | Existing | RYB | LV FUSE SWITCH |  | CLOSED | IEC MIDDLE CURVE | FUSES | SPARE |  |  |  | 250.000 A |  |  | 3 | Fail | Please check "Mounting"
380973070 | TNB | DISTRIBUTION | KUALA SELANGOR | Existing | RYB | LV FUSE SWITCH |  | CLOSED | IEC MIDDLE CURVE | FUSES | SPARE |  |  |  | 250.000 A |  |  | 3 | Fail | Please check "Mounting"
380973088 | TNB | DISTRIBUTION | KUALA SELANGOR | Existing | RYB | LV FUSE SWITCH |  | CLOSED | IEC MIDDLE CURVE | FUSES | SPARE |  |  |  | 250.000 A |  |  | 3 | Fail | Please check "Mounting"
380973164 | TNB | DISTRIBUTION | KUALA SELANGOR | Existing | RYB | LV FUSE SWITCH |  | CLOSED | IEC MIDDLE CURVE | FUSES | SPARE |  |  |  | 250.000 A |  |  | 3 | Fail | Please check "Mounting"
380973181 | TNB | DISTRIBUTION | KUALA SELANGOR | Existing | RYB | LV FUSE SWITCH |  | CLOSED | IEC MIDDLE CURVE | FUSES | SPARE |  |  |  | 250.000 A |  |  | 3 | Fail | Please check "Mounting"
380973185 | TNB | DISTRIBUTION | KUALA SELANGOR | Existing | RYB | LV FUSE SWITCH |  | CLOSED | IEC MIDDLE CURVE | FUSES | SPARE |  |  |  | 250.000 A |  |  | 3 | Fail | Please check "Mounting"
380973191 | TNB | DISTRIBUTION | KUALA SELANGOR | Existing | RYB | LV FUSE SWITCH |  | CLOSED | IEC MIDDLE CURVE | FUSES | SPARE |  |  |  | 250.000 A |  |  | 3 | Fail | Please check "Mounting"
380973198 | TNB | DISTRIBUTION | KUALA SELANGOR | Existing | RYB | LV FUSE SWITCH |  | CLOSED | IEC MIDDLE CURVE | FUSES | SPARE |  |  |  | 250.000 A |  |  | 3 | Fail | Please check "Mounting"
380973205 | TNB | DISTRIBUTION | KUALA SELANGOR | Existing | RYB | LV FUSE SWITCH |  | CLOSED | IEC MIDDLE CURVE | FUSES | SPARE |  |  |  | 250.000 A |  |  | 3 | Fail | Please check "Mounting"
380973212 | TNB | DISTRIBUTION | KUALA SELANGOR | Existing | RYB | LV FUSE SWITCH |  | CLOSED | IEC MIDDLE CURVE | FUSES | SPARE |  |  |  | 250.000 A |  |  | 3 | Fail | Please check "Mounting"
380973217 | TNB | DISTRIBUTION | KUALA SELANGOR | Existing | RYB | LV FUSE SWITCH |  | CLOSED | IEC MIDDLE CURVE | FUSES | SPARE |  |  |  | 250.000 A |  |  | 3 | Fail | Please check "Mounting"
380973237 | TNB | DISTRIBUTION | KUALA SELANGOR | Existing | RYB | LV FUSE SWITCH |  | CLOSED | IEC MIDDLE CURVE | FUSES | SPARE |  |  |  | 250.000 A |  |  | 3 | Fail | Please check "Mounting"
380973249 | TNB | DISTRIBUTION | KUALA SELANGOR | Existing | RYB | LV FUSE SWITCH |  | CLOSED | IEC MIDDLE CURVE | FUSES | SPARE |  |  |  | 250.000 A |  |  | 3 | Fail | Please check "Mounting"
380973379 | TNB | DISTRIBUTION | KUALA SELANGOR | Existing | RYB | LV FUSE SWITCH |  | CLOSED | IEC MIDDLE CURVE | FUSES | SPARE |  |  |  | 250.000 A |  |  | 3 | Fail | Please check "Mounting"
380973396 | TNB | DISTRIBUTION | KUALA SELANGOR | Existing | RYB | LV FUSE SWITCH |  | CLOSED | IEC MIDDLE CURVE | FUSES | SPARE |  |  |  | 250.000 A |  |  | 3 | Fail | Please check "Mounting"
380973400 | TNB | DISTRIBUTION | KUALA SELANGOR | Existing | RYB | LV FUSE SWITCH |  | CLOSED | IEC MIDDLE CURVE | FUSES | SPARE |  |  |  | 250.000 A |  |  | 3 | Fail | Please check "Mounting"
380973406 | TNB | DISTRIBUTION | KUALA SELANGOR | Existing | RYB | LV FUSE SWITCH |  | CLOSED | IEC MIDDLE CURVE | FUSES | SPARE |  |  |  | 250.000 A |  |  | 3 | Fail | Please check "Mounting"
380973413 | TNB | DISTRIBUTION | KUALA SELANGOR | Existing | RYB | LV FUSE SWITCH |  | CLOSED | IEC MIDDLE CURVE | FUSES | SPARE |  |  |  | 250.000 A |  |  | 3 | Fail | Please check "Mounting"
380973420 | TNB | DISTRIBUTION | KUALA SELANGOR | Existing | RYB | LV FUSE SWITCH |  | CLOSED | IEC MIDDLE CURVE | FUSES | SPARE |  |  |  | 250.000 A |  |  | 3 | Fail | Please check "Mounting"
380973427 | TNB | DISTRIBUTION | KUALA SELANGOR | Existing | RYB | LV FUSE SWITCH |  | CLOSED | IEC MIDDLE CURVE | FUSES | SPARE |  |  |  | 250.000 A |  |  | 3 | Fail | Please check "Mounting"
380973432 | TNB | DISTRIBUTION | KUALA SELANGOR | Existing | RYB | LV FUSE SWITCH |  | CLOSED | IEC MIDDLE CURVE | FUSES | SPARE |  |  |  | 250.000 A |  |  | 3 | Fail | Please check "Mounting"
380973452 | TNB | DISTRIBUTION | KUALA SELANGOR | Existing | RYB | LV FUSE SWITCH |  | CLOSED | IEC MIDDLE CURVE | FUSES | SPARE |  |  |  | 250.000 A |  |  | 3 | Fail | Please check "Mounting"
380973464 | TNB | DISTRIBUTION | KUALA SELANGOR | Existing | RYB | LV FUSE SWITCH |  | CLOSED | IEC MIDDLE CURVE | FUSES | SPARE |  |  |  | 250.000 A |  |  | 3 | Fail | Please check "Mounting"
380973535 | TNB | DISTRIBUTION | KUALA SELANGOR | Existing | RYB | LV FUSE SWITCH |  | CLOSED | IEC MIDDLE CURVE | FUSES | SPARE |  |  |  | 250.000 A |  |  | 3 | Fail | Please check "Mounting"
380973549 | TNB | DISTRIBUTION | KUALA SELANGOR | Existing | RYB | LV FUSE SWITCH |  | CLOSED | IEC MIDDLE CURVE | FUSES | SPARE |  |  |  | 250.000 A |  |  | 3 | Fail | Please check "Mounting"
380973556 | TNB | DISTRIBUTION | KUALA SELANGOR | Existing | RYB | LV FUSE SWITCH |  | CLOSED | IEC MIDDLE CURVE | FUSES | SPARE |  |  |  | 250.000 A |  |  | 3 | Fail | Please check "Mounting"
380973561 | TNB | DISTRIBUTION | KUALA SELANGOR | Existing | RYB | LV FUSE SWITCH |  | CLOSED | IEC MIDDLE CURVE | FUSES | SPARE |  |  |  | 250.000 A |  |  | 3 | Fail | Please check "Mounting"
380973567 | TNB | DISTRIBUTION | KUALA SELANGOR | Existing | RYB | LV FUSE SWITCH |  | CLOSED | IEC MIDDLE CURVE | FUSES | SPARE |  |  |  | 250.000 A |  |  | 3 | Fail | Please check "Mounting"
380973579 | TNB | DISTRIBUTION | KUALA SELANGOR | Existing | RYB | LV FUSE SWITCH |  | CLOSED | IEC MIDDLE CURVE | FUSES | SPARE |  |  |  | 250.000 A |  |  | 3 | Fail | Please check "Mounting"
380973587 | TNB | DISTRIBUTION | KUALA SELANGOR | Existing | RYB | LV FUSE SWITCH |  | CLOSED | IEC MIDDLE CURVE | FUSES | SPARE |  |  |  | 250.000 A |  |  | 3 | Fail | Please check "Mounting"
380973605 | TNB | DISTRIBUTION | KUALA SELANGOR | Existing | RYB | LV FUSE SWITCH |  | CLOSED | IEC MIDDLE CURVE | FUSES | SPARE |  |  |  | 250.000 A |  |  | 3 | Fail | Please check "Mounting"
380973667 | TNB | DISTRIBUTION | KUALA SELANGOR | Existing | RYB | LV FUSE SWITCH |  | CLOSED | IEC MIDDLE CURVE | FUSES | SPARE |  |  |  | 250.000 A |  |  | 3 | Fail | Please check "Mounting"
380973681 | TNB | DISTRIBUTION | KUALA SELANGOR | Existing | RYB | LV FUSE SWITCH |  | CLOSED | IEC MIDDLE CURVE | FUSES | SPARE |  |  |  | 250.000 A |  |  | 3 | Fail | Please check "Mounting"
380973688 | TNB | DISTRIBUTION | KUALA SELANGOR | Existing | RYB | LV FUSE SWITCH |  | CLOSED | IEC MIDDLE CURVE | FUSES | SPARE |  |  |  | 250.000 A |  |  | 3 | Fail | Please check "Mounting"
380973693 | TNB | DISTRIBUTION | KUALA SELANGOR | Existing | RYB | LV FUSE SWITCH |  | CLOSED | IEC MIDDLE CURVE | FUSES | SPARE |  |  |  | 250.000 A |  |  | 3 | Fail | Please check "Mounting"
380973699 | TNB | DISTRIBUTION | KUALA SELANGOR | Existing | RYB | LV FUSE SWITCH |  | CLOSED | IEC MIDDLE CURVE | FUSES | SPARE |  |  |  | 250.000 A |  |  | 3 | Fail | Please check "Mounting"
380973711 | TNB | DISTRIBUTION | KUALA SELANGOR | Existing | RYB | LV FUSE SWITCH |  | CLOSED | IEC MIDDLE CURVE | FUSES | SPARE |  |  |  | 250.000 A |  |  | 3 | Fail | Please check "Mounting"
380973719 | TNB | DISTRIBUTION | KUALA SELANGOR | Existing | RYB | LV FUSE SWITCH |  | CLOSED | IEC MIDDLE CURVE | FUSES | SPARE |  |  |  | 250.000 A |  |  | 3 | Fail | Please check "Mounting"
380973737 | TNB | DISTRIBUTION | KUALA SELANGOR | Existing | RYB | LV FUSE SWITCH |  | CLOSED | IEC MIDDLE CURVE | FUSES | SPARE |  |  |  | 250.000 A |  |  | 3 | Fail | Please check "Mounting"
380973790 | TNB | DISTRIBUTION | KUALA SELANGOR | Existing | RYB | LV FUSE SWITCH |  | CLOSED | IEC MIDDLE CURVE | FUSES | SPARE |  |  |  | 250.000 A |  |  | 3 | Fail | Please check "Mounting"
380973804 | TNB | DISTRIBUTION | KUALA SELANGOR | Existing | RYB | LV FUSE SWITCH |  | CLOSED | IEC MIDDLE CURVE | FUSES | SPARE |  |  |  | 250.000 A |  |  | 3 | Fail | Please check "Mounting"
380973811 | TNB | DISTRIBUTION | KUALA SELANGOR | Existing | RYB | LV FUSE SWITCH |  | CLOSED | IEC MIDDLE CURVE | FUSES | SPARE |  |  |  | 250.000 A |  |  | 3 | Fail | Please check "Mounting"
380973816 | TNB | DISTRIBUTION | KUALA SELANGOR | Existing | RYB | LV FUSE SWITCH |  | CLOSED | IEC MIDDLE CURVE | FUSES | SPARE |  |  |  | 250.000 A |  |  | 3 | Fail | Please check "Mounting"
380973822 | TNB | DISTRIBUTION | KUALA SELANGOR | Existing | RYB | LV FUSE SWITCH |  | CLOSED | IEC MIDDLE CURVE | FUSES | SPARE |  |  |  | 250.000 A |  |  | 3 | Fail | Please check "Mounting"
380973834 | TNB | DISTRIBUTION | KUALA SELANGOR | Existing | RYB | LV FUSE SWITCH |  | CLOSED | IEC MIDDLE CURVE | FUSES | SPARE |  |  |  | 250.000 A |  |  | 3 | Fail | Please check "Mounting"
380973842 | TNB | DISTRIBUTION | KUALA SELANGOR | Existing | RYB | LV FUSE SWITCH |  | CLOSED | IEC MIDDLE CURVE | FUSES | SPARE |  |  |  | 250.000 A |  |  | 3 | Fail | Please check "Mounting"
380973860 | TNB | DISTRIBUTION | KUALA SELANGOR | Existing | RYB | LV FUSE SWITCH |  | CLOSED | IEC MIDDLE CURVE | FUSES | SPARE |  |  |  | 250.000 A |  |  | 3 | Fail | Please check "Mounting"
380973924 | TNB | DISTRIBUTION | KUALA SELANGOR | Existing | RYB | LV FUSE SWITCH |  | CLOSED | IEC MIDDLE CURVE | FUSES | SPARE |  |  |  | 250.000 A |  |  | 3 | Fail | Please check "Mounting"
380973938 | TNB | DISTRIBUTION | KUALA SELANGOR | Existing | RYB | LV FUSE SWITCH |  | CLOSED | IEC MIDDLE CURVE | FUSES | SPARE |  |  |  | 250.000 A |  |  | 3 | Fail | Please check "Mounting"
380973945 | TNB | DISTRIBUTION | KUALA SELANGOR | Existing | RYB | LV FUSE SWITCH |  | CLOSED | IEC MIDDLE CURVE | FUSES | SPARE |  |  |  | 250.000 A |  |  | 3 | Fail | Please check "Mounting"
380973950 | TNB | DISTRIBUTION | KUALA SELANGOR | Existing | RYB | LV FUSE SWITCH |  | CLOSED | IEC MIDDLE CURVE | FUSES | SPARE |  |  |  | 250.000 A |  |  | 3 | Fail | Please check "Mounting"
380973956 | TNB | DISTRIBUTION | KUALA SELANGOR | Existing | RYB | LV FUSE SWITCH |  | CLOSED | IEC MIDDLE CURVE | FUSES | SPARE |  |  |  | 250.000 A |  |  | 3 | Fail | Please check "Mounting"
380973968 | TNB | DISTRIBUTION | KUALA SELANGOR | Existing | RYB | LV FUSE SWITCH |  | CLOSED | IEC MIDDLE CURVE | FUSES | SPARE |  |  |  | 250.000 A |  |  | 3 | Fail | Please check "Mounting"
380973976 | TNB | DISTRIBUTION | KUALA SELANGOR | Existing | RYB | LV FUSE SWITCH |  | CLOSED | IEC MIDDLE CURVE | FUSES | SPARE |  |  |  | 250.000 A |  |  | 3 | Fail | Please check "Mounting"
380973994 | TNB | DISTRIBUTION | KUALA SELANGOR | Existing | RYB | LV FUSE SWITCH |  | CLOSED | IEC MIDDLE CURVE | FUSES | SPARE |  |  |  | 250.000 A |  |  | 3 | Fail | Please check "Mounting"
380980977 | TNB | DISTRIBUTION | KUALA SELANGOR | Existing | RYB | LV FUSE SWITCH |  | CLOSED | IEC MIDDLE CURVE | FUSES | SPARE |  |  |  | 250.000 A |  |  | 3 | Fail | Please check "Mounting"
380980991 | TNB | DISTRIBUTION | KUALA SELANGOR | Existing | RYB | LV FUSE SWITCH |  | CLOSED | IEC MIDDLE CURVE | FUSES | SPARE |  |  |  | 250.000 A |  |  | 3 | Fail | Please check "Mounting"
380980998 | TNB | DISTRIBUTION | KUALA SELANGOR | Existing | RYB | LV FUSE SWITCH |  | CLOSED | IEC MIDDLE CURVE | FUSES | SPARE |  |  |  | 250.000 A |  |  | 3 | Fail | Please check "Mounting"
380981003 | TNB | DISTRIBUTION | KUALA SELANGOR | Existing | RYB | LV FUSE SWITCH |  | CLOSED | IEC MIDDLE CURVE | FUSES | SPARE |  |  |  | 250.000 A |  |  | 3 | Fail | Please check "Mounting"
380981009 | TNB | DISTRIBUTION | KUALA SELANGOR | Existing | RYB | LV FUSE SWITCH |  | CLOSED | IEC MIDDLE CURVE | FUSES | SPARE |  |  |  | 250.000 A |  |  | 3 | Fail | Please check "Mounting"
380981021 | TNB | DISTRIBUTION | KUALA SELANGOR | Existing | RYB | LV FUSE SWITCH |  | CLOSED | IEC MIDDLE CURVE | FUSES | SPARE |  |  |  | 250.000 A |  |  | 3 | Fail | Please check "Mounting"
380981029 | TNB | DISTRIBUTION | KUALA SELANGOR | Existing | RYB | LV FUSE SWITCH |  | CLOSED | IEC MIDDLE CURVE | FUSES | SPARE |  |  |  | 250.000 A |  |  | 3 | Fail | Please check "Mounting"
380981047 | TNB | DISTRIBUTION | KUALA SELANGOR | Existing | RYB | LV FUSE SWITCH |  | CLOSED | IEC MIDDLE CURVE | FUSES | SPARE |  |  |  | 250.000 A |  |  | 3 | Fail | Please check "Mounting"
380981218 | TNB | DISTRIBUTION | KUALA SELANGOR | Existing | RYB | LV FUSE SWITCH |  | CLOSED | IEC MIDDLE CURVE | FUSES | SPARE |  |  |  | 250.000 A |  |  | 3 | Fail | Please check "Mounting"
380981232 | TNB | DISTRIBUTION | KUALA SELANGOR | Existing | RYB | LV FUSE SWITCH |  | CLOSED | IEC MIDDLE CURVE | FUSES | SPARE |  |  |  | 250.000 A |  |  | 3 | Fail | Please check "Mounting"
380981239 | TNB | DISTRIBUTION | KUALA SELANGOR | Existing | RYB | LV FUSE SWITCH |  | CLOSED | IEC MIDDLE CURVE | FUSES | SPARE |  |  |  | 250.000 A |  |  | 3 | Fail | Please check "Mounting"
380981244 | TNB | DISTRIBUTION | KUALA SELANGOR | Existing | RYB | LV FUSE SWITCH |  | CLOSED | IEC MIDDLE CURVE | FUSES | SPARE |  |  |  | 250.000 A |  |  | 3 | Fail | Please check "Mounting"
380981250 | TNB | DISTRIBUTION | KUALA SELANGOR | Existing | RYB | LV FUSE SWITCH |  | CLOSED | IEC MIDDLE CURVE | FUSES | SPARE |  |  |  | 250.000 A |  |  | 3 | Fail | Please check "Mounting"
380981262 | TNB | DISTRIBUTION | KUALA SELANGOR | Existing | RYB | LV FUSE SWITCH |  | CLOSED | IEC MIDDLE CURVE | FUSES | SPARE |  |  |  | 250.000 A |  |  | 3 | Fail | Please check "Mounting"
380981270 | TNB | DISTRIBUTION | KUALA SELANGOR | Existing | RYB | LV FUSE SWITCH |  | CLOSED | IEC MIDDLE CURVE | FUSES | SPARE |  |  |  | 250.000 A |  |  | 3 | Fail | Please check "Mounting"
380981288 | TNB | DISTRIBUTION | KUALA SELANGOR | Existing | RYB | LV FUSE SWITCH |  | CLOSED | IEC MIDDLE CURVE | FUSES | SPARE |  |  |  | 250.000 A |  |  | 3 | Fail | Please check "Mounting"
380981346 | TNB | DISTRIBUTION | KUALA SELANGOR | Existing | RYB | LV FUSE SWITCH |  | CLOSED | IEC MIDDLE CURVE | FUSES | SPARE |  |  |  | 250.000 A |  |  | 3 | Fail | Please check "Mounting"
380981360 | TNB | DISTRIBUTION | KUALA SELANGOR | Existing | RYB | LV FUSE SWITCH |  | CLOSED | IEC MIDDLE CURVE | FUSES | SPARE |  |  |  | 250.000 A |  |  | 3 | Fail | Please check "Mounting"
380981367 | TNB | DISTRIBUTION | KUALA SELANGOR | Existing | RYB | LV FUSE SWITCH |  | CLOSED | IEC MIDDLE CURVE | FUSES | SPARE |  |  |  | 250.000 A |  |  | 3 | Fail | Please check "Mounting"
380981372 | TNB | DISTRIBUTION | KUALA SELANGOR | Existing | RYB | LV FUSE SWITCH |  | CLOSED | IEC MIDDLE CURVE | FUSES | SPARE |  |  |  | 250.000 A |  |  | 3 | Fail | Please check "Mounting"
380981378 | TNB | DISTRIBUTION | KUALA SELANGOR | Existing | RYB | LV FUSE SWITCH |  | CLOSED | IEC MIDDLE CURVE | FUSES | SPARE |  |  |  | 250.000 A |  |  | 3 | Fail | Please check "Mounting"
380981390 | TNB | DISTRIBUTION | KUALA SELANGOR | Existing | RYB | LV FUSE SWITCH |  | CLOSED | IEC MIDDLE CURVE | FUSES | SPARE |  |  |  | 250.000 A |  |  | 3 | Fail | Please check "Mounting"
380981398 | TNB | DISTRIBUTION | KUALA SELANGOR | Existing | RYB | LV FUSE SWITCH |  | CLOSED | IEC MIDDLE CURVE | FUSES | SPARE |  |  |  | 250.000 A |  |  | 3 | Fail | Please check "Mounting"
380981416 | TNB | DISTRIBUTION | KUALA SELANGOR | Existing | RYB | LV FUSE SWITCH |  | CLOSED | IEC MIDDLE CURVE | FUSES | SPARE |  |  |  | 250.000 A |  |  | 3 | Fail | Please check "Mounting"
380981475 | TNB | DISTRIBUTION | KUALA SELANGOR | Existing | RYB | LV FUSE SWITCH |  | CLOSED | IEC MIDDLE CURVE | FUSES | SPARE |  |  |  | 250.000 A |  |  | 3 | Fail | Please check "Mounting"
380981489 | TNB | DISTRIBUTION | KUALA SELANGOR | Existing | RYB | LV FUSE SWITCH |  | CLOSED | IEC MIDDLE CURVE | FUSES | SPARE |  |  |  | 250.000 A |  |  | 3 | Fail | Please check "Mounting"
380981496 | TNB | DISTRIBUTION | KUALA SELANGOR | Existing | RYB | LV FUSE SWITCH |  | CLOSED | IEC MIDDLE CURVE | FUSES | SPARE |  |  |  | 250.000 A |  |  | 3 | Fail | Please check "Mounting"
380981501 | TNB | DISTRIBUTION | KUALA SELANGOR | Existing | RYB | LV FUSE SWITCH |  | CLOSED | IEC MIDDLE CURVE | FUSES | SPARE |  |  |  | 250.000 A |  |  | 3 | Fail | Please check "Mounting"
380981507 | TNB | DISTRIBUTION | KUALA SELANGOR | Existing | RYB | LV FUSE SWITCH |  | CLOSED | IEC MIDDLE CURVE | FUSES | SPARE |  |  |  | 250.000 A |  |  | 3 | Fail | Please check "Mounting"
380981519 | TNB | DISTRIBUTION | KUALA SELANGOR | Existing | RYB | LV FUSE SWITCH |  | CLOSED | IEC MIDDLE CURVE | FUSES | SPARE |  |  |  | 250.000 A |  |  | 3 | Fail | Please check "Mounting"
380981527 | TNB | DISTRIBUTION | KUALA SELANGOR | Existing | RYB | LV FUSE SWITCH |  | CLOSED | IEC MIDDLE CURVE | FUSES | SPARE |  |  |  | 250.000 A |  |  | 3 | Fail | Please check "Mounting"
380981545 | TNB | DISTRIBUTION | KUALA SELANGOR | Existing | RYB | LV FUSE SWITCH |  | CLOSED | IEC MIDDLE CURVE | FUSES | SPARE |  |  |  | 250.000 A |  |  | 3 | Fail | Please check "Mounting"
380981670 | TNB | DISTRIBUTION | KUALA SELANGOR | Existing | RYB | LV FUSE SWITCH |  | CLOSED | IEC MIDDLE CURVE | FUSES | SPARE |  |  |  | 250.000 A |  |  | 3 | Fail | Please check "Mounting"
380981684 | TNB | DISTRIBUTION | KUALA SELANGOR | Existing | RYB | LV FUSE SWITCH |  | CLOSED | IEC MIDDLE CURVE | FUSES | SPARE |  |  |  | 250.000 A |  |  | 3 | Fail | Please check "Mounting"
380981691 | TNB | DISTRIBUTION | KUALA SELANGOR | Existing | RYB | LV FUSE SWITCH |  | CLOSED | IEC MIDDLE CURVE | FUSES | SPARE |  |  |  | 250.000 A |  |  | 3 | Fail | Please check "Mounting"
380981696 | TNB | DISTRIBUTION | KUALA SELANGOR | Existing | RYB | LV FUSE SWITCH |  | CLOSED | IEC MIDDLE CURVE | FUSES | SPARE |  |  |  | 250.000 A |  |  | 3 | Fail | Please check "Mounting"
380981702 | TNB | DISTRIBUTION | KUALA SELANGOR | Existing | RYB | LV FUSE SWITCH |  | CLOSED | IEC MIDDLE CURVE | FUSES | SPARE |  |  |  | 250.000 A |  |  | 3 | Fail | Please check "Mounting"
380981714 | TNB | DISTRIBUTION | KUALA SELANGOR | Existing | RYB | LV FUSE SWITCH |  | CLOSED | IEC MIDDLE CURVE | FUSES | SPARE |  |  |  | 250.000 A |  |  | 3 | Fail | Please check "Mounting"
380981722 | TNB | DISTRIBUTION | KUALA SELANGOR | Existing | RYB | LV FUSE SWITCH |  | CLOSED | IEC MIDDLE CURVE | FUSES | SPARE |  |  |  | 250.000 A |  |  | 3 | Fail | Please check "Mounting"
380981740 | TNB | DISTRIBUTION | KUALA SELANGOR | Existing | RYB | LV FUSE SWITCH |  | CLOSED | IEC MIDDLE CURVE | FUSES | SPARE |  |  |  | 250.000 A |  |  | 3 | Fail | Please check "Mounting"
380998736 | TNB | DISTRIBUTION | KUALA SELANGOR | Existing | RYB | LV FUSE SWITCH |  | CLOSED | IEC MIDDLE CURVE | FUSES | SPARE |  |  |  | 250.000 A |  |  | 3 | Fail | Please check "Mounting"
380998750 | TNB | DISTRIBUTION | KUALA SELANGOR | Existing | RYB | LV FUSE SWITCH |  | CLOSED | IEC MIDDLE CURVE | FUSES | SPARE |  |  |  | 250.000 A |  |  | 3 | Fail | Please check "Mounting"
380998757 | TNB | DISTRIBUTION | KUALA SELANGOR | Existing | RYB | LV FUSE SWITCH |  | CLOSED | IEC MIDDLE CURVE | FUSES | SPARE |  |  |  | 250.000 A |  |  | 3 | Fail | Please check "Mounting"
380998762 | TNB | DISTRIBUTION | KUALA SELANGOR | Existing | RYB | LV FUSE SWITCH |  | CLOSED | IEC MIDDLE CURVE | FUSES | SPARE |  |  |  | 250.000 A |  |  | 3 | Fail | Please check "Mounting"
380998768 | TNB | DISTRIBUTION | KUALA SELANGOR | Existing | RYB | LV FUSE SWITCH |  | CLOSED | IEC MIDDLE CURVE | FUSES | SPARE |  |  |  | 250.000 A |  |  | 3 | Fail | Please check "Mounting"
380998780 | TNB | DISTRIBUTION | KUALA SELANGOR | Existing | RYB | LV FUSE SWITCH |  | CLOSED | IEC MIDDLE CURVE | FUSES | SPARE |  |  |  | 250.000 A |  |  | 3 | Fail | Please check "Mounting"
380998788 | TNB | DISTRIBUTION | KUALA SELANGOR | Existing | RYB | LV FUSE SWITCH |  | CLOSED | IEC MIDDLE CURVE | FUSES | SPARE |  |  |  | 250.000 A |  |  | 3 | Fail | Please check "Mounting"
380998806 | TNB | DISTRIBUTION | KUALA SELANGOR | Existing | RYB | LV FUSE SWITCH |  | CLOSED | IEC MIDDLE CURVE | FUSES | SPARE |  |  |  | 250.000 A |  |  | 3 | Fail | Please check "Mounting"
381002373 | TNB | DISTRIBUTION | KUALA SELANGOR | Existing | RYB | LV FUSE SWITCH |  | CLOSED | IEC MIDDLE CURVE | FUSES | SPARE |  |  |  | 250.000 A |  |  | 3 | Fail | Please check "Mounting"
381002387 | TNB | DISTRIBUTION | KUALA SELANGOR | Existing | RYB | LV FUSE SWITCH |  | CLOSED | IEC MIDDLE CURVE | FUSES | SPARE |  |  |  | 250.000 A |  |  | 3 | Fail | Please check "Mounting"
381002394 | TNB | DISTRIBUTION | KUALA SELANGOR | Existing | RYB | LV FUSE SWITCH |  | CLOSED | IEC MIDDLE CURVE | FUSES | SPARE |  |  |  | 250.000 A |  |  | 3 | Fail | Please check "Mounting"
381002399 | TNB | DISTRIBUTION | KUALA SELANGOR | Existing | RYB | LV FUSE SWITCH |  | CLOSED | IEC MIDDLE CURVE | FUSES | SPARE |  |  |  | 250.000 A |  |  | 3 | Fail | Please check "Mounting"
381002405 | TNB | DISTRIBUTION | KUALA SELANGOR | Existing | RYB | LV FUSE SWITCH |  | CLOSED | IEC MIDDLE CURVE | FUSES | SPARE |  |  |  | 250.000 A |  |  | 3 | Fail | Please check "Mounting"
381002417 | TNB | DISTRIBUTION | KUALA SELANGOR | Existing | RYB | LV FUSE SWITCH |  | CLOSED | IEC MIDDLE CURVE | FUSES | SPARE |  |  |  | 250.000 A |  |  | 3 | Fail | Please check "Mounting"
381002425 | TNB | DISTRIBUTION | KUALA SELANGOR | Existing | RYB | LV FUSE SWITCH |  | CLOSED | IEC MIDDLE CURVE | FUSES | SPARE |  |  |  | 250.000 A |  |  | 3 | Fail | Please check "Mounting"
381002443 | TNB | DISTRIBUTION | KUALA SELANGOR | Existing | RYB | LV FUSE SWITCH |  | CLOSED | IEC MIDDLE CURVE | FUSES | SPARE |  |  |  | 250.000 A |  |  | 3 | Fail | Please check "Mounting"
381002501 | TNB | DISTRIBUTION | KUALA SELANGOR | Existing | RYB | LV FUSE SWITCH |  | CLOSED | IEC MIDDLE CURVE | FUSES | SPARE |  |  |  | 250.000 A |  |  | 3 | Fail | Please check "Mounting"
381002515 | TNB | DISTRIBUTION | KUALA SELANGOR | Existing | RYB | LV FUSE SWITCH |  | CLOSED | IEC MIDDLE CURVE | FUSES | SPARE |  |  |  | 250.000 A |  |  | 3 | Fail | Please check "Mounting"
381002522 | TNB | DISTRIBUTION | KUALA SELANGOR | Existing | RYB | LV FUSE SWITCH |  | CLOSED | IEC MIDDLE CURVE | FUSES | SPARE |  |  |  | 250.000 A |  |  | 3 | Fail | Please check "Mounting"
381002527 | TNB | DISTRIBUTION | KUALA SELANGOR | Existing | RYB | LV FUSE SWITCH |  | CLOSED | IEC MIDDLE CURVE | FUSES | SPARE |  |  |  | 250.000 A |  |  | 3 | Fail | Please check "Mounting"
381002533 | TNB | DISTRIBUTION | KUALA SELANGOR | Existing | RYB | LV FUSE SWITCH |  | CLOSED | IEC MIDDLE CURVE | FUSES | SPARE |  |  |  | 250.000 A |  |  | 3 | Fail | Please check "Mounting"
381002545 | TNB | DISTRIBUTION | KUALA SELANGOR | Existing | RYB | LV FUSE SWITCH |  | CLOSED | IEC MIDDLE CURVE | FUSES | SPARE |  |  |  | 250.000 A |  |  | 3 | Fail | Please check "Mounting"
381002553 | TNB | DISTRIBUTION | KUALA SELANGOR | Existing | RYB | LV FUSE SWITCH |  | CLOSED | IEC MIDDLE CURVE | FUSES | SPARE |  |  |  | 250.000 A |  |  | 3 | Fail | Please check "Mounting"
381002571 | TNB | DISTRIBUTION | KUALA SELANGOR | Existing | RYB | LV FUSE SWITCH |  | CLOSED | IEC MIDDLE CURVE | FUSES | SPARE |  |  |  | 250.000 A |  |  | 3 | Fail | Please check "Mounting"
381002684 | TNB | DISTRIBUTION | KUALA SELANGOR | Existing | RYB | LV FUSE SWITCH |  | CLOSED | IEC MIDDLE CURVE | FUSES | SPARE |  |  |  | 250.000 A |  |  | 3 | Fail | Please check "Mounting"
381002698 | TNB | DISTRIBUTION | KUALA SELANGOR | Existing | RYB | LV FUSE SWITCH |  | CLOSED | IEC MIDDLE CURVE | FUSES | SPARE |  |  |  | 250.000 A |  |  | 3 | Fail | Please check "Mounting"
381002705 | TNB | DISTRIBUTION | KUALA SELANGOR | Existing | RYB | LV FUSE SWITCH |  | CLOSED | IEC MIDDLE CURVE | FUSES | SPARE |  |  |  | 250.000 A |  |  | 3 | Fail | Please check "Mounting"
381002710 | TNB | DISTRIBUTION | KUALA SELANGOR | Existing | RYB | LV FUSE SWITCH |  | CLOSED | IEC MIDDLE CURVE | FUSES | SPARE |  |  |  | 250.000 A |  |  | 3 | Fail | Please check "Mounting"
381002716 | TNB | DISTRIBUTION | KUALA SELANGOR | Existing | RYB | LV FUSE SWITCH |  | CLOSED | IEC MIDDLE CURVE | FUSES | SPARE |  |  |  | 250.000 A |  |  | 3 | Fail | Please check "Mounting"
381002728 | TNB | DISTRIBUTION | KUALA SELANGOR | Existing | RYB | LV FUSE SWITCH |  | CLOSED | IEC MIDDLE CURVE | FUSES | SPARE |  |  |  | 250.000 A |  |  | 3 | Fail | Please check "Mounting"
381002736 | TNB | DISTRIBUTION | KUALA SELANGOR | Existing | RYB | LV FUSE SWITCH |  | CLOSED | IEC MIDDLE CURVE | FUSES | SPARE |  |  |  | 250.000 A |  |  | 3 | Fail | Please check "Mounting"
381002754 | TNB | DISTRIBUTION | KUALA SELANGOR | Existing | RYB | LV FUSE SWITCH |  | CLOSED | IEC MIDDLE CURVE | FUSES | SPARE |  |  |  | 250.000 A |  |  | 3 | Fail | Please check "Mounting"
381002761 | TNB | DISTRIBUTION | KUALA SELANGOR | Existing | RYB | LV FUSE SWITCH |  | CLOSED | IEC MIDDLE CURVE | FUSES | SPARE |  |  |  | 250.000 A |  |  | 3 | Fail | Please check "Mounting"
381002775 | TNB | DISTRIBUTION | KUALA SELANGOR | Existing | RYB | LV FUSE SWITCH |  | CLOSED | IEC MIDDLE CURVE | FUSES | SPARE |  |  |  | 250.000 A |  |  | 3 | Fail | Please check "Mounting"
381002782 | TNB | DISTRIBUTION | KUALA SELANGOR | Existing | RYB | LV FUSE SWITCH |  | CLOSED | IEC MIDDLE CURVE | FUSES | SPARE |  |  |  | 250.000 A |  |  | 3 | Fail | Please check "Mounting"
381002787 | TNB | DISTRIBUTION | KUALA SELANGOR | Existing | RYB | LV FUSE SWITCH |  | CLOSED | IEC MIDDLE CURVE | FUSES | SPARE |  |  |  | 250.000 A |  |  | 3 | Fail | Please check "Mounting"
381002793 | TNB | DISTRIBUTION | KUALA SELANGOR | Existing | RYB | LV FUSE SWITCH |  | CLOSED | IEC MIDDLE CURVE | FUSES | SPARE |  |  |  | 250.000 A |  |  | 3 | Fail | Please check "Mounting"
381002805 | TNB | DISTRIBUTION | KUALA SELANGOR | Existing | RYB | LV FUSE SWITCH |  | CLOSED | IEC MIDDLE CURVE | FUSES | SPARE |  |  |  | 250.000 A |  |  | 3 | Fail | Please check "Mounting"
381002813 | TNB | DISTRIBUTION | KUALA SELANGOR | Existing | RYB | LV FUSE SWITCH |  | CLOSED | IEC MIDDLE CURVE | FUSES | SPARE |  |  |  | 250.000 A |  |  | 3 | Fail | Please check "Mounting"
381002831 | TNB | DISTRIBUTION | KUALA SELANGOR | Existing | RYB | LV FUSE SWITCH |  | CLOSED | IEC MIDDLE CURVE | FUSES | SPARE |  |  |  | 250.000 A |  |  | 3 | Fail | Please check "Mounting"
381015248 | TNB | DISTRIBUTION | KUALA SELANGOR | Existing | RYB | LV FUSE SWITCH |  | CLOSED | IEC MIDDLE CURVE | FUSES | SPARE |  |  |  | 250.000 A |  |  | 3 | Fail | Please check "Mounting"
381015262 | TNB | DISTRIBUTION | KUALA SELANGOR | Existing | RYB | LV FUSE SWITCH |  | CLOSED | IEC MIDDLE CURVE | FUSES | SPARE |  |  |  | 250.000 A |  |  | 3 | Fail | Please check "Mounting"
381015269 | TNB | DISTRIBUTION | KUALA SELANGOR | Existing | RYB | LV FUSE SWITCH |  | CLOSED | IEC MIDDLE CURVE | FUSES | SPARE |  |  |  | 250.000 A |  |  | 3 | Fail | Please check "Mounting"
381015274 | TNB | DISTRIBUTION | KUALA SELANGOR | Existing | RYB | LV FUSE SWITCH |  | CLOSED | IEC MIDDLE CURVE | FUSES | SPARE |  |  |  | 250.000 A |  |  | 3 | Fail | Please check "Mounting"
381015280 | TNB | DISTRIBUTION | KUALA SELANGOR | Existing | RYB | LV FUSE SWITCH |  | CLOSED | IEC MIDDLE CURVE | FUSES | SPARE |  |  |  | 250.000 A |  |  | 3 | Fail | Please check "Mounting"
381015292 | TNB | DISTRIBUTION | KUALA SELANGOR | Existing | RYB | LV FUSE SWITCH |  | CLOSED | IEC MIDDLE CURVE | FUSES | SPARE |  |  |  | 250.000 A |  |  | 3 | Fail | Please check "Mounting"
381015300 | TNB | DISTRIBUTION | KUALA SELANGOR | Existing | RYB | LV FUSE SWITCH |  | CLOSED | IEC MIDDLE CURVE | FUSES | SPARE |  |  |  | 250.000 A |  |  | 3 | Fail | Please check "Mounting"
381015318 | TNB | DISTRIBUTION | KUALA SELANGOR | Existing | RYB | LV FUSE SWITCH |  | CLOSED | IEC MIDDLE CURVE | FUSES | SPARE |  |  |  | 250.000 A |  |  | 3 | Fail | Please check "Mounting"
381015385 | TNB | DISTRIBUTION | KUALA SELANGOR | Existing | RYB | LV FUSE SWITCH |  | CLOSED | IEC MIDDLE CURVE | FUSES | SPARE |  |  |  | 250.000 A |  |  | 3 | Fail | Please check "Mounting"
381015399 | TNB | DISTRIBUTION | KUALA SELANGOR | Existing | RYB | LV FUSE SWITCH |  | CLOSED | IEC MIDDLE CURVE | FUSES | SPARE |  |  |  | 250.000 A |  |  | 3 | Fail | Please check "Mounting"
381015406 | TNB | DISTRIBUTION | KUALA SELANGOR | Existing | RYB | LV FUSE SWITCH |  | CLOSED | IEC MIDDLE CURVE | FUSES | SPARE |  |  |  | 250.000 A |  |  | 3 | Fail | Please check "Mounting"
381015411 | TNB | DISTRIBUTION | KUALA SELANGOR | Existing | RYB | LV FUSE SWITCH |  | CLOSED | IEC MIDDLE CURVE | FUSES | SPARE |  |  |  | 250.000 A |  |  | 3 | Fail | Please check "Mounting"
381015417 | TNB | DISTRIBUTION | KUALA SELANGOR | Existing | RYB | LV FUSE SWITCH |  | CLOSED | IEC MIDDLE CURVE | FUSES | SPARE |  |  |  | 250.000 A |  |  | 3 | Fail | Please check "Mounting"
381015429 | TNB | DISTRIBUTION | KUALA SELANGOR | Existing | RYB | LV FUSE SWITCH |  | CLOSED | IEC MIDDLE CURVE | FUSES | SPARE |  |  |  | 250.000 A |  |  | 3 | Fail | Please check "Mounting"
381015437 | TNB | DISTRIBUTION | KUALA SELANGOR | Existing | RYB | LV FUSE SWITCH |  | CLOSED | IEC MIDDLE CURVE | FUSES | SPARE |  |  |  | 250.000 A |  |  | 3 | Fail | Please check "Mounting"
381015455 | TNB | DISTRIBUTION | KUALA SELANGOR | Existing | RYB | LV FUSE SWITCH |  | CLOSED | IEC MIDDLE CURVE | FUSES | SPARE |  |  |  | 250.000 A |  |  | 3 | Fail | Please check "Mounting"
381015514 | TNB | DISTRIBUTION | KUALA SELANGOR | Existing | RYB | LV FUSE SWITCH |  | CLOSED | IEC MIDDLE CURVE | FUSES | SPARE |  |  |  | 250.000 A |  |  | 3 | Fail | Please check "Mounting"
381015528 | TNB | DISTRIBUTION | KUALA SELANGOR | Existing | RYB | LV FUSE SWITCH |  | CLOSED | IEC MIDDLE CURVE | FUSES | SPARE |  |  |  | 250.000 A |  |  | 3 | Fail | Please check "Mounting"
381015535 | TNB | DISTRIBUTION | KUALA SELANGOR | Existing | RYB | LV FUSE SWITCH |  | CLOSED | IEC MIDDLE CURVE | FUSES | SPARE |  |  |  | 250.000 A |  |  | 3 | Fail | Please check "Mounting"
381015540 | TNB | DISTRIBUTION | KUALA SELANGOR | Existing | RYB | LV FUSE SWITCH |  | CLOSED | IEC MIDDLE CURVE | FUSES | SPARE |  |  |  | 250.000 A |  |  | 3 | Fail | Please check "Mounting"
381015546 | TNB | DISTRIBUTION | KUALA SELANGOR | Existing | RYB | LV FUSE SWITCH |  | CLOSED | IEC MIDDLE CURVE | FUSES | SPARE |  |  |  | 250.000 A |  |  | 3 | Fail | Please check "Mounting"
381015558 | TNB | DISTRIBUTION | KUALA SELANGOR | Existing | RYB | LV FUSE SWITCH |  | CLOSED | IEC MIDDLE CURVE | FUSES | SPARE |  |  |  | 250.000 A |  |  | 3 | Fail | Please check "Mounting"
381015566 | TNB | DISTRIBUTION | KUALA SELANGOR | Existing | RYB | LV FUSE SWITCH |  | CLOSED | IEC MIDDLE CURVE | FUSES | SPARE |  |  |  | 250.000 A |  |  | 3 | Fail | Please check "Mounting"
381015584 | TNB | DISTRIBUTION | KUALA SELANGOR | Existing | RYB | LV FUSE SWITCH |  | CLOSED | IEC MIDDLE CURVE | FUSES | SPARE |  |  |  | 250.000 A |  |  | 3 | Fail | Please check "Mounting"
381015637 | TNB | DISTRIBUTION | KUALA SELANGOR | Existing | RYB | LV FUSE SWITCH |  | CLOSED | IEC MIDDLE CURVE | FUSES | SPARE |  |  |  | 250.000 A |  |  | 3 | Fail | Please check "Mounting"
381015651 | TNB | DISTRIBUTION | KUALA SELANGOR | Existing | RYB | LV FUSE SWITCH |  | CLOSED | IEC MIDDLE CURVE | FUSES | SPARE |  |  |  | 250.000 A |  |  | 3 | Fail | Please check "Mounting"
381015658 | TNB | DISTRIBUTION | KUALA SELANGOR | Existing | RYB | LV FUSE SWITCH |  | CLOSED | IEC MIDDLE CURVE | FUSES | SPARE |  |  |  | 250.000 A |  |  | 3 | Fail | Please check "Mounting"
381015663 | TNB | DISTRIBUTION | KUALA SELANGOR | Existing | RYB | LV FUSE SWITCH |  | CLOSED | IEC MIDDLE CURVE | FUSES | SPARE |  |  |  | 250.000 A |  |  | 3 | Fail | Please check "Mounting"
381015669 | TNB | DISTRIBUTION | KUALA SELANGOR | Existing | RYB | LV FUSE SWITCH |  | CLOSED | IEC MIDDLE CURVE | FUSES | SPARE |  |  |  | 250.000 A |  |  | 3 | Fail | Please check "Mounting"
381015681 | TNB | DISTRIBUTION | KUALA SELANGOR | Existing | RYB | LV FUSE SWITCH |  | CLOSED | IEC MIDDLE CURVE | FUSES | SPARE |  |  |  | 250.000 A |  |  | 3 | Fail | Please check "Mounting"
381015689 | TNB | DISTRIBUTION | KUALA SELANGOR | Existing | RYB | LV FUSE SWITCH |  | CLOSED | IEC MIDDLE CURVE | FUSES | SPARE |  |  |  | 250.000 A |  |  | 3 | Fail | Please check "Mounting"
381015707 | TNB | DISTRIBUTION | KUALA SELANGOR | Existing | RYB | LV FUSE SWITCH |  | CLOSED | IEC MIDDLE CURVE | FUSES | SPARE |  |  |  | 250.000 A |  |  | 3 | Fail | Please check "Mounting"
381015758 | TNB | DISTRIBUTION | KUALA SELANGOR | Existing | RYB | LV FUSE SWITCH |  | CLOSED | IEC MIDDLE CURVE | FUSES | SPARE |  |  |  | 250.000 A |  |  | 3 | Fail | Please check "Mounting"
381015772 | TNB | DISTRIBUTION | KUALA SELANGOR | Existing | RYB | LV FUSE SWITCH |  | CLOSED | IEC MIDDLE CURVE | FUSES | SPARE |  |  |  | 250.000 A |  |  | 3 | Fail | Please check "Mounting"
381015779 | TNB | DISTRIBUTION | KUALA SELANGOR | Existing | RYB | LV FUSE SWITCH |  | CLOSED | IEC MIDDLE CURVE | FUSES | SPARE |  |  |  | 250.000 A |  |  | 3 | Fail | Please check "Mounting"
381015784 | TNB | DISTRIBUTION | KUALA SELANGOR | Existing | RYB | LV FUSE SWITCH |  | CLOSED | IEC MIDDLE CURVE | FUSES | SPARE |  |  |  | 250.000 A |  |  | 3 | Fail | Please check "Mounting"
381015790 | TNB | DISTRIBUTION | KUALA SELANGOR | Existing | RYB | LV FUSE SWITCH |  | CLOSED | IEC MIDDLE CURVE | FUSES | SPARE |  |  |  | 250.000 A |  |  | 3 | Fail | Please check "Mounting"
381015802 | TNB | DISTRIBUTION | KUALA SELANGOR | Existing | RYB | LV FUSE SWITCH |  | CLOSED | IEC MIDDLE CURVE | FUSES | SPARE |  |  |  | 250.000 A |  |  | 3 | Fail | Please check "Mounting"
381015810 | TNB | DISTRIBUTION | KUALA SELANGOR | Existing | RYB | LV FUSE SWITCH |  | CLOSED | IEC MIDDLE CURVE | FUSES | SPARE |  |  |  | 250.000 A |  |  | 3 | Fail | Please check "Mounting"
381015828 | TNB | DISTRIBUTION | KUALA SELANGOR | Existing | RYB | LV FUSE SWITCH |  | CLOSED | IEC MIDDLE CURVE | FUSES | SPARE |  |  |  | 250.000 A |  |  | 3 | Fail | Please check "Mounting"
381015872 | TNB | DISTRIBUTION | KUALA SELANGOR | Existing | RYB | LV FUSE SWITCH |  | CLOSED | IEC MIDDLE CURVE | FUSES | SPARE |  |  |  | 250.000 A |  |  | 3 | Fail | Please check "Mounting"
381015886 | TNB | DISTRIBUTION | KUALA SELANGOR | Existing | RYB | LV FUSE SWITCH |  | CLOSED | IEC MIDDLE CURVE | FUSES | SPARE |  |  |  | 250.000 A |  |  | 3 | Fail | Please check "Mounting"
381015893 | TNB | DISTRIBUTION | KUALA SELANGOR | Existing | RYB | LV FUSE SWITCH |  | CLOSED | IEC MIDDLE CURVE | FUSES | SPARE |  |  |  | 250.000 A |  |  | 3 | Fail | Please check "Mounting"
381015898 | TNB | DISTRIBUTION | KUALA SELANGOR | Existing | RYB | LV FUSE SWITCH |  | CLOSED | IEC MIDDLE CURVE | FUSES | SPARE |  |  |  | 250.000 A |  |  | 3 | Fail | Please check "Mounting"
381015904 | TNB | DISTRIBUTION | KUALA SELANGOR | Existing | RYB | LV FUSE SWITCH |  | CLOSED | IEC MIDDLE CURVE | FUSES | SPARE |  |  |  | 250.000 A |  |  | 3 | Fail | Please check "Mounting"
381015916 | TNB | DISTRIBUTION | KUALA SELANGOR | Existing | RYB | LV FUSE SWITCH |  | CLOSED | IEC MIDDLE CURVE | FUSES | SPARE |  |  |  | 250.000 A |  |  | 3 | Fail | Please check "Mounting"
381015924 | TNB | DISTRIBUTION | KUALA SELANGOR | Existing | RYB | LV FUSE SWITCH |  | CLOSED | IEC MIDDLE CURVE | FUSES | SPARE |  |  |  | 250.000 A |  |  | 3 | Fail | Please check "Mounting"
381015942 | TNB | DISTRIBUTION | KUALA SELANGOR | Existing | RYB | LV FUSE SWITCH |  | CLOSED | IEC MIDDLE CURVE | FUSES | SPARE |  |  |  | 250.000 A |  |  | 3 | Fail | Please check "Mounting"
381016022 | TNB | DISTRIBUTION | KUALA SELANGOR | Existing | RYB | LV FUSE SWITCH |  | CLOSED | IEC MIDDLE CURVE | FUSES | SPARE |  |  |  | 250.000 A |  |  | 3 | Fail | Please check "Mounting"
381016036 | TNB | DISTRIBUTION | KUALA SELANGOR | Existing | RYB | LV FUSE SWITCH |  | CLOSED | IEC MIDDLE CURVE | FUSES | SPARE |  |  |  | 250.000 A |  |  | 3 | Fail | Please check "Mounting"
381016043 | TNB | DISTRIBUTION | KUALA SELANGOR | Existing | RYB | LV FUSE SWITCH |  | CLOSED | IEC MIDDLE CURVE | FUSES | SPARE |  |  |  | 250.000 A |  |  | 3 | Fail | Please check "Mounting"
381016048 | TNB | DISTRIBUTION | KUALA SELANGOR | Existing | RYB | LV FUSE SWITCH |  | CLOSED | IEC MIDDLE CURVE | FUSES | SPARE |  |  |  | 250.000 A |  |  | 3 | Fail | Please check "Mounting"
381016054 | TNB | DISTRIBUTION | KUALA SELANGOR | Existing | RYB | LV FUSE SWITCH |  | CLOSED | IEC MIDDLE CURVE | FUSES | SPARE |  |  |  | 250.000 A |  |  | 3 | Fail | Please check "Mounting"
381016066 | TNB | DISTRIBUTION | KUALA SELANGOR | Existing | RYB | LV FUSE SWITCH |  | CLOSED | IEC MIDDLE CURVE | FUSES | SPARE |  |  |  | 250.000 A |  |  | 3 | Fail | Please check "Mounting"
381016074 | TNB | DISTRIBUTION | KUALA SELANGOR | Existing | RYB | LV FUSE SWITCH |  | CLOSED | IEC MIDDLE CURVE | FUSES | SPARE |  |  |  | 250.000 A |  |  | 3 | Fail | Please check "Mounting"
381016092 | TNB | DISTRIBUTION | KUALA SELANGOR | Existing | RYB | LV FUSE SWITCH |  | CLOSED | IEC MIDDLE CURVE | FUSES | SPARE |  |  |  | 250.000 A |  |  | 3 | Fail | Please check "Mounting"
381016583 | TNB | DISTRIBUTION | KUALA SELANGOR | Existing | RYB | LV FUSE SWITCH |  | CLOSED | IEC MIDDLE CURVE | FUSES | SPARE |  |  |  | 250.000 A |  |  | 3 | Fail | Please check "Mounting"
381016597 | TNB | DISTRIBUTION | KUALA SELANGOR | Existing | RYB | LV FUSE SWITCH |  | CLOSED | IEC MIDDLE CURVE | FUSES | SPARE |  |  |  | 250.000 A |  |  | 3 | Fail | Please check "Mounting"
381016604 | TNB | DISTRIBUTION | KUALA SELANGOR | Existing | RYB | LV FUSE SWITCH |  | CLOSED | IEC MIDDLE CURVE | FUSES | SPARE |  |  |  | 250.000 A |  |  | 3 | Fail | Please check "Mounting"
381016609 | TNB | DISTRIBUTION | KUALA SELANGOR | Existing | RYB | LV FUSE SWITCH |  | CLOSED | IEC MIDDLE CURVE | FUSES | SPARE |  |  |  | 250.000 A |  |  | 3 | Fail | Please check "Mounting"
381016615 | TNB | DISTRIBUTION | KUALA SELANGOR | Existing | RYB | LV FUSE SWITCH |  | CLOSED | IEC MIDDLE CURVE | FUSES | SPARE |  |  |  | 250.000 A |  |  | 3 | Fail | Please check "Mounting"
381016627 | TNB | DISTRIBUTION | KUALA SELANGOR | Existing | RYB | LV FUSE SWITCH |  | CLOSED | IEC MIDDLE CURVE | FUSES | SPARE |  |  |  | 250.000 A |  |  | 3 | Fail | Please check "Mounting"
381016635 | TNB | DISTRIBUTION | KUALA SELANGOR | Existing | RYB | LV FUSE SWITCH |  | CLOSED | IEC MIDDLE CURVE | FUSES | SPARE |  |  |  | 250.000 A |  |  | 3 | Fail | Please check "Mounting"
381016653 | TNB | DISTRIBUTION | KUALA SELANGOR | Existing | RYB | LV FUSE SWITCH |  | CLOSED | IEC MIDDLE CURVE | FUSES | SPARE |  |  |  | 250.000 A |  |  | 3 | Fail | Please check "Mounting"
381016660 | TNB | DISTRIBUTION | KUALA SELANGOR | Existing | RYB | LV FUSE SWITCH |  | CLOSED | IEC MIDDLE CURVE | FUSES | SPARE |  |  |  | 250.000 A |  |  | 3 | Fail | Please check "Mounting"
381016674 | TNB | DISTRIBUTION | KUALA SELANGOR | Existing | RYB | LV FUSE SWITCH |  | CLOSED | IEC MIDDLE CURVE | FUSES | SPARE |  |  |  | 250.000 A |  |  | 3 | Fail | Please check "Mounting"
381016681 | TNB | DISTRIBUTION | KUALA SELANGOR | Existing | RYB | LV FUSE SWITCH |  | CLOSED | IEC MIDDLE CURVE | FUSES | SPARE |  |  |  | 250.000 A |  |  | 3 | Fail | Please check "Mounting"
381016686 | TNB | DISTRIBUTION | KUALA SELANGOR | Existing | RYB | LV FUSE SWITCH |  | CLOSED | IEC MIDDLE CURVE | FUSES | SPARE |  |  |  | 250.000 A |  |  | 3 | Fail | Please check "Mounting"
381016692 | TNB | DISTRIBUTION | KUALA SELANGOR | Existing | RYB | LV FUSE SWITCH |  | CLOSED | IEC MIDDLE CURVE | FUSES | SPARE |  |  |  | 250.000 A |  |  | 3 | Fail | Please check "Mounting"
381016704 | TNB | DISTRIBUTION | KUALA SELANGOR | Existing | RYB | LV FUSE SWITCH |  | CLOSED | IEC MIDDLE CURVE | FUSES | SPARE |  |  |  | 250.000 A |  |  | 3 | Fail | Please check "Mounting"
381016712 | TNB | DISTRIBUTION | KUALA SELANGOR | Existing | RYB | LV FUSE SWITCH |  | CLOSED | IEC MIDDLE CURVE | FUSES | SPARE |  |  |  | 250.000 A |  |  | 3 | Fail | Please check "Mounting"
381016730 | TNB | DISTRIBUTION | KUALA SELANGOR | Existing | RYB | LV FUSE SWITCH |  | CLOSED | IEC MIDDLE CURVE | FUSES | SPARE |  |  |  | 250.000 A |  |  | 3 | Fail | Please check "Mounting"
381198221 | TNB | DISTRIBUTION | KUALA SELANGOR | Existing | RYB | LV FUSE SWITCH |  | CLOSED | IEC MIDDLE CURVE | FUSES | SPARE |  |  |  | 250.000 A |  |  | 3 | Fail | Please check "Mounting"
381198235 | TNB | DISTRIBUTION | KUALA SELANGOR | Existing | RYB | LV FUSE SWITCH |  | CLOSED | IEC MIDDLE CURVE | FUSES | SPARE |  |  |  | 250.000 A |  |  | 3 | Fail | Please check "Mounting"
381198242 | TNB | DISTRIBUTION | KUALA SELANGOR | Existing | RYB | LV FUSE SWITCH |  | CLOSED | IEC MIDDLE CURVE | FUSES | SPARE |  |  |  | 250.000 A |  |  | 3 | Fail | Please check "Mounting"
381198247 | TNB | DISTRIBUTION | KUALA SELANGOR | Existing | RYB | LV FUSE SWITCH |  | CLOSED | IEC MIDDLE CURVE | FUSES | SPARE |  |  |  | 250.000 A |  |  | 3 | Fail | Please check "Mounting"
381198253 | TNB | DISTRIBUTION | KUALA SELANGOR | Existing | RYB | LV FUSE SWITCH |  | CLOSED | IEC MIDDLE CURVE | FUSES | SPARE |  |  |  | 250.000 A |  |  | 3 | Fail | Please check "Mounting"
381198265 | TNB | DISTRIBUTION | KUALA SELANGOR | Existing | RYB | LV FUSE SWITCH |  | CLOSED | IEC MIDDLE CURVE | FUSES | SPARE |  |  |  | 250.000 A |  |  | 3 | Fail | Please check "Mounting"
381198273 | TNB | DISTRIBUTION | KUALA SELANGOR | Existing | RYB | LV FUSE SWITCH |  | CLOSED | IEC MIDDLE CURVE | FUSES | SPARE |  |  |  | 250.000 A |  |  | 3 | Fail | Please check "Mounting"
381198291 | TNB | DISTRIBUTION | KUALA SELANGOR | Existing | RYB | LV FUSE SWITCH |  | CLOSED | IEC MIDDLE CURVE | FUSES | SPARE |  |  |  | 250.000 A |  |  | 3 | Fail | Please check "Mounting"
381198356 | TNB | DISTRIBUTION | KUALA SELANGOR | Existing | RYB | LV FUSE SWITCH |  | CLOSED | IEC MIDDLE CURVE | FUSES | SPARE |  |  |  | 250.000 A |  |  | 3 | Fail | Please check "Mounting"
381198370 | TNB | DISTRIBUTION | KUALA SELANGOR | Existing | RYB | LV FUSE SWITCH |  | CLOSED | IEC MIDDLE CURVE | FUSES | SPARE |  |  |  | 250.000 A |  |  | 3 | Fail | Please check "Mounting"
381198377 | TNB | DISTRIBUTION | KUALA SELANGOR | Existing | RYB | LV FUSE SWITCH |  | CLOSED | IEC MIDDLE CURVE | FUSES | SPARE |  |  |  | 250.000 A |  |  | 3 | Fail | Please check "Mounting"
381198382 | TNB | DISTRIBUTION | KUALA SELANGOR | Existing | RYB | LV FUSE SWITCH |  | CLOSED | IEC MIDDLE CURVE | FUSES | SPARE |  |  |  | 250.000 A |  |  | 3 | Fail | Please check "Mounting"
381198388 | TNB | DISTRIBUTION | KUALA SELANGOR | Existing | RYB | LV FUSE SWITCH |  | CLOSED | IEC MIDDLE CURVE | FUSES | SPARE |  |  |  | 250.000 A |  |  | 3 | Fail | Please check "Mounting"
381198400 | TNB | DISTRIBUTION | KUALA SELANGOR | Existing | RYB | LV FUSE SWITCH |  | CLOSED | IEC MIDDLE CURVE | FUSES | SPARE |  |  |  | 250.000 A |  |  | 3 | Fail | Please check "Mounting"
381198408 | TNB | DISTRIBUTION | KUALA SELANGOR | Existing | RYB | LV FUSE SWITCH |  | CLOSED | IEC MIDDLE CURVE | FUSES | SPARE |  |  |  | 250.000 A |  |  | 3 | Fail | Please check "Mounting"
381198426 | TNB | DISTRIBUTION | KUALA SELANGOR | Existing | RYB | LV FUSE SWITCH |  | CLOSED | IEC MIDDLE CURVE | FUSES | SPARE |  |  |  | 250.000 A |  |  | 3 | Fail | Please check "Mounting"
381201267 | TNB | DISTRIBUTION | KUALA SELANGOR | Existing | RYB | LV FUSE SWITCH |  | CLOSED | IEC MIDDLE CURVE | FUSES | SPARE |  |  |  | 250.000 A |  |  | 3 | Fail | Please check "Mounting"
381201281 | TNB | DISTRIBUTION | KUALA SELANGOR | Existing | RYB | LV FUSE SWITCH |  | OPEN | IEC MIDDLE CURVE | FUSES | SPARE |  |  |  | 250.000 A |  |  | 3 | Fail | Please check "Mounting"
381201288 | TNB | DISTRIBUTION | KUALA SELANGOR | Existing | RYB | LV FUSE SWITCH |  | OPEN | IEC MIDDLE CURVE | FUSES | SPARE |  |  |  | 250.000 A |  |  | 3 | Fail | Please check "Mounting"
381201293 | TNB | DISTRIBUTION | KUALA SELANGOR | Existing | RYB | LV FUSE SWITCH |  | OPEN | IEC MIDDLE CURVE | FUSES | SPARE |  |  |  | 250.000 A |  |  | 3 | Fail | Please check "Mounting"
381201299 | TNB | DISTRIBUTION | KUALA SELANGOR | Existing | RYB | LV FUSE SWITCH |  | OPEN | IEC MIDDLE CURVE | FUSES | SPARE |  |  |  | 250.000 A |  |  | 3 | Fail | Please check "Mounting"
381201311 | TNB | DISTRIBUTION | KUALA SELANGOR | Existing | RYB | LV FUSE SWITCH |  | OPEN | IEC MIDDLE CURVE | FUSES | SPARE |  |  |  | 250.000 A |  |  | 3 | Fail | Please check "Mounting"
381201319 | TNB | DISTRIBUTION | KUALA SELANGOR | Existing | RYB | LV FUSE SWITCH |  | OPEN | IEC MIDDLE CURVE | FUSES | SPARE |  |  |  | 250.000 A |  |  | 3 | Fail | Please check "Mounting"
381201337 | TNB | DISTRIBUTION | KUALA SELANGOR | Existing | RYB | LV FUSE SWITCH |  | CLOSED | IEC MIDDLE CURVE | FUSES | SPARE |  |  |  | 250.000 A |  |  | 3 | Fail | Please check "Mounting"
381201400 | TNB | DISTRIBUTION | KUALA SELANGOR | Existing | RYB | LV FUSE SWITCH |  | CLOSED | IEC MIDDLE CURVE | FUSES | SPARE |  |  |  | 250.000 A |  |  | 3 | Fail | Please check "Mounting"
381201414 | TNB | DISTRIBUTION | KUALA SELANGOR | Existing | RYB | LV FUSE SWITCH |  | CLOSED | IEC MIDDLE CURVE | FUSES | SPARE |  |  |  | 250.000 A |  |  | 3 | Fail | Please check "Mounting"
381201421 | TNB | DISTRIBUTION | KUALA SELANGOR | Existing | RYB | LV FUSE SWITCH |  | CLOSED | IEC MIDDLE CURVE | FUSES | SPARE |  |  |  | 250.000 A |  |  | 3 | Fail | Please check "Mounting"
381201426 | TNB | DISTRIBUTION | KUALA SELANGOR | Existing | RYB | LV FUSE SWITCH |  | CLOSED | IEC MIDDLE CURVE | FUSES | SPARE |  |  |  | 250.000 A |  |  | 3 | Fail | Please check "Mounting"
381201432 | TNB | DISTRIBUTION | KUALA SELANGOR | Existing | RYB | LV FUSE SWITCH |  | CLOSED | IEC MIDDLE CURVE | FUSES | SPARE |  |  |  | 250.000 A |  |  | 3 | Fail | Please check "Mounting"
381201444 | TNB | DISTRIBUTION | KUALA SELANGOR | Existing | RYB | LV FUSE SWITCH |  | CLOSED | IEC MIDDLE CURVE | FUSES | SPARE |  |  |  | 250.000 A |  |  | 3 | Fail | Please check "Mounting"
381201452 | TNB | DISTRIBUTION | KUALA SELANGOR | Existing | RYB | LV FUSE SWITCH |  | CLOSED | IEC MIDDLE CURVE | FUSES | SPARE |  |  |  | 250.000 A |  |  | 3 | Fail | Please check "Mounting"
381201470 | TNB | DISTRIBUTION | KUALA SELANGOR | Existing | RYB | LV FUSE SWITCH |  | CLOSED | IEC MIDDLE CURVE | FUSES | SPARE |  |  |  | 250.000 A |  |  | 3 | Fail | Please check "Mounting"
381201521 | TNB | DISTRIBUTION | KUALA SELANGOR | Existing | RYB | LV FUSE SWITCH |  | OPEN | IEC MIDDLE CURVE | FUSES | SPARE |  |  |  | 250.000 A |  |  | 3 | Fail | Please check "Mounting"
381201535 | TNB | DISTRIBUTION | KUALA SELANGOR | Existing | RYB | LV FUSE SWITCH |  | OPEN | IEC MIDDLE CURVE | FUSES | SPARE |  |  |  | 250.000 A |  |  | 3 | Fail | Please check "Mounting"
381201542 | TNB | DISTRIBUTION | KUALA SELANGOR | Existing | RYB | LV FUSE SWITCH |  | OPEN | IEC MIDDLE CURVE | FUSES | SPARE |  |  |  | 250.000 A |  |  | 3 | Fail | Please check "Mounting"
381201547 | TNB | DISTRIBUTION | KUALA SELANGOR | Existing | RYB | LV FUSE SWITCH |  | OPEN | IEC MIDDLE CURVE | FUSES | SPARE |  |  |  | 250.000 A |  |  | 3 | Fail | Please check "Mounting"
381201553 | TNB | DISTRIBUTION | KUALA SELANGOR | Existing | RYB | LV FUSE SWITCH |  | OPEN | IEC MIDDLE CURVE | FUSES | SPARE |  |  |  | 250.000 A |  |  | 3 | Fail | Please check "Mounting"
381201565 | TNB | DISTRIBUTION | KUALA SELANGOR | Existing | RYB | LV FUSE SWITCH |  | OPEN | IEC MIDDLE CURVE | FUSES | SPARE |  |  |  | 250.000 A |  |  | 3 | Fail | Please check "Mounting"
381201573 | TNB | DISTRIBUTION | KUALA SELANGOR | Existing | RYB | LV FUSE SWITCH |  | OPEN | IEC MIDDLE CURVE | FUSES | SPARE |  |  |  | 250.000 A |  |  | 3 | Fail | Please check "Mounting"
381201591 | TNB | DISTRIBUTION | KUALA SELANGOR | Existing | RYB | LV FUSE SWITCH |  | CLOSED | IEC MIDDLE CURVE | FUSES | SPARE |  |  |  | 250.000 A |  |  | 3 | Fail | Please check "Mounting"
381201648 | TNB | DISTRIBUTION | KUALA SELANGOR | Existing | RYB | LV FUSE SWITCH |  | CLOSED | IEC MIDDLE CURVE | FUSES | SPARE |  |  |  | 250.000 A |  |  | 3 | Fail | Please check "Mounting"
381201662 | TNB | DISTRIBUTION | KUALA SELANGOR | Existing | RYB | LV FUSE SWITCH |  | CLOSED | IEC MIDDLE CURVE | FUSES | SPARE |  |  |  | 250.000 A |  |  | 3 | Fail | Please check "Mounting"
381201669 | TNB | DISTRIBUTION | KUALA SELANGOR | Existing | RYB | LV FUSE SWITCH |  | CLOSED | IEC MIDDLE CURVE | FUSES | SPARE |  |  |  | 250.000 A |  |  | 3 | Fail | Please check "Mounting"
381201674 | TNB | DISTRIBUTION | KUALA SELANGOR | Existing | RYB | LV FUSE SWITCH |  | CLOSED | IEC MIDDLE CURVE | FUSES | SPARE |  |  |  | 250.000 A |  |  | 3 | Fail | Please check "Mounting"
381201680 | TNB | DISTRIBUTION | KUALA SELANGOR | Existing | RYB | LV FUSE SWITCH |  | CLOSED | IEC MIDDLE CURVE | FUSES | SPARE |  |  |  | 250.000 A |  |  | 3 | Fail | Please check "Mounting"
381201692 | TNB | DISTRIBUTION | KUALA SELANGOR | Existing | RYB | LV FUSE SWITCH |  | CLOSED | IEC MIDDLE CURVE | FUSES | SPARE |  |  |  | 250.000 A |  |  | 3 | Fail | Please check "Mounting"
381201700 | TNB | DISTRIBUTION | KUALA SELANGOR | Existing | RYB | LV FUSE SWITCH |  | CLOSED | IEC MIDDLE CURVE | FUSES | SPARE |  |  |  | 250.000 A |  |  | 3 | Fail | Please check "Mounting"
381201718 | TNB | DISTRIBUTION | KUALA SELANGOR | Existing | RYB | LV FUSE SWITCH |  | CLOSED | IEC MIDDLE CURVE | FUSES | SPARE |  |  |  | 250.000 A |  |  | 3 | Fail | Please check "Mounting"
381201775 | TNB | DISTRIBUTION | KUALA SELANGOR | Existing | RYB | LV FUSE SWITCH |  | CLOSED | IEC MIDDLE CURVE | FUSES | SPARE |  |  |  | 250.000 A |  |  | 3 | Fail | Please check "Mounting"
381201789 | TNB | DISTRIBUTION | KUALA SELANGOR | Existing | RYB | LV FUSE SWITCH |  | CLOSED | IEC MIDDLE CURVE | FUSES | SPARE |  |  |  | 250.000 A |  |  | 3 | Fail | Please check "Mounting"
381201796 | TNB | DISTRIBUTION | KUALA SELANGOR | Existing | RYB | LV FUSE SWITCH |  | CLOSED | IEC MIDDLE CURVE | FUSES | SPARE |  |  |  | 250.000 A |  |  | 3 | Fail | Please check "Mounting"
381201801 | TNB | DISTRIBUTION | KUALA SELANGOR | Existing | RYB | LV FUSE SWITCH |  | CLOSED | IEC MIDDLE CURVE | FUSES | SPARE |  |  |  | 250.000 A |  |  | 3 | Fail | Please check "Mounting"
381201807 | TNB | DISTRIBUTION | KUALA SELANGOR | Existing | RYB | LV FUSE SWITCH |  | CLOSED | IEC MIDDLE CURVE | FUSES | SPARE |  |  |  | 250.000 A |  |  | 3 | Fail | Please check "Mounting"
381201819 | TNB | DISTRIBUTION | KUALA SELANGOR | Existing | RYB | LV FUSE SWITCH |  | CLOSED | IEC MIDDLE CURVE | FUSES | SPARE |  |  |  | 250.000 A |  |  | 3 | Fail | Please check "Mounting"
381201827 | TNB | DISTRIBUTION | KUALA SELANGOR | Existing | RYB | LV FUSE SWITCH |  | CLOSED | IEC MIDDLE CURVE | FUSES | SPARE |  |  |  | 250.000 A |  |  | 3 | Fail | Please check "Mounting"
381201845 | TNB | DISTRIBUTION | KUALA SELANGOR | Existing | RYB | LV FUSE SWITCH |  | CLOSED | IEC MIDDLE CURVE | FUSES | SPARE |  |  |  | 250.000 A |  |  | 3 | Fail | Please check "Mounting"
381201938 | TNB | DISTRIBUTION | KUALA SELANGOR | Existing | RYB | LV FUSE SWITCH |  | CLOSED | IEC MIDDLE CURVE | FUSES | SPARE |  |  |  | 250.000 A |  |  | 3 | Fail | Please check "Mounting"
381201952 | TNB | DISTRIBUTION | KUALA SELANGOR | Existing | RYB | LV FUSE SWITCH |  | CLOSED | IEC MIDDLE CURVE | FUSES | SPARE |  |  |  | 250.000 A |  |  | 3 | Fail | Please check "Mounting"
381201959 | TNB | DISTRIBUTION | KUALA SELANGOR | Existing | RYB | LV FUSE SWITCH |  | CLOSED | IEC MIDDLE CURVE | FUSES | SPARE |  |  |  | 250.000 A |  |  | 3 | Fail | Please check "Mounting"
381201964 | TNB | DISTRIBUTION | KUALA SELANGOR | Existing | RYB | LV FUSE SWITCH |  | CLOSED | IEC MIDDLE CURVE | FUSES | SPARE |  |  |  | 250.000 A |  |  | 3 | Fail | Please check "Mounting"
381201970 | TNB | DISTRIBUTION | KUALA SELANGOR | Existing | RYB | LV FUSE SWITCH |  | CLOSED | IEC MIDDLE CURVE | FUSES | SPARE |  |  |  | 250.000 A |  |  | 3 | Fail | Please check "Mounting"
381201982 | TNB | DISTRIBUTION | KUALA SELANGOR | Existing | RYB | LV FUSE SWITCH |  | CLOSED | IEC MIDDLE CURVE | FUSES | SPARE |  |  |  | 250.000 A |  |  | 3 | Fail | Please check "Mounting"
381201990 | TNB | DISTRIBUTION | KUALA SELANGOR | Existing | RYB | LV FUSE SWITCH |  | CLOSED | IEC MIDDLE CURVE | FUSES | SPARE |  |  |  | 250.000 A |  |  | 3 | Fail | Please check "Mounting"
381202008 | TNB | DISTRIBUTION | KUALA SELANGOR | Existing | RYB | LV FUSE SWITCH |  | CLOSED | IEC MIDDLE CURVE | FUSES | SPARE |  |  |  | 250.000 A |  |  | 3 | Fail | Please check "Mounting"
381202065 | TNB | DISTRIBUTION | KUALA SELANGOR | Existing | RYB | LV FUSE SWITCH |  | CLOSED | IEC MIDDLE CURVE | FUSES | SPARE |  |  |  | 250.000 A |  |  | 3 | Fail | Please check "Mounting"
381202079 | TNB | DISTRIBUTION | KUALA SELANGOR | Existing | RYB | LV FUSE SWITCH |  | CLOSED | IEC MIDDLE CURVE | FUSES | SPARE |  |  |  | 250.000 A |  |  | 3 | Fail | Please check "Mounting"
381202086 | TNB | DISTRIBUTION | KUALA SELANGOR | Existing | RYB | LV FUSE SWITCH |  | CLOSED | IEC MIDDLE CURVE | FUSES | SPARE |  |  |  | 250.000 A |  |  | 3 | Fail | Please check "Mounting"
381202091 | TNB | DISTRIBUTION | KUALA SELANGOR | Existing | RYB | LV FUSE SWITCH |  | CLOSED | IEC MIDDLE CURVE | FUSES | SPARE |  |  |  | 250.000 A |  |  | 3 | Fail | Please check "Mounting"
381202097 | TNB | DISTRIBUTION | KUALA SELANGOR | Existing | RYB | LV FUSE SWITCH |  | CLOSED | IEC MIDDLE CURVE | FUSES | SPARE |  |  |  | 250.000 A |  |  | 3 | Fail | Please check "Mounting"
381202109 | TNB | DISTRIBUTION | KUALA SELANGOR | Existing | RYB | LV FUSE SWITCH |  | CLOSED | IEC MIDDLE CURVE | FUSES | SPARE |  |  |  | 250.000 A |  |  | 3 | Fail | Please check "Mounting"
381202117 | TNB | DISTRIBUTION | KUALA SELANGOR | Existing | RYB | LV FUSE SWITCH |  | CLOSED | IEC MIDDLE CURVE | FUSES | SPARE |  |  |  | 250.000 A |  |  | 3 | Fail | Please check "Mounting"
381202135 | TNB | DISTRIBUTION | KUALA SELANGOR | Existing | RYB | LV FUSE SWITCH |  | CLOSED | IEC MIDDLE CURVE | FUSES | SPARE |  |  |  | 250.000 A |  |  | 3 | Fail | Please check "Mounting"
381202342 | TNB | DISTRIBUTION | KUALA SELANGOR | Existing | RYB | LV FUSE SWITCH |  | CLOSED | IEC MIDDLE CURVE | FUSES | SPARE |  |  |  | 250.000 A |  |  | 3 | Fail | Please check "Mounting"
381202356 | TNB | DISTRIBUTION | KUALA SELANGOR | Existing | RYB | LV FUSE SWITCH |  | CLOSED | IEC MIDDLE CURVE | FUSES | SPARE |  |  |  | 250.000 A |  |  | 3 | Fail | Please check "Mounting"
381202363 | TNB | DISTRIBUTION | KUALA SELANGOR | Existing | RYB | LV FUSE SWITCH |  | CLOSED | IEC MIDDLE CURVE | FUSES | SPARE |  |  |  | 250.000 A |  |  | 3 | Fail | Please check "Mounting"
381202368 | TNB | DISTRIBUTION | KUALA SELANGOR | Existing | RYB | LV FUSE SWITCH |  | CLOSED | IEC MIDDLE CURVE | FUSES | SPARE |  |  |  | 250.000 A |  |  | 3 | Fail | Please check "Mounting"
381202374 | TNB | DISTRIBUTION | KUALA SELANGOR | Existing | RYB | LV FUSE SWITCH |  | CLOSED | IEC MIDDLE CURVE | FUSES | SPARE |  |  |  | 250.000 A |  |  | 3 | Fail | Please check "Mounting"
381202386 | TNB | DISTRIBUTION | KUALA SELANGOR | Existing | RYB | LV FUSE SWITCH |  | CLOSED | IEC MIDDLE CURVE | FUSES | SPARE |  |  |  | 250.000 A |  |  | 3 | Fail | Please check "Mounting"
381202394 | TNB | DISTRIBUTION | KUALA SELANGOR | Existing | RYB | LV FUSE SWITCH |  | CLOSED | IEC MIDDLE CURVE | FUSES | SPARE |  |  |  | 250.000 A |  |  | 3 | Fail | Please check "Mounting"
381202412 | TNB | DISTRIBUTION | KUALA SELANGOR | Existing | RYB | LV FUSE SWITCH |  | CLOSED | IEC MIDDLE CURVE | FUSES | SPARE |  |  |  | 250.000 A |  |  | 3 | Fail | Please check "Mounting"
381202477 | TNB | DISTRIBUTION | KUALA SELANGOR | Existing | RYB | LV FUSE SWITCH |  | CLOSED | IEC MIDDLE CURVE | FUSES | SPARE |  |  |  | 250.000 A |  |  | 3 | Fail | Please check "Mounting"
381202491 | TNB | DISTRIBUTION | KUALA SELANGOR | Existing | RYB | LV FUSE SWITCH |  | CLOSED | IEC MIDDLE CURVE | FUSES | SPARE |  |  |  | 250.000 A |  |  | 3 | Fail | Please check "Mounting"
381202498 | TNB | DISTRIBUTION | KUALA SELANGOR | Existing | RYB | LV FUSE SWITCH |  | CLOSED | IEC MIDDLE CURVE | FUSES | SPARE |  |  |  | 250.000 A |  |  | 3 | Fail | Please check "Mounting"
381202503 | TNB | DISTRIBUTION | KUALA SELANGOR | Existing | RYB | LV FUSE SWITCH |  | CLOSED | IEC MIDDLE CURVE | FUSES | SPARE |  |  |  | 250.000 A |  |  | 3 | Fail | Please check "Mounting"
381202509 | TNB | DISTRIBUTION | KUALA SELANGOR | Existing | RYB | LV FUSE SWITCH |  | CLOSED | IEC MIDDLE CURVE | FUSES | SPARE |  |  |  | 250.000 A |  |  | 3 | Fail | Please check "Mounting"
381202521 | TNB | DISTRIBUTION | KUALA SELANGOR | Existing | RYB | LV FUSE SWITCH |  | CLOSED | IEC MIDDLE CURVE | FUSES | SPARE |  |  |  | 250.000 A |  |  | 3 | Fail | Please check "Mounting"
381202529 | TNB | DISTRIBUTION | KUALA SELANGOR | Existing | RYB | LV FUSE SWITCH |  | CLOSED | IEC MIDDLE CURVE | FUSES | SPARE |  |  |  | 250.000 A |  |  | 3 | Fail | Please check "Mounting"
381202547 | TNB | DISTRIBUTION | KUALA SELANGOR | Existing | RYB | LV FUSE SWITCH |  | CLOSED | IEC MIDDLE CURVE | FUSES | SPARE |  |  |  | 250.000 A |  |  | 3 | Fail | Please check "Mounting"
381202627 | TNB | DISTRIBUTION | KUALA SELANGOR | Existing | RYB | LV FUSE SWITCH |  | CLOSED | IEC MIDDLE CURVE | FUSES | SPARE |  |  |  | 250.000 A |  |  | 3 | Fail | Please check "Mounting"
381202641 | TNB | DISTRIBUTION | KUALA SELANGOR | Existing | RYB | LV FUSE SWITCH |  | CLOSED | IEC MIDDLE CURVE | FUSES | SPARE |  |  |  | 250.000 A |  |  | 3 | Fail | Please check "Mounting"
381202648 | TNB | DISTRIBUTION | KUALA SELANGOR | Existing | RYB | LV FUSE SWITCH |  | CLOSED | IEC MIDDLE CURVE | FUSES | SPARE |  |  |  | 250.000 A |  |  | 3 | Fail | Please check "Mounting"
381202653 | TNB | DISTRIBUTION | KUALA SELANGOR | Existing | RYB | LV FUSE SWITCH |  | CLOSED | IEC MIDDLE CURVE | FUSES | SPARE |  |  |  | 250.000 A |  |  | 3 | Fail | Please check "Mounting"
381202659 | TNB | DISTRIBUTION | KUALA SELANGOR | Existing | RYB | LV FUSE SWITCH |  | CLOSED | IEC MIDDLE CURVE | FUSES | SPARE |  |  |  | 250.000 A |  |  | 3 | Fail | Please check "Mounting"
381202671 | TNB | DISTRIBUTION | KUALA SELANGOR | Existing | RYB | LV FUSE SWITCH |  | CLOSED | IEC MIDDLE CURVE | FUSES | SPARE |  |  |  | 250.000 A |  |  | 3 | Fail | Please check "Mounting"
381202679 | TNB | DISTRIBUTION | KUALA SELANGOR | Existing | RYB | LV FUSE SWITCH |  | CLOSED | IEC MIDDLE CURVE | FUSES | SPARE |  |  |  | 250.000 A |  |  | 3 | Fail | Please check "Mounting"
381202697 | TNB | DISTRIBUTION | KUALA SELANGOR | Existing | RYB | LV FUSE SWITCH |  | CLOSED | IEC MIDDLE CURVE | FUSES | SPARE |  |  |  | 250.000 A |  |  | 3 | Fail | Please check "Mounting"
381281137 | TNB | DISTRIBUTION | KUALA SELANGOR | Existing | RYB | BLACK BOX | POLE | CLOSED |  | N/A |  |  |  |  | 100.000 A |  |  | 6 | Pass | null
381281138 | TNB | DISTRIBUTION | KUALA SELANGOR | Existing | RYB | BLACK BOX | POLE | CLOSED |  | N/A |  |  |  |  | 100.000 A |  |  | 6 | Pass | null
381281139 | TNB | DISTRIBUTION | KUALA SELANGOR | Existing | RYB | BLACK BOX | POLE | CLOSED |  | N/A |  |  |  |  | 100.000 A |  |  | 3 | Pass | null
381281140 | TNB | DISTRIBUTION | KUALA SELANGOR | Existing | RYB | BLACK BOX | POLE | CLOSED |  | N/A |  |  |  |  | 100.000 A |  |  | 6 | Pass | null
381281141 | TNB | DISTRIBUTION | KUALA SELANGOR | Existing | RYB | BLACK BOX | POLE | CLOSED |  | N/A |  |  |  |  | 100.000 A |  |  | 6 | Pass | null
381281142 | TNB | DISTRIBUTION | KUALA SELANGOR | Existing | RYB | BLACK BOX | POLE | CLOSED |  | N/A |  |  |  |  | 100.000 A |  |  | 6 | Pass | null
381281143 | TNB | DISTRIBUTION | KUALA SELANGOR | Existing | RYB | BLACK BOX | POLE | CLOSED |  | N/A |  |  |  |  | 100.000 A |  |  | 6 | Pass | null
381281144 | TNB | DISTRIBUTION | KUALA SELANGOR | Existing | RYB | BLACK BOX | POLE | CLOSED |  | N/A |  |  |  |  | 100.000 A |  |  | 6 | Pass | null
381281145 | TNB | DISTRIBUTION | KUALA SELANGOR | Existing | RYB | BLACK BOX | POLE | CLOSED |  | N/A |  |  |  |  | 100.000 A |  |  | 6 | Pass | null
381281146 | TNB | DISTRIBUTION | KUALA SELANGOR | Existing | RYB | BLACK BOX | POLE | CLOSED |  | N/A |  |  |  |  | 100.000 A |  |  | 6 | Pass | null
381281147 | TNB | DISTRIBUTION | KUALA SELANGOR | Existing | RYB | BLACK BOX | POLE | CLOSED |  | N/A |  |  |  |  | 100.000 A |  |  | 6 | Pass | null
381281148 | TNB | DISTRIBUTION | KUALA SELANGOR | Existing | RYB | BLACK BOX | POLE | CLOSED |  | N/A |  |  |  |  | 100.000 A |  |  | 6 | Pass | null
381281149 | TNB | DISTRIBUTION | KUALA SELANGOR | Existing | RYB | BLACK BOX | POLE | CLOSED |  | N/A |  |  |  |  | 100.000 A |  |  | 6 | Pass | null
381281150 | TNB | DISTRIBUTION | KUALA SELANGOR | Existing | RYB | BLACK BOX | POLE | CLOSED |  | N/A |  |  |  |  | 100.000 A |  |  | 6 | Pass | null
381281151 | TNB | DISTRIBUTION | KUALA SELANGOR | Existing | RYB | BLACK BOX | POLE | CLOSED |  | N/A |  |  |  |  | 100.000 A |  |  | 6 | Pass | null
381281152 | TNB | DISTRIBUTION | KUALA SELANGOR | Existing | RYB | BLACK BOX | POLE | CLOSED |  | N/A |  |  |  |  | 100.000 A |  |  | 6 | Pass | null
381281153 | TNB | DISTRIBUTION | KUALA SELANGOR | Existing | RYB | BLACK BOX | POLE | CLOSED |  | N/A |  |  |  |  | 100.000 A |  |  | 6 | Pass | null
381281154 | TNB | DISTRIBUTION | KUALA SELANGOR | Existing | RYB | BLACK BOX | POLE | CLOSED |  | N/A |  |  |  |  | 100.000 A |  |  | 6 | Pass | null
381281155 | TNB | DISTRIBUTION | KUALA SELANGOR | Existing | RYB | BLACK BOX | POLE | CLOSED |  | N/A |  |  |  |  | 100.000 A |  |  | 6 | Pass | null
381281156 | TNB | DISTRIBUTION | KUALA SELANGOR | Existing | RYB | BLACK BOX | POLE | CLOSED |  | N/A |  |  |  |  | 100.000 A |  |  | 6 | Pass | null
381281157 | TNB | DISTRIBUTION | KUALA SELANGOR | Existing | RYB | BLACK BOX | POLE | CLOSED |  | N/A |  |  |  |  | 100.000 A |  |  | 6 | Pass | null
381281158 | TNB | DISTRIBUTION | KUALA SELANGOR | Existing | RY | BLACK BOX | POLE | CLOSED |  | N/A |  |  |  |  | 100.000 A |  |  | 3 | Pass | null
381281159 | TNB | DISTRIBUTION | KUALA SELANGOR | Existing | RYB | BLACK BOX | POLE | CLOSED |  | N/A |  |  |  |  | 100.000 A |  |  | 6 | Pass | null
381281160 | TNB | DISTRIBUTION | KUALA SELANGOR | Existing | RYB | BLACK BOX | POLE | CLOSED |  | N/A |  |  |  |  | 100.000 A |  |  | 6 | Pass | null
381281161 | TNB | DISTRIBUTION | KUALA SELANGOR | Existing | RYB | BLACK BOX | POLE | CLOSED |  | N/A |  |  |  |  | 100.000 A |  |  | 6 | Pass | null
381281162 | TNB | DISTRIBUTION | KUALA SELANGOR | Existing | RYB | BLACK BOX | POLE | CLOSED |  | N/A |  |  |  |  | 100.000 A |  |  | 6 | Pass | null
381281163 | TNB | DISTRIBUTION | KUALA SELANGOR | Existing | RYB | BLACK BOX | POLE | CLOSED |  | N/A |  |  |  |  | 100.000 A |  |  | 3 | Pass | null
381281164 | TNB | DISTRIBUTION | KUALA SELANGOR | Existing | RYB | BLACK BOX | POLE | CLOSED |  | N/A |  |  |  |  | 100.000 A |  |  | 6 | Pass | null
381281165 | TNB | DISTRIBUTION | KUALA SELANGOR | Existing | RYB | BLACK BOX | POLE | CLOSED |  | N/A |  |  |  |  | 100.000 A |  |  | 6 | Pass | null
381281166 | TNB | DISTRIBUTION | KUALA SELANGOR | Existing | RYB | BLACK BOX | POLE | CLOSED |  | N/A |  |  |  |  | 100.000 A |  |  | 6 | Pass | null
381281167 | TNB | DISTRIBUTION | KUALA SELANGOR | Existing | RYB | BLACK BOX | POLE | CLOSED |  | N/A |  |  |  |  | 100.000 A |  |  | 6 | Pass | null
381281168 | TNB | DISTRIBUTION | KUALA SELANGOR | Existing | RYB | BLACK BOX | POLE | CLOSED |  | N/A |  |  |  |  | 100.000 A |  |  | 6 | Pass | null
381281169 | TNB | DISTRIBUTION | KUALA SELANGOR | Existing | RYB | BLACK BOX | POLE | CLOSED |  | N/A |  |  |  |  | 100.000 A |  |  | 6 | Pass | null
381281170 | TNB | DISTRIBUTION | KUALA SELANGOR | Existing | RYB | BLACK BOX | POLE | CLOSED |  | N/A |  |  |  |  | 100.000 A |  |  | 6 | Pass | null
381281171 | TNB | DISTRIBUTION | KUALA SELANGOR | Existing | RYB | BLACK BOX | POLE | CLOSED |  | N/A |  |  |  |  | 100.000 A |  |  | 3 | Pass | null
381281172 | TNB | DISTRIBUTION | KUALA SELANGOR | Existing | RYB | BLACK BOX | POLE | CLOSED |  | N/A |  |  |  |  | 100.000 A |  |  | 6 | Pass | null
381281173 | TNB | DISTRIBUTION | KUALA SELANGOR | Existing | RYB | BLACK BOX | POLE | CLOSED |  | N/A |  |  |  |  | 100.000 A |  |  | 3 | Pass | null
381281174 | TNB | DISTRIBUTION | KUALA SELANGOR | Existing | RYB | BLACK BOX | POLE | CLOSED |  | N/A |  |  |  |  | 100.000 A |  |  | 6 | Pass | null
381281175 | TNB | DISTRIBUTION | KUALA SELANGOR | Existing | RYB | BLACK BOX | POLE | CLOSED |  | N/A |  |  |  |  | 100.000 A |  |  | 6 | Pass | null
381281176 | TNB | DISTRIBUTION | KUALA SELANGOR | Existing | RYB | BLACK BOX | POLE | CLOSED |  | N/A |  |  |  |  | 100.000 A |  |  | 6 | Pass | null
381281177 | TNB | DISTRIBUTION | KUALA SELANGOR | Existing | RYB | BLACK BOX | POLE | CLOSED |  | N/A |  |  |  |  | 100.000 A |  |  | 6 | Pass | null
381281178 | TNB | DISTRIBUTION | KUALA SELANGOR | Existing | RYB | BLACK BOX | POLE | CLOSED |  | N/A |  |  |  |  | 100.000 A |  |  | 6 | Pass | null
381281179 | TNB | DISTRIBUTION | KUALA SELANGOR | Existing | RYB | BLACK BOX | POLE | CLOSED |  | N/A |  |  |  |  | 100.000 A |  |  | 6 | Pass | null
381281180 | TNB | DISTRIBUTION | KUALA SELANGOR | Existing | RYB | BLACK BOX | POLE | CLOSED |  | N/A |  |  |  |  | 100.000 A |  |  | 3 | Pass | null
381281181 | TNB | DISTRIBUTION | KUALA SELANGOR | Existing | RYB | BLACK BOX | POLE | CLOSED |  | N/A |  |  |  |  | 100.000 A |  |  | 6 | Pass | null
381281182 | TNB | DISTRIBUTION | KUALA SELANGOR | Existing | RYB | BLACK BOX | POLE | CLOSED |  | N/A |  |  |  |  | 100.000 A |  |  | 6 | Pass | null
381281183 | TNB | DISTRIBUTION | KUALA SELANGOR | Existing | RYB | BLACK BOX | POLE | CLOSED |  | N/A |  |  |  |  | 100.000 A |  |  | 3 | Pass | null
381281185 | TNB | DISTRIBUTION | KUALA SELANGOR | Existing | RYB | BLACK BOX | POLE | CLOSED |  | N/A |  |  |  |  | 100.000 A |  |  | 6 | Pass | null
381281186 | TNB | DISTRIBUTION | KUALA SELANGOR | Existing | RYB | BLACK BOX | POLE | CLOSED |  | N/A |  |  |  |  | 100.000 A |  |  | 6 | Pass | null
381281187 | TNB | DISTRIBUTION | KUALA SELANGOR | Existing | RYB | BLACK BOX | POLE | CLOSED |  | N/A |  |  |  |  | 100.000 A |  |  | 6 | Pass | null
381281188 | TNB | DISTRIBUTION | KUALA SELANGOR | Existing | RYB | BLACK BOX | POLE | CLOSED |  | N/A |  |  |  |  | 100.000 A |  |  | 6 | Pass | null
381281189 | TNB | DISTRIBUTION | KUALA SELANGOR | Existing | RYB | BLACK BOX | POLE | CLOSED |  | N/A |  |  |  |  | 100.000 A |  |  | 6 | Pass | null
381281190 | TNB | DISTRIBUTION | KUALA SELANGOR | Existing | RYB | BLACK BOX | POLE | CLOSED |  | N/A |  |  |  |  | 100.000 A |  |  | 6 | Pass | null
381281191 | TNB | DISTRIBUTION | KUALA SELANGOR | Existing | RYB | BLACK BOX | POLE | CLOSED |  | N/A |  |  |  |  | 100.000 A |  |  | 3 | Pass | null
381281192 | TNB | DISTRIBUTION | KUALA SELANGOR | Existing | RYB | BLACK BOX | POLE | CLOSED |  | N/A |  |  |  |  | 100.000 A |  |  | 6 | Pass | null
381281193 | TNB | DISTRIBUTION | KUALA SELANGOR | Existing | RYB | BLACK BOX | POLE | CLOSED |  | N/A |  |  |  |  | 100.000 A |  |  | 6 | Pass | null
381281194 | TNB | DISTRIBUTION | KUALA SELANGOR | Existing | RYB | BLACK BOX | POLE | CLOSED |  | N/A |  |  |  |  | 100.000 A |  |  | 6 | Pass | null
381281195 | TNB | DISTRIBUTION | KUALA SELANGOR | Existing | RYB | BLACK BOX | POLE | CLOSED |  | N/A |  |  |  |  | 100.000 A |  |  | 6 | Pass | null
381281196 | TNB | DISTRIBUTION | KUALA SELANGOR | Existing | RYB | BLACK BOX | POLE | CLOSED |  | N/A |  |  |  |  | 100.000 A |  |  | 6 | Pass | null
381281197 | TNB | DISTRIBUTION | KUALA SELANGOR | Existing | RYB | BLACK BOX | POLE | CLOSED |  | N/A |  |  |  |  | 100.000 A |  |  | 6 | Pass | null
381281198 | TNB | DISTRIBUTION | KUALA SELANGOR | Existing | RYB | BLACK BOX | POLE | CLOSED |  | N/A |  |  |  |  | 80.000 A |  |  | 6 | Pass | null
381281199 | TNB | DISTRIBUTION | KUALA SELANGOR | Existing | RYB | BLACK BOX | POLE | CLOSED |  | N/A |  |  |  |  | 80.000 A |  |  | 6 | Pass | null
381281200 | TNB | DISTRIBUTION | KUALA SELANGOR | Existing | RYB | BLACK BOX | POLE | CLOSED |  | N/A |  |  |  |  | 80.000 A |  |  | 6 | Pass | null
381281201 | TNB | DISTRIBUTION | KUALA SELANGOR | Existing | RYB | BLACK BOX | POLE | CLOSED |  | N/A |  |  |  |  | 80.000 A |  |  | 6 | Pass | null
381281202 | TNB | DISTRIBUTION | KUALA SELANGOR | Existing | RYB | BLACK BOX | POLE | CLOSED |  | N/A |  |  |  |  | 80.000 A |  |  | 6 | Pass | null
381281203 | TNB | DISTRIBUTION | KUALA SELANGOR | Existing | RYB | BLACK BOX | POLE | CLOSED |  | N/A |  |  |  |  | 200.000 A |  |  | 6 | Pass | null
381281204 | TNB | DISTRIBUTION | KUALA SELANGOR | Existing | RYB | BLACK BOX | POLE | CLOSED |  | N/A |  |  |  |  | 80.000 A |  |  | 6 | Pass | null
381281205 | TNB | DISTRIBUTION | KUALA SELANGOR | Existing | RYB | BLACK BOX | POLE | CLOSED |  | N/A |  |  |  |  | 80.000 A |  |  | 6 | Pass | null
381281206 | TNB | DISTRIBUTION | KUALA SELANGOR | Existing | RYB | BLACK BOX | POLE | CLOSED |  | N/A |  |  |  |  | 80.000 A |  |  | 6 | Pass | null
381281207 | TNB | DISTRIBUTION | KUALA SELANGOR | Existing | RYB | BLACK BOX | POLE | CLOSED |  | N/A |  |  |  |  | 80.000 A |  |  | 6 | Pass | null
381281208 | TNB | DISTRIBUTION | KUALA SELANGOR | Existing | RYB | BLACK BOX | POLE | CLOSED |  | N/A |  |  |  |  | 80.000 A |  |  | 6 | Pass | null
381281209 | TNB | DISTRIBUTION | KUALA SELANGOR | Existing | RYB | BLACK BOX | POLE | CLOSED |  | N/A |  |  |  |  | 80.000 A |  |  | 6 | Pass | null
381281210 | TNB | DISTRIBUTION | KUALA SELANGOR | Existing | RYB | BLACK BOX | POLE | CLOSED |  | N/A |  |  |  |  | 80.000 A |  |  | 6 | Pass | null
381281211 | TNB | DISTRIBUTION | KUALA SELANGOR | Existing | RYB | BLACK BOX | POLE | CLOSED |  | N/A |  |  |  |  | 80.000 A |  |  | 6 | Pass | null
381281212 | TNB | DISTRIBUTION | KUALA SELANGOR | Existing | RYB | BLACK BOX | OTHERS | CLOSED |  | N/A |  |  |  |  | 200.000 A |  | UG 185XLPE | 6 | Pass | null
381281213 | TNB | DISTRIBUTION | KUALA SELANGOR | Existing | RYB | BLACK BOX | POLE | CLOSED |  | N/A |  |  |  |  | 80.000 A |  |  | 6 | Pass | null
381281214 | TNB | DISTRIBUTION | KUALA SELANGOR | Existing | RYB | BLACK BOX | POLE | CLOSED |  | N/A |  |  |  |  | 80.000 A |  |  | 6 | Pass | null
381281215 | TNB | DISTRIBUTION | KUALA SELANGOR | Existing | RYB | BLACK BOX | POLE | CLOSED |  | N/A |  |  |  |  | 80.000 A |  |  | 6 | Pass | null
381281216 | TNB | DISTRIBUTION | KUALA SELANGOR | Existing | RYB | BLACK BOX | POLE | CLOSED |  | N/A |  |  |  |  | 80.000 A |  | UG 185XLPE | 6 | Pass | null
381281217 | TNB | DISTRIBUTION | KUALA SELANGOR | Existing | RYB | BLACK BOX | POLE | CLOSED |  | N/A |  |  |  |  | 80.000 A |  |  | 6 | Pass | null
381281218 | TNB | DISTRIBUTION | KUALA SELANGOR | Existing | RYB | BLACK BOX | POLE | CLOSED |  | N/A |  |  |  |  | 80.000 A |  |  | 6 | Pass | null
381281219 | TNB | DISTRIBUTION | KUALA SELANGOR | Existing | RYB | BLACK BOX | POLE | CLOSED |  | N/A |  |  |  |  | 80.000 A |  |  | 6 | Pass | null
381281220 | TNB | DISTRIBUTION | KUALA SELANGOR | Existing | RYB | BLACK BOX | POLE | CLOSED |  | N/A |  |  |  |  | 80.000 A |  |  | 6 | Pass | null
381281221 | TNB | DISTRIBUTION | KUALA SELANGOR | Existing | RYB | BLACK BOX | POLE | CLOSED |  | N/A |  |  |  |  | 80.000 A |  |  | 6 | Pass | null
381281222 | TNB | DISTRIBUTION | KUALA SELANGOR | Existing | RYB | BLACK BOX | POLE | OPEN |  | N/A |  |  |  |  | 200.000 A |  |  | 6 | Pass | null
381281223 | TNB | DISTRIBUTION | KUALA SELANGOR | Existing | RYB | BLACK BOX | POLE | CLOSED |  | N/A |  |  |  |  | 80.000 A |  |  | 6 | Pass | null
381281224 | TNB | DISTRIBUTION | KUALA SELANGOR | Existing | RYB | BLACK BOX | POLE | CLOSED |  | N/A |  |  |  |  | 80.000 A |  |  | 6 | Pass | null
381281225 | TNB | DISTRIBUTION | KUALA SELANGOR | Existing | RYB | BLACK BOX | POLE | CLOSED |  | N/A |  |  |  |  | 50.000 A |  |  | 3 | Pass | null
381281226 | TNB | DISTRIBUTION | KUALA SELANGOR | Existing | RYB | BLACK BOX | POLE | CLOSED |  | N/A |  |  |  |  | 80.000 A |  |  | 6 | Pass | null
381281227 | TNB | DISTRIBUTION | KUALA SELANGOR | Existing | RYB | BLACK BOX | POLE | CLOSED |  | N/A |  |  |  |  | 80.000 A |  |  | 6 | Pass | null
381281228 | TNB | DISTRIBUTION | KUALA SELANGOR | Existing | RYB | BLACK BOX | POLE | CLOSED |  | N/A |  |  |  |  | 80.000 A |  |  | 6 | Pass | null
381281229 | TNB | DISTRIBUTION | KUALA SELANGOR | Existing | RYB | BLACK BOX | POLE | CLOSED |  | N/A |  |  |  |  | 80.000 A |  |  | 6 | Pass | null
381281230 | TNB | DISTRIBUTION | KUALA SELANGOR | Existing | RYB | BLACK BOX | POLE | CLOSED |  | N/A |  |  |  |  | 80.000 A |  |  | 6 | Pass | null
381281231 | TNB | DISTRIBUTION | KUALA SELANGOR | Existing | RYB | BLACK BOX | POLE | CLOSED |  | N/A |  |  |  |  | 80.000 A |  |  | 6 | Pass | null
381281232 | TNB | DISTRIBUTION | KUALA SELANGOR | Existing | RYB | BLACK BOX | POLE | CLOSED |  | N/A |  |  |  |  | 80.000 A |  |  | 6 | Pass | null
381281233 | TNB | DISTRIBUTION | KUALA SELANGOR | Existing | RYB | BLACK BOX | POLE | CLOSED |  | N/A |  |  |  |  | 80.000 A |  |  | 6 | Pass | null
381281234 | TNB | DISTRIBUTION | KUALA SELANGOR | Existing | RYB | BLACK BOX | POLE | CLOSED |  | N/A |  |  |  |  | 200.000 A |  |  | 6 | Pass | null
381281235 | TNB | DISTRIBUTION | KUALA SELANGOR | Existing | RYB | BLACK BOX | POLE | CLOSED |  | N/A |  |  |  |  | 80.000 A |  |  | 6 | Pass | null
381281236 | TNB | DISTRIBUTION | KUALA SELANGOR | Existing | RYB | BLACK BOX | POLE | OPEN |  | N/A |  |  |  |  | 80.000 A |  |  | 6 | Pass | null
381281237 | TNB | DISTRIBUTION | KUALA SELANGOR | Existing | RYB | BLACK BOX | POLE | CLOSED |  | N/A |  |  |  |  | 80.000 A |  |  | 6 | Pass | null
381281238 | TNB | DISTRIBUTION | KUALA SELANGOR | Existing | RYB | BLACK BOX | POLE | CLOSED |  | N/A |  |  |  |  | 200.000 A |  |  | 6 | Pass | null
381281239 | TNB | DISTRIBUTION | KUALA SELANGOR | Existing | RYB | BLACK BOX | POLE | OPEN |  | N/A |  |  |  |  | 125.000 A |  |  | 6 | Pass | null
381281240 | TNB | DISTRIBUTION | KUALA SELANGOR | Existing | RYB | BLACK BOX | POLE | CLOSED |  | N/A |  |  |  |  | 200.000 A |  |  | 3 | Pass | null
381281241 | TNB | DISTRIBUTION | KUALA SELANGOR | Existing | RYB | BLACK BOX | POLE | CLOSED |  | N/A |  |  |  |  | 200.000 A |  |  | 3 | Pass | null
381281242 | TNB | DISTRIBUTION | KUALA SELANGOR | Existing | RYB | BLACK BOX | POLE | CLOSED |  | N/A |  |  |  |  | 50.000 A |  |  | 3 | Pass | null
381281243 | TNB | DISTRIBUTION | KUALA SELANGOR | Existing | RYB | BLACK BOX | POLE | CLOSED |  | N/A |  |  |  |  | 200.000 A |  |  | 6 | Pass | null
381281244 | TNB | DISTRIBUTION | KUALA SELANGOR | Existing | RYB | BLACK BOX | POLE | CLOSED |  | N/A |  |  |  |  | 80.000 A |  |  | 6 | Pass | null
381281245 | TNB | DISTRIBUTION | KUALA SELANGOR | Existing | RYB | BLACK BOX | POLE | CLOSED |  | N/A |  |  |  |  | 80.000 A |  |  | 6 | Pass | null
381281246 | TNB | DISTRIBUTION | KUALA SELANGOR | Existing | RYB | BLACK BOX | POLE | CLOSED |  | N/A |  |  |  |  | 200.000 A |  |  | 3 | Pass | null
381281247 | TNB | DISTRIBUTION | KUALA SELANGOR | Existing | RYB | BLACK BOX | POLE | CLOSED |  | N/A |  |  |  |  | 80.000 A |  |  | 3 | Pass | null
381281248 | TNB | DISTRIBUTION | KUALA SELANGOR | Existing | RYB | BLACK BOX | POLE | CLOSED |  | N/A |  |  |  |  | 50.000 A |  |  | 3 | Pass | null
381281249 | TNB | DISTRIBUTION | KUALA SELANGOR | Existing | RYB | BLACK BOX | POLE | CLOSED |  | N/A |  |  |  |  | 200.000 A |  |  | 6 | Pass | null
381281250 | TNB | DISTRIBUTION | KUALA SELANGOR | Existing | RYB | BLACK BOX | POLE | CLOSED |  | N/A |  |  |  |  | 125.000 A |  |  | 3 | Pass | null
381281251 | TNB | DISTRIBUTION | KUALA SELANGOR | Existing | RYB | BLACK BOX | POLE | CLOSED |  | N/A |  |  |  |  | 125.000 A |  |  | 3 | Pass | null
381281253 | TNB | DISTRIBUTION | KUALA SELANGOR | Existing | RYB | BLACK BOX | OTHERS | CLOSED |  | N/A |  |  |  |  | 200.000 A |  |  | 3 | Pass | null
381281255 | TNB | DISTRIBUTION | KUALA SELANGOR | Existing | RYB | BLACK BOX | POLE | CLOSED |  | N/A |  |  |  |  | 125.000 A |  | RUMAH BURUNG | 3 | Pass | null
381281256 | TNB | DISTRIBUTION | KUALA SELANGOR | Existing | RYB | BLACK BOX | POLE | CLOSED |  | N/A |  |  |  |  | 200.000 A |  |  | 6 | Pass | null
381281257 | TNB | DISTRIBUTION | KUALA SELANGOR | Existing | RYB | BLACK BOX | POLE | CLOSED |  | N/A |  |  |  |  | 200.000 A |  |  | 6 | Pass | null
381281258 | TNB | DISTRIBUTION | KUALA SELANGOR | Existing | RYB | BLACK BOX | POLE | CLOSED |  | N/A |  |  |  |  | 200.000 A |  |  | 6 | Pass | null
381281259 | TNB | DISTRIBUTION | KUALA SELANGOR | Existing | RYB | BLACK BOX | POLE | CLOSED |  | N/A |  |  |  |  | 200.000 A |  |  | 6 | Pass | null
381281260 | TNB | DISTRIBUTION | KUALA SELANGOR | Existing | RYB | BLACK BOX | POLE | CLOSED |  | N/A |  |  |  |  | 200.000 A |  |  | 6 | Pass | null
381281261 | TNB | DISTRIBUTION | KUALA SELANGOR | Existing | RYB | BLACK BOX | POLE | CLOSED |  | N/A |  |  |  |  | 100.000 A |  |  | 6 | Pass | null
381281262 | TNB | DISTRIBUTION | KUALA SELANGOR | Existing | RYB | BLACK BOX | POLE | CLOSED |  | N/A |  |  |  |  | 200.000 A |  |  | 6 | Pass | null
381281263 | TNB | DISTRIBUTION | KUALA SELANGOR | Existing | RYB | BLACK BOX | POLE | CLOSED |  | N/A |  |  |  |  | 200.000 A |  |  | 6 | Pass | null
381281264 | TNB | DISTRIBUTION | KUALA SELANGOR | Existing | RYB | BLACK BOX | POLE | CLOSED |  | N/A |  |  |  |  | 200.000 A |  |  | 6 | Pass | null
381281265 | TNB | DISTRIBUTION | KUALA SELANGOR | Existing | RYB | BLACK BOX | POLE | CLOSED |  | N/A |  |  |  |  | 200.000 A |  |  | 6 | Pass | null
381281266 | TNB | DISTRIBUTION | KUALA SELANGOR | Existing | RYB | BLACK BOX | POLE | CLOSED |  | N/A |  |  |  |  | 200.000 A |  |  | 6 | Pass | null
381281267 | TNB | DISTRIBUTION | KUALA SELANGOR | Existing | RYB | BLACK BOX | POLE | CLOSED |  | N/A |  |  |  |  | 100.000 A |  |  | 6 | Pass | null
381281268 | TNB | DISTRIBUTION | KUALA SELANGOR | Existing | RYB | BLACK BOX | POLE | CLOSED |  | N/A |  |  |  |  | 200.000 A |  |  | 6 | Pass | null
381281269 | TNB | DISTRIBUTION | KUALA SELANGOR | Existing | RYB | BLACK BOX | POLE | CLOSED |  | N/A |  |  |  |  | 100.000 A |  |  | 6 | Pass | null
381281270 | TNB | DISTRIBUTION | KUALA SELANGOR | Existing | RYB | BLACK BOX | POLE | CLOSED |  | N/A |  |  |  |  | 200.000 A |  |  | 6 | Pass | null
381281271 | TNB | DISTRIBUTION | KUALA SELANGOR | Existing | RYB | BLACK BOX | POLE | CLOSED |  | N/A |  |  |  |  | 100.000 A |  |  | 6 | Pass | null
381281276 | TNB | DISTRIBUTION | KUALA SELANGOR | Existing | RYB | BLACK BOX | POLE | CLOSED |  | N/A |  |  |  |  | 200.000 A |  |  | 3 | Pass | null
381281278 | TNB | DISTRIBUTION | KUALA SELANGOR | Existing | RYB | BLACK BOX | POLE | CLOSED |  | N/A |  |  |  |  | 125.000 A |  |  | 3 | Pass | null
381281279 | TNB | DISTRIBUTION | KUALA SELANGOR | Existing | RYB | BLACK BOX | POLE | CLOSED |  | N/A |  |  |  |  | 200.000 A |  |  | 3 | Pass | null
381281280 | TNB | DISTRIBUTION | KUALA SELANGOR | Existing | RYB | BLACK BOX | POLE | CLOSED |  | N/A |  |  |  |  | 80.000 A |  |  | 3 | Pass | null
381281281 | TNB | DISTRIBUTION | KUALA SELANGOR | Existing | RYB | BLACK BOX | POLE | CLOSED |  | N/A |  |  |  |  | 125.000 A |  |  | 3 | Pass | null
381281282 | TNB | DISTRIBUTION | KUALA SELANGOR | Existing | RYB | BLACK BOX | POLE | CLOSED |  | N/A |  |  |  |  | 80.000 A |  |  | 3 | Pass | null
381281283 | TNB | DISTRIBUTION | KUALA SELANGOR | Existing | RYB | BLACK BOX | POLE | CLOSED |  | N/A |  |  |  |  | 200.000 A |  |  | 3 | Pass | null
381281284 | TNB | DISTRIBUTION | KUALA SELANGOR | Existing | RYB | BLACK BOX | POLE | CLOSED |  | N/A |  |  |  |  | 200.000 A |  |  | 3 | Pass | null
381281285 | TNB | DISTRIBUTION | KUALA SELANGOR | Existing | RYB | BLACK BOX | POLE | CLOSED |  | N/A |  |  |  |  | 80.000 A |  |  | 3 | Pass | null
381281286 | TNB | DISTRIBUTION | KUALA SELANGOR | Existing | RYB | BLACK BOX | POLE | CLOSED |  | N/A |  |  |  |  | 80.000 A |  |  | 3 | Pass | null
381281287 | TNB | DISTRIBUTION | KUALA SELANGOR | Existing | RYB | BLACK BOX | POLE | CLOSED |  | N/A |  |  |  |  | 125.000 A |  |  | 3 | Pass | null
381281288 | TNB | DISTRIBUTION | KUALA SELANGOR | Existing | RYB | BLACK BOX | POLE | CLOSED |  | N/A |  |  |  |  | 125.000 A |  |  | 3 | Pass | null
381281289 | TNB | DISTRIBUTION | KUALA SELANGOR | Existing | RYB | BLACK BOX | POLE | CLOSED |  | N/A |  |  |  |  | 50.000 A |  |  | 3 | Pass | null
381281290 | TNB | DISTRIBUTION | KUALA SELANGOR | Existing | RYB | BLACK BOX | POLE | CLOSED |  | N/A |  |  |  |  | 80.000 A |  |  | 3 | Pass | null
381281291 | TNB | DISTRIBUTION | KUALA SELANGOR | Existing | RYB | BLACK BOX | POLE | CLOSED |  | N/A |  |  |  |  | 80.000 A |  |  | 3 | Pass | null
381281292 | TNB | DISTRIBUTION | KUALA SELANGOR | Existing | RYB | BLACK BOX | POLE | CLOSED |  | N/A |  |  |  |  | 80.000 A |  |  | 3 | Pass | null
381281293 | TNB | DISTRIBUTION | KUALA SELANGOR | Existing | RYB | BLACK BOX | POLE | CLOSED |  | N/A |  |  |  |  | 80.000 A |  |  | 3 | Pass | null
381281294 | TNB | DISTRIBUTION | KUALA SELANGOR | Existing | RYB | BLACK BOX | POLE | CLOSED |  | N/A |  |  |  |  | 80.000 A |  |  | 3 | Pass | null
381281295 | TNB | DISTRIBUTION | KUALA SELANGOR | Existing | RYB | BLACK BOX | POLE | CLOSED |  | N/A |  |  |  |  | 80.000 A |  |  | 3 | Pass | null
381281296 | TNB | DISTRIBUTION | KUALA SELANGOR | Existing | RYB | BLACK BOX | POLE | CLOSED |  | N/A |  |  |  |  | 80.000 A |  |  | 3 | Pass | null
381281297 | TNB | DISTRIBUTION | KUALA SELANGOR | Existing | RYB | BLACK BOX | POLE | CLOSED |  | N/A |  |  |  |  | 80.000 A |  |  | 3 | Pass | null
381281298 | TNB | DISTRIBUTION | KUALA SELANGOR | Existing | RYB | BLACK BOX | POLE | CLOSED |  | N/A |  |  |  |  | 80.000 A |  |  | 3 | Pass | null
381281299 | TNB | DISTRIBUTION | KUALA SELANGOR | Existing | RYB | BLACK BOX | POLE | CLOSED |  | N/A |  |  |  |  | 80.000 A |  |  | 3 | Pass | null
381281300 | TNB | DISTRIBUTION | KUALA SELANGOR | Existing | RYB | BLACK BOX | POLE | CLOSED |  | N/A |  |  |  |  | 80.000 A |  |  | 3 | Pass | null
381281301 | TNB | DISTRIBUTION | KUALA SELANGOR | Existing | RYB | BLACK BOX | POLE | CLOSED |  | N/A |  |  |  |  | 80.000 A |  |  | 3 | Pass | null
381281302 | TNB | DISTRIBUTION | KUALA SELANGOR | Existing | RYB | BLACK BOX | POLE | CLOSED |  | N/A |  |  |  |  | 80.000 A |  |  | 3 | Pass | null
381281303 | TNB | DISTRIBUTION | KUALA SELANGOR | Existing | RYB | BLACK BOX | POLE | CLOSED |  | N/A |  |  |  |  | 80.000 A |  |  | 3 | Pass | null
381281304 | TNB | DISTRIBUTION | KUALA SELANGOR | Existing | RYB | BLACK BOX | POLE | CLOSED |  | N/A |  |  |  |  | 80.000 A |  |  | 3 | Pass | null
381281305 | TNB | DISTRIBUTION | KUALA SELANGOR | Existing | RYB | BLACK BOX | POLE | CLOSED |  | N/A |  |  |  |  | 80.000 A |  |  | 3 | Pass | null
381281306 | TNB | DISTRIBUTION | KUALA SELANGOR | Existing | RYB | BLACK BOX | POLE | CLOSED |  | N/A |  |  |  |  | 80.000 A |  |  | 3 | Pass | null
381281307 | TNB | DISTRIBUTION | KUALA SELANGOR | Existing | RYB | BLACK BOX | POLE | CLOSED |  | N/A |  |  |  |  | 80.000 A |  |  | 3 | Pass | null
381281308 | TNB | DISTRIBUTION | KUALA SELANGOR | Existing | RYB | BLACK BOX | POLE | CLOSED |  | N/A |  |  |  |  | 80.000 A |  |  | 3 | Pass | null
381281309 | TNB | DISTRIBUTION | KUALA SELANGOR | Existing | RYB | BLACK BOX | POLE | CLOSED |  | N/A |  |  |  |  | 80.000 A |  |  | 3 | Pass | null
381281310 | TNB | DISTRIBUTION | KUALA SELANGOR | Existing | RYB | BLACK BOX | POLE | CLOSED |  | N/A |  |  |  |  | 80.000 A |  |  | 3 | Pass | null
381281311 | TNB | DISTRIBUTION | KUALA SELANGOR | Existing | RYB | BLACK BOX | POLE | CLOSED |  | N/A |  |  |  |  | 80.000 A |  |  | 3 | Pass | null
381281312 | TNB | DISTRIBUTION | KUALA SELANGOR | Existing | RYB | BLACK BOX | POLE | CLOSED |  | N/A |  |  |  |  | 80.000 A |  |  | 3 | Pass | null
381281313 | TNB | DISTRIBUTION | KUALA SELANGOR | Existing | RYB | BLACK BOX | POLE | CLOSED |  | N/A |  |  |  |  | 80.000 A |  |  | 3 | Pass | null
381281314 | TNB | DISTRIBUTION | KUALA SELANGOR | Existing | RYB | BLACK BOX | POLE | CLOSED |  | N/A |  |  |  |  | 80.000 A |  |  | 3 | Pass | null
381281315 | TNB | DISTRIBUTION | KUALA SELANGOR | Existing | RYB | BLACK BOX | POLE | CLOSED |  | N/A |  |  |  |  | 80.000 A |  |  | 3 | Pass | null
381281316 | TNB | DISTRIBUTION | KUALA SELANGOR | Existing | RYB | BLACK BOX | OTHERS | CLOSED |  | N/A |  |  |  |  | 80.000 A |  |  | 3 | Pass | null
381281317 | TNB | DISTRIBUTION | KUALA SELANGOR | Existing | RYB | BLACK BOX | OTHERS | CLOSED |  | N/A |  |  |  |  | 80.000 A |  |  | 3 | Pass | null
381281318 | TNB | DISTRIBUTION | KUALA SELANGOR | Existing | RYB | BLACK BOX | OTHERS | CLOSED |  | N/A |  |  |  |  | 80.000 A |  |  | 3 | Pass | null
381281319 | TNB | DISTRIBUTION | KUALA SELANGOR | Existing | RYB | BLACK BOX | POLE | CLOSED |  | N/A |  |  |  |  | 80.000 A |  |  | 3 | Pass | null
381281320 | TNB | DISTRIBUTION | KUALA SELANGOR | Existing | RYB | BLACK BOX | POLE | CLOSED |  | N/A |  |  |  |  | 80.000 A |  |  | 3 | Pass | null
381281321 | TNB | DISTRIBUTION | KUALA SELANGOR | Existing | RYB | BLACK BOX | POLE | CLOSED |  | N/A |  |  |  |  | 80.000 A |  |  | 3 | Pass | null
381281322 | TNB | DISTRIBUTION | KUALA SELANGOR | Existing | RYB | BLACK BOX | POLE | CLOSED |  | N/A |  |  |  |  | 80.000 A |  |  | 3 | Pass | null
381281323 | TNB | DISTRIBUTION | KUALA SELANGOR | Existing | RYB | BLACK BOX | POLE | CLOSED |  | N/A |  |  |  |  | 80.000 A |  |  | 3 | Pass | null
381281324 | TNB | DISTRIBUTION | KUALA SELANGOR | Existing | RYB | BLACK BOX | POLE | CLOSED |  | N/A |  |  |  |  | 80.000 A |  |  | 3 | Pass | null
381281325 | TNB | DISTRIBUTION | KUALA SELANGOR | Existing | RYB | BLACK BOX | POLE | CLOSED |  | N/A |  |  |  |  | 80.000 A |  |  | 3 | Pass | null
381281326 | TNB | DISTRIBUTION | KUALA SELANGOR | Existing | RYB | BLACK BOX | POLE | CLOSED |  | N/A |  |  |  |  | 80.000 A |  |  | 3 | Pass | null
381281327 | TNB | DISTRIBUTION | KUALA SELANGOR | Existing | RYB | BLACK BOX | POLE | CLOSED |  | N/A |  |  |  |  | 80.000 A |  |  | 3 | Pass | null
381281328 | TNB | DISTRIBUTION | KUALA SELANGOR | Existing | RYB | BLACK BOX | POLE | CLOSED |  | N/A |  |  |  |  | 80.000 A |  |  | 3 | Pass | null
381281329 | TNB | DISTRIBUTION | KUALA SELANGOR | Existing | RYB | BLACK BOX | POLE | CLOSED |  | N/A |  |  |  |  | 80.000 A |  |  | 3 | Pass | null
381281330 | TNB | DISTRIBUTION | KUALA SELANGOR | Existing | RYB | BLACK BOX | POLE | CLOSED |  | N/A |  |  |  |  | 80.000 A |  |  | 3 | Pass | null
381281331 | TNB | DISTRIBUTION | KUALA SELANGOR | Existing | RYB | BLACK BOX | POLE | CLOSED |  | N/A |  |  |  |  | 80.000 A |  |  | 3 | Pass | null
381281332 | TNB | DISTRIBUTION | KUALA SELANGOR | Existing | RYB | BLACK BOX | POLE | CLOSED |  | N/A |  |  |  |  | 80.000 A |  |  | 3 | Pass | null
381281333 | TNB | DISTRIBUTION | KUALA SELANGOR | Existing | RYB | BLACK BOX | POLE | CLOSED |  | N/A |  |  |  |  | 80.000 A |  |  | 3 | Pass | null
381281334 | TNB | DISTRIBUTION | KUALA SELANGOR | Existing | RYB | BLACK BOX | POLE | CLOSED |  | N/A |  |  |  |  | 80.000 A |  |  | 3 | Pass | null
381281335 | TNB | DISTRIBUTION | KUALA SELANGOR | Existing | RYB | BLACK BOX | POLE | CLOSED |  | N/A |  |  |  |  | 80.000 A |  |  | 3 | Pass | null
381281336 | TNB | DISTRIBUTION | KUALA SELANGOR | Existing | RYB | BLACK BOX | POLE | CLOSED |  | N/A |  |  |  |  | 80.000 A |  |  | 3 | Pass | null
381281337 | TNB | DISTRIBUTION | KUALA SELANGOR | Existing | RYB | BLACK BOX | POLE | CLOSED |  | N/A |  |  |  |  | 80.000 A |  |  | 3 | Pass | null
381281338 | TNB | DISTRIBUTION | KUALA SELANGOR | Existing | RYB | BLACK BOX | POLE | CLOSED |  | N/A |  |  |  |  | 80.000 A |  |  | 3 | Pass | null
381281339 | TNB | DISTRIBUTION | KUALA SELANGOR | Existing | RYB | BLACK BOX | POLE | CLOSED |  | N/A |  |  |  |  | 80.000 A |  |  | 3 | Pass | null
381281340 | TNB | DISTRIBUTION | KUALA SELANGOR | Existing | RYB | BLACK BOX | POLE | CLOSED |  | N/A |  |  |  |  | 80.000 A |  |  | 1 | Pass | null
381281341 | TNB | DISTRIBUTION | KUALA SELANGOR | Existing | RYB | BLACK BOX | POLE | CLOSED |  | N/A |  |  |  |  | 80.000 A |  |  | 3 | Pass | null
381281343 | TNB | DISTRIBUTION | KUALA SELANGOR | Existing | RYB | BLACK BOX | POLE | CLOSED |  | N/A |  |  |  |  | 80.000 A |  |  | 3 | Pass | null
381281344 | TNB | DISTRIBUTION | KUALA SELANGOR | Existing | RYB | BLACK BOX | POLE | CLOSED |  | N/A |  |  |  |  | 80.000 A |  |  | 3 | Pass | null
381281345 | TNB | DISTRIBUTION | KUALA SELANGOR | Existing | RYB | BLACK BOX | POLE | CLOSED |  | N/A |  |  |  |  | 80.000 A |  |  | 3 | Pass | null
381281346 | TNB | DISTRIBUTION | KUALA SELANGOR | Existing | RYB | BLACK BOX | POLE | CLOSED |  | N/A |  |  |  |  | 80.000 A |  |  | 3 | Pass | null
381281347 | TNB | DISTRIBUTION | KUALA SELANGOR | Existing | RYB | BLACK BOX | POLE | CLOSED |  | N/A |  |  |  |  | 80.000 A |  |  | 3 | Pass | null
381281348 | TNB | DISTRIBUTION | KUALA SELANGOR | Existing | RYB | BLACK BOX | POLE | CLOSED |  | N/A |  |  |  |  | 80.000 A |  |  | 3 | Pass | null
381281349 | TNB | DISTRIBUTION | KUALA SELANGOR | Existing | RYB | BLACK BOX | POLE | CLOSED |  | N/A |  |  |  |  | 80.000 A |  |  | 3 | Pass | null
381281350 | TNB | DISTRIBUTION | KUALA SELANGOR | Existing | RYB | BLACK BOX | POLE | CLOSED |  | N/A |  |  |  |  | 80.000 A |  |  | 3 | Pass | null
381281351 | TNB | DISTRIBUTION | KUALA SELANGOR | Existing | RYB | BLACK BOX | POLE | CLOSED |  | N/A |  |  |  |  | 80.000 A |  |  | 3 | Pass | null
381281352 | TNB | DISTRIBUTION | KUALA SELANGOR | Existing | RYB | BLACK BOX | POLE | CLOSED |  | N/A |  |  |  |  | 80.000 A |  |  | 3 | Pass | null
381281353 | TNB | DISTRIBUTION | KUALA SELANGOR | Existing | RYB | BLACK BOX | POLE | CLOSED |  | N/A |  |  |  |  | 80.000 A |  |  | 3 | Pass | null
381281354 | TNB | DISTRIBUTION | KUALA SELANGOR | Existing | RYB | BLACK BOX | POLE | CLOSED |  | N/A |  |  |  |  | 80.000 A |  |  | 3 | Pass | null
381281355 | TNB | DISTRIBUTION | KUALA SELANGOR | Existing | RYB | BLACK BOX | POLE | CLOSED |  | N/A |  |  |  |  | 80.000 A |  |  | 3 | Pass | null
381281356 | TNB | DISTRIBUTION | KUALA SELANGOR | Existing | RYB | BLACK BOX | POLE | CLOSED |  | N/A |  |  |  |  | 80.000 A |  |  | 3 | Pass | null
381281357 | TNB | DISTRIBUTION | KUALA SELANGOR | Existing | RYB | BLACK BOX | POLE | CLOSED |  | N/A |  |  |  |  | 80.000 A |  |  | 3 | Pass | null
381281358 | TNB | DISTRIBUTION | KUALA SELANGOR | Existing | RYB | BLACK BOX | POLE | CLOSED |  | N/A |  |  |  |  | 80.000 A |  |  | 3 | Pass | null
381281359 | TNB | DISTRIBUTION | KUALA SELANGOR | Existing | RYB | BLACK BOX | POLE | CLOSED |  | N/A |  |  |  |  | 80.000 A |  |  | 3 | Pass | null
381281360 | TNB | DISTRIBUTION | KUALA SELANGOR | Existing | RYB | BLACK BOX | POLE | CLOSED |  | N/A |  |  |  |  | 80.000 A |  |  | 3 | Pass | null
381281361 | TNB | DISTRIBUTION | KUALA SELANGOR | Existing | RYB | BLACK BOX | POLE | CLOSED |  | N/A |  |  |  |  | 80.000 A |  |  | 3 | Pass | null
381281363 | TNB | DISTRIBUTION | KUALA SELANGOR | Existing | RYB | BLACK BOX | POLE | CLOSED |  | N/A |  |  |  |  | 80.000 A |  |  | 3 | Pass | null
381281364 | TNB | DISTRIBUTION | KUALA SELANGOR | Existing | RYB | BLACK BOX | POLE | CLOSED |  | N/A |  |  |  |  | 80.000 A |  |  | 3 | Pass | null
381281365 | TNB | DISTRIBUTION | KUALA SELANGOR | Existing | RYB | BLACK BOX | POLE | CLOSED |  | N/A |  |  |  |  | 80.000 A |  |  | 3 | Pass | null
381281366 | TNB | DISTRIBUTION | KUALA SELANGOR | Existing | RYB | BLACK BOX | POLE | CLOSED |  | N/A |  |  |  |  | 80.000 A |  |  | 3 | Pass | null
381281367 | TNB | DISTRIBUTION | KUALA SELANGOR | Existing | RYB | BLACK BOX | POLE | CLOSED |  | N/A |  |  |  |  | 80.000 A |  |  | 3 | Pass | null
381281368 | TNB | DISTRIBUTION | KUALA SELANGOR | Existing | RYB | BLACK BOX | POLE | CLOSED |  | N/A |  |  |  |  | 80.000 A |  |  | 3 | Pass | null
381281369 | TNB | DISTRIBUTION | KUALA SELANGOR | Existing | RYB | BLACK BOX | POLE | CLOSED |  | N/A |  |  |  |  | 80.000 A |  |  | 3 | Pass | null
381281370 | TNB | DISTRIBUTION | KUALA SELANGOR | Existing | RYB | BLACK BOX | POLE | CLOSED |  | N/A |  |  |  |  | 80.000 A |  |  | 3 | Pass | null
381281371 | TNB | DISTRIBUTION | KUALA SELANGOR | Existing | RYB | BLACK BOX | POLE | CLOSED |  | N/A |  |  |  |  | 80.000 A |  |  | 3 | Pass | null
381281372 | TNB | DISTRIBUTION | KUALA SELANGOR | Existing | RYB | BLACK BOX | POLE | CLOSED |  | N/A |  |  |  |  | 80.000 A |  |  | 3 | Pass | null
381281373 | TNB | DISTRIBUTION | KUALA SELANGOR | Existing | RYB | BLACK BOX | POLE | CLOSED |  | N/A |  |  |  |  | 80.000 A |  |  | 3 | Pass | null
381281374 | TNB | DISTRIBUTION | KUALA SELANGOR | Existing | RYB | BLACK BOX | POLE | CLOSED |  | N/A |  |  |  |  | 80.000 A |  |  | 3 | Pass | null
381281375 | TNB | DISTRIBUTION | KUALA SELANGOR | Existing | RYB | BLACK BOX | POLE | CLOSED |  | N/A |  |  |  |  | 80.000 A |  |  | 3 | Pass | null
381281376 | TNB | DISTRIBUTION | KUALA SELANGOR | Existing | RYB | BLACK BOX | POLE | CLOSED |  | N/A |  |  |  |  | 80.000 A |  |  | 3 | Pass | null
381281377 | TNB | DISTRIBUTION | KUALA SELANGOR | Existing | RYB | BLACK BOX | POLE | CLOSED |  | N/A |  |  |  |  | 80.000 A |  |  | 3 | Pass | null
381281378 | TNB | DISTRIBUTION | KUALA SELANGOR | Existing | RYB | BLACK BOX | POLE | CLOSED |  | N/A |  |  |  |  | 80.000 A |  |  | 3 | Pass | null
381281379 | TNB | DISTRIBUTION | KUALA SELANGOR | Existing | RYB | BLACK BOX | POLE | CLOSED |  | N/A |  |  |  |  | 80.000 A |  |  | 3 | Pass | null
381281380 | TNB | DISTRIBUTION | KUALA SELANGOR | Existing | RYB | BLACK BOX | POLE | CLOSED |  | N/A |  |  |  |  | 80.000 A |  |  | 3 | Pass | null
381281381 | TNB | DISTRIBUTION | KUALA SELANGOR | Existing | RYB | BLACK BOX | POLE | CLOSED |  | N/A |  |  |  |  | 200.000 A |  |  | 6 | Pass | null
381281382 | TNB | DISTRIBUTION | KUALA SELANGOR | Existing | RYB | BLACK BOX | POLE | CLOSED |  | N/A |  |  |  |  | 200.000 A |  |  | 6 | Pass | null
381281383 | TNB | DISTRIBUTION | KUALA SELANGOR | Existing | RYB | BLACK BOX | POLE | CLOSED |  | N/A |  |  |  |  | 200.000 A |  |  | 3 | Pass | null
381281386 | TNB | DISTRIBUTION | KUALA SELANGOR | Existing | RYB | BLACK BOX | OTHERS | CLOSED |  | N/A |  |  |  |  | 200.000 A |  |  | 6 | Pass | null
381281387 | TNB | DISTRIBUTION | KUALA SELANGOR | Existing | RYB | BLACK BOX | OTHERS | CLOSED |  | N/A |  |  |  |  | 200.000 A |  |  | 6 | Pass | null
381281388 | TNB | DISTRIBUTION | KUALA SELANGOR | Existing | RYB | BLACK BOX | OTHERS | CLOSED |  | N/A |  |  |  |  | 200.000 A |  |  | 6 | Pass | null
381281390 | TNB | DISTRIBUTION | KUALA SELANGOR | Existing | RYB | BLACK BOX | POLE | CLOSED |  | N/A |  |  |  |  | 125.000 A |  |  | 6 | Pass | null
381281391 | TNB | DISTRIBUTION | KUALA SELANGOR | Existing | RYB | BLACK BOX | POLE | CLOSED |  | N/A |  |  |  |  | 125.000 A |  |  | 3 | Pass | null
381281392 | TNB | DISTRIBUTION | KUALA SELANGOR | Existing | RYB | BLACK BOX | POLE | CLOSED |  | N/A |  |  |  |  | 125.000 A |  |  | 6 | Pass | null
381281393 | TNB | DISTRIBUTION | KUALA SELANGOR | Existing | RYB | BLACK BOX | POLE | CLOSED |  | N/A |  |  |  |  | 125.000 A |  |  | 6 | Pass | null
381281394 | TNB | DISTRIBUTION | KUALA SELANGOR | Existing | RYB | BLACK BOX | POLE | CLOSED |  | N/A |  |  |  |  | 200.000 A |  |  | 6 | Pass | null
381281397 | TNB | DISTRIBUTION | KUALA SELANGOR | Existing | RYB | BLACK BOX | OTHERS | CLOSED |  | N/A |  |  |  |  | 100.000 A |  |  | 6 | Pass | null
381281398 | TNB | DISTRIBUTION | KUALA SELANGOR | Existing | RYB | BLACK BOX | OTHERS | CLOSED |  | N/A |  |  |  |  | 100.000 A |  |  | 6 | Pass | null
381281399 | TNB | DISTRIBUTION | KUALA SELANGOR | Existing | RYB | BLACK BOX | POLE | CLOSED |  | N/A |  |  |  |  | 125.000 A |  |  | 6 | Pass | null
381281400 | TNB | DISTRIBUTION | KUALA SELANGOR | Existing | RYB | BLACK BOX | POLE | CLOSED |  | N/A |  |  |  |  | 125.000 A |  |  | 6 | Pass | null
381281401 | TNB | DISTRIBUTION | KUALA SELANGOR | Existing | RYB | BLACK BOX | POLE | CLOSED |  | N/A |  |  |  |  | 125.000 A |  |  | 6 | Pass | null
381281402 | TNB | DISTRIBUTION | KUALA SELANGOR | Existing | RYB | BLACK BOX | POLE | CLOSED |  | N/A |  |  |  |  | 125.000 A |  |  | 6 | Pass | null
381281403 | TNB | DISTRIBUTION | KUALA SELANGOR | Existing | RYB | BLACK BOX | POLE | CLOSED |  | N/A |  |  |  |  | 125.000 A |  |  | 6 | Pass | null
381281404 | TNB | DISTRIBUTION | KUALA SELANGOR | Existing | RYB | BLACK BOX | POLE | CLOSED |  | N/A |  |  |  |  | 50.000 A |  |  | 6 | Pass | null
381281405 | TNB | DISTRIBUTION | KUALA SELANGOR | Existing | RYB | BLACK BOX | POLE | CLOSED |  | N/A |  |  |  |  | 50.000 A |  |  | 6 | Pass | null
381281406 | TNB | DISTRIBUTION | KUALA SELANGOR | Existing | RYB | BLACK BOX | POLE | CLOSED |  | N/A |  |  |  |  | 200.000 A |  |  | 6 | Pass | null
381281407 | TNB | DISTRIBUTION | KUALA SELANGOR | Existing | RYB | BLACK BOX | POLE | CLOSED |  | N/A |  |  |  |  | 125.000 A |  |  | 6 | Pass | null
381281408 | TNB | DISTRIBUTION | KUALA SELANGOR | Existing | RYB | BLACK BOX | POLE | CLOSED |  | N/A |  |  |  |  | 50.000 A |  |  | 6 | Pass | null
381281409 | TNB | DISTRIBUTION | KUALA SELANGOR | Existing | RYB | BLACK BOX | POLE | CLOSED |  | N/A |  |  |  |  | 50.000 A |  |  | 6 | Pass | null
381281410 | TNB | DISTRIBUTION | KUALA SELANGOR | Existing | RYB | BLACK BOX | POLE | CLOSED |  | N/A |  |  |  |  | 50.000 A |  |  | 6 | Pass | null
381281411 | TNB | DISTRIBUTION | KUALA SELANGOR | Existing | RYB | BLACK BOX | POLE | CLOSED |  | N/A |  |  |  |  | 50.000 A |  |  | 6 | Pass | null
381281412 | TNB | DISTRIBUTION | KUALA SELANGOR | Existing | RYB | BLACK BOX | POLE | CLOSED |  | N/A |  |  |  |  | 200.000 A |  |  | 6 | Pass | null
381281413 | TNB | DISTRIBUTION | KUALA SELANGOR | Existing | RYB | BLACK BOX | POLE | CLOSED |  | N/A |  |  |  |  | 80.000 A |  |  | 6 | Pass | null
381281414 | TNB | DISTRIBUTION | KUALA SELANGOR | Existing | RYB | BLACK BOX | POLE | CLOSED |  | N/A |  |  |  |  | 80.000 A |  |  | 6 | Pass | null
381281415 | TNB | DISTRIBUTION | KUALA SELANGOR | Existing | RYB | BLACK BOX | POLE | CLOSED |  | N/A |  |  |  |  | 80.000 A |  |  | 6 | Pass | null
381281416 | TNB | DISTRIBUTION | KUALA SELANGOR | Existing | RYB | BLACK BOX | POLE | CLOSED |  | N/A |  |  |  |  | 80.000 A |  |  | 3 | Pass | null
381281417 | TNB | DISTRIBUTION | KUALA SELANGOR | Existing | RYB | BLACK BOX | POLE | CLOSED |  | N/A |  |  |  |  | 80.000 A |  |  | 6 | Pass | null
381281418 | TNB | DISTRIBUTION | KUALA SELANGOR | Existing | RYB | BLACK BOX | POLE | CLOSED |  | N/A |  |  |  |  | 80.000 A |  |  | 6 | Pass | null
381281419 | TNB | DISTRIBUTION | KUALA SELANGOR | Existing | RYB | BLACK BOX | POLE | CLOSED |  | N/A |  |  |  |  | 50.000 A |  |  | 6 | Pass | null
381281420 | TNB | DISTRIBUTION | KUALA SELANGOR | Existing | RYB | BLACK BOX | POLE | CLOSED |  | N/A |  |  |  |  | 80.000 A |  |  | 6 | Pass | null
381281421 | TNB | DISTRIBUTION | KUALA SELANGOR | Existing | RYB | BLACK BOX | POLE | CLOSED |  | N/A |  |  |  |  | 80.000 A |  |  | 6 | Pass | null
381281422 | TNB | DISTRIBUTION | KUALA SELANGOR | Existing | RYB | BLACK BOX | POLE | CLOSED |  | N/A |  |  |  |  | 80.000 A |  |  | 6 | Pass | null
381281423 | TNB | DISTRIBUTION | KUALA SELANGOR | Existing | RYB | BLACK BOX | POLE | CLOSED |  | N/A |  |  |  |  | 80.000 A |  |  | 6 | Pass | null
381281424 | TNB | DISTRIBUTION | KUALA SELANGOR | Existing | RYB | BLACK BOX | POLE | CLOSED |  | N/A |  |  |  |  | 80.000 A |  |  | 6 | Pass | null
381281425 | TNB | DISTRIBUTION | KUALA SELANGOR | Existing | RYB | BLACK BOX | POLE | CLOSED |  | N/A |  |  |  |  | 80.000 A |  |  | 6 | Pass | null
381281426 | TNB | DISTRIBUTION | KUALA SELANGOR | Existing | RYB | BLACK BOX | POLE | CLOSED |  | N/A |  |  |  |  | 80.000 A |  |  | 6 | Pass | null
381281427 | TNB | DISTRIBUTION | KUALA SELANGOR | Existing | RYB | BLACK BOX | POLE | CLOSED |  | N/A |  |  |  |  | 80.000 A |  |  | 6 | Pass | null
381281428 | TNB | DISTRIBUTION | KUALA SELANGOR | Existing | RYB | BLACK BOX | POLE | CLOSED |  | N/A |  |  |  |  | 80.000 A |  |  | 6 | Pass | null
381281429 | TNB | DISTRIBUTION | KUALA SELANGOR | Existing | RYB | BLACK BOX | POLE | CLOSED |  | N/A |  |  |  |  | 80.000 A |  |  | 6 | Pass | null
381281430 | TNB | DISTRIBUTION | KUALA SELANGOR | Existing | RYB | BLACK BOX | POLE | CLOSED |  | N/A |  |  |  |  | 80.000 A |  |  | 6 | Pass | null
381281431 | TNB | DISTRIBUTION | KUALA SELANGOR | Existing | RYB | BLACK BOX | POLE | CLOSED |  | N/A |  |  |  |  | 80.000 A |  |  | 6 | Pass | null
381281432 | TNB | DISTRIBUTION | KUALA SELANGOR | Existing | RYB | BLACK BOX | POLE | CLOSED |  | N/A |  |  |  |  | 80.000 A |  |  | 6 | Pass | null
381281433 | TNB | DISTRIBUTION | KUALA SELANGOR | Existing | RYB | BLACK BOX | POLE | CLOSED |  | N/A |  |  |  |  | 80.000 A |  |  | 3 | Pass | null
381281434 | TNB | DISTRIBUTION | KUALA SELANGOR | Existing | RYB | BLACK BOX | POLE | CLOSED |  | N/A |  |  |  |  | 80.000 A |  |  | 6 | Pass | null
381281435 | TNB | DISTRIBUTION | KUALA SELANGOR | Existing | RYB | BLACK BOX | POLE | CLOSED |  | N/A |  |  |  |  | 80.000 A |  |  | 6 | Pass | null
381294318 | TNB | DISTRIBUTION | KUALA SELANGOR | Existing | RYB | BLACK BOX | POLE | CLOSED |  | N/A |  |  |  |  | 80.000 A |  |  | 6 | Pass | null
381294319 | TNB | DISTRIBUTION | KUALA SELANGOR | Existing | RYB | BLACK BOX | POLE | CLOSED |  | N/A |  |  |  |  | 80.000 A |  |  | 6 | Pass | null
381294320 | TNB | DISTRIBUTION | KUALA SELANGOR | Existing | RYB | BLACK BOX | POLE | CLOSED |  | N/A |  |  |  |  | 80.000 A |  |  | 6 | Pass | null
381294321 | TNB | DISTRIBUTION | KUALA SELANGOR | Existing | RYB | BLACK BOX | POLE | CLOSED |  | N/A |  |  |  |  | 80.000 A |  |  | 6 | Pass | null
381294322 | TNB | DISTRIBUTION | KUALA SELANGOR | Existing | RYB | BLACK BOX | POLE | CLOSED |  | N/A |  |  |  |  | 200.000 A |  |  | 6 | Pass | null
381294323 | TNB | DISTRIBUTION | KUALA SELANGOR | Existing | RYB | BLACK BOX | POLE | CLOSED |  | N/A |  |  |  |  | 200.000 A |  |  | 3 | Pass | null
381294324 | TNB | DISTRIBUTION | KUALA SELANGOR | Existing | RYB | BLACK BOX | POLE | CLOSED |  | N/A |  |  |  |  | 125.000 A |  |  | 3 | Pass | null
381294325 | TNB | DISTRIBUTION | KUALA SELANGOR | Existing | RYB | BLACK BOX | POLE | CLOSED |  | N/A |  |  |  |  | 125.000 A |  |  | 3 | Pass | null
381294327 | TNB | DISTRIBUTION | KUALA SELANGOR | Existing | RYB | BLACK BOX | POLE | CLOSED |  | N/A |  |  |  |  | 125.000 A |  |  | 3 | Pass | null
381294328 | TNB | DISTRIBUTION | KUALA SELANGOR | Existing | RYB | BLACK BOX | POLE | CLOSED |  | N/A |  |  |  |  | 200.000 A |  |  | 3 | Pass | null
381294329 | TNB | DISTRIBUTION | KUALA SELANGOR | Existing | RYB | BLACK BOX | POLE | CLOSED |  | N/A |  |  |  |  | 80.000 A |  |  | 3 | Pass | null
381294330 | TNB | DISTRIBUTION | KUALA SELANGOR | Existing | RYB | BLACK BOX | POLE | CLOSED |  | N/A |  |  |  |  | 80.000 A |  |  | 6 | Pass | null
381294331 | TNB | DISTRIBUTION | KUALA SELANGOR | Existing | RYB | BLACK BOX | POLE | CLOSED |  | N/A |  |  |  |  | 80.000 A |  |  | 6 | Pass | null
381294332 | TNB | DISTRIBUTION | KUALA SELANGOR | Existing | RYB | BLACK BOX | POLE | CLOSED |  | N/A |  |  |  |  | 80.000 A |  |  | 6 | Pass | null
381294333 | TNB | DISTRIBUTION | KUALA SELANGOR | Existing | RYB | BLACK BOX | POLE | CLOSED |  | N/A |  |  |  |  | 80.000 A |  |  | 6 | Pass | null
381294334 | TNB | DISTRIBUTION | KUALA SELANGOR | Existing | RYB | BLACK BOX | POLE | CLOSED |  | N/A |  |  |  |  | 200.000 A |  |  | 3 | Pass | null
381294335 | TNB | DISTRIBUTION | KUALA SELANGOR | Existing | RYB | BLACK BOX | POLE | CLOSED |  | N/A |  |  |  |  | 200.000 A |  |  | 6 | Pass | null
381294336 | TNB | DISTRIBUTION | KUALA SELANGOR | Existing | RYB | BLACK BOX | POLE | CLOSED |  | N/A |  |  |  |  | 125.000 A |  |  | 6 | Pass | null
381294337 | TNB | DISTRIBUTION | KUALA SELANGOR | Existing | RYB | BLACK BOX | POLE | CLOSED |  | N/A |  |  |  |  | 125.000 A |  |  | 6 | Pass | null
381294338 | TNB | DISTRIBUTION | KUALA SELANGOR | Existing | RYB | BLACK BOX | POLE | CLOSED |  | N/A |  |  |  |  | 80.000 A |  |  | 6 | Pass | null
381294339 | TNB | DISTRIBUTION | KUALA SELANGOR | Existing | RYB | BLACK BOX | POLE | CLOSED |  | N/A |  |  |  |  | 80.000 A |  |  | 6 | Pass | null
381294340 | TNB | DISTRIBUTION | KUALA SELANGOR | Existing | RYB | BLACK BOX | POLE | CLOSED |  | N/A |  |  |  |  | 80.000 A |  |  | 6 | Pass | null
381294341 | TNB | DISTRIBUTION | KUALA SELANGOR | Existing | RYB | BLACK BOX | POLE | CLOSED |  | N/A |  |  |  |  | 80.000 A |  |  | 6 | Pass | null
381294342 | TNB | DISTRIBUTION | KUALA SELANGOR | Existing | RYB | BLACK BOX | POLE | CLOSED |  | N/A |  |  |  |  | 80.000 A |  |  | 3 | Pass | null
381294344 | TNB | DISTRIBUTION | KUALA SELANGOR | Existing | RYB | BLACK BOX | POLE | CLOSED |  | N/A |  |  |  |  | 200.000 A |  |  | 6 | Pass | null
381294345 | TNB | DISTRIBUTION | KUALA SELANGOR | Existing | RYB | BLACK BOX | POLE | CLOSED |  | N/A |  |  |  |  | 125.000 A |  |  | 6 | Pass | null
381294346 | TNB | DISTRIBUTION | KUALA SELANGOR | Existing | RYB | BLACK BOX | POLE | CLOSED |  | N/A |  |  |  |  | 50.000 A |  |  | 6 | Pass | null
381294347 | TNB | DISTRIBUTION | KUALA SELANGOR | Existing | RYB | BLACK BOX | POLE | CLOSED |  | N/A |  |  |  |  | 50.000 A |  |  | 6 | Pass | null
381294348 | TNB | DISTRIBUTION | KUALA SELANGOR | Existing | RYB | BLACK BOX | POLE | CLOSED |  | N/A |  |  |  |  | 50.000 A |  |  | 6 | Pass | null
381294349 | TNB | DISTRIBUTION | KUALA SELANGOR | Existing | RYB | BLACK BOX | POLE | OPEN |  | N/A |  |  |  |  | 200.000 A |  |  | 6 | Pass | null
381294352 | TNB | DISTRIBUTION | KUALA SELANGOR | Existing | RYB | BLACK BOX | POLE | CLOSED |  | N/A |  |  |  |  | 125.000 A |  |  | 6 | Pass | null
381294353 | TNB | DISTRIBUTION | KUALA SELANGOR | Existing | RYB | BLACK BOX | POLE | CLOSED |  | N/A |  |  |  |  | 200.000 A |  |  | 6 | Pass | null
381294354 | TNB | DISTRIBUTION | KUALA SELANGOR | Existing | RYB | BLACK BOX | POLE | CLOSED |  | N/A |  |  |  |  | 200.000 A |  |  | 6 | Pass | null
381294355 | TNB | DISTRIBUTION | KUALA SELANGOR | Existing | RYB | BLACK BOX | POLE | CLOSED |  | N/A |  |  |  |  | 125.000 A |  |  | 6 | Pass | null
381294356 | TNB | DISTRIBUTION | KUALA SELANGOR | Existing | RYB | BLACK BOX | POLE | OPEN |  | N/A |  |  |  |  | 200.000 A |  |  | 6 | Pass | null
381294357 | TNB | DISTRIBUTION | KUALA SELANGOR | Existing | RYB | BLACK BOX | POLE | CLOSED |  | N/A |  |  |  |  | 125.000 A |  |  | 6 | Pass | null
381294358 | TNB | DISTRIBUTION | KUALA SELANGOR | Existing | RYB | BLACK BOX | POLE | CLOSED |  | N/A |  |  |  |  | 80.000 A |  |  | 6 | Pass | null
381314827 | TNB | DISTRIBUTION | KUALA SELANGOR | Existing | RYB | LV FUSE SWITCH |  | CLOSED | IEC MIDDLE CURVE | FUSES | SPARE |  |  |  | 250.000 A |  |  | 3 | Fail | Please check "Mounting"
381314832 | TNB | DISTRIBUTION | KUALA SELANGOR | Existing | RYB | LV FUSE SWITCH |  | CLOSED | IEC MIDDLE CURVE | FUSES | SPARE |  |  |  | 250.000 A |  |  | 3 | Fail | Please check "Mounting"
381314856 | TNB | DISTRIBUTION | KUALA SELANGOR | Existing | RYB | LV FUSE SWITCH |  | CLOSED | IEC MIDDLE CURVE | FUSES | SPARE |  |  |  | 250.000 A |  |  | 3 | Fail | Please check "Mounting"
381314863 | TNB | DISTRIBUTION | KUALA SELANGOR | Existing | RYB | LV FUSE SWITCH |  | CLOSED | IEC MIDDLE CURVE | FUSES | SPARE |  |  |  | 250.000 A |  |  | 3 | Fail | Please check "Mounting"
381314867 | TNB | DISTRIBUTION | KUALA SELANGOR | Existing | RYB | LV FUSE SWITCH |  | CLOSED | IEC MIDDLE CURVE | FUSES | SPARE |  |  |  | 250.000 A |  |  | 3 | Fail | Please check "Mounting"
381314875 | TNB | DISTRIBUTION | KUALA SELANGOR | Existing | RYB | LV FUSE SWITCH |  | CLOSED | IEC MIDDLE CURVE | FUSES | SPARE |  |  |  | 250.000 A |  |  | 3 | Fail | Please check "Mounting"
381314880 | TNB | DISTRIBUTION | KUALA SELANGOR | Existing | RYB | LV FUSE SWITCH |  | CLOSED | IEC MIDDLE CURVE | FUSES | SPARE |  |  |  | 250.000 A |  |  | 3 | Fail | Please check "Mounting"
381314894 | TNB | DISTRIBUTION | KUALA SELANGOR | Existing | RYB | LV FUSE SWITCH |  | CLOSED | IEC MIDDLE CURVE | FUSES | SPARE |  |  |  | 250.000 A |  |  | 3 | Fail | Please check "Mounting"
381314905 | TNB | DISTRIBUTION | KUALA SELANGOR | Existing | RYB | LV FUSE SWITCH |  | CLOSED | IEC MIDDLE CURVE | FUSES | SPARE |  |  |  | 250.000 A |  |  | 3 | Fail | Please check "Mounting"
381314910 | TNB | DISTRIBUTION | KUALA SELANGOR | Existing | RYB | LV FUSE SWITCH |  | CLOSED | IEC MIDDLE CURVE | FUSES | SPARE |  |  |  | 250.000 A |  |  | 3 | Fail | Please check "Mounting"
381314934 | TNB | DISTRIBUTION | KUALA SELANGOR | Existing | RYB | LV FUSE SWITCH |  | CLOSED | IEC MIDDLE CURVE | FUSES | SPARE |  |  |  | 250.000 A |  |  | 3 | Fail | Please check "Mounting"
381314941 | TNB | DISTRIBUTION | KUALA SELANGOR | Existing | RYB | LV FUSE SWITCH |  | CLOSED | IEC MIDDLE CURVE | FUSES | SPARE |  |  |  | 250.000 A |  |  | 3 | Fail | Please check "Mounting"
381314945 | TNB | DISTRIBUTION | KUALA SELANGOR | Existing | RYB | LV FUSE SWITCH |  | CLOSED | IEC MIDDLE CURVE | FUSES | SPARE |  |  |  | 250.000 A |  |  | 3 | Fail | Please check "Mounting"
381314953 | TNB | DISTRIBUTION | KUALA SELANGOR | Existing | RYB | LV FUSE SWITCH |  | CLOSED | IEC MIDDLE CURVE | FUSES | SPARE |  |  |  | 250.000 A |  |  | 3 | Fail | Please check "Mounting"
381314958 | TNB | DISTRIBUTION | KUALA SELANGOR | Existing | RYB | LV FUSE SWITCH |  | CLOSED | IEC MIDDLE CURVE | FUSES | SPARE |  |  |  | 250.000 A |  |  | 3 | Fail | Please check "Mounting"
381314972 | TNB | DISTRIBUTION | KUALA SELANGOR | Existing | RYB | LV FUSE SWITCH |  | CLOSED | IEC MIDDLE CURVE | FUSES | SPARE |  |  |  | 250.000 A |  |  | 3 | Fail | Please check "Mounting"
381314983 | TNB | DISTRIBUTION | KUALA SELANGOR | Existing | RYB | LV FUSE SWITCH |  | CLOSED | IEC MIDDLE CURVE | FUSES | SPARE |  |  |  | 250.000 A |  |  | 3 | Fail | Please check "Mounting"
381314988 | TNB | DISTRIBUTION | KUALA SELANGOR | Existing | RYB | LV FUSE SWITCH |  | CLOSED | IEC MIDDLE CURVE | FUSES | SPARE |  |  |  | 250.000 A |  |  | 3 | Fail | Please check "Mounting"
381315012 | TNB | DISTRIBUTION | KUALA SELANGOR | Existing | RYB | LV FUSE SWITCH |  | CLOSED | IEC MIDDLE CURVE | FUSES | SPARE |  |  |  | 250.000 A |  |  | 3 | Fail | Please check "Mounting"
381315019 | TNB | DISTRIBUTION | KUALA SELANGOR | Existing | RYB | LV FUSE SWITCH |  | CLOSED | IEC MIDDLE CURVE | FUSES | SPARE |  |  |  | 250.000 A |  |  | 3 | Fail | Please check "Mounting"
381315023 | TNB | DISTRIBUTION | KUALA SELANGOR | Existing | RYB | LV FUSE SWITCH |  | CLOSED | IEC MIDDLE CURVE | FUSES | SPARE |  |  |  | 250.000 A |  |  | 3 | Fail | Please check "Mounting"
381315031 | TNB | DISTRIBUTION | KUALA SELANGOR | Existing | RYB | LV FUSE SWITCH |  | CLOSED | IEC MIDDLE CURVE | FUSES | SPARE |  |  |  | 250.000 A |  |  | 3 | Fail | Please check "Mounting"
381315036 | TNB | DISTRIBUTION | KUALA SELANGOR | Existing | RYB | LV FUSE SWITCH |  | CLOSED | IEC MIDDLE CURVE | FUSES | SPARE |  |  |  | 250.000 A |  |  | 3 | Fail | Please check "Mounting"
381315050 | TNB | DISTRIBUTION | KUALA SELANGOR | Existing | RYB | LV FUSE SWITCH |  | CLOSED | IEC MIDDLE CURVE | FUSES | SPARE |  |  |  | 250.000 A |  |  | 3 | Fail | Please check "Mounting"
381315061 | TNB | DISTRIBUTION | KUALA SELANGOR | Existing | RYB | LV FUSE SWITCH |  | CLOSED | IEC MIDDLE CURVE | FUSES | SPARE |  |  |  | 250.000 A |  |  | 3 | Fail | Please check "Mounting"
381315066 | TNB | DISTRIBUTION | KUALA SELANGOR | Existing | RYB | LV FUSE SWITCH |  | CLOSED | IEC MIDDLE CURVE | FUSES | SPARE |  |  |  | 250.000 A |  |  | 3 | Fail | Please check "Mounting"
381315090 | TNB | DISTRIBUTION | KUALA SELANGOR | Existing | RYB | LV FUSE SWITCH |  | CLOSED | IEC MIDDLE CURVE | FUSES | SPARE |  |  |  | 250.000 A |  |  | 3 | Fail | Please check "Mounting"
381315097 | TNB | DISTRIBUTION | KUALA SELANGOR | Existing | RYB | LV FUSE SWITCH |  | CLOSED | IEC MIDDLE CURVE | FUSES | SPARE |  |  |  | 250.000 A |  |  | 3 | Fail | Please check "Mounting"
381315101 | TNB | DISTRIBUTION | KUALA SELANGOR | Existing | RYB | LV FUSE SWITCH |  | CLOSED | IEC MIDDLE CURVE | FUSES | SPARE |  |  |  | 250.000 A |  |  | 3 | Fail | Please check "Mounting"
381315109 | TNB | DISTRIBUTION | KUALA SELANGOR | Existing | RYB | LV FUSE SWITCH |  | CLOSED | IEC MIDDLE CURVE | FUSES | SPARE |  |  |  | 250.000 A |  |  | 3 | Fail | Please check "Mounting"
381315114 | TNB | DISTRIBUTION | KUALA SELANGOR | Existing | RYB | LV FUSE SWITCH |  | CLOSED | IEC MIDDLE CURVE | FUSES | SPARE |  |  |  | 250.000 A |  |  | 3 | Fail | Please check "Mounting"
381315128 | TNB | DISTRIBUTION | KUALA SELANGOR | Existing | RYB | LV FUSE SWITCH |  | CLOSED | IEC MIDDLE CURVE | FUSES | SPARE |  |  |  | 250.000 A |  |  | 3 | Fail | Please check "Mounting"
381315139 | TNB | DISTRIBUTION | KUALA SELANGOR | Existing | RYB | LV FUSE SWITCH |  | CLOSED | IEC MIDDLE CURVE | FUSES | SPARE |  |  |  | 250.000 A |  |  | 3 | Fail | Please check "Mounting"
381315144 | TNB | DISTRIBUTION | KUALA SELANGOR | Existing | RYB | LV FUSE SWITCH |  | CLOSED | IEC MIDDLE CURVE | FUSES | SPARE |  |  |  | 250.000 A |  |  | 3 | Fail | Please check "Mounting"
381315168 | TNB | DISTRIBUTION | KUALA SELANGOR | Existing | RYB | LV FUSE SWITCH |  | CLOSED | IEC MIDDLE CURVE | FUSES | SPARE |  |  |  | 250.000 A |  |  | 3 | Fail | Please check "Mounting"
381315175 | TNB | DISTRIBUTION | KUALA SELANGOR | Existing | RYB | LV FUSE SWITCH |  | CLOSED | IEC MIDDLE CURVE | FUSES | SPARE |  |  |  | 250.000 A |  |  | 3 | Fail | Please check "Mounting"
381315179 | TNB | DISTRIBUTION | KUALA SELANGOR | Existing | RYB | LV FUSE SWITCH |  | CLOSED | IEC MIDDLE CURVE | FUSES | SPARE |  |  |  | 250.000 A |  |  | 3 | Fail | Please check "Mounting"
381315187 | TNB | DISTRIBUTION | KUALA SELANGOR | Existing | RYB | LV FUSE SWITCH |  | CLOSED | IEC MIDDLE CURVE | FUSES | SPARE |  |  |  | 250.000 A |  |  | 3 | Fail | Please check "Mounting"
381315192 | TNB | DISTRIBUTION | KUALA SELANGOR | Existing | RYB | LV FUSE SWITCH |  | CLOSED | IEC MIDDLE CURVE | FUSES | SPARE |  |  |  | 250.000 A |  |  | 3 | Fail | Please check "Mounting"
381315206 | TNB | DISTRIBUTION | KUALA SELANGOR | Existing | RYB | LV FUSE SWITCH |  | CLOSED | IEC MIDDLE CURVE | FUSES | SPARE |  |  |  | 250.000 A |  |  | 3 | Fail | Please check "Mounting"
381315217 | TNB | DISTRIBUTION | KUALA SELANGOR | Existing | RYB | LV FUSE SWITCH |  | CLOSED | IEC MIDDLE CURVE | FUSES | SPARE |  |  |  | 250.000 A |  |  | 3 | Fail | Please check "Mounting"
381315222 | TNB | DISTRIBUTION | KUALA SELANGOR | Existing | RYB | LV FUSE SWITCH |  | CLOSED | IEC MIDDLE CURVE | FUSES | SPARE |  |  |  | 250.000 A |  |  | 3 | Fail | Please check "Mounting"
381315246 | TNB | DISTRIBUTION | KUALA SELANGOR | Existing | RYB | LV FUSE SWITCH |  | CLOSED | IEC MIDDLE CURVE | FUSES | SPARE |  |  |  | 250.000 A |  |  | 3 | Fail | Please check "Mounting"
381315253 | TNB | DISTRIBUTION | KUALA SELANGOR | Existing | RYB | LV FUSE SWITCH |  | CLOSED | IEC MIDDLE CURVE | FUSES | SPARE |  |  |  | 250.000 A |  |  | 3 | Fail | Please check "Mounting"
381315257 | TNB | DISTRIBUTION | KUALA SELANGOR | Existing | RYB | LV FUSE SWITCH |  | CLOSED | IEC MIDDLE CURVE | FUSES | SPARE |  |  |  | 250.000 A |  |  | 3 | Fail | Please check "Mounting"
381315265 | TNB | DISTRIBUTION | KUALA SELANGOR | Existing | RYB | LV FUSE SWITCH |  | CLOSED | IEC MIDDLE CURVE | FUSES | SPARE |  |  |  | 250.000 A |  |  | 3 | Fail | Please check "Mounting"
381315270 | TNB | DISTRIBUTION | KUALA SELANGOR | Existing | RYB | LV FUSE SWITCH |  | CLOSED | IEC MIDDLE CURVE | FUSES | SPARE |  |  |  | 250.000 A |  |  | 3 | Fail | Please check "Mounting"
381315284 | TNB | DISTRIBUTION | KUALA SELANGOR | Existing | RYB | LV FUSE SWITCH |  | CLOSED | IEC MIDDLE CURVE | FUSES | SPARE |  |  |  | 250.000 A |  |  | 3 | Fail | Please check "Mounting"
381315295 | TNB | DISTRIBUTION | KUALA SELANGOR | Existing | RYB | LV FUSE SWITCH |  | CLOSED | IEC MIDDLE CURVE | FUSES | SPARE |  |  |  | 250.000 A |  |  | 3 | Fail | Please check "Mounting"
381315300 | TNB | DISTRIBUTION | KUALA SELANGOR | Existing | RYB | LV FUSE SWITCH |  | CLOSED | IEC MIDDLE CURVE | FUSES | SPARE |  |  |  | 250.000 A |  |  | 3 | Fail | Please check "Mounting"
381315324 | TNB | DISTRIBUTION | KUALA SELANGOR | Existing | RYB | LV FUSE SWITCH |  | CLOSED | IEC MIDDLE CURVE | FUSES | SPARE |  |  |  | 250.000 A |  |  | 3 | Fail | Please check "Mounting"
381315331 | TNB | DISTRIBUTION | KUALA SELANGOR | Existing | RYB | LV FUSE SWITCH |  | CLOSED | IEC MIDDLE CURVE | FUSES | SPARE |  |  |  | 250.000 A |  |  | 3 | Fail | Please check "Mounting"
381315335 | TNB | DISTRIBUTION | KUALA SELANGOR | Existing | RYB | LV FUSE SWITCH |  | CLOSED | IEC MIDDLE CURVE | FUSES | SPARE |  |  |  | 250.000 A |  |  | 3 | Fail | Please check "Mounting"
381315343 | TNB | DISTRIBUTION | KUALA SELANGOR | Existing | RYB | LV FUSE SWITCH |  | CLOSED | IEC MIDDLE CURVE | FUSES | SPARE |  |  |  | 250.000 A |  |  | 3 | Fail | Please check "Mounting"
381315348 | TNB | DISTRIBUTION | KUALA SELANGOR | Existing | RYB | LV FUSE SWITCH |  | CLOSED | IEC MIDDLE CURVE | FUSES | SPARE |  |  |  | 250.000 A |  |  | 3 | Fail | Please check "Mounting"
381315362 | TNB | DISTRIBUTION | KUALA SELANGOR | Existing | RYB | LV FUSE SWITCH |  | CLOSED | IEC MIDDLE CURVE | FUSES | SPARE |  |  |  | 250.000 A |  |  | 3 | Fail | Please check "Mounting"
381315373 | TNB | DISTRIBUTION | KUALA SELANGOR | Existing | RYB | LV FUSE SWITCH |  | CLOSED | IEC MIDDLE CURVE | FUSES | SPARE |  |  |  | 250.000 A |  |  | 3 | Fail | Please check "Mounting"
381315378 | TNB | DISTRIBUTION | KUALA SELANGOR | Existing | RYB | LV FUSE SWITCH |  | CLOSED | IEC MIDDLE CURVE | FUSES | SPARE |  |  |  | 250.000 A |  |  | 3 | Fail | Please check "Mounting"
381315402 | TNB | DISTRIBUTION | KUALA SELANGOR | Existing | RYB | LV FUSE SWITCH |  | CLOSED | IEC MIDDLE CURVE | FUSES | SPARE |  |  |  | 250.000 A |  |  | 3 | Fail | Please check "Mounting"
381315409 | TNB | DISTRIBUTION | KUALA SELANGOR | Existing | RYB | LV FUSE SWITCH |  | CLOSED | IEC MIDDLE CURVE | FUSES | SPARE |  |  |  | 250.000 A |  |  | 3 | Fail | Please check "Mounting"
381315413 | TNB | DISTRIBUTION | KUALA SELANGOR | Existing | RYB | LV FUSE SWITCH |  | CLOSED | IEC MIDDLE CURVE | FUSES | SPARE |  |  |  | 250.000 A |  |  | 3 | Fail | Please check "Mounting"
381315421 | TNB | DISTRIBUTION | KUALA SELANGOR | Existing | RYB | LV FUSE SWITCH |  | CLOSED | IEC MIDDLE CURVE | FUSES | SPARE |  |  |  | 250.000 A |  |  | 3 | Fail | Please check "Mounting"
381315426 | TNB | DISTRIBUTION | KUALA SELANGOR | Existing | RYB | LV FUSE SWITCH |  | CLOSED | IEC MIDDLE CURVE | FUSES | SPARE |  |  |  | 250.000 A |  |  | 3 | Fail | Please check "Mounting"
381315440 | TNB | DISTRIBUTION | KUALA SELANGOR | Existing | RYB | LV FUSE SWITCH |  | CLOSED | IEC MIDDLE CURVE | FUSES | SPARE |  |  |  | 250.000 A |  |  | 3 | Fail | Please check "Mounting"
381315451 | TNB | DISTRIBUTION | KUALA SELANGOR | Existing | RYB | LV FUSE SWITCH |  | CLOSED | IEC MIDDLE CURVE | FUSES | SPARE |  |  |  | 250.000 A |  |  | 3 | Fail | Please check "Mounting"
381315456 | TNB | DISTRIBUTION | KUALA SELANGOR | Existing | RYB | LV FUSE SWITCH |  | CLOSED | IEC MIDDLE CURVE | FUSES | SPARE |  |  |  | 250.000 A |  |  | 3 | Fail | Please check "Mounting"
381315480 | TNB | DISTRIBUTION | KUALA SELANGOR | Existing | RYB | LV FUSE SWITCH |  | CLOSED | IEC MIDDLE CURVE | FUSES | SPARE |  |  |  | 250.000 A |  |  | 3 | Fail | Please check "Mounting"
381315487 | TNB | DISTRIBUTION | KUALA SELANGOR | Existing | RYB | LV FUSE SWITCH |  | CLOSED | IEC MIDDLE CURVE | FUSES | SPARE |  |  |  | 250.000 A |  |  | 3 | Fail | Please check "Mounting"
381315491 | TNB | DISTRIBUTION | KUALA SELANGOR | Existing | RYB | LV FUSE SWITCH |  | CLOSED | IEC MIDDLE CURVE | FUSES | SPARE |  |  |  | 250.000 A |  |  | 3 | Fail | Please check "Mounting"
381315499 | TNB | DISTRIBUTION | KUALA SELANGOR | Existing | RYB | LV FUSE SWITCH |  | CLOSED | IEC MIDDLE CURVE | FUSES | SPARE |  |  |  | 250.000 A |  |  | 3 | Fail | Please check "Mounting"
381315504 | TNB | DISTRIBUTION | KUALA SELANGOR | Existing | RYB | LV FUSE SWITCH |  | CLOSED | IEC MIDDLE CURVE | FUSES | SPARE |  |  |  | 250.000 A |  |  | 3 | Fail | Please check "Mounting"
381315518 | TNB | DISTRIBUTION | KUALA SELANGOR | Existing | RYB | LV FUSE SWITCH |  | CLOSED | IEC MIDDLE CURVE | FUSES | SPARE |  |  |  | 250.000 A |  |  | 3 | Fail | Please check "Mounting"
381315607 | TNB | DISTRIBUTION | KUALA SELANGOR | Existing | RYB | LV FUSE SWITCH |  | CLOSED | IEC MIDDLE CURVE | FUSES | SPARE |  |  |  | 250.000 A |  |  | 3 | Fail | Please check "Mounting"
381315612 | TNB | DISTRIBUTION | KUALA SELANGOR | Existing | RYB | LV FUSE SWITCH |  | CLOSED | IEC MIDDLE CURVE | FUSES | SPARE |  |  |  | 250.000 A |  |  | 3 | Fail | Please check "Mounting"
381315636 | TNB | DISTRIBUTION | KUALA SELANGOR | Existing | RYB | LV FUSE SWITCH |  | CLOSED | IEC MIDDLE CURVE | FUSES | SPARE |  |  |  | 250.000 A |  |  | 3 | Fail | Please check "Mounting"
381315643 | TNB | DISTRIBUTION | KUALA SELANGOR | Existing | RYB | LV FUSE SWITCH |  | CLOSED | IEC MIDDLE CURVE | FUSES | SPARE |  |  |  | 250.000 A |  |  | 3 | Fail | Please check "Mounting"
381315647 | TNB | DISTRIBUTION | KUALA SELANGOR | Existing | RYB | LV FUSE SWITCH |  | CLOSED | IEC MIDDLE CURVE | FUSES | SPARE |  |  |  | 250.000 A |  |  | 3 | Fail | Please check "Mounting"
381315655 | TNB | DISTRIBUTION | KUALA SELANGOR | Existing | RYB | LV FUSE SWITCH |  | CLOSED | IEC MIDDLE CURVE | FUSES | SPARE |  |  |  | 250.000 A |  |  | 3 | Fail | Please check "Mounting"
381315660 | TNB | DISTRIBUTION | KUALA SELANGOR | Existing | RYB | LV FUSE SWITCH |  | CLOSED | IEC MIDDLE CURVE | FUSES | SPARE |  |  |  | 250.000 A |  |  | 3 | Fail | Please check "Mounting"
381315674 | TNB | DISTRIBUTION | KUALA SELANGOR | Existing | RYB | LV FUSE SWITCH |  | CLOSED | IEC MIDDLE CURVE | FUSES | SPARE |  |  |  | 250.000 A |  |  | 3 | Fail | Please check "Mounting"
381315685 | TNB | DISTRIBUTION | KUALA SELANGOR | Existing | RYB | LV FUSE SWITCH |  | CLOSED | IEC MIDDLE CURVE | FUSES | SPARE |  |  |  | 250.000 A |  |  | 3 | Fail | Please check "Mounting"
381315690 | TNB | DISTRIBUTION | KUALA SELANGOR | Existing | RYB | LV FUSE SWITCH |  | CLOSED | IEC MIDDLE CURVE | FUSES | SPARE |  |  |  | 250.000 A |  |  | 3 | Fail | Please check "Mounting"
381315714 | TNB | DISTRIBUTION | KUALA SELANGOR | Existing | RYB | LV FUSE SWITCH |  | CLOSED | IEC MIDDLE CURVE | FUSES | SPARE |  |  |  | 250.000 A |  |  | 3 | Fail | Please check "Mounting"
381315721 | TNB | DISTRIBUTION | KUALA SELANGOR | Existing | RYB | LV FUSE SWITCH |  | CLOSED | IEC MIDDLE CURVE | FUSES | SPARE |  |  |  | 250.000 A |  |  | 3 | Fail | Please check "Mounting"
381315725 | TNB | DISTRIBUTION | KUALA SELANGOR | Existing | RYB | LV FUSE SWITCH |  | CLOSED | IEC MIDDLE CURVE | FUSES | SPARE |  |  |  | 250.000 A |  |  | 3 | Fail | Please check "Mounting"
381315733 | TNB | DISTRIBUTION | KUALA SELANGOR | Existing | RYB | LV FUSE SWITCH |  | CLOSED | IEC MIDDLE CURVE | FUSES | SPARE |  |  |  | 250.000 A |  |  | 3 | Fail | Please check "Mounting"
381315738 | TNB | DISTRIBUTION | KUALA SELANGOR | Existing | RYB | LV FUSE SWITCH |  | CLOSED | IEC MIDDLE CURVE | FUSES | SPARE |  |  |  | 250.000 A |  |  | 3 | Fail | Please check "Mounting"
381315752 | TNB | DISTRIBUTION | KUALA SELANGOR | Existing | RYB | LV FUSE SWITCH |  | CLOSED | IEC MIDDLE CURVE | FUSES | SPARE |  |  |  | 250.000 A |  |  | 3 | Fail | Please check "Mounting"
381315763 | TNB | DISTRIBUTION | KUALA SELANGOR | Existing | RYB | LV FUSE SWITCH |  | CLOSED | IEC MIDDLE CURVE | FUSES | SPARE |  |  |  | 250.000 A |  |  | 3 | Fail | Please check "Mounting"
381315768 | TNB | DISTRIBUTION | KUALA SELANGOR | Existing | RYB | LV FUSE SWITCH |  | CLOSED | IEC MIDDLE CURVE | FUSES | SPARE |  |  |  | 250.000 A |  |  | 3 | Fail | Please check "Mounting"
381315792 | TNB | DISTRIBUTION | KUALA SELANGOR | Existing | RYB | LV FUSE SWITCH |  | CLOSED | IEC MIDDLE CURVE | FUSES | SPARE |  |  |  | 250.000 A |  |  | 3 | Fail | Please check "Mounting"
381315799 | TNB | DISTRIBUTION | KUALA SELANGOR | Existing | RYB | LV FUSE SWITCH |  | CLOSED | IEC MIDDLE CURVE | FUSES | SPARE |  |  |  | 250.000 A |  |  | 3 | Fail | Please check "Mounting"
381315803 | TNB | DISTRIBUTION | KUALA SELANGOR | Existing | RYB | LV FUSE SWITCH |  | CLOSED | IEC MIDDLE CURVE | FUSES | SPARE |  |  |  | 250.000 A |  |  | 3 | Fail | Please check "Mounting"
381315811 | TNB | DISTRIBUTION | KUALA SELANGOR | Existing | RYB | LV FUSE SWITCH |  | CLOSED | IEC MIDDLE CURVE | FUSES | SPARE |  |  |  | 250.000 A |  |  | 3 | Fail | Please check "Mounting"
381315816 | TNB | DISTRIBUTION | KUALA SELANGOR | Existing | RYB | LV FUSE SWITCH |  | CLOSED | IEC MIDDLE CURVE | FUSES | SPARE |  |  |  | 250.000 A |  |  | 3 | Fail | Please check "Mounting"
381315830 | TNB | DISTRIBUTION | KUALA SELANGOR | Existing | RYB | LV FUSE SWITCH |  | CLOSED | IEC MIDDLE CURVE | FUSES | SPARE |  |  |  | 250.000 A |  |  | 3 | Fail | Please check "Mounting"
381315841 | TNB | DISTRIBUTION | KUALA SELANGOR | Existing | RYB | LV FUSE SWITCH |  | CLOSED | IEC MIDDLE CURVE | FUSES | SPARE |  |  |  | 250.000 A |  |  | 3 | Fail | Please check "Mounting"
381315846 | TNB | DISTRIBUTION | KUALA SELANGOR | Existing | RYB | LV FUSE SWITCH |  | CLOSED | IEC MIDDLE CURVE | FUSES | SPARE |  |  |  | 250.000 A |  |  | 3 | Fail | Please check "Mounting"
381315870 | TNB | DISTRIBUTION | KUALA SELANGOR | Existing | RYB | LV FUSE SWITCH |  | CLOSED | IEC MIDDLE CURVE | FUSES | SPARE |  |  |  | 250.000 A |  |  | 3 | Fail | Please check "Mounting"
381315877 | TNB | DISTRIBUTION | KUALA SELANGOR | Existing | RYB | LV FUSE SWITCH |  | CLOSED | IEC MIDDLE CURVE | FUSES | SPARE |  |  |  | 250.000 A |  |  | 3 | Fail | Please check "Mounting"
381315881 | TNB | DISTRIBUTION | KUALA SELANGOR | Existing | RYB | LV FUSE SWITCH |  | CLOSED | IEC MIDDLE CURVE | FUSES | SPARE |  |  |  | 250.000 A |  |  | 3 | Fail | Please check "Mounting"
381315889 | TNB | DISTRIBUTION | KUALA SELANGOR | Existing | RYB | LV FUSE SWITCH |  | CLOSED | IEC MIDDLE CURVE | FUSES | SPARE |  |  |  | 250.000 A |  |  | 3 | Fail | Please check "Mounting"
381315894 | TNB | DISTRIBUTION | KUALA SELANGOR | Existing | RYB | LV FUSE SWITCH |  | CLOSED | IEC MIDDLE CURVE | FUSES | SPARE |  |  |  | 250.000 A |  |  | 3 | Fail | Please check "Mounting"
381315908 | TNB | DISTRIBUTION | KUALA SELANGOR | Existing | RYB | LV FUSE SWITCH |  | CLOSED | IEC MIDDLE CURVE | FUSES | SPARE |  |  |  | 250.000 A |  |  | 3 | Fail | Please check "Mounting"
381315919 | TNB | DISTRIBUTION | KUALA SELANGOR | Existing | RYB | LV FUSE SWITCH |  | CLOSED | IEC MIDDLE CURVE | FUSES | SPARE |  |  |  | 250.000 A |  |  | 3 | Fail | Please check "Mounting"
381315924 | TNB | DISTRIBUTION | KUALA SELANGOR | Existing | RYB | LV FUSE SWITCH |  | CLOSED | IEC MIDDLE CURVE | FUSES | SPARE |  |  |  | 250.000 A |  |  | 3 | Fail | Please check "Mounting"
381315948 | TNB | DISTRIBUTION | KUALA SELANGOR | Existing | RYB | LV FUSE SWITCH |  | CLOSED | IEC MIDDLE CURVE | FUSES | SPARE |  |  |  | 250.000 A |  |  | 3 | Fail | Please check "Mounting"
381315955 | TNB | DISTRIBUTION | KUALA SELANGOR | Existing | RYB | LV FUSE SWITCH |  | CLOSED | IEC MIDDLE CURVE | FUSES | SPARE |  |  |  | 250.000 A |  |  | 3 | Fail | Please check "Mounting"
381315959 | TNB | DISTRIBUTION | KUALA SELANGOR | Existing | RYB | LV FUSE SWITCH |  | CLOSED | IEC MIDDLE CURVE | FUSES | SPARE |  |  |  | 250.000 A |  |  | 3 | Fail | Please check "Mounting"
381315967 | TNB | DISTRIBUTION | KUALA SELANGOR | Existing | RYB | LV FUSE SWITCH |  | CLOSED | IEC MIDDLE CURVE | FUSES | SPARE |  |  |  | 250.000 A |  |  | 3 | Fail | Please check "Mounting"
381315972 | TNB | DISTRIBUTION | KUALA SELANGOR | Existing | RYB | LV FUSE SWITCH |  | CLOSED | IEC MIDDLE CURVE | FUSES | SPARE |  |  |  | 250.000 A |  |  | 3 | Fail | Please check "Mounting"
381315986 | TNB | DISTRIBUTION | KUALA SELANGOR | Existing | RYB | LV FUSE SWITCH |  | CLOSED | IEC MIDDLE CURVE | FUSES | SPARE |  |  |  | 250.000 A |  |  | 3 | Fail | Please check "Mounting"
381315997 | TNB | DISTRIBUTION | KUALA SELANGOR | Existing | RYB | LV FUSE SWITCH |  | CLOSED | IEC MIDDLE CURVE | FUSES | SPARE |  |  |  | 250.000 A |  |  | 3 | Fail | Please check "Mounting"
381316002 | TNB | DISTRIBUTION | KUALA SELANGOR | Existing | RYB | LV FUSE SWITCH |  | CLOSED | IEC MIDDLE CURVE | FUSES | SPARE |  |  |  | 250.000 A |  |  | 3 | Fail | Please check "Mounting"
381316026 | TNB | DISTRIBUTION | KUALA SELANGOR | Existing | RYB | LV FUSE SWITCH |  | CLOSED | IEC MIDDLE CURVE | FUSES | SPARE |  |  |  | 250.000 A |  |  | 3 | Fail | Please check "Mounting"
381316033 | TNB | DISTRIBUTION | KUALA SELANGOR | Existing | RYB | LV FUSE SWITCH |  | CLOSED | IEC MIDDLE CURVE | FUSES | SPARE |  |  |  | 250.000 A |  |  | 3 | Fail | Please check "Mounting"
381316037 | TNB | DISTRIBUTION | KUALA SELANGOR | Existing | RYB | LV FUSE SWITCH |  | CLOSED | IEC MIDDLE CURVE | FUSES | SPARE |  |  |  | 250.000 A |  |  | 3 | Fail | Please check "Mounting"
381316045 | TNB | DISTRIBUTION | KUALA SELANGOR | Existing | RYB | LV FUSE SWITCH |  | CLOSED | IEC MIDDLE CURVE | FUSES | SPARE |  |  |  | 250.000 A |  |  | 3 | Fail | Please check "Mounting"
381316050 | TNB | DISTRIBUTION | KUALA SELANGOR | Existing | RYB | LV FUSE SWITCH |  | CLOSED | IEC MIDDLE CURVE | FUSES | SPARE |  |  |  | 250.000 A |  |  | 3 | Fail | Please check "Mounting"
381316064 | TNB | DISTRIBUTION | KUALA SELANGOR | Existing | RYB | LV FUSE SWITCH |  | CLOSED | IEC MIDDLE CURVE | FUSES | SPARE |  |  |  | 250.000 A |  |  | 3 | Fail | Please check "Mounting"
381316075 | TNB | DISTRIBUTION | KUALA SELANGOR | Existing | RYB | LV FUSE SWITCH |  | CLOSED | IEC MIDDLE CURVE | FUSES | SPARE |  |  |  | 250.000 A |  |  | 3 | Fail | Please check "Mounting"
381316080 | TNB | DISTRIBUTION | KUALA SELANGOR | Existing | RYB | LV FUSE SWITCH |  | CLOSED | IEC MIDDLE CURVE | FUSES | SPARE |  |  |  | 250.000 A |  |  | 3 | Fail | Please check "Mounting"
381316104 | TNB | DISTRIBUTION | KUALA SELANGOR | Existing | RYB | LV FUSE SWITCH |  | CLOSED | IEC MIDDLE CURVE | FUSES | SPARE |  |  |  | 250.000 A |  |  | 3 | Fail | Please check "Mounting"
381316111 | TNB | DISTRIBUTION | KUALA SELANGOR | Existing | RYB | LV FUSE SWITCH |  | CLOSED | IEC MIDDLE CURVE | FUSES | SPARE |  |  |  | 250.000 A |  |  | 3 | Fail | Please check "Mounting"
381316115 | TNB | DISTRIBUTION | KUALA SELANGOR | Existing | RYB | LV FUSE SWITCH |  | CLOSED | IEC MIDDLE CURVE | FUSES | SPARE |  |  |  | 250.000 A |  |  | 3 | Fail | Please check "Mounting"
381316123 | TNB | DISTRIBUTION | KUALA SELANGOR | Existing | RYB | LV FUSE SWITCH |  | CLOSED | IEC MIDDLE CURVE | FUSES | SPARE |  |  |  | 250.000 A |  |  | 3 | Fail | Please check "Mounting"
381316128 | TNB | DISTRIBUTION | KUALA SELANGOR | Existing | RYB | LV FUSE SWITCH |  | CLOSED | IEC MIDDLE CURVE | FUSES | SPARE |  |  |  | 250.000 A |  |  | 3 | Fail | Please check "Mounting"
381316142 | TNB | DISTRIBUTION | KUALA SELANGOR | Existing | RYB | LV FUSE SWITCH |  | CLOSED | IEC MIDDLE CURVE | FUSES | SPARE |  |  |  | 250.000 A |  |  | 3 | Fail | Please check "Mounting"
381316153 | TNB | DISTRIBUTION | KUALA SELANGOR | Existing | RYB | LV FUSE SWITCH |  | CLOSED | IEC MIDDLE CURVE | FUSES | SPARE |  |  |  | 250.000 A |  |  | 3 | Fail | Please check "Mounting"
381316158 | TNB | DISTRIBUTION | KUALA SELANGOR | Existing | RYB | LV FUSE SWITCH |  | CLOSED | IEC MIDDLE CURVE | FUSES | SPARE |  |  |  | 250.000 A |  |  | 3 | Fail | Please check "Mounting"
381316182 | TNB | DISTRIBUTION | KUALA SELANGOR | Existing | RYB | LV FUSE SWITCH |  | CLOSED | IEC MIDDLE CURVE | FUSES | SPARE |  |  |  | 250.000 A |  |  | 3 | Fail | Please check "Mounting"
381316189 | TNB | DISTRIBUTION | KUALA SELANGOR | Existing | RYB | LV FUSE SWITCH |  | CLOSED | IEC MIDDLE CURVE | FUSES | SPARE |  |  |  | 250.000 A |  |  | 3 | Fail | Please check "Mounting"
381316193 | TNB | DISTRIBUTION | KUALA SELANGOR | Existing | RYB | LV FUSE SWITCH |  | CLOSED | IEC MIDDLE CURVE | FUSES | SPARE |  |  |  | 250.000 A |  |  | 3 | Fail | Please check "Mounting"
381316201 | TNB | DISTRIBUTION | KUALA SELANGOR | Existing | RYB | LV FUSE SWITCH |  | CLOSED | IEC MIDDLE CURVE | FUSES | SPARE |  |  |  | 250.000 A |  |  | 3 | Fail | Please check "Mounting"
381316206 | TNB | DISTRIBUTION | KUALA SELANGOR | Existing | RYB | LV FUSE SWITCH |  | CLOSED | IEC MIDDLE CURVE | FUSES | SPARE |  |  |  | 250.000 A |  |  | 3 | Fail | Please check "Mounting"
381316220 | TNB | DISTRIBUTION | KUALA SELANGOR | Existing | RYB | LV FUSE SWITCH |  | CLOSED | IEC MIDDLE CURVE | FUSES | SPARE |  |  |  | 250.000 A |  |  | 3 | Fail | Please check "Mounting"
381316231 | TNB | DISTRIBUTION | KUALA SELANGOR | Existing | RYB | LV FUSE SWITCH |  | CLOSED | IEC MIDDLE CURVE | FUSES | SPARE |  |  |  | 250.000 A |  |  | 3 | Fail | Please check "Mounting"
381316236 | TNB | DISTRIBUTION | KUALA SELANGOR | Existing | RYB | LV FUSE SWITCH |  | CLOSED | IEC MIDDLE CURVE | FUSES | SPARE |  |  |  | 250.000 A |  |  | 3 | Fail | Please check "Mounting"
381316260 | TNB | DISTRIBUTION | KUALA SELANGOR | Existing | RYB | LV FUSE SWITCH |  | CLOSED | IEC MIDDLE CURVE | FUSES | SPARE |  |  |  | 250.000 A |  |  | 3 | Fail | Please check "Mounting"
381316267 | TNB | DISTRIBUTION | KUALA SELANGOR | Existing | RYB | LV FUSE SWITCH |  | CLOSED | IEC MIDDLE CURVE | FUSES | SPARE |  |  |  | 250.000 A |  |  | 3 | Fail | Please check "Mounting"
381316271 | TNB | DISTRIBUTION | KUALA SELANGOR | Existing | RYB | LV FUSE SWITCH |  | CLOSED | IEC MIDDLE CURVE | FUSES | SPARE |  |  |  | 250.000 A |  |  | 3 | Fail | Please check "Mounting"
381316279 | TNB | DISTRIBUTION | KUALA SELANGOR | Existing | RYB | LV FUSE SWITCH |  | CLOSED | IEC MIDDLE CURVE | FUSES | SPARE |  |  |  | 250.000 A |  |  | 3 | Fail | Please check "Mounting"
381316284 | TNB | DISTRIBUTION | KUALA SELANGOR | Existing | RYB | LV FUSE SWITCH |  | CLOSED | IEC MIDDLE CURVE | FUSES | SPARE |  |  |  | 250.000 A |  |  | 3 | Fail | Please check "Mounting"
381316298 | TNB | DISTRIBUTION | KUALA SELANGOR | Existing | RYB | LV FUSE SWITCH |  | CLOSED | IEC MIDDLE CURVE | FUSES | SPARE |  |  |  | 250.000 A |  |  | 3 | Fail | Please check "Mounting"
381316309 | TNB | DISTRIBUTION | KUALA SELANGOR | Existing | RYB | LV FUSE SWITCH |  | CLOSED | IEC MIDDLE CURVE | FUSES | SPARE |  |  |  | 250.000 A |  |  | 3 | Fail | Please check "Mounting"
381316314 | TNB | DISTRIBUTION | KUALA SELANGOR | Existing | RYB | LV FUSE SWITCH |  | CLOSED | IEC MIDDLE CURVE | FUSES | SPARE |  |  |  | 250.000 A |  |  | 3 | Fail | Please check "Mounting"
381316338 | TNB | DISTRIBUTION | KUALA SELANGOR | Existing | RYB | LV FUSE SWITCH |  | CLOSED | IEC MIDDLE CURVE | FUSES | SPARE |  |  |  | 250.000 A |  |  | 3 | Fail | Please check "Mounting"
381316345 | TNB | DISTRIBUTION | KUALA SELANGOR | Existing | RYB | LV FUSE SWITCH |  | CLOSED | IEC MIDDLE CURVE | FUSES | SPARE |  |  |  | 250.000 A |  |  | 3 | Fail | Please check "Mounting"
381316349 | TNB | DISTRIBUTION | KUALA SELANGOR | Existing | RYB | LV FUSE SWITCH |  | CLOSED | IEC MIDDLE CURVE | FUSES | SPARE |  |  |  | 250.000 A |  |  | 3 | Fail | Please check "Mounting"
381316357 | TNB | DISTRIBUTION | KUALA SELANGOR | Existing | RYB | LV FUSE SWITCH |  | CLOSED | IEC MIDDLE CURVE | FUSES | SPARE |  |  |  | 250.000 A |  |  | 3 | Fail | Please check "Mounting"
381316362 | TNB | DISTRIBUTION | KUALA SELANGOR | Existing | RYB | LV FUSE SWITCH |  | CLOSED | IEC MIDDLE CURVE | FUSES | SPARE |  |  |  | 250.000 A |  |  | 3 | Fail | Please check "Mounting"
381316376 | TNB | DISTRIBUTION | KUALA SELANGOR | Existing | RYB | LV FUSE SWITCH |  | CLOSED | IEC MIDDLE CURVE | FUSES | SPARE |  |  |  | 250.000 A |  |  | 3 | Fail | Please check "Mounting"
381316387 | TNB | DISTRIBUTION | KUALA SELANGOR | Existing | RYB | LV FUSE SWITCH |  | CLOSED | IEC MIDDLE CURVE | FUSES | SPARE |  |  |  | 250.000 A |  |  | 3 | Fail | Please check "Mounting"
381316392 | TNB | DISTRIBUTION | KUALA SELANGOR | Existing | RYB | LV FUSE SWITCH |  | CLOSED | IEC MIDDLE CURVE | FUSES | SPARE |  |  |  | 250.000 A |  |  | 3 | Fail | Please check "Mounting"
381316416 | TNB | DISTRIBUTION | KUALA SELANGOR | Existing | RYB | LV FUSE SWITCH |  | CLOSED | IEC MIDDLE CURVE | FUSES | SPARE |  |  |  | 250.000 A |  |  | 3 | Fail | Please check "Mounting"
381316423 | TNB | DISTRIBUTION | KUALA SELANGOR | Existing | RYB | LV FUSE SWITCH |  | CLOSED | IEC MIDDLE CURVE | FUSES | SPARE |  |  |  | 250.000 A |  |  | 3 | Fail | Please check "Mounting"
381316427 | TNB | DISTRIBUTION | KUALA SELANGOR | Existing | RYB | LV FUSE SWITCH |  | CLOSED | IEC MIDDLE CURVE | FUSES | SPARE |  |  |  | 250.000 A |  |  | 3 | Fail | Please check "Mounting"
381316435 | TNB | DISTRIBUTION | KUALA SELANGOR | Existing | RYB | LV FUSE SWITCH |  | CLOSED | IEC MIDDLE CURVE | FUSES | SPARE |  |  |  | 250.000 A |  |  | 3 | Fail | Please check "Mounting"
381316440 | TNB | DISTRIBUTION | KUALA SELANGOR | Existing | RYB | LV FUSE SWITCH |  | CLOSED | IEC MIDDLE CURVE | FUSES | SPARE |  |  |  | 250.000 A |  |  | 3 | Fail | Please check "Mounting"
381316454 | TNB | DISTRIBUTION | KUALA SELANGOR | Existing | RYB | LV FUSE SWITCH |  | CLOSED | IEC MIDDLE CURVE | FUSES | SPARE |  |  |  | 250.000 A |  |  | 3 | Fail | Please check "Mounting"
381316465 | TNB | DISTRIBUTION | KUALA SELANGOR | Existing | RYB | LV FUSE SWITCH |  | CLOSED | IEC MIDDLE CURVE | FUSES | SPARE |  |  |  | 250.000 A |  |  | 3 | Fail | Please check "Mounting"
381316470 | TNB | DISTRIBUTION | KUALA SELANGOR | Existing | RYB | LV FUSE SWITCH |  | CLOSED | IEC MIDDLE CURVE | FUSES | SPARE |  |  |  | 250.000 A |  |  | 3 | Fail | Please check "Mounting"
381316494 | TNB | DISTRIBUTION | KUALA SELANGOR | Existing | RYB | LV FUSE SWITCH |  | CLOSED | IEC MIDDLE CURVE | FUSES | SPARE |  |  |  | 250.000 A |  |  | 3 | Fail | Please check "Mounting"
381316501 | TNB | DISTRIBUTION | KUALA SELANGOR | Existing | RYB | LV FUSE SWITCH |  | CLOSED | IEC MIDDLE CURVE | FUSES | SPARE |  |  |  | 250.000 A |  |  | 3 | Fail | Please check "Mounting"
381316505 | TNB | DISTRIBUTION | KUALA SELANGOR | Existing | RYB | LV FUSE SWITCH |  | CLOSED | IEC MIDDLE CURVE | FUSES | SPARE |  |  |  | 250.000 A |  |  | 3 | Fail | Please check "Mounting"
381316513 | TNB | DISTRIBUTION | KUALA SELANGOR | Existing | RYB | LV FUSE SWITCH |  | CLOSED | IEC MIDDLE CURVE | FUSES | SPARE |  |  |  | 250.000 A |  |  | 3 | Fail | Please check "Mounting"
381316518 | TNB | DISTRIBUTION | KUALA SELANGOR | Existing | RYB | LV FUSE SWITCH |  | CLOSED | IEC MIDDLE CURVE | FUSES | SPARE |  |  |  | 250.000 A |  |  | 3 | Fail | Please check "Mounting"
381316532 | TNB | DISTRIBUTION | KUALA SELANGOR | Existing | RYB | LV FUSE SWITCH |  | CLOSED | IEC MIDDLE CURVE | FUSES | SPARE |  |  |  | 250.000 A |  |  | 3 | Fail | Please check "Mounting"
381316543 | TNB | DISTRIBUTION | KUALA SELANGOR | Existing | RYB | LV FUSE SWITCH |  | CLOSED | IEC MIDDLE CURVE | FUSES | SPARE |  |  |  | 250.000 A |  |  | 3 | Fail | Please check "Mounting"
381316548 | TNB | DISTRIBUTION | KUALA SELANGOR | Existing | RYB | LV FUSE SWITCH |  | CLOSED | IEC MIDDLE CURVE | FUSES | SPARE |  |  |  | 250.000 A |  |  | 3 | Fail | Please check "Mounting"
381316572 | TNB | DISTRIBUTION | KUALA SELANGOR | Existing | RYB | LV FUSE SWITCH |  | CLOSED | IEC MIDDLE CURVE | FUSES | SPARE |  |  |  | 250.000 A |  |  | 3 | Fail | Please check "Mounting"
381316579 | TNB | DISTRIBUTION | KUALA SELANGOR | Existing | RYB | LV FUSE SWITCH |  | CLOSED | IEC MIDDLE CURVE | FUSES | SPARE |  |  |  | 250.000 A |  |  | 3 | Fail | Please check "Mounting"
381316583 | TNB | DISTRIBUTION | KUALA SELANGOR | Existing | RYB | LV FUSE SWITCH |  | CLOSED | IEC MIDDLE CURVE | FUSES | SPARE |  |  |  | 250.000 A |  |  | 3 | Fail | Please check "Mounting"
381316591 | TNB | DISTRIBUTION | KUALA SELANGOR | Existing | RYB | LV FUSE SWITCH |  | CLOSED | IEC MIDDLE CURVE | FUSES | SPARE |  |  |  | 250.000 A |  |  | 3 | Fail | Please check "Mounting"
381316596 | TNB | DISTRIBUTION | KUALA SELANGOR | Existing | RYB | LV FUSE SWITCH |  | CLOSED | IEC MIDDLE CURVE | FUSES | SPARE |  |  |  | 250.000 A |  |  | 3 | Fail | Please check "Mounting"
381316610 | TNB | DISTRIBUTION | KUALA SELANGOR | Existing | RYB | LV FUSE SWITCH |  | CLOSED | IEC MIDDLE CURVE | FUSES | SPARE |  |  |  | 250.000 A |  |  | 3 | Fail | Please check "Mounting"
381318204 | TNB | DISTRIBUTION | KUALA SELANGOR | Existing | RYB | BLACK BOX |  | CLOSED | [9 empty] | 3 | Fail | Please check "Mounting"
381318956 | TNB | DISTRIBUTION | KUALA SELANGOR | Existing | RYB | BLACK BOX |  | OPEN | [9 empty] | 3 | Fail | Please check "Mounting"
381318986 | TNB | DISTRIBUTION | KUALA SELANGOR | Existing | RYB | BLACK BOX |  | CLOSED | [9 empty] | 3 | Fail | Please check "Mounting"
381319040 | TNB | DISTRIBUTION | KUALA SELANGOR | Existing | RYB | BLACK BOX |  | CLOSED | [9 empty] | 3 | Fail | Please check "Mounting"
381319045 | TNB | DISTRIBUTION | KUALA SELANGOR | Existing | RYB | BLACK BOX |  | CLOSED | [9 empty] | 3 | Fail | Please check "Mounting"
381319062 | TNB | DISTRIBUTION | KUALA SELANGOR | Existing | RYB | BLACK BOX |  | CLOSED | [9 empty] | 3 | Fail | Please check "Mounting"
381319346 | TNB | DISTRIBUTION | KUALA SELANGOR | Existing | RYB | BLACK BOX |  | CLOSED | [9 empty] | 3 | Fail | Please check "Mounting"
381350641 | TNB | DISTRIBUTION | KUALA SELANGOR | Existing | RYB | BLACK BOX | POLE | CLOSED |  | Unknown |  |  |  |  | 50.000 A |  |  | 6 | Pass | null
381350642 | TNB | DISTRIBUTION | KUALA SELANGOR | Existing | RYB | BLACK BOX | POLE | CLOSED |  | Unknown |  |  |  |  | 200.000 A |  |  | 6 | Pass | null
381350643 | TNB | DISTRIBUTION | KUALA SELANGOR | Existing | RYB | BLACK BOX | POLE | CLOSED |  | Unknown |  |  |  |  | 200.000 A |  |  | 6 | Pass | null
381350645 | TNB | DISTRIBUTION | KUALA SELANGOR | Existing | RYB | BLACK BOX | POLE | CLOSED |  | Unknown |  |  |  |  | 200.000 A |  |  | 6 | Pass | null
381350646 | TNB | DISTRIBUTION | KUALA SELANGOR | Existing | RYB | BLACK BOX | POLE | CLOSED |  | Unknown |  |  |  |  | 200.000 A |  |  | 6 | Pass | null
381350647 | TNB | DISTRIBUTION | KUALA SELANGOR | Existing | RYB | BLACK BOX | POLE | CLOSED |  | Unknown |  |  |  |  | 200.000 A |  |  | 6 | Pass | null
381350648 | TNB | DISTRIBUTION | KUALA SELANGOR | Existing | RYB | BLACK BOX | POLE | CLOSED |  | Unknown |  |  |  |  | 200.000 A |  |  | 6 | Pass | null
381350649 | TNB | DISTRIBUTION | KUALA SELANGOR | Existing | RYB | BLACK BOX | POLE | CLOSED |  | N/A |  |  |  |  | 200.000 A |  |  | 6 | Pass | null
381350650 | TNB | DISTRIBUTION | KUALA SELANGOR | Existing | RYB | BLACK BOX | POLE | CLOSED |  | N/A |  |  |  |  | 80.000 A |  |  | 6 | Pass | null
381350651 | TNB | DISTRIBUTION | KUALA SELANGOR | Existing | RYB | BLACK BOX | POLE | CLOSED |  | N/A |  |  |  |  | 50.000 A |  |  | 6 | Pass | null
381350652 | TNB | DISTRIBUTION | KUALA SELANGOR | Existing | R | POLE FUSE | POLE | CLOSED |  | N/A |  |  |  |  | 50.000 A |  |  | 3 | Unfiltered | Please check FME script
381350653 | TNB | DISTRIBUTION | KUALA SELANGOR | Existing | RYB | BLACK BOX | POLE | OPEN |  | N/A |  |  |  |  | 100.000 A |  |  | 6 | Pass | null
381350654 | TNB | DISTRIBUTION | KUALA SELANGOR | Existing | RYB | BLACK BOX | POLE | CLOSED |  | N/A |  |  |  |  | 125.000 A |  |  | 6 | Pass | null
381350655 | TNB | DISTRIBUTION | KUALA SELANGOR | Existing | RYB | BLACK BOX | POLE | OPEN |  | N/A |  |  |  |  | 200.000 A |  |  | 6 | Pass | null
381350656 | TNB | DISTRIBUTION | KUALA SELANGOR | Existing | RYB | BLACK BOX | POLE | CLOSED |  | N/A |  |  |  |  | 200.000 A |  |  | 6 | Pass | null
381350657 | TNB | DISTRIBUTION | KUALA SELANGOR | Existing | RYB | BLACK BOX | POLE | CLOSED |  | N/A |  |  |  |  | 200.000 A |  |  | 6 | Pass | null
381350658 | TNB | DISTRIBUTION | KUALA SELANGOR | Existing | RYB | BLACK BOX | POLE | CLOSED |  | N/A |  |  |  |  | 200.000 A |  |  | 6 | Pass | null
381350659 | TNB | DISTRIBUTION | KUALA SELANGOR | Existing | RYB | BLACK BOX | POLE | CLOSED |  | N/A |  |  |  |  | 200.000 A |  |  | 6 | Pass | null
381350660 | TNB | DISTRIBUTION | KUALA SELANGOR | Existing | RYB | BLACK BOX | POLE | CLOSED |  | N/A |  |  |  |  | 200.000 A |  |  | 6 | Pass | null
381350661 | TNB | DISTRIBUTION | KUALA SELANGOR | Existing | RYB | BLACK BOX | POLE | CLOSED |  | N/A |  |  |  |  | 200.000 A |  |  | 6 | Pass | null
381350662 | TNB | DISTRIBUTION | KUALA SELANGOR | Existing | RYB | BLACK BOX | POLE | CLOSED |  | N/A |  |  |  |  | 125.000 A |  |  | 6 | Pass | null
381350663 | TNB | DISTRIBUTION | KUALA SELANGOR | Existing | RYB | BLACK BOX | POLE | CLOSED |  | N/A |  |  |  |  | 50.000 A |  |  | 6 | Pass | null
381350664 | TNB | DISTRIBUTION | KUALA SELANGOR | Existing | RYB | BLACK BOX | POLE | CLOSED |  | N/A |  |  |  |  | 200.000 A |  |  | 6 | Pass | null
381350665 | TNB | DISTRIBUTION | KUALA SELANGOR | Existing | RYB | POLE FUSE | POLE | CLOSED |  | N/A |  |  |  |  | 80.000 A |  |  | 6 | Unfiltered | Please check FME script
381350666 | TNB | DISTRIBUTION | KUALA SELANGOR | Existing | RYB | BLACK BOX | OTHERS | CLOSED |  | N/A |  |  |  |  | 200.000 A |  |  | 6 | Pass | null
381350667 | TNB | DISTRIBUTION | KUALA SELANGOR | Existing | RYB | BLACK BOX | POLE | CLOSED |  | N/A |  |  |  |  | 200.000 A |  |  | 6 | Pass | null
381350668 | TNB | DISTRIBUTION | KUALA SELANGOR | Existing | RYB | BLACK BOX | POLE | CLOSED |  | N/A |  |  |  |  | 200.000 A |  |  | 6 | Pass | null
381350669 | TNB | DISTRIBUTION | KUALA SELANGOR | Existing | RYB | BLACK BOX | POLE | CLOSED |  | N/A |  |  |  |  | 200.000 A |  |  | 6 | Pass | null
381350670 | TNB | DISTRIBUTION | KUALA SELANGOR | Existing | RYB | BLACK BOX | POLE | CLOSED |  | N/A |  |  |  |  | 100.000 A |  |  | 6 | Pass | null
381350671 | TNB | DISTRIBUTION | KUALA SELANGOR | Existing | RYB | BLACK BOX | POLE | CLOSED |  | N/A |  |  |  |  | 200.000 A |  |  | 6 | Pass | null
381350672 | TNB | DISTRIBUTION | KUALA SELANGOR | Existing | RYB | BLACK BOX | POLE | CLOSED |  | N/A |  |  |  |  | 200.000 A |  |  | 6 | Pass | null
381350673 | TNB | DISTRIBUTION | KUALA SELANGOR | Existing | RYB | BLACK BOX | POLE | CLOSED |  | N/A |  |  |  |  | 50.000 A |  |  | 6 | Pass | null
381350674 | TNB | DISTRIBUTION | KUALA SELANGOR | Existing | RYB | BLACK BOX | POLE | CLOSED |  | N/A |  |  |  |  | 80.000 A |  |  | 6 | Pass | null
381350675 | TNB | DISTRIBUTION | KUALA SELANGOR | Existing | RYB | BLACK BOX | POLE | CLOSED |  | N/A |  |  |  |  | 80.000 A |  |  | 6 | Pass | null
381350676 | TNB | DISTRIBUTION | KUALA SELANGOR | Existing | RYB | BLACK BOX | POLE | CLOSED |  | N/A |  |  |  |  | 80.000 A |  |  | 6 | Pass | null
381350677 | TNB | DISTRIBUTION | KUALA SELANGOR | Existing | RYB | BLACK BOX | POLE | CLOSED |  | N/A |  |  |  |  | 80.000 A |  |  | 6 | Pass | null
381350678 | TNB | DISTRIBUTION | KUALA SELANGOR | Existing | RYB | BLACK BOX | POLE | CLOSED |  | N/A |  |  |  |  | 80.000 A |  |  | 6 | Pass | null
381350679 | TNB | DISTRIBUTION | KUALA SELANGOR | Existing | RYB | BLACK BOX | POLE | CLOSED |  | N/A |  |  |  |  | 50.000 A |  |  | 6 | Pass | null
381350680 | TNB | DISTRIBUTION | KUALA SELANGOR | Existing | RYB | BLACK BOX | POLE | CLOSED |  | N/A |  |  |  |  | 200.000 A |  |  | 6 | Pass | null
381350681 | TNB | DISTRIBUTION | KUALA SELANGOR | Existing | RYB | BLACK BOX | POLE | CLOSED |  | N/A |  |  |  |  | 125.000 A |  |  | 6 | Pass | null
381350682 | TNB | DISTRIBUTION | KUALA SELANGOR | Existing | RYB | BLACK BOX | POLE | CLOSED |  | N/A |  |  |  |  | 50.000 A |  |  | 6 | Pass | null
381350683 | TNB | DISTRIBUTION | KUALA SELANGOR | Existing | RYB | BLACK BOX | POLE | CLOSED |  | N/A |  |  |  |  | 50.000 A |  |  | 3 | Pass | null
381350685 | TNB | DISTRIBUTION | KUALA SELANGOR | Existing | RYB | BLACK BOX | POLE | CLOSED |  | N/A |  |  |  |  | 200.000 A |  |  | 3 | Pass | null
381350686 | TNB | DISTRIBUTION | KUALA SELANGOR | Existing | RYB | BLACK BOX | POLE | CLOSED |  | N/A |  |  |  |  | 50.000 A |  |  | 6 | Pass | null
381350687 | TNB | DISTRIBUTION | KUALA SELANGOR | Existing | RYB | BLACK BOX | POLE | CLOSED |  | N/A |  |  |  |  | 80.000 A |  |  | 3 | Pass | null
381350688 | TNB | DISTRIBUTION | KUALA SELANGOR | Existing | RYB | BLACK BOX | POLE | CLOSED |  | N/A |  |  |  |  | 80.000 A |  |  | 3 | Pass | null
381350689 | TNB | DISTRIBUTION | KUALA SELANGOR | Existing | RYB | BLACK BOX | POLE | CLOSED |  | N/A |  |  |  |  | 50.000 A |  |  | 3 | Pass | null
381350690 | TNB | DISTRIBUTION | KUALA SELANGOR | Existing | RYB | BLACK BOX | POLE | CLOSED |  | N/A |  |  |  |  | 100.000 A |  |  | 3 | Pass | null
381350691 | TNB | DISTRIBUTION | KUALA SELANGOR | Existing | RYB | BLACK BOX | POLE | CLOSED |  | N/A |  |  |  |  | 125.000 A |  |  | 6 | Pass | null
381350695 | TNB | DISTRIBUTION | KUALA SELANGOR | Existing | RYB | BLACK BOX | POLE | CLOSED |  | N/A |  |  |  |  | 125.000 A |  |  | 6 | Pass | null
381350696 | TNB | DISTRIBUTION | KUALA SELANGOR | Existing | RYB | BLACK BOX | POLE | CLOSED |  | N/A |  |  |  |  | 125.000 A |  |  | 6 | Pass | null
381350697 | TNB | DISTRIBUTION | KUALA SELANGOR | Existing | RYB | BLACK BOX | POLE | CLOSED |  | N/A |  |  |  |  | 80.000 A |  |  | 3 | Pass | null
381350698 | TNB | DISTRIBUTION | KUALA SELANGOR | Existing | RYB | BLACK BOX | POLE | CLOSED |  | N/A |  |  |  |  | 80.000 A |  |  | 3 | Pass | null
381350699 | TNB | DISTRIBUTION | KUALA SELANGOR | Existing | RYB | BLACK BOX | POLE | CLOSED |  | N/A |  |  |  |  | 80.000 A |  |  | 3 | Pass | null
381350700 | TNB | DISTRIBUTION | KUALA SELANGOR | Existing | RYB | BLACK BOX | POLE | CLOSED |  | N/A |  |  |  |  | 80.000 A |  |  | 3 | Pass | null
381350701 | TNB | DISTRIBUTION | KUALA SELANGOR | Existing | RYB | BLACK BOX | POLE | CLOSED |  | N/A |  |  |  |  | 80.000 A |  |  | 3 | Pass | null
381350702 | TNB | DISTRIBUTION | KUALA SELANGOR | Existing | RYB | BLACK BOX | POLE | CLOSED |  | N/A |  |  |  |  | 80.000 A |  |  | 3 | Pass | null
381350703 | TNB | DISTRIBUTION | KUALA SELANGOR | Existing | RYB | BLACK BOX | POLE | CLOSED |  | N/A |  |  |  |  | 80.000 A |  |  | 3 | Pass | null
381350704 | TNB | DISTRIBUTION | KUALA SELANGOR | Existing | RYB | BLACK BOX | POLE | CLOSED |  | N/A |  |  |  |  | 80.000 A |  |  | 3 | Pass | null
381350705 | TNB | DISTRIBUTION | KUALA SELANGOR | Existing | RYB | BLACK BOX | POLE | CLOSED |  | N/A |  |  |  |  | 80.000 A |  |  | 3 | Pass | null
381350706 | TNB | DISTRIBUTION | KUALA SELANGOR | Existing | RYB | BLACK BOX | POLE | CLOSED |  | N/A |  |  |  |  | 80.000 A |  |  | 3 | Pass | null
381350707 | TNB | DISTRIBUTION | KUALA SELANGOR | Existing | RYB | BLACK BOX | POLE | CLOSED |  | N/A |  |  |  |  | 80.000 A |  |  | 3 | Pass | null
381350708 | TNB | DISTRIBUTION | KUALA SELANGOR | Existing | RYB | BLACK BOX | POLE | CLOSED |  | N/A |  |  |  |  | 80.000 A |  |  | 3 | Pass | null
381350709 | TNB | DISTRIBUTION | KUALA SELANGOR | Existing | RYB | BLACK BOX | POLE | CLOSED |  | N/A |  |  |  |  | 80.000 A |  |  | 3 | Pass | null
381350710 | TNB | DISTRIBUTION | KUALA SELANGOR | Existing | RYB | BLACK BOX | POLE | CLOSED |  | N/A |  |  |  |  | 80.000 A |  |  | 3 | Pass | null
381350711 | TNB | DISTRIBUTION | KUALA SELANGOR | Existing | RYB | BLACK BOX | POLE | CLOSED |  | N/A |  |  |  |  | 80.000 A |  |  | 3 | Pass | null
381350712 | TNB | DISTRIBUTION | KUALA SELANGOR | Existing | RYB | BLACK BOX | POLE | CLOSED |  | N/A |  |  |  |  | 80.000 A |  |  | 3 | Pass | null
381350713 | TNB | DISTRIBUTION | KUALA SELANGOR | Existing | RYB | BLACK BOX | POLE | CLOSED |  | N/A |  |  |  |  | 80.000 A |  |  | 3 | Pass | null
381350714 | TNB | DISTRIBUTION | KUALA SELANGOR | Existing | RYB | BLACK BOX | POLE | CLOSED |  | N/A |  |  |  |  | 80.000 A |  |  | 3 | Pass | null
381350715 | TNB | DISTRIBUTION | KUALA SELANGOR | Existing | RYB | BLACK BOX | POLE | CLOSED |  | N/A |  |  |  |  | 80.000 A |  |  | 3 | Pass | null
381350716 | TNB | DISTRIBUTION | KUALA SELANGOR | Existing | RYB | BLACK BOX | POLE | CLOSED |  | N/A |  |  |  |  | 80.000 A |  |  | 3 | Pass | null
381350717 | TNB | DISTRIBUTION | KUALA SELANGOR | Existing | RYB | BLACK BOX | POLE | CLOSED |  | N/A |  |  |  |  | 50.000 A |  |  | 6 | Pass | null
381350718 | TNB | DISTRIBUTION | KUALA SELANGOR | Existing | RYB | BLACK BOX | POLE | CLOSED |  | N/A |  |  |  |  | 50.000 A |  |  | 6 | Pass | null
381350719 | TNB | DISTRIBUTION | KUALA SELANGOR | Existing | RYB | BLACK BOX | POLE | CLOSED |  | N/A |  |  |  |  | 50.000 A |  |  | 6 | Pass | null
381350720 | TNB | DISTRIBUTION | KUALA SELANGOR | Existing | RYB | BLACK BOX | POLE | CLOSED |  | N/A |  |  |  |  | 50.000 A |  |  | 6 | Pass | null
381350721 | TNB | DISTRIBUTION | KUALA SELANGOR | Existing | RYB | BLACK BOX | POLE | CLOSED |  | N/A |  |  |  |  | 50.000 A |  |  | 6 | Pass | null
381350722 | TNB | DISTRIBUTION | KUALA SELANGOR | Existing | RYB | BLACK BOX | POLE | CLOSED |  | N/A |  |  |  |  | 50.000 A |  |  | 6 | Pass | null
381350723 | TNB | DISTRIBUTION | KUALA SELANGOR | Existing | RYB | BLACK BOX | POLE | CLOSED |  | N/A |  |  |  |  | 125.000 A |  |  | 6 | Pass | null
381350724 | TNB | DISTRIBUTION | KUALA SELANGOR | Existing | RYB | BLACK BOX | POLE | CLOSED |  | N/A |  |  |  |  | 80.000 A |  |  | 6 | Pass | null
381350725 | TNB | DISTRIBUTION | KUALA SELANGOR | Existing | RYB | BLACK BOX | POLE | CLOSED |  | N/A |  |  |  |  | 80.000 A |  |  | 6 | Pass | null
381350726 | TNB | DISTRIBUTION | KUALA SELANGOR | Existing | RYB | BLACK BOX | POLE | CLOSED |  | N/A |  |  |  |  | 80.000 A |  |  | 3 | Pass | null
381350727 | TNB | DISTRIBUTION | KUALA SELANGOR | Existing | RYB | BLACK BOX | POLE | CLOSED |  | N/A |  |  |  |  | 80.000 A |  |  | 6 | Pass | null
381350728 | TNB | DISTRIBUTION | KUALA SELANGOR | Existing | RYB | BLACK BOX | POLE | CLOSED |  | N/A |  |  |  |  | 80.000 A |  |  | 3 | Pass | null
381350729 | TNB | DISTRIBUTION | KUALA SELANGOR | Existing | RYB | BLACK BOX | POLE | CLOSED |  | N/A |  |  |  |  | 80.000 A |  |  | 6 | Pass | null
381350730 | TNB | DISTRIBUTION | KUALA SELANGOR | Existing | RYB | BLACK BOX | POLE | CLOSED |  | N/A |  |  |  |  | 80.000 A |  |  | 3 | Pass | null
381350731 | TNB | DISTRIBUTION | KUALA SELANGOR | Existing | RYB | BLACK BOX | POLE | CLOSED |  | N/A |  |  |  |  | 80.000 A |  |  | 6 | Pass | null
381350732 | TNB | DISTRIBUTION | KUALA SELANGOR | Existing | RYB | BLACK BOX | POLE | CLOSED |  | N/A |  |  |  |  | 80.000 A |  |  | 6 | Pass | null
381350733 | TNB | DISTRIBUTION | KUALA SELANGOR | Existing | RYB | BLACK BOX | POLE | CLOSED |  | N/A |  |  |  |  | 50.000 A |  |  | 6 | Pass | null
381350734 | TNB | DISTRIBUTION | KUALA SELANGOR | Existing | RYB | BLACK BOX | POLE | CLOSED |  | N/A |  |  |  |  | 80.000 A |  |  | 6 | Pass | null
381350735 | TNB | DISTRIBUTION | KUALA SELANGOR | Existing | RYB | BLACK BOX | POLE | CLOSED |  | N/A |  |  |  |  | 125.000 A |  |  | 6 | Pass | null
381350736 | TNB | DISTRIBUTION | KUALA SELANGOR | Existing | RYB | BLACK BOX | POLE | CLOSED |  | N/A |  |  |  |  | 200.000 A |  |  | 6 | Pass | null
381350737 | TNB | DISTRIBUTION | KUALA SELANGOR | Existing | RYB | BLACK BOX | POLE | CLOSED |  | N/A |  |  |  |  | 125.000 A |  |  | 6 | Pass | null
381350738 | TNB | DISTRIBUTION | KUALA SELANGOR | Existing | RYB | BLACK BOX | POLE | CLOSED |  | N/A |  |  |  |  | 125.000 A |  |  | 6 | Pass | null
381350739 | TNB | DISTRIBUTION | KUALA SELANGOR | Existing | RYB | BLACK BOX | POLE | CLOSED |  | N/A |  |  |  |  | 125.000 A |  |  | 6 | Pass | null
381350740 | TNB | DISTRIBUTION | KUALA SELANGOR | Existing | RYB | BLACK BOX | POLE | CLOSED |  | N/A |  |  |  |  | 125.000 A |  |  | 6 | Pass | null
381350741 | TNB | DISTRIBUTION | KUALA SELANGOR | Existing | RYB | BLACK BOX | POLE | CLOSED |  | N/A |  |  |  |  | 125.000 A |  |  | 6 | Pass | null
381350742 | TNB | DISTRIBUTION | KUALA SELANGOR | Existing | RYB | BLACK BOX | POLE | CLOSED |  | N/A |  |  |  |  | 125.000 A |  |  | 6 | Pass | null
381350743 | TNB | DISTRIBUTION | KUALA SELANGOR | Existing | RYB | BLACK BOX | POLE | CLOSED |  | N/A |  |  |  |  | 125.000 A |  |  | 6 | Pass | null
381350744 | TNB | DISTRIBUTION | KUALA SELANGOR | Existing | RYB | BLACK BOX | POLE | CLOSED |  | N/A |  |  |  |  | 125.000 A |  |  | 6 | Pass | null
381350745 | TNB | DISTRIBUTION | KUALA SELANGOR | Existing | RYB | BLACK BOX | POLE | CLOSED |  | N/A |  |  |  |  | 125.000 A |  |  | 6 | Pass | null
381350746 | TNB | DISTRIBUTION | KUALA SELANGOR | Existing | RYB | BLACK BOX | POLE | CLOSED |  | N/A |  |  |  |  | 125.000 A |  |  | 6 | Pass | null
381350747 | TNB | DISTRIBUTION | KUALA SELANGOR | Existing | RYB | BLACK BOX | POLE | CLOSED |  | N/A |  |  |  |  | 125.000 A |  |  | 6 | Pass | null
381350748 | TNB | DISTRIBUTION | KUALA SELANGOR | Existing | RYB | BLACK BOX | POLE | CLOSED |  | N/A |  |  |  |  | 125.000 A |  |  | 6 | Pass | null
381350749 | TNB | DISTRIBUTION | KUALA SELANGOR | Existing | RYB | BLACK BOX | POLE | CLOSED |  | N/A |  |  |  |  | 200.000 A |  |  | 6 | Pass | null
381350750 | TNB | DISTRIBUTION | KUALA SELANGOR | Existing | RYB | BLACK BOX | POLE | CLOSED |  | N/A |  |  |  |  | 80.000 A |  |  | 6 | Pass | null
381350751 | TNB | DISTRIBUTION | KUALA SELANGOR | Existing | RYB | BLACK BOX | POLE | CLOSED |  | N/A |  |  |  |  | 80.000 A |  |  | 6 | Pass | null
381350752 | TNB | DISTRIBUTION | KUALA SELANGOR | Existing | RYB | BLACK BOX | POLE | CLOSED |  | N/A |  |  |  |  | 125.000 A |  |  | 6 | Pass | null
381350753 | TNB | DISTRIBUTION | KUALA SELANGOR | Existing | RYB | BLACK BOX | POLE | CLOSED |  | N/A |  |  |  |  | 125.000 A |  |  | 6 | Pass | null
381350754 | TNB | DISTRIBUTION | KUALA SELANGOR | Existing | RYB | BLACK BOX | POLE | CLOSED |  | N/A |  |  |  |  | 125.000 A |  |  | 6 | Pass | null
381350755 | TNB | DISTRIBUTION | KUALA SELANGOR | Existing | RYB | BLACK BOX | POLE | CLOSED |  | N/A |  |  |  |  | 125.000 A |  |  | 6 | Pass | null
381350756 | TNB | DISTRIBUTION | KUALA SELANGOR | Existing | RYB | BLACK BOX | POLE | CLOSED |  | N/A |  |  |  |  | 125.000 A |  |  | 6 | Pass | null
381350757 | TNB | DISTRIBUTION | KUALA SELANGOR | Existing | RYB | BLACK BOX | POLE | CLOSED |  | N/A |  |  |  |  | 125.000 A |  |  | 6 | Pass | null
381350758 | TNB | DISTRIBUTION | KUALA SELANGOR | Existing | RYB | BLACK BOX | POLE | CLOSED |  | N/A |  |  |  |  | 125.000 A |  |  | 6 | Pass | null
381350759 | TNB | DISTRIBUTION | KUALA SELANGOR | Existing | RYB | BLACK BOX | POLE | CLOSED |  | N/A |  |  |  |  | 125.000 A |  |  | 6 | Pass | null
381350760 | TNB | DISTRIBUTION | KUALA SELANGOR | Existing | RYB | BLACK BOX | POLE | CLOSED |  | N/A |  |  |  |  | 125.000 A |  |  | 6 | Pass | null
381350761 | TNB | DISTRIBUTION | KUALA SELANGOR | Existing | RYB | BLACK BOX | POLE | CLOSED |  | N/A |  |  |  |  | 125.000 A |  |  | 3 | Pass | null
381350762 | TNB | DISTRIBUTION | KUALA SELANGOR | Existing | RYB | BLACK BOX | POLE | CLOSED |  | N/A |  |  |  |  | 125.000 A |  |  | 6 | Pass | null
381350763 | TNB | DISTRIBUTION | KUALA SELANGOR | Existing | RYB | BLACK BOX | POLE | CLOSED |  | N/A |  |  |  |  | 125.000 A |  |  | 6 | Pass | null
381350764 | TNB | DISTRIBUTION | KUALA SELANGOR | Existing | RYB | BLACK BOX | POLE | CLOSED |  | N/A |  |  |  |  | 125.000 A |  |  | 6 | Pass | null
381350765 | TNB | DISTRIBUTION | KUALA SELANGOR | Existing | RYB | BLACK BOX | POLE | CLOSED |  | N/A |  |  |  |  | 125.000 A |  |  | 6 | Pass | null
381350766 | TNB | DISTRIBUTION | KUALA SELANGOR | Existing | RYB | BLACK BOX | POLE | CLOSED |  | N/A |  |  |  |  | 125.000 A |  |  | 6 | Pass | null
381350767 | TNB | DISTRIBUTION | KUALA SELANGOR | Existing | RYB | BLACK BOX | POLE | CLOSED |  | N/A |  |  |  |  | 125.000 A |  |  | 6 | Pass | null
381350768 | TNB | DISTRIBUTION | KUALA SELANGOR | Existing | RYB | BLACK BOX | POLE | CLOSED |  | N/A |  |  |  |  | 200.000 A |  |  | 6 | Pass | null
381350769 | TNB | DISTRIBUTION | KUALA SELANGOR | Existing | RYB | BLACK BOX | POLE | CLOSED |  | N/A |  |  |  |  | 80.000 A |  |  | 6 | Pass | null
381350770 | TNB | DISTRIBUTION | KUALA SELANGOR | Existing | RYB | BLACK BOX | POLE | CLOSED |  | N/A |  |  |  |  | 80.000 A |  |  | 6 | Pass | null
381350771 | TNB | DISTRIBUTION | KUALA SELANGOR | Existing | RYB | BLACK BOX | POLE | CLOSED |  | N/A |  |  |  |  | 80.000 A |  |  | 6 | Pass | null
381350772 | TNB | DISTRIBUTION | KUALA SELANGOR | Existing | RYB | BLACK BOX | POLE | CLOSED |  | N/A |  |  |  |  | 80.000 A |  |  | 6 | Pass | null
381350773 | TNB | DISTRIBUTION | KUALA SELANGOR | Existing | RYB | BLACK BOX | POLE | CLOSED |  | N/A |  |  |  |  | 80.000 A |  |  | 6 | Pass | null
381350774 | TNB | DISTRIBUTION | KUALA SELANGOR | Existing | RYB | BLACK BOX | POLE | CLOSED |  | N/A |  |  |  |  | 80.000 A |  |  | 6 | Pass | null
381350775 | TNB | DISTRIBUTION | KUALA SELANGOR | Existing | RYB | BLACK BOX | POLE | CLOSED |  | N/A |  |  |  |  | 80.000 A |  |  | 3 | Pass | null
381350776 | TNB | DISTRIBUTION | KUALA SELANGOR | Existing | RYB | BLACK BOX | POLE | CLOSED |  | N/A |  |  |  |  | 80.000 A |  |  | 6 | Pass | null
381350777 | TNB | DISTRIBUTION | KUALA SELANGOR | Existing | RYB | BLACK BOX | POLE | CLOSED |  | N/A |  |  |  |  | 80.000 A |  |  | 6 | Pass | null
381350778 | TNB | DISTRIBUTION | KUALA SELANGOR | Existing | RYB | BLACK BOX | POLE | CLOSED |  | N/A |  |  |  |  | 80.000 A |  |  | 6 | Pass | null
381350779 | TNB | DISTRIBUTION | KUALA SELANGOR | Existing | RYB | BLACK BOX | POLE | CLOSED |  | N/A |  |  |  |  | 200.000 A |  |  | 6 | Pass | null
381350780 | TNB | DISTRIBUTION | KUALA SELANGOR | Existing | RYB | BLACK BOX | POLE | CLOSED |  | N/A |  |  |  |  | 80.000 A |  |  | 6 | Pass | null
381350781 | TNB | DISTRIBUTION | KUALA SELANGOR | Existing | RYB | BLACK BOX | POLE | CLOSED |  | N/A |  |  |  |  | 80.000 A |  |  | 6 | Pass | null
381350782 | TNB | DISTRIBUTION | KUALA SELANGOR | Existing | RYB | BLACK BOX | POLE | CLOSED |  | N/A |  |  |  |  | 80.000 A |  |  | 6 | Pass | null
381350783 | TNB | DISTRIBUTION | KUALA SELANGOR | Existing | RYB | BLACK BOX | POLE | CLOSED |  | N/A |  |  |  |  | 80.000 A |  |  | 6 | Pass | null
381350784 | TNB | DISTRIBUTION | KUALA SELANGOR | Existing | RYB | BLACK BOX | POLE | CLOSED |  | N/A |  |  |  |  | 80.000 A |  |  | 6 | Pass | null
381350785 | TNB | DISTRIBUTION | KUALA SELANGOR | Existing | RYB | BLACK BOX | POLE | CLOSED |  | N/A |  |  |  |  | 80.000 A |  |  | 6 | Pass | null
381350786 | TNB | DISTRIBUTION | KUALA SELANGOR | Existing | RYB | BLACK BOX | POLE | CLOSED |  | N/A |  |  |  |  | 200.000 A |  |  | 6 | Pass | null
381350787 | TNB | DISTRIBUTION | KUALA SELANGOR | Existing | RYB | BLACK BOX | POLE | CLOSED |  | N/A |  |  |  |  | 80.000 A |  |  | 6 | Pass | null
381350788 | TNB | DISTRIBUTION | KUALA SELANGOR | Existing | RYB | BLACK BOX | POLE | CLOSED |  | N/A |  |  |  |  | 80.000 A |  |  | 6 | Pass | null
381350789 | TNB | DISTRIBUTION | KUALA SELANGOR | Existing | RYB | BLACK BOX | POLE | CLOSED |  | N/A |  |  |  |  | 80.000 A |  |  | 6 | Pass | null
381350790 | TNB | DISTRIBUTION | KUALA SELANGOR | Existing | RYB | BLACK BOX | POLE | CLOSED |  | N/A |  |  |  |  | 200.000 A |  |  | 6 | Pass | null
381350791 | TNB | DISTRIBUTION | KUALA SELANGOR | Existing | RYB | BLACK BOX | POLE | CLOSED |  | N/A |  |  |  |  | 80.000 A |  |  | 6 | Pass | null
381350792 | TNB | DISTRIBUTION | KUALA SELANGOR | Existing | RYB | BLACK BOX | POLE | CLOSED |  | N/A |  |  |  |  | 80.000 A |  |  | 6 | Pass | null
381350793 | TNB | DISTRIBUTION | KUALA SELANGOR | Existing | RYB | BLACK BOX | POLE | CLOSED |  | N/A |  |  |  |  | 80.000 A |  |  | 6 | Pass | null
381350794 | TNB | DISTRIBUTION | KUALA SELANGOR | Existing | RYB | BLACK BOX | POLE | CLOSED |  | N/A |  |  |  |  | 80.000 A |  |  | 6 | Pass | null
381350795 | TNB | DISTRIBUTION | KUALA SELANGOR | Existing | RYB | BLACK BOX | POLE | CLOSED |  | N/A |  |  |  |  | 80.000 A |  |  | 6 | Pass | null
381350796 | TNB | DISTRIBUTION | KUALA SELANGOR | Existing | RYB | BLACK BOX | POLE | CLOSED |  | N/A |  |  |  |  | 80.000 A |  |  | 6 | Pass | null
381350797 | TNB | DISTRIBUTION | KUALA SELANGOR | Existing | RYB | BLACK BOX | POLE | CLOSED |  | N/A |  |  |  |  | 80.000 A |  |  | 6 | Pass | null
381350798 | TNB | DISTRIBUTION | KUALA SELANGOR | Existing | RYB | BLACK BOX | POLE | CLOSED |  | N/A |  |  |  |  | 80.000 A |  |  | 6 | Pass | null
381350799 | TNB | DISTRIBUTION | KUALA SELANGOR | Existing | RYB | BLACK BOX | POLE | CLOSED |  | N/A |  |  |  |  | 80.000 A |  |  | 6 | Pass | null
381350800 | TNB | DISTRIBUTION | KUALA SELANGOR | Existing | RYB | BLACK BOX | POLE | CLOSED |  | N/A |  |  |  |  | 80.000 A |  |  | 6 | Pass | null
381350801 | TNB | DISTRIBUTION | KUALA SELANGOR | Existing | RYB | BLACK BOX | POLE | CLOSED |  | N/A |  |  |  |  | 80.000 A |  |  | 6 | Pass | null
381350802 | TNB | DISTRIBUTION | KUALA SELANGOR | Existing | RYB | BLACK BOX | POLE | CLOSED |  | N/A |  |  |  |  | 80.000 A |  |  | 6 | Pass | null
381350803 | TNB | DISTRIBUTION | KUALA SELANGOR | Existing | RYB | BLACK BOX | POLE | CLOSED |  | N/A |  |  |  |  | 80.000 A |  |  | 6 | Pass | null
381350804 | TNB | DISTRIBUTION | KUALA SELANGOR | Existing | RYB | BLACK BOX | POLE | CLOSED |  | N/A |  |  |  |  | 80.000 A |  |  | 6 | Pass | null
381350805 | TNB | DISTRIBUTION | KUALA SELANGOR | Existing | RYB | BLACK BOX | POLE | CLOSED |  | N/A |  |  |  |  | 80.000 A |  |  | 6 | Pass | null
381350806 | TNB | DISTRIBUTION | KUALA SELANGOR | Existing | RYB | BLACK BOX | POLE | CLOSED |  | N/A |  |  |  |  | 80.000 A |  |  | 6 | Pass | null
381350807 | TNB | DISTRIBUTION | KUALA SELANGOR | Existing | RYB | BLACK BOX | POLE | CLOSED |  | N/A |  |  |  |  | 80.000 A |  |  | 6 | Pass | null
381350808 | TNB | DISTRIBUTION | KUALA SELANGOR | Existing | RYB | BLACK BOX | POLE | CLOSED |  | N/A |  |  |  |  | 80.000 A |  |  | 6 | Pass | null
381350809 | TNB | DISTRIBUTION | KUALA SELANGOR | Existing | RYB | BLACK BOX | POLE | CLOSED |  | N/A |  |  |  |  | 80.000 A |  |  | 6 | Pass | null
381350810 | TNB | DISTRIBUTION | KUALA SELANGOR | Existing | RYB | BLACK BOX | POLE | CLOSED |  | N/A |  |  |  |  | 80.000 A |  |  | 6 | Pass | null
381350811 | TNB | DISTRIBUTION | KUALA SELANGOR | Existing | RYB | BLACK BOX | POLE | CLOSED |  | N/A |  |  |  |  | 80.000 A |  |  | 6 | Pass | null
381350812 | TNB | DISTRIBUTION | KUALA SELANGOR | Existing | RYB | BLACK BOX | POLE | CLOSED |  | N/A |  |  |  |  | 80.000 A |  |  | 6 | Pass | null
381350813 | TNB | DISTRIBUTION | KUALA SELANGOR | Existing | RYB | BLACK BOX | POLE | CLOSED |  | N/A |  |  |  |  | 80.000 A |  |  | 6 | Pass | null
381350814 | TNB | DISTRIBUTION | KUALA SELANGOR | Existing | RYB | BLACK BOX | POLE | CLOSED |  | N/A |  |  |  |  | 80.000 A |  |  | 6 | Pass | null
381350815 | TNB | DISTRIBUTION | KUALA SELANGOR | Existing | RYB | BLACK BOX | POLE | CLOSED |  | N/A |  |  |  |  | 80.000 A |  |  | 6 | Pass | null
381350816 | TNB | DISTRIBUTION | KUALA SELANGOR | Existing | RYB | BLACK BOX | POLE | CLOSED |  | N/A |  |  |  |  | 80.000 A |  |  | 6 | Pass | null
381350817 | TNB | DISTRIBUTION | KUALA SELANGOR | Existing | RYB | BLACK BOX | POLE | CLOSED |  | N/A |  |  |  |  | 80.000 A |  |  | 6 | Pass | null
381350819 | TNB | DISTRIBUTION | KUALA SELANGOR | Existing | RYB | BLACK BOX | POLE | CLOSED |  | N/A |  |  |  |  | 125.000 A |  |  | 6 | Pass | null
381350821 | TNB | DISTRIBUTION | KUALA SELANGOR | Existing | RYB | BLACK BOX | POLE | CLOSED |  | N/A |  |  |  |  | 200.000 A |  |  | 6 | Pass | null
381350822 | TNB | DISTRIBUTION | KUALA SELANGOR | Existing | RYB | BLACK BOX | POLE | CLOSED |  | N/A |  |  |  |  | 125.000 A |  |  | 6 | Pass | null
381350823 | TNB | DISTRIBUTION | KUALA SELANGOR | Existing | RYB | BLACK BOX | POLE | CLOSED |  | N/A |  |  |  |  | 50.000 A |  |  | 6 | Pass | null
381351318 | TNB | DISTRIBUTION | KUALA SELANGOR | Existing | RYB | LV FUSE SWITCH |  | CLOSED | IEC MIDDLE CURVE | FUSES | SPARE |  |  |  | 250.000 A |  |  | 3 | Fail | Please check "Mounting"
381351323 | TNB | DISTRIBUTION | KUALA SELANGOR | Existing | RYB | LV FUSE SWITCH |  | CLOSED | IEC MIDDLE CURVE | FUSES | SPARE |  |  |  | 250.000 A |  |  | 3 | Fail | Please check "Mounting"
381351347 | TNB | DISTRIBUTION | KUALA SELANGOR | Existing | RYB | LV FUSE SWITCH |  | CLOSED | IEC MIDDLE CURVE | FUSES | SPARE |  |  |  | 250.000 A |  |  | 3 | Fail | Please check "Mounting"
381351354 | TNB | DISTRIBUTION | KUALA SELANGOR | Existing | RYB | LV FUSE SWITCH |  | CLOSED | IEC MIDDLE CURVE | FUSES | SPARE |  |  |  | 250.000 A |  |  | 3 | Fail | Please check "Mounting"
381351358 | TNB | DISTRIBUTION | KUALA SELANGOR | Existing | RYB | LV FUSE SWITCH |  | CLOSED | IEC MIDDLE CURVE | FUSES | SPARE |  |  |  | 250.000 A |  |  | 3 | Fail | Please check "Mounting"
381351366 | TNB | DISTRIBUTION | KUALA SELANGOR | Existing | RYB | LV FUSE SWITCH |  | CLOSED | IEC MIDDLE CURVE | FUSES | SPARE |  |  |  | 250.000 A |  |  | 3 | Fail | Please check "Mounting"
381351371 | TNB | DISTRIBUTION | KUALA SELANGOR | Existing | RYB | LV FUSE SWITCH |  | CLOSED | IEC MIDDLE CURVE | FUSES | SPARE |  |  |  | 250.000 A |  |  | 3 | Fail | Please check "Mounting"
381351385 | TNB | DISTRIBUTION | KUALA SELANGOR | Existing | RYB | LV FUSE SWITCH |  | CLOSED | IEC MIDDLE CURVE | FUSES | SPARE |  |  |  | 250.000 A |  |  | 3 | Fail | Please check "Mounting"
381351396 | TNB | DISTRIBUTION | KUALA SELANGOR | Existing | RYB | LV FUSE SWITCH |  | CLOSED | IEC MIDDLE CURVE | FUSES | SPARE |  |  |  | 250.000 A |  |  | 3 | Fail | Please check "Mounting"
381351401 | TNB | DISTRIBUTION | KUALA SELANGOR | Existing | RYB | LV FUSE SWITCH |  | CLOSED | IEC MIDDLE CURVE | FUSES | SPARE |  |  |  | 250.000 A |  |  | 3 | Fail | Please check "Mounting"
381351425 | TNB | DISTRIBUTION | KUALA SELANGOR | Existing | RYB | LV FUSE SWITCH |  | CLOSED | IEC MIDDLE CURVE | FUSES | SPARE |  |  |  | 250.000 A |  |  | 3 | Fail | Please check "Mounting"
381351432 | TNB | DISTRIBUTION | KUALA SELANGOR | Existing | RYB | LV FUSE SWITCH |  | CLOSED | IEC MIDDLE CURVE | FUSES | SPARE |  |  |  | 250.000 A |  |  | 3 | Fail | Please check "Mounting"
381351436 | TNB | DISTRIBUTION | KUALA SELANGOR | Existing | RYB | LV FUSE SWITCH |  | CLOSED | IEC MIDDLE CURVE | FUSES | SPARE |  |  |  | 250.000 A |  |  | 3 | Fail | Please check "Mounting"
381351444 | TNB | DISTRIBUTION | KUALA SELANGOR | Existing | RYB | LV FUSE SWITCH |  | CLOSED | IEC MIDDLE CURVE | FUSES | SPARE |  |  |  | 250.000 A |  |  | 3 | Fail | Please check "Mounting"
381351449 | TNB | DISTRIBUTION | KUALA SELANGOR | Existing | RYB | LV FUSE SWITCH |  | CLOSED | IEC MIDDLE CURVE | FUSES | SPARE |  |  |  | 250.000 A |  |  | 3 | Fail | Please check "Mounting"
381351463 | TNB | DISTRIBUTION | KUALA SELANGOR | Existing | RYB | LV FUSE SWITCH |  | CLOSED | IEC MIDDLE CURVE | FUSES | SPARE |  |  |  | 250.000 A |  |  | 3 | Fail | Please check "Mounting"
381351474 | TNB | DISTRIBUTION | KUALA SELANGOR | Existing | RYB | LV FUSE SWITCH |  | CLOSED | IEC MIDDLE CURVE | FUSES | SPARE |  |  |  | 250.000 A |  |  | 3 | Fail | Please check "Mounting"
381351479 | TNB | DISTRIBUTION | KUALA SELANGOR | Existing | RYB | LV FUSE SWITCH |  | CLOSED | IEC MIDDLE CURVE | FUSES | SPARE |  |  |  | 250.000 A |  |  | 3 | Fail | Please check "Mounting"
381351503 | TNB | DISTRIBUTION | KUALA SELANGOR | Existing | RYB | LV FUSE SWITCH |  | CLOSED | IEC MIDDLE CURVE | FUSES | SPARE |  |  |  | 250.000 A |  |  | 3 | Fail | Please check "Mounting"
381351510 | TNB | DISTRIBUTION | KUALA SELANGOR | Existing | RYB | LV FUSE SWITCH |  | CLOSED | IEC MIDDLE CURVE | FUSES | SPARE |  |  |  | 250.000 A |  |  | 3 | Fail | Please check "Mounting"
381351514 | TNB | DISTRIBUTION | KUALA SELANGOR | Existing | RYB | LV FUSE SWITCH |  | CLOSED | IEC MIDDLE CURVE | FUSES | SPARE |  |  |  | 250.000 A |  |  | 3 | Fail | Please check "Mounting"
381351522 | TNB | DISTRIBUTION | KUALA SELANGOR | Existing | RYB | LV FUSE SWITCH |  | CLOSED | IEC MIDDLE CURVE | FUSES | SPARE |  |  |  | 250.000 A |  |  | 3 | Fail | Please check "Mounting"
381351527 | TNB | DISTRIBUTION | KUALA SELANGOR | Existing | RYB | LV FUSE SWITCH |  | CLOSED | IEC MIDDLE CURVE | FUSES | SPARE |  |  |  | 250.000 A |  |  | 3 | Fail | Please check "Mounting"
381351541 | TNB | DISTRIBUTION | KUALA SELANGOR | Existing | RYB | LV FUSE SWITCH |  | CLOSED | IEC MIDDLE CURVE | FUSES | SPARE |  |  |  | 250.000 A |  |  | 3 | Fail | Please check "Mounting"
381351552 | TNB | DISTRIBUTION | KUALA SELANGOR | Existing | RYB | LV FUSE SWITCH |  | CLOSED | IEC MIDDLE CURVE | FUSES | SPARE |  |  |  | 250.000 A |  |  | 3 | Fail | Please check "Mounting"
381351557 | TNB | DISTRIBUTION | KUALA SELANGOR | Existing | RYB | LV FUSE SWITCH |  | CLOSED | IEC MIDDLE CURVE | FUSES | SPARE |  |  |  | 250.000 A |  |  | 3 | Fail | Please check "Mounting"
381351581 | TNB | DISTRIBUTION | KUALA SELANGOR | Existing | RYB | LV FUSE SWITCH |  | CLOSED | IEC MIDDLE CURVE | FUSES | SPARE |  |  |  | 250.000 A |  |  | 3 | Fail | Please check "Mounting"
381351588 | TNB | DISTRIBUTION | KUALA SELANGOR | Existing | RYB | LV FUSE SWITCH |  | CLOSED | IEC MIDDLE CURVE | FUSES | SPARE |  |  |  | 250.000 A |  |  | 3 | Fail | Please check "Mounting"
381351592 | TNB | DISTRIBUTION | KUALA SELANGOR | Existing | RYB | LV FUSE SWITCH |  | CLOSED | IEC MIDDLE CURVE | FUSES | SPARE |  |  |  | 250.000 A |  |  | 3 | Fail | Please check "Mounting"
381351600 | TNB | DISTRIBUTION | KUALA SELANGOR | Existing | RYB | LV FUSE SWITCH |  | CLOSED | IEC MIDDLE CURVE | FUSES | SPARE |  |  |  | 250.000 A |  |  | 3 | Fail | Please check "Mounting"
381351605 | TNB | DISTRIBUTION | KUALA SELANGOR | Existing | RYB | LV FUSE SWITCH |  | CLOSED | IEC MIDDLE CURVE | FUSES | SPARE |  |  |  | 250.000 A |  |  | 3 | Fail | Please check "Mounting"
381351619 | TNB | DISTRIBUTION | KUALA SELANGOR | Existing | RYB | LV FUSE SWITCH |  | CLOSED | IEC MIDDLE CURVE | FUSES | SPARE |  |  |  | 250.000 A |  |  | 3 | Fail | Please check "Mounting"
381351692 | TNB | DISTRIBUTION | KUALA SELANGOR | Existing | RYB | LV FUSE SWITCH |  | CLOSED | IEC MIDDLE CURVE | FUSES | SPARE |  |  |  | 250.000 A |  |  | 3 | Fail | Please check "Mounting"
381351697 | TNB | DISTRIBUTION | KUALA SELANGOR | Existing | RYB | LV FUSE SWITCH |  | CLOSED | IEC MIDDLE CURVE | FUSES | SPARE |  |  |  | 250.000 A |  |  | 3 | Fail | Please check "Mounting"
381351721 | TNB | DISTRIBUTION | KUALA SELANGOR | Existing | RYB | LV FUSE SWITCH |  | CLOSED | IEC MIDDLE CURVE | FUSES | SPARE |  |  |  | 250.000 A |  |  | 3 | Fail | Please check "Mounting"
381351728 | TNB | DISTRIBUTION | KUALA SELANGOR | Existing | RYB | LV FUSE SWITCH |  | CLOSED | IEC MIDDLE CURVE | FUSES | SPARE |  |  |  | 250.000 A |  |  | 3 | Fail | Please check "Mounting"
381351732 | TNB | DISTRIBUTION | KUALA SELANGOR | Existing | RYB | LV FUSE SWITCH |  | CLOSED | IEC MIDDLE CURVE | FUSES | SPARE |  |  |  | 250.000 A |  |  | 3 | Fail | Please check "Mounting"
381351740 | TNB | DISTRIBUTION | KUALA SELANGOR | Existing | RYB | LV FUSE SWITCH |  | CLOSED | IEC MIDDLE CURVE | FUSES | SPARE |  |  |  | 250.000 A |  |  | 3 | Fail | Please check "Mounting"
381351745 | TNB | DISTRIBUTION | KUALA SELANGOR | Existing | RYB | LV FUSE SWITCH |  | CLOSED | IEC MIDDLE CURVE | FUSES | SPARE |  |  |  | 250.000 A |  |  | 3 | Fail | Please check "Mounting"
381351759 | TNB | DISTRIBUTION | KUALA SELANGOR | Existing | RYB | LV FUSE SWITCH |  | CLOSED | IEC MIDDLE CURVE | FUSES | SPARE |  |  |  | 250.000 A |  |  | 3 | Fail | Please check "Mounting"
381351768 | TNB | DISTRIBUTION | KUALA SELANGOR | Existing | RYB | LV FUSE SWITCH |  | CLOSED | IEC MIDDLE CURVE | FUSES | SPARE |  |  |  | 250.000 A |  |  | 3 | Fail | Please check "Mounting"
381351781 | TNB | DISTRIBUTION | KUALA SELANGOR | Existing | RYB | LV FUSE SWITCH |  | CLOSED | IEC MIDDLE CURVE | FUSES | SPARE |  |  |  | 250.000 A |  |  | 3 | Fail | Please check "Mounting"
381351796 | TNB | DISTRIBUTION | KUALA SELANGOR | Existing | RYB | LV FUSE SWITCH |  | CLOSED | IEC MIDDLE CURVE | FUSES | SPARE |  |  |  | 250.000 A |  |  | 3 | Fail | Please check "Mounting"
381351800 | TNB | DISTRIBUTION | KUALA SELANGOR | Existing | RYB | LV FUSE SWITCH |  | CLOSED | IEC MIDDLE CURVE | FUSES | SPARE |  |  |  | 250.000 A |  |  | 3 | Fail | Please check "Mounting"
381351819 | TNB | DISTRIBUTION | KUALA SELANGOR | Existing | RYB | LV FUSE SWITCH |  | CLOSED | IEC MIDDLE CURVE | FUSES | SPARE |  |  |  | 250.000 A |  |  | 3 | Fail | Please check "Mounting"
381351823 | TNB | DISTRIBUTION | KUALA SELANGOR | Existing | RYB | LV FUSE SWITCH |  | CLOSED | IEC MIDDLE CURVE | FUSES | SPARE |  |  |  | 250.000 A |  |  | 3 | Fail | Please check "Mounting"
381351830 | TNB | DISTRIBUTION | KUALA SELANGOR | Existing | RYB | LV FUSE SWITCH |  | CLOSED | IEC MIDDLE CURVE | FUSES | SPARE |  |  |  | 250.000 A |  |  | 3 | Fail | Please check "Mounting"
381351843 | TNB | DISTRIBUTION | KUALA SELANGOR | Existing | RYB | LV FUSE SWITCH |  | CLOSED | IEC MIDDLE CURVE | FUSES | SPARE |  |  |  | 250.000 A |  |  | 3 | Fail | Please check "Mounting"
381351858 | TNB | DISTRIBUTION | KUALA SELANGOR | Existing | RYB | LV FUSE SWITCH |  | CLOSED | IEC MIDDLE CURVE | FUSES | SPARE |  |  |  | 250.000 A |  |  | 3 | Fail | Please check "Mounting"
381351862 | TNB | DISTRIBUTION | KUALA SELANGOR | Existing | RYB | LV FUSE SWITCH |  | CLOSED | IEC MIDDLE CURVE | FUSES | SPARE |  |  |  | 250.000 A |  |  | 3 | Fail | Please check "Mounting"
381351881 | TNB | DISTRIBUTION | KUALA SELANGOR | Existing | RYB | LV FUSE SWITCH |  | CLOSED | IEC MIDDLE CURVE | FUSES | SPARE |  |  |  | 250.000 A |  |  | 3 | Fail | Please check "Mounting"
381351885 | TNB | DISTRIBUTION | KUALA SELANGOR | Existing | RYB | LV FUSE SWITCH |  | CLOSED | IEC MIDDLE CURVE | FUSES | SPARE |  |  |  | 250.000 A |  |  | 3 | Fail | Please check "Mounting"
381351892 | TNB | DISTRIBUTION | KUALA SELANGOR | Existing | RYB | LV FUSE SWITCH |  | CLOSED | IEC MIDDLE CURVE | FUSES | SPARE |  |  |  | 250.000 A |  |  | 3 | Fail | Please check "Mounting"
381351905 | TNB | DISTRIBUTION | KUALA SELANGOR | Existing | RYB | LV FUSE SWITCH |  | CLOSED | IEC MIDDLE CURVE | FUSES | SPARE |  |  |  | 250.000 A |  |  | 3 | Fail | Please check "Mounting"
381351920 | TNB | DISTRIBUTION | KUALA SELANGOR | Existing | RYB | LV FUSE SWITCH |  | CLOSED | IEC MIDDLE CURVE | FUSES | SPARE |  |  |  | 250.000 A |  |  | 3 | Fail | Please check "Mounting"
381351924 | TNB | DISTRIBUTION | KUALA SELANGOR | Existing | RYB | LV FUSE SWITCH |  | CLOSED | IEC MIDDLE CURVE | FUSES | SPARE |  |  |  | 250.000 A |  |  | 3 | Fail | Please check "Mounting"
381351943 | TNB | DISTRIBUTION | KUALA SELANGOR | Existing | RYB | LV FUSE SWITCH |  | CLOSED | IEC MIDDLE CURVE | FUSES | SPARE |  |  |  | 250.000 A |  |  | 3 | Fail | Please check "Mounting"
381351947 | TNB | DISTRIBUTION | KUALA SELANGOR | Existing | RYB | LV FUSE SWITCH |  | CLOSED | IEC MIDDLE CURVE | FUSES | SPARE |  |  |  | 250.000 A |  |  | 3 | Fail | Please check "Mounting"
381351956 | TNB | DISTRIBUTION | KUALA SELANGOR | Existing | RYB | LV FUSE SWITCH |  | CLOSED | IEC MIDDLE CURVE | FUSES | SPARE |  |  |  | 250.000 A |  |  | 3 | Fail | Please check "Mounting"
381351961 | TNB | DISTRIBUTION | KUALA SELANGOR | Existing | RYB | LV FUSE SWITCH |  | CLOSED | IEC MIDDLE CURVE | FUSES | SPARE |  |  |  | 250.000 A |  |  | 3 | Fail | Please check "Mounting"
381351985 | TNB | DISTRIBUTION | KUALA SELANGOR | Existing | RYB | LV FUSE SWITCH |  | CLOSED | IEC MIDDLE CURVE | FUSES | SPARE |  |  |  | 250.000 A |  |  | 3 | Fail | Please check "Mounting"
381351992 | TNB | DISTRIBUTION | KUALA SELANGOR | Existing | RYB | LV FUSE SWITCH |  | CLOSED | IEC MIDDLE CURVE | FUSES | SPARE |  |  |  | 250.000 A |  |  | 3 | Fail | Please check "Mounting"
381351996 | TNB | DISTRIBUTION | KUALA SELANGOR | Existing | RYB | LV FUSE SWITCH |  | CLOSED | IEC MIDDLE CURVE | FUSES | SPARE |  |  |  | 250.000 A |  |  | 3 | Fail | Please check "Mounting"
381352004 | TNB | DISTRIBUTION | KUALA SELANGOR | Existing | RYB | LV FUSE SWITCH |  | CLOSED | IEC MIDDLE CURVE | FUSES | SPARE |  |  |  | 250.000 A |  |  | 3 | Fail | Please check "Mounting"
381352009 | TNB | DISTRIBUTION | KUALA SELANGOR | Existing | RYB | LV FUSE SWITCH |  | CLOSED | IEC MIDDLE CURVE | FUSES | SPARE |  |  |  | 250.000 A |  |  | 3 | Fail | Please check "Mounting"
381352023 | TNB | DISTRIBUTION | KUALA SELANGOR | Existing | RYB | LV FUSE SWITCH |  | CLOSED | IEC MIDDLE CURVE | FUSES | SPARE |  |  |  | 250.000 A |  |  | 3 | Fail | Please check "Mounting"
381352034 | TNB | DISTRIBUTION | KUALA SELANGOR | Existing | RYB | LV FUSE SWITCH |  | CLOSED | IEC MIDDLE CURVE | FUSES | SPARE |  |  |  | 250.000 A |  |  | 3 | Fail | Please check "Mounting"
381352039 | TNB | DISTRIBUTION | KUALA SELANGOR | Existing | RYB | LV FUSE SWITCH |  | CLOSED | IEC MIDDLE CURVE | FUSES | SPARE |  |  |  | 250.000 A |  |  | 3 | Fail | Please check "Mounting"
381352063 | TNB | DISTRIBUTION | KUALA SELANGOR | Existing | RYB | LV FUSE SWITCH |  | CLOSED | IEC MIDDLE CURVE | FUSES | SPARE |  |  |  | 250.000 A |  |  | 3 | Fail | Please check "Mounting"
381352070 | TNB | DISTRIBUTION | KUALA SELANGOR | Existing | RYB | LV FUSE SWITCH |  | CLOSED | IEC MIDDLE CURVE | FUSES | SPARE |  |  |  | 250.000 A |  |  | 3 | Fail | Please check "Mounting"
381352074 | TNB | DISTRIBUTION | KUALA SELANGOR | Existing | RYB | LV FUSE SWITCH |  | CLOSED | IEC MIDDLE CURVE | FUSES | SPARE |  |  |  | 250.000 A |  |  | 3 | Fail | Please check "Mounting"
381352082 | TNB | DISTRIBUTION | KUALA SELANGOR | Existing | RYB | LV FUSE SWITCH |  | CLOSED | IEC MIDDLE CURVE | FUSES | SPARE |  |  |  | 250.000 A |  |  | 3 | Fail | Please check "Mounting"
381352087 | TNB | DISTRIBUTION | KUALA SELANGOR | Existing | RYB | LV FUSE SWITCH |  | CLOSED | IEC MIDDLE CURVE | FUSES | SPARE |  |  |  | 250.000 A |  |  | 3 | Fail | Please check "Mounting"
381352101 | TNB | DISTRIBUTION | KUALA SELANGOR | Existing | RYB | LV FUSE SWITCH |  | CLOSED | IEC MIDDLE CURVE | FUSES | SPARE |  |  |  | 250.000 A |  |  | 3 | Fail | Please check "Mounting"
381352112 | TNB | DISTRIBUTION | KUALA SELANGOR | Existing | RYB | LV FUSE SWITCH |  | CLOSED | IEC MIDDLE CURVE | FUSES | SPARE |  |  |  | 250.000 A |  |  | 3 | Fail | Please check "Mounting"
381352117 | TNB | DISTRIBUTION | KUALA SELANGOR | Existing | RYB | LV FUSE SWITCH |  | CLOSED | IEC MIDDLE CURVE | FUSES | SPARE |  |  |  | 250.000 A |  |  | 3 | Fail | Please check "Mounting"
381352141 | TNB | DISTRIBUTION | KUALA SELANGOR | Existing | RYB | LV FUSE SWITCH |  | CLOSED | IEC MIDDLE CURVE | FUSES | SPARE |  |  |  | 250.000 A |  |  | 3 | Fail | Please check "Mounting"
381352148 | TNB | DISTRIBUTION | KUALA SELANGOR | Existing | RYB | LV FUSE SWITCH |  | CLOSED | IEC MIDDLE CURVE | FUSES | SPARE |  |  |  | 250.000 A |  |  | 3 | Fail | Please check "Mounting"
381352152 | TNB | DISTRIBUTION | KUALA SELANGOR | Existing | RYB | LV FUSE SWITCH |  | CLOSED | IEC MIDDLE CURVE | FUSES | SPARE |  |  |  | 250.000 A |  |  | 3 | Fail | Please check "Mounting"
381352160 | TNB | DISTRIBUTION | KUALA SELANGOR | Existing | RYB | LV FUSE SWITCH |  | CLOSED | IEC MIDDLE CURVE | FUSES | SPARE |  |  |  | 250.000 A |  |  | 3 | Fail | Please check "Mounting"
381352165 | TNB | DISTRIBUTION | KUALA SELANGOR | Existing | RYB | LV FUSE SWITCH |  | CLOSED | IEC MIDDLE CURVE | FUSES | SPARE |  |  |  | 250.000 A |  |  | 3 | Fail | Please check "Mounting"
381352179 | TNB | DISTRIBUTION | KUALA SELANGOR | Existing | RYB | LV FUSE SWITCH |  | CLOSED | IEC MIDDLE CURVE | FUSES | SPARE |  |  |  | 250.000 A |  |  | 3 | Fail | Please check "Mounting"
381352190 | TNB | DISTRIBUTION | KUALA SELANGOR | Existing | RYB | LV FUSE SWITCH |  | CLOSED | IEC MIDDLE CURVE | FUSES | SPARE |  |  |  | 250.000 A |  |  | 3 | Fail | Please check "Mounting"
381352195 | TNB | DISTRIBUTION | KUALA SELANGOR | Existing | RYB | LV FUSE SWITCH |  | CLOSED | IEC MIDDLE CURVE | FUSES | SPARE |  |  |  | 250.000 A |  |  | 3 | Fail | Please check "Mounting"
381352219 | TNB | DISTRIBUTION | KUALA SELANGOR | Existing | RYB | LV FUSE SWITCH |  | CLOSED | IEC MIDDLE CURVE | FUSES | SPARE |  |  |  | 250.000 A |  |  | 3 | Fail | Please check "Mounting"
381352226 | TNB | DISTRIBUTION | KUALA SELANGOR | Existing | RYB | LV FUSE SWITCH |  | CLOSED | IEC MIDDLE CURVE | FUSES | SPARE |  |  |  | 250.000 A |  |  | 3 | Fail | Please check "Mounting"
381352230 | TNB | DISTRIBUTION | KUALA SELANGOR | Existing | RYB | LV FUSE SWITCH |  | CLOSED | IEC MIDDLE CURVE | FUSES | SPARE |  |  |  | 250.000 A |  |  | 3 | Fail | Please check "Mounting"
381352238 | TNB | DISTRIBUTION | KUALA SELANGOR | Existing | RYB | LV FUSE SWITCH |  | CLOSED | IEC MIDDLE CURVE | FUSES | SPARE |  |  |  | 250.000 A |  |  | 3 | Fail | Please check "Mounting"
381352243 | TNB | DISTRIBUTION | KUALA SELANGOR | Existing | RYB | LV FUSE SWITCH |  | CLOSED | IEC MIDDLE CURVE | FUSES | SPARE |  |  |  | 250.000 A |  |  | 3 | Fail | Please check "Mounting"
381352257 | TNB | DISTRIBUTION | KUALA SELANGOR | Existing | RYB | LV FUSE SWITCH |  | CLOSED | IEC MIDDLE CURVE | FUSES | SPARE |  |  |  | 250.000 A |  |  | 3 | Fail | Please check "Mounting"
381352268 | TNB | DISTRIBUTION | KUALA SELANGOR | Existing | RYB | LV FUSE SWITCH |  | CLOSED | IEC MIDDLE CURVE | FUSES | SPARE |  |  |  | 250.000 A |  |  | 3 | Fail | Please check "Mounting"
381352273 | TNB | DISTRIBUTION | KUALA SELANGOR | Existing | RYB | LV FUSE SWITCH |  | CLOSED | IEC MIDDLE CURVE | FUSES | SPARE |  |  |  | 250.000 A |  |  | 3 | Fail | Please check "Mounting"
381352297 | TNB | DISTRIBUTION | KUALA SELANGOR | Existing | RYB | LV FUSE SWITCH |  | CLOSED | IEC MIDDLE CURVE | FUSES | SPARE |  |  |  | 250.000 A |  |  | 3 | Fail | Please check "Mounting"
381352304 | TNB | DISTRIBUTION | KUALA SELANGOR | Existing | RYB | LV FUSE SWITCH |  | CLOSED | IEC MIDDLE CURVE | FUSES | SPARE |  |  |  | 250.000 A |  |  | 3 | Fail | Please check "Mounting"
381352308 | TNB | DISTRIBUTION | KUALA SELANGOR | Existing | RYB | LV FUSE SWITCH |  | CLOSED | IEC MIDDLE CURVE | FUSES | SPARE |  |  |  | 250.000 A |  |  | 3 | Fail | Please check "Mounting"
381352316 | TNB | DISTRIBUTION | KUALA SELANGOR | Existing | RYB | LV FUSE SWITCH |  | CLOSED | IEC MIDDLE CURVE | FUSES | SPARE |  |  |  | 250.000 A |  |  | 3 | Fail | Please check "Mounting"
381352321 | TNB | DISTRIBUTION | KUALA SELANGOR | Existing | RYB | LV FUSE SWITCH |  | CLOSED | IEC MIDDLE CURVE | FUSES | SPARE |  |  |  | 250.000 A |  |  | 3 | Fail | Please check "Mounting"
381352335 | TNB | DISTRIBUTION | KUALA SELANGOR | Existing | RYB | LV FUSE SWITCH |  | CLOSED | IEC MIDDLE CURVE | FUSES | SPARE |  |  |  | 250.000 A |  |  | 3 | Fail | Please check "Mounting"
381352346 | TNB | DISTRIBUTION | KUALA SELANGOR | Existing | RYB | LV FUSE SWITCH |  | CLOSED | IEC MIDDLE CURVE | FUSES | SPARE |  |  |  | 250.000 A |  |  | 3 | Fail | Please check "Mounting"
381352351 | TNB | DISTRIBUTION | KUALA SELANGOR | Existing | RYB | LV FUSE SWITCH |  | CLOSED | IEC MIDDLE CURVE | FUSES | SPARE |  |  |  | 250.000 A |  |  | 3 | Fail | Please check "Mounting"
381352375 | TNB | DISTRIBUTION | KUALA SELANGOR | Existing | RYB | LV FUSE SWITCH |  | CLOSED | IEC MIDDLE CURVE | FUSES | SPARE |  |  |  | 250.000 A |  |  | 3 | Fail | Please check "Mounting"
381352382 | TNB | DISTRIBUTION | KUALA SELANGOR | Existing | RYB | LV FUSE SWITCH |  | CLOSED | IEC MIDDLE CURVE | FUSES | SPARE |  |  |  | 250.000 A |  |  | 3 | Fail | Please check "Mounting"
381352386 | TNB | DISTRIBUTION | KUALA SELANGOR | Existing | RYB | LV FUSE SWITCH |  | CLOSED | IEC MIDDLE CURVE | FUSES | SPARE |  |  |  | 250.000 A |  |  | 3 | Fail | Please check "Mounting"
381352394 | TNB | DISTRIBUTION | KUALA SELANGOR | Existing | RYB | LV FUSE SWITCH |  | CLOSED | IEC MIDDLE CURVE | FUSES | SPARE |  |  |  | 250.000 A |  |  | 3 | Fail | Please check "Mounting"
381352399 | TNB | DISTRIBUTION | KUALA SELANGOR | Existing | RYB | LV FUSE SWITCH |  | CLOSED | IEC MIDDLE CURVE | FUSES | SPARE |  |  |  | 250.000 A |  |  | 3 | Fail | Please check "Mounting"
381352413 | TNB | DISTRIBUTION | KUALA SELANGOR | Existing | RYB | LV FUSE SWITCH |  | CLOSED | IEC MIDDLE CURVE | FUSES | SPARE |  |  |  | 250.000 A |  |  | 3 | Fail | Please check "Mounting"
381352424 | TNB | DISTRIBUTION | KUALA SELANGOR | Existing | RYB | LV FUSE SWITCH |  | CLOSED | IEC MIDDLE CURVE | FUSES | SPARE |  |  |  | 250.000 A |  |  | 3 | Fail | Please check "Mounting"
381352429 | TNB | DISTRIBUTION | KUALA SELANGOR | Existing | RYB | LV FUSE SWITCH |  | CLOSED | IEC MIDDLE CURVE | FUSES | SPARE |  |  |  | 250.000 A |  |  | 3 | Fail | Please check "Mounting"
381352453 | TNB | DISTRIBUTION | KUALA SELANGOR | Existing | RYB | LV FUSE SWITCH |  | CLOSED | IEC MIDDLE CURVE | FUSES | SPARE |  |  |  | 250.000 A |  |  | 3 | Fail | Please check "Mounting"
381352460 | TNB | DISTRIBUTION | KUALA SELANGOR | Existing | RYB | LV FUSE SWITCH |  | CLOSED | IEC MIDDLE CURVE | FUSES | SPARE |  |  |  | 250.000 A |  |  | 3 | Fail | Please check "Mounting"
381352464 | TNB | DISTRIBUTION | KUALA SELANGOR | Existing | RYB | LV FUSE SWITCH |  | CLOSED | IEC MIDDLE CURVE | FUSES | SPARE |  |  |  | 250.000 A |  |  | 3 | Fail | Please check "Mounting"
381352472 | TNB | DISTRIBUTION | KUALA SELANGOR | Existing | RYB | LV FUSE SWITCH |  | CLOSED | IEC MIDDLE CURVE | FUSES | SPARE |  |  |  | 250.000 A |  |  | 3 | Fail | Please check "Mounting"
381352477 | TNB | DISTRIBUTION | KUALA SELANGOR | Existing | RYB | LV FUSE SWITCH |  | CLOSED | IEC MIDDLE CURVE | FUSES | SPARE |  |  |  | 250.000 A |  |  | 3 | Fail | Please check "Mounting"
381352491 | TNB | DISTRIBUTION | KUALA SELANGOR | Existing | RYB | LV FUSE SWITCH |  | CLOSED | IEC MIDDLE CURVE | FUSES | SPARE |  |  |  | 250.000 A |  |  | 3 | Fail | Please check "Mounting"
381352502 | TNB | DISTRIBUTION | KUALA SELANGOR | Existing | RYB | LV FUSE SWITCH |  | OPEN | IEC MIDDLE CURVE | FUSES | SPARE |  |  |  | 250.000 A |  |  | 3 | Fail | Please check "Mounting"
381352507 | TNB | DISTRIBUTION | KUALA SELANGOR | Existing | RYB | LV FUSE SWITCH |  | OPEN | IEC MIDDLE CURVE | FUSES | SPARE |  |  |  | 250.000 A |  |  | 3 | Fail | Please check "Mounting"
381352531 | TNB | DISTRIBUTION | KUALA SELANGOR | Existing | RYB | LV FUSE SWITCH |  | OPEN | IEC MIDDLE CURVE | FUSES | SPARE |  |  |  | 250.000 A |  |  | 3 | Fail | Please check "Mounting"
381352538 | TNB | DISTRIBUTION | KUALA SELANGOR | Existing | RYB | LV FUSE SWITCH |  | OPEN | IEC MIDDLE CURVE | FUSES | SPARE |  |  |  | 250.000 A |  |  | 3 | Fail | Please check "Mounting"
381352542 | TNB | DISTRIBUTION | KUALA SELANGOR | Existing | RYB | LV FUSE SWITCH |  | CLOSED | IEC MIDDLE CURVE | FUSES | SPARE |  |  |  | 250.000 A |  |  | 3 | Fail | Please check "Mounting"
381352550 | TNB | DISTRIBUTION | KUALA SELANGOR | Existing | RYB | LV FUSE SWITCH |  | CLOSED | IEC MIDDLE CURVE | FUSES | SPARE |  |  |  | 250.000 A |  |  | 3 | Fail | Please check "Mounting"
381352555 | TNB | DISTRIBUTION | KUALA SELANGOR | Existing | RYB | LV FUSE SWITCH |  | OPEN | IEC MIDDLE CURVE | FUSES | SPARE |  |  |  | 250.000 A |  |  | 3 | Fail | Please check "Mounting"
381352569 | TNB | DISTRIBUTION | KUALA SELANGOR | Existing | RYB | LV FUSE SWITCH |  | OPEN | IEC MIDDLE CURVE | FUSES | SPARE |  |  |  | 250.000 A |  |  | 3 | Fail | Please check "Mounting"
381352821 | TNB | DISTRIBUTION | KUALA SELANGOR | Existing | RYB | LV FUSE SWITCH |  | CLOSED | IEC MIDDLE CURVE | FUSES | SPARE |  |  |  | 250.000 A |  |  | 3 | Fail | Please check "Mounting"
381352826 | TNB | DISTRIBUTION | KUALA SELANGOR | Existing | RYB | LV FUSE SWITCH |  | CLOSED | IEC MIDDLE CURVE | FUSES | SPARE |  |  |  | 250.000 A |  |  | 3 | Fail | Please check "Mounting"
381352850 | TNB | DISTRIBUTION | KUALA SELANGOR | Existing | RYB | LV FUSE SWITCH |  | CLOSED | IEC MIDDLE CURVE | FUSES | SPARE |  |  |  | 250.000 A |  |  | 3 | Fail | Please check "Mounting"
381352857 | TNB | DISTRIBUTION | KUALA SELANGOR | Existing | RYB | LV FUSE SWITCH |  | CLOSED | IEC MIDDLE CURVE | FUSES | SPARE |  |  |  | 250.000 A |  |  | 3 | Fail | Please check "Mounting"
381352861 | TNB | DISTRIBUTION | KUALA SELANGOR | Existing | RYB | LV FUSE SWITCH |  | CLOSED | IEC MIDDLE CURVE | FUSES | SPARE |  |  |  | 250.000 A |  |  | 3 | Fail | Please check "Mounting"
381352869 | TNB | DISTRIBUTION | KUALA SELANGOR | Existing | RYB | LV FUSE SWITCH |  | CLOSED | IEC MIDDLE CURVE | FUSES | SPARE |  |  |  | 250.000 A |  |  | 3 | Fail | Please check "Mounting"
381352874 | TNB | DISTRIBUTION | KUALA SELANGOR | Existing | RYB | LV FUSE SWITCH |  | CLOSED | IEC MIDDLE CURVE | FUSES | SPARE |  |  |  | 250.000 A |  |  | 3 | Fail | Please check "Mounting"
381352888 | TNB | DISTRIBUTION | KUALA SELANGOR | Existing | RYB | LV FUSE SWITCH |  | CLOSED | IEC MIDDLE CURVE | FUSES | SPARE |  |  |  | 250.000 A |  |  | 3 | Fail | Please check "Mounting"
381353518 | TNB | DISTRIBUTION | KUALA SELANGOR | Existing | RYB | BLACK BOX | POLE | CLOSED |  | Unknown |  |  |  |  | 200.000 A |  |  | 6 | Pass | null
381353540 | TNB | DISTRIBUTION | KUALA SELANGOR | Existing | RYB | BLACK BOX | POLE | OPEN |  | N/A |  |  |  |  | 125.000 A |  |  | 6 | Pass | null
381363095 | TNB | DISTRIBUTION | KUALA SELANGOR | Existing | RYB | LV FUSE SWITCH |  | CLOSED | IEC MIDDLE CURVE | FUSES | SPARE |  |  |  | 250.000 A |  |  | 3 | Fail | Please check "Mounting"
381363109 | TNB | DISTRIBUTION | KUALA SELANGOR | Existing | RYB | LV FUSE SWITCH |  | CLOSED | IEC MIDDLE CURVE | FUSES | SPARE |  |  |  | 250.000 A |  |  | 3 | Fail | Please check "Mounting"
381363116 | TNB | DISTRIBUTION | KUALA SELANGOR | Existing | RYB | LV FUSE SWITCH |  | CLOSED | IEC MIDDLE CURVE | FUSES | SPARE |  |  |  | 250.000 A |  |  | 3 | Fail | Please check "Mounting"
381363121 | TNB | DISTRIBUTION | KUALA SELANGOR | Existing | RYB | LV FUSE SWITCH |  | CLOSED | IEC MIDDLE CURVE | FUSES | SPARE |  |  |  | 250.000 A |  |  | 3 | Fail | Please check "Mounting"
381363127 | TNB | DISTRIBUTION | KUALA SELANGOR | Existing | RYB | LV FUSE SWITCH |  | CLOSED | IEC MIDDLE CURVE | FUSES | SPARE |  |  |  | 250.000 A |  |  | 3 | Fail | Please check "Mounting"
381363139 | TNB | DISTRIBUTION | KUALA SELANGOR | Existing | RYB | LV FUSE SWITCH |  | CLOSED | IEC MIDDLE CURVE | FUSES | SPARE |  |  |  | 250.000 A |  |  | 3 | Fail | Please check "Mounting"
381363147 | TNB | DISTRIBUTION | KUALA SELANGOR | Existing | RYB | LV FUSE SWITCH |  | CLOSED | IEC MIDDLE CURVE | FUSES | SPARE |  |  |  | 250.000 A |  |  | 3 | Fail | Please check "Mounting"
381363165 | TNB | DISTRIBUTION | KUALA SELANGOR | Existing | RYB | LV FUSE SWITCH |  | CLOSED | IEC MIDDLE CURVE | FUSES | SPARE |  |  |  | 250.000 A |  |  | 3 | Fail | Please check "Mounting"
381363237 | TNB | DISTRIBUTION | KUALA SELANGOR | Existing | RYB | LV FUSE SWITCH |  | CLOSED | IEC MIDDLE CURVE | FUSES | SPARE |  |  |  | 250.000 A |  |  | 3 | Fail | Please check "Mounting"
381363251 | TNB | DISTRIBUTION | KUALA SELANGOR | Existing | RYB | LV FUSE SWITCH |  | CLOSED | IEC MIDDLE CURVE | FUSES | SPARE |  |  |  | 250.000 A |  |  | 3 | Fail | Please check "Mounting"
381363258 | TNB | DISTRIBUTION | KUALA SELANGOR | Existing | RYB | LV FUSE SWITCH |  | CLOSED | IEC MIDDLE CURVE | FUSES | SPARE |  |  |  | 250.000 A |  |  | 3 | Fail | Please check "Mounting"
381363263 | TNB | DISTRIBUTION | KUALA SELANGOR | Existing | RYB | LV FUSE SWITCH |  | CLOSED | IEC MIDDLE CURVE | FUSES | SPARE |  |  |  | 250.000 A |  |  | 3 | Fail | Please check "Mounting"
381363269 | TNB | DISTRIBUTION | KUALA SELANGOR | Existing | RYB | LV FUSE SWITCH |  | CLOSED | IEC MIDDLE CURVE | FUSES | SPARE |  |  |  | 250.000 A |  |  | 3 | Fail | Please check "Mounting"
381363281 | TNB | DISTRIBUTION | KUALA SELANGOR | Existing | RYB | LV FUSE SWITCH |  | CLOSED | IEC MIDDLE CURVE | FUSES | SPARE |  |  |  | 250.000 A |  |  | 3 | Fail | Please check "Mounting"
381363289 | TNB | DISTRIBUTION | KUALA SELANGOR | Existing | RYB | LV FUSE SWITCH |  | CLOSED | IEC MIDDLE CURVE | FUSES | SPARE |  |  |  | 250.000 A |  |  | 3 | Fail | Please check "Mounting"
381363307 | TNB | DISTRIBUTION | KUALA SELANGOR | Existing | RYB | LV FUSE SWITCH |  | CLOSED | IEC MIDDLE CURVE | FUSES | SPARE |  |  |  | 250.000 A |  |  | 3 | Fail | Please check "Mounting"
381363372 | TNB | DISTRIBUTION | KUALA SELANGOR | Existing | RYB | LV FUSE SWITCH |  | CLOSED | IEC MIDDLE CURVE | FUSES | SPARE |  |  |  | 250.000 A |  |  | 3 | Fail | Please check "Mounting"
381363386 | TNB | DISTRIBUTION | KUALA SELANGOR | Existing | RYB | LV FUSE SWITCH |  | CLOSED | IEC MIDDLE CURVE | FUSES | SPARE |  |  |  | 250.000 A |  |  | 3 | Fail | Please check "Mounting"
381363393 | TNB | DISTRIBUTION | KUALA SELANGOR | Existing | RYB | LV FUSE SWITCH |  | CLOSED | IEC MIDDLE CURVE | FUSES | SPARE |  |  |  | 250.000 A |  |  | 3 | Fail | Please check "Mounting"
381363398 | TNB | DISTRIBUTION | KUALA SELANGOR | Existing | RYB | LV FUSE SWITCH |  | CLOSED | IEC MIDDLE CURVE | FUSES | SPARE |  |  |  | 250.000 A |  |  | 3 | Fail | Please check "Mounting"
381363404 | TNB | DISTRIBUTION | KUALA SELANGOR | Existing | RYB | LV FUSE SWITCH |  | CLOSED | IEC MIDDLE CURVE | FUSES | SPARE |  |  |  | 250.000 A |  |  | 3 | Fail | Please check "Mounting"
381363416 | TNB | DISTRIBUTION | KUALA SELANGOR | Existing | RYB | LV FUSE SWITCH |  | CLOSED | IEC MIDDLE CURVE | FUSES | SPARE |  |  |  | 250.000 A |  |  | 3 | Fail | Please check "Mounting"
381363424 | TNB | DISTRIBUTION | KUALA SELANGOR | Existing | RYB | LV FUSE SWITCH |  | CLOSED | IEC MIDDLE CURVE | FUSES | SPARE |  |  |  | 250.000 A |  |  | 3 | Fail | Please check "Mounting"
381363442 | TNB | DISTRIBUTION | KUALA SELANGOR | Existing | RYB | LV FUSE SWITCH |  | CLOSED | IEC MIDDLE CURVE | FUSES | SPARE |  |  |  | 250.000 A |  |  | 3 | Fail | Please check "Mounting"
381363511 | TNB | DISTRIBUTION | KUALA SELANGOR | Existing | RYB | LV FUSE SWITCH |  | CLOSED | IEC MIDDLE CURVE | FUSES | SPARE |  |  |  | 250.000 A |  |  | 3 | Fail | Please check "Mounting"
381363525 | TNB | DISTRIBUTION | KUALA SELANGOR | Existing | RYB | LV FUSE SWITCH |  | CLOSED | IEC MIDDLE CURVE | FUSES | SPARE |  |  |  | 250.000 A |  |  | 3 | Fail | Please check "Mounting"
381363532 | TNB | DISTRIBUTION | KUALA SELANGOR | Existing | RYB | LV FUSE SWITCH |  | CLOSED | IEC MIDDLE CURVE | FUSES | SPARE |  |  |  | 250.000 A |  |  | 3 | Fail | Please check "Mounting"
381363537 | TNB | DISTRIBUTION | KUALA SELANGOR | Existing | RYB | LV FUSE SWITCH |  | CLOSED | IEC MIDDLE CURVE | FUSES | SPARE |  |  |  | 250.000 A |  |  | 3 | Fail | Please check "Mounting"
381363543 | TNB | DISTRIBUTION | KUALA SELANGOR | Existing | RYB | LV FUSE SWITCH |  | CLOSED | IEC MIDDLE CURVE | FUSES | SPARE |  |  |  | 250.000 A |  |  | 3 | Fail | Please check "Mounting"
381363555 | TNB | DISTRIBUTION | KUALA SELANGOR | Existing | RYB | LV FUSE SWITCH |  | CLOSED | IEC MIDDLE CURVE | FUSES | SPARE |  |  |  | 250.000 A |  |  | 3 | Fail | Please check "Mounting"
381363563 | TNB | DISTRIBUTION | KUALA SELANGOR | Existing | RYB | LV FUSE SWITCH |  | CLOSED | IEC MIDDLE CURVE | FUSES | SPARE |  |  |  | 250.000 A |  |  | 3 | Fail | Please check "Mounting"
381363581 | TNB | DISTRIBUTION | KUALA SELANGOR | Existing | RYB | LV FUSE SWITCH |  | CLOSED | IEC MIDDLE CURVE | FUSES | SPARE |  |  |  | 250.000 A |  |  | 3 | Fail | Please check "Mounting"
381363655 | TNB | DISTRIBUTION | KUALA SELANGOR | Existing | RYB | LV FUSE SWITCH |  | CLOSED | IEC MIDDLE CURVE | FUSES | SPARE |  |  |  | 250.000 A |  |  | 3 | Fail | Please check "Mounting"
381363669 | TNB | DISTRIBUTION | KUALA SELANGOR | Existing | RYB | LV FUSE SWITCH |  | CLOSED | IEC MIDDLE CURVE | FUSES | SPARE |  |  |  | 250.000 A |  |  | 3 | Fail | Please check "Mounting"
381363676 | TNB | DISTRIBUTION | KUALA SELANGOR | Existing | RYB | LV FUSE SWITCH |  | CLOSED | IEC MIDDLE CURVE | FUSES | SPARE |  |  |  | 250.000 A |  |  | 3 | Fail | Please check "Mounting"
381363681 | TNB | DISTRIBUTION | KUALA SELANGOR | Existing | RYB | LV FUSE SWITCH |  | CLOSED | IEC MIDDLE CURVE | FUSES | SPARE |  |  |  | 250.000 A |  |  | 3 | Fail | Please check "Mounting"
381363687 | TNB | DISTRIBUTION | KUALA SELANGOR | Existing | RYB | LV FUSE SWITCH |  | CLOSED | IEC MIDDLE CURVE | FUSES | SPARE |  |  |  | 250.000 A |  |  | 3 | Fail | Please check "Mounting"
381363699 | TNB | DISTRIBUTION | KUALA SELANGOR | Existing | RYB | LV FUSE SWITCH |  | CLOSED | IEC MIDDLE CURVE | FUSES | SPARE |  |  |  | 250.000 A |  |  | 3 | Fail | Please check "Mounting"
381363707 | TNB | DISTRIBUTION | KUALA SELANGOR | Existing | RYB | LV FUSE SWITCH |  | CLOSED | IEC MIDDLE CURVE | FUSES | SPARE |  |  |  | 250.000 A |  |  | 3 | Fail | Please check "Mounting"
381363725 | TNB | DISTRIBUTION | KUALA SELANGOR | Existing | RYB | LV FUSE SWITCH |  | CLOSED | IEC MIDDLE CURVE | FUSES | SPARE |  |  |  | 250.000 A |  |  | 3 | Fail | Please check "Mounting"
381363788 | TNB | DISTRIBUTION | KUALA SELANGOR | Existing | RYB | LV FUSE SWITCH |  | CLOSED | IEC MIDDLE CURVE | FUSES | SPARE |  |  |  | 250.000 A |  |  | 3 | Fail | Please check "Mounting"
381363802 | TNB | DISTRIBUTION | KUALA SELANGOR | Existing | RYB | LV FUSE SWITCH |  | CLOSED | IEC MIDDLE CURVE | FUSES | SPARE |  |  |  | 250.000 A |  |  | 3 | Fail | Please check "Mounting"
381363809 | TNB | DISTRIBUTION | KUALA SELANGOR | Existing | RYB | LV FUSE SWITCH |  | CLOSED | IEC MIDDLE CURVE | FUSES | SPARE |  |  |  | 250.000 A |  |  | 3 | Fail | Please check "Mounting"
381363814 | TNB | DISTRIBUTION | KUALA SELANGOR | Existing | RYB | LV FUSE SWITCH |  | CLOSED | IEC MIDDLE CURVE | FUSES | SPARE |  |  |  | 250.000 A |  |  | 3 | Fail | Please check "Mounting"
381363820 | TNB | DISTRIBUTION | KUALA SELANGOR | Existing | RYB | LV FUSE SWITCH |  | CLOSED | IEC MIDDLE CURVE | FUSES | SPARE |  |  |  | 250.000 A |  |  | 3 | Fail | Please check "Mounting"
381363832 | TNB | DISTRIBUTION | KUALA SELANGOR | Existing | RYB | LV FUSE SWITCH |  | CLOSED | IEC MIDDLE CURVE | FUSES | SPARE |  |  |  | 250.000 A |  |  | 3 | Fail | Please check "Mounting"
381363840 | TNB | DISTRIBUTION | KUALA SELANGOR | Existing | RYB | LV FUSE SWITCH |  | CLOSED | IEC MIDDLE CURVE | FUSES | SPARE |  |  |  | 250.000 A |  |  | 3 | Fail | Please check "Mounting"
381363858 | TNB | DISTRIBUTION | KUALA SELANGOR | Existing | RYB | LV FUSE SWITCH |  | CLOSED | IEC MIDDLE CURVE | FUSES | SPARE |  |  |  | 250.000 A |  |  | 3 | Fail | Please check "Mounting"
381363924 | TNB | DISTRIBUTION | KUALA SELANGOR | Existing | RYB | LV FUSE SWITCH |  | CLOSED | IEC MIDDLE CURVE | FUSES | SPARE |  |  |  | 250.000 A |  |  | 3 | Fail | Please check "Mounting"
381363938 | TNB | DISTRIBUTION | KUALA SELANGOR | Existing | RYB | LV FUSE SWITCH |  | CLOSED | IEC MIDDLE CURVE | FUSES | SPARE |  |  |  | 250.000 A |  |  | 3 | Fail | Please check "Mounting"
381363945 | TNB | DISTRIBUTION | KUALA SELANGOR | Existing | RYB | LV FUSE SWITCH |  | CLOSED | IEC MIDDLE CURVE | FUSES | SPARE |  |  |  | 250.000 A |  |  | 3 | Fail | Please check "Mounting"
381363950 | TNB | DISTRIBUTION | KUALA SELANGOR | Existing | RYB | LV FUSE SWITCH |  | CLOSED | IEC MIDDLE CURVE | FUSES | SPARE |  |  |  | 250.000 A |  |  | 3 | Fail | Please check "Mounting"
381363956 | TNB | DISTRIBUTION | KUALA SELANGOR | Existing | RYB | LV FUSE SWITCH |  | CLOSED | IEC MIDDLE CURVE | FUSES | SPARE |  |  |  | 250.000 A |  |  | 3 | Fail | Please check "Mounting"
381363968 | TNB | DISTRIBUTION | KUALA SELANGOR | Existing | RYB | LV FUSE SWITCH |  | CLOSED | IEC MIDDLE CURVE | FUSES | SPARE |  |  |  | 250.000 A |  |  | 3 | Fail | Please check "Mounting"
381363976 | TNB | DISTRIBUTION | KUALA SELANGOR | Existing | RYB | LV FUSE SWITCH |  | CLOSED | IEC MIDDLE CURVE | FUSES | SPARE |  |  |  | 250.000 A |  |  | 3 | Fail | Please check "Mounting"
381363994 | TNB | DISTRIBUTION | KUALA SELANGOR | Existing | RYB | LV FUSE SWITCH |  | CLOSED | IEC MIDDLE CURVE | FUSES | SPARE |  |  |  | 250.000 A |  |  | 3 | Fail | Please check "Mounting"
381364051 | TNB | DISTRIBUTION | KUALA SELANGOR | Existing | RYB | LV FUSE SWITCH |  | CLOSED | IEC MIDDLE CURVE | FUSES | SPARE |  |  |  | 250.000 A |  |  | 3 | Fail | Please check "Mounting"
381364065 | TNB | DISTRIBUTION | KUALA SELANGOR | Existing | RYB | LV FUSE SWITCH |  | CLOSED | IEC MIDDLE CURVE | FUSES | SPARE |  |  |  | 250.000 A |  |  | 3 | Fail | Please check "Mounting"
381364072 | TNB | DISTRIBUTION | KUALA SELANGOR | Existing | RYB | LV FUSE SWITCH |  | CLOSED | IEC MIDDLE CURVE | FUSES | SPARE |  |  |  | 250.000 A |  |  | 3 | Fail | Please check "Mounting"
381364077 | TNB | DISTRIBUTION | KUALA SELANGOR | Existing | RYB | LV FUSE SWITCH |  | CLOSED | IEC MIDDLE CURVE | FUSES | SPARE |  |  |  | 250.000 A |  |  | 3 | Fail | Please check "Mounting"
381364083 | TNB | DISTRIBUTION | KUALA SELANGOR | Existing | RYB | LV FUSE SWITCH |  | CLOSED | IEC MIDDLE CURVE | FUSES | SPARE |  |  |  | 250.000 A |  |  | 3 | Fail | Please check "Mounting"
381364095 | TNB | DISTRIBUTION | KUALA SELANGOR | Existing | RYB | LV FUSE SWITCH |  | CLOSED | IEC MIDDLE CURVE | FUSES | SPARE |  |  |  | 250.000 A |  |  | 3 | Fail | Please check "Mounting"
381364103 | TNB | DISTRIBUTION | KUALA SELANGOR | Existing | RYB | LV FUSE SWITCH |  | CLOSED | IEC MIDDLE CURVE | FUSES | SPARE |  |  |  | 250.000 A |  |  | 3 | Fail | Please check "Mounting"
381364121 | TNB | DISTRIBUTION | KUALA SELANGOR | Existing | RYB | LV FUSE SWITCH |  | CLOSED | IEC MIDDLE CURVE | FUSES | SPARE |  |  |  | 250.000 A |  |  | 3 | Fail | Please check "Mounting"
381364182 | TNB | DISTRIBUTION | KUALA SELANGOR | Existing | RYB | LV FUSE SWITCH |  | CLOSED | IEC MIDDLE CURVE | FUSES | SPARE |  |  |  | 250.000 A |  |  | 3 | Fail | Please check "Mounting"
381364196 | TNB | DISTRIBUTION | KUALA SELANGOR | Existing | RYB | LV FUSE SWITCH |  | CLOSED | IEC MIDDLE CURVE | FUSES | SPARE |  |  |  | 250.000 A |  |  | 3 | Fail | Please check "Mounting"
381364203 | TNB | DISTRIBUTION | KUALA SELANGOR | Existing | RYB | LV FUSE SWITCH |  | CLOSED | IEC MIDDLE CURVE | FUSES | SPARE |  |  |  | 250.000 A |  |  | 3 | Fail | Please check "Mounting"
381364208 | TNB | DISTRIBUTION | KUALA SELANGOR | Existing | RYB | LV FUSE SWITCH |  | CLOSED | IEC MIDDLE CURVE | FUSES | SPARE |  |  |  | 250.000 A |  |  | 3 | Fail | Please check "Mounting"
381364214 | TNB | DISTRIBUTION | KUALA SELANGOR | Existing | RYB | LV FUSE SWITCH |  | CLOSED | IEC MIDDLE CURVE | FUSES | SPARE |  |  |  | 250.000 A |  |  | 3 | Fail | Please check "Mounting"
381364226 | TNB | DISTRIBUTION | KUALA SELANGOR | Existing | RYB | LV FUSE SWITCH |  | CLOSED | IEC MIDDLE CURVE | FUSES | SPARE |  |  |  | 250.000 A |  |  | 3 | Fail | Please check "Mounting"
381364234 | TNB | DISTRIBUTION | KUALA SELANGOR | Existing | RYB | LV FUSE SWITCH |  | CLOSED | IEC MIDDLE CURVE | FUSES | SPARE |  |  |  | 250.000 A |  |  | 3 | Fail | Please check "Mounting"
381364252 | TNB | DISTRIBUTION | KUALA SELANGOR | Existing | RYB | LV FUSE SWITCH |  | CLOSED | IEC MIDDLE CURVE | FUSES | SPARE |  |  |  | 250.000 A |  |  | 3 | Fail | Please check "Mounting"
381364328 | TNB | DISTRIBUTION | KUALA SELANGOR | Existing | RYB | LV FUSE SWITCH |  | CLOSED | IEC MIDDLE CURVE | FUSES | SPARE |  |  |  | 250.000 A |  |  | 3 | Fail | Please check "Mounting"
381364342 | TNB | DISTRIBUTION | KUALA SELANGOR | Existing | RYB | LV FUSE SWITCH |  | CLOSED | IEC MIDDLE CURVE | FUSES | SPARE |  |  |  | 250.000 A |  |  | 3 | Fail | Please check "Mounting"
381364349 | TNB | DISTRIBUTION | KUALA SELANGOR | Existing | RYB | LV FUSE SWITCH |  | CLOSED | IEC MIDDLE CURVE | FUSES | SPARE |  |  |  | 250.000 A |  |  | 3 | Fail | Please check "Mounting"
381364354 | TNB | DISTRIBUTION | KUALA SELANGOR | Existing | RYB | LV FUSE SWITCH |  | CLOSED | IEC MIDDLE CURVE | FUSES | SPARE |  |  |  | 250.000 A |  |  | 3 | Fail | Please check "Mounting"
381364360 | TNB | DISTRIBUTION | KUALA SELANGOR | Existing | RYB | LV FUSE SWITCH |  | CLOSED | IEC MIDDLE CURVE | FUSES | SPARE |  |  |  | 250.000 A |  |  | 3 | Fail | Please check "Mounting"
381364372 | TNB | DISTRIBUTION | KUALA SELANGOR | Existing | RYB | LV FUSE SWITCH |  | CLOSED | IEC MIDDLE CURVE | FUSES | SPARE |  |  |  | 250.000 A |  |  | 3 | Fail | Please check "Mounting"
381364380 | TNB | DISTRIBUTION | KUALA SELANGOR | Existing | RYB | LV FUSE SWITCH |  | CLOSED | IEC MIDDLE CURVE | FUSES | SPARE |  |  |  | 250.000 A |  |  | 3 | Fail | Please check "Mounting"
381364398 | TNB | DISTRIBUTION | KUALA SELANGOR | Existing | RYB | LV FUSE SWITCH |  | CLOSED | IEC MIDDLE CURVE | FUSES | SPARE |  |  |  | 250.000 A |  |  | 3 | Fail | Please check "Mounting"
381471487 | TNB | DISTRIBUTION | KUALA SELANGOR | Existing | RYB | BLACK BOX | POLE | CLOSED |  | N/A |  |  |  |  | 200.000 A |  |  | 6 | Pass | null
381471489 | TNB | DISTRIBUTION | KUALA SELANGOR | Existing | RYB | BLACK BOX | POLE | CLOSED |  | N/A |  |  |  |  | 125.000 A |  |  | 0 | Pass | null
381471490 | TNB | DISTRIBUTION | KUALA SELANGOR | Existing | RYB | BLACK BOX | POLE | CLOSED |  | N/A |  |  |  |  | 60.000 A |  |  | 6 | Pass | null
381471491 | TNB | DISTRIBUTION | KUALA SELANGOR | Existing | RYB | BLACK BOX | POLE | CLOSED |  | N/A |  |  |  |  | 60.000 A |  |  | 6 | Pass | null
381471492 | TNB | DISTRIBUTION | KUALA SELANGOR | Existing | RYB | BLACK BOX | POLE | CLOSED |  | N/A |  |  |  |  | 200.000 A |  |  | 6 | Pass | null
381471493 | TNB | DISTRIBUTION | KUALA SELANGOR | Existing | RYB | BLACK BOX | POLE | CLOSED |  | N/A |  |  |  |  | 60.000 A |  |  | 6 | Pass | null
381471494 | TNB | DISTRIBUTION | KUALA SELANGOR | Existing | RYB | BLACK BOX | POLE | CLOSED |  | N/A |  |  |  |  | 60.000 A |  |  | 6 | Pass | null
381471495 | TNB | DISTRIBUTION | KUALA SELANGOR | Existing | RYB | BLACK BOX | POLE | CLOSED |  | N/A |  |  |  |  | 60.000 A |  |  | 6 | Pass | null
381471496 | TNB | DISTRIBUTION | KUALA SELANGOR | Existing | RYB | BLACK BOX | POLE | CLOSED |  | N/A |  |  |  |  | 60.000 A |  |  | 6 | Pass | null
381471497 | TNB | DISTRIBUTION | KUALA SELANGOR | Existing | RYB | BLACK BOX | POLE | CLOSED |  | N/A |  |  |  |  | 200.000 A |  |  | 3 | Pass | null
381471498 | TNB | DISTRIBUTION | KUALA SELANGOR | Existing | RYB | BLACK BOX | POLE | CLOSED |  | N/A |  |  |  |  | 60.000 A |  |  | 6 | Pass | null
381471499 | TNB | DISTRIBUTION | KUALA SELANGOR | Existing | RYB | BLACK BOX | POLE | CLOSED |  | N/A |  |  |  |  | 60.000 A |  |  | 6 | Pass | null
381471501 | TNB | DISTRIBUTION | KUALA SELANGOR | Existing | RYB | BLACK BOX | POLE | CLOSED |  | N/A |  |  |  |  | 60.000 A |  |  | 6 | Pass | null
381471502 | TNB | DISTRIBUTION | KUALA SELANGOR | Existing | RYB | BLACK BOX | POLE | CLOSED |  | N/A |  |  |  |  | 60.000 A |  |  | 6 | Pass | null
381471503 | TNB | DISTRIBUTION | KUALA SELANGOR | Existing | RYB | BLACK BOX | POLE | CLOSED |  | N/A |  |  |  |  | 60.000 A |  | 46 | 6 | Pass | null
381471504 | TNB | DISTRIBUTION | KUALA SELANGOR | Existing | RYB | BLACK BOX | POLE | CLOSED |  | N/A |  |  |  |  | 60.000 A |  |  | 6 | Pass | null
381471505 | TNB | DISTRIBUTION | KUALA SELANGOR | Existing | RYB | BLACK BOX | POLE | CLOSED |  | N/A |  |  |  |  | 60.000 A |  |  | 6 | Pass | null
381471506 | TNB | DISTRIBUTION | KUALA SELANGOR | Existing | RYB | BLACK BOX | POLE | CLOSED |  | N/A |  |  |  |  | 60.000 A |  |  | 3 | Pass | null
381471508 | TNB | DISTRIBUTION | KUALA SELANGOR | Existing | RYB | BLACK BOX | POLE | CLOSED |  | N/A |  |  |  |  | 125.000 A |  |  | 6 | Pass | null
381471509 | TNB | DISTRIBUTION | KUALA SELANGOR | Existing | RYB | BLACK BOX | POLE | CLOSED |  | N/A |  |  |  |  | 125.000 A |  |  | 6 | Pass | null
381471511 | TNB | DISTRIBUTION | KUALA SELANGOR | Existing | RYB | BLACK BOX | POLE | CLOSED |  | N/A |  |  |  |  | 60.000 A |  |  | 6 | Pass | null
381471512 | TNB | DISTRIBUTION | KUALA SELANGOR | Existing | RYB | BLACK BOX | POLE | CLOSED |  | N/A |  |  |  |  | 50.000 A |  |  | 6 | Pass | null
381471513 | TNB | DISTRIBUTION | KUALA SELANGOR | Existing | RYB | BLACK BOX | POLE | CLOSED |  | N/A |  |  |  |  | 60.000 A |  |  | 6 | Pass | null
381471514 | TNB | DISTRIBUTION | KUALA SELANGOR | Existing | RYB | BLACK BOX | POLE | CLOSED |  | N/A |  |  |  |  | 200.000 A |  |  | 6 | Pass | null
381471515 | TNB | DISTRIBUTION | KUALA SELANGOR | Existing | RYB | BLACK BOX | POLE | CLOSED |  | N/A |  |  |  |  | 200.000 A |  |  | 6 | Pass | null
381471516 | TNB | DISTRIBUTION | KUALA SELANGOR | Existing | RYB | BLACK BOX | POLE | CLOSED |  | N/A |  |  |  |  | 60.000 A |  |  | 6 | Pass | null
381471517 | TNB | DISTRIBUTION | KUALA SELANGOR | Existing | RYB | BLACK BOX | POLE | CLOSED |  | N/A |  |  |  |  | 125.000 A |  |  | 6 | Pass | null
381471518 | TNB | DISTRIBUTION | KUALA SELANGOR | Existing | RYB | BLACK BOX TRIPLE | POLE | CLOSED |  | N/A |  |  |  |  | 125.000 A |  |  | 3 | Pass | null
381471519 | TNB | DISTRIBUTION | KUALA SELANGOR | Existing | RYB | BLACK BOX | POLE | CLOSED |  | N/A |  |  |  |  | 125.000 A |  |  | 6 | Pass | null
381471520 | TNB | DISTRIBUTION | KUALA SELANGOR | Existing | RYB | BLACK BOX | POLE | CLOSED |  | N/A |  |  |  |  | 50.000 A |  |  | 3 | Pass | null
381471521 | TNB | DISTRIBUTION | KUALA SELANGOR | Existing | RYB | BLACK BOX | POLE | OPEN |  | N/A |  |  |  |  | 125.000 A |  |  | 6 | Pass | null
381471522 | TNB | DISTRIBUTION | KUALA SELANGOR | Existing | RYB | BLACK BOX | POLE | CLOSED |  | N/A |  |  |  |  | 50.000 A |  |  | 6 | Pass | null
381471524 | TNB | DISTRIBUTION | KUALA SELANGOR | Existing | Unknown | BLACK BOX TRIPLE | POLE | CLOSED |  | N/A |  |  |  |  | 60.000 A |  |  | 3 | Fail | Please check "Phasing"
381471525 | TNB | DISTRIBUTION | KUALA SELANGOR | Existing | RYB | BLACK BOX | POLE | CLOSED |  | N/A |  |  |  |  | 100.000 A |  |  | 6 | Pass | null
381471526 | TNB | DISTRIBUTION | KUALA SELANGOR | Existing | RYB | BLACK BOX | POLE | CLOSED |  | N/A |  |  |  |  | 50.000 A |  |  | 6 | Pass | null
381471527 | TNB | DISTRIBUTION | KUALA SELANGOR | Existing | RYB | BLACK BOX | POLE | CLOSED |  | N/A |  |  |  |  | 75.000 A |  |  | 6 | Pass | null
381471529 | TNB | DISTRIBUTION | KUALA SELANGOR | Existing | RYB | BLACK BOX | POLE | CLOSED |  | N/A |  |  |  |  | 75.000 A |  |  | 6 | Pass | null
381471530 | TNB | DISTRIBUTION | KUALA SELANGOR | Existing | RYB | BLACK BOX | POLE | CLOSED |  | N/A |  |  |  |  | 50.000 A |  |  | 6 | Pass | null
381471531 | TNB | DISTRIBUTION | KUALA SELANGOR | Existing | RYB | BLACK BOX | POLE | CLOSED |  | N/A |  |  |  |  | 80.000 A |  |  | 6 | Pass | null
381471532 | TNB | DISTRIBUTION | KUALA SELANGOR | Existing | RYB | BLACK BOX | POLE | CLOSED |  | N/A |  |  |  |  | 80.000 A |  |  | 6 | Pass | null
381471533 | TNB | DISTRIBUTION | KUALA SELANGOR | Existing | RYB | BLACK BOX | POLE | CLOSED |  | N/A |  |  |  |  | 80.000 A |  |  | 6 | Pass | null
381471534 | TNB | DISTRIBUTION | KUALA SELANGOR | Existing | RYB | BLACK BOX | POLE | CLOSED |  | N/A |  |  |  |  | 125.000 A |  |  | 6 | Pass | null
381471535 | TNB | DISTRIBUTION | KUALA SELANGOR | Existing | RYB | BLACK BOX | POLE | CLOSED |  | N/A |  |  |  |  | 125.000 A |  |  | 6 | Pass | null
381471536 | TNB | DISTRIBUTION | KUALA SELANGOR | Existing | RYB | BLACK BOX | POLE | CLOSED |  | N/A |  |  |  |  | 125.000 A |  |  | 6 | Pass | null
381471537 | TNB | DISTRIBUTION | KUALA SELANGOR | Existing | RYB | BLACK BOX | POLE | CLOSED |  | N/A |  |  |  |  | 125.000 A |  |  | 6 | Pass | null
381471538 | TNB | DISTRIBUTION | KUALA SELANGOR | Existing | RYB | BLACK BOX | POLE | CLOSED |  | N/A |  |  |  |  | 80.000 A |  |  | 3 | Pass | null
381471539 | TNB | DISTRIBUTION | KUALA SELANGOR | Existing | RYB | BLACK BOX | POLE | CLOSED |  | N/A |  |  |  |  | 80.000 A |  |  | 3 | Pass | null
381471541 | TNB | DISTRIBUTION | KUALA SELANGOR | Existing | RYB | BLACK BOX | POLE | CLOSED |  | N/A |  |  |  |  | 80.000 A |  |  | 3 | Pass | null
381471542 | TNB | DISTRIBUTION | KUALA SELANGOR | Existing | RYB | BLACK BOX | POLE | CLOSED |  | N/A |  |  |  |  | 80.000 A |  |  | 3 | Pass | null
381471543 | TNB | DISTRIBUTION | KUALA SELANGOR | Existing | RYB | BLACK BOX | POLE | CLOSED |  | N/A |  |  |  |  | 80.000 A |  |  | 3 | Pass | null
381471544 | TNB | DISTRIBUTION | KUALA SELANGOR | Existing | RYB | BLACK BOX | POLE | CLOSED |  | N/A |  |  |  |  | 80.000 A |  |  | 3 | Pass | null
381471545 | TNB | DISTRIBUTION | KUALA SELANGOR | Existing | RYB | BLACK BOX | POLE | CLOSED |  | N/A |  |  |  |  | 80.000 A |  |  | 3 | Pass | null
381471546 | TNB | DISTRIBUTION | KUALA SELANGOR | Existing | RYB | BLACK BOX | POLE | CLOSED |  | N/A |  |  |  |  | 80.000 A |  |  | 3 | Pass | null
381471547 | TNB | DISTRIBUTION | KUALA SELANGOR | Existing | RYB | BLACK BOX | POLE | CLOSED |  | N/A |  |  |  |  | 80.000 A |  |  | 3 | Pass | null
381471548 | TNB | DISTRIBUTION | KUALA SELANGOR | Existing | RYB | BLACK BOX | POLE | CLOSED |  | N/A |  |  |  |  | 80.000 A |  |  | 3 | Pass | null
381471549 | TNB | DISTRIBUTION | KUALA SELANGOR | Existing | RYB | BLACK BOX | POLE | CLOSED |  | N/A |  |  |  |  | 80.000 A |  |  | 3 | Pass | null
381471550 | TNB | DISTRIBUTION | KUALA SELANGOR | Existing | RYB | BLACK BOX | POLE | CLOSED |  | N/A |  |  |  |  | 80.000 A |  |  | 3 | Pass | null
381471551 | TNB | DISTRIBUTION | KUALA SELANGOR | Existing | RYB | BLACK BOX | POLE | CLOSED |  | N/A |  |  |  |  | 80.000 A |  |  | 6 | Pass | null
381471554 | TNB | DISTRIBUTION | KUALA SELANGOR | Existing | RYB | BLACK BOX | POLE | CLOSED |  | N/A |  |  |  |  | 80.000 A |  |  | 3 | Pass | null
381471555 | TNB | DISTRIBUTION | KUALA SELANGOR | Existing | RYB | BLACK BOX | POLE | CLOSED |  | N/A |  |  |  |  | 80.000 A |  |  | 3 | Pass | null
381471556 | TNB | DISTRIBUTION | KUALA SELANGOR | Existing | RYB | BLACK BOX | POLE | CLOSED |  | N/A |  |  |  |  | 80.000 A |  |  | 3 | Pass | null
381471557 | TNB | DISTRIBUTION | KUALA SELANGOR | Existing | RYB | BLACK BOX | POLE | CLOSED |  | N/A |  |  |  |  | 80.000 A |  |  | 3 | Pass | null
381471558 | TNB | DISTRIBUTION | KUALA SELANGOR | Existing | Unknown | BLACK BOX TRIPLE | POLE | CLOSED |  | N/A |  |  |  |  | 80.000 A |  |  | 3 | Fail | Please check "Phasing"
381471559 | TNB | DISTRIBUTION | KUALA SELANGOR | Existing | RYB | BLACK BOX | POLE | CLOSED |  | N/A |  |  |  |  | 80.000 A |  |  | 3 | Pass | null
381471560 | TNB | DISTRIBUTION | KUALA SELANGOR | Existing | RYB | BLACK BOX | POLE | CLOSED |  | N/A |  |  |  |  | 80.000 A |  |  | 6 | Pass | null
381471561 | TNB | DISTRIBUTION | KUALA SELANGOR | Existing | RYB | BLACK BOX | POLE | CLOSED |  | N/A |  |  |  |  | 80.000 A |  |  | 6 | Pass | null
381471562 | TNB | DISTRIBUTION | KUALA SELANGOR | Existing | RYB | BLACK BOX | POLE | OPEN |  | N/A |  |  |  |  | 200.000 A |  |  | 6 | Pass | null
381471563 | TNB | DISTRIBUTION | KUALA SELANGOR | Existing | RYB | BLACK BOX | POLE | CLOSED |  | N/A |  |  |  |  | 80.000 A |  |  | 3 | Pass | null
381471564 | TNB | DISTRIBUTION | KUALA SELANGOR | Existing | RYB | BLACK BOX | POLE | CLOSED |  | N/A |  |  |  |  | 80.000 A |  |  | 3 | Pass | null
381471565 | TNB | DISTRIBUTION | KUALA SELANGOR | Existing | RYB | BLACK BOX | POLE | CLOSED |  | N/A |  |  |  |  | 200.000 A |  |  | 3 | Pass | null
381471566 | TNB | DISTRIBUTION | KUALA SELANGOR | Existing | RYB | BLACK BOX | POLE | CLOSED |  | N/A |  |  |  |  | 200.000 A |  |  | 3 | Pass | null
381471567 | TNB | DISTRIBUTION | KUALA SELANGOR | Existing | RYB | BLACK BOX | POLE | CLOSED |  | N/A |  |  |  |  | 200.000 A |  |  | 3 | Pass | null
381471568 | TNB | DISTRIBUTION | KUALA SELANGOR | Existing | RYB | BLACK BOX | POLE | CLOSED |  | N/A |  |  |  |  | 200.000 A |  | j,sl,s,incoming185 | 6 | Pass | null
381471569 | TNB | DISTRIBUTION | KUALA SELANGOR | Existing | RYB | BLACK BOX | POLE | CLOSED |  | N/A |  |  |  |  | 80.000 A |  | j,sl,s,incoming185 | 6 | Pass | null
381471570 | TNB | DISTRIBUTION | KUALA SELANGOR | Existing | RYB | BLACK BOX | POLE | CLOSED |  | N/A |  |  |  |  | 80.000 A |  | j,sl,s,incoming185 | 6 | Pass | null
381471571 | TNB | DISTRIBUTION | KUALA SELANGOR | Existing | RYB | BLACK BOX | POLE | CLOSED |  | N/A |  |  |  |  | 80.000 A |  | j,sl,s,incoming185 | 6 | Pass | null
381471572 | TNB | DISTRIBUTION | KUALA SELANGOR | Existing | RYB | BLACK BOX | POLE | CLOSED |  | N/A |  |  |  |  | 80.000 A |  |  | 6 | Pass | null
381471573 | TNB | DISTRIBUTION | KUALA SELANGOR | Existing | RYB | BLACK BOX | POLE | CLOSED |  | N/A |  |  |  |  | 80.000 A |  |  | 6 | Pass | null
381471574 | TNB | DISTRIBUTION | KUALA SELANGOR | Existing | RYB | BLACK BOX | POLE | CLOSED |  | N/A |  |  |  |  | 80.000 A |  |  | 6 | Pass | null
381471575 | TNB | DISTRIBUTION | KUALA SELANGOR | Existing | RYB | BLACK BOX | POLE | CLOSED |  | N/A |  |  |  |  | 80.000 A |  |  | 6 | Pass | null
381471576 | TNB | DISTRIBUTION | KUALA SELANGOR | Existing | RYB | BLACK BOX | POLE | CLOSED |  | N/A |  |  |  |  | 80.000 A |  |  | 6 | Pass | null
381471577 | TNB | DISTRIBUTION | KUALA SELANGOR | Existing | RYB | BLACK BOX | POLE | CLOSED |  | N/A |  |  |  |  | 80.000 A |  |  | 6 | Pass | null
381471578 | TNB | DISTRIBUTION | KUALA SELANGOR | Existing | RYB | BLACK BOX | POLE | CLOSED |  | N/A |  |  |  |  | 80.000 A |  |  | 6 | Pass | null
381471579 | TNB | DISTRIBUTION | KUALA SELANGOR | Existing | RYB | BLACK BOX | POLE | CLOSED |  | N/A |  |  |  |  | 80.000 A |  |  | 6 | Pass | null
381471580 | TNB | DISTRIBUTION | KUALA SELANGOR | Existing | R | BLACK BOX | POLE | CLOSED |  | N/A |  |  |  |  | 80.000 A |  |  | 3 | Pass | null
381471581 | TNB | DISTRIBUTION | KUALA SELANGOR | Existing | RYB | BLACK BOX | POLE | CLOSED |  | N/A |  |  |  |  | 80.000 A |  |  | 3 | Pass | null
381471582 | TNB | DISTRIBUTION | KUALA SELANGOR | Existing | RYB | BLACK BOX | POLE | CLOSED |  | N/A |  |  |  |  | 50.000 A |  |  | 3 | Pass | null
381471583 | TNB | DISTRIBUTION | KUALA SELANGOR | Existing | R | BLACK BOX | POLE | CLOSED |  | N/A |  |  |  |  | 80.000 A |  |  | 3 | Pass | null
381471584 | TNB | DISTRIBUTION | KUALA SELANGOR | Existing | RYB | BLACK BOX | POLE | CLOSED |  | N/A |  |  |  |  | 50.000 A |  |  | 3 | Pass | null
381471585 | TNB | DISTRIBUTION | KUALA SELANGOR | Existing | RYB | BLACK BOX | POLE | CLOSED |  | N/A |  |  |  |  | 50.000 A |  |  | 3 | Pass | null
381471586 | TNB | DISTRIBUTION | KUALA SELANGOR | Existing | RYB | BLACK BOX | POLE | CLOSED |  | N/A |  |  |  |  | 50.000 A |  |  | 3 | Pass | null
381471587 | TNB | DISTRIBUTION | KUALA SELANGOR | Existing | RYB | BLACK BOX | POLE | CLOSED |  | N/A |  |  |  |  | 50.000 A |  |  | 3 | Pass | null
381471588 | TNB | DISTRIBUTION | KUALA SELANGOR | Existing | RYB | BLACK BOX | POLE | CLOSED |  | N/A |  |  |  |  | 50.000 A |  |  | 3 | Pass | null
381471590 | TNB | DISTRIBUTION | KUALA SELANGOR | Existing | RYB | BLACK BOX | POLE | CLOSED |  | N/A |  |  |  |  | 50.000 A |  |  | 3 | Pass | null
381471591 | TNB | DISTRIBUTION | KUALA SELANGOR | Existing | RYB | BLACK BOX | POLE | CLOSED |  | N/A |  |  |  |  | 80.000 A |  |  | 3 | Pass | null
381471592 | TNB | DISTRIBUTION | KUALA SELANGOR | Existing | RYB | BLACK BOX | POLE | CLOSED |  | N/A |  |  |  |  | 80.000 A |  |  | 3 | Pass | null
381471593 | TNB | DISTRIBUTION | KUALA SELANGOR | Existing | RYB | BLACK BOX | POLE | CLOSED |  | N/A |  |  |  |  | 80.000 A |  |  | 3 | Pass | null
381471594 | TNB | DISTRIBUTION | KUALA SELANGOR | Existing | RYB | BLACK BOX | POLE | CLOSED |  | N/A |  |  |  |  | 80.000 A |  |  | 3 | Pass | null
381471595 | TNB | DISTRIBUTION | KUALA SELANGOR | Existing | RYB | BLACK BOX | POLE | CLOSED |  | N/A |  |  |  |  | 80.000 A |  |  | 3 | Pass | null
381471596 | TNB | DISTRIBUTION | KUALA SELANGOR | Existing | RYB | BLACK BOX | POLE | CLOSED |  | N/A |  |  |  |  | 50.000 A |  |  | 3 | Pass | null
381471597 | TNB | DISTRIBUTION | KUALA SELANGOR | Existing | RYB | BLACK BOX | POLE | CLOSED |  | N/A |  |  |  |  | 80.000 A |  |  | 3 | Pass | null
381471598 | TNB | DISTRIBUTION | KUALA SELANGOR | Existing | RYB | BLACK BOX | POLE | CLOSED |  | N/A |  |  |  |  | 80.000 A |  |  | 3 | Pass | null
381471599 | TNB | DISTRIBUTION | KUALA SELANGOR | Existing | RYB | BLACK BOX | POLE | CLOSED |  | N/A |  |  |  |  | 80.000 A |  |  | 3 | Pass | null
381471600 | TNB | DISTRIBUTION | KUALA SELANGOR | Existing | RYB | BLACK BOX | POLE | CLOSED |  | N/A |  |  |  |  | 80.000 A |  |  | 3 | Pass | null
381471601 | TNB | DISTRIBUTION | KUALA SELANGOR | Existing | RYB | BLACK BOX | POLE | CLOSED |  | N/A |  |  |  |  | 80.000 A |  |  | 6 | Pass | null
381471602 | TNB | DISTRIBUTION | KUALA SELANGOR | Existing | RYB | BLACK BOX | POLE | CLOSED |  | N/A |  |  |  |  | 80.000 A |  |  | 6 | Pass | null
381471603 | TNB | DISTRIBUTION | KUALA SELANGOR | Existing | RYB | BLACK BOX | POLE | CLOSED |  | N/A |  |  |  |  | 80.000 A |  |  | 6 | Pass | null
381471604 | TNB | DISTRIBUTION | KUALA SELANGOR | Existing | RYB | BLACK BOX | POLE | CLOSED |  | N/A |  |  |  |  | 80.000 A |  |  | 6 | Pass | null
381471605 | TNB | DISTRIBUTION | KUALA SELANGOR | Existing | RYB | BLACK BOX | POLE | CLOSED |  | N/A |  |  |  |  | 80.000 A |  |  | 6 | Pass | null
381471606 | TNB | DISTRIBUTION | KUALA SELANGOR | Existing | RYB | BLACK BOX | POLE | CLOSED |  | N/A |  |  |  |  | 80.000 A |  |  | 6 | Pass | null
381471607 | TNB | DISTRIBUTION | KUALA SELANGOR | Existing | RYB | BLACK BOX | POLE | CLOSED |  | N/A |  |  |  |  | 80.000 A |  |  | 6 | Pass | null
381471608 | TNB | DISTRIBUTION | KUALA SELANGOR | Existing | RYB | BLACK BOX | POLE | CLOSED |  | N/A |  |  |  |  | 50.000 A |  |  | 3 | Pass | null
381471609 | TNB | DISTRIBUTION | KUALA SELANGOR | Existing | RYB | BLACK BOX | POLE | CLOSED |  | N/A |  |  |  |  | 200.000 A |  |  | 6 | Pass | null
381471610 | TNB | DISTRIBUTION | KUALA SELANGOR | Existing | RYB | BLACK BOX | POLE | CLOSED |  | N/A |  |  |  |  | 80.000 A |  |  | 6 | Pass | null
381471611 | TNB | DISTRIBUTION | KUALA SELANGOR | Existing | RYB | BLACK BOX | POLE | CLOSED |  | N/A |  |  |  |  | 80.000 A |  |  | 6 | Pass | null
381471612 | TNB | DISTRIBUTION | KUALA SELANGOR | Existing | RYB | BLACK BOX | POLE | CLOSED |  | N/A |  |  |  |  | 80.000 A |  |  | 3 | Pass | null
381471613 | TNB | DISTRIBUTION | KUALA SELANGOR | Existing | RYB | BLACK BOX | POLE | CLOSED |  | N/A |  |  |  |  | 80.000 A |  |  | 3 | Pass | null
381471614 | TNB | DISTRIBUTION | KUALA SELANGOR | Existing | RYB | BLACK BOX | POLE | CLOSED |  | N/A |  |  |  |  | 80.000 A |  |  | 6 | Pass | null
381471615 | TNB | DISTRIBUTION | KUALA SELANGOR | Existing | RYB | BLACK BOX | POLE | CLOSED |  | N/A |  |  |  |  | 80.000 A |  |  | 6 | Pass | null
381471616 | TNB | DISTRIBUTION | KUALA SELANGOR | Existing | RYB | BLACK BOX | POLE | CLOSED |  | N/A |  |  |  |  | 50.000 A |  |  | 3 | Pass | null
381471617 | TNB | DISTRIBUTION | KUALA SELANGOR | Existing | RYB | BLACK BOX | POLE | OPEN |  | N/A |  |  |  |  | 200.000 A |  |  | 6 | Pass | null
381471618 | TNB | DISTRIBUTION | KUALA SELANGOR | Existing | RYB | BLACK BOX | POLE | CLOSED |  | N/A |  |  |  |  | 80.000 A |  |  | 6 | Pass | null
381471619 | TNB | DISTRIBUTION | KUALA SELANGOR | Existing | RYB | BLACK BOX | POLE | CLOSED |  | N/A |  |  |  |  | 80.000 A |  |  | 6 | Pass | null
381471620 | TNB | DISTRIBUTION | KUALA SELANGOR | Existing | RYB | BLACK BOX | POLE | CLOSED |  | N/A |  |  |  |  | 80.000 A |  |  | 6 | Pass | null
381471621 | TNB | DISTRIBUTION | KUALA SELANGOR | Existing | RYB | BLACK BOX | POLE | CLOSED |  | N/A |  |  |  |  | 80.000 A |  |  | 6 | Pass | null
381471622 | TNB | DISTRIBUTION | KUALA SELANGOR | Existing | RYB | BLACK BOX | POLE | CLOSED |  | N/A |  |  |  |  | 80.000 A |  |  | 6 | Pass | null
381471623 | TNB | DISTRIBUTION | KUALA SELANGOR | Existing | RYB | BLACK BOX | POLE | OPEN |  | N/A |  |  |  |  | 200.000 A |  |  | 6 | Pass | null
381471624 | TNB | DISTRIBUTION | KUALA SELANGOR | Existing | RYB | BLACK BOX | POLE | CLOSED |  | N/A |  |  |  |  | 80.000 A |  |  | 6 | Pass | null
381471625 | TNB | DISTRIBUTION | KUALA SELANGOR | Existing | RYB | BLACK BOX | POLE | CLOSED |  | N/A |  |  |  |  | 80.000 A |  |  | 6 | Pass | null
381471626 | TNB | DISTRIBUTION | KUALA SELANGOR | Existing | RYB | BLACK BOX | POLE | CLOSED |  | N/A |  |  |  |  | 80.000 A |  |  | 6 | Pass | null
381471627 | TNB | DISTRIBUTION | KUALA SELANGOR | Existing | RYB | BLACK BOX | POLE | CLOSED |  | N/A |  |  |  |  | 80.000 A |  |  | 6 | Pass | null
381471628 | TNB | DISTRIBUTION | KUALA SELANGOR | Existing | RYB | BLACK BOX | POLE | CLOSED |  | N/A |  |  |  |  | 80.000 A |  |  | 6 | Pass | null
381471629 | TNB | DISTRIBUTION | KUALA SELANGOR | Existing | RYB | BLACK BOX | POLE | CLOSED |  | N/A |  |  |  |  | 200.000 A |  |  | 6 | Pass | null
381471630 | TNB | DISTRIBUTION | KUALA SELANGOR | Existing | RYB | BLACK BOX | POLE | CLOSED |  | N/A |  |  |  |  | 200.000 A |  |  | 6 | Pass | null
381471631 | TNB | DISTRIBUTION | KUALA SELANGOR | Existing | RYB | BLACK BOX | POLE | CLOSED |  | N/A |  |  |  |  | 200.000 A |  |  | 6 | Pass | null
381471633 | TNB | DISTRIBUTION | KUALA SELANGOR | Existing | RYB | BLACK BOX | POLE | CLOSED |  | N/A |  |  |  |  | 80.000 A |  |  | 6 | Pass | null
381471634 | TNB | DISTRIBUTION | KUALA SELANGOR | Existing | RYB | BLACK BOX | POLE | CLOSED |  | N/A |  |  |  |  | 80.000 A |  |  | 6 | Pass | null
381471635 | TNB | DISTRIBUTION | KUALA SELANGOR | Existing | RYB | BLACK BOX | POLE | OPEN |  | N/A |  |  |  |  | 200.000 A |  |  | 6 | Pass | null
381471636 | TNB | DISTRIBUTION | KUALA SELANGOR | Existing | RYB | BLACK BOX | POLE | CLOSED |  | N/A |  |  |  |  | 80.000 A |  |  | 6 | Pass | null
381471637 | TNB | DISTRIBUTION | KUALA SELANGOR | Existing | RYB | BLACK BOX | POLE | CLOSED |  | N/A |  |  |  |  | 80.000 A |  |  | 6 | Pass | null
381471638 | TNB | DISTRIBUTION | KUALA SELANGOR | Existing | RYB | BLACK BOX | POLE | CLOSED |  | N/A |  |  |  |  | 80.000 A |  |  | 6 | Pass | null
381471639 | TNB | DISTRIBUTION | KUALA SELANGOR | Existing | RYB | BLACK BOX | POLE | CLOSED |  | N/A |  |  |  |  | 80.000 A |  |  | 6 | Pass | null
381471640 | TNB | DISTRIBUTION | KUALA SELANGOR | Existing | RYB | BLACK BOX | POLE | CLOSED |  | N/A |  |  |  |  | 80.000 A |  |  | 6 | Pass | null
381471641 | TNB | DISTRIBUTION | KUALA SELANGOR | Existing | RYB | BLACK BOX | POLE | CLOSED |  | N/A |  |  |  |  | 80.000 A |  |  | 6 | Pass | null
381471642 | TNB | DISTRIBUTION | KUALA SELANGOR | Existing | RYB | BLACK BOX | POLE | CLOSED |  | N/A |  |  |  |  | 125.000 A |  |  | 6 | Pass | null
381471643 | TNB | DISTRIBUTION | KUALA SELANGOR | Existing | RYB | BLACK BOX | POLE | CLOSED |  | N/A |  |  |  |  | 80.000 A |  |  | 6 | Pass | null
381471644 | TNB | DISTRIBUTION | KUALA SELANGOR | Existing | RY | BLACK BOX | POLE | CLOSED |  | N/A |  |  |  |  | 80.000 A |  |  | 3 | Pass | null
381471645 | TNB | DISTRIBUTION | KUALA SELANGOR | Existing | RYB | BLACK BOX | POLE | CLOSED |  | N/A |  |  |  |  | 80.000 A |  |  | 6 | Pass | null
381471646 | TNB | DISTRIBUTION | KUALA SELANGOR | Existing | RYB | BLACK BOX | OTHERS | CLOSED |  | N/A |  |  |  |  | 80.000 A |  |  | 6 | Pass | null
381471647 | TNB | DISTRIBUTION | KUALA SELANGOR | Existing | RYB | BLACK BOX | OTHERS | CLOSED |  | N/A |  |  |  |  | 80.000 A |  |  | 6 | Pass | null
381471649 | TNB | DISTRIBUTION | KUALA SELANGOR | Existing | RYB | BLACK BOX | OTHERS | CLOSED |  | N/A |  |  |  |  | 80.000 A |  |  | 6 | Pass | null
381471650 | TNB | DISTRIBUTION | KUALA SELANGOR | Existing | RYB | BLACK BOX | POLE | CLOSED |  | N/A |  |  |  |  | 200.000 A |  |  | 6 | Pass | null
381471651 | TNB | DISTRIBUTION | KUALA SELANGOR | Existing | RYB | BLACK BOX | POLE | CLOSED |  | N/A |  |  |  |  | 200.000 A |  |  | 6 | Pass | null
381471652 | TNB | DISTRIBUTION | KUALA SELANGOR | Existing | R | BLACK BOX | POLE | CLOSED |  | N/A |  |  |  |  | 50.000 A |  |  | 3 | Pass | null
381471653 | TNB | DISTRIBUTION | KUALA SELANGOR | Existing | RYB | BLACK BOX | OTHERS | CLOSED |  | N/A |  |  |  |  | 125.000 A |  |  | 6 | Pass | null
381471654 | TNB | DISTRIBUTION | KUALA SELANGOR | Existing | RYB | BLACK BOX | POLE | CLOSED |  | N/A |  |  |  |  | 125.000 A |  |  | 3 | Pass | null
381471655 | TNB | DISTRIBUTION | KUALA SELANGOR | Existing | RYB | BLACK BOX | POLE | CLOSED |  | N/A |  |  |  |  | 50.000 A |  |  | 3 | Pass | null
381471656 | TNB | DISTRIBUTION | KUALA SELANGOR | Existing | RYB | BLACK BOX | POLE | CLOSED |  | N/A |  |  |  |  | 125.000 A |  |  | 3 | Pass | null
381471657 | TNB | DISTRIBUTION | KUALA SELANGOR | Existing | RYB | BLACK BOX | POLE | CLOSED |  | N/A |  |  |  |  | 50.000 A |  |  | 3 | Pass | null
381471658 | TNB | DISTRIBUTION | KUALA SELANGOR | Existing | RYB | BLACK BOX | POLE | CLOSED |  | N/A |  |  |  |  | 125.000 A |  |  | 6 | Pass | null
381471659 | TNB | DISTRIBUTION | KUALA SELANGOR | Existing | RYB | BLACK BOX TRIPLE | OTHERS | CLOSED |  | N/A |  |  |  |  | 50.000 A |  |  | 3 | Pass | null
381471660 | TNB | DISTRIBUTION | KUALA SELANGOR | Existing | RYB | BLACK BOX TRIPLE | POLE | CLOSED |  | N/A |  |  |  |  | 50.000 A |  |  | 3 | Pass | null
381471661 | TNB | DISTRIBUTION | KUALA SELANGOR | Existing | RYB | BLACK BOX | POLE | CLOSED |  | N/A |  |  |  |  | 50.000 A |  |  | 6 | Pass | null
381471662 | TNB | DISTRIBUTION | KUALA SELANGOR | Existing | RYB | BLACK BOX TRIPLE | POLE | CLOSED |  | N/A |  |  |  |  | 200.000 A |  |  | 3 | Pass | null
381471663 | TNB | DISTRIBUTION | KUALA SELANGOR | Existing | RYB | BLACK BOX | POLE | CLOSED |  | N/A |  |  |  |  | 125.000 A |  |  | 6 | Pass | null
381471664 | TNB | DISTRIBUTION | KUALA SELANGOR | Existing | RYB | BLACK BOX | POLE | CLOSED |  | N/A |  |  |  |  | 75.000 A |  |  | 3 | Pass | null
381471666 | TNB | DISTRIBUTION | KUALA SELANGOR | Existing | RYB | BLACK BOX | POLE | CLOSED |  | N/A |  |  |  |  | 125.000 A |  |  | 6 | Pass | null
381471668 | TNB | DISTRIBUTION | KUALA SELANGOR | Existing | RYB | BLACK BOX | POLE | CLOSED |  | N/A |  |  |  |  | 50.000 A |  |  | 6 | Pass | null
381471669 | TNB | DISTRIBUTION | KUALA SELANGOR | Existing | RYB | BLACK BOX | POLE | CLOSED |  | N/A |  |  |  |  | 125.000 A |  |  | 6 | Pass | null
381471670 | TNB | DISTRIBUTION | KUALA SELANGOR | Existing | RYB | BLACK BOX | POLE | CLOSED |  | N/A |  |  |  |  | 50.000 A |  |  | 6 | Pass | null
381471671 | TNB | DISTRIBUTION | KUALA SELANGOR | Existing | RYB | BLACK BOX | POLE | CLOSED |  | N/A |  |  |  |  | 125.000 A |  |  | 6 | Pass | null
381471672 | TNB | DISTRIBUTION | KUALA SELANGOR | Existing | RYB | BLACK BOX | POLE | CLOSED |  | N/A |  |  |  |  | 200.000 A |  |  | 6 | Pass | null
381471675 | TNB | DISTRIBUTION | KUALA SELANGOR | Existing | RYB | BLACK BOX | POLE | CLOSED |  | N/A |  |  |  |  | 160.000 A |  |  | 6 | Pass | null
381471677 | TNB | DISTRIBUTION | KUALA SELANGOR | Existing | RYB | BLACK BOX | POLE | CLOSED |  | N/A |  |  |  |  | 50.000 A |  |  | 6 | Pass | null
381471679 | TNB | DISTRIBUTION | KUALA SELANGOR | Existing | RYB | BLACK BOX | POLE | CLOSED |  | N/A |  |  |  |  | 80.000 A |  |  | 6 | Pass | null
381471680 | TNB | DISTRIBUTION | KUALA SELANGOR | Existing | RYB | BLACK BOX | POLE | CLOSED |  | N/A |  |  |  |  | 50.000 A |  |  | 6 | Pass | null
381471681 | TNB | DISTRIBUTION | KUALA SELANGOR | Existing | RYB | BLACK BOX | POLE | CLOSED |  | N/A |  |  |  |  | 50.000 A |  |  | 6 | Pass | null
381471682 | TNB | DISTRIBUTION | KUALA SELANGOR | Existing | RYB | BLACK BOX | POLE | CLOSED |  | N/A |  |  |  |  | 50.000 A |  |  | 6 | Pass | null
381471683 | TNB | DISTRIBUTION | KUALA SELANGOR | Existing | RYB | BLACK BOX | POLE | CLOSED |  | N/A |  |  |  |  | 50.000 A |  |  | 6 | Pass | null
381471684 | TNB | DISTRIBUTION | KUALA SELANGOR | Existing | RYB | BLACK BOX | POLE | CLOSED |  | N/A |  |  |  |  | 50.000 A |  |  | 6 | Pass | null
381471685 | TNB | DISTRIBUTION | KUALA SELANGOR | Existing | RYB | BLACK BOX | POLE | CLOSED |  | N/A |  |  |  |  | 50.000 A |  |  | 6 | Pass | null
381471686 | TNB | DISTRIBUTION | KUALA SELANGOR | Existing | R | BLACK BOX | POLE | CLOSED |  | N/A |  |  |  |  | 80.000 A |  |  | 3 | Pass | null
381471687 | TNB | DISTRIBUTION | KUALA SELANGOR | Existing | RYB | BLACK BOX | POLE | CLOSED |  | N/A |  |  |  |  | 50.000 A |  |  | 6 | Pass | null
381471688 | TNB | DISTRIBUTION | KUALA SELANGOR | Existing | RYB | BLACK BOX | POLE | CLOSED |  | N/A |  |  |  |  | 50.000 A |  |  | 6 | Pass | null
381471689 | TNB | DISTRIBUTION | KUALA SELANGOR | Existing | RYB | BLACK BOX | POLE | CLOSED |  | N/A |  |  |  |  | 125.000 A |  |  | 3 | Pass | null
381471690 | TNB | DISTRIBUTION | KUALA SELANGOR | Existing | RYB | BLACK BOX | POLE | CLOSED |  | N/A |  |  |  |  | 200.000 A |  |  | 6 | Pass | null
381471691 | TNB | DISTRIBUTION | KUALA SELANGOR | Existing | RYB | BLACK BOX | POLE | CLOSED |  | N/A |  |  |  |  | 125.000 A |  |  | 6 | Pass | null
381471692 | TNB | DISTRIBUTION | KUALA SELANGOR | Existing | RYB | BLACK BOX | POLE | CLOSED |  | N/A |  |  |  |  | 125.000 A |  |  | 6 | Pass | null
381471693 | TNB | DISTRIBUTION | KUALA SELANGOR | Existing | RYB | POLE FUSE | POLE | CLOSED |  | N/A |  |  |  |  | 50.000 A |  |  | 3 | Unfiltered | Please check FME script
381471694 | TNB | DISTRIBUTION | KUALA SELANGOR | Existing | RYB | POLE FUSE | POLE | CLOSED |  | N/A |  |  |  |  | 60.000 A |  |  | 6 | Unfiltered | Please check FME script
381471695 | TNB | DISTRIBUTION | KUALA SELANGOR | Existing | RYB | BLACK BOX | POLE | CLOSED |  | N/A | [7 empty] | 3 | Pass | null
381471696 | TNB | DISTRIBUTION | KUALA SELANGOR | Existing | RYB | POLE FUSE | POLE | CLOSED |  | N/A |  |  |  |  | 60.000 A |  |  | 6 | Unfiltered | Please check FME script
381471697 | TNB | DISTRIBUTION | KUALA SELANGOR | Existing | RYB | POLE FUSE | POLE | CLOSED |  | N/A |  |  |  |  | 60.000 A |  |  | 6 | Unfiltered | Please check FME script
381471698 | TNB | DISTRIBUTION | KUALA SELANGOR | Existing | RYB | POLE FUSE | POLE | CLOSED |  | N/A |  |  |  |  | 60.000 A |  |  | 6 | Unfiltered | Please check FME script
381471699 | TNB | DISTRIBUTION | KUALA SELANGOR | Existing | RYB | POLE FUSE | POLE | CLOSED |  | N/A |  |  |  |  | 60.000 A |  |  | 6 | Unfiltered | Please check FME script
381471700 | TNB | DISTRIBUTION | KUALA SELANGOR | Existing | RYB | POLE FUSE | POLE | CLOSED |  | N/A |  |  |  |  | 60.000 A |  |  | 6 | Unfiltered | Please check FME script
381471701 | TNB | DISTRIBUTION | KUALA SELANGOR | Existing | RYB | POLE FUSE | POLE | CLOSED |  | N/A |  |  |  |  | 60.000 A |  |  | 6 | Unfiltered | Please check FME script
381471702 | TNB | DISTRIBUTION | KUALA SELANGOR | Existing | RYB | POLE FUSE | POLE | CLOSED |  | N/A |  |  |  |  | 60.000 A |  |  | 6 | Unfiltered | Please check FME script
381471703 | TNB | DISTRIBUTION | KUALA SELANGOR | Existing | RYB | POLE FUSE | POLE | CLOSED |  | N/A |  |  |  |  | 60.000 A |  |  | 6 | Unfiltered | Please check FME script
381471704 | TNB | DISTRIBUTION | KUALA SELANGOR | Existing | RYB | POLE FUSE | POLE | CLOSED |  | N/A |  |  |  |  | 60.000 A |  |  | 6 | Unfiltered | Please check FME script
381471705 | TNB | DISTRIBUTION | KUALA SELANGOR | Existing | RYB | POLE FUSE | POLE | CLOSED |  | N/A |  |  |  |  | 60.000 A |  |  | 6 | Unfiltered | Please check FME script
381471706 | TNB | DISTRIBUTION | KUALA SELANGOR | Existing | RYB | POLE FUSE | POLE | CLOSED |  | N/A |  |  |  |  | 60.000 A |  |  | 6 | Unfiltered | Please check FME script
381471707 | TNB | DISTRIBUTION | KUALA SELANGOR | Existing | RYB | POLE FUSE | POLE | CLOSED |  | N/A |  |  |  |  | 60.000 A |  |  | 6 | Unfiltered | Please check FME script
381471708 | TNB | DISTRIBUTION | KUALA SELANGOR | Existing | RYB | POLE FUSE | POLE | CLOSED |  | N/A |  |  |  |  | 60.000 A |  |  | 6 | Unfiltered | Please check FME script
381471709 | TNB | DISTRIBUTION | KUALA SELANGOR | Existing | RYB | POLE FUSE | POLE | CLOSED |  | N/A |  |  |  |  | 60.000 A |  |  | 6 | Unfiltered | Please check FME script
381471712 | TNB | DISTRIBUTION | KUALA SELANGOR | Existing | RYB | POLE FUSE | POLE | CLOSED |  | N/A |  |  |  |  | 50.000 A |  |  | 6 | Unfiltered | Please check FME script
381471713 | TNB | DISTRIBUTION | KUALA SELANGOR | Existing | RYB | BLACK BOX | POLE | CLOSED |  | N/A |  |  |  |  | 125.000 A |  |  | 6 | Pass | null
381471714 | TNB | DISTRIBUTION | KUALA SELANGOR | Existing | RYB | POLE FUSE | POLE | CLOSED |  | N/A |  |  |  |  | 60.000 A |  |  | 6 | Unfiltered | Please check FME script
381471716 | TNB | DISTRIBUTION | KUALA SELANGOR | Existing | RYB | BLACK BOX | POLE | CLOSED |  | N/A |  |  |  |  | 200.000 A |  |  | 3 | Pass | null
381471717 | TNB | DISTRIBUTION | KUALA SELANGOR | Existing | RYB | BLACK BOX | POLE | CLOSED |  | N/A |  |  |  |  | 50.000 A |  |  | 3 | Pass | null
381471719 | TNB | DISTRIBUTION | KUALA SELANGOR | Existing | RYB | BLACK BOX | POLE | CLOSED |  | N/A |  |  |  |  | 50.000 A |  |  | 6 | Pass | null
381471721 | TNB | DISTRIBUTION | KUALA SELANGOR | Existing | RYB | BLACK BOX | POLE | CLOSED |  | N/A |  |  |  |  | 50.000 A |  |  | 6 | Pass | null
381471722 | TNB | DISTRIBUTION | KUALA SELANGOR | Existing | RYB | BLACK BOX | POLE | CLOSED |  | N/A |  |  |  |  | 50.000 A |  |  | 3 | Pass | null
381471723 | TNB | DISTRIBUTION | KUALA SELANGOR | Existing | RYB | BLACK BOX | POLE | CLOSED |  | N/A |  |  |  |  | 125.000 A |  |  | 6 | Pass | null
381471724 | TNB | DISTRIBUTION | KUALA SELANGOR | Existing | RYB | BLACK BOX | POLE | CLOSED |  | N/A |  |  |  |  | 80.000 A |  |  | 6 | Pass | null
381471725 | TNB | DISTRIBUTION | KUALA SELANGOR | Existing | RYB | BLACK BOX | POLE | CLOSED |  | N/A |  |  |  |  | 80.000 A |  |  | 6 | Pass | null
381471726 | TNB | DISTRIBUTION | KUALA SELANGOR | Existing | RYB | BLACK BOX | POLE | CLOSED |  | N/A |  |  |  |  | 80.000 A |  |  | 6 | Pass | null
381471727 | TNB | DISTRIBUTION | KUALA SELANGOR | Existing | RYB | BLACK BOX | POLE | CLOSED |  | N/A |  |  |  |  | 80.000 A |  |  | 6 | Pass | null
381471728 | TNB | DISTRIBUTION | KUALA SELANGOR | Existing | RYB | BLACK BOX | POLE | CLOSED |  | N/A |  |  |  |  | 80.000 A |  |  | 6 | Pass | null
381471729 | TNB | DISTRIBUTION | KUALA SELANGOR | Existing | RYB | BLACK BOX | POLE | CLOSED |  | N/A |  |  |  |  | 80.000 A |  |  | 6 | Pass | null
381471730 | TNB | DISTRIBUTION | KUALA SELANGOR | Existing | RYB | BLACK BOX | POLE | CLOSED |  | N/A |  |  |  |  | 80.000 A |  |  | 6 | Pass | null
381471731 | TNB | DISTRIBUTION | KUALA SELANGOR | Existing | RYB | BLACK BOX | POLE | CLOSED |  | N/A |  |  |  |  | 80.000 A |  |  | 6 | Pass | null
381471732 | TNB | DISTRIBUTION | KUALA SELANGOR | Existing | RYB | BLACK BOX | POLE | CLOSED |  | N/A |  |  |  |  | 80.000 A |  |  | 6 | Pass | null
381471733 | TNB | DISTRIBUTION | KUALA SELANGOR | Existing | RYB | BLACK BOX | POLE | CLOSED |  | N/A |  |  |  |  | 80.000 A |  |  | 6 | Pass | null
381471734 | TNB | DISTRIBUTION | KUALA SELANGOR | Existing | RYB | BLACK BOX | POLE | CLOSED |  | N/A |  |  |  |  | 80.000 A |  |  | 6 | Pass | null
381471735 | TNB | DISTRIBUTION | KUALA SELANGOR | Existing | RYB | BLACK BOX | POLE | CLOSED |  | N/A |  |  |  |  | 80.000 A |  |  | 6 | Pass | null
381471736 | TNB | DISTRIBUTION | KUALA SELANGOR | Existing | RYB | BLACK BOX | POLE | CLOSED |  | N/A |  |  |  |  | 80.000 A |  |  | 6 | Pass | null
381471737 | TNB | DISTRIBUTION | KUALA SELANGOR | Existing | RYB | BLACK BOX | POLE | CLOSED |  | N/A |  |  |  |  | 80.000 A |  |  | 6 | Pass | null
381471738 | TNB | DISTRIBUTION | KUALA SELANGOR | Existing | RYB | BLACK BOX | POLE | CLOSED |  | N/A |  |  |  |  | 80.000 A |  |  | 6 | Pass | null
381471739 | TNB | DISTRIBUTION | KUALA SELANGOR | Existing | RYB | BLACK BOX | POLE | CLOSED |  | N/A |  |  |  |  | 80.000 A |  |  | 6 | Pass | null
381471740 | TNB | DISTRIBUTION | KUALA SELANGOR | Existing | RYB | BLACK BOX | POLE | CLOSED |  | N/A |  |  |  |  | 80.000 A |  |  | 6 | Pass | null
381471741 | TNB | DISTRIBUTION | KUALA SELANGOR | Existing | RYB | BLACK BOX | POLE | CLOSED |  | N/A |  |  |  |  | 80.000 A |  |  | 6 | Pass | null
381471743 | TNB | DISTRIBUTION | KUALA SELANGOR | Existing | RYB | BLACK BOX | POLE | CLOSED |  | N/A |  |  |  |  | 125.000 A |  |  | 6 | Pass | null
381471744 | TNB | DISTRIBUTION | KUALA SELANGOR | Existing | RYB | BLACK BOX | POLE | CLOSED |  | N/A |  |  |  |  | 50.000 A |  |  | 6 | Pass | null
381471745 | TNB | DISTRIBUTION | KUALA SELANGOR | Existing | RYB | BLACK BOX | POLE | CLOSED |  | N/A |  |  |  |  | 80.000 A |  |  | 6 | Pass | null
381471746 | TNB | DISTRIBUTION | KUALA SELANGOR | Existing | RYB | BLACK BOX | POLE | CLOSED |  | N/A |  |  |  |  | 80.000 A |  |  | 6 | Pass | null
381472970 | TNB | DISTRIBUTION | KUALA SELANGOR | Existing | RYB | LV FUSE SWITCH |  | CLOSED | IEC MIDDLE CURVE | FUSES | SPARE |  |  |  | 250.000 A |  |  | 3 | Fail | Please check "Mounting"
381472975 | TNB | DISTRIBUTION | KUALA SELANGOR | Existing | RYB | LV FUSE SWITCH |  | CLOSED | IEC MIDDLE CURVE | FUSES | SPARE |  |  |  | 250.000 A |  |  | 3 | Fail | Please check "Mounting"
381472999 | TNB | DISTRIBUTION | KUALA SELANGOR | Existing | RYB | LV FUSE SWITCH |  | CLOSED | IEC MIDDLE CURVE | FUSES | SPARE |  |  |  | 250.000 A |  |  | 3 | Fail | Please check "Mounting"
381473006 | TNB | DISTRIBUTION | KUALA SELANGOR | Existing | RYB | LV FUSE SWITCH |  | CLOSED | IEC MIDDLE CURVE | FUSES | SPARE |  |  |  | 250.000 A |  |  | 3 | Fail | Please check "Mounting"
381473010 | TNB | DISTRIBUTION | KUALA SELANGOR | Existing | RYB | LV FUSE SWITCH |  | CLOSED | IEC MIDDLE CURVE | FUSES | SPARE |  |  |  | 250.000 A |  |  | 3 | Fail | Please check "Mounting"
381473018 | TNB | DISTRIBUTION | KUALA SELANGOR | Existing | RYB | LV FUSE SWITCH |  | CLOSED | IEC MIDDLE CURVE | FUSES | SPARE |  |  |  | 250.000 A |  |  | 3 | Fail | Please check "Mounting"
381473023 | TNB | DISTRIBUTION | KUALA SELANGOR | Existing | RYB | LV FUSE SWITCH |  | CLOSED | IEC MIDDLE CURVE | FUSES | SPARE |  |  |  | 250.000 A |  |  | 3 | Fail | Please check "Mounting"
381473037 | TNB | DISTRIBUTION | KUALA SELANGOR | Existing | RYB | LV FUSE SWITCH |  | CLOSED | IEC MIDDLE CURVE | FUSES | SPARE |  |  |  | 250.000 A |  |  | 3 | Fail | Please check "Mounting"
381473048 | TNB | DISTRIBUTION | KUALA SELANGOR | Existing | RYB | LV FUSE SWITCH |  | CLOSED | IEC MIDDLE CURVE | FUSES | SPARE |  |  |  | 250.000 A |  |  | 3 | Fail | Please check "Mounting"
381473053 | TNB | DISTRIBUTION | KUALA SELANGOR | Existing | RYB | LV FUSE SWITCH |  | CLOSED | IEC MIDDLE CURVE | FUSES | SPARE |  |  |  | 250.000 A |  |  | 3 | Fail | Please check "Mounting"
381473077 | TNB | DISTRIBUTION | KUALA SELANGOR | Existing | RYB | LV FUSE SWITCH |  | CLOSED | IEC MIDDLE CURVE | FUSES | SPARE |  |  |  | 250.000 A |  |  | 3 | Fail | Please check "Mounting"
381473084 | TNB | DISTRIBUTION | KUALA SELANGOR | Existing | RYB | LV FUSE SWITCH |  | CLOSED | IEC MIDDLE CURVE | FUSES | SPARE |  |  |  | 250.000 A |  |  | 3 | Fail | Please check "Mounting"
381473088 | TNB | DISTRIBUTION | KUALA SELANGOR | Existing | RYB | LV FUSE SWITCH |  | CLOSED | IEC MIDDLE CURVE | FUSES | SPARE |  |  |  | 250.000 A |  |  | 3 | Fail | Please check "Mounting"
381473096 | TNB | DISTRIBUTION | KUALA SELANGOR | Existing | RYB | LV FUSE SWITCH |  | CLOSED | IEC MIDDLE CURVE | FUSES | SPARE |  |  |  | 250.000 A |  |  | 3 | Fail | Please check "Mounting"
381473101 | TNB | DISTRIBUTION | KUALA SELANGOR | Existing | RYB | LV FUSE SWITCH |  | CLOSED | IEC MIDDLE CURVE | FUSES | SPARE |  |  |  | 250.000 A |  |  | 3 | Fail | Please check "Mounting"
381473115 | TNB | DISTRIBUTION | KUALA SELANGOR | Existing | RYB | LV FUSE SWITCH |  | CLOSED | IEC MIDDLE CURVE | FUSES | SPARE |  |  |  | 250.000 A |  |  | 3 | Fail | Please check "Mounting"
381473126 | TNB | DISTRIBUTION | KUALA SELANGOR | Existing | RYB | LV FUSE SWITCH |  | CLOSED | IEC MIDDLE CURVE | FUSES | SPARE |  |  |  | 250.000 A |  |  | 3 | Fail | Please check "Mounting"
381473131 | TNB | DISTRIBUTION | KUALA SELANGOR | Existing | RYB | LV FUSE SWITCH |  | CLOSED | IEC MIDDLE CURVE | FUSES | SPARE |  |  |  | 250.000 A |  |  | 3 | Fail | Please check "Mounting"
381473155 | TNB | DISTRIBUTION | KUALA SELANGOR | Existing | RYB | LV FUSE SWITCH |  | CLOSED | IEC MIDDLE CURVE | FUSES | SPARE |  |  |  | 250.000 A |  |  | 3 | Fail | Please check "Mounting"
381473162 | TNB | DISTRIBUTION | KUALA SELANGOR | Existing | RYB | LV FUSE SWITCH |  | CLOSED | IEC MIDDLE CURVE | FUSES | SPARE |  |  |  | 250.000 A |  |  | 3 | Fail | Please check "Mounting"
381473166 | TNB | DISTRIBUTION | KUALA SELANGOR | Existing | RYB | LV FUSE SWITCH |  | CLOSED | IEC MIDDLE CURVE | FUSES | SPARE |  |  |  | 250.000 A |  |  | 3 | Fail | Please check "Mounting"
381473174 | TNB | DISTRIBUTION | KUALA SELANGOR | Existing | RYB | LV FUSE SWITCH |  | CLOSED | IEC MIDDLE CURVE | FUSES | SPARE |  |  |  | 250.000 A |  |  | 3 | Fail | Please check "Mounting"
381473179 | TNB | DISTRIBUTION | KUALA SELANGOR | Existing | RYB | LV FUSE SWITCH |  | CLOSED | IEC MIDDLE CURVE | FUSES | SPARE |  |  |  | 250.000 A |  |  | 3 | Fail | Please check "Mounting"
381473193 | TNB | DISTRIBUTION | KUALA SELANGOR | Existing | RYB | LV FUSE SWITCH |  | CLOSED | IEC MIDDLE CURVE | FUSES | SPARE |  |  |  | 250.000 A |  |  | 3 | Fail | Please check "Mounting"
381473204 | TNB | DISTRIBUTION | KUALA SELANGOR | Existing | RYB | LV FUSE SWITCH |  | CLOSED | IEC MIDDLE CURVE | FUSES | SPARE |  |  |  | 250.000 A |  |  | 3 | Fail | Please check "Mounting"
381473209 | TNB | DISTRIBUTION | KUALA SELANGOR | Existing | RYB | LV FUSE SWITCH |  | CLOSED | IEC MIDDLE CURVE | FUSES | SPARE |  |  |  | 250.000 A |  |  | 3 | Fail | Please check "Mounting"
381473233 | TNB | DISTRIBUTION | KUALA SELANGOR | Existing | RYB | LV FUSE SWITCH |  | CLOSED | IEC MIDDLE CURVE | FUSES | SPARE |  |  |  | 250.000 A |  |  | 3 | Fail | Please check "Mounting"
381473240 | TNB | DISTRIBUTION | KUALA SELANGOR | Existing | RYB | LV FUSE SWITCH |  | CLOSED | IEC MIDDLE CURVE | FUSES | SPARE |  |  |  | 250.000 A |  |  | 3 | Fail | Please check "Mounting"
381473244 | TNB | DISTRIBUTION | KUALA SELANGOR | Existing | RYB | LV FUSE SWITCH |  | CLOSED | IEC MIDDLE CURVE | FUSES | SPARE |  |  |  | 250.000 A |  |  | 3 | Fail | Please check "Mounting"
381473252 | TNB | DISTRIBUTION | KUALA SELANGOR | Existing | RYB | LV FUSE SWITCH |  | CLOSED | IEC MIDDLE CURVE | FUSES | SPARE |  |  |  | 250.000 A |  |  | 3 | Fail | Please check "Mounting"
381473257 | TNB | DISTRIBUTION | KUALA SELANGOR | Existing | RYB | LV FUSE SWITCH |  | CLOSED | IEC MIDDLE CURVE | FUSES | SPARE |  |  |  | 250.000 A |  |  | 3 | Fail | Please check "Mounting"
381473271 | TNB | DISTRIBUTION | KUALA SELANGOR | Existing | RYB | LV FUSE SWITCH |  | CLOSED | IEC MIDDLE CURVE | FUSES | SPARE |  |  |  | 250.000 A |  |  | 3 | Fail | Please check "Mounting"
381473282 | TNB | DISTRIBUTION | KUALA SELANGOR | Existing | RYB | LV FUSE SWITCH |  | CLOSED | IEC MIDDLE CURVE | FUSES | SPARE |  |  |  | 250.000 A |  |  | 3 | Fail | Please check "Mounting"
381473287 | TNB | DISTRIBUTION | KUALA SELANGOR | Existing | RYB | LV FUSE SWITCH |  | CLOSED | IEC MIDDLE CURVE | FUSES | SPARE |  |  |  | 250.000 A |  |  | 3 | Fail | Please check "Mounting"
381473311 | TNB | DISTRIBUTION | KUALA SELANGOR | Existing | RYB | LV FUSE SWITCH |  | CLOSED | IEC MIDDLE CURVE | FUSES | SPARE |  |  |  | 250.000 A |  |  | 3 | Fail | Please check "Mounting"
381473318 | TNB | DISTRIBUTION | KUALA SELANGOR | Existing | RYB | LV FUSE SWITCH |  | CLOSED | IEC MIDDLE CURVE | FUSES | SPARE |  |  |  | 250.000 A |  |  | 3 | Fail | Please check "Mounting"
381473322 | TNB | DISTRIBUTION | KUALA SELANGOR | Existing | RYB | LV FUSE SWITCH |  | CLOSED | IEC MIDDLE CURVE | FUSES | SPARE |  |  |  | 250.000 A |  |  | 3 | Fail | Please check "Mounting"
381473330 | TNB | DISTRIBUTION | KUALA SELANGOR | Existing | RYB | LV FUSE SWITCH |  | CLOSED | IEC MIDDLE CURVE | FUSES | SPARE |  |  |  | 250.000 A |  |  | 3 | Fail | Please check "Mounting"
381473335 | TNB | DISTRIBUTION | KUALA SELANGOR | Existing | RYB | LV FUSE SWITCH |  | CLOSED | IEC MIDDLE CURVE | FUSES | SPARE |  |  |  | 250.000 A |  |  | 3 | Fail | Please check "Mounting"
381473349 | TNB | DISTRIBUTION | KUALA SELANGOR | Existing | RYB | LV FUSE SWITCH |  | CLOSED | IEC MIDDLE CURVE | FUSES | SPARE |  |  |  | 250.000 A |  |  | 3 | Fail | Please check "Mounting"
381473360 | TNB | DISTRIBUTION | KUALA SELANGOR | Existing | RYB | LV FUSE SWITCH |  | CLOSED | IEC MIDDLE CURVE | FUSES | SPARE |  |  |  | 250.000 A |  |  | 3 | Fail | Please check "Mounting"
381473365 | TNB | DISTRIBUTION | KUALA SELANGOR | Existing | RYB | LV FUSE SWITCH |  | CLOSED | IEC MIDDLE CURVE | FUSES | SPARE |  |  |  | 250.000 A |  |  | 3 | Fail | Please check "Mounting"
381473389 | TNB | DISTRIBUTION | KUALA SELANGOR | Existing | RYB | LV FUSE SWITCH |  | CLOSED | IEC MIDDLE CURVE | FUSES | SPARE |  |  |  | 250.000 A |  |  | 3 | Fail | Please check "Mounting"
381473396 | TNB | DISTRIBUTION | KUALA SELANGOR | Existing | RYB | LV FUSE SWITCH |  | CLOSED | IEC MIDDLE CURVE | FUSES | SPARE |  |  |  | 250.000 A |  |  | 3 | Fail | Please check "Mounting"
381473400 | TNB | DISTRIBUTION | KUALA SELANGOR | Existing | RYB | LV FUSE SWITCH |  | CLOSED | IEC MIDDLE CURVE | FUSES | SPARE |  |  |  | 250.000 A |  |  | 3 | Fail | Please check "Mounting"
381473408 | TNB | DISTRIBUTION | KUALA SELANGOR | Existing | RYB | LV FUSE SWITCH |  | CLOSED | IEC MIDDLE CURVE | FUSES | SPARE |  |  |  | 250.000 A |  |  | 3 | Fail | Please check "Mounting"
381473413 | TNB | DISTRIBUTION | KUALA SELANGOR | Existing | RYB | LV FUSE SWITCH |  | CLOSED | IEC MIDDLE CURVE | FUSES | SPARE |  |  |  | 250.000 A |  |  | 3 | Fail | Please check "Mounting"
381473427 | TNB | DISTRIBUTION | KUALA SELANGOR | Existing | RYB | LV FUSE SWITCH |  | CLOSED | IEC MIDDLE CURVE | FUSES | SPARE |  |  |  | 250.000 A |  |  | 3 | Fail | Please check "Mounting"
381473438 | TNB | DISTRIBUTION | KUALA SELANGOR | Existing | RYB | LV FUSE SWITCH |  | CLOSED | IEC MIDDLE CURVE | FUSES | SPARE |  |  |  | 250.000 A |  |  | 3 | Fail | Please check "Mounting"
381473443 | TNB | DISTRIBUTION | KUALA SELANGOR | Existing | RYB | LV FUSE SWITCH |  | CLOSED | IEC MIDDLE CURVE | FUSES | SPARE |  |  |  | 250.000 A |  |  | 3 | Fail | Please check "Mounting"
381473467 | TNB | DISTRIBUTION | KUALA SELANGOR | Existing | RYB | LV FUSE SWITCH |  | CLOSED | IEC MIDDLE CURVE | FUSES | SPARE |  |  |  | 250.000 A |  |  | 3 | Fail | Please check "Mounting"
381473474 | TNB | DISTRIBUTION | KUALA SELANGOR | Existing | RYB | LV FUSE SWITCH |  | CLOSED | IEC MIDDLE CURVE | FUSES | SPARE |  |  |  | 250.000 A |  |  | 3 | Fail | Please check "Mounting"
381473478 | TNB | DISTRIBUTION | KUALA SELANGOR | Existing | RYB | LV FUSE SWITCH |  | CLOSED | IEC MIDDLE CURVE | FUSES | SPARE |  |  |  | 250.000 A |  |  | 3 | Fail | Please check "Mounting"
381473486 | TNB | DISTRIBUTION | KUALA SELANGOR | Existing | RYB | LV FUSE SWITCH |  | CLOSED | IEC MIDDLE CURVE | FUSES | SPARE |  |  |  | 250.000 A |  |  | 3 | Fail | Please check "Mounting"
381473491 | TNB | DISTRIBUTION | KUALA SELANGOR | Existing | RYB | LV FUSE SWITCH |  | CLOSED | IEC MIDDLE CURVE | FUSES | SPARE |  |  |  | 250.000 A |  |  | 3 | Fail | Please check "Mounting"
381473505 | TNB | DISTRIBUTION | KUALA SELANGOR | Existing | RYB | LV FUSE SWITCH |  | CLOSED | IEC MIDDLE CURVE | FUSES | SPARE |  |  |  | 250.000 A |  |  | 3 | Fail | Please check "Mounting"
381473516 | TNB | DISTRIBUTION | KUALA SELANGOR | Existing | RYB | LV FUSE SWITCH |  | CLOSED | IEC MIDDLE CURVE | FUSES | SPARE |  |  |  | 250.000 A |  |  | 3 | Fail | Please check "Mounting"
381473521 | TNB | DISTRIBUTION | KUALA SELANGOR | Existing | RYB | LV FUSE SWITCH |  | CLOSED | IEC MIDDLE CURVE | FUSES | SPARE |  |  |  | 250.000 A |  |  | 3 | Fail | Please check "Mounting"
381473545 | TNB | DISTRIBUTION | KUALA SELANGOR | Existing | RYB | LV FUSE SWITCH |  | CLOSED | IEC MIDDLE CURVE | FUSES | SPARE |  |  |  | 250.000 A |  |  | 3 | Fail | Please check "Mounting"
381473552 | TNB | DISTRIBUTION | KUALA SELANGOR | Existing | RYB | LV FUSE SWITCH |  | CLOSED | IEC MIDDLE CURVE | FUSES | SPARE |  |  |  | 250.000 A |  |  | 3 | Fail | Please check "Mounting"
381473556 | TNB | DISTRIBUTION | KUALA SELANGOR | Existing | RYB | LV FUSE SWITCH |  | CLOSED | IEC MIDDLE CURVE | FUSES | SPARE |  |  |  | 250.000 A |  |  | 3 | Fail | Please check "Mounting"
381473564 | TNB | DISTRIBUTION | KUALA SELANGOR | Existing | RYB | LV FUSE SWITCH |  | CLOSED | IEC MIDDLE CURVE | FUSES | SPARE |  |  |  | 250.000 A |  |  | 3 | Fail | Please check "Mounting"
381473569 | TNB | DISTRIBUTION | KUALA SELANGOR | Existing | RYB | LV FUSE SWITCH |  | CLOSED | IEC MIDDLE CURVE | FUSES | SPARE |  |  |  | 250.000 A |  |  | 3 | Fail | Please check "Mounting"
381473583 | TNB | DISTRIBUTION | KUALA SELANGOR | Existing | RYB | LV FUSE SWITCH |  | CLOSED | IEC MIDDLE CURVE | FUSES | SPARE |  |  |  | 250.000 A |  |  | 3 | Fail | Please check "Mounting"
381473594 | TNB | DISTRIBUTION | KUALA SELANGOR | Existing | RYB | LV FUSE SWITCH |  | CLOSED | IEC MIDDLE CURVE | FUSES | SPARE |  |  |  | 250.000 A |  |  | 3 | Fail | Please check "Mounting"
381473599 | TNB | DISTRIBUTION | KUALA SELANGOR | Existing | RYB | LV FUSE SWITCH |  | CLOSED | IEC MIDDLE CURVE | FUSES | SPARE |  |  |  | 250.000 A |  |  | 3 | Fail | Please check "Mounting"
381473623 | TNB | DISTRIBUTION | KUALA SELANGOR | Existing | RYB | LV FUSE SWITCH |  | CLOSED | IEC MIDDLE CURVE | FUSES | SPARE |  |  |  | 250.000 A |  |  | 3 | Fail | Please check "Mounting"
381473630 | TNB | DISTRIBUTION | KUALA SELANGOR | Existing | RYB | LV FUSE SWITCH |  | CLOSED | IEC MIDDLE CURVE | FUSES | SPARE |  |  |  | 250.000 A |  |  | 3 | Fail | Please check "Mounting"
381473634 | TNB | DISTRIBUTION | KUALA SELANGOR | Existing | RYB | LV FUSE SWITCH |  | CLOSED | IEC MIDDLE CURVE | FUSES | SPARE |  |  |  | 250.000 A |  |  | 3 | Fail | Please check "Mounting"
381473642 | TNB | DISTRIBUTION | KUALA SELANGOR | Existing | RYB | LV FUSE SWITCH |  | CLOSED | IEC MIDDLE CURVE | FUSES | SPARE |  |  |  | 250.000 A |  |  | 3 | Fail | Please check "Mounting"
381473647 | TNB | DISTRIBUTION | KUALA SELANGOR | Existing | RYB | LV FUSE SWITCH |  | CLOSED | IEC MIDDLE CURVE | FUSES | SPARE |  |  |  | 250.000 A |  |  | 3 | Fail | Please check "Mounting"
381473661 | TNB | DISTRIBUTION | KUALA SELANGOR | Existing | RYB | LV FUSE SWITCH |  | CLOSED | IEC MIDDLE CURVE | FUSES | SPARE |  |  |  | 250.000 A |  |  | 3 | Fail | Please check "Mounting"
381473672 | TNB | DISTRIBUTION | KUALA SELANGOR | Existing | RYB | LV FUSE SWITCH |  | CLOSED | IEC MIDDLE CURVE | FUSES | SPARE |  |  |  | 250.000 A |  |  | 3 | Fail | Please check "Mounting"
381473677 | TNB | DISTRIBUTION | KUALA SELANGOR | Existing | RYB | LV FUSE SWITCH |  | CLOSED | IEC MIDDLE CURVE | FUSES | SPARE |  |  |  | 250.000 A |  |  | 3 | Fail | Please check "Mounting"
381473701 | TNB | DISTRIBUTION | KUALA SELANGOR | Existing | RYB | LV FUSE SWITCH |  | CLOSED | IEC MIDDLE CURVE | FUSES | SPARE |  |  |  | 250.000 A |  |  | 3 | Fail | Please check "Mounting"
381473708 | TNB | DISTRIBUTION | KUALA SELANGOR | Existing | RYB | LV FUSE SWITCH |  | CLOSED | IEC MIDDLE CURVE | FUSES | SPARE |  |  |  | 250.000 A |  |  | 3 | Fail | Please check "Mounting"
381473712 | TNB | DISTRIBUTION | KUALA SELANGOR | Existing | RYB | LV FUSE SWITCH |  | CLOSED | IEC MIDDLE CURVE | FUSES | SPARE |  |  |  | 250.000 A |  |  | 3 | Fail | Please check "Mounting"
381473720 | TNB | DISTRIBUTION | KUALA SELANGOR | Existing | RYB | LV FUSE SWITCH |  | CLOSED | IEC MIDDLE CURVE | FUSES | SPARE |  |  |  | 250.000 A |  |  | 3 | Fail | Please check "Mounting"
381473725 | TNB | DISTRIBUTION | KUALA SELANGOR | Existing | RYB | LV FUSE SWITCH |  | CLOSED | IEC MIDDLE CURVE | FUSES | SPARE |  |  |  | 250.000 A |  |  | 3 | Fail | Please check "Mounting"
381473739 | TNB | DISTRIBUTION | KUALA SELANGOR | Existing | RYB | LV FUSE SWITCH |  | CLOSED | IEC MIDDLE CURVE | FUSES | SPARE |  |  |  | 250.000 A |  |  | 3 | Fail | Please check "Mounting"
381473750 | TNB | DISTRIBUTION | KUALA SELANGOR | Existing | RYB | LV FUSE SWITCH |  | CLOSED | IEC MIDDLE CURVE | FUSES | SPARE |  |  |  | 250.000 A |  |  | 3 | Fail | Please check "Mounting"
381473755 | TNB | DISTRIBUTION | KUALA SELANGOR | Existing | RYB | LV FUSE SWITCH |  | CLOSED | IEC MIDDLE CURVE | FUSES | SPARE |  |  |  | 250.000 A |  |  | 3 | Fail | Please check "Mounting"
381473779 | TNB | DISTRIBUTION | KUALA SELANGOR | Existing | RYB | LV FUSE SWITCH |  | CLOSED | IEC MIDDLE CURVE | FUSES | SPARE |  |  |  | 250.000 A |  |  | 3 | Fail | Please check "Mounting"
381473786 | TNB | DISTRIBUTION | KUALA SELANGOR | Existing | RYB | LV FUSE SWITCH |  | CLOSED | IEC MIDDLE CURVE | FUSES | SPARE |  |  |  | 250.000 A |  |  | 3 | Fail | Please check "Mounting"
381473790 | TNB | DISTRIBUTION | KUALA SELANGOR | Existing | RYB | LV FUSE SWITCH |  | CLOSED | IEC MIDDLE CURVE | FUSES | SPARE |  |  |  | 250.000 A |  |  | 3 | Fail | Please check "Mounting"
381473798 | TNB | DISTRIBUTION | KUALA SELANGOR | Existing | RYB | LV FUSE SWITCH |  | CLOSED | IEC MIDDLE CURVE | FUSES | SPARE |  |  |  | 250.000 A |  |  | 3 | Fail | Please check "Mounting"
381473803 | TNB | DISTRIBUTION | KUALA SELANGOR | Existing | RYB | LV FUSE SWITCH |  | CLOSED | IEC MIDDLE CURVE | FUSES | SPARE |  |  |  | 250.000 A |  |  | 3 | Fail | Please check "Mounting"
381473817 | TNB | DISTRIBUTION | KUALA SELANGOR | Existing | RYB | LV FUSE SWITCH |  | CLOSED | IEC MIDDLE CURVE | FUSES | SPARE |  |  |  | 250.000 A |  |  | 3 | Fail | Please check "Mounting"
381473826 | TNB | DISTRIBUTION | KUALA SELANGOR | Existing | RYB | LV FUSE SWITCH |  | CLOSED | IEC MIDDLE CURVE | FUSES | SPARE |  |  |  | 250.000 A |  |  | 3 | Fail | Please check "Mounting"
381473839 | TNB | DISTRIBUTION | KUALA SELANGOR | Existing | RYB | LV FUSE SWITCH |  | CLOSED | IEC MIDDLE CURVE | FUSES | SPARE |  |  |  | 250.000 A |  |  | 3 | Fail | Please check "Mounting"
381473854 | TNB | DISTRIBUTION | KUALA SELANGOR | Existing | RYB | LV FUSE SWITCH |  | CLOSED | IEC MIDDLE CURVE | FUSES | SPARE |  |  |  | 250.000 A |  |  | 3 | Fail | Please check "Mounting"
381473858 | TNB | DISTRIBUTION | KUALA SELANGOR | Existing | RYB | LV FUSE SWITCH |  | CLOSED | IEC MIDDLE CURVE | FUSES | SPARE |  |  |  | 250.000 A |  |  | 3 | Fail | Please check "Mounting"
381473877 | TNB | DISTRIBUTION | KUALA SELANGOR | Existing | RYB | LV FUSE SWITCH |  | CLOSED | IEC MIDDLE CURVE | FUSES | SPARE |  |  |  | 250.000 A |  |  | 3 | Fail | Please check "Mounting"
381473881 | TNB | DISTRIBUTION | KUALA SELANGOR | Existing | RYB | LV FUSE SWITCH |  | CLOSED | IEC MIDDLE CURVE | FUSES | SPARE |  |  |  | 250.000 A |  |  | 3 | Fail | Please check "Mounting"
381473888 | TNB | DISTRIBUTION | KUALA SELANGOR | Existing | RYB | LV FUSE SWITCH |  | CLOSED | IEC MIDDLE CURVE | FUSES | SPARE |  |  |  | 250.000 A |  |  | 3 | Fail | Please check "Mounting"
381473901 | TNB | DISTRIBUTION | KUALA SELANGOR | Existing | RYB | LV FUSE SWITCH |  | CLOSED | IEC MIDDLE CURVE | FUSES | SPARE |  |  |  | 250.000 A |  |  | 3 | Fail | Please check "Mounting"
381473916 | TNB | DISTRIBUTION | KUALA SELANGOR | Existing | RYB | LV FUSE SWITCH |  | CLOSED | IEC MIDDLE CURVE | FUSES | SPARE |  |  |  | 250.000 A |  |  | 3 | Fail | Please check "Mounting"
381473920 | TNB | DISTRIBUTION | KUALA SELANGOR | Existing | RYB | LV FUSE SWITCH |  | CLOSED | IEC MIDDLE CURVE | FUSES | SPARE |  |  |  | 250.000 A |  |  | 3 | Fail | Please check "Mounting"
381473939 | TNB | DISTRIBUTION | KUALA SELANGOR | Existing | RYB | LV FUSE SWITCH |  | CLOSED | IEC MIDDLE CURVE | FUSES | SPARE |  |  |  | 250.000 A |  |  | 3 | Fail | Please check "Mounting"
381473943 | TNB | DISTRIBUTION | KUALA SELANGOR | Existing | RYB | LV FUSE SWITCH |  | CLOSED | IEC MIDDLE CURVE | FUSES | SPARE |  |  |  | 250.000 A |  |  | 3 | Fail | Please check "Mounting"
381473952 | TNB | DISTRIBUTION | KUALA SELANGOR | Existing | RYB | LV FUSE SWITCH |  | CLOSED | IEC MIDDLE CURVE | FUSES | SPARE |  |  |  | 250.000 A |  |  | 3 | Fail | Please check "Mounting"
381473957 | TNB | DISTRIBUTION | KUALA SELANGOR | Existing | RYB | LV FUSE SWITCH |  | CLOSED | IEC MIDDLE CURVE | FUSES | SPARE |  |  |  | 250.000 A |  |  | 3 | Fail | Please check "Mounting"
381473981 | TNB | DISTRIBUTION | KUALA SELANGOR | Existing | RYB | LV FUSE SWITCH |  | CLOSED | IEC MIDDLE CURVE | FUSES | SPARE |  |  |  | 250.000 A |  |  | 3 | Fail | Please check "Mounting"
381473988 | TNB | DISTRIBUTION | KUALA SELANGOR | Existing | RYB | LV FUSE SWITCH |  | CLOSED | IEC MIDDLE CURVE | FUSES | SPARE |  |  |  | 250.000 A |  |  | 3 | Fail | Please check "Mounting"
381473992 | TNB | DISTRIBUTION | KUALA SELANGOR | Existing | RYB | LV FUSE SWITCH |  | CLOSED | IEC MIDDLE CURVE | FUSES | SPARE |  |  |  | 250.000 A |  |  | 3 | Fail | Please check "Mounting"
381474000 | TNB | DISTRIBUTION | KUALA SELANGOR | Existing | RYB | LV FUSE SWITCH |  | CLOSED | IEC MIDDLE CURVE | FUSES | SPARE |  |  |  | 250.000 A |  |  | 3 | Fail | Please check "Mounting"
381474005 | TNB | DISTRIBUTION | KUALA SELANGOR | Existing | RYB | LV FUSE SWITCH |  | CLOSED | IEC MIDDLE CURVE | FUSES | SPARE |  |  |  | 250.000 A |  |  | 3 | Fail | Please check "Mounting"
381474019 | TNB | DISTRIBUTION | KUALA SELANGOR | Existing | RYB | LV FUSE SWITCH |  | CLOSED | IEC MIDDLE CURVE | FUSES | SPARE |  |  |  | 250.000 A |  |  | 3 | Fail | Please check "Mounting"
381474030 | TNB | DISTRIBUTION | KUALA SELANGOR | Existing | RYB | LV FUSE SWITCH |  | CLOSED | IEC MIDDLE CURVE | FUSES | SPARE |  |  |  | 250.000 A |  |  | 3 | Fail | Please check "Mounting"
381474035 | TNB | DISTRIBUTION | KUALA SELANGOR | Existing | RYB | LV FUSE SWITCH |  | CLOSED | IEC MIDDLE CURVE | FUSES | SPARE |  |  |  | 250.000 A |  |  | 3 | Fail | Please check "Mounting"
381474059 | TNB | DISTRIBUTION | KUALA SELANGOR | Existing | RYB | LV FUSE SWITCH |  | CLOSED | IEC MIDDLE CURVE | FUSES | SPARE |  |  |  | 250.000 A |  |  | 3 | Fail | Please check "Mounting"
381474066 | TNB | DISTRIBUTION | KUALA SELANGOR | Existing | RYB | LV FUSE SWITCH |  | CLOSED | IEC MIDDLE CURVE | FUSES | SPARE |  |  |  | 250.000 A |  |  | 3 | Fail | Please check "Mounting"
381474070 | TNB | DISTRIBUTION | KUALA SELANGOR | Existing | RYB | LV FUSE SWITCH |  | CLOSED | IEC MIDDLE CURVE | FUSES | SPARE |  |  |  | 250.000 A |  |  | 3 | Fail | Please check "Mounting"
381474078 | TNB | DISTRIBUTION | KUALA SELANGOR | Existing | RYB | LV FUSE SWITCH |  | CLOSED | IEC MIDDLE CURVE | FUSES | SPARE |  |  |  | 250.000 A |  |  | 3 | Fail | Please check "Mounting"
381474083 | TNB | DISTRIBUTION | KUALA SELANGOR | Existing | RYB | LV FUSE SWITCH |  | CLOSED | IEC MIDDLE CURVE | FUSES | SPARE |  |  |  | 250.000 A |  |  | 3 | Fail | Please check "Mounting"
381474097 | TNB | DISTRIBUTION | KUALA SELANGOR | Existing | RYB | LV FUSE SWITCH |  | CLOSED | IEC MIDDLE CURVE | FUSES | SPARE |  |  |  | 250.000 A |  |  | 3 | Fail | Please check "Mounting"
381474108 | TNB | DISTRIBUTION | KUALA SELANGOR | Existing | RYB | LV FUSE SWITCH |  | CLOSED | IEC MIDDLE CURVE | FUSES | SPARE |  |  |  | 250.000 A |  |  | 3 | Fail | Please check "Mounting"
381474113 | TNB | DISTRIBUTION | KUALA SELANGOR | Existing | RYB | LV FUSE SWITCH |  | CLOSED | IEC MIDDLE CURVE | FUSES | SPARE |  |  |  | 250.000 A |  |  | 3 | Fail | Please check "Mounting"
381474137 | TNB | DISTRIBUTION | KUALA SELANGOR | Existing | RYB | LV FUSE SWITCH |  | CLOSED | IEC MIDDLE CURVE | FUSES | SPARE |  |  |  | 250.000 A |  |  | 3 | Fail | Please check "Mounting"
381474144 | TNB | DISTRIBUTION | KUALA SELANGOR | Existing | RYB | LV FUSE SWITCH |  | CLOSED | IEC MIDDLE CURVE | FUSES | SPARE |  |  |  | 250.000 A |  |  | 3 | Fail | Please check "Mounting"
381474148 | TNB | DISTRIBUTION | KUALA SELANGOR | Existing | RYB | LV FUSE SWITCH |  | CLOSED | IEC MIDDLE CURVE | FUSES | SPARE |  |  |  | 250.000 A |  |  | 3 | Fail | Please check "Mounting"
381474156 | TNB | DISTRIBUTION | KUALA SELANGOR | Existing | RYB | LV FUSE SWITCH |  | CLOSED | IEC MIDDLE CURVE | FUSES | SPARE |  |  |  | 250.000 A |  |  | 3 | Fail | Please check "Mounting"
381474161 | TNB | DISTRIBUTION | KUALA SELANGOR | Existing | RYB | LV FUSE SWITCH |  | CLOSED | IEC MIDDLE CURVE | FUSES | SPARE |  |  |  | 250.000 A |  |  | 3 | Fail | Please check "Mounting"
381474175 | TNB | DISTRIBUTION | KUALA SELANGOR | Existing | RYB | LV FUSE SWITCH |  | CLOSED | IEC MIDDLE CURVE | FUSES | SPARE |  |  |  | 250.000 A |  |  | 3 | Fail | Please check "Mounting"
381474186 | TNB | DISTRIBUTION | KUALA SELANGOR | Existing | RYB | LV FUSE SWITCH |  | CLOSED | IEC MIDDLE CURVE | FUSES | SPARE |  |  |  | 250.000 A |  |  | 3 | Fail | Please check "Mounting"
381474191 | TNB | DISTRIBUTION | KUALA SELANGOR | Existing | RYB | LV FUSE SWITCH |  | CLOSED | IEC MIDDLE CURVE | FUSES | SPARE |  |  |  | 250.000 A |  |  | 3 | Fail | Please check "Mounting"
381474215 | TNB | DISTRIBUTION | KUALA SELANGOR | Existing | RYB | LV FUSE SWITCH |  | CLOSED | IEC MIDDLE CURVE | FUSES | SPARE |  |  |  | 250.000 A |  |  | 3 | Fail | Please check "Mounting"
381474222 | TNB | DISTRIBUTION | KUALA SELANGOR | Existing | RYB | LV FUSE SWITCH |  | CLOSED | IEC MIDDLE CURVE | FUSES | SPARE |  |  |  | 250.000 A |  |  | 3 | Fail | Please check "Mounting"
381474226 | TNB | DISTRIBUTION | KUALA SELANGOR | Existing | RYB | LV FUSE SWITCH |  | CLOSED | IEC MIDDLE CURVE | FUSES | SPARE |  |  |  | 250.000 A |  |  | 3 | Fail | Please check "Mounting"
381474234 | TNB | DISTRIBUTION | KUALA SELANGOR | Existing | RYB | LV FUSE SWITCH |  | CLOSED | IEC MIDDLE CURVE | FUSES | SPARE |  |  |  | 250.000 A |  |  | 3 | Fail | Please check "Mounting"
381474239 | TNB | DISTRIBUTION | KUALA SELANGOR | Existing | RYB | LV FUSE SWITCH |  | CLOSED | IEC MIDDLE CURVE | FUSES | SPARE |  |  |  | 250.000 A |  |  | 3 | Fail | Please check "Mounting"
381474253 | TNB | DISTRIBUTION | KUALA SELANGOR | Existing | RYB | LV FUSE SWITCH |  | CLOSED | IEC MIDDLE CURVE | FUSES | SPARE |  |  |  | 250.000 A |  |  | 3 | Fail | Please check "Mounting"
381474264 | TNB | DISTRIBUTION | KUALA SELANGOR | Existing | RYB | LV FUSE SWITCH |  | CLOSED | IEC MIDDLE CURVE | FUSES | SPARE |  |  |  | 250.000 A |  |  | 3 | Fail | Please check "Mounting"
381474269 | TNB | DISTRIBUTION | KUALA SELANGOR | Existing | RYB | LV FUSE SWITCH |  | CLOSED | IEC MIDDLE CURVE | FUSES | SPARE |  |  |  | 250.000 A |  |  | 3 | Fail | Please check "Mounting"
381474293 | TNB | DISTRIBUTION | KUALA SELANGOR | Existing | RYB | LV FUSE SWITCH |  | CLOSED | IEC MIDDLE CURVE | FUSES | SPARE |  |  |  | 250.000 A |  |  | 3 | Fail | Please check "Mounting"
381474300 | TNB | DISTRIBUTION | KUALA SELANGOR | Existing | RYB | LV FUSE SWITCH |  | CLOSED | IEC MIDDLE CURVE | FUSES | SPARE |  |  |  | 250.000 A |  |  | 3 | Fail | Please check "Mounting"
381474304 | TNB | DISTRIBUTION | KUALA SELANGOR | Existing | RYB | LV FUSE SWITCH |  | CLOSED | IEC MIDDLE CURVE | FUSES | SPARE |  |  |  | 250.000 A |  |  | 3 | Fail | Please check "Mounting"
381474312 | TNB | DISTRIBUTION | KUALA SELANGOR | Existing | RYB | LV FUSE SWITCH |  | CLOSED | IEC MIDDLE CURVE | FUSES | SPARE |  |  |  | 250.000 A |  |  | 3 | Fail | Please check "Mounting"
381474317 | TNB | DISTRIBUTION | KUALA SELANGOR | Existing | RYB | LV FUSE SWITCH |  | CLOSED | IEC MIDDLE CURVE | FUSES | SPARE |  |  |  | 250.000 A |  |  | 3 | Fail | Please check "Mounting"
381474331 | TNB | DISTRIBUTION | KUALA SELANGOR | Existing | RYB | LV FUSE SWITCH |  | CLOSED | IEC MIDDLE CURVE | FUSES | SPARE |  |  |  | 250.000 A |  |  | 3 | Fail | Please check "Mounting"
381474498 | TNB | DISTRIBUTION | KUALA SELANGOR | Existing | RYB | LV FUSE SWITCH |  | CLOSED | IEC MIDDLE CURVE | FUSES | SPARE |  |  |  | 250.000 A |  |  | 3 | Fail | Please check "Mounting"
381474503 | TNB | DISTRIBUTION | KUALA SELANGOR | Existing | RYB | LV FUSE SWITCH |  | CLOSED | IEC MIDDLE CURVE | FUSES | SPARE |  |  |  | 250.000 A |  |  | 3 | Fail | Please check "Mounting"
381474527 | TNB | DISTRIBUTION | KUALA SELANGOR | Existing | RYB | LV FUSE SWITCH |  | CLOSED | IEC MIDDLE CURVE | FUSES | SPARE |  |  |  | 250.000 A |  |  | 3 | Fail | Please check "Mounting"
381474534 | TNB | DISTRIBUTION | KUALA SELANGOR | Existing | RYB | LV FUSE SWITCH |  | CLOSED | IEC MIDDLE CURVE | FUSES | SPARE |  |  |  | 250.000 A |  |  | 3 | Fail | Please check "Mounting"
381474538 | TNB | DISTRIBUTION | KUALA SELANGOR | Existing | RYB | LV FUSE SWITCH |  | CLOSED | IEC MIDDLE CURVE | FUSES | SPARE |  |  |  | 250.000 A |  |  | 3 | Fail | Please check "Mounting"
381474546 | TNB | DISTRIBUTION | KUALA SELANGOR | Existing | RYB | LV FUSE SWITCH |  | CLOSED | IEC MIDDLE CURVE | FUSES | SPARE |  |  |  | 250.000 A |  |  | 3 | Fail | Please check "Mounting"
381474551 | TNB | DISTRIBUTION | KUALA SELANGOR | Existing | RYB | LV FUSE SWITCH |  | CLOSED | IEC MIDDLE CURVE | FUSES | SPARE |  |  |  | 250.000 A |  |  | 3 | Fail | Please check "Mounting"
381474565 | TNB | DISTRIBUTION | KUALA SELANGOR | Existing | RYB | LV FUSE SWITCH |  | CLOSED | IEC MIDDLE CURVE | FUSES | SPARE |  |  |  | 250.000 A |  |  | 3 | Fail | Please check "Mounting"
381474576 | TNB | DISTRIBUTION | KUALA SELANGOR | Existing | RYB | LV FUSE SWITCH |  | CLOSED | IEC MIDDLE CURVE | FUSES | SPARE |  |  |  | 250.000 A |  |  | 3 | Fail | Please check "Mounting"
381474581 | TNB | DISTRIBUTION | KUALA SELANGOR | Existing | RYB | LV FUSE SWITCH |  | CLOSED | IEC MIDDLE CURVE | FUSES | SPARE |  |  |  | 250.000 A |  |  | 3 | Fail | Please check "Mounting"
381474605 | TNB | DISTRIBUTION | KUALA SELANGOR | Existing | RYB | LV FUSE SWITCH |  | CLOSED | IEC MIDDLE CURVE | FUSES | SPARE |  |  |  | 250.000 A |  |  | 3 | Fail | Please check "Mounting"
381474612 | TNB | DISTRIBUTION | KUALA SELANGOR | Existing | RYB | LV FUSE SWITCH |  | CLOSED | IEC MIDDLE CURVE | FUSES | SPARE |  |  |  | 250.000 A |  |  | 3 | Fail | Please check "Mounting"
381474616 | TNB | DISTRIBUTION | KUALA SELANGOR | Existing | RYB | LV FUSE SWITCH |  | CLOSED | IEC MIDDLE CURVE | FUSES | SPARE |  |  |  | 250.000 A |  |  | 3 | Fail | Please check "Mounting"
381474624 | TNB | DISTRIBUTION | KUALA SELANGOR | Existing | RYB | LV FUSE SWITCH |  | CLOSED | IEC MIDDLE CURVE | FUSES | SPARE |  |  |  | 250.000 A |  |  | 3 | Fail | Please check "Mounting"
381474629 | TNB | DISTRIBUTION | KUALA SELANGOR | Existing | RYB | LV FUSE SWITCH |  | CLOSED | IEC MIDDLE CURVE | FUSES | SPARE |  |  |  | 250.000 A |  |  | 3 | Fail | Please check "Mounting"
381474643 | TNB | DISTRIBUTION | KUALA SELANGOR | Existing | RYB | LV FUSE SWITCH |  | CLOSED | IEC MIDDLE CURVE | FUSES | SPARE |  |  |  | 250.000 A |  |  | 3 | Fail | Please check "Mounting"
381474654 | TNB | DISTRIBUTION | KUALA SELANGOR | Existing | RYB | LV FUSE SWITCH |  | CLOSED | IEC MIDDLE CURVE | FUSES | SPARE |  |  |  | 250.000 A |  |  | 3 | Fail | Please check "Mounting"
381474659 | TNB | DISTRIBUTION | KUALA SELANGOR | Existing | RYB | LV FUSE SWITCH |  | CLOSED | IEC MIDDLE CURVE | FUSES | SPARE |  |  |  | 250.000 A |  |  | 3 | Fail | Please check "Mounting"
381478977 | TNB | DISTRIBUTION | KUALA SELANGOR | Existing | RYB | LV FUSE SWITCH |  | CLOSED | IEC MIDDLE CURVE | FUSES | SPARE |  |  |  | 250.000 A |  |  | 3 | Fail | Please check "Mounting"
381478984 | TNB | DISTRIBUTION | KUALA SELANGOR | Existing | RYB | LV FUSE SWITCH |  | CLOSED | IEC MIDDLE CURVE | FUSES | SPARE |  |  |  | 250.000 A |  |  | 3 | Fail | Please check "Mounting"
381478988 | TNB | DISTRIBUTION | KUALA SELANGOR | Existing | RYB | LV FUSE SWITCH |  | CLOSED | IEC MIDDLE CURVE | FUSES | SPARE |  |  |  | 250.000 A |  |  | 3 | Fail | Please check "Mounting"
381478996 | TNB | DISTRIBUTION | KUALA SELANGOR | Existing | RYB | LV FUSE SWITCH |  | CLOSED | IEC MIDDLE CURVE | FUSES | SPARE |  |  |  | 250.000 A |  |  | 3 | Fail | Please check "Mounting"
381479001 | TNB | DISTRIBUTION | KUALA SELANGOR | Existing | RYB | LV FUSE SWITCH |  | CLOSED | IEC MIDDLE CURVE | FUSES | SPARE |  |  |  | 250.000 A |  |  | 3 | Fail | Please check "Mounting"
381479015 | TNB | DISTRIBUTION | KUALA SELANGOR | Existing | RYB | LV FUSE SWITCH |  | CLOSED | IEC MIDDLE CURVE | FUSES | SPARE |  |  |  | 250.000 A |  |  | 3 | Fail | Please check "Mounting"
381479026 | TNB | DISTRIBUTION | KUALA SELANGOR | Existing | RYB | LV FUSE SWITCH |  | CLOSED | IEC MIDDLE CURVE | FUSES | SPARE |  |  |  | 250.000 A |  |  | 3 | Fail | Please check "Mounting"
381479031 | TNB | DISTRIBUTION | KUALA SELANGOR | Existing | RYB | LV FUSE SWITCH |  | CLOSED | IEC MIDDLE CURVE | FUSES | SPARE |  |  |  | 250.000 A |  |  | 3 | Fail | Please check "Mounting"
381479055 | TNB | DISTRIBUTION | KUALA SELANGOR | Existing | RYB | LV FUSE SWITCH |  | CLOSED | IEC MIDDLE CURVE | FUSES | SPARE |  |  |  | 250.000 A |  |  | 3 | Fail | Please check "Mounting"
381479062 | TNB | DISTRIBUTION | KUALA SELANGOR | Existing | RYB | LV FUSE SWITCH |  | CLOSED | IEC MIDDLE CURVE | FUSES | SPARE |  |  |  | 250.000 A |  |  | 3 | Fail | Please check "Mounting"
381479066 | TNB | DISTRIBUTION | KUALA SELANGOR | Existing | RYB | LV FUSE SWITCH |  | CLOSED | IEC MIDDLE CURVE | FUSES | SPARE |  |  |  | 250.000 A |  |  | 3 | Fail | Please check "Mounting"
381479074 | TNB | DISTRIBUTION | KUALA SELANGOR | Existing | RYB | LV FUSE SWITCH |  | CLOSED | IEC MIDDLE CURVE | FUSES | SPARE |  |  |  | 250.000 A |  |  | 3 | Fail | Please check "Mounting"
381479079 | TNB | DISTRIBUTION | KUALA SELANGOR | Existing | RYB | LV FUSE SWITCH |  | CLOSED | IEC MIDDLE CURVE | FUSES | SPARE |  |  |  | 250.000 A |  |  | 3 | Fail | Please check "Mounting"
381479093 | TNB | DISTRIBUTION | KUALA SELANGOR | Existing | RYB | LV FUSE SWITCH |  | CLOSED | IEC MIDDLE CURVE | FUSES | SPARE |  |  |  | 250.000 A |  |  | 3 | Fail | Please check "Mounting"
381479104 | TNB | DISTRIBUTION | KUALA SELANGOR | Existing | RYB | LV FUSE SWITCH |  | CLOSED | IEC MIDDLE CURVE | FUSES | SPARE |  |  |  | 250.000 A |  |  | 3 | Fail | Please check "Mounting"
381479109 | TNB | DISTRIBUTION | KUALA SELANGOR | Existing | RYB | LV FUSE SWITCH |  | CLOSED | IEC MIDDLE CURVE | FUSES | SPARE |  |  |  | 250.000 A |  |  | 3 | Fail | Please check "Mounting"
381479133 | TNB | DISTRIBUTION | KUALA SELANGOR | Existing | RYB | LV FUSE SWITCH |  | CLOSED | IEC MIDDLE CURVE | FUSES | SPARE |  |  |  | 250.000 A |  |  | 3 | Fail | Please check "Mounting"
381479140 | TNB | DISTRIBUTION | KUALA SELANGOR | Existing | RYB | LV FUSE SWITCH |  | CLOSED | IEC MIDDLE CURVE | FUSES | SPARE |  |  |  | 250.000 A |  |  | 3 | Fail | Please check "Mounting"
381479144 | TNB | DISTRIBUTION | KUALA SELANGOR | Existing | RYB | LV FUSE SWITCH |  | CLOSED | IEC MIDDLE CURVE | FUSES | SPARE |  |  |  | 250.000 A |  |  | 3 | Fail | Please check "Mounting"
381479152 | TNB | DISTRIBUTION | KUALA SELANGOR | Existing | RYB | LV FUSE SWITCH |  | CLOSED | IEC MIDDLE CURVE | FUSES | SPARE |  |  |  | 250.000 A |  |  | 3 | Fail | Please check "Mounting"
381479157 | TNB | DISTRIBUTION | KUALA SELANGOR | Existing | RYB | LV FUSE SWITCH |  | CLOSED | IEC MIDDLE CURVE | FUSES | SPARE |  |  |  | 250.000 A |  |  | 3 | Fail | Please check "Mounting"
381479171 | TNB | DISTRIBUTION | KUALA SELANGOR | Existing | RYB | LV FUSE SWITCH |  | CLOSED | IEC MIDDLE CURVE | FUSES | SPARE |  |  |  | 250.000 A |  |  | 3 | Fail | Please check "Mounting"
381479182 | TNB | DISTRIBUTION | KUALA SELANGOR | Existing | RYB | LV FUSE SWITCH |  | CLOSED | IEC MIDDLE CURVE | FUSES | SPARE |  |  |  | 250.000 A |  |  | 3 | Fail | Please check "Mounting"
381479187 | TNB | DISTRIBUTION | KUALA SELANGOR | Existing | RYB | LV FUSE SWITCH |  | CLOSED | IEC MIDDLE CURVE | FUSES | SPARE |  |  |  | 250.000 A |  |  | 3 | Fail | Please check "Mounting"
381479211 | TNB | DISTRIBUTION | KUALA SELANGOR | Existing | RYB | LV FUSE SWITCH |  | CLOSED | IEC MIDDLE CURVE | FUSES | SPARE |  |  |  | 250.000 A |  |  | 3 | Fail | Please check "Mounting"
381479218 | TNB | DISTRIBUTION | KUALA SELANGOR | Existing | RYB | LV FUSE SWITCH |  | CLOSED | IEC MIDDLE CURVE | FUSES | SPARE |  |  |  | 250.000 A |  |  | 3 | Fail | Please check "Mounting"
381479222 | TNB | DISTRIBUTION | KUALA SELANGOR | Existing | RYB | LV FUSE SWITCH |  | CLOSED | IEC MIDDLE CURVE | FUSES | SPARE |  |  |  | 250.000 A |  |  | 3 | Fail | Please check "Mounting"
381479230 | TNB | DISTRIBUTION | KUALA SELANGOR | Existing | RYB | LV FUSE SWITCH |  | CLOSED | IEC MIDDLE CURVE | FUSES | SPARE |  |  |  | 250.000 A |  |  | 3 | Fail | Please check "Mounting"
381479235 | TNB | DISTRIBUTION | KUALA SELANGOR | Existing | RYB | LV FUSE SWITCH |  | CLOSED | IEC MIDDLE CURVE | FUSES | SPARE |  |  |  | 250.000 A |  |  | 3 | Fail | Please check "Mounting"
381479249 | TNB | DISTRIBUTION | KUALA SELANGOR | Existing | RYB | LV FUSE SWITCH |  | CLOSED | IEC MIDDLE CURVE | FUSES | SPARE |  |  |  | 250.000 A |  |  | 3 | Fail | Please check "Mounting"
381479260 | TNB | DISTRIBUTION | KUALA SELANGOR | Existing | RYB | LV FUSE SWITCH |  | CLOSED | IEC MIDDLE CURVE | FUSES | SPARE |  |  |  | 250.000 A |  |  | 3 | Fail | Please check "Mounting"
381479265 | TNB | DISTRIBUTION | KUALA SELANGOR | Existing | RYB | LV FUSE SWITCH |  | CLOSED | IEC MIDDLE CURVE | FUSES | SPARE |  |  |  | 250.000 A |  |  | 3 | Fail | Please check "Mounting"
381479289 | TNB | DISTRIBUTION | KUALA SELANGOR | Existing | RYB | LV FUSE SWITCH |  | CLOSED | IEC MIDDLE CURVE | FUSES | SPARE |  |  |  | 250.000 A |  |  | 3 | Fail | Please check "Mounting"
381479296 | TNB | DISTRIBUTION | KUALA SELANGOR | Existing | RYB | LV FUSE SWITCH |  | CLOSED | IEC MIDDLE CURVE | FUSES | SPARE |  |  |  | 250.000 A |  |  | 3 | Fail | Please check "Mounting"
381479300 | TNB | DISTRIBUTION | KUALA SELANGOR | Existing | RYB | LV FUSE SWITCH |  | CLOSED | IEC MIDDLE CURVE | FUSES | SPARE |  |  |  | 250.000 A |  |  | 3 | Fail | Please check "Mounting"
381479308 | TNB | DISTRIBUTION | KUALA SELANGOR | Existing | RYB | LV FUSE SWITCH |  | CLOSED | IEC MIDDLE CURVE | FUSES | SPARE |  |  |  | 250.000 A |  |  | 3 | Fail | Please check "Mounting"
381479313 | TNB | DISTRIBUTION | KUALA SELANGOR | Existing | RYB | LV FUSE SWITCH |  | CLOSED | IEC MIDDLE CURVE | FUSES | SPARE |  |  |  | 250.000 A |  |  | 3 | Fail | Please check "Mounting"
381479327 | TNB | DISTRIBUTION | KUALA SELANGOR | Existing | RYB | LV FUSE SWITCH |  | CLOSED | IEC MIDDLE CURVE | FUSES | SPARE |  |  |  | 250.000 A |  |  | 3 | Fail | Please check "Mounting"
381479338 | TNB | DISTRIBUTION | KUALA SELANGOR | Existing | RYB | LV FUSE SWITCH |  | CLOSED | IEC MIDDLE CURVE | FUSES | SPARE |  |  |  | 250.000 A |  |  | 3 | Fail | Please check "Mounting"
381479343 | TNB | DISTRIBUTION | KUALA SELANGOR | Existing | RYB | LV FUSE SWITCH |  | CLOSED | IEC MIDDLE CURVE | FUSES | SPARE |  |  |  | 250.000 A |  |  | 3 | Fail | Please check "Mounting"
381479367 | TNB | DISTRIBUTION | KUALA SELANGOR | Existing | RYB | LV FUSE SWITCH |  | CLOSED | IEC MIDDLE CURVE | FUSES | SPARE |  |  |  | 250.000 A |  |  | 3 | Fail | Please check "Mounting"
381479374 | TNB | DISTRIBUTION | KUALA SELANGOR | Existing | RYB | LV FUSE SWITCH |  | CLOSED | IEC MIDDLE CURVE | FUSES | SPARE |  |  |  | 250.000 A |  |  | 3 | Fail | Please check "Mounting"
381479378 | TNB | DISTRIBUTION | KUALA SELANGOR | Existing | RYB | LV FUSE SWITCH |  | CLOSED | IEC MIDDLE CURVE | FUSES | SPARE |  |  |  | 250.000 A |  |  | 3 | Fail | Please check "Mounting"
381479386 | TNB | DISTRIBUTION | KUALA SELANGOR | Existing | RYB | LV FUSE SWITCH |  | CLOSED | IEC MIDDLE CURVE | FUSES | SPARE |  |  |  | 250.000 A |  |  | 3 | Fail | Please check "Mounting"
381479391 | TNB | DISTRIBUTION | KUALA SELANGOR | Existing | RYB | LV FUSE SWITCH |  | CLOSED | IEC MIDDLE CURVE | FUSES | SPARE |  |  |  | 250.000 A |  |  | 3 | Fail | Please check "Mounting"
381479405 | TNB | DISTRIBUTION | KUALA SELANGOR | Existing | RYB | LV FUSE SWITCH |  | CLOSED | IEC MIDDLE CURVE | FUSES | SPARE |  |  |  | 250.000 A |  |  | 3 | Fail | Please check "Mounting"
381479416 | TNB | DISTRIBUTION | KUALA SELANGOR | Existing | RYB | LV FUSE SWITCH |  | CLOSED | IEC MIDDLE CURVE | FUSES | SPARE |  |  |  | 250.000 A |  |  | 3 | Fail | Please check "Mounting"
381479421 | TNB | DISTRIBUTION | KUALA SELANGOR | Existing | RYB | LV FUSE SWITCH |  | CLOSED | IEC MIDDLE CURVE | FUSES | SPARE |  |  |  | 250.000 A |  |  | 3 | Fail | Please check "Mounting"
381479445 | TNB | DISTRIBUTION | KUALA SELANGOR | Existing | RYB | LV FUSE SWITCH |  | CLOSED | IEC MIDDLE CURVE | FUSES | SPARE |  |  |  | 250.000 A |  |  | 3 | Fail | Please check "Mounting"
381479452 | TNB | DISTRIBUTION | KUALA SELANGOR | Existing | RYB | LV FUSE SWITCH |  | CLOSED | IEC MIDDLE CURVE | FUSES | SPARE |  |  |  | 250.000 A |  |  | 3 | Fail | Please check "Mounting"
381479456 | TNB | DISTRIBUTION | KUALA SELANGOR | Existing | RYB | LV FUSE SWITCH |  | CLOSED | IEC MIDDLE CURVE | FUSES | SPARE |  |  |  | 250.000 A |  |  | 3 | Fail | Please check "Mounting"
381479464 | TNB | DISTRIBUTION | KUALA SELANGOR | Existing | RYB | LV FUSE SWITCH |  | CLOSED | IEC MIDDLE CURVE | FUSES | SPARE |  |  |  | 250.000 A |  |  | 3 | Fail | Please check "Mounting"
381479469 | TNB | DISTRIBUTION | KUALA SELANGOR | Existing | RYB | LV FUSE SWITCH |  | CLOSED | IEC MIDDLE CURVE | FUSES | SPARE |  |  |  | 250.000 A |  |  | 3 | Fail | Please check "Mounting"
381479483 | TNB | DISTRIBUTION | KUALA SELANGOR | Existing | RYB | LV FUSE SWITCH |  | CLOSED | IEC MIDDLE CURVE | FUSES | SPARE |  |  |  | 250.000 A |  |  | 3 | Fail | Please check "Mounting"
381479494 | TNB | DISTRIBUTION | KUALA SELANGOR | Existing | RYB | LV FUSE SWITCH |  | CLOSED | IEC MIDDLE CURVE | FUSES | SPARE |  |  |  | 250.000 A |  |  | 3 | Fail | Please check "Mounting"
381479499 | TNB | DISTRIBUTION | KUALA SELANGOR | Existing | RYB | LV FUSE SWITCH |  | CLOSED | IEC MIDDLE CURVE | FUSES | SPARE |  |  |  | 250.000 A |  |  | 3 | Fail | Please check "Mounting"
381479523 | TNB | DISTRIBUTION | KUALA SELANGOR | Existing | RYB | LV FUSE SWITCH |  | CLOSED | IEC MIDDLE CURVE | FUSES | SPARE |  |  |  | 250.000 A |  |  | 3 | Fail | Please check "Mounting"
381479530 | TNB | DISTRIBUTION | KUALA SELANGOR | Existing | RYB | LV FUSE SWITCH |  | CLOSED | IEC MIDDLE CURVE | FUSES | SPARE |  |  |  | 250.000 A |  |  | 3 | Fail | Please check "Mounting"
381479534 | TNB | DISTRIBUTION | KUALA SELANGOR | Existing | RYB | LV FUSE SWITCH |  | CLOSED | IEC MIDDLE CURVE | FUSES | SPARE |  |  |  | 250.000 A |  |  | 3 | Fail | Please check "Mounting"
381479542 | TNB | DISTRIBUTION | KUALA SELANGOR | Existing | RYB | LV FUSE SWITCH |  | CLOSED | IEC MIDDLE CURVE | FUSES | SPARE |  |  |  | 250.000 A |  |  | 3 | Fail | Please check "Mounting"
381479547 | TNB | DISTRIBUTION | KUALA SELANGOR | Existing | RYB | LV FUSE SWITCH |  | CLOSED | IEC MIDDLE CURVE | FUSES | SPARE |  |  |  | 250.000 A |  |  | 3 | Fail | Please check "Mounting"
381479561 | TNB | DISTRIBUTION | KUALA SELANGOR | Existing | RYB | LV FUSE SWITCH |  | CLOSED | IEC MIDDLE CURVE | FUSES | SPARE |  |  |  | 250.000 A |  |  | 3 | Fail | Please check "Mounting"
381479572 | TNB | DISTRIBUTION | KUALA SELANGOR | Existing | RYB | LV FUSE SWITCH |  | CLOSED | IEC MIDDLE CURVE | FUSES | SPARE |  |  |  | 250.000 A |  |  | 3 | Fail | Please check "Mounting"
381479577 | TNB | DISTRIBUTION | KUALA SELANGOR | Existing | RYB | LV FUSE SWITCH |  | CLOSED | IEC MIDDLE CURVE | FUSES | SPARE |  |  |  | 250.000 A |  |  | 3 | Fail | Please check "Mounting"
381479601 | TNB | DISTRIBUTION | KUALA SELANGOR | Existing | RYB | LV FUSE SWITCH |  | CLOSED | IEC MIDDLE CURVE | FUSES | SPARE |  |  |  | 250.000 A |  |  | 3 | Fail | Please check "Mounting"
381479608 | TNB | DISTRIBUTION | KUALA SELANGOR | Existing | RYB | LV FUSE SWITCH |  | CLOSED | IEC MIDDLE CURVE | FUSES | SPARE |  |  |  | 250.000 A |  |  | 3 | Fail | Please check "Mounting"
381479612 | TNB | DISTRIBUTION | KUALA SELANGOR | Existing | RYB | LV FUSE SWITCH |  | CLOSED | IEC MIDDLE CURVE | FUSES | SPARE |  |  |  | 250.000 A |  |  | 3 | Fail | Please check "Mounting"
381479620 | TNB | DISTRIBUTION | KUALA SELANGOR | Existing | RYB | LV FUSE SWITCH |  | CLOSED | IEC MIDDLE CURVE | FUSES | SPARE |  |  |  | 250.000 A |  |  | 3 | Fail | Please check "Mounting"
381479625 | TNB | DISTRIBUTION | KUALA SELANGOR | Existing | RYB | LV FUSE SWITCH |  | CLOSED | IEC MIDDLE CURVE | FUSES | SPARE |  |  |  | 250.000 A |  |  | 3 | Fail | Please check "Mounting"
381479639 | TNB | DISTRIBUTION | KUALA SELANGOR | Existing | RYB | LV FUSE SWITCH |  | CLOSED | IEC MIDDLE CURVE | FUSES | SPARE |  |  |  | 250.000 A |  |  | 3 | Fail | Please check "Mounting"
381479650 | TNB | DISTRIBUTION | KUALA SELANGOR | Existing | RYB | LV FUSE SWITCH |  | CLOSED | IEC MIDDLE CURVE | FUSES | SPARE |  |  |  | 250.000 A |  |  | 3 | Fail | Please check "Mounting"
381479655 | TNB | DISTRIBUTION | KUALA SELANGOR | Existing | RYB | LV FUSE SWITCH |  | CLOSED | IEC MIDDLE CURVE | FUSES | SPARE |  |  |  | 250.000 A |  |  | 3 | Fail | Please check "Mounting"
381479679 | TNB | DISTRIBUTION | KUALA SELANGOR | Existing | RYB | LV FUSE SWITCH |  | CLOSED | IEC MIDDLE CURVE | FUSES | SPARE |  |  |  | 250.000 A |  |  | 3 | Fail | Please check "Mounting"
381479686 | TNB | DISTRIBUTION | KUALA SELANGOR | Existing | RYB | LV FUSE SWITCH |  | CLOSED | IEC MIDDLE CURVE | FUSES | SPARE |  |  |  | 250.000 A |  |  | 3 | Fail | Please check "Mounting"
381479690 | TNB | DISTRIBUTION | KUALA SELANGOR | Existing | RYB | LV FUSE SWITCH |  | CLOSED | IEC MIDDLE CURVE | FUSES | SPARE |  |  |  | 250.000 A |  |  | 3 | Fail | Please check "Mounting"
381479698 | TNB | DISTRIBUTION | KUALA SELANGOR | Existing | RYB | LV FUSE SWITCH |  | CLOSED | IEC MIDDLE CURVE | FUSES | SPARE |  |  |  | 250.000 A |  |  | 3 | Fail | Please check "Mounting"
381479703 | TNB | DISTRIBUTION | KUALA SELANGOR | Existing | RYB | LV FUSE SWITCH |  | CLOSED | IEC MIDDLE CURVE | FUSES | SPARE |  |  |  | 250.000 A |  |  | 3 | Fail | Please check "Mounting"
381479717 | TNB | DISTRIBUTION | KUALA SELANGOR | Existing | RYB | LV FUSE SWITCH |  | CLOSED | IEC MIDDLE CURVE | FUSES | SPARE |  |  |  | 250.000 A |  |  | 3 | Fail | Please check "Mounting"
381479728 | TNB | DISTRIBUTION | KUALA SELANGOR | Existing | RYB | LV FUSE SWITCH |  | CLOSED | IEC MIDDLE CURVE | FUSES | SPARE |  |  |  | 250.000 A |  |  | 3 | Fail | Please check "Mounting"
381479733 | TNB | DISTRIBUTION | KUALA SELANGOR | Existing | RYB | LV FUSE SWITCH |  | CLOSED | IEC MIDDLE CURVE | FUSES | SPARE |  |  |  | 250.000 A |  |  | 3 | Fail | Please check "Mounting"
381479757 | TNB | DISTRIBUTION | KUALA SELANGOR | Existing | RYB | LV FUSE SWITCH |  | CLOSED | IEC MIDDLE CURVE | FUSES | SPARE |  |  |  | 250.000 A |  |  | 3 | Fail | Please check "Mounting"
381479764 | TNB | DISTRIBUTION | KUALA SELANGOR | Existing | RYB | LV FUSE SWITCH |  | CLOSED | IEC MIDDLE CURVE | FUSES | SPARE |  |  |  | 250.000 A |  |  | 3 | Fail | Please check "Mounting"
381479768 | TNB | DISTRIBUTION | KUALA SELANGOR | Existing | RYB | LV FUSE SWITCH |  | CLOSED | IEC MIDDLE CURVE | FUSES | SPARE |  |  |  | 250.000 A |  |  | 3 | Fail | Please check "Mounting"
381479776 | TNB | DISTRIBUTION | KUALA SELANGOR | Existing | RYB | LV FUSE SWITCH |  | CLOSED | IEC MIDDLE CURVE | FUSES | SPARE |  |  |  | 250.000 A |  |  | 3 | Fail | Please check "Mounting"
381479781 | TNB | DISTRIBUTION | KUALA SELANGOR | Existing | RYB | LV FUSE SWITCH |  | CLOSED | IEC MIDDLE CURVE | FUSES | SPARE |  |  |  | 250.000 A |  |  | 3 | Fail | Please check "Mounting"
381479795 | TNB | DISTRIBUTION | KUALA SELANGOR | Existing | RYB | LV FUSE SWITCH |  | CLOSED | IEC MIDDLE CURVE | FUSES | SPARE |  |  |  | 250.000 A |  |  | 3 | Fail | Please check "Mounting"
381479806 | TNB | DISTRIBUTION | KUALA SELANGOR | Existing | RYB | LV FUSE SWITCH |  | CLOSED | IEC MIDDLE CURVE | FUSES | SPARE |  |  |  | 250.000 A |  |  | 3 | Fail | Please check "Mounting"
381479811 | TNB | DISTRIBUTION | KUALA SELANGOR | Existing | RYB | LV FUSE SWITCH |  | CLOSED | IEC MIDDLE CURVE | FUSES | SPARE |  |  |  | 250.000 A |  |  | 3 | Fail | Please check "Mounting"
381479835 | TNB | DISTRIBUTION | KUALA SELANGOR | Existing | RYB | LV FUSE SWITCH |  | CLOSED | IEC MIDDLE CURVE | FUSES | SPARE |  |  |  | 250.000 A |  |  | 3 | Fail | Please check "Mounting"
381479842 | TNB | DISTRIBUTION | KUALA SELANGOR | Existing | RYB | LV FUSE SWITCH |  | CLOSED | IEC MIDDLE CURVE | FUSES | SPARE |  |  |  | 250.000 A |  |  | 3 | Fail | Please check "Mounting"
381479846 | TNB | DISTRIBUTION | KUALA SELANGOR | Existing | RYB | LV FUSE SWITCH |  | CLOSED | IEC MIDDLE CURVE | FUSES | SPARE |  |  |  | 250.000 A |  |  | 3 | Fail | Please check "Mounting"
381479854 | TNB | DISTRIBUTION | KUALA SELANGOR | Existing | RYB | LV FUSE SWITCH |  | CLOSED | IEC MIDDLE CURVE | FUSES | SPARE |  |  |  | 250.000 A |  |  | 3 | Fail | Please check "Mounting"
381479859 | TNB | DISTRIBUTION | KUALA SELANGOR | Existing | RYB | LV FUSE SWITCH |  | CLOSED | IEC MIDDLE CURVE | FUSES | SPARE |  |  |  | 250.000 A |  |  | 3 | Fail | Please check "Mounting"
381479873 | TNB | DISTRIBUTION | KUALA SELANGOR | Existing | RYB | LV FUSE SWITCH |  | CLOSED | IEC MIDDLE CURVE | FUSES | SPARE |  |  |  | 250.000 A |  |  | 3 | Fail | Please check "Mounting"
381479884 | TNB | DISTRIBUTION | KUALA SELANGOR | Existing | RYB | LV FUSE SWITCH |  | CLOSED | IEC MIDDLE CURVE | FUSES | SPARE |  |  |  | 250.000 A |  |  | 3 | Fail | Please check "Mounting"
381479889 | TNB | DISTRIBUTION | KUALA SELANGOR | Existing | RYB | LV FUSE SWITCH |  | CLOSED | IEC MIDDLE CURVE | FUSES | SPARE |  |  |  | 250.000 A |  |  | 3 | Fail | Please check "Mounting"
381479913 | TNB | DISTRIBUTION | KUALA SELANGOR | Existing | RYB | LV FUSE SWITCH |  | CLOSED | IEC MIDDLE CURVE | FUSES | SPARE |  |  |  | 250.000 A |  |  | 3 | Fail | Please check "Mounting"
381479920 | TNB | DISTRIBUTION | KUALA SELANGOR | Existing | RYB | LV FUSE SWITCH |  | CLOSED | IEC MIDDLE CURVE | FUSES | SPARE |  |  |  | 250.000 A |  |  | 3 | Fail | Please check "Mounting"
381479924 | TNB | DISTRIBUTION | KUALA SELANGOR | Existing | RYB | LV FUSE SWITCH |  | CLOSED | IEC MIDDLE CURVE | FUSES | SPARE |  |  |  | 250.000 A |  |  | 3 | Fail | Please check "Mounting"
381479932 | TNB | DISTRIBUTION | KUALA SELANGOR | Existing | RYB | LV FUSE SWITCH |  | CLOSED | IEC MIDDLE CURVE | FUSES | SPARE |  |  |  | 250.000 A |  |  | 3 | Fail | Please check "Mounting"
381479937 | TNB | DISTRIBUTION | KUALA SELANGOR | Existing | RYB | LV FUSE SWITCH |  | CLOSED | IEC MIDDLE CURVE | FUSES | SPARE |  |  |  | 250.000 A |  |  | 3 | Fail | Please check "Mounting"
381479951 | TNB | DISTRIBUTION | KUALA SELANGOR | Existing | RYB | LV FUSE SWITCH |  | CLOSED | IEC MIDDLE CURVE | FUSES | SPARE |  |  |  | 250.000 A |  |  | 3 | Fail | Please check "Mounting"
381479962 | TNB | DISTRIBUTION | KUALA SELANGOR | Existing | RYB | LV FUSE SWITCH |  | CLOSED | IEC MIDDLE CURVE | FUSES | SPARE |  |  |  | 250.000 A |  |  | 3 | Fail | Please check "Mounting"
381479967 | TNB | DISTRIBUTION | KUALA SELANGOR | Existing | RYB | LV FUSE SWITCH |  | CLOSED | IEC MIDDLE CURVE | FUSES | SPARE |  |  |  | 250.000 A |  |  | 3 | Fail | Please check "Mounting"
381479991 | TNB | DISTRIBUTION | KUALA SELANGOR | Existing | RYB | LV FUSE SWITCH |  | CLOSED | IEC MIDDLE CURVE | FUSES | SPARE |  |  |  | 250.000 A |  |  | 3 | Fail | Please check "Mounting"
381479998 | TNB | DISTRIBUTION | KUALA SELANGOR | Existing | RYB | LV FUSE SWITCH |  | CLOSED | IEC MIDDLE CURVE | FUSES | SPARE |  |  |  | 250.000 A |  |  | 3 | Fail | Please check "Mounting"
381480002 | TNB | DISTRIBUTION | KUALA SELANGOR | Existing | RYB | LV FUSE SWITCH |  | CLOSED | IEC MIDDLE CURVE | FUSES | SPARE |  |  |  | 250.000 A |  |  | 3 | Fail | Please check "Mounting"
381480010 | TNB | DISTRIBUTION | KUALA SELANGOR | Existing | RYB | LV FUSE SWITCH |  | CLOSED | IEC MIDDLE CURVE | FUSES | SPARE |  |  |  | 250.000 A |  |  | 3 | Fail | Please check "Mounting"
381480015 | TNB | DISTRIBUTION | KUALA SELANGOR | Existing | RYB | LV FUSE SWITCH |  | CLOSED | IEC MIDDLE CURVE | FUSES | SPARE |  |  |  | 250.000 A |  |  | 3 | Fail | Please check "Mounting"
381480029 | TNB | DISTRIBUTION | KUALA SELANGOR | Existing | RYB | LV FUSE SWITCH |  | CLOSED | IEC MIDDLE CURVE | FUSES | SPARE |  |  |  | 250.000 A |  |  | 3 | Fail | Please check "Mounting"
381480040 | TNB | DISTRIBUTION | KUALA SELANGOR | Existing | RYB | LV FUSE SWITCH |  | CLOSED | IEC MIDDLE CURVE | FUSES | SPARE |  |  |  | 250.000 A |  |  | 3 | Fail | Please check "Mounting"
381480045 | TNB | DISTRIBUTION | KUALA SELANGOR | Existing | RYB | LV FUSE SWITCH |  | CLOSED | IEC MIDDLE CURVE | FUSES | SPARE |  |  |  | 250.000 A |  |  | 3 | Fail | Please check "Mounting"
381480069 | TNB | DISTRIBUTION | KUALA SELANGOR | Existing | RYB | LV FUSE SWITCH |  | CLOSED | IEC MIDDLE CURVE | FUSES | SPARE |  |  |  | 250.000 A |  |  | 3 | Fail | Please check "Mounting"
381480076 | TNB | DISTRIBUTION | KUALA SELANGOR | Existing | RYB | LV FUSE SWITCH |  | CLOSED | IEC MIDDLE CURVE | FUSES | SPARE |  |  |  | 250.000 A |  |  | 3 | Fail | Please check "Mounting"
381480080 | TNB | DISTRIBUTION | KUALA SELANGOR | Existing | RYB | LV FUSE SWITCH |  | CLOSED | IEC MIDDLE CURVE | FUSES | SPARE |  |  |  | 250.000 A |  |  | 3 | Fail | Please check "Mounting"
381480088 | TNB | DISTRIBUTION | KUALA SELANGOR | Existing | RYB | LV FUSE SWITCH |  | CLOSED | IEC MIDDLE CURVE | FUSES | SPARE |  |  |  | 250.000 A |  |  | 3 | Fail | Please check "Mounting"
381480093 | TNB | DISTRIBUTION | KUALA SELANGOR | Existing | RYB | LV FUSE SWITCH |  | CLOSED | IEC MIDDLE CURVE | FUSES | SPARE |  |  |  | 250.000 A |  |  | 3 | Fail | Please check "Mounting"
381480107 | TNB | DISTRIBUTION | KUALA SELANGOR | Existing | RYB | LV FUSE SWITCH |  | CLOSED | IEC MIDDLE CURVE | FUSES | SPARE |  |  |  | 250.000 A |  |  | 3 | Fail | Please check "Mounting"
381480118 | TNB | DISTRIBUTION | KUALA SELANGOR | Existing | RYB | LV FUSE SWITCH |  | CLOSED | IEC MIDDLE CURVE | FUSES | SPARE |  |  |  | 250.000 A |  |  | 3 | Fail | Please check "Mounting"
381480123 | TNB | DISTRIBUTION | KUALA SELANGOR | Existing | RYB | LV FUSE SWITCH |  | CLOSED | IEC MIDDLE CURVE | FUSES | SPARE |  |  |  | 250.000 A |  |  | 3 | Fail | Please check "Mounting"
381480147 | TNB | DISTRIBUTION | KUALA SELANGOR | Existing | RYB | LV FUSE SWITCH |  | CLOSED | IEC MIDDLE CURVE | FUSES | SPARE |  |  |  | 250.000 A |  |  | 3 | Fail | Please check "Mounting"
381480154 | TNB | DISTRIBUTION | KUALA SELANGOR | Existing | RYB | LV FUSE SWITCH |  | CLOSED | IEC MIDDLE CURVE | FUSES | SPARE |  |  |  | 250.000 A |  |  | 3 | Fail | Please check "Mounting"
381480158 | TNB | DISTRIBUTION | KUALA SELANGOR | Existing | RYB | LV FUSE SWITCH |  | CLOSED | IEC MIDDLE CURVE | FUSES | SPARE |  |  |  | 250.000 A |  |  | 3 | Fail | Please check "Mounting"
381480166 | TNB | DISTRIBUTION | KUALA SELANGOR | Existing | RYB | LV FUSE SWITCH |  | CLOSED | IEC MIDDLE CURVE | FUSES | SPARE |  |  |  | 250.000 A |  |  | 3 | Fail | Please check "Mounting"
381480171 | TNB | DISTRIBUTION | KUALA SELANGOR | Existing | RYB | LV FUSE SWITCH |  | CLOSED | IEC MIDDLE CURVE | FUSES | SPARE |  |  |  | 250.000 A |  |  | 3 | Fail | Please check "Mounting"
381480185 | TNB | DISTRIBUTION | KUALA SELANGOR | Existing | RYB | LV FUSE SWITCH |  | CLOSED | IEC MIDDLE CURVE | FUSES | SPARE |  |  |  | 250.000 A |  |  | 3 | Fail | Please check "Mounting"
381482447 | TNB | DISTRIBUTION | KUALA SELANGOR | Existing | RYB | LV FUSE SWITCH |  | CLOSED | IEC MIDDLE CURVE | FUSES | SPARE |  |  |  | 250.000 A |  |  | 3 | Fail | Please check "Mounting"
381482461 | TNB | DISTRIBUTION | KUALA SELANGOR | Existing | RYB | LV FUSE SWITCH |  | CLOSED | IEC MIDDLE CURVE | FUSES | SPARE |  |  |  | 250.000 A |  |  | 3 | Fail | Please check "Mounting"
381482468 | TNB | DISTRIBUTION | KUALA SELANGOR | Existing | RYB | LV FUSE SWITCH |  | CLOSED | IEC MIDDLE CURVE | FUSES | SPARE |  |  |  | 250.000 A |  |  | 3 | Fail | Please check "Mounting"
381482473 | TNB | DISTRIBUTION | KUALA SELANGOR | Existing | RYB | LV FUSE SWITCH |  | CLOSED | IEC MIDDLE CURVE | FUSES | SPARE |  |  |  | 250.000 A |  |  | 3 | Fail | Please check "Mounting"
381482479 | TNB | DISTRIBUTION | KUALA SELANGOR | Existing | RYB | LV FUSE SWITCH |  | CLOSED | IEC MIDDLE CURVE | FUSES | SPARE |  |  |  | 250.000 A |  |  | 3 | Fail | Please check "Mounting"
381482491 | TNB | DISTRIBUTION | KUALA SELANGOR | Existing | RYB | LV FUSE SWITCH |  | CLOSED | IEC MIDDLE CURVE | FUSES | SPARE |  |  |  | 250.000 A |  |  | 3 | Fail | Please check "Mounting"
381482499 | TNB | DISTRIBUTION | KUALA SELANGOR | Existing | RYB | LV FUSE SWITCH |  | CLOSED | IEC MIDDLE CURVE | FUSES | SPARE |  |  |  | 250.000 A |  |  | 3 | Fail | Please check "Mounting"
381482517 | TNB | DISTRIBUTION | KUALA SELANGOR | Existing | RYB | LV FUSE SWITCH |  | CLOSED | IEC MIDDLE CURVE | FUSES | SPARE |  |  |  | 250.000 A |  |  | 3 | Fail | Please check "Mounting"
381555691 | TNB | DISTRIBUTION | KUALA SELANGOR | Existing | RYB | BLACK BOX | POLE | CLOSED |  | N/A |  |  |  |  | 75.000 A |  |  | 6 | Pass | null
381555692 | TNB | DISTRIBUTION | KUALA SELANGOR | Existing | RYB | BLACK BOX | POLE | CLOSED |  | N/A |  |  |  |  | 50.000 A |  |  | 6 | Pass | null
381555693 | TNB | DISTRIBUTION | KUALA SELANGOR | Existing | RYB | BLACK BOX | POLE | CLOSED |  | N/A |  |  |  |  | 50.000 A |  |  | 6 | Pass | null
381555694 | TNB | DISTRIBUTION | KUALA SELANGOR | Existing | RYB | BLACK BOX | POLE | CLOSED |  | N/A |  |  |  |  | 75.000 A |  |  | 6 | Pass | null
381555695 | TNB | DISTRIBUTION | KUALA SELANGOR | Existing | RYB | BLACK BOX | POLE | CLOSED |  | N/A |  |  |  |  | 75.000 A |  |  | 6 | Pass | null
381555696 | TNB | DISTRIBUTION | KUALA SELANGOR | Existing | RYB | BLACK BOX | POLE | CLOSED |  | N/A |  |  |  |  | 50.000 A |  |  | 6 | Pass | null
381555697 | TNB | DISTRIBUTION | KUALA SELANGOR | Existing | RYB | BLACK BOX | POLE | CLOSED |  | N/A |  |  |  |  | 200.000 A |  |  | 6 | Pass | null
381555698 | TNB | DISTRIBUTION | KUALA SELANGOR | Existing | RYB | BLACK BOX | POLE | CLOSED |  | N/A |  |  |  |  | 200.000 A |  |  | 6 | Pass | null
381555699 | TNB | DISTRIBUTION | KUALA SELANGOR | Existing | RYB | BLACK BOX | POLE | CLOSED |  | N/A |  |  |  |  | 200.000 A |  |  | 6 | Pass | null
381555700 | TNB | DISTRIBUTION | KUALA SELANGOR | Existing | RYB | BLACK BOX | POLE | CLOSED |  | N/A |  |  |  |  | 200.000 A |  |  | 6 | Pass | null
381555701 | TNB | DISTRIBUTION | KUALA SELANGOR | Existing | RYB | BLACK BOX | POLE | CLOSED |  | N/A |  |  |  |  | 200.000 A |  |  | 6 | Pass | null
381555702 | TNB | DISTRIBUTION | KUALA SELANGOR | Existing | RYB | BLACK BOX | POLE | CLOSED |  | N/A |  |  |  |  | 125.000 A |  |  | 6 | Pass | null
381555703 | TNB | DISTRIBUTION | KUALA SELANGOR | Existing | RYB | BLACK BOX | POLE | CLOSED |  | N/A |  |  |  |  | 200.000 A |  |  | 6 | Pass | null
381555704 | TNB | DISTRIBUTION | KUALA SELANGOR | Existing | Unknown | BLACK BOX SINGLE | POLE | CLOSED |  | N/A |  |  |  |  | 160.000 A |  |  | 3 | Fail | Please check "Phasing"
381555706 | TNB | DISTRIBUTION | KUALA SELANGOR | Existing | RYB | BLACK BOX | POLE | CLOSED |  | N/A |  |  |  |  | 200.000 A |  |  | 6 | Pass | null
381555708 | TNB | DISTRIBUTION | KUALA SELANGOR | Existing | RYB | BLACK BOX | POLE | CLOSED |  | N/A |  |  |  |  | 200.000 A |  |  | 6 | Pass | null
381555709 | TNB | DISTRIBUTION | KUALA SELANGOR | Existing | RYB | BLACK BOX | POLE | CLOSED |  | N/A |  |  |  |  | 50.000 A |  |  | 3 | Pass | null
381555710 | TNB | DISTRIBUTION | KUALA SELANGOR | Existing | RYB | BLACK BOX | POLE | CLOSED |  | N/A |  |  |  |  | 50.000 A |  |  | 6 | Pass | null
381555711 | TNB | DISTRIBUTION | KUALA SELANGOR | Existing | RYB | BLACK BOX | POLE | CLOSED |  | N/A |  |  |  |  | 50.000 A |  |  | 6 | Pass | null
381555712 | TNB | DISTRIBUTION | KUALA SELANGOR | Existing | RYB | BLACK BOX | POLE | OPEN |  | N/A |  |  |  |  | 200.000 A |  |  | 6 | Pass | null
381555713 | TNB | DISTRIBUTION | KUALA SELANGOR | Existing | RYB | BLACK BOX | POLE | CLOSED |  | N/A |  |  |  |  | 50.000 A |  |  | 6 | Pass | null
381555714 | TNB | DISTRIBUTION | KUALA SELANGOR | Existing | RYB | BLACK BOX | POLE | CLOSED |  | N/A |  |  |  |  | 50.000 A |  |  | 6 | Pass | null
381555715 | TNB | DISTRIBUTION | KUALA SELANGOR | Existing | RYB | BLACK BOX | POLE | CLOSED |  | N/A |  |  |  |  | 50.000 A |  |  | 6 | Pass | null
381555716 | TNB | DISTRIBUTION | KUALA SELANGOR | Existing | RYB | BLACK BOX | POLE | CLOSED |  | N/A |  |  |  |  | 50.000 A |  |  | 6 | Pass | null
381555717 | TNB | DISTRIBUTION | KUALA SELANGOR | Existing | RYB | BLACK BOX | POLE | CLOSED |  | N/A |  |  |  |  | 50.000 A |  |  | 6 | Pass | null
381555718 | TNB | DISTRIBUTION | KUALA SELANGOR | Existing | RYB | BLACK BOX | POLE | CLOSED |  | N/A |  |  |  |  | 200.000 A |  |  | 6 | Pass | null
381555719 | TNB | DISTRIBUTION | KUALA SELANGOR | Existing | RYB | BLACK BOX | POLE | OPEN |  | N/A |  |  |  |  | 200.000 A |  |  | 6 | Pass | null
381555720 | TNB | DISTRIBUTION | KUALA SELANGOR | Existing | RYB | BLACK BOX | POLE | CLOSED |  | N/A |  |  |  |  | 50.000 A |  |  | 6 | Pass | null
381556008 | TNB | DISTRIBUTION | KUALA SELANGOR | Existing | RYB | BLACK BOX |  | CLOSED | [9 empty] | 3 | Fail | Please check "Mounting"
381575734 | TNB | DISTRIBUTION | KUALA SELANGOR | Existing | RYB | BLACK BOX | POLE | CLOSED |  | N/A |  |  |  |  | 125.000 A |  |  | 6 | Pass | null
381575735 | TNB | DISTRIBUTION | KUALA SELANGOR | Existing | RYB | BLACK BOX | POLE | CLOSED |  | N/A |  |  |  |  | 125.000 A |  |  | 6 | Pass | null
381575736 | TNB | DISTRIBUTION | KUALA SELANGOR | Existing | RYB | BLACK BOX | POLE | CLOSED |  | N/A |  |  |  |  | 125.000 A |  |  | 6 | Pass | null
381575737 | TNB | DISTRIBUTION | KUALA SELANGOR | Existing | RYB | BLACK BOX | POLE | CLOSED |  | N/A |  |  |  |  | 125.000 A |  |  | 6 | Pass | null
381575738 | TNB | DISTRIBUTION | KUALA SELANGOR | Existing | RYB | BLACK BOX | POLE | CLOSED |  | N/A |  |  |  |  | 125.000 A |  |  | 6 | Pass | null
381575739 | TNB | DISTRIBUTION | KUALA SELANGOR | Existing | RYB | BLACK BOX | POLE | CLOSED |  | N/A |  |  |  |  | 125.000 A |  |  | 6 | Pass | null
381575740 | TNB | DISTRIBUTION | KUALA SELANGOR | Existing | RYB | BLACK BOX | POLE | CLOSED |  | N/A |  |  |  |  | 80.000 A |  |  | 6 | Pass | null
381575741 | TNB | DISTRIBUTION | KUALA SELANGOR | Existing | RYB | BLACK BOX | POLE | CLOSED |  | N/A |  |  |  |  | 200.000 A |  | 22 | 3 | Pass | null
381575742 | TNB | DISTRIBUTION | KUALA SELANGOR | Existing | RYB | BLACK BOX | POLE | CLOSED |  | N/A |  |  |  |  | 80.000 A |  | 22 | 6 | Pass | null
381575743 | TNB | DISTRIBUTION | KUALA SELANGOR | Existing | RYB | BLACK BOX | POLE | CLOSED |  | N/A |  |  |  |  | 80.000 A |  | 22 | 6 | Pass | null
381575744 | TNB | DISTRIBUTION | KUALA SELANGOR | Existing | RYB | BLACK BOX | POLE | CLOSED |  | N/A |  |  |  |  | 80.000 A |  | 27A | 6 | Pass | null
381575745 | TNB | DISTRIBUTION | KUALA SELANGOR | Existing | RYB | BLACK BOX | POLE | CLOSED |  | N/A |  |  |  |  | 80.000 A |  | 27A | 6 | Pass | null
381575746 | TNB | DISTRIBUTION | KUALA SELANGOR | Existing | RYB | BLACK BOX | POLE | CLOSED |  | N/A |  |  |  |  | 80.000 A |  |  | 3 | Pass | null
381575747 | TNB | DISTRIBUTION | KUALA SELANGOR | Existing | RYB | BLACK BOX | POLE | CLOSED |  | N/A |  |  |  |  | 80.000 A |  |  | 3 | Pass | null
381575748 | TNB | DISTRIBUTION | KUALA SELANGOR | Existing | RYB | BLACK BOX | POLE | CLOSED |  | N/A |  |  |  |  | 80.000 A |  |  | 3 | Pass | null
381575749 | TNB | DISTRIBUTION | KUALA SELANGOR | Existing | RYB | BLACK BOX | POLE | CLOSED |  | N/A |  |  |  |  | 80.000 A |  |  | 3 | Pass | null
381575750 | TNB | DISTRIBUTION | KUALA SELANGOR | Existing | RYB | BLACK BOX | POLE | CLOSED |  | N/A |  |  |  |  | 80.000 A |  | 27A | 6 | Pass | null
381575751 | TNB | DISTRIBUTION | KUALA SELANGOR | Existing | RYB | BLACK BOX | POLE | CLOSED |  | N/A |  |  |  |  | 80.000 A |  | 27A | 6 | Pass | null
381575752 | TNB | DISTRIBUTION | KUALA SELANGOR | Existing | RYB | BLACK BOX | POLE | CLOSED |  | N/A |  |  |  |  | 80.000 A |  | 27A | 6 | Pass | null
381575753 | TNB | DISTRIBUTION | KUALA SELANGOR | Existing | RYB | BLACK BOX | POLE | CLOSED |  | N/A |  |  |  |  | 80.000 A |  | 27A | 6 | Pass | null
381575754 | TNB | DISTRIBUTION | KUALA SELANGOR | Existing | RYB | BLACK BOX | OTHERS | CLOSED |  | N/A |  |  |  |  | 200.000 A |  |  | 6 | Pass | null
381575755 | TNB | DISTRIBUTION | KUALA SELANGOR | Existing | RYB | BLACK BOX | OTHERS | CLOSED |  | N/A |  |  |  |  | 200.000 A |  |  | 6 | Pass | null
381575756 | TNB | DISTRIBUTION | KUALA SELANGOR | Existing | RYB | BLACK BOX | POLE | CLOSED |  | N/A |  |  |  |  | 200.000 A |  |  | 6 | Pass | null
381575757 | TNB | DISTRIBUTION | KUALA SELANGOR | Existing | RYB | BLACK BOX | POLE | CLOSED |  | N/A |  |  |  |  | 200.000 A |  |  | 6 | Pass | null
381575758 | TNB | DISTRIBUTION | KUALA SELANGOR | Existing | RYB | BLACK BOX | POLE | OPEN |  | N/A |  |  |  |  | 200.000 A |  |  | 6 | Pass | null
381575759 | TNB | DISTRIBUTION | KUALA SELANGOR | Existing | RYB | BLACK BOX | POLE | CLOSED |  | N/A |  |  |  |  | 200.000 A |  |  | 6 | Pass | null
381575760 | TNB | DISTRIBUTION | KUALA SELANGOR | Existing | RYB | BLACK BOX | POLE | CLOSED |  | N/A |  |  |  |  | 80.000 A |  |  | 6 | Pass | null
381575761 | TNB | DISTRIBUTION | KUALA SELANGOR | Existing | RYB | BLACK BOX | POLE | CLOSED |  | N/A |  |  |  |  | 80.000 A |  |  | 6 | Pass | null
381575762 | TNB | DISTRIBUTION | KUALA SELANGOR | Existing | RYB | BLACK BOX | POLE | CLOSED |  | N/A |  |  |  |  | 80.000 A |  |  | 6 | Pass | null
381575763 | TNB | DISTRIBUTION | KUALA SELANGOR | Existing | RYB | BLACK BOX | POLE | CLOSED |  | N/A |  |  |  |  | 80.000 A |  |  | 6 | Pass | null
381575764 | TNB | DISTRIBUTION | KUALA SELANGOR | Existing | RYB | BLACK BOX | POLE | CLOSED |  | N/A |  |  |  |  | 125.000 A |  |  | 6 | Pass | null
381575765 | TNB | DISTRIBUTION | KUALA SELANGOR | Existing | RYB | BLACK BOX | POLE | CLOSED |  | N/A |  |  |  |  | 200.000 A |  |  | 6 | Pass | null
381575766 | TNB | DISTRIBUTION | KUALA SELANGOR | Existing | RYB | BLACK BOX | POLE | CLOSED |  | N/A |  |  |  |  | 200.000 A |  |  | 3 | Pass | null
381575767 | TNB | DISTRIBUTION | KUALA SELANGOR | Existing | RYB | BLACK BOX | POLE | CLOSED |  | N/A |  |  |  |  | 125.000 A |  |  | 3 | Pass | null
381575768 | TNB | DISTRIBUTION | KUALA SELANGOR | Existing | RYB | BLACK BOX | POLE | CLOSED |  | N/A |  |  |  |  | 125.000 A |  |  | 3 | Pass | null
381575769 | TNB | DISTRIBUTION | KUALA SELANGOR | Existing | RYB | BLACK BOX | POLE | CLOSED |  | N/A |  |  |  |  | 125.000 A |  |  | 3 | Pass | null
381575771 | TNB | DISTRIBUTION | KUALA SELANGOR | Existing | RYB | BLACK BOX | POLE | CLOSED |  | N/A |  |  |  |  | 125.000 A |  |  | 6 | Pass | null
381575772 | TNB | DISTRIBUTION | KUALA SELANGOR | Existing | RYB | BLACK BOX | POLE | CLOSED |  | N/A |  |  |  |  | 125.000 A |  |  | 6 | Pass | null
381575773 | TNB | DISTRIBUTION | KUALA SELANGOR | Existing | RYB | BLACK BOX | POLE | CLOSED |  | N/A |  |  |  |  | 200.000 A |  |  | 6 | Pass | null
381575774 | TNB | DISTRIBUTION | KUALA SELANGOR | Existing | RYB | BLACK BOX | POLE | CLOSED |  | N/A |  |  |  |  | 200.000 A |  |  | 6 | Pass | null
381575775 | TNB | DISTRIBUTION | KUALA SELANGOR | Existing | RYB | BLACK BOX | POLE | CLOSED |  | N/A |  |  |  |  | 125.000 A |  |  | 6 | Pass | null
381575776 | TNB | DISTRIBUTION | KUALA SELANGOR | Existing | RYB | BLACK BOX | POLE | CLOSED |  | N/A |  |  |  |  | 125.000 A |  |  | 3 | Pass | null
381575779 | TNB | DISTRIBUTION | KUALA SELANGOR | Existing | RYB | BLACK BOX | POLE | CLOSED |  | N/A |  |  |  |  | 125.000 A |  |  | 3 | Pass | null
381575780 | TNB | DISTRIBUTION | KUALA SELANGOR | Existing | RYB | BLACK BOX | POLE | CLOSED |  | N/A |  |  |  |  | 125.000 A |  |  | 3 | Pass | null
381575781 | TNB | DISTRIBUTION | KUALA SELANGOR | Existing | RYB | BLACK BOX | POLE | CLOSED |  | N/A |  |  |  |  | 125.000 A |  | 1bb | 3 | Pass | null
381575782 | TNB | DISTRIBUTION | KUALA SELANGOR | Existing | RYB | BLACK BOX | POLE | CLOSED |  | N/A |  |  |  |  | 200.000 A |  |  | 6 | Pass | null
381575783 | TNB | DISTRIBUTION | KUALA SELANGOR | Existing | RYB | BLACK BOX | POLE | OPEN |  | N/A |  |  |  |  | 125.000 A |  |  | 3 | Pass | null
381575785 | TNB | DISTRIBUTION | KUALA SELANGOR | Existing | RYB | BLACK BOX | POLE | CLOSED |  | N/A |  |  |  |  | 125.000 A |  |  | 6 | Pass | null
381575786 | TNB | DISTRIBUTION | KUALA SELANGOR | Existing | RYB | BLACK BOX | POLE | CLOSED |  | N/A |  |  |  |  | 80.000 A |  |  | 6 | Pass | null
381575787 | TNB | DISTRIBUTION | KUALA SELANGOR | Existing | RYB | BLACK BOX | POLE | CLOSED |  | N/A |  |  |  |  | 80.000 A |  |  | 3 | Pass | null
381575788 | TNB | DISTRIBUTION | KUALA SELANGOR | Existing | RYB | BLACK BOX | POLE | CLOSED |  | N/A |  |  |  |  | 80.000 A |  |  | 3 | Pass | null
381575789 | TNB | DISTRIBUTION | KUALA SELANGOR | Existing | RYB | BLACK BOX | POLE | CLOSED |  | N/A |  |  |  |  | 80.000 A |  |  | 3 | Pass | null
381575790 | TNB | DISTRIBUTION | KUALA SELANGOR | Existing | RYB | BLACK BOX | POLE | CLOSED |  | N/A |  |  |  |  | 80.000 A |  |  | 3 | Pass | null
381575791 | TNB | DISTRIBUTION | KUALA SELANGOR | Existing | RYB | BLACK BOX | POLE | CLOSED |  | N/A |  |  |  |  | 80.000 A |  |  | 3 | Pass | null
381575792 | TNB | DISTRIBUTION | KUALA SELANGOR | Existing | RYB | BLACK BOX | POLE | CLOSED |  | N/A |  |  |  |  | 80.000 A |  |  | 3 | Pass | null
381575793 | TNB | DISTRIBUTION | KUALA SELANGOR | Existing | RYB | BLACK BOX | POLE | CLOSED |  | N/A |  |  |  |  | 80.000 A |  |  | 3 | Pass | null
381575794 | TNB | DISTRIBUTION | KUALA SELANGOR | Existing | RYB | BLACK BOX | POLE | CLOSED |  | N/A |  |  |  |  | 80.000 A |  |  | 3 | Pass | null
381575795 | TNB | DISTRIBUTION | KUALA SELANGOR | Existing | RYB | BLACK BOX | POLE | CLOSED |  | N/A |  |  |  |  | 200.000 A |  |  | 6 | Pass | null
381575796 | TNB | DISTRIBUTION | KUALA SELANGOR | Existing | RYB | BLACK BOX | OTHERS | CLOSED |  | N/A |  |  |  |  | 200.000 A |  |  | 6 | Pass | null
381575797 | TNB | DISTRIBUTION | KUALA SELANGOR | Existing | Unknown | BLACK BOX TRIPLE | POLE | CLOSED |  | N/A |  |  |  |  | 125.000 A |  |  | 3 | Fail | Please check "Phasing"
381575798 | TNB | DISTRIBUTION | KUALA SELANGOR | Existing | Unknown | BLACK BOX TRIPLE | POLE | CLOSED |  | N/A |  |  |  |  | 200.000 A |  |  | 3 | Fail | Please check "Phasing"
381575799 | TNB | DISTRIBUTION | KUALA SELANGOR | Existing | RYB | BLACK BOX | POLE | CLOSED |  | N/A |  |  |  |  | 200.000 A |  |  | 6 | Pass | null
381575800 | TNB | DISTRIBUTION | KUALA SELANGOR | Existing | RYB | BLACK BOX | POLE | CLOSED |  | N/A |  |  |  |  | 100.000 A |  |  | 3 | Pass | null
381575801 | TNB | DISTRIBUTION | KUALA SELANGOR | Existing | RYB | BLACK BOX TRIPLE | POLE | CLOSED |  | N/A |  |  |  |  | 100.000 A |  |  | 3 | Pass | null
381575802 | TNB | DISTRIBUTION | KUALA SELANGOR | Existing | RYB | BLACK BOX | POLE | CLOSED |  | N/A |  |  |  |  | 100.000 A |  |  | 3 | Pass | null
381575803 | TNB | DISTRIBUTION | KUALA SELANGOR | Existing | RYB | BLACK BOX | POLE | CLOSED |  | N/A |  |  |  |  | 125.000 A |  |  | 6 | Pass | null
381575806 | TNB | DISTRIBUTION | KUALA SELANGOR | Existing | RYB | BLACK BOX | POLE | CLOSED |  | N/A |  |  |  |  | 125.000 A |  |  | 3 | Pass | null
381575807 | TNB | DISTRIBUTION | KUALA SELANGOR | Existing | RYB | BLACK BOX | POLE | CLOSED |  | N/A |  |  |  |  | 200.000 A |  |  | 6 | Pass | null
381575808 | TNB | DISTRIBUTION | KUALA SELANGOR | Existing | RYB | BLACK BOX | POLE | CLOSED |  | N/A |  |  |  |  | 125.000 A |  |  | 6 | Pass | null
381575809 | TNB | DISTRIBUTION | KUALA SELANGOR | Existing | RYB | BLACK BOX | POLE | CLOSED |  | N/A |  |  |  |  | 125.000 A |  |  | 6 | Pass | null
381575810 | TNB | DISTRIBUTION | KUALA SELANGOR | Existing | RYB | BLACK BOX | POLE | CLOSED |  | N/A |  |  |  |  | 200.000 A |  |  | 6 | Pass | null
381575811 | TNB | DISTRIBUTION | KUALA SELANGOR | Existing | RYB | BLACK BOX | POLE | CLOSED |  | N/A |  |  |  |  | 200.000 A |  |  | 6 | Pass | null
381575812 | TNB | DISTRIBUTION | KUALA SELANGOR | Existing | RYB | BLACK BOX | POLE | CLOSED |  | N/A |  |  |  |  | 125.000 A |  |  | 6 | Pass | null
381575813 | TNB | DISTRIBUTION | KUALA SELANGOR | Existing | RYB | BLACK BOX | POLE | OPEN |  | N/A |  |  |  |  | 200.000 A |  |  | 6 | Pass | null
381575814 | TNB | DISTRIBUTION | KUALA SELANGOR | Existing | RYB | BLACK BOX | POLE | CLOSED |  | N/A |  |  |  |  | 125.000 A |  |  | 6 | Pass | null
381575815 | TNB | DISTRIBUTION | KUALA SELANGOR | Existing | RYB | BLACK BOX | POLE | CLOSED |  | N/A |  |  |  |  | 200.000 A |  |  | 6 | Pass | null
381575816 | TNB | DISTRIBUTION | KUALA SELANGOR | Existing | RYB | BLACK BOX | POLE | CLOSED |  | N/A |  |  |  |  | 125.000 A |  |  | 6 | Pass | null
381575817 | TNB | DISTRIBUTION | KUALA SELANGOR | Existing | RYB | BLACK BOX | POLE | CLOSED |  | N/A |  |  |  |  | 125.000 A |  |  | 6 | Pass | null
381575818 | TNB | DISTRIBUTION | KUALA SELANGOR | Existing | RYB | BLACK BOX | POLE | CLOSED |  | N/A |  |  |  |  | 125.000 A |  |  | 6 | Pass | null
381575819 | TNB | DISTRIBUTION | KUALA SELANGOR | Existing | RYB | BLACK BOX | POLE | CLOSED |  | N/A |  |  |  |  | 125.000 A |  |  | 6 | Pass | null
381575820 | TNB | DISTRIBUTION | KUALA SELANGOR | Existing | RYB | BLACK BOX | POLE | CLOSED |  | N/A |  |  |  |  | 125.000 A |  |  | 6 | Pass | null
381575821 | TNB | DISTRIBUTION | KUALA SELANGOR | Existing | RYB | BLACK BOX | POLE | CLOSED |  | N/A |  |  |  |  | 125.000 A |  |  | 6 | Pass | null
381575822 | TNB | DISTRIBUTION | KUALA SELANGOR | Existing | RYB | BLACK BOX | POLE | CLOSED |  | N/A |  |  |  |  | 125.000 A |  |  | 6 | Pass | null
381575823 | TNB | DISTRIBUTION | KUALA SELANGOR | Existing | RYB | BLACK BOX | POLE | CLOSED |  | N/A |  |  |  |  | 125.000 A |  |  | 6 | Pass | null
381575824 | TNB | DISTRIBUTION | KUALA SELANGOR | Existing | RYB | BLACK BOX | POLE | CLOSED |  | N/A |  |  |  |  | 125.000 A |  |  | 6 | Pass | null
381575825 | TNB | DISTRIBUTION | KUALA SELANGOR | Existing | RYB | BLACK BOX | POLE | CLOSED |  | N/A |  |  |  |  | 125.000 A |  |  | 6 | Pass | null
381575826 | TNB | DISTRIBUTION | KUALA SELANGOR | Existing | RYB | BLACK BOX | POLE | CLOSED |  | N/A |  |  |  |  | 125.000 A |  |  | 6 | Pass | null
381575827 | TNB | DISTRIBUTION | KUALA SELANGOR | Existing | RYB | BLACK BOX | POLE | CLOSED |  | N/A |  |  |  |  | 125.000 A |  |  | 6 | Pass | null
381575828 | TNB | DISTRIBUTION | KUALA SELANGOR | Existing | RYB | BLACK BOX | POLE | CLOSED |  | N/A |  |  |  |  | 125.000 A |  |  | 6 | Pass | null
381575829 | TNB | DISTRIBUTION | KUALA SELANGOR | Existing | RYB | BLACK BOX | POLE | CLOSED |  | N/A |  |  |  |  | 125.000 A |  |  | 6 | Pass | null
381575830 | TNB | DISTRIBUTION | KUALA SELANGOR | Existing | RYB | BLACK BOX | POLE | CLOSED |  | N/A |  |  |  |  | 125.000 A |  |  | 6 | Pass | null
381575831 | TNB | DISTRIBUTION | KUALA SELANGOR | Existing | RYB | BLACK BOX | POLE | CLOSED |  | N/A |  |  |  |  | 125.000 A |  |  | 6 | Pass | null
381575832 | TNB | DISTRIBUTION | KUALA SELANGOR | Existing | RYB | BLACK BOX | POLE | CLOSED |  | N/A |  |  |  |  | 125.000 A |  |  | 6 | Pass | null
381575833 | TNB | DISTRIBUTION | KUALA SELANGOR | Existing | RYB | BLACK BOX | POLE | CLOSED |  | N/A |  |  |  |  | 125.000 A |  |  | 6 | Pass | null
381575834 | TNB | DISTRIBUTION | KUALA SELANGOR | Existing | RYB | BLACK BOX | POLE | CLOSED |  | N/A |  |  |  |  | 200.000 A |  |  | 6 | Pass | null
381575835 | TNB | DISTRIBUTION | KUALA SELANGOR | Existing | RYB | BLACK BOX | POLE | CLOSED |  | N/A |  |  |  |  | 200.000 A |  |  | 6 | Pass | null
381575836 | TNB | DISTRIBUTION | KUALA SELANGOR | Existing | RYB | BLACK BOX | POLE | CLOSED |  | N/A |  |  |  |  | 200.000 A |  |  | 6 | Pass | null
381575837 | TNB | DISTRIBUTION | KUALA SELANGOR | Existing | RYB | BLACK BOX | POLE | CLOSED |  | N/A |  |  |  |  | 60.000 A |  |  | 3 | Pass | null
381575838 | TNB | DISTRIBUTION | KUALA SELANGOR | Existing | RYB | BLACK BOX | POLE | CLOSED |  | N/A |  |  |  |  | 125.000 A |  |  | 6 | Pass | null
381575839 | TNB | DISTRIBUTION | KUALA SELANGOR | Existing | RYB | BLACK BOX | POLE | CLOSED |  | N/A |  |  |  |  | 200.000 A |  |  | 6 | Pass | null
381575840 | TNB | DISTRIBUTION | KUALA SELANGOR | Existing | RYB | BLACK BOX | POLE | CLOSED |  | N/A |  |  |  |  | 200.000 A |  |  | 6 | Pass | null
381575842 | TNB | DISTRIBUTION | KUALA SELANGOR | Existing | RYB | BLACK BOX | POLE | CLOSED |  | N/A |  |  |  |  | 125.000 A |  |  | 6 | Pass | null
381575844 | TNB | DISTRIBUTION | KUALA SELANGOR | Existing | RYB | BLACK BOX | POLE | CLOSED |  | N/A |  |  |  |  | 125.000 A |  |  | 6 | Pass | null
381575845 | TNB | DISTRIBUTION | KUALA SELANGOR | Existing | RYB | BLACK BOX | POLE | CLOSED |  | N/A |  |  |  |  | 160.000 A |  |  | 6 | Pass | null
381575846 | TNB | DISTRIBUTION | KUALA SELANGOR | Existing | RYB | BLACK BOX | POLE | CLOSED |  | N/A |  |  |  |  | 160.000 A |  |  | 6 | Pass | null
381575847 | TNB | DISTRIBUTION | KUALA SELANGOR | Existing | RYB | BLACK BOX | POLE | CLOSED |  | N/A |  |  |  |  | 200.000 A |  |  | 6 | Pass | null
381575848 | TNB | DISTRIBUTION | KUALA SELANGOR | Existing | RYB | BLACK BOX | POLE | CLOSED |  | N/A |  |  |  |  | 200.000 A |  |  | 6 | Pass | null
381575849 | TNB | DISTRIBUTION | KUALA SELANGOR | Existing | RYB | BLACK BOX | POLE | CLOSED |  | N/A |  |  |  |  | 125.000 A |  |  | 6 | Pass | null
381575850 | TNB | DISTRIBUTION | KUALA SELANGOR | Existing | RYB | BLACK BOX | POLE | CLOSED |  | N/A |  |  |  |  | 125.000 A |  |  | 6 | Pass | null
381575851 | TNB | DISTRIBUTION | KUALA SELANGOR | Existing | RYB | BLACK BOX | POLE | CLOSED |  | N/A |  |  |  |  | 125.000 A |  |  | 6 | Pass | null
381575852 | TNB | DISTRIBUTION | KUALA SELANGOR | Existing | RYB | BLACK BOX | POLE | CLOSED |  | N/A |  |  |  |  | 125.000 A |  |  | 6 | Pass | null
381575853 | TNB | DISTRIBUTION | KUALA SELANGOR | Existing | RYB | BLACK BOX | POLE | CLOSED |  | N/A |  |  |  |  | 125.000 A |  |  | 6 | Pass | null
381575854 | TNB | DISTRIBUTION | KUALA SELANGOR | Existing | RYB | BLACK BOX | POLE | CLOSED |  | N/A |  |  |  |  | 125.000 A |  |  | 6 | Pass | null
381575855 | TNB | DISTRIBUTION | KUALA SELANGOR | Existing | RYB | BLACK BOX | POLE | OPEN |  | N/A |  |  |  |  | 125.000 A |  |  | 6 | Pass | null
381575856 | TNB | DISTRIBUTION | KUALA SELANGOR | Existing | RYB | BLACK BOX | POLE | CLOSED |  | N/A |  |  |  |  | 200.000 A |  |  | 6 | Pass | null
381575857 | TNB | DISTRIBUTION | KUALA SELANGOR | Existing | RYB | BLACK BOX | POLE | CLOSED |  | N/A |  |  |  |  | 200.000 A |  |  | 6 | Pass | null
381575858 | TNB | DISTRIBUTION | KUALA SELANGOR | Existing | RYB | BLACK BOX | POLE | CLOSED |  | N/A |  |  |  |  | 200.000 A |  |  | 6 | Pass | null
381575859 | TNB | DISTRIBUTION | KUALA SELANGOR | Existing | RYB | BLACK BOX | POLE | CLOSED |  | N/A |  |  |  |  | 200.000 A |  |  | 6 | Pass | null
381575860 | TNB | DISTRIBUTION | KUALA SELANGOR | Existing | RYB | BLACK BOX | POLE | CLOSED |  | N/A |  |  |  |  | 200.000 A |  |  | 6 | Pass | null
381575862 | TNB | DISTRIBUTION | KUALA SELANGOR | Existing | RYB | BLACK BOX | POLE | CLOSED |  | N/A |  |  |  |  | 200.000 A |  |  | 6 | Pass | null
381575863 | TNB | DISTRIBUTION | KUALA SELANGOR | Existing | RYB | BLACK BOX | POLE | CLOSED |  | N/A |  |  |  |  | 125.000 A |  |  | 6 | Pass | null
381575864 | TNB | DISTRIBUTION | KUALA SELANGOR | Existing | RYB | BLACK BOX | POLE | CLOSED |  | N/A |  |  |  |  | 50.000 A |  |  | 6 | Pass | null
381575870 | TNB | DISTRIBUTION | KUALA SELANGOR | Existing | RYB | LV FUSE SWITCH |  | CLOSED | IEC MIDDLE CURVE | FUSES | SPARE |  |  |  | 250.000 A |  |  | 3 | Fail | Please check "Mounting"
381575875 | TNB | DISTRIBUTION | KUALA SELANGOR | Existing | RYB | LV FUSE SWITCH |  | CLOSED | IEC MIDDLE CURVE | FUSES | SPARE |  |  |  | 250.000 A |  |  | 3 | Fail | Please check "Mounting"
381575899 | TNB | DISTRIBUTION | KUALA SELANGOR | Existing | RYB | LV FUSE SWITCH |  | CLOSED | IEC MIDDLE CURVE | FUSES | SPARE |  |  |  | 250.000 A |  |  | 3 | Fail | Please check "Mounting"
381575906 | TNB | DISTRIBUTION | KUALA SELANGOR | Existing | RYB | LV FUSE SWITCH |  | CLOSED | IEC MIDDLE CURVE | FUSES | SPARE |  |  |  | 250.000 A |  |  | 3 | Fail | Please check "Mounting"
381575910 | TNB | DISTRIBUTION | KUALA SELANGOR | Existing | RYB | LV FUSE SWITCH |  | CLOSED | IEC MIDDLE CURVE | FUSES | SPARE |  |  |  | 250.000 A |  |  | 3 | Fail | Please check "Mounting"
381575918 | TNB | DISTRIBUTION | KUALA SELANGOR | Existing | RYB | LV FUSE SWITCH |  | CLOSED | IEC MIDDLE CURVE | FUSES | SPARE |  |  |  | 250.000 A |  |  | 3 | Fail | Please check "Mounting"
381575923 | TNB | DISTRIBUTION | KUALA SELANGOR | Existing | RYB | LV FUSE SWITCH |  | CLOSED | IEC MIDDLE CURVE | FUSES | SPARE |  |  |  | 250.000 A |  |  | 3 | Fail | Please check "Mounting"
381575937 | TNB | DISTRIBUTION | KUALA SELANGOR | Existing | RYB | LV FUSE SWITCH |  | CLOSED | IEC MIDDLE CURVE | FUSES | SPARE |  |  |  | 250.000 A |  |  | 3 | Fail | Please check "Mounting"
381576026 | TNB | DISTRIBUTION | KUALA SELANGOR | Existing | RYB | LV FUSE SWITCH |  | CLOSED | IEC MIDDLE CURVE | FUSES | SPARE |  |  |  | 250.000 A |  |  | 3 | Fail | Please check "Mounting"
381576031 | TNB | DISTRIBUTION | KUALA SELANGOR | Existing | RYB | LV FUSE SWITCH |  | CLOSED | IEC MIDDLE CURVE | FUSES | SPARE |  |  |  | 250.000 A |  |  | 3 | Fail | Please check "Mounting"
381576055 | TNB | DISTRIBUTION | KUALA SELANGOR | Existing | RYB | LV FUSE SWITCH |  | CLOSED | IEC MIDDLE CURVE | FUSES | SPARE |  |  |  | 250.000 A |  |  | 3 | Fail | Please check "Mounting"
381576062 | TNB | DISTRIBUTION | KUALA SELANGOR | Existing | RYB | LV FUSE SWITCH |  | CLOSED | IEC MIDDLE CURVE | FUSES | SPARE |  |  |  | 250.000 A |  |  | 3 | Fail | Please check "Mounting"
381576066 | TNB | DISTRIBUTION | KUALA SELANGOR | Existing | RYB | LV FUSE SWITCH |  | CLOSED | IEC MIDDLE CURVE | FUSES | SPARE |  |  |  | 250.000 A |  |  | 3 | Fail | Please check "Mounting"
381576074 | TNB | DISTRIBUTION | KUALA SELANGOR | Existing | RYB | LV FUSE SWITCH |  | CLOSED | IEC MIDDLE CURVE | FUSES | SPARE |  |  |  | 250.000 A |  |  | 3 | Fail | Please check "Mounting"
381576079 | TNB | DISTRIBUTION | KUALA SELANGOR | Existing | RYB | LV FUSE SWITCH |  | CLOSED | IEC MIDDLE CURVE | FUSES | SPARE |  |  |  | 250.000 A |  |  | 3 | Fail | Please check "Mounting"
381576093 | TNB | DISTRIBUTION | KUALA SELANGOR | Existing | RYB | LV FUSE SWITCH |  | CLOSED | IEC MIDDLE CURVE | FUSES | SPARE |  |  |  | 250.000 A |  |  | 3 | Fail | Please check "Mounting"
381576104 | TNB | DISTRIBUTION | KUALA SELANGOR | Existing | RYB | LV FUSE SWITCH |  | CLOSED | IEC MIDDLE CURVE | FUSES | SPARE |  |  |  | 250.000 A |  |  | 3 | Fail | Please check "Mounting"
381576109 | TNB | DISTRIBUTION | KUALA SELANGOR | Existing | RYB | LV FUSE SWITCH |  | CLOSED | IEC MIDDLE CURVE | FUSES | SPARE |  |  |  | 250.000 A |  |  | 3 | Fail | Please check "Mounting"
381576133 | TNB | DISTRIBUTION | KUALA SELANGOR | Existing | RYB | LV FUSE SWITCH |  | CLOSED | IEC MIDDLE CURVE | FUSES | SPARE |  |  |  | 250.000 A |  |  | 3 | Fail | Please check "Mounting"
381576140 | TNB | DISTRIBUTION | KUALA SELANGOR | Existing | RYB | LV FUSE SWITCH |  | CLOSED | IEC MIDDLE CURVE | FUSES | SPARE |  |  |  | 250.000 A |  |  | 3 | Fail | Please check "Mounting"
381576144 | TNB | DISTRIBUTION | KUALA SELANGOR | Existing | RYB | LV FUSE SWITCH |  | CLOSED | IEC MIDDLE CURVE | FUSES | SPARE |  |  |  | 250.000 A |  |  | 3 | Fail | Please check "Mounting"
381576152 | TNB | DISTRIBUTION | KUALA SELANGOR | Existing | RYB | LV FUSE SWITCH |  | CLOSED | IEC MIDDLE CURVE | FUSES | SPARE |  |  |  | 250.000 A |  |  | 3 | Fail | Please check "Mounting"
381576157 | TNB | DISTRIBUTION | KUALA SELANGOR | Existing | RYB | LV FUSE SWITCH |  | CLOSED | IEC MIDDLE CURVE | FUSES | SPARE |  |  |  | 250.000 A |  |  | 3 | Fail | Please check "Mounting"
381576171 | TNB | DISTRIBUTION | KUALA SELANGOR | Existing | RYB | LV FUSE SWITCH |  | CLOSED | IEC MIDDLE CURVE | FUSES | SPARE |  |  |  | 250.000 A |  |  | 3 | Fail | Please check "Mounting"
381612749 | TNB | DISTRIBUTION | KUALA SELANGOR | Existing | RYB | BLACK BOX | POLE | CLOSED |  | Unknown |  |  |  |  | 200.000 A |  |  | 6 | Pass | null
381612750 | TNB | DISTRIBUTION | KUALA SELANGOR | Existing | RYB | BLACK BOX | POLE | CLOSED |  | Unknown |  |  |  |  | 200.000 A |  |  | 6 | Pass | null
381612751 | TNB | DISTRIBUTION | KUALA SELANGOR | Existing | RYB | BLACK BOX | POLE | CLOSED |  | Unknown |  |  |  |  | 200.000 A |  |  | 6 | Pass | null
381612818 | TNB | DISTRIBUTION | KUALA SELANGOR | Existing | RYB | BLACK BOX | POLE | CLOSED |  | Unknown |  |  |  |  | 80.000 A |  |  | 3 | Pass | null
381614113 | TNB | DISTRIBUTION | KUALA SELANGOR | Existing | RYB | LV FUSE SWITCH |  | CLOSED | IEC MIDDLE CURVE | FUSES | SPARE |  |  |  | 250.000 A |  |  | 3 | Fail | Please check "Mounting"
381614118 | TNB | DISTRIBUTION | KUALA SELANGOR | Existing | RYB | LV FUSE SWITCH |  | CLOSED | IEC MIDDLE CURVE | FUSES | SPARE |  |  |  | 250.000 A |  |  | 3 | Fail | Please check "Mounting"
381614142 | TNB | DISTRIBUTION | KUALA SELANGOR | Existing | RYB | LV FUSE SWITCH |  | CLOSED | IEC MIDDLE CURVE | FUSES | SPARE |  |  |  | 250.000 A |  |  | 3 | Fail | Please check "Mounting"
381614149 | TNB | DISTRIBUTION | KUALA SELANGOR | Existing | RYB | LV FUSE SWITCH |  | CLOSED | IEC MIDDLE CURVE | FUSES | SPARE |  |  |  | 250.000 A |  |  | 3 | Fail | Please check "Mounting"
381614153 | TNB | DISTRIBUTION | KUALA SELANGOR | Existing | RYB | LV FUSE SWITCH |  | CLOSED | IEC MIDDLE CURVE | FUSES | SPARE |  |  |  | 250.000 A |  |  | 3 | Fail | Please check "Mounting"
381614161 | TNB | DISTRIBUTION | KUALA SELANGOR | Existing | RYB | LV FUSE SWITCH |  | CLOSED | IEC MIDDLE CURVE | FUSES | SPARE |  |  |  | 250.000 A |  |  | 3 | Fail | Please check "Mounting"
381614166 | TNB | DISTRIBUTION | KUALA SELANGOR | Existing | RYB | LV FUSE SWITCH |  | CLOSED | IEC MIDDLE CURVE | FUSES | SPARE |  |  |  | 250.000 A |  |  | 3 | Fail | Please check "Mounting"
381614180 | TNB | DISTRIBUTION | KUALA SELANGOR | Existing | RYB | LV FUSE SWITCH |  | CLOSED | IEC MIDDLE CURVE | FUSES | SPARE |  |  |  | 250.000 A |  |  | 3 | Fail | Please check "Mounting"
381614191 | TNB | DISTRIBUTION | KUALA SELANGOR | Existing | RYB | LV FUSE SWITCH |  | CLOSED | IEC MIDDLE CURVE | FUSES | SPARE |  |  |  | 250.000 A |  |  | 3 | Fail | Please check "Mounting"
381614196 | TNB | DISTRIBUTION | KUALA SELANGOR | Existing | RYB | LV FUSE SWITCH |  | CLOSED | IEC MIDDLE CURVE | FUSES | SPARE |  |  |  | 250.000 A |  |  | 3 | Fail | Please check "Mounting"
381614220 | TNB | DISTRIBUTION | KUALA SELANGOR | Existing | RYB | LV FUSE SWITCH |  | CLOSED | IEC MIDDLE CURVE | FUSES | SPARE |  |  |  | 250.000 A |  |  | 3 | Fail | Please check "Mounting"
381614227 | TNB | DISTRIBUTION | KUALA SELANGOR | Existing | RYB | LV FUSE SWITCH |  | CLOSED | IEC MIDDLE CURVE | FUSES | SPARE |  |  |  | 250.000 A |  |  | 3 | Fail | Please check "Mounting"
381614231 | TNB | DISTRIBUTION | KUALA SELANGOR | Existing | RYB | LV FUSE SWITCH |  | CLOSED | IEC MIDDLE CURVE | FUSES | SPARE |  |  |  | 250.000 A |  |  | 3 | Fail | Please check "Mounting"
381614239 | TNB | DISTRIBUTION | KUALA SELANGOR | Existing | RYB | LV FUSE SWITCH |  | CLOSED | IEC MIDDLE CURVE | FUSES | SPARE |  |  |  | 250.000 A |  |  | 3 | Fail | Please check "Mounting"
381614244 | TNB | DISTRIBUTION | KUALA SELANGOR | Existing | RYB | LV FUSE SWITCH |  | CLOSED | IEC MIDDLE CURVE | FUSES | SPARE |  |  |  | 250.000 A |  |  | 3 | Fail | Please check "Mounting"
381614258 | TNB | DISTRIBUTION | KUALA SELANGOR | Existing | RYB | LV FUSE SWITCH |  | CLOSED | IEC MIDDLE CURVE | FUSES | SPARE |  |  |  | 250.000 A |  |  | 3 | Fail | Please check "Mounting"
381614818 | TNB | DISTRIBUTION | KUALA SELANGOR | Existing | RYB | BLACK BOX |  | CLOSED | [9 empty] | 3 | Fail | Please check "Mounting"
381614827 | TNB | DISTRIBUTION | KUALA SELANGOR | Existing | RYB | BLACK BOX |  | CLOSED | [9 empty] | 3 | Fail | Please check "Mounting"
381614831 | TNB | DISTRIBUTION | KUALA SELANGOR | Existing | RYB | BLACK BOX |  | CLOSED | [9 empty] | 3 | Fail | Please check "Mounting"
381614835 | TNB | DISTRIBUTION | KUALA SELANGOR | Existing | RYB | BLACK BOX |  | CLOSED | [9 empty] | 3 | Fail | Please check "Mounting"
381614839 | TNB | DISTRIBUTION | KUALA SELANGOR | Existing | RYB | BLACK BOX |  | CLOSED | [9 empty] | 3 | Fail | Please check "Mounting"
381614843 | TNB | DISTRIBUTION | KUALA SELANGOR | Existing | RYB | BLACK BOX |  | CLOSED | [9 empty] | 3 | Fail | Please check "Mounting"
381614847 | TNB | DISTRIBUTION | KUALA SELANGOR | Existing | RYB | BLACK BOX |  | CLOSED | [9 empty] | 3 | Fail | Please check "Mounting"
381614851 | TNB | DISTRIBUTION | KUALA SELANGOR | Existing | RYB | BLACK BOX |  | CLOSED | [9 empty] | 3 | Fail | Please check "Mounting"
381614855 | TNB | DISTRIBUTION | KUALA SELANGOR | Existing | RYB | BLACK BOX |  | CLOSED | [9 empty] | 3 | Fail | Please check "Mounting"
381614859 | TNB | DISTRIBUTION | KUALA SELANGOR | Existing | RYB | BLACK BOX |  | CLOSED | [9 empty] | 3 | Fail | Please check "Mounting"
381614886 | TNB | DISTRIBUTION | KUALA SELANGOR | Existing | RYB | BLACK BOX |  | CLOSED | [9 empty] | 3 | Fail | Please check "Mounting"
381614890 | TNB | DISTRIBUTION | KUALA SELANGOR | Existing | RYB | BLACK BOX |  | CLOSED | [9 empty] | 3 | Fail | Please check "Mounting"
381614894 | TNB | DISTRIBUTION | KUALA SELANGOR | Existing | RYB | BLACK BOX |  | CLOSED | [9 empty] | 3 | Fail | Please check "Mounting"
381615001 | TNB | DISTRIBUTION | KUALA SELANGOR | Existing | RYB | BLACK BOX |  | CLOSED | [9 empty] | 3 | Fail | Please check "Mounting"
381615005 | TNB | DISTRIBUTION | KUALA SELANGOR | Existing | RYB | BLACK BOX |  | CLOSED | [9 empty] | 3 | Fail | Please check "Mounting"
381615101 | TNB | DISTRIBUTION | KUALA SELANGOR | Existing | RYB | BLACK BOX |  | CLOSED | [9 empty] | 3 | Fail | Please check "Mounting"
381615177 | TNB | DISTRIBUTION | KUALA SELANGOR | Existing | RYB | BLACK BOX | POLE | CLOSED |  | Unknown |  |  |  |  | 80.000 A |  |  | 3 | Pass | null
381615306 | TNB | DISTRIBUTION | KUALA SELANGOR | Existing | RYB | BLACK BOX |  | OPEN | [9 empty] | 3 | Fail | Please check "Mounting"
381615349 | TNB | DISTRIBUTION | KUALA SELANGOR | Existing | RYB | BLACK BOX |  | CLOSED | [9 empty] | 3 | Fail | Please check "Mounting"
381615406 | TNB | DISTRIBUTION | KUALA SELANGOR | Existing | RYB | BLACK BOX |  | CLOSED | [6 empty] | 160.000 A |  |  | 3 | Fail | Please check "Mounting"
381615497 | TNB | DISTRIBUTION | KUALA SELANGOR | Existing | RYB | BLACK BOX |  | OPEN | [9 empty] | 3 | Fail | Please check "Mounting"
381615535 | TNB | DISTRIBUTION | KUALA SELANGOR | Existing | RYB | BLACK BOX |  | CLOSED | [9 empty] | 3 | Fail | Please check "Mounting"
381615717 | TNB | DISTRIBUTION | KUALA SELANGOR | Existing | RYB | BLACK BOX |  | CLOSED | [9 empty] | 3 | Fail | Please check "Mounting"
381615741 | TNB | DISTRIBUTION | KUALA SELANGOR | Existing | RYB | BLACK BOX |  | OPEN | [9 empty] | 3 | Fail | Please check "Mounting"
381615757 | TNB | DISTRIBUTION | KUALA SELANGOR | Existing | RYB | BLACK BOX |  | CLOSED | [9 empty] | 3 | Fail | Please check "Mounting"
381615775 | TNB | DISTRIBUTION | KUALA SELANGOR | Existing | RYB | BLACK BOX |  | OPEN | [9 empty] | 3 | Fail | Please check "Mounting"
381615779 | TNB | DISTRIBUTION | KUALA SELANGOR | Existing | RYB | BLACK BOX |  | CLOSED | [9 empty] | 3 | Fail | Please check "Mounting"
381615888 | TNB | DISTRIBUTION | KUALA SELANGOR | Existing | RYB | BLACK BOX |  | OPEN | [9 empty] | 3 | Fail | Please check "Mounting"
381616315 | TNB | DISTRIBUTION | KUALA SELANGOR | Existing | RYB | BLACK BOX |  | CLOSED | [9 empty] | 3 | Fail | Please check "Mounting"
381708647 | TNB | DISTRIBUTION | KUALA SELANGOR | Existing | RYB | BLACK BOX | POLE | CLOSED |  | N/A |  |  |  |  | 80.000 A |  |  | 6 | Pass | null
381708648 | TNB | DISTRIBUTION | KUALA SELANGOR | Existing | RYB | BLACK BOX | POLE | CLOSED |  | N/A |  |  |  |  | 80.000 A |  |  | 6 | Pass | null
381708649 | TNB | DISTRIBUTION | KUALA SELANGOR | Existing | RYB | BLACK BOX | POLE | CLOSED |  | N/A |  |  |  |  | 80.000 A |  |  | 6 | Pass | null
381708650 | TNB | DISTRIBUTION | KUALA SELANGOR | Existing | RYB | BLACK BOX | POLE | CLOSED |  | N/A |  |  |  |  | 125.000 A |  |  | 6 | Pass | null
381708651 | TNB | DISTRIBUTION | KUALA SELANGOR | Existing | RYB | BLACK BOX | POLE | CLOSED |  | N/A |  |  |  |  | 200.000 A |  |  | 6 | Pass | null
381708652 | TNB | DISTRIBUTION | KUALA SELANGOR | Existing | RYB | BLACK BOX | POLE | CLOSED |  | N/A |  |  |  |  | 200.000 A |  |  | 3 | Pass | null
381708653 | TNB | DISTRIBUTION | KUALA SELANGOR | Existing | RYB | BLACK BOX | POLE | CLOSED |  | N/A |  |  |  |  | 200.000 A |  |  | 6 | Pass | null
381708654 | TNB | DISTRIBUTION | KUALA SELANGOR | Existing | RYB | BLACK BOX | POLE | CLOSED |  | N/A |  |  |  |  | 200.000 A |  |  | 6 | Pass | null
381708655 | TNB | DISTRIBUTION | KUALA SELANGOR | Existing | RYB | BLACK BOX | POLE | CLOSED |  | N/A |  |  |  |  | 100.000 A |  |  | 3 | Pass | null
381708656 | TNB | DISTRIBUTION | KUALA SELANGOR | Existing | RYB | BLACK BOX | POLE | CLOSED |  | N/A |  |  |  |  | 125.000 A |  |  | 6 | Pass | null
381708657 | TNB | DISTRIBUTION | KUALA SELANGOR | Existing | RYB | BLACK BOX | POLE | CLOSED |  | N/A |  |  |  |  | 125.000 A |  |  | 6 | Pass | null
381708658 | TNB | DISTRIBUTION | KUALA SELANGOR | Existing | RYB | BLACK BOX | POLE | CLOSED |  | N/A |  |  |  |  | 125.000 A |  |  | 6 | Pass | null
381708659 | TNB | DISTRIBUTION | KUALA SELANGOR | Existing | R | BLACK BOX | POLE | CLOSED |  | N/A |  |  |  |  | 50.000 A |  |  | 3 | Pass | null
381708660 | TNB | DISTRIBUTION | KUALA SELANGOR | Existing | RYB | BLACK BOX | POLE | CLOSED |  | N/A |  |  |  |  | 125.000 A |  |  | 3 | Pass | null
381708661 | TNB | DISTRIBUTION | KUALA SELANGOR | Existing | RYB | BLACK BOX | POLE | CLOSED |  | N/A |  |  |  |  | 125.000 A |  |  | 6 | Pass | null
381708662 | TNB | DISTRIBUTION | KUALA SELANGOR | Existing | RYB | BLACK BOX | POLE | CLOSED |  | N/A |  |  |  |  | 125.000 A |  |  | 6 | Pass | null
381708663 | TNB | DISTRIBUTION | KUALA SELANGOR | Existing | R | BLACK BOX | OTHERS | CLOSED |  | N/A |  |  |  |  | 50.000 A |  |  | 3 | Pass | null
381708664 | TNB | DISTRIBUTION | KUALA SELANGOR | Existing | RYB | BLACK BOX | POLE | CLOSED |  | N/A |  |  |  |  | 200.000 A |  |  | 6 | Pass | null
381708665 | TNB | DISTRIBUTION | KUALA SELANGOR | Existing | RYB | BLACK BOX | POLE | CLOSED |  | N/A |  |  |  |  | 200.000 A |  |  | 6 | Pass | null
381708666 | TNB | DISTRIBUTION | KUALA SELANGOR | Existing | RYB | BLACK BOX TRIPLE | POLE | CLOSED |  | N/A |  |  |  |  | 200.000 A |  |  | 3 | Pass | null
381708667 | TNB | DISTRIBUTION | KUALA SELANGOR | Existing | RYB | BLACK BOX | POLE | CLOSED |  | N/A |  |  |  |  | 200.000 A |  |  | 6 | Pass | null
381708668 | TNB | DISTRIBUTION | KUALA SELANGOR | Existing | RYB | BLACK BOX | POLE | CLOSED |  | N/A |  |  |  |  | 200.000 A |  |  | 6 | Pass | null
381708669 | TNB | DISTRIBUTION | KUALA SELANGOR | Existing | RYB | BLACK BOX | POLE | CLOSED |  | N/A |  |  |  |  | 200.000 A |  |  | 6 | Pass | null
381708670 | TNB | DISTRIBUTION | KUALA SELANGOR | Existing | RYB | BLACK BOX TRIPLE | POLE | CLOSED |  | N/A |  |  |  |  | 200.000 A |  |  | 3 | Pass | null
381708671 | TNB | DISTRIBUTION | KUALA SELANGOR | Existing | RYB | BLACK BOX | POLE | CLOSED |  | N/A |  |  |  |  | 200.000 A |  |  | 6 | Pass | null
381708672 | TNB | DISTRIBUTION | KUALA SELANGOR | Existing | RYB | BLACK BOX | POLE | CLOSED |  | N/A |  |  |  |  | 200.000 A |  |  | 6 | Pass | null
381708673 | TNB | DISTRIBUTION | KUALA SELANGOR | Existing | RYB | BLACK BOX | POLE | CLOSED |  | N/A |  |  |  |  | 200.000 A |  |  | 6 | Pass | null
381708674 | TNB | DISTRIBUTION | KUALA SELANGOR | Existing | RYB | BLACK BOX | POLE | CLOSED |  | N/A |  |  |  |  | 200.000 A |  |  | 3 | Pass | null
381708676 | TNB | DISTRIBUTION | KUALA SELANGOR | Existing | RYB | BLACK BOX | POLE | CLOSED |  | N/A |  |  |  |  | 125.000 A |  |  | 6 | Pass | null
381708677 | TNB | DISTRIBUTION | KUALA SELANGOR | Existing | RYB | BLACK BOX | POLE | CLOSED |  | N/A |  |  |  |  | 200.000 A |  | KEDAI RUNCIT | 6 | Pass | null
381708679 | TNB | DISTRIBUTION | KUALA SELANGOR | Existing | RYB | BLACK BOX | POLE | CLOSED |  | N/A |  |  |  |  | 200.000 A |  |  | 6 | Pass | null
381708680 | TNB | DISTRIBUTION | KUALA SELANGOR | Existing | RYB | BLACK BOX | POLE | CLOSED |  | N/A |  |  |  |  | 200.000 A |  |  | 6 | Pass | null
381708681 | TNB | DISTRIBUTION | KUALA SELANGOR | Existing | RYB | BLACK BOX | POLE | CLOSED |  | N/A |  |  |  |  | 200.000 A |  |  | 6 | Pass | null
381708682 | TNB | DISTRIBUTION | KUALA SELANGOR | Existing | RYB | BLACK BOX | POLE | CLOSED |  | N/A |  |  |  |  | 125.000 A |  |  | 6 | Pass | null
381708683 | TNB | DISTRIBUTION | KUALA SELANGOR | Existing | RYB | BLACK BOX | POLE | CLOSED |  | N/A |  |  |  |  | 125.000 A |  |  | 6 | Pass | null
381708685 | TNB | DISTRIBUTION | KUALA SELANGOR | Existing | RYB | BLACK BOX | POLE | CLOSED |  | N/A |  |  |  |  | 200.000 A |  |  | 6 | Pass | null
381708686 | TNB | DISTRIBUTION | KUALA SELANGOR | Existing | RYB | BLACK BOX | POLE | CLOSED |  | N/A |  |  |  |  | 200.000 A |  |  | 6 | Pass | null
381708687 | TNB | DISTRIBUTION | KUALA SELANGOR | Existing | RYB | BLACK BOX | POLE | CLOSED |  | N/A |  |  |  |  | 200.000 A |  |  | 6 | Pass | null
381708688 | TNB | DISTRIBUTION | KUALA SELANGOR | Existing | RYB | BLACK BOX | POLE | CLOSED |  | N/A |  |  |  |  | 200.000 A |  |  | 6 | Pass | null
381708689 | TNB | DISTRIBUTION | KUALA SELANGOR | Existing | RYB | BLACK BOX | POLE | CLOSED |  | N/A |  |  |  |  | 200.000 A |  |  | 6 | Pass | null
381708690 | TNB | DISTRIBUTION | KUALA SELANGOR | Existing | RYB | BLACK BOX | POLE | CLOSED |  | N/A |  |  |  |  | 200.000 A |  |  | 6 | Pass | null
381708691 | TNB | DISTRIBUTION | KUALA SELANGOR | Existing | RYB | BLACK BOX | OTHERS | CLOSED |  | N/A |  |  |  |  | 125.000 A |  |  | 6 | Pass | null
381708692 | TNB | DISTRIBUTION | KUALA SELANGOR | Existing | RYB | BLACK BOX | POLE | CLOSED |  | N/A |  |  |  |  | 200.000 A |  | PUNCA BEKALAN TIDAK DIKETAHUI. | 6 | Pass | null
381708693 | TNB | DISTRIBUTION | KUALA SELANGOR | Existing | RYB | BLACK BOX | POLE | CLOSED |  | N/A |  |  |  |  | 200.000 A |  | PUNCA BEKALAN TIDAK DIKETAHUI. | 6 | Pass | null
381708694 | TNB | DISTRIBUTION | KUALA SELANGOR | Existing | RYB | BLACK BOX | POLE | CLOSED |  | N/A |  |  |  |  | 200.000 A |  |  | 6 | Pass | null
381708695 | TNB | DISTRIBUTION | KUALA SELANGOR | Existing | RYB | BLACK BOX | POLE | CLOSED |  | N/A |  |  |  |  | 50.000 A |  |  | 6 | Pass | null
381708696 | TNB | DISTRIBUTION | KUALA SELANGOR | Existing | RYB | BLACK BOX | POLE | CLOSED |  | N/A |  |  |  |  | 200.000 A |  |  | 6 | Pass | null
381708697 | TNB | DISTRIBUTION | KUALA SELANGOR | Existing | RYB | BLACK BOX | POLE | CLOSED |  | N/A |  |  |  |  | 50.000 A |  |  | 6 | Pass | null
381708699 | TNB | DISTRIBUTION | KUALA SELANGOR | Existing | RYB | BLACK BOX | POLE | CLOSED |  | N/A |  |  |  |  | 200.000 A |  |  | 6 | Pass | null
381708700 | TNB | DISTRIBUTION | KUALA SELANGOR | Existing | RYB | BLACK BOX | POLE | CLOSED |  | N/A |  |  |  |  | 200.000 A |  |  | 6 | Pass | null
381708701 | TNB | DISTRIBUTION | KUALA SELANGOR | Existing | RYB | BLACK BOX | POLE | CLOSED |  | N/A |  |  |  |  | 200.000 A |  |  | 6 | Pass | null
381708702 | TNB | DISTRIBUTION | KUALA SELANGOR | Existing | RYB | BLACK BOX | POLE | CLOSED |  | N/A |  |  |  |  | 200.000 A |  | BB | 6 | Pass | null
381708703 | TNB | DISTRIBUTION | KUALA SELANGOR | Existing | RYB | BLACK BOX | POLE | CLOSED |  | N/A |  |  |  |  | 200.000 A |  |  | 6 | Pass | null
381708704 | TNB | DISTRIBUTION | KUALA SELANGOR | Existing | RYB | BLACK BOX | POLE | CLOSED |  | N/A |  |  |  |  | 200.000 A |  |  | 6 | Pass | null
381708705 | TNB | DISTRIBUTION | KUALA SELANGOR | Existing | RYB | BLACK BOX | POLE | CLOSED |  | N/A |  |  |  |  | 80.000 A |  |  | 6 | Pass | null
381708706 | TNB | DISTRIBUTION | KUALA SELANGOR | Existing | RYB | BLACK BOX | POLE | CLOSED |  | N/A |  |  |  |  | 125.000 A |  |  | 6 | Pass | null
381708707 | TNB | DISTRIBUTION | KUALA SELANGOR | Existing | RYB | BLACK BOX | POLE | CLOSED |  | N/A |  |  |  |  | 125.000 A |  |  | 6 | Pass | null
381708709 | TNB | DISTRIBUTION | KUALA SELANGOR | Existing | RYB | BLACK BOX | POLE | CLOSED |  | N/A |  |  |  |  | 80.000 A |  |  | 6 | Pass | null
381708710 | TNB | DISTRIBUTION | KUALA SELANGOR | Existing | RYB | BLACK BOX | POLE | CLOSED |  | N/A |  |  |  |  | 125.000 A |  |  | 6 | Pass | null
381708712 | TNB | DISTRIBUTION | KUALA SELANGOR | Existing | RYB | BLACK BOX | POLE | CLOSED |  | N/A |  |  |  |  | 200.000 A |  |  | 6 | Pass | null
381708713 | TNB | DISTRIBUTION | KUALA SELANGOR | Existing | RYB | BLACK BOX | POLE | CLOSED |  | N/A |  |  |  |  | 200.000 A |  |  | 6 | Pass | null
381708714 | TNB | DISTRIBUTION | KUALA SELANGOR | Existing | RYB | BLACK BOX | POLE | CLOSED |  | N/A |  |  |  |  | 200.000 A |  |  | 6 | Pass | null
381708716 | TNB | DISTRIBUTION | KUALA SELANGOR | Existing | RYB | BLACK BOX | POLE | CLOSED |  | N/A |  |  |  |  | 200.000 A |  |  | 6 | Pass | null
381708717 | TNB | DISTRIBUTION | KUALA SELANGOR | Existing | RYB | BLACK BOX | POLE | CLOSED |  | N/A |  |  |  |  | 200.000 A |  |  | 6 | Pass | null
381708718 | TNB | DISTRIBUTION | KUALA SELANGOR | Existing | RYB | BLACK BOX | POLE | CLOSED |  | N/A |  |  |  |  | 200.000 A |  |  | 6 | Pass | null
381709976 | TNB | DISTRIBUTION | KUALA SELANGOR | Existing | RYB | LV FUSE SWITCH |  | CLOSED | IEC MIDDLE CURVE | FUSES | SPARE |  |  |  | 250.000 A |  |  | 3 | Fail | Please check "Mounting"
381709989 | TNB | DISTRIBUTION | KUALA SELANGOR | Existing | RYB | LV FUSE SWITCH |  | CLOSED | IEC MIDDLE CURVE | FUSES | SPARE |  |  |  | 250.000 A |  |  | 3 | Fail | Please check "Mounting"
381710004 | TNB | DISTRIBUTION | KUALA SELANGOR | Existing | RYB | LV FUSE SWITCH |  | CLOSED | IEC MIDDLE CURVE | FUSES | SPARE |  |  |  | 250.000 A |  |  | 3 | Fail | Please check "Mounting"
381710008 | TNB | DISTRIBUTION | KUALA SELANGOR | Existing | RYB | LV FUSE SWITCH |  | CLOSED | IEC MIDDLE CURVE | FUSES | SPARE |  |  |  | 250.000 A |  |  | 3 | Fail | Please check "Mounting"
381710027 | TNB | DISTRIBUTION | KUALA SELANGOR | Existing | RYB | LV FUSE SWITCH |  | CLOSED | IEC MIDDLE CURVE | FUSES | SPARE |  |  |  | 250.000 A |  |  | 3 | Fail | Please check "Mounting"
381710031 | TNB | DISTRIBUTION | KUALA SELANGOR | Existing | RYB | LV FUSE SWITCH |  | CLOSED | IEC MIDDLE CURVE | FUSES | SPARE |  |  |  | 250.000 A |  |  | 3 | Fail | Please check "Mounting"
381710100 | TNB | DISTRIBUTION | KUALA SELANGOR | Existing | RYB | LV FUSE SWITCH |  | CLOSED | IEC MIDDLE CURVE | FUSES | SPARE |  |  |  | 250.000 A |  |  | 3 | Fail | Please check "Mounting"
381710113 | TNB | DISTRIBUTION | KUALA SELANGOR | Existing | RYB | LV FUSE SWITCH |  | CLOSED | IEC MIDDLE CURVE | FUSES | SPARE |  |  |  | 250.000 A |  |  | 3 | Fail | Please check "Mounting"
381710128 | TNB | DISTRIBUTION | KUALA SELANGOR | Existing | RYB | LV FUSE SWITCH |  | CLOSED | IEC MIDDLE CURVE | FUSES | SPARE |  |  |  | 250.000 A |  |  | 3 | Fail | Please check "Mounting"
381710132 | TNB | DISTRIBUTION | KUALA SELANGOR | Existing | RYB | LV FUSE SWITCH |  | CLOSED | IEC MIDDLE CURVE | FUSES | SPARE |  |  |  | 250.000 A |  |  | 3 | Fail | Please check "Mounting"
381710151 | TNB | DISTRIBUTION | KUALA SELANGOR | Existing | RYB | LV FUSE SWITCH |  | CLOSED | IEC MIDDLE CURVE | FUSES | SPARE |  |  |  | 250.000 A |  |  | 3 | Fail | Please check "Mounting"
381710155 | TNB | DISTRIBUTION | KUALA SELANGOR | Existing | RYB | LV FUSE SWITCH |  | CLOSED | IEC MIDDLE CURVE | FUSES | SPARE |  |  |  | 250.000 A |  |  | 3 | Fail | Please check "Mounting"
381710191 | TNB | DISTRIBUTION | KUALA SELANGOR | Existing | RYB | LV FUSE SWITCH |  | CLOSED | IEC MIDDLE CURVE | FUSES | SPARE |  |  |  | 250.000 A |  |  | 3 | Fail | Please check "Mounting"
381710205 | TNB | DISTRIBUTION | KUALA SELANGOR | Existing | RYB | LV FUSE SWITCH |  | CLOSED | IEC MIDDLE CURVE | FUSES | SPARE |  |  |  | 250.000 A |  |  | 3 | Fail | Please check "Mounting"
381710212 | TNB | DISTRIBUTION | KUALA SELANGOR | Existing | RYB | LV FUSE SWITCH |  | CLOSED | IEC MIDDLE CURVE | FUSES | SPARE |  |  |  | 250.000 A |  |  | 3 | Fail | Please check "Mounting"
381710217 | TNB | DISTRIBUTION | KUALA SELANGOR | Existing | RYB | LV FUSE SWITCH |  | CLOSED | IEC MIDDLE CURVE | FUSES | SPARE |  |  |  | 250.000 A |  |  | 3 | Fail | Please check "Mounting"
381710223 | TNB | DISTRIBUTION | KUALA SELANGOR | Existing | RYB | LV FUSE SWITCH |  | CLOSED | IEC MIDDLE CURVE | FUSES | SPARE |  |  |  | 250.000 A |  |  | 3 | Fail | Please check "Mounting"
381710235 | TNB | DISTRIBUTION | KUALA SELANGOR | Existing | RYB | LV FUSE SWITCH |  | CLOSED | IEC MIDDLE CURVE | FUSES | SPARE |  |  |  | 250.000 A |  |  | 3 | Fail | Please check "Mounting"
381710243 | TNB | DISTRIBUTION | KUALA SELANGOR | Existing | RYB | LV FUSE SWITCH |  | CLOSED | IEC MIDDLE CURVE | FUSES | SPARE |  |  |  | 250.000 A |  |  | 3 | Fail | Please check "Mounting"
381710261 | TNB | DISTRIBUTION | KUALA SELANGOR | Existing | RYB | LV FUSE SWITCH |  | CLOSED | IEC MIDDLE CURVE | FUSES | SPARE |  |  |  | 250.000 A |  |  | 3 | Fail | Please check "Mounting"
381804237 | TNB | DISTRIBUTION | KUALA SELANGOR | Existing | RYB | BLACK BOX | POLE | CLOSED |  | N/A |  |  |  |  | 125.000 A |  |  | 6 | Pass | null
381804238 | TNB | DISTRIBUTION | KUALA SELANGOR | Existing | RYB | BLACK BOX | POLE | CLOSED |  | N/A |  |  |  |  | 125.000 A |  |  | 6 | Pass | null
381804253 | TNB | DISTRIBUTION | KUALA SELANGOR | Existing | RYB | BLACK BOX | POLE | CLOSED |  | N/A |  |  |  |  | 125.000 A |  |  | 6 | Pass | null
381804272 | TNB | DISTRIBUTION | KUALA SELANGOR | Existing | RYB | BLACK BOX | POLE | CLOSED |  | N/A |  |  |  |  | 125.000 A |  |  | 6 | Pass | null
381804294 | TNB | DISTRIBUTION | KUALA SELANGOR | Existing | RYB | BLACK BOX | POLE | CLOSED |  | N/A |  |  |  |  | 50.000 A |  |  | 6 | Pass | null
381804309 | TNB | DISTRIBUTION | KUALA SELANGOR | Existing | RYB | BLACK BOX TRIPLE | POLE | OPEN |  | N/A |  |  |  |  | 125.000 A |  | kabel atas | 3 | Pass | null
381804310 | TNB | DISTRIBUTION | KUALA SELANGOR | Existing | RYB | BLACK BOX TRIPLE | POLE | CLOSED |  | N/A |  |  |  |  | 125.000 A |  |  | 3 | Pass | null
381804351 | TNB | DISTRIBUTION | KUALA SELANGOR | Existing | RYB | BLACK BOX | POLE | CLOSED |  | Unknown |  |  |  |  | 50.000 A |  |  | 6 | Pass | null
381840653 | TNB | DISTRIBUTION | KUALA SELANGOR | Existing | RYB | LV FUSE SWITCH |  | CLOSED | IEC MIDDLE CURVE | FUSES | SPARE |  |  |  | 250.000 A |  |  | 3 | Fail | Please check "Mounting"
381840658 | TNB | DISTRIBUTION | KUALA SELANGOR | Existing | RYB | LV FUSE SWITCH |  | CLOSED | IEC MIDDLE CURVE | FUSES | SPARE |  |  |  | 250.000 A |  |  | 3 | Fail | Please check "Mounting"
381840682 | TNB | DISTRIBUTION | KUALA SELANGOR | Existing | RYB | LV FUSE SWITCH |  | CLOSED | IEC MIDDLE CURVE | FUSES | SPARE |  |  |  | 250.000 A |  |  | 3 | Fail | Please check "Mounting"
381840689 | TNB | DISTRIBUTION | KUALA SELANGOR | Existing | RYB | LV FUSE SWITCH |  | CLOSED | IEC MIDDLE CURVE | FUSES | SPARE |  |  |  | 250.000 A |  |  | 3 | Fail | Please check "Mounting"
381840693 | TNB | DISTRIBUTION | KUALA SELANGOR | Existing | RYB | LV FUSE SWITCH |  | CLOSED | IEC MIDDLE CURVE | FUSES | SPARE |  |  |  | 250.000 A |  |  | 3 | Fail | Please check "Mounting"
381840701 | TNB | DISTRIBUTION | KUALA SELANGOR | Existing | RYB | LV FUSE SWITCH |  | CLOSED | IEC MIDDLE CURVE | FUSES | SPARE |  |  |  | 250.000 A |  |  | 3 | Fail | Please check "Mounting"
381840706 | TNB | DISTRIBUTION | KUALA SELANGOR | Existing | RYB | LV FUSE SWITCH |  | CLOSED | IEC MIDDLE CURVE | FUSES | SPARE |  |  |  | 250.000 A |  |  | 3 | Fail | Please check "Mounting"
381840720 | TNB | DISTRIBUTION | KUALA SELANGOR | Existing | RYB | LV FUSE SWITCH |  | CLOSED | IEC MIDDLE CURVE | FUSES | SPARE |  |  |  | 250.000 A |  |  | 3 | Fail | Please check "Mounting"
381840731 | TNB | DISTRIBUTION | KUALA SELANGOR | Existing | RYB | LV FUSE SWITCH |  | CLOSED | IEC MIDDLE CURVE | FUSES | SPARE |  |  |  | 250.000 A |  |  | 3 | Fail | Please check "Mounting"
381840736 | TNB | DISTRIBUTION | KUALA SELANGOR | Existing | RYB | LV FUSE SWITCH |  | CLOSED | IEC MIDDLE CURVE | FUSES | SPARE |  |  |  | 250.000 A |  |  | 3 | Fail | Please check "Mounting"
381840760 | TNB | DISTRIBUTION | KUALA SELANGOR | Existing | RYB | LV FUSE SWITCH |  | CLOSED | IEC MIDDLE CURVE | FUSES | SPARE |  |  |  | 250.000 A |  |  | 3 | Fail | Please check "Mounting"
381840767 | TNB | DISTRIBUTION | KUALA SELANGOR | Existing | RYB | LV FUSE SWITCH |  | CLOSED | IEC MIDDLE CURVE | FUSES | SPARE |  |  |  | 250.000 A |  |  | 3 | Fail | Please check "Mounting"
381840771 | TNB | DISTRIBUTION | KUALA SELANGOR | Existing | RYB | LV FUSE SWITCH |  | CLOSED | IEC MIDDLE CURVE | FUSES | SPARE |  |  |  | 250.000 A |  |  | 3 | Fail | Please check "Mounting"
381840779 | TNB | DISTRIBUTION | KUALA SELANGOR | Existing | RYB | LV FUSE SWITCH |  | CLOSED | IEC MIDDLE CURVE | FUSES | SPARE |  |  |  | 250.000 A |  |  | 3 | Fail | Please check "Mounting"
381840784 | TNB | DISTRIBUTION | KUALA SELANGOR | Existing | RYB | LV FUSE SWITCH |  | CLOSED | IEC MIDDLE CURVE | FUSES | SPARE |  |  |  | 250.000 A |  |  | 3 | Fail | Please check "Mounting"
381840798 | TNB | DISTRIBUTION | KUALA SELANGOR | Existing | RYB | LV FUSE SWITCH |  | CLOSED | IEC MIDDLE CURVE | FUSES | SPARE |  |  |  | 250.000 A |  |  | 3 | Fail | Please check "Mounting"
381840807 | TNB | DISTRIBUTION | KUALA SELANGOR | Existing | RYB | LV FUSE SWITCH |  | CLOSED | IEC MIDDLE CURVE | FUSES | SPARE |  |  |  | 250.000 A |  |  | 3 | Fail | Please check "Mounting"
381840820 | TNB | DISTRIBUTION | KUALA SELANGOR | Existing | RYB | LV FUSE SWITCH |  | CLOSED | IEC MIDDLE CURVE | FUSES | SPARE |  |  |  | 250.000 A |  |  | 3 | Fail | Please check "Mounting"
381840835 | TNB | DISTRIBUTION | KUALA SELANGOR | Existing | RYB | LV FUSE SWITCH |  | CLOSED | IEC MIDDLE CURVE | FUSES | SPARE |  |  |  | 250.000 A |  |  | 3 | Fail | Please check "Mounting"
381840839 | TNB | DISTRIBUTION | KUALA SELANGOR | Existing | RYB | LV FUSE SWITCH |  | CLOSED | IEC MIDDLE CURVE | FUSES | SPARE |  |  |  | 250.000 A |  |  | 3 | Fail | Please check "Mounting"
381840858 | TNB | DISTRIBUTION | KUALA SELANGOR | Existing | RYB | LV FUSE SWITCH |  | CLOSED | IEC MIDDLE CURVE | FUSES | SPARE |  |  |  | 250.000 A |  |  | 3 | Fail | Please check "Mounting"
381840862 | TNB | DISTRIBUTION | KUALA SELANGOR | Existing | RYB | LV FUSE SWITCH |  | CLOSED | IEC MIDDLE CURVE | FUSES | SPARE |  |  |  | 250.000 A |  |  | 3 | Fail | Please check "Mounting"
381840947 | TNB | DISTRIBUTION | KUALA SELANGOR | Existing | RYB | LV FUSE SWITCH |  | CLOSED | IEC MIDDLE CURVE | FUSES | SPARE |  |  |  | 250.000 A |  |  | 3 | Fail | Please check "Mounting"
381840960 | TNB | DISTRIBUTION | KUALA SELANGOR | Existing | RYB | LV FUSE SWITCH |  | CLOSED | IEC MIDDLE CURVE | FUSES | SPARE |  |  |  | 250.000 A |  |  | 3 | Fail | Please check "Mounting"
381840975 | TNB | DISTRIBUTION | KUALA SELANGOR | Existing | RYB | LV FUSE SWITCH |  | CLOSED | IEC MIDDLE CURVE | FUSES | SPARE |  |  |  | 250.000 A |  |  | 3 | Fail | Please check "Mounting"
381840979 | TNB | DISTRIBUTION | KUALA SELANGOR | Existing | RYB | LV FUSE SWITCH |  | CLOSED | IEC MIDDLE CURVE | FUSES | SPARE |  |  |  | 250.000 A |  |  | 3 | Fail | Please check "Mounting"
381840998 | TNB | DISTRIBUTION | KUALA SELANGOR | Existing | RYB | LV FUSE SWITCH |  | CLOSED | IEC MIDDLE CURVE | FUSES | SPARE |  |  |  | 250.000 A |  |  | 3 | Fail | Please check "Mounting"
381841002 | TNB | DISTRIBUTION | KUALA SELANGOR | Existing | RYB | LV FUSE SWITCH |  | CLOSED | IEC MIDDLE CURVE | FUSES | SPARE |  |  |  | 250.000 A |  |  | 3 | Fail | Please check "Mounting"
381841011 | TNB | DISTRIBUTION | KUALA SELANGOR | Existing | RYB | LV FUSE SWITCH |  | CLOSED | IEC MIDDLE CURVE | FUSES | SPARE |  |  |  | 250.000 A |  |  | 3 | Fail | Please check "Mounting"
381841016 | TNB | DISTRIBUTION | KUALA SELANGOR | Existing | RYB | LV FUSE SWITCH |  | CLOSED | IEC MIDDLE CURVE | FUSES | SPARE |  |  |  | 250.000 A |  |  | 3 | Fail | Please check "Mounting"
381841040 | TNB | DISTRIBUTION | KUALA SELANGOR | Existing | RYB | LV FUSE SWITCH |  | CLOSED | IEC MIDDLE CURVE | FUSES | SPARE |  |  |  | 250.000 A |  |  | 3 | Fail | Please check "Mounting"
381841047 | TNB | DISTRIBUTION | KUALA SELANGOR | Existing | RYB | LV FUSE SWITCH |  | CLOSED | IEC MIDDLE CURVE | FUSES | SPARE |  |  |  | 250.000 A |  |  | 3 | Fail | Please check "Mounting"
381841051 | TNB | DISTRIBUTION | KUALA SELANGOR | Existing | RYB | LV FUSE SWITCH |  | CLOSED | IEC MIDDLE CURVE | FUSES | SPARE |  |  |  | 250.000 A |  |  | 3 | Fail | Please check "Mounting"
381841059 | TNB | DISTRIBUTION | KUALA SELANGOR | Existing | RYB | LV FUSE SWITCH |  | CLOSED | IEC MIDDLE CURVE | FUSES | SPARE |  |  |  | 250.000 A |  |  | 3 | Fail | Please check "Mounting"
381841064 | TNB | DISTRIBUTION | KUALA SELANGOR | Existing | RYB | LV FUSE SWITCH |  | CLOSED | IEC MIDDLE CURVE | FUSES | SPARE |  |  |  | 250.000 A |  |  | 3 | Fail | Please check "Mounting"
381841078 | TNB | DISTRIBUTION | KUALA SELANGOR | Existing | RYB | LV FUSE SWITCH |  | CLOSED | IEC MIDDLE CURVE | FUSES | SPARE |  |  |  | 250.000 A |  |  | 3 | Fail | Please check "Mounting"
381841089 | TNB | DISTRIBUTION | KUALA SELANGOR | Existing | RYB | LV FUSE SWITCH |  | CLOSED | IEC MIDDLE CURVE | FUSES | SPARE |  |  |  | 250.000 A |  |  | 3 | Fail | Please check "Mounting"
381841094 | TNB | DISTRIBUTION | KUALA SELANGOR | Existing | RYB | LV FUSE SWITCH |  | CLOSED | IEC MIDDLE CURVE | FUSES | SPARE |  |  |  | 250.000 A |  |  | 3 | Fail | Please check "Mounting"
381841118 | TNB | DISTRIBUTION | KUALA SELANGOR | Existing | RYB | LV FUSE SWITCH |  | CLOSED | IEC MIDDLE CURVE | FUSES | SPARE |  |  |  | 250.000 A |  |  | 3 | Fail | Please check "Mounting"
381841125 | TNB | DISTRIBUTION | KUALA SELANGOR | Existing | RYB | LV FUSE SWITCH |  | CLOSED | IEC MIDDLE CURVE | FUSES | SPARE |  |  |  | 250.000 A |  |  | 3 | Fail | Please check "Mounting"
381841129 | TNB | DISTRIBUTION | KUALA SELANGOR | Existing | RYB | LV FUSE SWITCH |  | CLOSED | IEC MIDDLE CURVE | FUSES | SPARE |  |  |  | 250.000 A |  |  | 3 | Fail | Please check "Mounting"
381841137 | TNB | DISTRIBUTION | KUALA SELANGOR | Existing | RYB | LV FUSE SWITCH |  | CLOSED | IEC MIDDLE CURVE | FUSES | SPARE |  |  |  | 250.000 A |  |  | 3 | Fail | Please check "Mounting"
381841142 | TNB | DISTRIBUTION | KUALA SELANGOR | Existing | RYB | LV FUSE SWITCH |  | CLOSED | IEC MIDDLE CURVE | FUSES | SPARE |  |  |  | 250.000 A |  |  | 3 | Fail | Please check "Mounting"
381841156 | TNB | DISTRIBUTION | KUALA SELANGOR | Existing | RYB | LV FUSE SWITCH |  | CLOSED | IEC MIDDLE CURVE | FUSES | SPARE |  |  |  | 250.000 A |  |  | 3 | Fail | Please check "Mounting"
381841167 | TNB | DISTRIBUTION | KUALA SELANGOR | Existing | RYB | LV FUSE SWITCH |  | CLOSED | IEC MIDDLE CURVE | FUSES | SPARE |  |  |  | 250.000 A |  |  | 3 | Fail | Please check "Mounting"
381841172 | TNB | DISTRIBUTION | KUALA SELANGOR | Existing | RYB | LV FUSE SWITCH |  | CLOSED | IEC MIDDLE CURVE | FUSES | SPARE |  |  |  | 250.000 A |  |  | 3 | Fail | Please check "Mounting"
381841196 | TNB | DISTRIBUTION | KUALA SELANGOR | Existing | RYB | LV FUSE SWITCH |  | CLOSED | IEC MIDDLE CURVE | FUSES | SPARE |  |  |  | 250.000 A |  |  | 3 | Fail | Please check "Mounting"
381841203 | TNB | DISTRIBUTION | KUALA SELANGOR | Existing | RYB | LV FUSE SWITCH |  | CLOSED | IEC MIDDLE CURVE | FUSES | SPARE |  |  |  | 250.000 A |  |  | 3 | Fail | Please check "Mounting"
381841207 | TNB | DISTRIBUTION | KUALA SELANGOR | Existing | RYB | LV FUSE SWITCH |  | CLOSED | IEC MIDDLE CURVE | FUSES | SPARE |  |  |  | 250.000 A |  |  | 3 | Fail | Please check "Mounting"
381841215 | TNB | DISTRIBUTION | KUALA SELANGOR | Existing | RYB | LV FUSE SWITCH |  | CLOSED | IEC MIDDLE CURVE | FUSES | SPARE |  |  |  | 250.000 A |  |  | 3 | Fail | Please check "Mounting"
381841220 | TNB | DISTRIBUTION | KUALA SELANGOR | Existing | RYB | LV FUSE SWITCH |  | CLOSED | IEC MIDDLE CURVE | FUSES | SPARE |  |  |  | 250.000 A |  |  | 3 | Fail | Please check "Mounting"
381841234 | TNB | DISTRIBUTION | KUALA SELANGOR | Existing | RYB | LV FUSE SWITCH |  | CLOSED | IEC MIDDLE CURVE | FUSES | SPARE |  |  |  | 250.000 A |  |  | 3 | Fail | Please check "Mounting"
381841243 | TNB | DISTRIBUTION | KUALA SELANGOR | Existing | RYB | LV FUSE SWITCH |  | CLOSED | IEC MIDDLE CURVE | FUSES | SPARE |  |  |  | 250.000 A |  |  | 3 | Fail | Please check "Mounting"
381841256 | TNB | DISTRIBUTION | KUALA SELANGOR | Existing | RYB | LV FUSE SWITCH |  | CLOSED | IEC MIDDLE CURVE | FUSES | SPARE |  |  |  | 250.000 A |  |  | 3 | Fail | Please check "Mounting"
381841271 | TNB | DISTRIBUTION | KUALA SELANGOR | Existing | RYB | LV FUSE SWITCH |  | CLOSED | IEC MIDDLE CURVE | FUSES | SPARE |  |  |  | 250.000 A |  |  | 3 | Fail | Please check "Mounting"
381841275 | TNB | DISTRIBUTION | KUALA SELANGOR | Existing | RYB | LV FUSE SWITCH |  | CLOSED | IEC MIDDLE CURVE | FUSES | SPARE |  |  |  | 250.000 A |  |  | 3 | Fail | Please check "Mounting"
381841294 | TNB | DISTRIBUTION | KUALA SELANGOR | Existing | RYB | LV FUSE SWITCH |  | CLOSED | IEC MIDDLE CURVE | FUSES | SPARE |  |  |  | 250.000 A |  |  | 3 | Fail | Please check "Mounting"
381841298 | TNB | DISTRIBUTION | KUALA SELANGOR | Existing | RYB | LV FUSE SWITCH |  | CLOSED | IEC MIDDLE CURVE | FUSES | SPARE |  |  |  | 250.000 A |  |  | 3 | Fail | Please check "Mounting"
381841305 | TNB | DISTRIBUTION | KUALA SELANGOR | Existing | RYB | LV FUSE SWITCH |  | CLOSED | IEC MIDDLE CURVE | FUSES | SPARE |  |  |  | 250.000 A |  |  | 3 | Fail | Please check "Mounting"
381841318 | TNB | DISTRIBUTION | KUALA SELANGOR | Existing | RYB | LV FUSE SWITCH |  | CLOSED | IEC MIDDLE CURVE | FUSES | SPARE |  |  |  | 250.000 A |  |  | 3 | Fail | Please check "Mounting"
381841333 | TNB | DISTRIBUTION | KUALA SELANGOR | Existing | RYB | LV FUSE SWITCH |  | CLOSED | IEC MIDDLE CURVE | FUSES | SPARE |  |  |  | 250.000 A |  |  | 3 | Fail | Please check "Mounting"
381841337 | TNB | DISTRIBUTION | KUALA SELANGOR | Existing | RYB | LV FUSE SWITCH |  | CLOSED | IEC MIDDLE CURVE | FUSES | SPARE |  |  |  | 250.000 A |  |  | 3 | Fail | Please check "Mounting"
381841356 | TNB | DISTRIBUTION | KUALA SELANGOR | Existing | RYB | LV FUSE SWITCH |  | CLOSED | IEC MIDDLE CURVE | FUSES | SPARE |  |  |  | 250.000 A |  |  | 3 | Fail | Please check "Mounting"
381841360 | TNB | DISTRIBUTION | KUALA SELANGOR | Existing | RYB | LV FUSE SWITCH |  | CLOSED | IEC MIDDLE CURVE | FUSES | SPARE |  |  |  | 250.000 A |  |  | 3 | Fail | Please check "Mounting"
381841367 | TNB | DISTRIBUTION | KUALA SELANGOR | Existing | RYB | LV FUSE SWITCH |  | CLOSED | IEC MIDDLE CURVE | FUSES | SPARE |  |  |  | 250.000 A |  |  | 3 | Fail | Please check "Mounting"
381841380 | TNB | DISTRIBUTION | KUALA SELANGOR | Existing | RYB | LV FUSE SWITCH |  | CLOSED | IEC MIDDLE CURVE | FUSES | SPARE |  |  |  | 250.000 A |  |  | 3 | Fail | Please check "Mounting"
381841395 | TNB | DISTRIBUTION | KUALA SELANGOR | Existing | RYB | LV FUSE SWITCH |  | CLOSED | IEC MIDDLE CURVE | FUSES | SPARE |  |  |  | 250.000 A |  |  | 3 | Fail | Please check "Mounting"
381841399 | TNB | DISTRIBUTION | KUALA SELANGOR | Existing | RYB | LV FUSE SWITCH |  | CLOSED | IEC MIDDLE CURVE | FUSES | SPARE |  |  |  | 250.000 A |  |  | 3 | Fail | Please check "Mounting"
381841418 | TNB | DISTRIBUTION | KUALA SELANGOR | Existing | RYB | LV FUSE SWITCH |  | CLOSED | IEC MIDDLE CURVE | FUSES | SPARE |  |  |  | 250.000 A |  |  | 3 | Fail | Please check "Mounting"
381841422 | TNB | DISTRIBUTION | KUALA SELANGOR | Existing | RYB | LV FUSE SWITCH |  | CLOSED | IEC MIDDLE CURVE | FUSES | SPARE |  |  |  | 250.000 A |  |  | 3 | Fail | Please check "Mounting"
381841429 | TNB | DISTRIBUTION | KUALA SELANGOR | Existing | RYB | LV FUSE SWITCH |  | CLOSED | IEC MIDDLE CURVE | FUSES | SPARE |  |  |  | 250.000 A |  |  | 3 | Fail | Please check "Mounting"
381841442 | TNB | DISTRIBUTION | KUALA SELANGOR | Existing | RYB | LV FUSE SWITCH |  | CLOSED | IEC MIDDLE CURVE | FUSES | SPARE |  |  |  | 250.000 A |  |  | 3 | Fail | Please check "Mounting"
381841457 | TNB | DISTRIBUTION | KUALA SELANGOR | Existing | RYB | LV FUSE SWITCH |  | CLOSED | IEC MIDDLE CURVE | FUSES | SPARE |  |  |  | 250.000 A |  |  | 3 | Fail | Please check "Mounting"
381841461 | TNB | DISTRIBUTION | KUALA SELANGOR | Existing | RYB | LV FUSE SWITCH |  | CLOSED | IEC MIDDLE CURVE | FUSES | SPARE |  |  |  | 250.000 A |  |  | 3 | Fail | Please check "Mounting"
381841480 | TNB | DISTRIBUTION | KUALA SELANGOR | Existing | RYB | LV FUSE SWITCH |  | CLOSED | IEC MIDDLE CURVE | FUSES | SPARE |  |  |  | 250.000 A |  |  | 3 | Fail | Please check "Mounting"
381841484 | TNB | DISTRIBUTION | KUALA SELANGOR | Existing | RYB | LV FUSE SWITCH |  | CLOSED | IEC MIDDLE CURVE | FUSES | SPARE |  |  |  | 250.000 A |  |  | 3 | Fail | Please check "Mounting"
381841491 | TNB | DISTRIBUTION | KUALA SELANGOR | Existing | RYB | LV FUSE SWITCH |  | CLOSED | IEC MIDDLE CURVE | FUSES | SPARE |  |  |  | 250.000 A |  |  | 3 | Fail | Please check "Mounting"
381841504 | TNB | DISTRIBUTION | KUALA SELANGOR | Existing | RYB | LV FUSE SWITCH |  | CLOSED | IEC MIDDLE CURVE | FUSES | SPARE |  |  |  | 250.000 A |  |  | 3 | Fail | Please check "Mounting"
381841519 | TNB | DISTRIBUTION | KUALA SELANGOR | Existing | RYB | LV FUSE SWITCH |  | CLOSED | IEC MIDDLE CURVE | FUSES | SPARE |  |  |  | 250.000 A |  |  | 3 | Fail | Please check "Mounting"
381841523 | TNB | DISTRIBUTION | KUALA SELANGOR | Existing | RYB | LV FUSE SWITCH |  | CLOSED | IEC MIDDLE CURVE | FUSES | SPARE |  |  |  | 250.000 A |  |  | 3 | Fail | Please check "Mounting"
381841542 | TNB | DISTRIBUTION | KUALA SELANGOR | Existing | RYB | LV FUSE SWITCH |  | CLOSED | IEC MIDDLE CURVE | FUSES | SPARE |  |  |  | 250.000 A |  |  | 3 | Fail | Please check "Mounting"
381841546 | TNB | DISTRIBUTION | KUALA SELANGOR | Existing | RYB | LV FUSE SWITCH |  | CLOSED | IEC MIDDLE CURVE | FUSES | SPARE |  |  |  | 250.000 A |  |  | 3 | Fail | Please check "Mounting"
381841553 | TNB | DISTRIBUTION | KUALA SELANGOR | Existing | RYB | LV FUSE SWITCH |  | CLOSED | IEC MIDDLE CURVE | FUSES | SPARE |  |  |  | 250.000 A |  |  | 3 | Fail | Please check "Mounting"
381841566 | TNB | DISTRIBUTION | KUALA SELANGOR | Existing | RYB | LV FUSE SWITCH |  | CLOSED | IEC MIDDLE CURVE | FUSES | SPARE |  |  |  | 250.000 A |  |  | 3 | Fail | Please check "Mounting"
381841581 | TNB | DISTRIBUTION | KUALA SELANGOR | Existing | RYB | LV FUSE SWITCH |  | CLOSED | IEC MIDDLE CURVE | FUSES | SPARE |  |  |  | 250.000 A |  |  | 3 | Fail | Please check "Mounting"
381841585 | TNB | DISTRIBUTION | KUALA SELANGOR | Existing | RYB | LV FUSE SWITCH |  | CLOSED | IEC MIDDLE CURVE | FUSES | SPARE |  |  |  | 250.000 A |  |  | 3 | Fail | Please check "Mounting"
381841604 | TNB | DISTRIBUTION | KUALA SELANGOR | Existing | RYB | LV FUSE SWITCH |  | CLOSED | IEC MIDDLE CURVE | FUSES | SPARE |  |  |  | 250.000 A |  |  | 3 | Fail | Please check "Mounting"
381841608 | TNB | DISTRIBUTION | KUALA SELANGOR | Existing | RYB | LV FUSE SWITCH |  | CLOSED | IEC MIDDLE CURVE | FUSES | SPARE |  |  |  | 250.000 A |  |  | 3 | Fail | Please check "Mounting"
381841622 | TNB | DISTRIBUTION | KUALA SELANGOR | Existing | RYB | LV FUSE SWITCH |  | CLOSED | IEC MIDDLE CURVE | FUSES | SPARE |  |  |  | 250.000 A |  |  | 3 | Fail | Please check "Mounting"
381841630 | TNB | DISTRIBUTION | KUALA SELANGOR | Existing | RYB | LV FUSE SWITCH |  | CLOSED | IEC MIDDLE CURVE | FUSES | SPARE |  |  |  | 250.000 A |  |  | 3 | Fail | Please check "Mounting"
381841647 | TNB | DISTRIBUTION | KUALA SELANGOR | Existing | RYB | LV FUSE SWITCH |  | CLOSED | IEC MIDDLE CURVE | FUSES | SPARE |  |  |  | 250.000 A |  |  | 3 | Fail | Please check "Mounting"
381841651 | TNB | DISTRIBUTION | KUALA SELANGOR | Existing | RYB | LV FUSE SWITCH |  | CLOSED | IEC MIDDLE CURVE | FUSES | SPARE |  |  |  | 250.000 A |  |  | 3 | Fail | Please check "Mounting"
381841661 | TNB | DISTRIBUTION | KUALA SELANGOR | Existing | RYB | LV FUSE SWITCH |  | CLOSED | IEC MIDDLE CURVE | FUSES | SPARE |  |  |  | 250.000 A |  |  | 3 | Fail | Please check "Mounting"
381842417 | TNB | DISTRIBUTION | KUALA SELANGOR | Existing | RYB | LV FUSE SWITCH |  | CLOSED | IEC MIDDLE CURVE | FUSES | SPARE |  |  |  | 250.000 A |  |  | 3 | Fail | Please check "Mounting"
381842421 | TNB | DISTRIBUTION | KUALA SELANGOR | Existing | RYB | LV FUSE SWITCH |  | CLOSED | IEC MIDDLE CURVE | FUSES | SPARE |  |  |  | 250.000 A |  |  | 3 | Fail | Please check "Mounting"
381842436 | TNB | DISTRIBUTION | KUALA SELANGOR | Existing | RYB | LV FUSE SWITCH |  | CLOSED | IEC MIDDLE CURVE | FUSES | SPARE |  |  |  | 250.000 A |  |  | 3 | Fail | Please check "Mounting"
381842448 | TNB | DISTRIBUTION | KUALA SELANGOR | Existing | RYB | LV FUSE SWITCH |  | CLOSED | IEC MIDDLE CURVE | FUSES | SPARE |  |  |  | 250.000 A |  |  | 3 | Fail | Please check "Mounting"
381842455 | TNB | DISTRIBUTION | KUALA SELANGOR | Existing | RYB | LV FUSE SWITCH |  | CLOSED | IEC MIDDLE CURVE | FUSES | SPARE |  |  |  | 250.000 A |  |  | 3 | Fail | Please check "Mounting"
381842464 | TNB | DISTRIBUTION | KUALA SELANGOR | Existing | RYB | LV FUSE SWITCH |  | CLOSED | IEC MIDDLE CURVE | FUSES | SPARE |  |  |  | 250.000 A |  |  | 3 | Fail | Please check "Mounting"
381842474 | TNB | DISTRIBUTION | KUALA SELANGOR | Existing | RYB | LV FUSE SWITCH |  | CLOSED | IEC MIDDLE CURVE | FUSES | SPARE |  |  |  | 250.000 A |  |  | 3 | Fail | Please check "Mounting"
381842481 | TNB | DISTRIBUTION | KUALA SELANGOR | Existing | RYB | LV FUSE SWITCH |  | CLOSED | IEC MIDDLE CURVE | FUSES | SPARE |  |  |  | 250.000 A |  |  | 3 | Fail | Please check "Mounting"
381865773 | TNB | DISTRIBUTION | KUALA SELANGOR | Existing | RYB | BLACK BOX | POLE | CLOSED |  | N/A |  |  |  |  | 125.000 A |  |  | 6 | Pass | null
381865813 | TNB | DISTRIBUTION | KUALA SELANGOR | Existing | RYB | LV FUSE SWITCH |  | CLOSED | IEC MIDDLE CURVE | FUSES | SPARE |  |  |  | 250.000 A |  |  | 3 | Fail | Please check "Mounting"
381865817 | TNB | DISTRIBUTION | KUALA SELANGOR | Existing | RYB | LV FUSE SWITCH |  | CLOSED | IEC MIDDLE CURVE | FUSES | SPARE |  |  |  | 250.000 A |  |  | 3 | Fail | Please check "Mounting"
381865832 | TNB | DISTRIBUTION | KUALA SELANGOR | Existing | RYB | LV FUSE SWITCH |  | CLOSED | IEC MIDDLE CURVE | FUSES | SPARE |  |  |  | 250.000 A |  |  | 3 | Fail | Please check "Mounting"
381865844 | TNB | DISTRIBUTION | KUALA SELANGOR | Existing | RYB | LV FUSE SWITCH |  | CLOSED | IEC MIDDLE CURVE | FUSES | SPARE |  |  |  | 250.000 A |  |  | 3 | Fail | Please check "Mounting"
381865851 | TNB | DISTRIBUTION | KUALA SELANGOR | Existing | RYB | LV FUSE SWITCH |  | CLOSED | IEC MIDDLE CURVE | FUSES | SPARE |  |  |  | 250.000 A |  |  | 3 | Fail | Please check "Mounting"
381865860 | TNB | DISTRIBUTION | KUALA SELANGOR | Existing | RYB | LV FUSE SWITCH |  | CLOSED | IEC MIDDLE CURVE | FUSES | SPARE |  |  |  | 250.000 A |  |  | 3 | Fail | Please check "Mounting"
381865870 | TNB | DISTRIBUTION | KUALA SELANGOR | Existing | RYB | LV FUSE SWITCH |  | CLOSED | IEC MIDDLE CURVE | FUSES | SPARE |  |  |  | 250.000 A |  |  | 3 | Fail | Please check "Mounting"
381865877 | TNB | DISTRIBUTION | KUALA SELANGOR | Existing | RYB | LV FUSE SWITCH |  | CLOSED | IEC MIDDLE CURVE | FUSES | SPARE |  |  |  | 250.000 A |  |  | 3 | Fail | Please check "Mounting"
381866516 | TNB | DISTRIBUTION | KUALA SELANGOR | Existing | RYB | BLACK BOX | POLE | CLOSED |  | N/A |  |  |  |  | 200.000 A |  |  | 6 | Pass | null
381866575 | TNB | DISTRIBUTION | KUALA SELANGOR | Existing | RYB | BLACK BOX |  | CLOSED | [9 empty] | 3 | Fail | Please check "Mounting"
381891074 | TNB | DISTRIBUTION | KUALA SELANGOR | Existing | RYB | BLACK BOX | POLE | CLOSED |  | N/A |  |  |  |  | 125.000 A |  |  | 6 | Pass | null
381891075 | TNB | DISTRIBUTION | KUALA SELANGOR | Existing | RYB | BLACK BOX | POLE | CLOSED |  | N/A |  |  |  |  | 75.000 A |  |  | 6 | Pass | null
381891076 | TNB | DISTRIBUTION | KUALA SELANGOR | Existing | RYB | BLACK BOX | POLE | CLOSED |  | N/A |  |  |  |  | 200.000 A |  |  | 6 | Pass | null
381891077 | TNB | DISTRIBUTION | KUALA SELANGOR | Existing | RYB | BLACK BOX | POLE | CLOSED |  | N/A |  |  |  |  | 200.000 A |  |  | 6 | Pass | null
381891078 | TNB | DISTRIBUTION | KUALA SELANGOR | Existing | RYB | BLACK BOX | POLE | OPEN |  | N/A |  |  |  |  | 200.000 A |  |  | 6 | Pass | null
381891081 | TNB | DISTRIBUTION | KUALA SELANGOR | Existing | RYB | BLACK BOX | POLE | CLOSED |  | N/A |  |  |  |  | 125.000 A |  |  | 6 | Pass | null
381891082 | TNB | DISTRIBUTION | KUALA SELANGOR | Existing | RYB | BLACK BOX TRIPLE | POLE | CLOSED |  | N/A |  |  |  |  | 200.000 A |  |  | 3 | Pass | null
381891084 | TNB | DISTRIBUTION | KUALA SELANGOR | Existing | RYB | BLACK BOX | POLE | CLOSED |  | N/A |  |  |  |  | 200.000 A |  |  | 6 | Pass | null
381891085 | TNB | DISTRIBUTION | KUALA SELANGOR | Existing | RYB | BLACK BOX | POLE | OPEN |  | N/A |  |  |  |  | 200.000 A |  |  | 6 | Pass | null
381891086 | TNB | DISTRIBUTION | KUALA SELANGOR | Existing | RYB | BLACK BOX SINGLE | POLE | CLOSED |  | N/A |  |  |  |  | 200.000 A |  |  | 0 | Pass | null
381891087 | TNB | DISTRIBUTION | KUALA SELANGOR | Existing | RYB | BLACK BOX TRIPLE | POLE | CLOSED |  | N/A |  |  |  |  | 200.000 A |  |  | 0 | Pass | null
381891088 | TNB | DISTRIBUTION | KUALA SELANGOR | Existing | RYB | BLACK BOX TRIPLE | POLE | CLOSED |  | N/A |  |  |  |  | 200.000 A |  |  | 0 | Pass | null
381891089 | TNB | DISTRIBUTION | KUALA SELANGOR | Existing | RYB | BLACK BOX TRIPLE | POLE | OPEN |  | N/A |  |  |  |  | 125.000 A |  |  | 0 | Pass | null
381891090 | TNB | DISTRIBUTION | KUALA SELANGOR | Existing | RYB | BLACK BOX | POLE | OPEN |  | N/A |  |  |  |  | 200.000 A |  |  | 3 | Pass | null
381891091 | TNB | DISTRIBUTION | KUALA SELANGOR | Existing | RYB | BLACK BOX | POLE | CLOSED |  | N/A |  |  |  |  | 200.000 A |  |  | 6 | Pass | null
381891092 | TNB | DISTRIBUTION | KUALA SELANGOR | Existing | RYB | BLACK BOX | POLE | CLOSED |  | N/A |  |  |  |  | 200.000 A |  |  | 6 | Pass | null
381891093 | TNB | DISTRIBUTION | KUALA SELANGOR | Existing | RYB | BLACK BOX | POLE | OPEN |  | N/A |  |  |  |  | 200.000 A |  |  | 3 | Pass | null
381891094 | TNB | DISTRIBUTION | KUALA SELANGOR | Existing | RYB | BLACK BOX | POLE | CLOSED |  | N/A |  |  |  |  | 200.000 A |  |  | 6 | Pass | null
381891095 | TNB | DISTRIBUTION | KUALA SELANGOR | Existing | RYB | BLACK BOX TRIPLE | POLE | CLOSED |  | N/A |  |  |  |  | 80.000 A |  |  | 0 | Pass | null
381891096 | TNB | DISTRIBUTION | KUALA SELANGOR | Existing | RYB | BLACK BOX TRIPLE | POLE | CLOSED |  | N/A |  |  |  |  | 200.000 A |  |  | 0 | Pass | null
381891097 | TNB | DISTRIBUTION | KUALA SELANGOR | Existing | RYB | BLACK BOX | POLE | CLOSED |  | N/A |  |  |  |  | 125.000 A |  |  | 6 | Pass | null
381891098 | TNB | DISTRIBUTION | KUALA SELANGOR | Existing | Unknown | BLACK BOX TRIPLE | POLE | CLOSED |  | N/A |  |  |  |  | 200.000 A |  |  | 0 | Fail | Please check "Phasing"
381891099 | TNB | DISTRIBUTION | KUALA SELANGOR | Existing | RYB | BLACK BOX | POLE | CLOSED |  | N/A |  |  |  |  | 125.000 A |  |  | 6 | Pass | null
381891100 | TNB | DISTRIBUTION | KUALA SELANGOR | Existing | RYB | BLACK BOX | OTHERS | CLOSED |  | N/A |  |  |  |  | 100.000 A |  |  | 6 | Pass | null
381891101 | TNB | DISTRIBUTION | KUALA SELANGOR | Existing | RYB | BLACK BOX TRIPLE | POLE | CLOSED |  | N/A |  |  |  |  | 125.000 A |  |  | 0 | Pass | null
381891102 | TNB | DISTRIBUTION | KUALA SELANGOR | Existing | RYB | BLACK BOX SINGLE | POLE | CLOSED |  | N/A |  |  |  |  | 50.000 A |  |  | 0 | Pass | null
381891103 | TNB | DISTRIBUTION | KUALA SELANGOR | Existing | RYB | BLACK BOX TRIPLE | POLE | CLOSED |  | N/A |  |  |  |  | 200.000 A |  |  | 0 | Pass | null
381891104 | TNB | DISTRIBUTION | KUALA SELANGOR | Existing | RYB | BLACK BOX TRIPLE | POLE | CLOSED |  | N/A |  |  |  |  | 125.000 A |  |  | 0 | Pass | null
381891105 | TNB | DISTRIBUTION | KUALA SELANGOR | Existing | RYB | BLACK BOX TRIPLE | POLE | CLOSED |  | N/A |  |  |  |  | 200.000 A |  |  | 0 | Pass | null
381891106 | TNB | DISTRIBUTION | KUALA SELANGOR | Existing | Unknown | BLACK BOX TRIPLE | OTHERS | CLOSED |  | N/A |  |  |  |  | 80.000 A |  |  | 0 | Fail | Please check "Phasing"
381891107 | TNB | DISTRIBUTION | KUALA SELANGOR | Existing | Unknown | BLACK BOX TRIPLE | OTHERS | CLOSED |  | N/A |  |  |  |  | 80.000 A |  |  | 0 | Fail | Please check "Phasing"
381891108 | TNB | DISTRIBUTION | KUALA SELANGOR | Existing | Unknown | BLACK BOX TRIPLE | OTHERS | CLOSED |  | N/A |  |  |  |  | 80.000 A |  |  | 0 | Fail | Please check "Phasing"
381891109 | TNB | DISTRIBUTION | KUALA SELANGOR | Existing | Unknown | BLACK BOX TRIPLE | OTHERS | CLOSED |  | N/A |  |  |  |  | 80.000 A |  |  | 0 | Fail | Please check "Phasing"
381891110 | TNB | DISTRIBUTION | KUALA SELANGOR | Existing | Unknown | BLACK BOX TRIPLE | OTHERS | CLOSED |  | N/A |  |  |  |  | 80.000 A |  |  | 0 | Fail | Please check "Phasing"
381891111 | TNB | DISTRIBUTION | KUALA SELANGOR | Existing | RYB | BLACK BOX TRIPLE | POLE | CLOSED |  | N/A |  |  |  |  | 125.000 A |  |  | 0 | Pass | null
381891112 | TNB | DISTRIBUTION | KUALA SELANGOR | Existing | RYB | BLACK BOX TRIPLE | POLE | OPEN |  | N/A |  |  |  |  | 125.000 A |  |  | 0 | Pass | null
381891113 | TNB | DISTRIBUTION | KUALA SELANGOR | Existing | R | BLACK BOX | POLE | CLOSED |  | N/A |  |  |  |  | 80.000 A |  |  | 3 | Pass | null
381891114 | TNB | DISTRIBUTION | KUALA SELANGOR | Existing | RYB | BLACK BOX | POLE | CLOSED |  | N/A |  |  |  |  | 80.000 A |  |  | 3 | Pass | null
381891115 | TNB | DISTRIBUTION | KUALA SELANGOR | Existing | R | BLACK BOX | POLE | CLOSED |  | N/A |  |  |  |  | 80.000 A |  |  | 3 | Pass | null
381891116 | TNB | DISTRIBUTION | KUALA SELANGOR | Existing | RYB | BLACK BOX TRIPLE | POLE | CLOSED |  | N/A |  |  |  |  | 80.000 A |  |  | 3 | Pass | null
381891117 | TNB | DISTRIBUTION | KUALA SELANGOR | Existing | RYB | BLACK BOX TRIPLE | POLE | CLOSED |  | N/A |  |  |  |  | 80.000 A |  |  | 3 | Pass | null
381891118 | TNB | DISTRIBUTION | KUALA SELANGOR | Existing | RYB | BLACK BOX | POLE | CLOSED |  | N/A |  |  |  |  | 80.000 A |  |  | 3 | Pass | null
381891119 | TNB | DISTRIBUTION | KUALA SELANGOR | Existing | RYB | BLACK BOX | POLE | CLOSED |  | N/A |  |  |  |  | 80.000 A |  |  | 6 | Pass | null
381891120 | TNB | DISTRIBUTION | KUALA SELANGOR | Existing | RYB | BLACK BOX | POLE | CLOSED |  | N/A |  |  |  |  | 80.000 A |  |  | 6 | Pass | null
381891121 | TNB | DISTRIBUTION | KUALA SELANGOR | Existing | RYB | BLACK BOX | POLE | CLOSED |  | N/A |  |  |  |  | 80.000 A |  |  | 3 | Pass | null
381891122 | TNB | DISTRIBUTION | KUALA SELANGOR | Existing | RYB | BLACK BOX | POLE | CLOSED |  | N/A |  |  |  |  | 80.000 A |  |  | 6 | Pass | null
381891123 | TNB | DISTRIBUTION | KUALA SELANGOR | Existing | RYB | BLACK BOX | POLE | CLOSED |  | N/A |  |  |  |  | 80.000 A |  |  | 6 | Pass | null
381891124 | TNB | DISTRIBUTION | KUALA SELANGOR | Existing | RYB | BLACK BOX | POLE | CLOSED |  | N/A |  |  |  |  | 80.000 A |  |  | 6 | Pass | null
381891125 | TNB | DISTRIBUTION | KUALA SELANGOR | Existing | RYB | BLACK BOX | POLE | CLOSED |  | N/A |  |  |  |  | 80.000 A |  |  | 6 | Pass | null
381891126 | TNB | DISTRIBUTION | KUALA SELANGOR | Existing | RYB | BLACK BOX | POLE | CLOSED |  | N/A |  |  |  |  | 80.000 A |  |  | 6 | Pass | null
381891127 | TNB | DISTRIBUTION | KUALA SELANGOR | Existing | RYB | BLACK BOX | POLE | CLOSED |  | N/A |  |  |  |  | 80.000 A |  |  | 6 | Pass | null
381891128 | TNB | DISTRIBUTION | KUALA SELANGOR | Existing | RYB | BLACK BOX | POLE | CLOSED |  | N/A |  |  |  |  | 80.000 A |  |  | 3 | Pass | null
381891129 | TNB | DISTRIBUTION | KUALA SELANGOR | Existing | RYB | BLACK BOX | POLE | CLOSED |  | N/A |  |  |  |  | 80.000 A |  |  | 6 | Pass | null
381891130 | TNB | DISTRIBUTION | KUALA SELANGOR | Existing | RYB | BLACK BOX | POLE | CLOSED |  | N/A |  |  |  |  | 80.000 A |  |  | 6 | Pass | null
381891131 | TNB | DISTRIBUTION | KUALA SELANGOR | Existing | RYB | BLACK BOX | POLE | CLOSED |  | N/A |  |  |  |  | 80.000 A |  |  | 6 | Pass | null
381891132 | TNB | DISTRIBUTION | KUALA SELANGOR | Existing | RYB | BLACK BOX | POLE | CLOSED |  | N/A |  |  |  |  | 80.000 A |  |  | 6 | Pass | null
381891133 | TNB | DISTRIBUTION | KUALA SELANGOR | Existing | RYB | BLACK BOX | POLE | CLOSED |  | N/A |  |  |  |  | 80.000 A |  |  | 6 | Pass | null
381891134 | TNB | DISTRIBUTION | KUALA SELANGOR | Existing | RYB | BLACK BOX | POLE | CLOSED |  | N/A |  |  |  |  | 80.000 A |  |  | 6 | Pass | null
381891135 | TNB | DISTRIBUTION | KUALA SELANGOR | Existing | RYB | BLACK BOX | POLE | CLOSED |  | N/A |  |  |  |  | 80.000 A |  |  | 6 | Pass | null
381891136 | TNB | DISTRIBUTION | KUALA SELANGOR | Existing | RYB | BLACK BOX | POLE | CLOSED |  | N/A |  |  |  |  | 80.000 A |  |  | 6 | Pass | null
381891137 | TNB | DISTRIBUTION | KUALA SELANGOR | Existing | RYB | BLACK BOX | POLE | CLOSED |  | N/A |  |  |  |  | 80.000 A |  |  | 6 | Pass | null
381891138 | TNB | DISTRIBUTION | KUALA SELANGOR | Existing | RYB | BLACK BOX | POLE | CLOSED |  | N/A |  |  |  |  | 80.000 A |  |  | 6 | Pass | null
381891139 | TNB | DISTRIBUTION | KUALA SELANGOR | Existing | RYB | BLACK BOX | POLE | CLOSED |  | N/A |  |  |  |  | 80.000 A |  |  | 6 | Pass | null
381891140 | TNB | DISTRIBUTION | KUALA SELANGOR | Existing | RYB | BLACK BOX | POLE | CLOSED |  | N/A |  |  |  |  | 80.000 A |  |  | 6 | Pass | null
381891141 | TNB | DISTRIBUTION | KUALA SELANGOR | Existing | RYB | BLACK BOX | POLE | CLOSED |  | N/A |  |  |  |  | 80.000 A |  |  | 6 | Pass | null
381891142 | TNB | DISTRIBUTION | KUALA SELANGOR | Existing | R | BLACK BOX | POLE | CLOSED |  | N/A |  |  |  |  | 80.000 A |  |  | 3 | Pass | null
381891143 | TNB | DISTRIBUTION | KUALA SELANGOR | Existing | R | BLACK BOX | POLE | CLOSED |  | N/A |  |  |  |  | 80.000 A |  |  | 3 | Pass | null
381891144 | TNB | DISTRIBUTION | KUALA SELANGOR | Existing | R | BLACK BOX | POLE | CLOSED |  | N/A |  |  |  |  | 60.000 A |  |  | 3 | Pass | null
381891145 | TNB | DISTRIBUTION | KUALA SELANGOR | Existing | R | BLACK BOX | POLE | CLOSED |  | N/A |  |  |  |  | 80.000 A |  |  | 3 | Pass | null
381891146 | TNB | DISTRIBUTION | KUALA SELANGOR | Existing | R | BLACK BOX | POLE | CLOSED |  | N/A |  |  |  |  | 80.000 A |  |  | 3 | Pass | null
381891147 | TNB | DISTRIBUTION | KUALA SELANGOR | Existing | RYB | BLACK BOX | OTHERS | CLOSED |  | N/A |  |  |  |  | 100.000 A |  |  | 6 | Pass | null
381891149 | TNB | DISTRIBUTION | KUALA SELANGOR | Existing | RYB | BLACK BOX | POLE | CLOSED |  | N/A |  |  |  |  | 200.000 A |  |  | 6 | Pass | null
381891150 | TNB | DISTRIBUTION | KUALA SELANGOR | Existing | RYB | BLACK BOX | POLE | CLOSED |  | Unknown |  |  |  |  | 125.000 A |  |  | 6 | Pass | null
381891151 | TNB | DISTRIBUTION | KUALA SELANGOR | Existing | RYB | BLACK BOX | POLE | CLOSED |  | Unknown |  |  |  |  | 200.000 A |  |  | 6 | Pass | null
381891152 | TNB | DISTRIBUTION | KUALA SELANGOR | Existing | RYB | BLACK BOX | POLE | CLOSED |  | Unknown |  |  |  |  | 200.000 A |  |  | 6 | Pass | null
381892481 | TNB | DISTRIBUTION | KUALA SELANGOR | Existing | RYB | BLACK BOX |  | OPEN | [9 empty] | 3 | Fail | Please check "Mounting"
381892516 | TNB | DISTRIBUTION | KUALA SELANGOR | Existing | RYB | BLACK BOX | POLE | CLOSED | [9 empty] | 3 | Pass | null
381893075 | TNB | DISTRIBUTION | KUALA SELANGOR | Existing | RYB | BLACK BOX |  | OPEN | [9 empty] | 3 | Fail | Please check "Mounting"
381955436 | TNB | DISTRIBUTION | KUALA SELANGOR | Existing | RYB | BLACK BOX | POLE | CLOSED |  | Unknown |  |  |  |  | 200.000 A |  |  | 6 | Pass | null
381955437 | TNB | DISTRIBUTION | KUALA SELANGOR | Existing | RYB | BLACK BOX | POLE | CLOSED |  | Unknown |  |  |  |  | 200.000 A |  |  | 3 | Pass | null
381955438 | TNB | DISTRIBUTION | KUALA SELANGOR | Existing | RYB | BLACK BOX | POLE | CLOSED |  | Unknown |  |  |  |  | 125.000 A |  |  | 6 | Pass | null
381955439 | TNB | DISTRIBUTION | KUALA SELANGOR | Existing | RYB | BLACK BOX | POLE | CLOSED |  | Unknown |  |  |  |  | 125.000 A |  |  | 6 | Pass | null
381955441 | TNB | DISTRIBUTION | KUALA SELANGOR | Existing | RYB | BLACK BOX | POLE | CLOSED |  | Unknown |  |  |  |  | 125.000 A |  |  | 3 | Pass | null
381955443 | TNB | DISTRIBUTION | KUALA SELANGOR | Existing | RYB | BLACK BOX | POLE | CLOSED |  | Unknown |  |  |  |  | 125.000 A |  |  | 6 | Pass | null
381955444 | TNB | DISTRIBUTION | KUALA SELANGOR | Existing | RYB | BLACK BOX | OTHERS | CLOSED |  | Unknown |  |  |  |  | 50.000 A |  |  | 3 | Pass | null
381955445 | TNB | DISTRIBUTION | KUALA SELANGOR | Existing | RYB | BLACK BOX | POLE | CLOSED |  | Unknown |  |  |  |  | 80.000 A |  |  | 6 | Pass | null
381955446 | TNB | DISTRIBUTION | KUALA SELANGOR | Existing | RYB | BLACK BOX | POLE | CLOSED |  | Unknown |  |  |  |  | 80.000 A |  |  | 6 | Pass | null
381955447 | TNB | DISTRIBUTION | KUALA SELANGOR | Existing | RYB | BLACK BOX | POLE | CLOSED |  | Unknown |  |  |  |  | 125.000 A |  |  | 6 | Pass | null
381955450 | TNB | DISTRIBUTION | KUALA SELANGOR | Existing | RYB | BLACK BOX | POLE | CLOSED |  | Unknown |  |  |  |  | 125.000 A |  |  | 6 | Pass | null
381955451 | TNB | DISTRIBUTION | KUALA SELANGOR | Existing | RYB | BLACK BOX | POLE | CLOSED |  | Unknown |  |  |  |  | 125.000 A |  |  | 6 | Pass | null
381955452 | TNB | DISTRIBUTION | KUALA SELANGOR | Existing | RYB | BLACK BOX | POLE | CLOSED |  | Unknown |  |  |  |  | 125.000 A |  |  | 6 | Pass | null
381955453 | TNB | DISTRIBUTION | KUALA SELANGOR | Existing | RYB | BLACK BOX | POLE | CLOSED |  | Unknown |  |  |  |  | 50.000 A |  |  | 3 | Pass | null
381955454 | TNB | DISTRIBUTION | KUALA SELANGOR | Existing | RYB | BLACK BOX | POLE | CLOSED |  | Unknown |  |  |  |  | 50.000 A |  |  | 3 | Pass | null
381955455 | TNB | DISTRIBUTION | KUALA SELANGOR | Existing | RYB | BLACK BOX | POLE | CLOSED |  | Unknown |  |  |  |  | 50.000 A |  |  | 3 | Pass | null
381955456 | TNB | DISTRIBUTION | KUALA SELANGOR | Existing | RYB | BLACK BOX | POLE | CLOSED |  | Unknown |  |  |  |  | 50.000 A |  |  | 3 | Pass | null
381955457 | TNB | DISTRIBUTION | KUALA SELANGOR | Existing | RYB | BLACK BOX | POLE | CLOSED |  | Unknown |  |  |  |  | 50.000 A |  |  | 3 | Pass | null
381955458 | TNB | DISTRIBUTION | KUALA SELANGOR | Existing | RYB | BLACK BOX | POLE | CLOSED |  | Unknown |  |  |  |  | 50.000 A |  |  | 3 | Pass | null
381955459 | TNB | DISTRIBUTION | KUALA SELANGOR | Existing | RYB | BLACK BOX | POLE | CLOSED |  | Unknown |  |  |  |  | 50.000 A |  |  | 3 | Pass | null
381955460 | TNB | DISTRIBUTION | KUALA SELANGOR | Existing | RYB | BLACK BOX | POLE | CLOSED |  | Unknown |  |  |  |  | 125.000 A |  |  | 3 | Pass | null
381955461 | TNB | DISTRIBUTION | KUALA SELANGOR | Existing | RYB | BLACK BOX | POLE | CLOSED |  | Unknown |  |  |  |  | 50.000 A |  |  | 6 | Pass | null
381955462 | TNB | DISTRIBUTION | KUALA SELANGOR | Existing | RYB | BLACK BOX | POLE | CLOSED |  | Unknown |  |  |  |  | 50.000 A |  |  | 6 | Pass | null
381955463 | TNB | DISTRIBUTION | KUALA SELANGOR | Existing | RYB | BLACK BOX | POLE | CLOSED |  | Unknown |  |  |  |  | 50.000 A |  |  | 6 | Pass | null
381955464 | TNB | DISTRIBUTION | KUALA SELANGOR | Existing | RYB | BLACK BOX | POLE | CLOSED |  | Unknown |  |  |  |  | 50.000 A |  |  | 6 | Pass | null
381955465 | TNB | DISTRIBUTION | KUALA SELANGOR | Existing | RYB | BLACK BOX | POLE | CLOSED |  | Unknown |  |  |  |  | 50.000 A |  |  | 6 | Pass | null
381955466 | TNB | DISTRIBUTION | KUALA SELANGOR | Existing | RYB | BLACK BOX | POLE | CLOSED |  | Unknown |  |  |  |  | 125.000 A |  |  | 6 | Pass | null
381955467 | TNB | DISTRIBUTION | KUALA SELANGOR | Existing | RYB | BLACK BOX | POLE | CLOSED |  | Unknown |  |  |  |  | 50.000 A |  |  | 6 | Pass | null
381955468 | TNB | DISTRIBUTION | KUALA SELANGOR | Existing | RYB | BLACK BOX | POLE | CLOSED |  | Unknown |  |  |  |  | 50.000 A |  |  | 6 | Pass | null
381955469 | TNB | DISTRIBUTION | KUALA SELANGOR | Existing | RYB | BLACK BOX | POLE | CLOSED |  | Unknown |  |  |  |  | 50.000 A |  |  | 6 | Pass | null
381955470 | TNB | DISTRIBUTION | KUALA SELANGOR | Existing | RYB | BLACK BOX | POLE | CLOSED |  | Unknown |  |  |  |  | 50.000 A |  |  | 6 | Pass | null
381955471 | TNB | DISTRIBUTION | KUALA SELANGOR | Existing | RYB | BLACK BOX | POLE | CLOSED |  | Unknown |  |  |  |  | 50.000 A |  |  | 6 | Pass | null
381955472 | TNB | DISTRIBUTION | KUALA SELANGOR | Existing | RYB | BLACK BOX | POLE | CLOSED |  | Unknown |  |  |  |  | 50.000 A |  |  | 6 | Pass | null
381955474 | TNB | DISTRIBUTION | KUALA SELANGOR | Existing | RYB | BLACK BOX | POLE | CLOSED |  | Unknown |  |  |  |  | 50.000 A |  |  | 6 | Pass | null
381955475 | TNB | DISTRIBUTION | KUALA SELANGOR | Existing | RYB | BLACK BOX | POLE | CLOSED |  | Unknown |  |  |  |  | 50.000 A |  |  | 6 | Pass | null
381955476 | TNB | DISTRIBUTION | KUALA SELANGOR | Existing | RYB | BLACK BOX | POLE | CLOSED |  | Unknown |  |  |  |  | 50.000 A |  |  | 6 | Pass | null
381955477 | TNB | DISTRIBUTION | KUALA SELANGOR | Existing | RYB | BLACK BOX | POLE | CLOSED |  | Unknown |  |  |  |  | 50.000 A |  |  | 6 | Pass | null
381955478 | TNB | DISTRIBUTION | KUALA SELANGOR | Existing | RYB | BLACK BOX | POLE | CLOSED |  | Unknown |  |  |  |  | 50.000 A |  |  | 6 | Pass | null
381955479 | TNB | DISTRIBUTION | KUALA SELANGOR | Existing | RYB | BLACK BOX | POLE | CLOSED |  | Unknown |  |  |  |  | 50.000 A |  |  | 6 | Pass | null
381955480 | TNB | DISTRIBUTION | KUALA SELANGOR | Existing | RYB | BLACK BOX | POLE | CLOSED |  | Unknown |  |  |  |  | 50.000 A |  |  | 6 | Pass | null
381955481 | TNB | DISTRIBUTION | KUALA SELANGOR | Existing | RYB | BLACK BOX | POLE | CLOSED |  | Unknown |  |  |  |  | 50.000 A |  |  | 6 | Pass | null
381955482 | TNB | DISTRIBUTION | KUALA SELANGOR | Existing | RYB | BLACK BOX | POLE | CLOSED |  | Unknown |  |  |  |  | 200.000 A |  | sl | 3 | Pass | null
381955483 | TNB | DISTRIBUTION | KUALA SELANGOR | Existing | RYB | BLACK BOX | POLE | CLOSED |  | Unknown |  |  |  |  | 80.000 A |  |  | 3 | Pass | null
381955484 | TNB | DISTRIBUTION | KUALA SELANGOR | Existing | RYB | BLACK BOX | POLE | CLOSED |  | Unknown |  |  |  |  | 80.000 A |  |  | 3 | Pass | null
381955485 | TNB | DISTRIBUTION | KUALA SELANGOR | Existing | RYB | BLACK BOX | POLE | CLOSED |  | Unknown |  |  |  |  | 80.000 A |  |  | 3 | Pass | null
381955486 | TNB | DISTRIBUTION | KUALA SELANGOR | Existing | RYB | BLACK BOX | POLE | CLOSED |  | Unknown |  |  |  |  | 80.000 A |  |  | 3 | Pass | null
381955487 | TNB | DISTRIBUTION | KUALA SELANGOR | Existing | RYB | BLACK BOX | POLE | CLOSED |  | Unknown |  |  |  |  | 80.000 A |  |  | 3 | Pass | null
381955488 | TNB | DISTRIBUTION | KUALA SELANGOR | Existing | RYB | BLACK BOX | POLE | CLOSED |  | Unknown |  |  |  |  | 80.000 A |  |  | 3 | Pass | null
381955489 | TNB | DISTRIBUTION | KUALA SELANGOR | Existing | RYB | BLACK BOX | POLE | CLOSED |  | Unknown |  |  |  |  | 80.000 A |  |  | 3 | Pass | null
381955490 | TNB | DISTRIBUTION | KUALA SELANGOR | Existing | RYB | BLACK BOX | POLE | CLOSED |  | Unknown |  |  |  |  | 80.000 A |  |  | 3 | Pass | null
381955491 | TNB | DISTRIBUTION | KUALA SELANGOR | Existing | RYB | BLACK BOX | POLE | CLOSED |  | Unknown |  |  |  |  | 200.000 A |  |  | 3 | Pass | null
381955492 | TNB | DISTRIBUTION | KUALA SELANGOR | Existing | RYB | BLACK BOX | POLE | CLOSED |  | Unknown |  |  |  |  | 200.000 A |  |  | 3 | Pass | null
381955493 | TNB | DISTRIBUTION | KUALA SELANGOR | Existing | RYB | BLACK BOX | POLE | CLOSED |  | Unknown |  |  |  |  | 200.000 A |  | 90 | 3 | Pass | null
381955494 | TNB | DISTRIBUTION | KUALA SELANGOR | Existing | RYB | BLACK BOX | POLE | CLOSED |  | Unknown |  |  |  |  | 80.000 A |  |  | 6 | Pass | null
381955495 | TNB | DISTRIBUTION | KUALA SELANGOR | Existing | RYB | BLACK BOX | POLE | CLOSED |  | Unknown |  |  |  |  | 80.000 A |  |  | 6 | Pass | null
381955496 | TNB | DISTRIBUTION | KUALA SELANGOR | Existing | RYB | BLACK BOX | POLE | CLOSED |  | Unknown |  |  |  |  | 80.000 A |  |  | 6 | Pass | null
381955497 | TNB | DISTRIBUTION | KUALA SELANGOR | Existing | RYB | BLACK BOX | POLE | CLOSED |  | Unknown |  |  |  |  | 80.000 A |  |  | 6 | Pass | null
381955498 | TNB | DISTRIBUTION | KUALA SELANGOR | Existing | RYB | BLACK BOX | POLE | CLOSED |  | Unknown |  |  |  |  | 80.000 A |  |  | 6 | Pass | null
381955499 | TNB | DISTRIBUTION | KUALA SELANGOR | Existing | RYB | BLACK BOX | POLE | CLOSED |  | Unknown |  |  |  |  | 80.000 A |  |  | 6 | Pass | null
381955500 | TNB | DISTRIBUTION | KUALA SELANGOR | Existing | RYB | BLACK BOX | POLE | CLOSED |  | Unknown |  |  |  |  | 80.000 A |  |  | 6 | Pass | null
381955501 | TNB | DISTRIBUTION | KUALA SELANGOR | Existing | RYB | BLACK BOX | POLE | CLOSED |  | Unknown |  |  |  |  | 80.000 A |  |  | 6 | Pass | null
381955502 | TNB | DISTRIBUTION | KUALA SELANGOR | Existing | RYB | BLACK BOX | POLE | CLOSED |  | Unknown |  |  |  |  | 80.000 A |  |  | 6 | Pass | null
381955503 | TNB | DISTRIBUTION | KUALA SELANGOR | Existing | RYB | BLACK BOX | POLE | CLOSED |  | Unknown |  |  |  |  | 80.000 A |  |  | 6 | Pass | null
381955504 | TNB | DISTRIBUTION | KUALA SELANGOR | Existing | RYB | BLACK BOX | POLE | CLOSED |  | Unknown |  |  |  |  | 80.000 A |  |  | 6 | Pass | null
381955505 | TNB | DISTRIBUTION | KUALA SELANGOR | Existing | RYB | BLACK BOX | POLE | CLOSED |  | Unknown |  |  |  |  | 80.000 A |  |  | 6 | Pass | null
381955506 | TNB | DISTRIBUTION | KUALA SELANGOR | Existing | RYB | BLACK BOX | POLE | CLOSED |  | Unknown |  |  |  |  | 80.000 A |  |  | 6 | Pass | null
381955507 | TNB | DISTRIBUTION | KUALA SELANGOR | Existing | RYB | BLACK BOX | POLE | CLOSED |  | Unknown |  |  |  |  | 80.000 A |  |  | 6 | Pass | null
381955508 | TNB | DISTRIBUTION | KUALA SELANGOR | Existing | RYB | BLACK BOX | POLE | CLOSED |  | Unknown |  |  |  |  | 80.000 A |  |  | 6 | Pass | null
381955509 | TNB | DISTRIBUTION | KUALA SELANGOR | Existing | RYB | BLACK BOX | POLE | CLOSED |  | Unknown |  |  |  |  | 75.000 A |  |  | 6 | Pass | null
381955510 | TNB | DISTRIBUTION | KUALA SELANGOR | Existing | RYB | BLACK BOX | POLE | CLOSED |  | Unknown |  |  |  |  | 80.000 A |  |  | 6 | Pass | null
381955511 | TNB | DISTRIBUTION | KUALA SELANGOR | Existing | RYB | BLACK BOX | POLE | CLOSED |  | Unknown |  |  |  |  | 75.000 A |  |  | 3 | Pass | null
381955512 | TNB | DISTRIBUTION | KUALA SELANGOR | Existing | RYB | BLACK BOX | POLE | CLOSED |  | Unknown |  |  |  |  | 80.000 A |  |  | 6 | Pass | null
381955513 | TNB | DISTRIBUTION | KUALA SELANGOR | Existing | RYB | BLACK BOX | POLE | CLOSED |  | Unknown |  |  |  |  | 80.000 A |  |  | 6 | Pass | null
381955514 | TNB | DISTRIBUTION | KUALA SELANGOR | Existing | RYB | BLACK BOX | POLE | CLOSED |  | Unknown |  |  |  |  | 80.000 A |  |  | 6 | Pass | null
381955515 | TNB | DISTRIBUTION | KUALA SELANGOR | Existing | RYB | BLACK BOX | POLE | CLOSED |  | Unknown |  |  |  |  | 80.000 A |  |  | 6 | Pass | null
381955516 | TNB | DISTRIBUTION | KUALA SELANGOR | Existing | RYB | BLACK BOX | POLE | CLOSED |  | Unknown |  |  |  |  | 80.000 A |  |  | 6 | Pass | null
381955517 | TNB | DISTRIBUTION | KUALA SELANGOR | Existing | RYB | BLACK BOX | POLE | CLOSED |  | Unknown |  |  |  |  | 75.000 A |  |  | 6 | Pass | null
381955518 | TNB | DISTRIBUTION | KUALA SELANGOR | Existing | RYB | BLACK BOX | POLE | CLOSED |  | Unknown |  |  |  |  | 75.000 A |  |  | 6 | Pass | null
381955519 | TNB | DISTRIBUTION | KUALA SELANGOR | Existing | RYB | BLACK BOX | POLE | CLOSED |  | Unknown |  |  |  |  | 80.000 A |  |  | 6 | Pass | null
381955520 | TNB | DISTRIBUTION | KUALA SELANGOR | Existing | RYB | BLACK BOX | POLE | CLOSED |  | Unknown |  |  |  |  | 80.000 A |  |  | 6 | Pass | null
381955521 | TNB | DISTRIBUTION | KUALA SELANGOR | Existing | RYB | BLACK BOX | POLE | CLOSED |  | Unknown |  |  |  |  | 80.000 A |  |  | 6 | Pass | null
381955522 | TNB | DISTRIBUTION | KUALA SELANGOR | Existing | RYB | BLACK BOX | POLE | CLOSED |  | Unknown |  |  |  |  | 80.000 A |  |  | 6 | Pass | null
381955523 | TNB | DISTRIBUTION | KUALA SELANGOR | Existing | RYB | BLACK BOX | POLE | CLOSED |  | Unknown |  |  |  |  | 75.000 A |  |  | 6 | Pass | null
381955524 | TNB | DISTRIBUTION | KUALA SELANGOR | Existing | RYB | BLACK BOX | POLE | CLOSED |  | Unknown |  |  |  |  | 80.000 A |  |  | 6 | Pass | null
381955526 | TNB | DISTRIBUTION | KUALA SELANGOR | Existing | RYB | BLACK BOX | POLE | CLOSED |  | Unknown |  |  |  |  | 80.000 A |  |  | 6 | Pass | null
381955527 | TNB | DISTRIBUTION | KUALA SELANGOR | Existing | RYB | BLACK BOX | POLE | CLOSED |  | Unknown |  |  |  |  | 75.000 A |  |  | 3 | Pass | null
381955528 | TNB | DISTRIBUTION | KUALA SELANGOR | Existing | RYB | BLACK BOX | POLE | CLOSED |  | Unknown |  |  |  |  | 75.000 A |  |  | 6 | Pass | null
381955529 | TNB | DISTRIBUTION | KUALA SELANGOR | Existing | RYB | BLACK BOX | POLE | CLOSED |  | Unknown |  |  |  |  | 80.000 A |  |  | 6 | Pass | null
381955530 | TNB | DISTRIBUTION | KUALA SELANGOR | Existing | RYB | BLACK BOX | POLE | CLOSED |  | Unknown |  |  |  |  | 80.000 A |  |  | 6 | Pass | null
381955531 | TNB | DISTRIBUTION | KUALA SELANGOR | Existing | RYB | BLACK BOX | POLE | CLOSED |  | Unknown |  |  |  |  | 80.000 A |  |  | 6 | Pass | null
381955532 | TNB | DISTRIBUTION | KUALA SELANGOR | Existing | RYB | BLACK BOX | POLE | CLOSED |  | Unknown |  |  |  |  | 80.000 A |  |  | 6 | Pass | null
381955533 | TNB | DISTRIBUTION | KUALA SELANGOR | Existing | RYB | BLACK BOX | POLE | CLOSED |  | Unknown |  |  |  |  | 80.000 A |  |  | 6 | Pass | null
381955534 | TNB | DISTRIBUTION | KUALA SELANGOR | Existing | RYB | BLACK BOX | POLE | CLOSED |  | Unknown |  |  |  |  | 80.000 A |  |  | 6 | Pass | null
381955535 | TNB | DISTRIBUTION | KUALA SELANGOR | Existing | RYB | BLACK BOX | POLE | CLOSED |  | Unknown |  |  |  |  | 80.000 A |  |  | 6 | Pass | null
381955536 | TNB | DISTRIBUTION | KUALA SELANGOR | Existing | RYB | BLACK BOX | POLE | CLOSED |  | Unknown |  |  |  |  | 80.000 A |  |  | 6 | Pass | null
381955537 | TNB | DISTRIBUTION | KUALA SELANGOR | Existing | RYB | BLACK BOX | POLE | CLOSED |  | Unknown |  |  |  |  | 80.000 A |  |  | 6 | Pass | null
381955538 | TNB | DISTRIBUTION | KUALA SELANGOR | Existing | RYB | BLACK BOX | POLE | CLOSED |  | Unknown |  |  |  |  | 50.000 A |  |  | 6 | Pass | null
381955539 | TNB | DISTRIBUTION | KUALA SELANGOR | Existing | RYB | BLACK BOX | POLE | CLOSED |  | Unknown |  |  |  |  | 80.000 A |  |  | 6 | Pass | null
381955540 | TNB | DISTRIBUTION | KUALA SELANGOR | Existing | RYB | BLACK BOX | POLE | CLOSED |  | Unknown |  |  |  |  | 80.000 A |  |  | 6 | Pass | null
381955541 | TNB | DISTRIBUTION | KUALA SELANGOR | Existing | RYB | BLACK BOX | POLE | CLOSED |  | Unknown |  |  |  |  | 80.000 A |  |  | 6 | Pass | null
381955542 | TNB | DISTRIBUTION | KUALA SELANGOR | Existing | RYB | BLACK BOX | POLE | CLOSED |  | Unknown |  |  |  |  | 80.000 A |  |  | 6 | Pass | null
381955543 | TNB | DISTRIBUTION | KUALA SELANGOR | Existing | RYB | BLACK BOX | POLE | CLOSED |  | Unknown |  |  |  |  | 80.000 A |  |  | 6 | Pass | null
381955544 | TNB | DISTRIBUTION | KUALA SELANGOR | Existing | RYB | BLACK BOX | POLE | CLOSED |  | Unknown |  |  |  |  | 80.000 A |  |  | 6 | Pass | null
381955545 | TNB | DISTRIBUTION | KUALA SELANGOR | Existing | RYB | BLACK BOX | POLE | CLOSED |  | Unknown |  |  |  |  | 80.000 A |  |  | 6 | Pass | null
381955546 | TNB | DISTRIBUTION | KUALA SELANGOR | Existing | RYB | BLACK BOX | POLE | CLOSED |  | Unknown |  |  |  |  | 80.000 A |  |  | 6 | Pass | null
381955547 | TNB | DISTRIBUTION | KUALA SELANGOR | Existing | RYB | BLACK BOX | POLE | CLOSED |  | Unknown |  |  |  |  | 125.000 A |  |  | 6 | Pass | null
381955548 | TNB | DISTRIBUTION | KUALA SELANGOR | Existing | RYB | BLACK BOX | POLE | CLOSED |  | Unknown |  |  |  |  | 80.000 A |  |  | 6 | Pass | null
381955549 | TNB | DISTRIBUTION | KUALA SELANGOR | Existing | RYB | BLACK BOX | POLE | CLOSED |  | Unknown |  |  |  |  | 80.000 A |  |  | 6 | Pass | null
381955550 | TNB | DISTRIBUTION | KUALA SELANGOR | Existing | RYB | BLACK BOX | POLE | CLOSED |  | Unknown |  |  |  |  | 80.000 A |  |  | 6 | Pass | null
381955551 | TNB | DISTRIBUTION | KUALA SELANGOR | Existing | RYB | BLACK BOX | POLE | CLOSED |  | Unknown |  |  |  |  | 80.000 A |  |  | 6 | Pass | null
381955552 | TNB | DISTRIBUTION | KUALA SELANGOR | Existing | RYB | BLACK BOX | POLE | CLOSED |  | Unknown |  |  |  |  | 80.000 A |  |  | 6 | Pass | null
381955553 | TNB | DISTRIBUTION | KUALA SELANGOR | Existing | RYB | BLACK BOX | POLE | CLOSED |  | Unknown |  |  |  |  | 80.000 A |  |  | 6 | Pass | null
381955554 | TNB | DISTRIBUTION | KUALA SELANGOR | Existing | RYB | BLACK BOX | POLE | CLOSED |  | Unknown |  |  |  |  | 80.000 A |  |  | 6 | Pass | null
381955555 | TNB | DISTRIBUTION | KUALA SELANGOR | Existing | RYB | BLACK BOX | POLE | CLOSED |  | Unknown |  |  |  |  | 80.000 A |  |  | 6 | Pass | null
381955556 | TNB | DISTRIBUTION | KUALA SELANGOR | Existing | RYB | BLACK BOX | POLE | CLOSED |  | Unknown |  |  |  |  | 80.000 A |  |  | 6 | Pass | null
381955557 | TNB | DISTRIBUTION | KUALA SELANGOR | Existing | RYB | BLACK BOX | POLE | CLOSED |  | Unknown |  |  |  |  | 80.000 A |  |  | 6 | Pass | null
381955558 | TNB | DISTRIBUTION | KUALA SELANGOR | Existing | RYB | BLACK BOX | POLE | CLOSED |  | Unknown |  |  |  |  | 125.000 A |  |  | 6 | Pass | null
381955559 | TNB | DISTRIBUTION | KUALA SELANGOR | Existing | RYB | BLACK BOX | POLE | CLOSED |  | Unknown |  |  |  |  | 125.000 A |  |  | 3 | Pass | null
381955563 | TNB | DISTRIBUTION | KUALA SELANGOR | Existing | RYB | BLACK BOX | POLE | CLOSED |  | Unknown |  |  |  |  | 125.000 A |  |  | 3 | Pass | null
381955564 | TNB | DISTRIBUTION | KUALA SELANGOR | Existing | RYB | BLACK BOX | POLE | CLOSED |  | Unknown |  |  |  |  | 200.000 A |  |  | 3 | Pass | null
381955565 | TNB | DISTRIBUTION | KUALA SELANGOR | Existing | RYB | BLACK BOX | POLE | CLOSED |  | Unknown |  |  |  |  | 200.000 A |  |  | 3 | Pass | null
381955567 | TNB | DISTRIBUTION | KUALA SELANGOR | Existing | RYB | BLACK BOX | POLE | CLOSED |  | Unknown |  |  |  |  | 125.000 A |  |  | 3 | Pass | null
381955568 | TNB | DISTRIBUTION | KUALA SELANGOR | Existing | RYB | BLACK BOX | POLE | CLOSED |  | Unknown |  |  |  |  | 125.000 A |  |  | 3 | Pass | null
381955569 | TNB | DISTRIBUTION | KUALA SELANGOR | Existing | RYB | BLACK BOX | POLE | CLOSED |  | Unknown |  |  |  |  | 125.000 A |  |  | 3 | Pass | null
381955570 | TNB | DISTRIBUTION | KUALA SELANGOR | Existing | RYB | BLACK BOX | POLE | CLOSED |  | Unknown |  |  |  |  | 125.000 A |  |  | 3 | Pass | null
381955572 | TNB | DISTRIBUTION | KUALA SELANGOR | Existing | RYB | BLACK BOX | POLE | CLOSED |  | Unknown |  |  |  |  | 125.000 A |  |  | 3 | Pass | null
381955573 | TNB | DISTRIBUTION | KUALA SELANGOR | Existing | RYB | BLACK BOX | POLE | CLOSED |  | Unknown |  |  |  |  | 125.000 A |  |  | 6 | Pass | null
381955574 | TNB | DISTRIBUTION | KUALA SELANGOR | Existing | RYB | BLACK BOX | POLE | CLOSED |  | Unknown |  |  |  |  | 125.000 A |  |  | 3 | Pass | null
381955575 | TNB | DISTRIBUTION | KUALA SELANGOR | Existing | RYB | BLACK BOX | POLE | CLOSED |  | Unknown |  |  |  |  | 200.000 A |  |  | 3 | Pass | null
381955576 | TNB | DISTRIBUTION | KUALA SELANGOR | Existing | RYB | BLACK BOX | POLE | CLOSED |  | Unknown |  |  |  |  | 125.000 A |  |  | 3 | Pass | null
381955577 | TNB | DISTRIBUTION | KUALA SELANGOR | Existing | RYB | BLACK BOX | POLE | CLOSED |  | Unknown |  |  |  |  | 200.000 A |  |  | 6 | Pass | null
381955578 | TNB | DISTRIBUTION | KUALA SELANGOR | Existing | RYB | BLACK BOX | POLE | CLOSED |  | Unknown |  |  |  |  | 200.000 A |  |  | 6 | Pass | null
381955579 | TNB | DISTRIBUTION | KUALA SELANGOR | Existing | RYB | BLACK BOX | POLE | CLOSED |  | Unknown |  |  |  |  | 200.000 A |  |  | 6 | Pass | null
381955580 | TNB | DISTRIBUTION | KUALA SELANGOR | Existing | RYB | BLACK BOX | POLE | OPEN |  | Unknown |  |  |  |  | 125.000 A |  |  | 3 | Pass | null
381955581 | TNB | DISTRIBUTION | KUALA SELANGOR | Existing | RYB | BLACK BOX | OTHERS | CLOSED |  | Unknown |  |  |  |  | 80.000 A |  |  | 3 | Pass | null
381955582 | TNB | DISTRIBUTION | KUALA SELANGOR | Existing | RYB | BLACK BOX | OTHERS | CLOSED |  | Unknown |  |  |  |  | 50.000 A |  |  | 3 | Pass | null
381955583 | TNB | DISTRIBUTION | KUALA SELANGOR | Existing | RYB | BLACK BOX | OTHERS | CLOSED |  | Unknown |  |  |  |  | 50.000 A |  |  | 6 | Pass | null
381955584 | TNB | DISTRIBUTION | KUALA SELANGOR | Existing | RYB | BLACK BOX | OTHERS | CLOSED |  | Unknown |  |  |  |  | 50.000 A |  |  | 6 | Pass | null
381955585 | TNB | DISTRIBUTION | KUALA SELANGOR | Existing | RYB | BLACK BOX | POLE | CLOSED |  | Unknown |  |  |  |  | 80.000 A |  |  | 6 | Pass | null
381955586 | TNB | DISTRIBUTION | KUALA SELANGOR | Existing | RYB | BLACK BOX | POLE | CLOSED |  | Unknown |  |  |  |  | 80.000 A |  |  | 6 | Pass | null
381955587 | TNB | DISTRIBUTION | KUALA SELANGOR | Existing | RYB | BLACK BOX | POLE | CLOSED |  | Unknown |  |  |  |  | 80.000 A |  |  | 3 | Pass | null
381955588 | TNB | DISTRIBUTION | KUALA SELANGOR | Existing | RYB | BLACK BOX | POLE | CLOSED |  | Unknown |  |  |  |  | 80.000 A |  |  | 6 | Pass | null
381955589 | TNB | DISTRIBUTION | KUALA SELANGOR | Existing | RYB | BLACK BOX | POLE | CLOSED |  | Unknown |  |  |  |  | 80.000 A |  |  | 6 | Pass | null
381955590 | TNB | DISTRIBUTION | KUALA SELANGOR | Existing | RYB | BLACK BOX | POLE | CLOSED |  | Unknown |  |  |  |  | 80.000 A |  |  | 6 | Pass | null
381955591 | TNB | DISTRIBUTION | KUALA SELANGOR | Existing | RYB | BLACK BOX | POLE | CLOSED |  | Unknown |  |  |  |  | 80.000 A |  |  | 6 | Pass | null
381955592 | TNB | DISTRIBUTION | KUALA SELANGOR | Existing | RYB | BLACK BOX | POLE | CLOSED |  | Unknown |  |  |  |  | 80.000 A |  |  | 6 | Pass | null
381955593 | TNB | DISTRIBUTION | KUALA SELANGOR | Existing | RYB | BLACK BOX | POLE | CLOSED |  | Unknown |  |  |  |  | 80.000 A |  |  | 6 | Pass | null
381957560 | TNB | DISTRIBUTION | KUALA SELANGOR | Existing | RYB | BLACK BOX | POLE | CLOSED |  | Unknown |  |  |  |  | 200.000 A |  |  | 6 | Pass | null
381957561 | TNB | DISTRIBUTION | KUALA SELANGOR | Existing | RYB | BLACK BOX | POLE | CLOSED |  | Unknown |  |  |  |  | 200.000 A |  |  | 6 | Pass | null
381957562 | TNB | DISTRIBUTION | KUALA SELANGOR | Existing | RYB | BLACK BOX | POLE | CLOSED |  | Unknown |  |  |  |  | 50.000 A |  |  | 6 | Pass | null
381957563 | TNB | DISTRIBUTION | KUALA SELANGOR | Existing | RYB | BLACK BOX | POLE | CLOSED |  | Unknown |  |  |  |  | 200.000 A |  |  | 3 | Pass | null
381957564 | TNB | DISTRIBUTION | KUALA SELANGOR | Existing | RYB | BLACK BOX | POLE | CLOSED |  | Unknown |  |  |  |  | 200.000 A |  |  | 6 | Pass | null
381957565 | TNB | DISTRIBUTION | KUALA SELANGOR | Existing | RYB | BLACK BOX | POLE | CLOSED |  | Unknown |  |  |  |  | 125.000 A |  |  | 6 | Pass | null
381957566 | TNB | DISTRIBUTION | KUALA SELANGOR | Existing | RYB | BLACK BOX | POLE | CLOSED |  | Unknown |  |  |  |  | 125.000 A |  |  | 6 | Pass | null
381957567 | TNB | DISTRIBUTION | KUALA SELANGOR | Existing | RYB | BLACK BOX | POLE | CLOSED |  | Unknown |  |  |  |  | 125.000 A |  |  | 6 | Pass | null
381957568 | TNB | DISTRIBUTION | KUALA SELANGOR | Existing | RYB | BLACK BOX | POLE | CLOSED |  | Unknown |  |  |  |  | 200.000 A |  |  | 6 | Pass | null
381957569 | TNB | DISTRIBUTION | KUALA SELANGOR | Existing | RYB | BLACK BOX | POLE | CLOSED |  | Unknown |  |  |  |  | 125.000 A |  |  | 3 | Pass | null
381957570 | TNB | DISTRIBUTION | KUALA SELANGOR | Existing | RYB | BLACK BOX | POLE | CLOSED |  | Unknown |  |  |  |  | 125.000 A |  |  | 3 | Pass | null
381957571 | TNB | DISTRIBUTION | KUALA SELANGOR | Existing | RYB | BLACK BOX | POLE | CLOSED |  | Unknown |  |  |  |  | 125.000 A |  |  | 6 | Pass | null
381957572 | TNB | DISTRIBUTION | KUALA SELANGOR | Existing | RYB | BLACK BOX | POLE | CLOSED |  | Unknown |  |  |  |  | 125.000 A |  |  | 6 | Pass | null
381957573 | TNB | DISTRIBUTION | KUALA SELANGOR | Existing | RYB | BLACK BOX | POLE | CLOSED |  | Unknown |  |  |  |  | 200.000 A |  |  | 6 | Pass | null
381957574 | TNB | DISTRIBUTION | KUALA SELANGOR | Existing | RYB | BLACK BOX | POLE | CLOSED |  | Unknown |  |  |  |  | 125.000 A |  |  | 6 | Pass | null
381957575 | TNB | DISTRIBUTION | KUALA SELANGOR | Existing | RYB | BLACK BOX | POLE | CLOSED |  | Unknown |  |  |  |  | 200.000 A |  |  | 6 | Pass | null
381957576 | TNB | DISTRIBUTION | KUALA SELANGOR | Existing | RYB | BLACK BOX | OTHERS | CLOSED |  | Unknown |  |  |  |  | 200.000 A |  |  | 6 | Pass | null
381957577 | TNB | DISTRIBUTION | KUALA SELANGOR | Existing | RYB | BLACK BOX | POLE | CLOSED |  | Unknown |  |  |  |  | 200.000 A |  |  | 6 | Pass | null
381957578 | TNB | DISTRIBUTION | KUALA SELANGOR | Existing | RYB | BLACK BOX | POLE | OPEN |  | Unknown |  |  |  |  | 200.000 A |  |  | 6 | Pass | null
381957579 | TNB | DISTRIBUTION | KUALA SELANGOR | Existing | RYB | BLACK BOX | POLE | CLOSED |  | Unknown |  |  |  |  | 125.000 A |  |  | 6 | Pass | null
381957580 | TNB | DISTRIBUTION | KUALA SELANGOR | Existing | RYB | BLACK BOX | POLE | CLOSED |  | Unknown |  |  |  |  | 125.000 A |  |  | 6 | Pass | null
381957581 | TNB | DISTRIBUTION | KUALA SELANGOR | Existing | RYB | BLACK BOX | POLE | CLOSED |  | Unknown |  |  |  |  | 125.000 A |  |  | 3 | Pass | null
381957582 | TNB | DISTRIBUTION | KUALA SELANGOR | Existing | RYB | BLACK BOX | POLE | CLOSED |  | Unknown |  |  |  |  | 125.000 A |  |  | 3 | Pass | null
381957583 | TNB | DISTRIBUTION | KUALA SELANGOR | Existing | RYB | BLACK BOX | POLE | CLOSED |  | Unknown |  |  |  |  | 125.000 A |  |  | 6 | Pass | null
381957584 | TNB | DISTRIBUTION | KUALA SELANGOR | Existing | RYB | BLACK BOX | POLE | CLOSED |  | Unknown |  |  |  |  | 200.000 A |  |  | 3 | Pass | null
381957585 | TNB | DISTRIBUTION | KUALA SELANGOR | Existing | RYB | BLACK BOX | POLE | CLOSED |  | Unknown |  |  |  |  | 200.000 A |  |  | 3 | Pass | null
381957586 | TNB | DISTRIBUTION | KUALA SELANGOR | Existing | RYB | BLACK BOX | POLE | CLOSED |  | Unknown |  |  |  |  | 200.000 A |  |  | 6 | Pass | null
381957587 | TNB | DISTRIBUTION | KUALA SELANGOR | Existing | RYB | BLACK BOX | POLE | CLOSED |  | Unknown |  |  |  |  | 200.000 A |  |  | 6 | Pass | null
381957588 | TNB | DISTRIBUTION | KUALA SELANGOR | Existing | RYB | BLACK BOX | POLE | CLOSED |  | Unknown |  |  |  |  | 125.000 A |  |  | 3 | Pass | null
381957589 | TNB | DISTRIBUTION | KUALA SELANGOR | Existing | RYB | BLACK BOX | POLE | CLOSED |  | Unknown |  |  |  |  | 200.000 A |  |  | 6 | Pass | null
381957590 | TNB | DISTRIBUTION | KUALA SELANGOR | Existing | RYB | BLACK BOX | POLE | CLOSED |  | Unknown |  |  |  |  | 200.000 A |  |  | 6 | Pass | null
381957591 | TNB | DISTRIBUTION | KUALA SELANGOR | Existing | RYB | BLACK BOX | POLE | CLOSED |  | Unknown |  |  |  |  | 125.000 A |  | PUNC TIDAK DIKETAHUI | 3 | Pass | null
381957592 | TNB | DISTRIBUTION | KUALA SELANGOR | Existing | RYB | BLACK BOX | POLE | CLOSED |  | Unknown |  |  |  |  | 125.000 A |  |  | 6 | Pass | null
381957593 | TNB | DISTRIBUTION | KUALA SELANGOR | Existing | RYB | BLACK BOX | POLE | CLOSED |  | Unknown |  |  |  |  | 200.000 A |  |  | 6 | Pass | null
381957594 | TNB | DISTRIBUTION | KUALA SELANGOR | Existing | RYB | BLACK BOX | POLE | CLOSED |  | Unknown |  |  |  |  | 125.000 A |  |  | 6 | Pass | null
381957595 | TNB | DISTRIBUTION | KUALA SELANGOR | Existing | RYB | BLACK BOX | POLE | CLOSED |  | Unknown |  |  |  |  | 125.000 A |  |  | 6 | Pass | null
381957596 | TNB | DISTRIBUTION | KUALA SELANGOR | Existing | RYB | BLACK BOX | POLE | CLOSED |  | Unknown |  |  |  |  | 200.000 A |  |  | 6 | Pass | null
381957597 | TNB | DISTRIBUTION | KUALA SELANGOR | Existing | RYB | BLACK BOX | POLE | CLOSED |  | Unknown |  |  |  |  | 200.000 A |  |  | 6 | Pass | null
381957598 | TNB | DISTRIBUTION | KUALA SELANGOR | Existing | RYB | BLACK BOX | POLE | CLOSED |  | Unknown |  |  |  |  | 200.000 A |  |  | 3 | Pass | null
381957599 | TNB | DISTRIBUTION | KUALA SELANGOR | Existing | RYB | BLACK BOX | POLE | OPEN |  | Unknown |  |  |  |  | 200.000 A |  |  | 3 | Pass | null
381957600 | TNB | DISTRIBUTION | KUALA SELANGOR | Existing | RYB | BLACK BOX | POLE | CLOSED |  | Unknown |  |  |  |  | 200.000 A |  |  | 6 | Pass | null
381957601 | TNB | DISTRIBUTION | KUALA SELANGOR | Existing | RYB | BLACK BOX | POLE | CLOSED |  | Unknown |  |  |  |  | 50.000 A |  |  | 6 | Pass | null
381957602 | TNB | DISTRIBUTION | KUALA SELANGOR | Existing | RYB | BLACK BOX | POLE | CLOSED |  | Unknown |  |  |  |  | 200.000 A |  |  | 6 | Pass | null
381957603 | TNB | DISTRIBUTION | KUALA SELANGOR | Existing | RYB | BLACK BOX | POLE | OPEN |  | Unknown |  |  |  |  | 200.000 A |  |  | 6 | Pass | null
381957604 | TNB | DISTRIBUTION | KUALA SELANGOR | Existing | RYB | BLACK BOX | POLE | CLOSED |  | Unknown |  |  |  |  | 200.000 A |  |  | 6 | Pass | null
381957605 | TNB | DISTRIBUTION | KUALA SELANGOR | Existing | RYB | BLACK BOX | POLE | CLOSED |  | Unknown |  |  |  |  | 125.000 A |  |  | 6 | Pass | null
381957606 | TNB | DISTRIBUTION | KUALA SELANGOR | Existing | RYB | BLACK BOX | POLE | CLOSED |  | Unknown |  |  |  |  | 200.000 A |  |  | 6 | Pass | null
381957607 | TNB | DISTRIBUTION | KUALA SELANGOR | Existing | RYB | BLACK BOX | POLE | CLOSED |  | Unknown |  |  |  |  | 200.000 A |  |  | 6 | Pass | null
381957608 | TNB | DISTRIBUTION | KUALA SELANGOR | Existing | RYB | BLACK BOX | POLE | OPEN |  | Unknown |  |  |  |  | 200.000 A |  |  | 6 | Pass | null
381957609 | TNB | DISTRIBUTION | KUALA SELANGOR | Existing | RYB | BLACK BOX | POLE | CLOSED |  | Unknown |  |  |  |  | 200.000 A |  |  | 6 | Pass | null
381957610 | TNB | DISTRIBUTION | KUALA SELANGOR | Existing | RYB | BLACK BOX | POLE | CLOSED |  | Unknown |  |  |  |  | 125.000 A |  |  | 3 | Pass | null
381957611 | TNB | DISTRIBUTION | KUALA SELANGOR | Existing | RYB | BLACK BOX | POLE | CLOSED |  | Unknown |  |  |  |  | 200.000 A |  |  | 6 | Pass | null
381957612 | TNB | DISTRIBUTION | KUALA SELANGOR | Existing | RYB | BLACK BOX | POLE | CLOSED |  | Unknown |  |  |  |  | 125.000 A |  |  | 6 | Pass | null
381957613 | TNB | DISTRIBUTION | KUALA SELANGOR | Existing | RYB | BLACK BOX | POLE | CLOSED |  | Unknown |  |  |  |  | 200.000 A |  |  | 6 | Pass | null
381957614 | TNB | DISTRIBUTION | KUALA SELANGOR | Existing | RYB | BLACK BOX | POLE | CLOSED |  | Unknown |  |  |  |  | 125.000 A |  |  | 6 | Pass | null
381957618 | TNB | DISTRIBUTION | KUALA SELANGOR | Existing | RYB | BLACK BOX | POLE | CLOSED |  | Unknown |  |  |  |  | 200.000 A |  |  | 6 | Pass | null
381957619 | TNB | DISTRIBUTION | KUALA SELANGOR | Existing | RYB | BLACK BOX | POLE | CLOSED |  | Unknown |  |  |  |  | 125.000 A |  |  | 6 | Pass | null
381957620 | TNB | DISTRIBUTION | KUALA SELANGOR | Existing | RYB | BLACK BOX | POLE | OPEN |  | Unknown |  |  |  |  | 200.000 A |  |  | 6 | Pass | null
381957632 | TNB | DISTRIBUTION | KUALA SELANGOR | Existing | RYB | BLACK BOX | POLE | CLOSED |  | Unknown |  |  |  |  | 125.000 A |  |  | 6 | Pass | null
381957633 | TNB | DISTRIBUTION | KUALA SELANGOR | Existing | RYB | BLACK BOX | POLE | CLOSED |  | Unknown |  |  |  |  | 125.000 A |  |  | 6 | Pass | null
381957634 | TNB | DISTRIBUTION | KUALA SELANGOR | Existing | RYB | BLACK BOX | POLE | CLOSED |  | Unknown |  |  |  |  | 50.000 A |  |  | 6 | Pass | null
381957635 | TNB | DISTRIBUTION | KUALA SELANGOR | Existing | RYB | BLACK BOX | POLE | CLOSED |  | Unknown |  |  |  |  | 50.000 A |  |  | 6 | Pass | null
381957637 | TNB | DISTRIBUTION | KUALA SELANGOR | Existing | RYB | BLACK BOX | POLE | CLOSED |  | Unknown |  |  |  |  | 160.000 A |  |  | 6 | Pass | null
381957638 | TNB | DISTRIBUTION | KUALA SELANGOR | Existing | RYB | BLACK BOX | POLE | CLOSED |  | Unknown |  |  |  |  | 125.000 A |  |  | 3 | Pass | null
381957639 | TNB | DISTRIBUTION | KUALA SELANGOR | Existing | RYB | BLACK BOX | POLE | CLOSED |  | Unknown |  |  |  |  | 160.000 A |  |  | 6 | Pass | null
381957640 | TNB | DISTRIBUTION | KUALA SELANGOR | Existing | RYB | BLACK BOX | POLE | CLOSED |  | Unknown |  |  |  |  | 200.000 A |  |  | 6 | Pass | null
381957641 | TNB | DISTRIBUTION | KUALA SELANGOR | Existing | RYB | BLACK BOX | POLE | CLOSED |  | Unknown |  |  |  |  | 200.000 A |  |  | 6 | Pass | null
381957642 | TNB | DISTRIBUTION | KUALA SELANGOR | Existing | RYB | BLACK BOX | POLE | CLOSED |  | Unknown |  |  |  |  | 125.000 A |  |  | 3 | Pass | null
381957643 | TNB | DISTRIBUTION | KUALA SELANGOR | Existing | Unknown | BLACK BOX TRIPLE | POLE | CLOSED |  | Unknown |  |  |  |  | 125.000 A |  |  | 3 | Fail | Please check "Phasing"
381957644 | TNB | DISTRIBUTION | KUALA SELANGOR | Existing | Unknown | BLACK BOX SINGLE | POLE | CLOSED |  | Unknown |  |  |  |  | 125.000 A |  |  | 3 | Fail | Please check "Phasing"
381957650 | TNB | DISTRIBUTION | KUALA SELANGOR | Existing | RYB | BLACK BOX | POLE | CLOSED |  | Unknown |  |  |  |  | 125.000 A |  |  | 3 | Pass | null
381957651 | TNB | DISTRIBUTION | KUALA SELANGOR | Existing | RYB | BLACK BOX | POLE | CLOSED |  | Unknown |  |  |  |  | 125.000 A |  |  | 3 | Pass | null
381957654 | TNB | DISTRIBUTION | KUALA SELANGOR | Existing | RYB | BLACK BOX | POLE | CLOSED |  | Unknown |  |  |  |  | 125.000 A |  |  | 6 | Pass | null
381957655 | TNB | DISTRIBUTION | KUALA SELANGOR | Existing | RYB | BLACK BOX | POLE | CLOSED |  | Unknown |  |  |  |  | 125.000 A |  |  | 3 | Pass | null
381957657 | TNB | DISTRIBUTION | KUALA SELANGOR | Existing | RYB | BLACK BOX | POLE | CLOSED |  | Unknown |  |  |  |  | 125.000 A |  |  | 0 | Pass | null
381957658 | TNB | DISTRIBUTION | KUALA SELANGOR | Existing | RYB | BLACK BOX | POLE | CLOSED |  | Unknown |  |  |  |  | 200.000 A |  |  | 3 | Pass | null
381957659 | TNB | DISTRIBUTION | KUALA SELANGOR | Existing | RYB | BLACK BOX | POLE | CLOSED |  | Unknown |  |  |  |  | 125.000 A |  |  | 6 | Pass | null
381957660 | TNB | DISTRIBUTION | KUALA SELANGOR | Existing | RYB | BLACK BOX | POLE | CLOSED |  | Unknown |  |  |  |  | 125.000 A |  |  | 6 | Pass | null
381957661 | TNB | DISTRIBUTION | KUALA SELANGOR | Existing | RYB | BLACK BOX | POLE | CLOSED |  | Unknown |  |  |  |  | 160.000 A |  |  | 6 | Pass | null
381957664 | TNB | DISTRIBUTION | KUALA SELANGOR | Existing | RYB | BLACK BOX | POLE | CLOSED |  | Unknown |  |  |  |  | 125.000 A |  |  | 6 | Pass | null
381957668 | TNB | DISTRIBUTION | KUALA SELANGOR | Existing | RYB | BLACK BOX | POLE | CLOSED |  | Unknown |  |  |  |  | 125.000 A |  |  | 6 | Pass | null
381957669 | TNB | DISTRIBUTION | KUALA SELANGOR | Existing | RYB | BLACK BOX | POLE | CLOSED |  | Unknown |  |  |  |  | 125.000 A |  |  | 6 | Pass | null
381957671 | TNB | DISTRIBUTION | KUALA SELANGOR | Existing | RYB | BLACK BOX | POLE | CLOSED |  | Unknown |  |  |  |  | 160.000 A |  |  | 6 | Pass | null
381957675 | TNB | DISTRIBUTION | KUALA SELANGOR | Existing | RYB | BLACK BOX | POLE | CLOSED |  | Unknown |  |  |  |  | 160.000 A |  |  | 6 | Pass | null
381957678 | TNB | DISTRIBUTION | KUALA SELANGOR | Existing | RYB | BLACK BOX | POLE | CLOSED |  | Unknown |  |  |  |  | 200.000 A |  |  | 6 | Pass | null
381957679 | TNB | DISTRIBUTION | KUALA SELANGOR | Existing | RYB | BLACK BOX | POLE | CLOSED |  | Unknown |  |  |  |  | 200.000 A |  |  | 6 | Pass | null
381957680 | TNB | DISTRIBUTION | KUALA SELANGOR | Existing | RYB | BLACK BOX | POLE | CLOSED |  | Unknown |  |  |  |  | 200.000 A |  |  | 6 | Pass | null
381957681 | TNB | DISTRIBUTION | KUALA SELANGOR | Existing | RYB | BLACK BOX | POLE | CLOSED |  | Unknown |  |  |  |  | 200.000 A |  |  | 6 | Pass | null
381957682 | TNB | DISTRIBUTION | KUALA SELANGOR | Existing | RYB | BLACK BOX | POLE | CLOSED |  | Unknown |  |  |  |  | 200.000 A |  |  | 6 | Pass | null
381957683 | TNB | DISTRIBUTION | KUALA SELANGOR | Existing | RYB | BLACK BOX | POLE | CLOSED |  | Unknown |  |  |  |  | 125.000 A |  |  | 6 | Pass | null
381957684 | TNB | DISTRIBUTION | KUALA SELANGOR | Existing | RYB | POLE FUSE | POLE | CLOSED |  | Unknown |  |  |  |  | 160.000 A |  |  | 6 | Unfiltered | Please check FME script
381957685 | TNB | DISTRIBUTION | KUALA SELANGOR | Existing | RYB | BLACK BOX | POLE | CLOSED |  | Unknown |  |  |  |  | 200.000 A |  |  | 6 | Pass | null
381957686 | TNB | DISTRIBUTION | KUALA SELANGOR | Existing | RYB | BLACK BOX | POLE | CLOSED |  | Unknown |  |  |  |  | 200.000 A |  |  | 6 | Pass | null
381957687 | TNB | DISTRIBUTION | KUALA SELANGOR | Existing | RYB | BLACK BOX | POLE | CLOSED |  | Unknown |  |  |  |  | 200.000 A |  |  | 6 | Pass | null
381957688 | TNB | DISTRIBUTION | KUALA SELANGOR | Existing | RYB | BLACK BOX | OTHERS | CLOSED |  | Unknown |  |  |  |  | 125.000 A |  |  | 3 | Pass | null
381957692 | TNB | DISTRIBUTION | KUALA SELANGOR | Existing | Unknown | BLACK BOX | POLE | CLOSED |  | Unknown |  |  |  |  | 125.000 A |  |  | 3 | Fail | Please check "Phasing"
381957693 | TNB | DISTRIBUTION | KUALA SELANGOR | Existing | RYB | BLACK BOX | POLE | CLOSED |  | Unknown |  |  |  |  | 125.000 A |  |  | 6 | Pass | null
381957694 | TNB | DISTRIBUTION | KUALA SELANGOR | Existing | RYB | BLACK BOX | POLE | CLOSED |  | Unknown |  |  |  |  | 125.000 A |  |  | 6 | Pass | null
381957695 | TNB | DISTRIBUTION | KUALA SELANGOR | Existing | RYB | BLACK BOX | POLE | CLOSED |  | Unknown |  |  |  |  | 125.000 A |  |  | 6 | Pass | null
381957696 | TNB | DISTRIBUTION | KUALA SELANGOR | Existing | RYB | BLACK BOX | POLE | CLOSED |  | Unknown |  |  |  |  | 125.000 A |  |  | 3 | Pass | null
381957697 | TNB | DISTRIBUTION | KUALA SELANGOR | Existing | RYB | BLACK BOX | OTHERS | CLOSED |  | Unknown |  |  |  |  | 125.000 A |  | 1BBC | 6 | Pass | null
381957699 | TNB | DISTRIBUTION | KUALA SELANGOR | Existing | RYB | POLE FUSE | POLE | CLOSED |  | Unknown |  |  |  |  | 160.000 A |  |  | 3 | Unfiltered | Please check FME script
381957700 | TNB | DISTRIBUTION | KUALA SELANGOR | Existing | RYB | BLACK BOX | POLE | CLOSED |  | Unknown |  |  |  |  | 200.000 A |  |  | 6 | Pass | null
381957701 | TNB | DISTRIBUTION | KUALA SELANGOR | Existing | RYB | BLACK BOX | POLE | CLOSED |  | Unknown |  |  |  |  | 200.000 A |  |  | 6 | Pass | null
381957703 | TNB | DISTRIBUTION | KUALA SELANGOR | Existing | RYB | BLACK BOX | POLE | CLOSED |  | Unknown |  |  |  |  | 50.000 A |  |  | 6 | Pass | null
381957707 | TNB | DISTRIBUTION | KUALA SELANGOR | Existing | RYB | BLACK BOX | POLE | CLOSED |  | Unknown |  |  |  |  | 50.000 A |  |  | 6 | Pass | null
381957711 | TNB | DISTRIBUTION | KUALA SELANGOR | Existing | RYB | BLACK BOX | POLE | CLOSED |  | Unknown |  |  |  |  | 100.000 A |  |  | 6 | Pass | null
381957712 | TNB | DISTRIBUTION | KUALA SELANGOR | Existing | RYB | BLACK BOX | POLE | CLOSED |  | Unknown |  |  |  |  | 100.000 A |  |  | 6 | Pass | null
381957713 | TNB | DISTRIBUTION | KUALA SELANGOR | Existing | RYB | BLACK BOX | POLE | CLOSED |  | Unknown |  |  |  |  | 200.000 A |  |  | 6 | Pass | null
381957714 | TNB | DISTRIBUTION | KUALA SELANGOR | Existing | RYB | BLACK BOX | OTHERS | CLOSED |  | Unknown |  |  |  |  | 200.000 A |  |  | 6 | Pass | null
381957715 | TNB | DISTRIBUTION | KUALA SELANGOR | Existing | RYB | BLACK BOX | OTHERS | CLOSED |  | Unknown |  |  |  |  | 200.000 A |  |  | 6 | Pass | null
381957718 | TNB | DISTRIBUTION | KUALA SELANGOR | Existing | RYB | BLACK BOX | POLE | CLOSED |  | Unknown |  |  |  |  | 125.000 A |  |  | 6 | Pass | null
381957719 | TNB | DISTRIBUTION | KUALA SELANGOR | Existing | RYB | BLACK BOX | POLE | CLOSED |  | Unknown |  |  |  |  | 125.000 A |  |  | 6 | Pass | null
381957720 | TNB | DISTRIBUTION | KUALA SELANGOR | Existing | RYB | BLACK BOX | POLE | CLOSED |  | Unknown |  |  |  |  | 200.000 A |  |  | 6 | Pass | null
381957721 | TNB | DISTRIBUTION | KUALA SELANGOR | Existing | RYB | BLACK BOX | POLE | CLOSED |  | Unknown |  |  |  |  | 200.000 A |  |  | 6 | Pass | null
381957723 | TNB | DISTRIBUTION | KUALA SELANGOR | Existing | RYB | BLACK BOX | POLE | CLOSED |  | Unknown |  |  |  |  | 125.000 A |  |  | 6 | Pass | null
381957724 | TNB | DISTRIBUTION | KUALA SELANGOR | Existing | RYB | BLACK BOX | POLE | CLOSED |  | Unknown |  |  |  |  | 125.000 A |  |  | 6 | Pass | null
381957725 | TNB | DISTRIBUTION | KUALA SELANGOR | Existing | RYB | BLACK BOX | POLE | CLOSED |  | Unknown |  |  |  |  | 200.000 A |  |  | 3 | Pass | null
381957726 | TNB | DISTRIBUTION | KUALA SELANGOR | Existing | RYB | BLACK BOX | POLE | CLOSED |  | Unknown |  |  |  |  | 200.000 A |  |  | 6 | Pass | null
381959385 | TNB | DISTRIBUTION | KUALA SELANGOR | Existing | RYB | BLACK BOX |  | CLOSED | [9 empty] | 3 | Fail | Please check "Mounting"
381959412 | TNB | DISTRIBUTION | KUALA SELANGOR | Existing | RYB | BLACK BOX |  | OPEN | [9 empty] | 3 | Fail | Please check "Mounting"
381959457 | TNB | DISTRIBUTION | KUALA SELANGOR | Existing | RYB | BLACK BOX |  | OPEN | [9 empty] | 3 | Fail | Please check "Mounting"
381959499 | TNB | DISTRIBUTION | KUALA SELANGOR | Existing | RYB | BLACK BOX |  | OPEN | [9 empty] | 3 | Fail | Please check "Mounting"
381959504 | TNB | DISTRIBUTION | KUALA SELANGOR | Existing | RYB | BLACK BOX |  | CLOSED | [9 empty] | 3 | Fail | Please check "Mounting"
381959576 | TNB | DISTRIBUTION | KUALA SELANGOR | Existing | RYB | BLACK BOX |  | OPEN | [9 empty] | 3 | Fail | Please check "Mounting"
381959595 | TNB | DISTRIBUTION | KUALA SELANGOR | Existing | RYB | POLE FUSE |  | OPEN | [9 empty] | 3 | Fail | Please check "Mounting"
381959610 | TNB | DISTRIBUTION | KUALA SELANGOR | Existing | RYB | LV FUSE SWITCH |  | CLOSED | IEC MIDDLE CURVE | FUSES | SPARE |  |  |  | 250.000 A |  |  | 3 | Fail | Please check "Mounting"
381959614 | TNB | DISTRIBUTION | KUALA SELANGOR | Existing | RYB | LV FUSE SWITCH |  | CLOSED | IEC MIDDLE CURVE | FUSES | SPARE |  |  |  | 250.000 A |  |  | 3 | Fail | Please check "Mounting"
381959629 | TNB | DISTRIBUTION | KUALA SELANGOR | Existing | RYB | LV FUSE SWITCH |  | CLOSED | IEC MIDDLE CURVE | FUSES | SPARE |  |  |  | 250.000 A |  |  | 3 | Fail | Please check "Mounting"
381959641 | TNB | DISTRIBUTION | KUALA SELANGOR | Existing | RYB | LV FUSE SWITCH |  | CLOSED | IEC MIDDLE CURVE | FUSES | SPARE |  |  |  | 250.000 A |  |  | 3 | Fail | Please check "Mounting"
381959648 | TNB | DISTRIBUTION | KUALA SELANGOR | Existing | RYB | LV FUSE SWITCH |  | CLOSED | IEC MIDDLE CURVE | FUSES | SPARE |  |  |  | 250.000 A |  |  | 3 | Fail | Please check "Mounting"
381959657 | TNB | DISTRIBUTION | KUALA SELANGOR | Existing | RYB | LV FUSE SWITCH |  | CLOSED | IEC MIDDLE CURVE | FUSES | SPARE |  |  |  | 250.000 A |  |  | 3 | Fail | Please check "Mounting"
381959667 | TNB | DISTRIBUTION | KUALA SELANGOR | Existing | RYB | LV FUSE SWITCH |  | CLOSED | IEC MIDDLE CURVE | FUSES | SPARE |  |  |  | 250.000 A |  |  | 3 | Fail | Please check "Mounting"
381959674 | TNB | DISTRIBUTION | KUALA SELANGOR | Existing | RYB | LV FUSE SWITCH |  | CLOSED | IEC MIDDLE CURVE | FUSES | SPARE |  |  |  | 250.000 A |  |  | 3 | Fail | Please check "Mounting"
381959734 | TNB | DISTRIBUTION | KUALA SELANGOR | Existing | RYB | BLACK BOX |  | CLOSED | [6 empty] | 50.000 A |  |  | 3 | Fail | Please check "Mounting"
381968476 | TNB | DISTRIBUTION | KUALA SELANGOR | Existing | RYB | BLACK BOX | POLE | CLOSED |  | Unknown |  |  |  |  | 80.000 A |  |  | 6 | Pass | null
381968477 | TNB | DISTRIBUTION | KUALA SELANGOR | Existing | RYB | BLACK BOX | POLE | CLOSED |  | Unknown |  |  |  |  | 80.000 A |  |  | 6 | Pass | null
381968478 | TNB | DISTRIBUTION | KUALA SELANGOR | Existing | RYB | BLACK BOX | POLE | CLOSED |  | Unknown |  |  |  |  | 80.000 A |  |  | 6 | Pass | null
381968479 | TNB | DISTRIBUTION | KUALA SELANGOR | Existing | RYB | BLACK BOX | POLE | CLOSED |  | Unknown |  |  |  |  | 80.000 A |  |  | 6 | Pass | null
381968480 | TNB | DISTRIBUTION | KUALA SELANGOR | Existing | RYB | BLACK BOX | POLE | CLOSED |  | Unknown |  |  |  |  | 80.000 A |  |  | 6 | Pass | null
381968481 | TNB | DISTRIBUTION | KUALA SELANGOR | Existing | RYB | BLACK BOX | POLE | CLOSED |  | Unknown |  |  |  |  | 80.000 A |  |  | 6 | Pass | null
381968482 | TNB | DISTRIBUTION | KUALA SELANGOR | Existing | RYB | BLACK BOX | POLE | CLOSED |  | Unknown |  |  |  |  | 80.000 A |  |  | 6 | Pass | null
381968483 | TNB | DISTRIBUTION | KUALA SELANGOR | Existing | RYB | BLACK BOX | POLE | CLOSED |  | Unknown |  |  |  |  | 80.000 A |  |  | 6 | Pass | null
381968484 | TNB | DISTRIBUTION | KUALA SELANGOR | Existing | RYB | BLACK BOX | POLE | CLOSED |  | Unknown |  |  |  |  | 80.000 A |  |  | 6 | Pass | null
381968485 | TNB | DISTRIBUTION | KUALA SELANGOR | Existing | RYB | BLACK BOX | POLE | CLOSED |  | Unknown |  |  |  |  | 80.000 A |  |  | 6 | Pass | null
381968486 | TNB | DISTRIBUTION | KUALA SELANGOR | Existing | RYB | BLACK BOX | POLE | CLOSED |  | Unknown |  |  |  |  | 80.000 A |  |  | 6 | Pass | null
381968487 | TNB | DISTRIBUTION | KUALA SELANGOR | Existing | RYB | BLACK BOX | POLE | CLOSED |  | Unknown |  |  |  |  | 80.000 A |  |  | 6 | Pass | null
381968488 | TNB | DISTRIBUTION | KUALA SELANGOR | Existing | RYB | BLACK BOX | POLE | CLOSED |  | Unknown |  |  |  |  | 80.000 A |  |  | 6 | Pass | null
381968489 | TNB | DISTRIBUTION | KUALA SELANGOR | Existing | RYB | BLACK BOX | OTHERS | CLOSED |  | Unknown |  |  |  |  | 80.000 A |  |  | 6 | Pass | null
381968490 | TNB | DISTRIBUTION | KUALA SELANGOR | Existing | RYB | BLACK BOX | OTHERS | CLOSED |  | Unknown |  |  |  |  | 80.000 A |  |  | 6 | Pass | null
381968491 | TNB | DISTRIBUTION | KUALA SELANGOR | Existing | RYB | BLACK BOX | POLE | CLOSED |  | Unknown |  |  |  |  | 80.000 A |  |  | 6 | Pass | null
381968492 | TNB | DISTRIBUTION | KUALA SELANGOR | Existing | RYB | BLACK BOX | POLE | CLOSED |  | Unknown |  |  |  |  | 80.000 A |  |  | 6 | Pass | null
381968493 | TNB | DISTRIBUTION | KUALA SELANGOR | Existing | RYB | BLACK BOX | POLE | CLOSED |  | Unknown |  |  |  |  | 200.000 A |  |  | 6 | Pass | null
381968494 | TNB | DISTRIBUTION | KUALA SELANGOR | Existing | RYB | BLACK BOX | POLE | CLOSED |  | Unknown |  |  |  |  | 200.000 A |  |  | 6 | Pass | null
381968495 | TNB | DISTRIBUTION | KUALA SELANGOR | Existing | RYB | BLACK BOX | POLE | CLOSED |  | Unknown |  |  |  |  | 80.000 A |  |  | 3 | Pass | null
381968496 | TNB | DISTRIBUTION | KUALA SELANGOR | Existing | RYB | BLACK BOX | POLE | CLOSED |  | Unknown |  |  |  |  | 80.000 A |  |  | 3 | Pass | null
381968497 | TNB | DISTRIBUTION | KUALA SELANGOR | Existing | RYB | BLACK BOX | POLE | CLOSED |  | Unknown |  |  |  |  | 80.000 A |  |  | 3 | Pass | null
381968498 | TNB | DISTRIBUTION | KUALA SELANGOR | Existing | RYB | BLACK BOX | POLE | CLOSED |  | Unknown |  |  |  |  | 80.000 A |  |  | 3 | Pass | null
381968499 | TNB | DISTRIBUTION | KUALA SELANGOR | Existing | RYB | BLACK BOX | POLE | CLOSED |  | Unknown |  |  |  |  | 80.000 A |  |  | 3 | Pass | null
381968500 | TNB | DISTRIBUTION | KUALA SELANGOR | Existing | RYB | BLACK BOX | POLE | CLOSED |  | Unknown |  |  |  |  | 80.000 A |  |  | 3 | Pass | null
381968501 | TNB | DISTRIBUTION | KUALA SELANGOR | Existing | RYB | BLACK BOX | POLE | CLOSED |  | Unknown |  |  |  |  | 80.000 A |  |  | 3 | Pass | null
381968502 | TNB | DISTRIBUTION | KUALA SELANGOR | Existing | RYB | BLACK BOX | POLE | CLOSED |  | Unknown |  |  |  |  | 80.000 A |  |  | 3 | Pass | null
381968503 | TNB | DISTRIBUTION | KUALA SELANGOR | Existing | RYB | BLACK BOX | POLE | CLOSED |  | Unknown |  |  |  |  | 80.000 A |  |  | 3 | Pass | null
381968504 | TNB | DISTRIBUTION | KUALA SELANGOR | Existing | RYB | BLACK BOX | POLE | CLOSED |  | Unknown |  |  |  |  | 80.000 A |  |  | 3 | Pass | null
381968505 | TNB | DISTRIBUTION | KUALA SELANGOR | Existing | RYB | BLACK BOX | POLE | CLOSED |  | Unknown |  |  |  |  | 80.000 A |  |  | 3 | Pass | null
381968506 | TNB | DISTRIBUTION | KUALA SELANGOR | Existing | RYB | BLACK BOX TRIPLE | POLE | CLOSED |  | Unknown |  |  |  |  | 80.000 A |  |  | 3 | Pass | null
381968507 | TNB | DISTRIBUTION | KUALA SELANGOR | Existing | RYB | BLACK BOX | POLE | CLOSED |  | Unknown |  |  |  |  | 80.000 A |  |  | 3 | Pass | null
381968508 | TNB | DISTRIBUTION | KUALA SELANGOR | Existing | RYB | BLACK BOX | POLE | CLOSED |  | Unknown |  |  |  |  | 80.000 A |  |  | 3 | Pass | null
381968509 | TNB | DISTRIBUTION | KUALA SELANGOR | Existing | RYB | BLACK BOX | POLE | CLOSED |  | Unknown |  |  |  |  | 80.000 A |  |  | 3 | Pass | null
381968510 | TNB | DISTRIBUTION | KUALA SELANGOR | Existing | RYB | BLACK BOX | POLE | CLOSED |  | Unknown |  |  |  |  | 80.000 A |  |  | 3 | Pass | null
381968511 | TNB | DISTRIBUTION | KUALA SELANGOR | Existing | RYB | BLACK BOX | POLE | CLOSED |  | Unknown |  |  |  |  | 80.000 A |  |  | 3 | Pass | null
381968512 | TNB | DISTRIBUTION | KUALA SELANGOR | Existing | RYB | BLACK BOX | POLE | CLOSED |  | Unknown |  |  |  |  | 80.000 A |  |  | 3 | Pass | null
381968514 | TNB | DISTRIBUTION | KUALA SELANGOR | Existing | RYB | BLACK BOX | POLE | CLOSED |  | Unknown |  |  |  |  | 125.000 A |  |  | 6 | Pass | null
381968515 | TNB | DISTRIBUTION | KUALA SELANGOR | Existing | RYB | BLACK BOX | OTHERS | CLOSED |  | Unknown |  |  |  |  | 50.000 A |  |  | 6 | Pass | null
381971696 | TNB | DISTRIBUTION | KUALA SELANGOR | Existing | RYB | LV FUSE SWITCH |  | CLOSED | IEC MIDDLE CURVE | FUSES | SPARE |  |  |  | 250.000 A |  |  | 3 | Fail | Please check "Mounting"
381971709 | TNB | DISTRIBUTION | KUALA SELANGOR | Existing | RYB | LV FUSE SWITCH |  | CLOSED | IEC MIDDLE CURVE | FUSES | SPARE |  |  |  | 250.000 A |  |  | 3 | Fail | Please check "Mounting"
381971724 | TNB | DISTRIBUTION | KUALA SELANGOR | Existing | RYB | LV FUSE SWITCH |  | CLOSED | IEC MIDDLE CURVE | FUSES | SPARE |  |  |  | 250.000 A |  |  | 3 | Fail | Please check "Mounting"
381971728 | TNB | DISTRIBUTION | KUALA SELANGOR | Existing | RYB | LV FUSE SWITCH |  | CLOSED | IEC MIDDLE CURVE | FUSES | SPARE |  |  |  | 250.000 A |  |  | 3 | Fail | Please check "Mounting"
381971747 | TNB | DISTRIBUTION | KUALA SELANGOR | Existing | RYB | LV FUSE SWITCH |  | CLOSED | IEC MIDDLE CURVE | FUSES | SPARE |  |  |  | 250.000 A |  |  | 3 | Fail | Please check "Mounting"
381971751 | TNB | DISTRIBUTION | KUALA SELANGOR | Existing | RYB | LV FUSE SWITCH |  | CLOSED | IEC MIDDLE CURVE | FUSES | SPARE |  |  |  | 250.000 A |  |  | 3 | Fail | Please check "Mounting"
381971820 | TNB | DISTRIBUTION | KUALA SELANGOR | Existing | RYB | LV FUSE SWITCH |  | CLOSED | IEC MIDDLE CURVE | FUSES | SPARE |  |  |  | 250.000 A |  |  | 3 | Fail | Please check "Mounting"
381971833 | TNB | DISTRIBUTION | KUALA SELANGOR | Existing | RYB | LV FUSE SWITCH |  | CLOSED | IEC MIDDLE CURVE | FUSES | SPARE |  |  |  | 250.000 A |  |  | 3 | Fail | Please check "Mounting"
381971848 | TNB | DISTRIBUTION | KUALA SELANGOR | Existing | RYB | LV FUSE SWITCH |  | CLOSED | IEC MIDDLE CURVE | FUSES | SPARE |  |  |  | 250.000 A |  |  | 3 | Fail | Please check "Mounting"
381971852 | TNB | DISTRIBUTION | KUALA SELANGOR | Existing | RYB | LV FUSE SWITCH |  | CLOSED | IEC MIDDLE CURVE | FUSES | SPARE |  |  |  | 250.000 A |  |  | 3 | Fail | Please check "Mounting"
381971871 | TNB | DISTRIBUTION | KUALA SELANGOR | Existing | RYB | LV FUSE SWITCH |  | CLOSED | IEC MIDDLE CURVE | FUSES | SPARE |  |  |  | 250.000 A |  |  | 3 | Fail | Please check "Mounting"
381971875 | TNB | DISTRIBUTION | KUALA SELANGOR | Existing | RYB | LV FUSE SWITCH |  | CLOSED | IEC MIDDLE CURVE | FUSES | SPARE |  |  |  | 250.000 A |  |  | 3 | Fail | Please check "Mounting"
381971960 | TNB | DISTRIBUTION | KUALA SELANGOR | Existing | RYB | LV FUSE SWITCH |  | CLOSED | IEC MIDDLE CURVE | FUSES | SPARE |  |  |  | 250.000 A |  |  | 3 | Fail | Please check "Mounting"
381971973 | TNB | DISTRIBUTION | KUALA SELANGOR | Existing | RYB | LV FUSE SWITCH |  | CLOSED | IEC MIDDLE CURVE | FUSES | SPARE |  |  |  | 250.000 A |  |  | 3 | Fail | Please check "Mounting"
381971988 | TNB | DISTRIBUTION | KUALA SELANGOR | Existing | RYB | LV FUSE SWITCH |  | CLOSED | IEC MIDDLE CURVE | FUSES | SPARE |  |  |  | 250.000 A |  |  | 3 | Fail | Please check "Mounting"
381971992 | TNB | DISTRIBUTION | KUALA SELANGOR | Existing | RYB | LV FUSE SWITCH |  | CLOSED | IEC MIDDLE CURVE | FUSES | SPARE |  |  |  | 250.000 A |  |  | 3 | Fail | Please check "Mounting"
381972011 | TNB | DISTRIBUTION | KUALA SELANGOR | Existing | RYB | LV FUSE SWITCH |  | CLOSED | IEC MIDDLE CURVE | FUSES | SPARE |  |  |  | 250.000 A |  |  | 3 | Fail | Please check "Mounting"
381972015 | TNB | DISTRIBUTION | KUALA SELANGOR | Existing | RYB | LV FUSE SWITCH |  | CLOSED | IEC MIDDLE CURVE | FUSES | SPARE |  |  |  | 250.000 A |  |  | 3 | Fail | Please check "Mounting"
381972024 | TNB | DISTRIBUTION | KUALA SELANGOR | Existing | RYB | LV FUSE SWITCH |  | CLOSED | IEC MIDDLE CURVE | FUSES | SPARE |  |  |  | 250.000 A |  |  | 3 | Fail | Please check "Mounting"
381972029 | TNB | DISTRIBUTION | KUALA SELANGOR | Existing | RYB | LV FUSE SWITCH |  | CLOSED | IEC MIDDLE CURVE | FUSES | SPARE |  |  |  | 250.000 A |  |  | 3 | Fail | Please check "Mounting"
381972053 | TNB | DISTRIBUTION | KUALA SELANGOR | Existing | RYB | LV FUSE SWITCH |  | CLOSED | IEC MIDDLE CURVE | FUSES | SPARE |  |  |  | 250.000 A |  |  | 3 | Fail | Please check "Mounting"
381972060 | TNB | DISTRIBUTION | KUALA SELANGOR | Existing | RYB | LV FUSE SWITCH |  | CLOSED | IEC MIDDLE CURVE | FUSES | SPARE |  |  |  | 250.000 A |  |  | 3 | Fail | Please check "Mounting"
381972064 | TNB | DISTRIBUTION | KUALA SELANGOR | Existing | RYB | LV FUSE SWITCH |  | CLOSED | IEC MIDDLE CURVE | FUSES | SPARE |  |  |  | 250.000 A |  |  | 3 | Fail | Please check "Mounting"
381972072 | TNB | DISTRIBUTION | KUALA SELANGOR | Existing | RYB | LV FUSE SWITCH |  | CLOSED | IEC MIDDLE CURVE | FUSES | SPARE |  |  |  | 250.000 A |  |  | 3 | Fail | Please check "Mounting"
381972077 | TNB | DISTRIBUTION | KUALA SELANGOR | Existing | RYB | LV FUSE SWITCH |  | CLOSED | IEC MIDDLE CURVE | FUSES | SPARE |  |  |  | 250.000 A |  |  | 3 | Fail | Please check "Mounting"
381972091 | TNB | DISTRIBUTION | KUALA SELANGOR | Existing | RYB | LV FUSE SWITCH |  | CLOSED | IEC MIDDLE CURVE | FUSES | SPARE |  |  |  | 250.000 A |  |  | 3 | Fail | Please check "Mounting"
381972102 | TNB | DISTRIBUTION | KUALA SELANGOR | Existing | RYB | LV FUSE SWITCH |  | CLOSED | IEC MIDDLE CURVE | FUSES | SPARE |  |  |  | 250.000 A |  |  | 3 | Fail | Please check "Mounting"
381972107 | TNB | DISTRIBUTION | KUALA SELANGOR | Existing | RYB | LV FUSE SWITCH |  | CLOSED | IEC MIDDLE CURVE | FUSES | SPARE |  |  |  | 250.000 A |  |  | 3 | Fail | Please check "Mounting"
381972131 | TNB | DISTRIBUTION | KUALA SELANGOR | Existing | RYB | LV FUSE SWITCH |  | CLOSED | IEC MIDDLE CURVE | FUSES | SPARE |  |  |  | 250.000 A |  |  | 3 | Fail | Please check "Mounting"
381972138 | TNB | DISTRIBUTION | KUALA SELANGOR | Existing | RYB | LV FUSE SWITCH |  | CLOSED | IEC MIDDLE CURVE | FUSES | SPARE |  |  |  | 250.000 A |  |  | 3 | Fail | Please check "Mounting"
381972142 | TNB | DISTRIBUTION | KUALA SELANGOR | Existing | RYB | LV FUSE SWITCH |  | CLOSED | IEC MIDDLE CURVE | FUSES | SPARE |  |  |  | 250.000 A |  |  | 3 | Fail | Please check "Mounting"
381972150 | TNB | DISTRIBUTION | KUALA SELANGOR | Existing | RYB | LV FUSE SWITCH |  | CLOSED | IEC MIDDLE CURVE | FUSES | SPARE |  |  |  | 250.000 A |  |  | 3 | Fail | Please check "Mounting"
381972155 | TNB | DISTRIBUTION | KUALA SELANGOR | Existing | RYB | LV FUSE SWITCH |  | CLOSED | IEC MIDDLE CURVE | FUSES | SPARE |  |  |  | 250.000 A |  |  | 3 | Fail | Please check "Mounting"
381972169 | TNB | DISTRIBUTION | KUALA SELANGOR | Existing | RYB | LV FUSE SWITCH |  | CLOSED | IEC MIDDLE CURVE | FUSES | SPARE |  |  |  | 250.000 A |  |  | 3 | Fail | Please check "Mounting"
381972258 | TNB | DISTRIBUTION | KUALA SELANGOR | Existing | RYB | LV FUSE SWITCH |  | CLOSED | IEC MIDDLE CURVE | FUSES | SPARE |  |  |  | 250.000 A |  |  | 3 | Fail | Please check "Mounting"
381972263 | TNB | DISTRIBUTION | KUALA SELANGOR | Existing | RYB | LV FUSE SWITCH |  | CLOSED | IEC MIDDLE CURVE | FUSES | SPARE |  |  |  | 250.000 A |  |  | 3 | Fail | Please check "Mounting"
381972287 | TNB | DISTRIBUTION | KUALA SELANGOR | Existing | RYB | LV FUSE SWITCH |  | CLOSED | IEC MIDDLE CURVE | FUSES | SPARE |  |  |  | 250.000 A |  |  | 3 | Fail | Please check "Mounting"
381972294 | TNB | DISTRIBUTION | KUALA SELANGOR | Existing | RYB | LV FUSE SWITCH |  | CLOSED | IEC MIDDLE CURVE | FUSES | SPARE |  |  |  | 250.000 A |  |  | 3 | Fail | Please check "Mounting"
381972298 | TNB | DISTRIBUTION | KUALA SELANGOR | Existing | RYB | LV FUSE SWITCH |  | CLOSED | IEC MIDDLE CURVE | FUSES | SPARE |  |  |  | 250.000 A |  |  | 3 | Fail | Please check "Mounting"
381972306 | TNB | DISTRIBUTION | KUALA SELANGOR | Existing | RYB | LV FUSE SWITCH |  | CLOSED | IEC MIDDLE CURVE | FUSES | SPARE |  |  |  | 250.000 A |  |  | 3 | Fail | Please check "Mounting"
381972311 | TNB | DISTRIBUTION | KUALA SELANGOR | Existing | RYB | LV FUSE SWITCH |  | CLOSED | IEC MIDDLE CURVE | FUSES | SPARE |  |  |  | 250.000 A |  |  | 3 | Fail | Please check "Mounting"
381972325 | TNB | DISTRIBUTION | KUALA SELANGOR | Existing | RYB | LV FUSE SWITCH |  | CLOSED | IEC MIDDLE CURVE | FUSES | SPARE |  |  |  | 250.000 A |  |  | 3 | Fail | Please check "Mounting"
381972334 | TNB | DISTRIBUTION | KUALA SELANGOR | Existing | RYB | LV FUSE SWITCH |  | CLOSED | IEC MIDDLE CURVE | FUSES | SPARE |  |  |  | 250.000 A |  |  | 3 | Fail | Please check "Mounting"
381972347 | TNB | DISTRIBUTION | KUALA SELANGOR | Existing | RYB | LV FUSE SWITCH |  | CLOSED | IEC MIDDLE CURVE | FUSES | SPARE |  |  |  | 250.000 A |  |  | 3 | Fail | Please check "Mounting"
381972362 | TNB | DISTRIBUTION | KUALA SELANGOR | Existing | RYB | LV FUSE SWITCH |  | CLOSED | IEC MIDDLE CURVE | FUSES | SPARE |  |  |  | 250.000 A |  |  | 3 | Fail | Please check "Mounting"
381972366 | TNB | DISTRIBUTION | KUALA SELANGOR | Existing | RYB | LV FUSE SWITCH |  | CLOSED | IEC MIDDLE CURVE | FUSES | SPARE |  |  |  | 250.000 A |  |  | 3 | Fail | Please check "Mounting"
381972385 | TNB | DISTRIBUTION | KUALA SELANGOR | Existing | RYB | LV FUSE SWITCH |  | CLOSED | IEC MIDDLE CURVE | FUSES | SPARE |  |  |  | 250.000 A |  |  | 3 | Fail | Please check "Mounting"
381972389 | TNB | DISTRIBUTION | KUALA SELANGOR | Existing | RYB | LV FUSE SWITCH |  | CLOSED | IEC MIDDLE CURVE | FUSES | SPARE |  |  |  | 250.000 A |  |  | 3 | Fail | Please check "Mounting"
381972398 | TNB | DISTRIBUTION | KUALA SELANGOR | Existing | RYB | LV FUSE SWITCH |  | CLOSED | IEC MIDDLE CURVE | FUSES | SPARE |  |  |  | 250.000 A |  |  | 3 | Fail | Please check "Mounting"
381972403 | TNB | DISTRIBUTION | KUALA SELANGOR | Existing | RYB | LV FUSE SWITCH |  | CLOSED | IEC MIDDLE CURVE | FUSES | SPARE |  |  |  | 250.000 A |  |  | 3 | Fail | Please check "Mounting"
381972427 | TNB | DISTRIBUTION | KUALA SELANGOR | Existing | RYB | LV FUSE SWITCH |  | CLOSED | IEC MIDDLE CURVE | FUSES | SPARE |  |  |  | 250.000 A |  |  | 3 | Fail | Please check "Mounting"
381972434 | TNB | DISTRIBUTION | KUALA SELANGOR | Existing | RYB | LV FUSE SWITCH |  | CLOSED | IEC MIDDLE CURVE | FUSES | SPARE |  |  |  | 250.000 A |  |  | 3 | Fail | Please check "Mounting"
381972438 | TNB | DISTRIBUTION | KUALA SELANGOR | Existing | RYB | LV FUSE SWITCH |  | CLOSED | IEC MIDDLE CURVE | FUSES | SPARE |  |  |  | 250.000 A |  |  | 3 | Fail | Please check "Mounting"
381972446 | TNB | DISTRIBUTION | KUALA SELANGOR | Existing | RYB | LV FUSE SWITCH |  | CLOSED | IEC MIDDLE CURVE | FUSES | SPARE |  |  |  | 250.000 A |  |  | 3 | Fail | Please check "Mounting"
381972451 | TNB | DISTRIBUTION | KUALA SELANGOR | Existing | RYB | LV FUSE SWITCH |  | CLOSED | IEC MIDDLE CURVE | FUSES | SPARE |  |  |  | 250.000 A |  |  | 3 | Fail | Please check "Mounting"
381972465 | TNB | DISTRIBUTION | KUALA SELANGOR | Existing | RYB | LV FUSE SWITCH |  | CLOSED | IEC MIDDLE CURVE | FUSES | SPARE |  |  |  | 250.000 A |  |  | 3 | Fail | Please check "Mounting"
381972476 | TNB | DISTRIBUTION | KUALA SELANGOR | Existing | RYB | LV FUSE SWITCH |  | CLOSED | IEC MIDDLE CURVE | FUSES | SPARE |  |  |  | 250.000 A |  |  | 3 | Fail | Please check "Mounting"
381972481 | TNB | DISTRIBUTION | KUALA SELANGOR | Existing | RYB | LV FUSE SWITCH |  | CLOSED | IEC MIDDLE CURVE | FUSES | SPARE |  |  |  | 250.000 A |  |  | 3 | Fail | Please check "Mounting"
381972505 | TNB | DISTRIBUTION | KUALA SELANGOR | Existing | RYB | LV FUSE SWITCH |  | CLOSED | IEC MIDDLE CURVE | FUSES | SPARE |  |  |  | 250.000 A |  |  | 3 | Fail | Please check "Mounting"
381972512 | TNB | DISTRIBUTION | KUALA SELANGOR | Existing | RYB | LV FUSE SWITCH |  | CLOSED | IEC MIDDLE CURVE | FUSES | SPARE |  |  |  | 250.000 A |  |  | 3 | Fail | Please check "Mounting"
381972516 | TNB | DISTRIBUTION | KUALA SELANGOR | Existing | RYB | LV FUSE SWITCH |  | CLOSED | IEC MIDDLE CURVE | FUSES | SPARE |  |  |  | 250.000 A |  |  | 3 | Fail | Please check "Mounting"
381972524 | TNB | DISTRIBUTION | KUALA SELANGOR | Existing | RYB | LV FUSE SWITCH |  | CLOSED | IEC MIDDLE CURVE | FUSES | SPARE |  |  |  | 250.000 A |  |  | 3 | Fail | Please check "Mounting"
381972529 | TNB | DISTRIBUTION | KUALA SELANGOR | Existing | RYB | LV FUSE SWITCH |  | CLOSED | IEC MIDDLE CURVE | FUSES | SPARE |  |  |  | 250.000 A |  |  | 3 | Fail | Please check "Mounting"
381972543 | TNB | DISTRIBUTION | KUALA SELANGOR | Existing | RYB | LV FUSE SWITCH |  | CLOSED | IEC MIDDLE CURVE | FUSES | SPARE |  |  |  | 250.000 A |  |  | 3 | Fail | Please check "Mounting"
382103795 | TNB | DISTRIBUTION | KUALA SELANGOR | Existing | RYB | BLACK BOX | POLE | CLOSED |  | Unknown |  |  |  |  | 125.000 A |  |  | 6 | Pass | null
382103796 | TNB | DISTRIBUTION | KUALA SELANGOR | Existing | RYB | BLACK BOX | POLE | CLOSED |  | Unknown |  |  |  |  | 125.000 A |  |  | 6 | Pass | null
382103797 | TNB | DISTRIBUTION | KUALA SELANGOR | Existing | RYB | BLACK BOX | POLE | CLOSED |  | Unknown |  |  |  |  | 60.000 A |  |  | 3 | Pass | null
382103798 | TNB | DISTRIBUTION | KUALA SELANGOR | Existing | RYB | BLACK BOX | POLE | CLOSED |  | Unknown |  |  |  |  | 125.000 A |  |  | 6 | Pass | null
382103799 | TNB | DISTRIBUTION | KUALA SELANGOR | Existing | RYB | BLACK BOX | POLE | CLOSED |  | Unknown |  |  |  |  | 125.000 A |  |  | 6 | Pass | null
382103801 | TNB | DISTRIBUTION | KUALA SELANGOR | Existing | RYB | BLACK BOX | POLE | CLOSED |  | Unknown |  |  |  |  | 125.000 A |  |  | 6 | Pass | null
382103803 | TNB | DISTRIBUTION | KUALA SELANGOR | Existing | RYB | BLACK BOX | POLE | CLOSED |  | Unknown |  |  |  |  | 200.000 A |  |  | 3 | Pass | null
382103804 | TNB | DISTRIBUTION | KUALA SELANGOR | Existing | RYB | BLACK BOX | POLE | CLOSED |  | Unknown |  |  |  |  | 200.000 A |  |  | 6 | Pass | null
382103805 | TNB | DISTRIBUTION | KUALA SELANGOR | Existing | RYB | BLACK BOX | POLE | OPEN |  | Unknown |  |  |  |  | 125.000 A |  |  | 6 | Pass | null
382103806 | TNB | DISTRIBUTION | KUALA SELANGOR | Existing | RYB | BLACK BOX | POLE | CLOSED |  | Unknown |  |  |  |  | 50.000 A |  | 0 | 3 | Pass | null
382103807 | TNB | DISTRIBUTION | KUALA SELANGOR | Existing | RYB | BLACK BOX | POLE | CLOSED |  | Unknown |  |  |  |  | 125.000 A |  |  | 6 | Pass | null
382103808 | TNB | DISTRIBUTION | KUALA SELANGOR | Existing | RYB | BLACK BOX | POLE | CLOSED |  | Unknown |  |  |  |  | 125.000 A |  |  | 3 | Pass | null
382103809 | TNB | DISTRIBUTION | KUALA SELANGOR | Existing | RYB | BLACK BOX | POLE | CLOSED |  | Unknown |  |  |  |  | 200.000 A |  |  | 3 | Pass | null
382103810 | TNB | DISTRIBUTION | KUALA SELANGOR | Existing | RYB | BLACK BOX | POLE | CLOSED |  | Unknown |  |  |  |  | 200.000 A |  |  | 6 | Pass | null
382103811 | TNB | DISTRIBUTION | KUALA SELANGOR | Existing | RYB | BLACK BOX | POLE | CLOSED |  | Unknown |  |  |  |  | 200.000 A |  |  | 3 | Pass | null
382103812 | TNB | DISTRIBUTION | KUALA SELANGOR | Existing | RYB | BLACK BOX | POLE | CLOSED |  | Unknown |  |  |  |  | 200.000 A |  |  | 6 | Pass | null
382103813 | TNB | DISTRIBUTION | KUALA SELANGOR | Existing | R | BLACK BOX | POLE | CLOSED |  | Unknown |  |  |  |  | 200.000 A |  |  | 3 | Pass | null
382103814 | TNB | DISTRIBUTION | KUALA SELANGOR | Existing | RYB | BLACK BOX | POLE | CLOSED |  | Unknown |  |  |  |  | 200.000 A |  |  | 6 | Pass | null
382103815 | TNB | DISTRIBUTION | KUALA SELANGOR | Existing | R | BLACK BOX | POLE | CLOSED |  | Unknown |  |  |  |  | 125.000 A |  |  | 3 | Pass | null
382103816 | TNB | DISTRIBUTION | KUALA SELANGOR | Existing | R | BLACK BOX | POLE | CLOSED |  | Unknown |  |  |  |  | 125.000 A |  |  | 3 | Pass | null
382103817 | TNB | DISTRIBUTION | KUALA SELANGOR | Existing | R | BLACK BOX | POLE | CLOSED |  | Unknown |  |  |  |  | 50.000 A |  |  | 3 | Pass | null
382103821 | TNB | DISTRIBUTION | KUALA SELANGOR | Existing | R | BLACK BOX | POLE | CLOSED |  | Unknown |  |  |  |  | 60.000 A |  |  | 3 | Pass | null
382103822 | TNB | DISTRIBUTION | KUALA SELANGOR | Existing | RYB | BLACK BOX | POLE | CLOSED |  | Unknown |  |  |  |  | 125.000 A |  |  | 3 | Pass | null
382103823 | TNB | DISTRIBUTION | KUALA SELANGOR | Existing | RYB | BLACK BOX | POLE | CLOSED |  | Unknown |  |  |  |  | 125.000 A |  |  | 3 | Pass | null
382103824 | TNB | DISTRIBUTION | KUALA SELANGOR | Existing | R | BLACK BOX | POLE | CLOSED |  | Unknown |  |  |  |  | 125.000 A |  |  | 3 | Pass | null
382103825 | TNB | DISTRIBUTION | KUALA SELANGOR | Existing | R | BLACK BOX | POLE | CLOSED |  | Unknown |  |  |  |  | 125.000 A |  |  | 3 | Pass | null
382103826 | TNB | DISTRIBUTION | KUALA SELANGOR | Existing | R | BLACK BOX | POLE | CLOSED |  | Unknown |  |  |  |  | 125.000 A |  |  | 3 | Pass | null
382103827 | TNB | DISTRIBUTION | KUALA SELANGOR | Existing | R | BLACK BOX | POLE | CLOSED |  | Unknown |  |  |  |  | 125.000 A |  |  | 3 | Pass | null
382103828 | TNB | DISTRIBUTION | KUALA SELANGOR | Existing | R | BLACK BOX | POLE | CLOSED |  | Unknown |  |  |  |  | 125.000 A |  |  | 3 | Pass | null
382103829 | TNB | DISTRIBUTION | KUALA SELANGOR | Existing | RYB | BLACK BOX | POLE | CLOSED |  | Unknown |  |  |  |  | 200.000 A |  |  | 6 | Pass | null
382103830 | TNB | DISTRIBUTION | KUALA SELANGOR | Existing | RYB | BLACK BOX | POLE | CLOSED |  | Unknown |  |  |  |  | 200.000 A |  |  | 6 | Pass | null
382103831 | TNB | DISTRIBUTION | KUALA SELANGOR | Existing | RYB | BLACK BOX | POLE | CLOSED |  | Unknown |  |  |  |  | 200.000 A |  |  | 6 | Pass | null
382103832 | TNB | DISTRIBUTION | KUALA SELANGOR | Existing | RYB | BLACK BOX | POLE | CLOSED |  | Unknown |  |  |  |  | 200.000 A |  |  | 6 | Pass | null
382103834 | TNB | DISTRIBUTION | KUALA SELANGOR | Existing | RYB | BLACK BOX SINGLE | POLE | CLOSED |  | Unknown |  |  |  |  | 50.000 A |  |  | 3 | Pass | null
382103835 | TNB | DISTRIBUTION | KUALA SELANGOR | Existing | RYB | BLACK BOX | POLE | CLOSED |  | Unknown |  |  |  |  | 100.000 A |  |  | 3 | Pass | null
382103836 | TNB | DISTRIBUTION | KUALA SELANGOR | Existing | RYB | BLACK BOX | POLE | CLOSED |  | Unknown |  |  |  |  | 200.000 A |  |  | 6 | Pass | null
382103839 | TNB | DISTRIBUTION | KUALA SELANGOR | Existing | RYB | BLACK BOX | POLE | CLOSED |  | N/A |  |  |  |  | 200.000 A |  |  | 6 | Pass | null
382103840 | TNB | DISTRIBUTION | KUALA SELANGOR | Existing | RYB | BLACK BOX | POLE | CLOSED |  | N/A |  |  |  |  | 125.000 A |  |  | 6 | Pass | null
382103841 | TNB | DISTRIBUTION | KUALA SELANGOR | Existing | RYB | BLACK BOX | POLE | CLOSED |  | N/A |  |  |  |  | 200.000 A |  |  | 3 | Pass | null
382103842 | TNB | DISTRIBUTION | KUALA SELANGOR | Existing | RYB | BLACK BOX | POLE | CLOSED |  | N/A |  |  |  |  | 125.000 A |  |  | 3 | Pass | null
382103843 | TNB | DISTRIBUTION | KUALA SELANGOR | Existing | RYB | BLACK BOX | POLE | CLOSED |  | N/A |  |  |  |  | 200.000 A |  |  | 3 | Pass | null
382103844 | TNB | DISTRIBUTION | KUALA SELANGOR | Existing | RYB | BLACK BOX | POLE | CLOSED |  | N/A |  |  |  |  | 200.000 A |  |  | 3 | Pass | null
382103845 | TNB | DISTRIBUTION | KUALA SELANGOR | Existing | RYB | BLACK BOX | POLE | CLOSED |  | N/A |  |  |  |  | 200.000 A |  |  | 3 | Pass | null
382103846 | TNB | DISTRIBUTION | KUALA SELANGOR | Existing | RYB | BLACK BOX | POLE | CLOSED |  | N/A |  |  |  |  | 200.000 A |  |  | 3 | Pass | null
382103847 | TNB | DISTRIBUTION | KUALA SELANGOR | Existing | RYB | BLACK BOX | OTHERS | CLOSED |  | N/A |  |  |  |  | 125.000 A |  |  | 3 | Pass | null
382103848 | TNB | DISTRIBUTION | KUALA SELANGOR | Existing | RYB | BLACK BOX | OTHERS | CLOSED |  | N/A |  |  |  |  | 50.000 A |  |  | 3 | Pass | null
382103850 | TNB | DISTRIBUTION | KUALA SELANGOR | Existing | RYB | BLACK BOX | POLE | CLOSED |  | N/A |  |  |  |  | 125.000 A |  |  | 6 | Pass | null
382103851 | TNB | DISTRIBUTION | KUALA SELANGOR | Existing | RYB | BLACK BOX | POLE | CLOSED |  | N/A |  |  |  |  | 125.000 A |  |  | 3 | Pass | null
382103852 | TNB | DISTRIBUTION | KUALA SELANGOR | Existing | RYB | BLACK BOX | POLE | CLOSED |  | N/A |  |  |  |  | 125.000 A |  |  | 3 | Pass | null
382103855 | TNB | DISTRIBUTION | KUALA SELANGOR | Existing | RYB | BLACK BOX | POLE | CLOSED |  | N/A |  |  |  |  | 125.000 A |  |  | 6 | Pass | null
382103856 | TNB | DISTRIBUTION | KUALA SELANGOR | Existing | RYB | BLACK BOX | POLE | CLOSED |  | N/A |  |  |  |  | 125.000 A |  |  | 6 | Pass | null
382103857 | TNB | DISTRIBUTION | KUALA SELANGOR | Existing | RYB | BLACK BOX | POLE | CLOSED |  | N/A |  |  |  |  | 125.000 A |  |  | 6 | Pass | null
382103858 | TNB | DISTRIBUTION | KUALA SELANGOR | Existing | RYB | BLACK BOX | POLE | OPEN |  | N/A |  |  |  |  | 125.000 A |  |  | 6 | Pass | null
382103860 | TNB | DISTRIBUTION | KUALA SELANGOR | Existing | RYB | BLACK BOX | POLE | CLOSED |  | N/A |  |  |  |  | 125.000 A |  |  | 6 | Pass | null
382103861 | TNB | DISTRIBUTION | KUALA SELANGOR | Existing | RYB | BLACK BOX | POLE | CLOSED |  | N/A |  |  |  |  | 125.000 A |  |  | 6 | Pass | null
382103862 | TNB | DISTRIBUTION | KUALA SELANGOR | Existing | RYB | BLACK BOX | POLE | CLOSED |  | N/A |  |  |  |  | 125.000 A |  |  | 6 | Pass | null
382109875 | TNB | DISTRIBUTION | KUALA SELANGOR | Existing | RYB | BLACK BOX | POLE | CLOSED |  | N/A |  |  |  |  | 125.000 A |  |  | 3 | Pass | null
382109876 | TNB | DISTRIBUTION | KUALA SELANGOR | Existing | RYB | BLACK BOX TRIPLE | POLE | CLOSED |  | N/A |  |  |  |  | 200.000 A |  |  | 3 | Pass | null
382109877 | TNB | DISTRIBUTION | KUALA SELANGOR | Existing | RYB | BLACK BOX | POLE | CLOSED |  | N/A |  |  |  |  | 200.000 A |  |  | 3 | Pass | null
382109880 | TNB | DISTRIBUTION | KUALA SELANGOR | Existing | RYB | BLACK BOX | POLE | CLOSED |  | N/A |  |  |  |  | 200.000 A |  |  | 3 | Pass | null
382109881 | TNB | DISTRIBUTION | KUALA SELANGOR | Existing | Unknown | BLACK BOX TRIPLE | POLE | CLOSED |  | N/A |  |  |  |  | 200.000 A |  |  | 3 | Fail | Please check "Phasing"
382109882 | TNB | DISTRIBUTION | KUALA SELANGOR | Existing | RYB | BLACK BOX | POLE | CLOSED |  | N/A |  |  |  |  | 200.000 A |  |  | 3 | Pass | null
382109883 | TNB | DISTRIBUTION | KUALA SELANGOR | Existing | RYB | BLACK BOX | POLE | CLOSED |  | N/A |  |  |  |  | 200.000 A |  |  | 3 | Pass | null
382109884 | TNB | DISTRIBUTION | KUALA SELANGOR | Existing | RYB | BLACK BOX | POLE | CLOSED |  | N/A |  |  |  |  | 125.000 A |  |  | 3 | Pass | null
382109885 | TNB | DISTRIBUTION | KUALA SELANGOR | Existing | RYB | BLACK BOX | POLE | CLOSED |  | N/A |  |  |  |  | 125.000 A |  |  | 3 | Pass | null
382109886 | TNB | DISTRIBUTION | KUALA SELANGOR | Existing | RYB | BLACK BOX | POLE | CLOSED |  | N/A |  |  |  |  | 125.000 A |  |  | 3 | Pass | null
382109887 | TNB | DISTRIBUTION | KUALA SELANGOR | Existing | RYB | BLACK BOX | POLE | CLOSED |  | N/A |  |  |  |  | 200.000 A |  |  | 3 | Pass | null
382109888 | TNB | DISTRIBUTION | KUALA SELANGOR | Existing | RYB | BLACK BOX | POLE | CLOSED |  | N/A |  |  |  |  | 200.000 A |  |  | 6 | Pass | null
382109889 | TNB | DISTRIBUTION | KUALA SELANGOR | Existing | RYB | BLACK BOX | POLE | CLOSED |  | N/A |  |  |  |  | 200.000 A |  |  | 3 | Pass | null
382109890 | TNB | DISTRIBUTION | KUALA SELANGOR | Existing | RYB | BLACK BOX | POLE | CLOSED |  | N/A |  |  |  |  | 125.000 A |  |  | 6 | Pass | null
382109891 | TNB | DISTRIBUTION | KUALA SELANGOR | Existing | RYB | BLACK BOX | POLE | OPEN |  | N/A |  |  |  |  | 200.000 A |  |  | 6 | Pass | null
382109892 | TNB | DISTRIBUTION | KUALA SELANGOR | Existing | RYB | BLACK BOX | POLE | CLOSED |  | N/A |  |  |  |  | 125.000 A |  |  | 3 | Pass | null
382109895 | TNB | DISTRIBUTION | KUALA SELANGOR | Existing | RYB | BLACK BOX | POLE | CLOSED |  | N/A |  |  |  |  | 200.000 A |  |  | 6 | Pass | null
382109896 | TNB | DISTRIBUTION | KUALA SELANGOR | Existing | RYB | BLACK BOX | OTHERS | CLOSED |  | N/A |  |  |  |  | 50.000 A |  |  | 3 | Pass | null
382109897 | TNB | DISTRIBUTION | KUALA SELANGOR | Existing | RYB | BLACK BOX | POLE | CLOSED |  | N/A |  |  |  |  | 125.000 A |  |  | 3 | Pass | null
382109898 | TNB | DISTRIBUTION | KUALA SELANGOR | Existing | RYB | BLACK BOX | POLE | CLOSED |  | N/A |  |  |  |  | 50.000 A |  |  | 3 | Pass | null
382109899 | TNB | DISTRIBUTION | KUALA SELANGOR | Existing | RYB | BLACK BOX | POLE | CLOSED |  | N/A |  |  |  |  | 50.000 A |  |  | 6 | Pass | null
382109900 | TNB | DISTRIBUTION | KUALA SELANGOR | Existing | RYB | BLACK BOX | OTHERS | CLOSED |  | N/A |  |  |  |  | 80.000 A |  | 13-15 | 6 | Pass | null
382109902 | TNB | DISTRIBUTION | KUALA SELANGOR | Existing | RYB | BLACK BOX | POLE | CLOSED |  | N/A |  |  |  |  | 80.000 A |  |  | 6 | Pass | null
382109903 | TNB | DISTRIBUTION | KUALA SELANGOR | Existing | RYB | BLACK BOX | POLE | CLOSED |  | N/A |  |  |  |  | 80.000 A |  |  | 6 | Pass | null
382109905 | TNB | DISTRIBUTION | KUALA SELANGOR | Existing | RYB | BLACK BOX | POLE | CLOSED |  | N/A |  |  |  |  | 80.000 A |  |  | 3 | Pass | null
382109906 | TNB | DISTRIBUTION | KUALA SELANGOR | Existing | RYB | BLACK BOX | POLE | CLOSED |  | N/A |  |  |  |  | 80.000 A |  |  | 3 | Pass | null
382109907 | TNB | DISTRIBUTION | KUALA SELANGOR | Existing | R | BLACK BOX | POLE | CLOSED |  | N/A |  |  |  |  | 80.000 A |  |  | 1 | Pass | null
382109908 | TNB | DISTRIBUTION | KUALA SELANGOR | Existing | RYB | BLACK BOX | POLE | CLOSED |  | N/A |  |  |  |  | 80.000 A |  |  | 6 | Pass | null
382109909 | TNB | DISTRIBUTION | KUALA SELANGOR | Existing | RYB | BLACK BOX | POLE | CLOSED |  | N/A |  |  |  |  | 80.000 A |  |  | 6 | Pass | null
382109910 | TNB | DISTRIBUTION | KUALA SELANGOR | Existing | RYB | BLACK BOX | POLE | CLOSED |  | N/A |  |  |  |  | 80.000 A |  |  | 6 | Pass | null
382109911 | TNB | DISTRIBUTION | KUALA SELANGOR | Existing | RYB | BLACK BOX | POLE | CLOSED |  | N/A |  |  |  |  | 80.000 A |  |  | 6 | Pass | null
382109912 | TNB | DISTRIBUTION | KUALA SELANGOR | Existing | RYB | BLACK BOX | POLE | CLOSED |  | N/A |  |  |  |  | 80.000 A |  |  | 6 | Pass | null
382109913 | TNB | DISTRIBUTION | KUALA SELANGOR | Existing | RYB | BLACK BOX | POLE | CLOSED |  | N/A |  |  |  |  | 80.000 A |  |  | 6 | Pass | null
382109914 | TNB | DISTRIBUTION | KUALA SELANGOR | Existing | RYB | BLACK BOX | POLE | CLOSED |  | N/A |  |  |  |  | 80.000 A |  |  | 6 | Pass | null
382109915 | TNB | DISTRIBUTION | KUALA SELANGOR | Existing | R | BLACK BOX | POLE | CLOSED |  | N/A |  |  |  |  | 200.000 A |  |  | 3 | Pass | null
382109917 | TNB | DISTRIBUTION | KUALA SELANGOR | Existing | RYB | BLACK BOX | POLE | CLOSED |  | N/A |  |  |  |  | 200.000 A |  |  | 6 | Pass | null
382109918 | TNB | DISTRIBUTION | KUALA SELANGOR | Existing | RYB | BLACK BOX | POLE | CLOSED |  | N/A |  |  |  |  | 80.000 A |  |  | 3 | Pass | null
382109919 | TNB | DISTRIBUTION | KUALA SELANGOR | Existing | RYB | BLACK BOX | POLE | CLOSED |  | N/A |  |  |  |  | 80.000 A |  |  | 3 | Pass | null
382109920 | TNB | DISTRIBUTION | KUALA SELANGOR | Existing | RYB | BLACK BOX | POLE | CLOSED |  | N/A |  |  |  |  | 80.000 A |  |  | 3 | Pass | null
382109921 | TNB | DISTRIBUTION | KUALA SELANGOR | Existing | RYB | BLACK BOX | POLE | CLOSED |  | N/A |  |  |  |  | 80.000 A |  |  | 3 | Pass | null
382109922 | TNB | DISTRIBUTION | KUALA SELANGOR | Existing | RYB | BLACK BOX | POLE | CLOSED |  | N/A |  |  |  |  | 80.000 A |  |  | 3 | Pass | null
382109923 | TNB | DISTRIBUTION | KUALA SELANGOR | Existing | RYB | BLACK BOX | POLE | CLOSED |  | N/A |  |  |  |  | 80.000 A |  |  | 3 | Pass | null
382109924 | TNB | DISTRIBUTION | KUALA SELANGOR | Existing | RYB | BLACK BOX | POLE | CLOSED |  | N/A |  |  |  |  | 80.000 A |  |  | 3 | Pass | null
382109925 | TNB | DISTRIBUTION | KUALA SELANGOR | Existing | RYB | BLACK BOX | POLE | CLOSED |  | N/A |  |  |  |  | 80.000 A |  |  | 3 | Pass | null
382109926 | TNB | DISTRIBUTION | KUALA SELANGOR | Existing | RYB | BLACK BOX | POLE | CLOSED |  | N/A |  |  |  |  | 80.000 A |  |  | 3 | Pass | null
382109927 | TNB | DISTRIBUTION | KUALA SELANGOR | Existing | RYB | BLACK BOX | POLE | CLOSED |  | N/A |  |  |  |  | 80.000 A |  |  | 3 | Pass | null
382109928 | TNB | DISTRIBUTION | KUALA SELANGOR | Existing | RYB | BLACK BOX | POLE | CLOSED |  | N/A |  |  |  |  | 80.000 A |  |  | 3 | Pass | null
382109929 | TNB | DISTRIBUTION | KUALA SELANGOR | Existing | RYB | BLACK BOX | POLE | CLOSED |  | N/A |  |  |  |  | 80.000 A |  |  | 3 | Pass | null
382109931 | TNB | DISTRIBUTION | KUALA SELANGOR | Existing | R | BLACK BOX | POLE | OPEN |  | N/A |  |  |  |  | 200.000 A |  |  | 1 | Pass | null
382109932 | TNB | DISTRIBUTION | KUALA SELANGOR | Existing | RYB | BLACK BOX TRIPLE | POLE | CLOSED |  | N/A |  |  |  |  | 200.000 A |  |  | 3 | Pass | null
382109933 | TNB | DISTRIBUTION | KUALA SELANGOR | Existing | RYB | BLACK BOX | POLE | CLOSED |  | N/A |  |  |  |  | 200.000 A |  |  | 6 | Pass | null
382109934 | TNB | DISTRIBUTION | KUALA SELANGOR | Existing | RYB | BLACK BOX | OTHERS | CLOSED |  | N/A |  |  |  |  | 200.000 A |  | KEDAI PERABOT GAYA SDN BHD | 3 | Pass | null
382109935 | TNB | DISTRIBUTION | KUALA SELANGOR | Existing | RYB | BLACK BOX TRIPLE | POLE | CLOSED |  | N/A |  |  |  |  | 200.000 A |  | KEDAI PERABOT GAYA SDN BHD | 3 | Pass | null
382109936 | TNB | DISTRIBUTION | KUALA SELANGOR | Existing | RYB | BLACK BOX TRIPLE | POLE | CLOSED |  | N/A |  |  |  |  | 200.000 A |  | KEDAI PERABOT GAYA SDN BHD | 3 | Pass | null
382109937 | TNB | DISTRIBUTION | KUALA SELANGOR | Existing | RYB | BLACK BOX TRIPLE | OTHERS | CLOSED |  | N/A |  |  |  |  | 200.000 A |  |  | 3 | Pass | null
382109938 | TNB | DISTRIBUTION | KUALA SELANGOR | Existing | RYB | BLACK BOX TRIPLE | OTHERS | CLOSED |  | N/A |  |  |  |  | 200.000 A |  |  | 3 | Pass | null
382109939 | TNB | DISTRIBUTION | KUALA SELANGOR | Existing | RYB | BLACK BOX | POLE | CLOSED |  | N/A |  |  |  |  | 50.000 A |  |  | 3 | Pass | null
382109940 | TNB | DISTRIBUTION | KUALA SELANGOR | Existing | RYB | BLACK BOX TRIPLE | OTHERS | CLOSED |  | N/A |  |  |  |  | 125.000 A |  |  | 3 | Pass | null
382109941 | TNB | DISTRIBUTION | KUALA SELANGOR | Existing | RYB | BLACK BOX TRIPLE | OTHERS | CLOSED |  | N/A |  |  |  |  | 125.000 A |  |  | 3 | Pass | null
382109942 | TNB | DISTRIBUTION | KUALA SELANGOR | Existing | RYB | BLACK BOX | POLE | CLOSED |  | N/A |  |  |  |  | 125.000 A |  |  | 3 | Pass | null
382109943 | TNB | DISTRIBUTION | KUALA SELANGOR | Existing | RYB | BLACK BOX | POLE | CLOSED |  | N/A |  |  |  |  | 50.000 A |  |  | 3 | Pass | null
382109944 | TNB | DISTRIBUTION | KUALA SELANGOR | Existing | R | BLACK BOX | OTHERS | CLOSED |  | N/A |  |  |  |  | 50.000 A |  |  | 1 | Pass | null
382109945 | TNB | DISTRIBUTION | KUALA SELANGOR | Existing | RYB | BLACK BOX | POLE | CLOSED |  | N/A |  |  |  |  | 80.000 A |  |  | 3 | Pass | null
382109946 | TNB | DISTRIBUTION | KUALA SELANGOR | Existing | RYB | BLACK BOX | POLE | CLOSED |  | N/A |  |  |  |  | 80.000 A |  |  | 3 | Pass | null
382109947 | TNB | DISTRIBUTION | KUALA SELANGOR | Existing | RYB | BLACK BOX | POLE | CLOSED |  | N/A |  |  |  |  | 80.000 A |  |  | 3 | Pass | null
382109948 | TNB | DISTRIBUTION | KUALA SELANGOR | Existing | RYB | BLACK BOX | POLE | CLOSED |  | N/A |  |  |  |  | 80.000 A |  |  | 3 | Pass | null
382109949 | TNB | DISTRIBUTION | KUALA SELANGOR | Existing | RYB | BLACK BOX | POLE | CLOSED |  | N/A |  |  |  |  | 80.000 A |  |  | 3 | Pass | null
382109950 | TNB | DISTRIBUTION | KUALA SELANGOR | Existing | RYB | BLACK BOX | POLE | CLOSED |  | N/A |  |  |  |  | 200.000 A |  |  | 3 | Pass | null
382109951 | TNB | DISTRIBUTION | KUALA SELANGOR | Existing | RYB | BLACK BOX | POLE | CLOSED |  | N/A |  |  |  |  | 200.000 A |  |  | 3 | Pass | null
382109952 | TNB | DISTRIBUTION | KUALA SELANGOR | Existing | RYB | BLACK BOX | POLE | CLOSED |  | N/A |  |  |  |  | 200.000 A |  |  | 6 | Pass | null
382109953 | TNB | DISTRIBUTION | KUALA SELANGOR | Existing | RYB | BLACK BOX | POLE | CLOSED |  | N/A |  |  |  |  | 125.000 A |  |  | 3 | Pass | null
382109954 | TNB | DISTRIBUTION | KUALA SELANGOR | Existing | RYB | BLACK BOX | POLE | CLOSED |  | N/A |  |  |  |  | 125.000 A |  |  | 3 | Pass | null
382109955 | TNB | DISTRIBUTION | KUALA SELANGOR | Existing | R | BLACK BOX | POLE | CLOSED |  | N/A |  |  |  |  | 125.000 A |  |  | 1 | Pass | null
382109956 | TNB | DISTRIBUTION | KUALA SELANGOR | Existing | RYB | BLACK BOX | POLE | CLOSED |  | N/A |  |  |  |  | 125.000 A |  |  | 6 | Pass | null
382109957 | TNB | DISTRIBUTION | KUALA SELANGOR | Existing | RYB | BLACK BOX | POLE | CLOSED |  | N/A |  |  |  |  | 200.000 A |  |  | 3 | Pass | null
382109958 | TNB | DISTRIBUTION | KUALA SELANGOR | Existing | R | BLACK BOX | POLE | CLOSED |  | N/A |  |  |  |  | 125.000 A |  |  | 1 | Pass | null
382109964 | TNB | DISTRIBUTION | KUALA SELANGOR | Existing | RYB | BLACK BOX | POLE | OPEN |  | N/A |  |  |  |  | 80.000 A |  |  | 3 | Pass | null
382109965 | TNB | DISTRIBUTION | KUALA SELANGOR | Existing | RYB | BLACK BOX | POLE | CLOSED |  | N/A |  |  |  |  | 200.000 A |  |  | 3 | Pass | null
382109966 | TNB | DISTRIBUTION | KUALA SELANGOR | Existing | RYB | BLACK BOX | OTHERS | CLOSED |  | N/A |  |  |  |  | 200.000 A |  |  | 6 | Pass | null
382109967 | TNB | DISTRIBUTION | KUALA SELANGOR | Existing | RYB | BLACK BOX | OTHERS | CLOSED |  | N/A |  |  |  |  | 200.000 A |  |  | 3 | Pass | null
382109968 | TNB | DISTRIBUTION | KUALA SELANGOR | Existing | RYB | BLACK BOX | POLE | CLOSED |  | N/A |  |  |  |  | 80.000 A |  |  | 3 | Pass | null
382109969 | TNB | DISTRIBUTION | KUALA SELANGOR | Existing | RYB | BLACK BOX | POLE | CLOSED |  | N/A |  |  |  |  | 80.000 A |  |  | 3 | Pass | null
382109970 | TNB | DISTRIBUTION | KUALA SELANGOR | Existing | RYB | BLACK BOX | POLE | CLOSED |  | N/A |  |  |  |  | 200.000 A |  |  | 3 | Pass | null
382109971 | TNB | DISTRIBUTION | KUALA SELANGOR | Existing | RYB | BLACK BOX | POLE | CLOSED |  | N/A |  |  |  |  | 80.000 A |  |  | 6 | Pass | null
382109972 | TNB | DISTRIBUTION | KUALA SELANGOR | Existing | RYB | BLACK BOX | POLE | CLOSED |  | N/A |  |  |  |  | 80.000 A |  |  | 3 | Pass | null
382109974 | TNB | DISTRIBUTION | KUALA SELANGOR | Existing | RYB | BLACK BOX | POLE | CLOSED |  | N/A |  |  |  |  | 200.000 A |  |  | 3 | Pass | null
382109976 | TNB | DISTRIBUTION | KUALA SELANGOR | Existing | RYB | BLACK BOX | POLE | CLOSED |  | N/A |  |  |  |  | 200.000 A |  |  | 3 | Pass | null
382109977 | TNB | DISTRIBUTION | KUALA SELANGOR | Existing | RYB | BLACK BOX | POLE | CLOSED |  | N/A |  |  |  |  | 50.000 A |  |  | 3 | Pass | null
382109978 | TNB | DISTRIBUTION | KUALA SELANGOR | Existing | RYB | BLACK BOX | POLE | CLOSED |  | N/A |  |  |  |  | 50.000 A |  |  | 6 | Pass | null
382109979 | TNB | DISTRIBUTION | KUALA SELANGOR | Existing | RYB | BLACK BOX | POLE | CLOSED |  | N/A |  |  |  |  | 50.000 A |  |  | 6 | Pass | null
382109980 | TNB | DISTRIBUTION | KUALA SELANGOR | Existing | RYB | BLACK BOX | POLE | CLOSED |  | N/A |  |  |  |  | 200.000 A |  |  | 3 | Pass | null
382109981 | TNB | DISTRIBUTION | KUALA SELANGOR | Existing | RYB | BLACK BOX | POLE | CLOSED |  | N/A |  |  |  |  | 125.000 A |  | KANDANG LEMBU | 3 | Pass | null
382109982 | TNB | DISTRIBUTION | KUALA SELANGOR | Existing | RYB | BLACK BOX TRIPLE | POLE | CLOSED |  | N/A |  |  |  |  | 125.000 A |  | KANDANG LEMBU | 3 | Pass | null
382109984 | TNB | DISTRIBUTION | KUALA SELANGOR | Existing | R | BLACK BOX | POLE | CLOSED |  | N/A |  |  |  |  | 125.000 A |  |  | 3 | Pass | null
382109986 | TNB | DISTRIBUTION | KUALA SELANGOR | Existing | RYB | BLACK BOX | POLE | CLOSED |  | N/A |  |  |  |  | 125.000 A |  |  | 3 | Pass | null
382109987 | TNB | DISTRIBUTION | KUALA SELANGOR | Existing | RYB | BLACK BOX | POLE | CLOSED |  | N/A |  |  |  |  | 200.000 A |  |  | 6 | Pass | null
382109988 | TNB | DISTRIBUTION | KUALA SELANGOR | Existing | RYB | BLACK BOX | POLE | CLOSED |  | N/A |  |  |  |  | 125.000 A |  |  | 3 | Pass | null
382109989 | TNB | DISTRIBUTION | KUALA SELANGOR | Existing | RYB | BLACK BOX | POLE | CLOSED |  | N/A |  |  |  |  | 125.000 A |  |  | 3 | Pass | null
382109990 | TNB | DISTRIBUTION | KUALA SELANGOR | Existing | RYB | BLACK BOX | POLE | CLOSED |  | N/A |  |  |  |  | 200.000 A |  |  | 6 | Pass | null
382109991 | TNB | DISTRIBUTION | KUALA SELANGOR | Existing | RYB | BLACK BOX | POLE | CLOSED |  | N/A |  |  |  |  | 50.000 A |  |  | 3 | Pass | null
382109992 | TNB | DISTRIBUTION | KUALA SELANGOR | Existing | RYB | BLACK BOX | POLE | CLOSED |  | N/A |  |  |  |  | 50.000 A |  |  | 3 | Pass | null
382109993 | TNB | DISTRIBUTION | KUALA SELANGOR | Existing | RYB | BLACK BOX | POLE | CLOSED |  | N/A |  |  |  |  | 200.000 A |  |  | 3 | Pass | null
382109994 | TNB | DISTRIBUTION | KUALA SELANGOR | Existing | RYB | BLACK BOX | POLE | CLOSED |  | N/A |  |  |  |  | 200.000 A |  |  | 3 | Pass | null
382109995 | TNB | DISTRIBUTION | KUALA SELANGOR | Existing | RYB | BLACK BOX | POLE | CLOSED |  | N/A |  |  |  |  | 125.000 A |  |  | 3 | Pass | null
382109996 | TNB | DISTRIBUTION | KUALA SELANGOR | Existing | RYB | BLACK BOX | POLE | CLOSED |  | N/A |  |  |  |  | 125.000 A |  |  | 3 | Pass | null
382109997 | TNB | DISTRIBUTION | KUALA SELANGOR | Existing | RYB | BLACK BOX | POLE | CLOSED |  | N/A |  |  |  |  | 125.000 A |  |  | 3 | Pass | null
382109998 | TNB | DISTRIBUTION | KUALA SELANGOR | Existing | RYB | BLACK BOX | POLE | CLOSED |  | N/A |  |  |  |  | 200.000 A |  |  | 3 | Pass | null
382109999 | TNB | DISTRIBUTION | KUALA SELANGOR | Existing | RYB | BLACK BOX | POLE | CLOSED |  | N/A |  |  |  |  | 200.000 A |  |  | 3 | Pass | null
382110000 | TNB | DISTRIBUTION | KUALA SELANGOR | Existing | RYB | BLACK BOX TRIPLE | POLE | CLOSED |  | N/A |  |  |  |  | 125.000 A |  |  | 3 | Pass | null
382110001 | TNB | DISTRIBUTION | KUALA SELANGOR | Existing | RYB | BLACK BOX | POLE | CLOSED |  | N/A |  |  |  |  | 200.000 A |  |  | 6 | Pass | null
382110002 | TNB | DISTRIBUTION | KUALA SELANGOR | Existing | Unknown | BLACK BOX | POLE | CLOSED |  | N/A |  |  |  |  | 125.000 A |  |  | 0 | Fail | Please check "Phasing"
382110003 | TNB | DISTRIBUTION | KUALA SELANGOR | Existing | RYB | BLACK BOX | POLE | CLOSED |  | N/A |  |  |  |  | 200.000 A |  |  | 3 | Pass | null
382110004 | TNB | DISTRIBUTION | KUALA SELANGOR | Existing | RYB | BLACK BOX | POLE | CLOSED |  | N/A |  |  |  |  | 200.000 A |  |  | 3 | Pass | null
382110005 | TNB | DISTRIBUTION | KUALA SELANGOR | Existing | RYB | BLACK BOX | POLE | CLOSED |  | N/A |  |  |  |  | 200.000 A |  |  | 6 | Pass | null
382110008 | TNB | DISTRIBUTION | KUALA SELANGOR | Existing | RYB | BLACK BOX | POLE | OPEN |  | N/A |  |  |  |  | 200.000 A |  |  | 3 | Pass | null
382110009 | TNB | DISTRIBUTION | KUALA SELANGOR | Existing | RYB | BLACK BOX | POLE | CLOSED |  | N/A |  |  |  |  | 200.000 A |  |  | 3 | Pass | null
382110010 | TNB | DISTRIBUTION | KUALA SELANGOR | Existing | RYB | BLACK BOX | POLE | CLOSED |  | N/A |  |  |  |  | 50.000 A |  |  | 3 | Pass | null
382110012 | TNB | DISTRIBUTION | KUALA SELANGOR | Existing | RYB | BLACK BOX | POLE | CLOSED |  | N/A |  |  |  |  | 200.000 A |  |  | 3 | Pass | null
382110013 | TNB | DISTRIBUTION | KUALA SELANGOR | Existing | RYB | BLACK BOX | POLE | CLOSED |  | N/A |  |  |  |  | 125.000 A |  |  | 3 | Pass | null
382110014 | TNB | DISTRIBUTION | KUALA SELANGOR | Existing | RYB | BLACK BOX | POLE | CLOSED |  | N/A |  |  |  |  | 125.000 A |  |  | 3 | Pass | null
382110015 | TNB | DISTRIBUTION | KUALA SELANGOR | Existing | RYB | BLACK BOX | POLE | CLOSED |  | N/A |  |  |  |  | 50.000 A |  |  | 3 | Pass | null
382110016 | TNB | DISTRIBUTION | KUALA SELANGOR | Existing | RYB | BLACK BOX | POLE | CLOSED |  | N/A |  |  |  |  | 200.000 A |  |  | 3 | Pass | null
382110017 | TNB | DISTRIBUTION | KUALA SELANGOR | Existing | R | BLACK BOX | POLE | CLOSED |  | N/A |  |  |  |  | 125.000 A |  |  | 3 | Pass | null
382110018 | TNB | DISTRIBUTION | KUALA SELANGOR | Existing | R | BLACK BOX | POLE | CLOSED |  | N/A |  |  |  |  | 200.000 A |  |  | 3 | Pass | null
382110019 | TNB | DISTRIBUTION | KUALA SELANGOR | Existing | RYB | BLACK BOX | POLE | CLOSED |  | N/A |  |  |  |  | 200.000 A |  |  | 6 | Pass | null
382110020 | TNB | DISTRIBUTION | KUALA SELANGOR | Existing | R | BLACK BOX | POLE | CLOSED |  | N/A |  |  |  |  | 200.000 A |  |  | 3 | Pass | null
382110021 | TNB | DISTRIBUTION | KUALA SELANGOR | Existing | RYB | BLACK BOX | POLE | CLOSED |  | Unknown |  |  |  |  | 100.000 A |  |  | 6 | Pass | null
382110022 | TNB | DISTRIBUTION | KUALA SELANGOR | Existing | RYB | BLACK BOX | POLE | CLOSED |  | Unknown |  |  |  |  | 200.000 A |  |  | 6 | Pass | null
382110023 | TNB | DISTRIBUTION | KUALA SELANGOR | Existing | RYB | BLACK BOX | POLE | CLOSED |  | Unknown |  |  |  |  | 200.000 A |  |  | 6 | Pass | null
382110024 | TNB | DISTRIBUTION | KUALA SELANGOR | Existing | RYB | BLACK BOX | POLE | CLOSED |  | Unknown |  |  |  |  | 200.000 A |  |  | 6 | Pass | null
382110025 | TNB | DISTRIBUTION | KUALA SELANGOR | Existing | RYB | BLACK BOX | POLE | CLOSED |  | Unknown |  |  |  |  | 200.000 A |  |  | 6 | Pass | null
382110026 | TNB | DISTRIBUTION | KUALA SELANGOR | Existing | RYB | BLACK BOX | POLE | CLOSED |  | Unknown |  |  |  |  | 200.000 A |  |  | 6 | Pass | null
382110027 | TNB | DISTRIBUTION | KUALA SELANGOR | Existing | RYB | BLACK BOX | POLE | CLOSED |  | Unknown |  |  |  |  | 125.000 A |  |  | 6 | Pass | null
382110029 | TNB | DISTRIBUTION | KUALA SELANGOR | Existing | RYB | BLACK BOX | POLE | CLOSED |  | Unknown |  |  |  |  | 200.000 A |  |  | 6 | Pass | null
382110030 | TNB | DISTRIBUTION | KUALA SELANGOR | Existing | RYB | BLACK BOX TRIPLE | POLE | CLOSED |  | Unknown |  |  |  |  | 125.000 A |  |  | 3 | Pass | null
382110031 | TNB | DISTRIBUTION | KUALA SELANGOR | Existing | RYB | BLACK BOX | POLE | CLOSED |  | Unknown |  |  |  |  | 200.000 A |  |  | 6 | Pass | null
382110032 | TNB | DISTRIBUTION | KUALA SELANGOR | Existing | RYB | BLACK BOX TRIPLE | POLE | CLOSED |  | Unknown |  |  |  |  | 125.000 A |  |  | 3 | Pass | null
382110033 | TNB | DISTRIBUTION | KUALA SELANGOR | Existing | RYB | BLACK BOX | POLE | CLOSED |  | Unknown |  |  |  |  | 125.000 A |  |  | 6 | Pass | null
382110034 | TNB | DISTRIBUTION | KUALA SELANGOR | Existing | Unknown | LV FUSE SWITCH | POLE | CLOSED |  | Unknown |  |  |  |  | 50.000 A |  |  | 0 | Fail | Please check "Phasing"
382110035 | TNB | DISTRIBUTION | KUALA SELANGOR | Existing | RYB | BLACK BOX | POLE | CLOSED |  | Unknown |  |  |  |  | 125.000 A |  |  | 6 | Pass | null
382110036 | TNB | DISTRIBUTION | KUALA SELANGOR | Existing | RYB | BLACK BOX | POLE | CLOSED |  | Unknown |  |  |  |  | 125.000 A |  |  | 6 | Pass | null
382110037 | TNB | DISTRIBUTION | KUALA SELANGOR | Existing | RYB | BLACK BOX | POLE | CLOSED |  | Unknown |  |  |  |  | 125.000 A |  |  | 6 | Pass | null
382110038 | TNB | DISTRIBUTION | KUALA SELANGOR | Existing | RYB | BLACK BOX | POLE | CLOSED |  | Unknown |  |  |  |  | 125.000 A |  |  | 6 | Pass | null
382110039 | TNB | DISTRIBUTION | KUALA SELANGOR | Existing | RYB | BLACK BOX | POLE | CLOSED |  | Unknown |  |  |  |  | 125.000 A |  |  | 6 | Pass | null
382110040 | TNB | DISTRIBUTION | KUALA SELANGOR | Existing | RYB | BLACK BOX | POLE | CLOSED |  | Unknown |  |  |  |  | 125.000 A |  |  | 6 | Pass | null
382110041 | TNB | DISTRIBUTION | KUALA SELANGOR | Existing | RYB | BLACK BOX | POLE | CLOSED |  | Unknown |  |  |  |  | 125.000 A |  |  | 6 | Pass | null
382110042 | TNB | DISTRIBUTION | KUALA SELANGOR | Existing | RYB | BLACK BOX | OTHERS | OPEN |  | Unknown |  |  |  |  | 80.000 A |  |  | 3 | Pass | null
382110043 | TNB | DISTRIBUTION | KUALA SELANGOR | Existing | RYB | BLACK BOX | POLE | CLOSED |  | Unknown |  |  |  |  | 200.000 A |  |  | 6 | Pass | null
382110044 | TNB | DISTRIBUTION | KUALA SELANGOR | Existing | RYB | BLACK BOX | POLE | CLOSED |  | Unknown |  |  |  |  | 200.000 A |  |  | 6 | Pass | null
382110047 | TNB | DISTRIBUTION | KUALA SELANGOR | Existing | RYB | BLACK BOX | POLE | OPEN |  | Unknown |  |  |  |  | 160.000 A |  |  | 3 | Pass | null
382110048 | TNB | DISTRIBUTION | KUALA SELANGOR | Existing | RYB | BLACK BOX | POLE | CLOSED |  | Unknown |  |  |  |  | 125.000 A |  |  | 6 | Pass | null
382110051 | TNB | DISTRIBUTION | KUALA SELANGOR | Existing | RYB | BLACK BOX | POLE | CLOSED |  | Unknown |  |  |  |  | 125.000 A |  |  | 6 | Pass | null
382110052 | TNB | DISTRIBUTION | KUALA SELANGOR | Existing | RYB | BLACK BOX | POLE | CLOSED |  | Unknown |  |  |  |  | 160.000 A |  |  | 6 | Pass | null
382110053 | TNB | DISTRIBUTION | KUALA SELANGOR | Existing | RYB | BLACK BOX | POLE | CLOSED |  | Unknown |  |  |  |  | 50.000 A |  |  | 6 | Pass | null
382110054 | TNB | DISTRIBUTION | KUALA SELANGOR | Existing | RYB | BLACK BOX | POLE | CLOSED |  | Unknown |  |  |  |  | 50.000 A |  |  | 6 | Pass | null
382110055 | TNB | DISTRIBUTION | KUALA SELANGOR | Existing | RYB | BLACK BOX | POLE | CLOSED |  | Unknown |  |  |  |  | 160.000 A |  |  | 6 | Pass | null
382110056 | TNB | DISTRIBUTION | KUALA SELANGOR | Existing | RYB | BLACK BOX | POLE | CLOSED |  | Unknown |  |  |  |  | 160.000 A |  |  | 6 | Pass | null
382110057 | TNB | DISTRIBUTION | KUALA SELANGOR | Existing | RYB | BLACK BOX | POLE | OPEN |  | Unknown |  |  |  |  | 160.000 A |  |  | 6 | Pass | null
382110058 | TNB | DISTRIBUTION | KUALA SELANGOR | Existing | RYB | BLACK BOX | POLE | CLOSED |  | Unknown |  |  |  |  | 160.000 A |  |  | 6 | Pass | null
382110059 | TNB | DISTRIBUTION | KUALA SELANGOR | Existing | RYB | BLACK BOX | POLE | CLOSED |  | Unknown |  |  |  |  | 200.000 A |  |  | 6 | Pass | null
382110061 | TNB | DISTRIBUTION | KUALA SELANGOR | Existing | RYB | BLACK BOX | POLE | CLOSED |  | Unknown |  |  |  |  | 125.000 A |  |  | 6 | Pass | null
382110062 | TNB | DISTRIBUTION | KUALA SELANGOR | Existing | RYB | BLACK BOX | POLE | CLOSED |  | Unknown |  |  |  |  | 200.000 A |  |  | 6 | Pass | null
382110063 | TNB | DISTRIBUTION | KUALA SELANGOR | Existing | RYB | BLACK BOX | POLE | OPEN |  | Unknown |  |  |  |  | 160.000 A |  |  | 6 | Pass | null
382110064 | TNB | DISTRIBUTION | KUALA SELANGOR | Existing | RYB | BLACK BOX | POLE | CLOSED |  | Unknown |  |  |  |  | 125.000 A |  |  | 3 | Pass | null
382110065 | TNB | DISTRIBUTION | KUALA SELANGOR | Existing | RYB | BLACK BOX | POLE | CLOSED |  | Unknown |  |  |  |  | 125.000 A |  |  | 6 | Pass | null
382110066 | TNB | DISTRIBUTION | KUALA SELANGOR | Existing | RYB | BLACK BOX | POLE | CLOSED |  | Unknown |  |  |  |  | 200.000 A |  |  | 3 | Pass | null
382110067 | TNB | DISTRIBUTION | KUALA SELANGOR | Existing | RYB | BLACK BOX | POLE | CLOSED |  | Unknown |  |  |  |  | 200.000 A |  |  | 6 | Pass | null
382110068 | TNB | DISTRIBUTION | KUALA SELANGOR | Existing | RYB | BLACK BOX | POLE | CLOSED |  | Unknown |  |  |  |  | 125.000 A |  |  | 6 | Pass | null
382110069 | TNB | DISTRIBUTION | KUALA SELANGOR | Existing | RYB | BLACK BOX | POLE | OPEN |  | Unknown |  |  |  |  | 125.000 A |  |  | 6 | Pass | null
382110070 | TNB | DISTRIBUTION | KUALA SELANGOR | Existing | RYB | BLACK BOX | POLE | CLOSED |  | Unknown |  |  |  |  | 125.000 A |  |  | 6 | Pass | null
382110071 | TNB | DISTRIBUTION | KUALA SELANGOR | Existing | RYB | BLACK BOX | POLE | CLOSED |  | Unknown |  |  |  |  | 125.000 A |  |  | 6 | Pass | null
382110072 | TNB | DISTRIBUTION | KUALA SELANGOR | Existing | RYB | BLACK BOX | POLE | CLOSED |  | Unknown |  |  |  |  | 125.000 A |  |  | 3 | Pass | null
382110073 | TNB | DISTRIBUTION | KUALA SELANGOR | Existing | RYB | BLACK BOX | POLE | CLOSED |  | Unknown |  |  |  |  | 125.000 A |  |  | 6 | Pass | null
382110074 | TNB | DISTRIBUTION | KUALA SELANGOR | Existing | RYB | BLACK BOX | POLE | CLOSED |  | Unknown |  |  |  |  | 125.000 A |  |  | 6 | Pass | null
382110075 | TNB | DISTRIBUTION | KUALA SELANGOR | Existing | RYB | BLACK BOX | POLE | CLOSED |  | Unknown |  |  |  |  | 125.000 A |  |  | 6 | Pass | null
382110076 | TNB | DISTRIBUTION | KUALA SELANGOR | Existing | RYB | BLACK BOX | POLE | CLOSED |  | Unknown |  |  |  |  | 125.000 A |  |  | 6 | Pass | null
382110077 | TNB | DISTRIBUTION | KUALA SELANGOR | Existing | RYB | BLACK BOX | POLE | CLOSED |  | Unknown |  |  |  |  | 125.000 A |  |  | 6 | Pass | null
382110078 | TNB | DISTRIBUTION | KUALA SELANGOR | Existing | RYB | BLACK BOX | POLE | CLOSED |  | Unknown |  |  |  |  | 200.000 A |  | BB | 6 | Pass | null
382110079 | TNB | DISTRIBUTION | KUALA SELANGOR | Existing | RYB | BLACK BOX | POLE | CLOSED |  | Unknown |  |  |  |  | 200.000 A |  |  | 6 | Pass | null
382110080 | TNB | DISTRIBUTION | KUALA SELANGOR | Existing | RYB | BLACK BOX | POLE | OPEN |  | Unknown |  |  |  |  | 125.000 A |  |  | 6 | Pass | null
382110081 | TNB | DISTRIBUTION | KUALA SELANGOR | Existing | RYB | BLACK BOX | POLE | CLOSED |  | Unknown |  |  |  |  | 200.000 A |  |  | 6 | Pass | null
382110082 | TNB | DISTRIBUTION | KUALA SELANGOR | Existing | RYB | BLACK BOX | POLE | CLOSED |  | Unknown |  |  |  |  | 50.000 A |  |  | 6 | Pass | null
382110083 | TNB | DISTRIBUTION | KUALA SELANGOR | Existing | RYB | BLACK BOX | POLE | CLOSED |  | Unknown |  |  |  |  | 125.000 A |  |  | 6 | Pass | null
382110084 | TNB | DISTRIBUTION | KUALA SELANGOR | Existing | RYB | BLACK BOX | POLE | CLOSED |  | Unknown |  |  |  |  | 125.000 A |  |  | 6 | Pass | null
382110086 | TNB | DISTRIBUTION | KUALA SELANGOR | Existing | RYB | BLACK BOX | POLE | OPEN |  | Unknown |  |  |  |  | 125.000 A |  |  | 6 | Pass | null
382110089 | TNB | DISTRIBUTION | KUALA SELANGOR | Existing | RYB | BLACK BOX | POLE | CLOSED |  | Unknown |  |  |  |  | 125.000 A |  |  | 6 | Pass | null
382110090 | TNB | DISTRIBUTION | KUALA SELANGOR | Existing | RYB | BLACK BOX | POLE | CLOSED |  | Unknown |  |  |  |  | 125.000 A |  |  | 6 | Pass | null
382110093 | TNB | DISTRIBUTION | KUALA SELANGOR | Existing | RYB | BLACK BOX | POLE | CLOSED |  | Unknown |  |  |  |  | 125.000 A |  |  | 6 | Pass | null
382110094 | TNB | DISTRIBUTION | KUALA SELANGOR | Existing | RYB | BLACK BOX | POLE | CLOSED |  | Unknown |  |  |  |  | 125.000 A |  |  | 6 | Pass | null
382110095 | TNB | DISTRIBUTION | KUALA SELANGOR | Existing | RYB | BLACK BOX | POLE | CLOSED |  | Unknown |  |  |  |  | 125.000 A |  |  | 6 | Pass | null
382110096 | TNB | DISTRIBUTION | KUALA SELANGOR | Existing | RYB | BLACK BOX | POLE | CLOSED |  | Unknown |  |  |  |  | 125.000 A |  |  | 6 | Pass | null
382110097 | TNB | DISTRIBUTION | KUALA SELANGOR | Existing | RYB | BLACK BOX | POLE | OPEN |  | Unknown |  |  |  |  | 125.000 A |  |  | 6 | Pass | null
382110098 | TNB | DISTRIBUTION | KUALA SELANGOR | Existing | RYB | BLACK BOX | POLE | CLOSED |  | Unknown |  |  |  |  | 125.000 A |  |  | 6 | Pass | null
382110100 | TNB | DISTRIBUTION | KUALA SELANGOR | Existing | RYB | BLACK BOX | POLE | CLOSED |  | Unknown |  |  |  |  | 125.000 A |  |  | 6 | Pass | null
382110101 | TNB | DISTRIBUTION | KUALA SELANGOR | Existing | RYB | Unknown | POLE | CLOSED |  | Unknown |  |  |  |  | 125.000 A |  |  | 6 | Unfiltered | Please check FME script
382110102 | TNB | DISTRIBUTION | KUALA SELANGOR | Existing | RYB | BLACK BOX | OTHERS | CLOSED |  | Unknown |  |  |  |  | 125.000 A |  |  | 6 | Pass | null
382110103 | TNB | DISTRIBUTION | KUALA SELANGOR | Existing | RYB | BLACK BOX | POLE | CLOSED |  | Unknown |  |  |  |  | 125.000 A |  |  | 6 | Pass | null
382110104 | TNB | DISTRIBUTION | KUALA SELANGOR | Existing | RYB | BLACK BOX | POLE | CLOSED |  | Unknown |  |  |  |  | 125.000 A |  |  | 6 | Pass | null
382110105 | TNB | DISTRIBUTION | KUALA SELANGOR | Existing | RYB | BLACK BOX | POLE | CLOSED |  | Unknown |  |  |  |  | 125.000 A |  |  | 3 | Pass | null
382110106 | TNB | DISTRIBUTION | KUALA SELANGOR | Existing | RYB | BLACK BOX | POLE | CLOSED |  | Unknown |  |  |  |  | 125.000 A |  |  | 3 | Pass | null
382110107 | TNB | DISTRIBUTION | KUALA SELANGOR | Existing | RYB | BLACK BOX | POLE | CLOSED |  | Unknown |  |  |  |  | 125.000 A |  |  | 3 | Pass | null
382110108 | TNB | DISTRIBUTION | KUALA SELANGOR | Existing | RYB | BLACK BOX | OTHERS | CLOSED |  | Unknown |  |  |  |  | 50.000 A |  |  | 3 | Pass | null
382110111 | TNB | DISTRIBUTION | KUALA SELANGOR | Existing | RYB | BLACK BOX TRIPLE | POLE | CLOSED |  | Unknown |  |  |  |  | 125.000 A |  |  | 3 | Pass | null
382110113 | TNB | DISTRIBUTION | KUALA SELANGOR | Existing | RYB | BLACK BOX | POLE | CLOSED |  | Unknown |  |  |  |  | 125.000 A |  |  | 3 | Pass | null
382110116 | TNB | DISTRIBUTION | KUALA SELANGOR | Existing | RYB | BLACK BOX | POLE | CLOSED |  | Unknown |  |  |  |  | 50.000 A |  |  | 3 | Pass | null
382110117 | TNB | DISTRIBUTION | KUALA SELANGOR | Existing | RYB | BLACK BOX | POLE | CLOSED |  | Unknown |  |  |  |  | 50.000 A |  |  | 3 | Pass | null
382110118 | TNB | DISTRIBUTION | KUALA SELANGOR | Existing | RYB | BLACK BOX | POLE | CLOSED |  | Unknown |  |  |  |  | 125.000 A |  |  | 3 | Pass | null
382110119 | TNB | DISTRIBUTION | KUALA SELANGOR | Existing | RYB | BLACK BOX | POLE | CLOSED |  | Unknown |  |  |  |  | 125.000 A |  |  | 6 | Pass | null
382110120 | TNB | DISTRIBUTION | KUALA SELANGOR | Existing | RYB | BLACK BOX | POLE | CLOSED |  | Unknown |  |  |  |  | 80.000 A |  |  | 6 | Pass | null
382110121 | TNB | DISTRIBUTION | KUALA SELANGOR | Existing | RYB | BLACK BOX | POLE | OPEN |  | Unknown |  |  |  |  | 125.000 A |  |  | 6 | Pass | null
382110122 | TNB | DISTRIBUTION | KUALA SELANGOR | Existing | RYB | BLACK BOX | POLE | CLOSED |  | Unknown |  |  |  |  | 125.000 A |  |  | 6 | Pass | null
382110123 | TNB | DISTRIBUTION | KUALA SELANGOR | Existing | RYB | BLACK BOX | POLE | CLOSED |  | Unknown |  |  |  |  | 50.000 A |  |  | 6 | Pass | null
382110124 | TNB | DISTRIBUTION | KUALA SELANGOR | Existing | RYB | BLACK BOX | POLE | CLOSED |  | Unknown |  |  |  |  | 125.000 A |  |  | 6 | Pass | null
382110125 | TNB | DISTRIBUTION | KUALA SELANGOR | Existing | RYB | BLACK BOX | POLE | CLOSED |  | Unknown |  |  |  |  | 50.000 A |  |  | 6 | Pass | null
382110126 | TNB | DISTRIBUTION | KUALA SELANGOR | Existing | RYB | BLACK BOX | POLE | CLOSED |  | Unknown |  |  |  |  | 125.000 A |  |  | 6 | Pass | null
382110127 | TNB | DISTRIBUTION | KUALA SELANGOR | Existing | RYB | BLACK BOX | POLE | CLOSED |  | Unknown |  |  |  |  | 125.000 A |  |  | 6 | Pass | null
382110128 | TNB | DISTRIBUTION | KUALA SELANGOR | Existing | RYB | BLACK BOX | POLE | OPEN |  | Unknown |  |  |  |  | 125.000 A |  |  | 6 | Pass | null
382110129 | TNB | DISTRIBUTION | KUALA SELANGOR | Existing | RYB | BLACK BOX | POLE | CLOSED |  | Unknown |  |  |  |  | 125.000 A |  |  | 6 | Pass | null
382117238 | TNB | DISTRIBUTION | KUALA SELANGOR | Existing | RYB | LV FUSE SWITCH |  | CLOSED | IEC MIDDLE CURVE | FUSES | SPARE |  |  |  | 250.000 A |  |  | 3 | Fail | Please check "Mounting"
382117243 | TNB | DISTRIBUTION | KUALA SELANGOR | Existing | RYB | LV FUSE SWITCH |  | CLOSED | IEC MIDDLE CURVE | FUSES | SPARE |  |  |  | 250.000 A |  |  | 3 | Fail | Please check "Mounting"
382117267 | TNB | DISTRIBUTION | KUALA SELANGOR | Existing | RYB | LV FUSE SWITCH |  | CLOSED | IEC MIDDLE CURVE | FUSES | SPARE |  |  |  | 250.000 A |  |  | 3 | Fail | Please check "Mounting"
382117274 | TNB | DISTRIBUTION | KUALA SELANGOR | Existing | RYB | LV FUSE SWITCH |  | CLOSED | IEC MIDDLE CURVE | FUSES | SPARE |  |  |  | 250.000 A |  |  | 3 | Fail | Please check "Mounting"
382117278 | TNB | DISTRIBUTION | KUALA SELANGOR | Existing | RYB | LV FUSE SWITCH |  | CLOSED | IEC MIDDLE CURVE | FUSES | SPARE |  |  |  | 250.000 A |  |  | 3 | Fail | Please check "Mounting"
382117286 | TNB | DISTRIBUTION | KUALA SELANGOR | Existing | RYB | LV FUSE SWITCH |  | CLOSED | IEC MIDDLE CURVE | FUSES | SPARE |  |  |  | 250.000 A |  |  | 3 | Fail | Please check "Mounting"
382117291 | TNB | DISTRIBUTION | KUALA SELANGOR | Existing | RYB | LV FUSE SWITCH |  | CLOSED | IEC MIDDLE CURVE | FUSES | SPARE |  |  |  | 250.000 A |  |  | 3 | Fail | Please check "Mounting"
382117305 | TNB | DISTRIBUTION | KUALA SELANGOR | Existing | RYB | LV FUSE SWITCH |  | CLOSED | IEC MIDDLE CURVE | FUSES | SPARE |  |  |  | 250.000 A |  |  | 3 | Fail | Please check "Mounting"
382117316 | TNB | DISTRIBUTION | KUALA SELANGOR | Existing | RYB | LV FUSE SWITCH |  | CLOSED | IEC MIDDLE CURVE | FUSES | SPARE |  |  |  | 250.000 A |  |  | 3 | Fail | Please check "Mounting"
382117321 | TNB | DISTRIBUTION | KUALA SELANGOR | Existing | RYB | LV FUSE SWITCH |  | CLOSED | IEC MIDDLE CURVE | FUSES | SPARE |  |  |  | 250.000 A |  |  | 3 | Fail | Please check "Mounting"
382117345 | TNB | DISTRIBUTION | KUALA SELANGOR | Existing | RYB | LV FUSE SWITCH |  | CLOSED | IEC MIDDLE CURVE | FUSES | SPARE |  |  |  | 250.000 A |  |  | 3 | Fail | Please check "Mounting"
382117352 | TNB | DISTRIBUTION | KUALA SELANGOR | Existing | RYB | LV FUSE SWITCH |  | CLOSED | IEC MIDDLE CURVE | FUSES | SPARE |  |  |  | 250.000 A |  |  | 3 | Fail | Please check "Mounting"
382117356 | TNB | DISTRIBUTION | KUALA SELANGOR | Existing | RYB | LV FUSE SWITCH |  | CLOSED | IEC MIDDLE CURVE | FUSES | SPARE |  |  |  | 250.000 A |  |  | 3 | Fail | Please check "Mounting"
382117364 | TNB | DISTRIBUTION | KUALA SELANGOR | Existing | RYB | LV FUSE SWITCH |  | CLOSED | IEC MIDDLE CURVE | FUSES | SPARE |  |  |  | 250.000 A |  |  | 3 | Fail | Please check "Mounting"
382117369 | TNB | DISTRIBUTION | KUALA SELANGOR | Existing | RYB | LV FUSE SWITCH |  | CLOSED | IEC MIDDLE CURVE | FUSES | SPARE |  |  |  | 250.000 A |  |  | 3 | Fail | Please check "Mounting"
382117383 | TNB | DISTRIBUTION | KUALA SELANGOR | Existing | RYB | LV FUSE SWITCH |  | CLOSED | IEC MIDDLE CURVE | FUSES | SPARE |  |  |  | 250.000 A |  |  | 3 | Fail | Please check "Mounting"
382117394 | TNB | DISTRIBUTION | KUALA SELANGOR | Existing | RYB | LV FUSE SWITCH |  | CLOSED | IEC MIDDLE CURVE | FUSES | SPARE |  |  |  | 250.000 A |  |  | 3 | Fail | Please check "Mounting"
382117399 | TNB | DISTRIBUTION | KUALA SELANGOR | Existing | RYB | LV FUSE SWITCH |  | CLOSED | IEC MIDDLE CURVE | FUSES | SPARE |  |  |  | 250.000 A |  |  | 3 | Fail | Please check "Mounting"
382117423 | TNB | DISTRIBUTION | KUALA SELANGOR | Existing | RYB | LV FUSE SWITCH |  | CLOSED | IEC MIDDLE CURVE | FUSES | SPARE |  |  |  | 250.000 A |  |  | 3 | Fail | Please check "Mounting"
382117430 | TNB | DISTRIBUTION | KUALA SELANGOR | Existing | RYB | LV FUSE SWITCH |  | CLOSED | IEC MIDDLE CURVE | FUSES | SPARE |  |  |  | 250.000 A |  |  | 3 | Fail | Please check "Mounting"
382117434 | TNB | DISTRIBUTION | KUALA SELANGOR | Existing | RYB | LV FUSE SWITCH |  | CLOSED | IEC MIDDLE CURVE | FUSES | SPARE |  |  |  | 250.000 A |  |  | 3 | Fail | Please check "Mounting"
382117442 | TNB | DISTRIBUTION | KUALA SELANGOR | Existing | RYB | LV FUSE SWITCH |  | CLOSED | IEC MIDDLE CURVE | FUSES | SPARE |  |  |  | 250.000 A |  |  | 3 | Fail | Please check "Mounting"
382117447 | TNB | DISTRIBUTION | KUALA SELANGOR | Existing | RYB | LV FUSE SWITCH |  | CLOSED | IEC MIDDLE CURVE | FUSES | SPARE |  |  |  | 250.000 A |  |  | 3 | Fail | Please check "Mounting"
382117461 | TNB | DISTRIBUTION | KUALA SELANGOR | Existing | RYB | LV FUSE SWITCH |  | CLOSED | IEC MIDDLE CURVE | FUSES | SPARE |  |  |  | 250.000 A |  |  | 3 | Fail | Please check "Mounting"
382117470 | TNB | DISTRIBUTION | KUALA SELANGOR | Existing | RYB | LV FUSE SWITCH |  | CLOSED | IEC MIDDLE CURVE | FUSES | SPARE |  |  |  | 250.000 A |  |  | 3 | Fail | Please check "Mounting"
382117483 | TNB | DISTRIBUTION | KUALA SELANGOR | Existing | RYB | LV FUSE SWITCH |  | CLOSED | IEC MIDDLE CURVE | FUSES | SPARE |  |  |  | 250.000 A |  |  | 3 | Fail | Please check "Mounting"
382117498 | TNB | DISTRIBUTION | KUALA SELANGOR | Existing | RYB | LV FUSE SWITCH |  | CLOSED | IEC MIDDLE CURVE | FUSES | SPARE |  |  |  | 250.000 A |  |  | 3 | Fail | Please check "Mounting"
382117502 | TNB | DISTRIBUTION | KUALA SELANGOR | Existing | RYB | LV FUSE SWITCH |  | CLOSED | IEC MIDDLE CURVE | FUSES | SPARE |  |  |  | 250.000 A |  |  | 3 | Fail | Please check "Mounting"
382117521 | TNB | DISTRIBUTION | KUALA SELANGOR | Existing | RYB | LV FUSE SWITCH |  | CLOSED | IEC MIDDLE CURVE | FUSES | SPARE |  |  |  | 250.000 A |  |  | 3 | Fail | Please check "Mounting"
382117525 | TNB | DISTRIBUTION | KUALA SELANGOR | Existing | RYB | LV FUSE SWITCH |  | CLOSED | IEC MIDDLE CURVE | FUSES | SPARE |  |  |  | 250.000 A |  |  | 3 | Fail | Please check "Mounting"
382118001 | TNB | DISTRIBUTION | KUALA SELANGOR | Existing | RYB | LV FUSE SWITCH |  | CLOSED | IEC MIDDLE CURVE | FUSES | SPARE |  |  |  | 250.000 A |  |  | 3 | Fail | Please check "Mounting"
382118015 | TNB | DISTRIBUTION | KUALA SELANGOR | Existing | RYB | LV FUSE SWITCH |  | CLOSED | IEC MIDDLE CURVE | FUSES | SPARE |  |  |  | 250.000 A |  |  | 3 | Fail | Please check "Mounting"
382118022 | TNB | DISTRIBUTION | KUALA SELANGOR | Existing | RYB | LV FUSE SWITCH |  | CLOSED | IEC MIDDLE CURVE | FUSES | SPARE |  |  |  | 250.000 A |  |  | 3 | Fail | Please check "Mounting"
382118027 | TNB | DISTRIBUTION | KUALA SELANGOR | Existing | RYB | LV FUSE SWITCH |  | CLOSED | IEC MIDDLE CURVE | FUSES | SPARE |  |  |  | 250.000 A |  |  | 3 | Fail | Please check "Mounting"
382118033 | TNB | DISTRIBUTION | KUALA SELANGOR | Existing | RYB | LV FUSE SWITCH |  | CLOSED | IEC MIDDLE CURVE | FUSES | SPARE |  |  |  | 250.000 A |  |  | 3 | Fail | Please check "Mounting"
382118045 | TNB | DISTRIBUTION | KUALA SELANGOR | Existing | RYB | LV FUSE SWITCH |  | CLOSED | IEC MIDDLE CURVE | FUSES | SPARE |  |  |  | 250.000 A |  |  | 3 | Fail | Please check "Mounting"
382118053 | TNB | DISTRIBUTION | KUALA SELANGOR | Existing | RYB | LV FUSE SWITCH |  | CLOSED | IEC MIDDLE CURVE | FUSES | SPARE |  |  |  | 250.000 A |  |  | 3 | Fail | Please check "Mounting"
382118071 | TNB | DISTRIBUTION | KUALA SELANGOR | Existing | RYB | LV FUSE SWITCH |  | CLOSED | IEC MIDDLE CURVE | FUSES | SPARE |  |  |  | 250.000 A |  |  | 3 | Fail | Please check "Mounting"
382118229 | TNB | DISTRIBUTION | KUALA SELANGOR | Existing | RYB | LV FUSE SWITCH |  | CLOSED | IEC MIDDLE CURVE | FUSES | SPARE |  |  |  | 250.000 A |  |  | 3 | Fail | Please check "Mounting"
382118243 | TNB | DISTRIBUTION | KUALA SELANGOR | Existing | RYB | LV FUSE SWITCH |  | CLOSED | IEC MIDDLE CURVE | FUSES | SPARE |  |  |  | 250.000 A |  |  | 3 | Fail | Please check "Mounting"
382118250 | TNB | DISTRIBUTION | KUALA SELANGOR | Existing | RYB | LV FUSE SWITCH |  | CLOSED | IEC MIDDLE CURVE | FUSES | SPARE |  |  |  | 250.000 A |  |  | 3 | Fail | Please check "Mounting"
382118255 | TNB | DISTRIBUTION | KUALA SELANGOR | Existing | RYB | LV FUSE SWITCH |  | CLOSED | IEC MIDDLE CURVE | FUSES | SPARE |  |  |  | 250.000 A |  |  | 3 | Fail | Please check "Mounting"
382118261 | TNB | DISTRIBUTION | KUALA SELANGOR | Existing | RYB | LV FUSE SWITCH |  | CLOSED | IEC MIDDLE CURVE | FUSES | SPARE |  |  |  | 250.000 A |  |  | 3 | Fail | Please check "Mounting"
382118273 | TNB | DISTRIBUTION | KUALA SELANGOR | Existing | RYB | LV FUSE SWITCH |  | CLOSED | IEC MIDDLE CURVE | FUSES | SPARE |  |  |  | 250.000 A |  |  | 3 | Fail | Please check "Mounting"
382118281 | TNB | DISTRIBUTION | KUALA SELANGOR | Existing | RYB | LV FUSE SWITCH |  | CLOSED | IEC MIDDLE CURVE | FUSES | SPARE |  |  |  | 250.000 A |  |  | 3 | Fail | Please check "Mounting"
382118299 | TNB | DISTRIBUTION | KUALA SELANGOR | Existing | RYB | LV FUSE SWITCH |  | CLOSED | IEC MIDDLE CURVE | FUSES | SPARE |  |  |  | 250.000 A |  |  | 3 | Fail | Please check "Mounting"
382191996 | TNB | DISTRIBUTION | KUALA SELANGOR | Existing | RYB | BLACK BOX |  | CLOSED | [9 empty] | 3 | Fail | Please check "Mounting"
382192123 | TNB | DISTRIBUTION | KUALA SELANGOR | Existing | RYB | BLACK BOX | POLE | OPEN | [6 empty] | 80.000 A |  |  | 3 | Pass | null
382192139 | TNB | DISTRIBUTION | KUALA SELANGOR | Existing | RYB | BLACK BOX |  | CLOSED | [9 empty] | 3 | Fail | Please check "Mounting"
382192353 | TNB | DISTRIBUTION | KUALA SELANGOR | Existing | RYB | BLACK BOX |  | CLOSED | [9 empty] | 3 | Fail | Please check "Mounting"
382196117 | TNB | DISTRIBUTION | KUALA SELANGOR | Existing | RYB | LV FUSE SWITCH |  | CLOSED | IEC MIDDLE CURVE | FUSES | SPARE |  |  |  | 250.000 A |  |  | 3 | Fail | Please check "Mounting"
382196121 | TNB | DISTRIBUTION | KUALA SELANGOR | Existing | RYB | LV FUSE SWITCH |  | CLOSED | IEC MIDDLE CURVE | FUSES | SPARE |  |  |  | 250.000 A |  |  | 3 | Fail | Please check "Mounting"
382196136 | TNB | DISTRIBUTION | KUALA SELANGOR | Existing | RYB | LV FUSE SWITCH |  | CLOSED | IEC MIDDLE CURVE | FUSES | SPARE |  |  |  | 250.000 A |  |  | 3 | Fail | Please check "Mounting"
382196148 | TNB | DISTRIBUTION | KUALA SELANGOR | Existing | RYB | LV FUSE SWITCH |  | CLOSED | IEC MIDDLE CURVE | FUSES | SPARE |  |  |  | 250.000 A |  |  | 3 | Fail | Please check "Mounting"
382196155 | TNB | DISTRIBUTION | KUALA SELANGOR | Existing | RYB | LV FUSE SWITCH |  | CLOSED | IEC MIDDLE CURVE | FUSES | SPARE |  |  |  | 250.000 A |  |  | 3 | Fail | Please check "Mounting"
382196164 | TNB | DISTRIBUTION | KUALA SELANGOR | Existing | RYB | LV FUSE SWITCH |  | CLOSED | IEC MIDDLE CURVE | FUSES | SPARE |  |  |  | 250.000 A |  |  | 3 | Fail | Please check "Mounting"
382196174 | TNB | DISTRIBUTION | KUALA SELANGOR | Existing | RYB | LV FUSE SWITCH |  | CLOSED | IEC MIDDLE CURVE | FUSES | SPARE |  |  |  | 250.000 A |  |  | 3 | Fail | Please check "Mounting"
382196181 | TNB | DISTRIBUTION | KUALA SELANGOR | Existing | RYB | LV FUSE SWITCH |  | CLOSED | IEC MIDDLE CURVE | FUSES | SPARE |  |  |  | 250.000 A |  |  | 3 | Fail | Please check "Mounting"
382196194 | TNB | DISTRIBUTION | KUALA SELANGOR | Existing | RYB | LV FUSE SWITCH |  | CLOSED | IEC MIDDLE CURVE | FUSES | SPARE |  |  |  | 250.000 A |  |  | 3 | Fail | Please check "Mounting"
382196198 | TNB | DISTRIBUTION | KUALA SELANGOR | Existing | RYB | LV FUSE SWITCH |  | OPEN | IEC MIDDLE CURVE | FUSES | SPARE |  |  |  | 250.000 A |  |  | 3 | Fail | Please check "Mounting"
382196213 | TNB | DISTRIBUTION | KUALA SELANGOR | Existing | RYB | LV FUSE SWITCH |  | OPEN | IEC MIDDLE CURVE | FUSES | SPARE |  |  |  | 250.000 A |  |  | 3 | Fail | Please check "Mounting"
382196225 | TNB | DISTRIBUTION | KUALA SELANGOR | Existing | RYB | LV FUSE SWITCH |  | OPEN | IEC MIDDLE CURVE | FUSES | SPARE |  |  |  | 250.000 A |  |  | 3 | Fail | Please check "Mounting"
382196232 | TNB | DISTRIBUTION | KUALA SELANGOR | Existing | RYB | LV FUSE SWITCH |  | OPEN | IEC MIDDLE CURVE | FUSES | SPARE |  |  |  | 250.000 A |  |  | 3 | Fail | Please check "Mounting"
382196241 | TNB | DISTRIBUTION | KUALA SELANGOR | Existing | RYB | LV FUSE SWITCH |  | OPEN | IEC MIDDLE CURVE | FUSES | SPARE |  |  |  | 250.000 A |  |  | 3 | Fail | Please check "Mounting"
382196251 | TNB | DISTRIBUTION | KUALA SELANGOR | Existing | RYB | LV FUSE SWITCH |  | OPEN | IEC MIDDLE CURVE | FUSES | SPARE |  |  |  | 250.000 A |  |  | 3 | Fail | Please check "Mounting"
382196258 | TNB | DISTRIBUTION | KUALA SELANGOR | Existing | RYB | LV FUSE SWITCH |  | OPEN | IEC MIDDLE CURVE | FUSES | SPARE |  |  |  | 250.000 A |  |  | 3 | Fail | Please check "Mounting"
382196417 | TNB | DISTRIBUTION | KUALA SELANGOR | Existing | RYB | POLE FUSE |  | OPEN | [9 empty] | 3 | Fail | Please check "Mounting"
382196569 | TNB | DISTRIBUTION | KUALA SELANGOR | Existing | RYB | BLACK BOX |  | CLOSED | [9 empty] | 3 | Fail | Please check "Mounting"
382196573 | TNB | DISTRIBUTION | KUALA SELANGOR | Existing | RYB | BLACK BOX |  | CLOSED | [9 empty] | 3 | Fail | Please check "Mounting"
382196577 | TNB | DISTRIBUTION | KUALA SELANGOR | Existing | RYB | BLACK BOX |  | CLOSED | [9 empty] | 3 | Fail | Please check "Mounting"
382196595 | TNB | DISTRIBUTION | KUALA SELANGOR | Existing | RYB | BLACK BOX |  | CLOSED | [9 empty] | 3 | Fail | Please check "Mounting"
382196654 | TNB | DISTRIBUTION | KUALA SELANGOR | Existing | RYB | BLACK BOX |  | CLOSED | [6 empty] | 200.000 A |  |  | 3 | Fail | Please check "Mounting"
382196665 | TNB | DISTRIBUTION | KUALA SELANGOR | Existing | RYB | BLACK BOX |  | CLOSED | [9 empty] | 3 | Fail | Please check "Mounting"
382196770 | TNB | DISTRIBUTION | KUALA SELANGOR | Existing | RYB | BLACK BOX |  | CLOSED | [9 empty] | 3 | Fail | Please check "Mounting"
382196792 | TNB | DISTRIBUTION | KUALA SELANGOR | Existing | RYB | BLACK BOX |  | CLOSED | [9 empty] | 3 | Fail | Please check "Mounting"
382197035 | TNB | DISTRIBUTION | KUALA SELANGOR | Existing | RYB | BLACK BOX |  | CLOSED | [9 empty] | 3 | Fail | Please check "Mounting"
382197058 | TNB | DISTRIBUTION | KUALA SELANGOR | Existing | RYB | BLACK BOX |  | CLOSED | [9 empty] | 3 | Fail | Please check "Mounting"
382197066 | TNB | DISTRIBUTION | KUALA SELANGOR | Existing | RYB | BLACK BOX |  | CLOSED | [9 empty] | 3 | Fail | Please check "Mounting"
382197086 | TNB | DISTRIBUTION | KUALA SELANGOR | Existing | RYB | BLACK BOX |  | CLOSED | [9 empty] | 3 | Fail | Please check "Mounting"
382197095 | TNB | DISTRIBUTION | KUALA SELANGOR | Existing | RYB | BLACK BOX |  | CLOSED | [9 empty] | 3 | Fail | Please check "Mounting"
382197112 | TNB | DISTRIBUTION | KUALA SELANGOR | Existing | RYB | BLACK BOX |  | CLOSED | [9 empty] | 3 | Fail | Please check "Mounting"
382197129 | TNB | DISTRIBUTION | KUALA SELANGOR | Existing | RYB | BLACK BOX |  | CLOSED | [9 empty] | 3 | Fail | Please check "Mounting"
382197140 | TNB | DISTRIBUTION | KUALA SELANGOR | Existing | RYB | BLACK BOX |  | CLOSED | [9 empty] | 3 | Fail | Please check "Mounting"
382197172 | TNB | DISTRIBUTION | KUALA SELANGOR | Existing | RYB | BLACK BOX |  | CLOSED | [9 empty] | 3 | Fail | Please check "Mounting"
382197176 | TNB | DISTRIBUTION | KUALA SELANGOR | Existing | RYB | BLACK BOX |  | CLOSED | [9 empty] | 3 | Fail | Please check "Mounting"
382197181 | TNB | DISTRIBUTION | KUALA SELANGOR | Existing | RYB | BLACK BOX |  | CLOSED | [9 empty] | 3 | Fail | Please check "Mounting"
382197185 | TNB | DISTRIBUTION | KUALA SELANGOR | Existing | RYB | BLACK BOX |  | CLOSED | [9 empty] | 3 | Fail | Please check "Mounting"
382197189 | TNB | DISTRIBUTION | KUALA SELANGOR | Existing | RYB | BLACK BOX |  | CLOSED | [9 empty] | 3 | Fail | Please check "Mounting"
382197208 | TNB | DISTRIBUTION | KUALA SELANGOR | Existing | RYB | BLACK BOX |  | CLOSED | [9 empty] | 3 | Fail | Please check "Mounting"
382208992 | TNB | DISTRIBUTION | KUALA SELANGOR | Existing | RYB | LV FUSE SWITCH |  | CLOSED | IEC MIDDLE CURVE | FUSES | SPARE |  |  |  | 250.000 A |  |  | 3 | Fail | Please check "Mounting"
382209006 | TNB | DISTRIBUTION | KUALA SELANGOR | Existing | RYB | LV FUSE SWITCH |  | CLOSED | IEC MIDDLE CURVE | FUSES | SPARE |  |  |  | 250.000 A |  |  | 3 | Fail | Please check "Mounting"
382209013 | TNB | DISTRIBUTION | KUALA SELANGOR | Existing | RYB | LV FUSE SWITCH |  | CLOSED | IEC MIDDLE CURVE | FUSES | SPARE |  |  |  | 250.000 A |  |  | 3 | Fail | Please check "Mounting"
382209018 | TNB | DISTRIBUTION | KUALA SELANGOR | Existing | RYB | LV FUSE SWITCH |  | CLOSED | IEC MIDDLE CURVE | FUSES | SPARE |  |  |  | 250.000 A |  |  | 3 | Fail | Please check "Mounting"
382209024 | TNB | DISTRIBUTION | KUALA SELANGOR | Existing | RYB | LV FUSE SWITCH |  | CLOSED | IEC MIDDLE CURVE | FUSES | SPARE |  |  |  | 250.000 A |  |  | 3 | Fail | Please check "Mounting"
382209036 | TNB | DISTRIBUTION | KUALA SELANGOR | Existing | RYB | LV FUSE SWITCH |  | CLOSED | IEC MIDDLE CURVE | FUSES | SPARE |  |  |  | 250.000 A |  |  | 3 | Fail | Please check "Mounting"
382209044 | TNB | DISTRIBUTION | KUALA SELANGOR | Existing | RYB | LV FUSE SWITCH |  | CLOSED | IEC MIDDLE CURVE | FUSES | SPARE |  |  |  | 250.000 A |  |  | 3 | Fail | Please check "Mounting"
382209062 | TNB | DISTRIBUTION | KUALA SELANGOR | Existing | RYB | LV FUSE SWITCH |  | CLOSED | IEC MIDDLE CURVE | FUSES | SPARE |  |  |  | 250.000 A |  |  | 3 | Fail | Please check "Mounting"
382209115 | TNB | DISTRIBUTION | KUALA SELANGOR | Existing | RYB | LV FUSE SWITCH |  | CLOSED | IEC MIDDLE CURVE | FUSES | SPARE |  |  |  | 250.000 A |  |  | 3 | Fail | Please check "Mounting"
382209129 | TNB | DISTRIBUTION | KUALA SELANGOR | Existing | RYB | LV FUSE SWITCH |  | CLOSED | IEC MIDDLE CURVE | FUSES | SPARE |  |  |  | 250.000 A |  |  | 3 | Fail | Please check "Mounting"
382209136 | TNB | DISTRIBUTION | KUALA SELANGOR | Existing | RYB | LV FUSE SWITCH |  | CLOSED | IEC MIDDLE CURVE | FUSES | SPARE |  |  |  | 250.000 A |  |  | 3 | Fail | Please check "Mounting"
382209141 | TNB | DISTRIBUTION | KUALA SELANGOR | Existing | RYB | LV FUSE SWITCH |  | CLOSED | IEC MIDDLE CURVE | FUSES | SPARE |  |  |  | 250.000 A |  |  | 3 | Fail | Please check "Mounting"
382209147 | TNB | DISTRIBUTION | KUALA SELANGOR | Existing | RYB | LV FUSE SWITCH |  | CLOSED | IEC MIDDLE CURVE | FUSES | SPARE |  |  |  | 250.000 A |  |  | 3 | Fail | Please check "Mounting"
382209159 | TNB | DISTRIBUTION | KUALA SELANGOR | Existing | RYB | LV FUSE SWITCH |  | CLOSED | IEC MIDDLE CURVE | FUSES | SPARE |  |  |  | 250.000 A |  |  | 3 | Fail | Please check "Mounting"
382209167 | TNB | DISTRIBUTION | KUALA SELANGOR | Existing | RYB | LV FUSE SWITCH |  | CLOSED | IEC MIDDLE CURVE | FUSES | SPARE |  |  |  | 250.000 A |  |  | 3 | Fail | Please check "Mounting"
382209185 | TNB | DISTRIBUTION | KUALA SELANGOR | Existing | RYB | LV FUSE SWITCH |  | CLOSED | IEC MIDDLE CURVE | FUSES | SPARE |  |  |  | 250.000 A |  |  | 3 | Fail | Please check "Mounting"
382209388 | TNB | DISTRIBUTION | KUALA SELANGOR | Existing | RYB | LV FUSE SWITCH |  | CLOSED | IEC MIDDLE CURVE | FUSES | SPARE |  |  |  | 250.000 A |  |  | 3 | Fail | Please check "Mounting"
382209402 | TNB | DISTRIBUTION | KUALA SELANGOR | Existing | RYB | LV FUSE SWITCH |  | CLOSED | IEC MIDDLE CURVE | FUSES | SPARE |  |  |  | 250.000 A |  |  | 3 | Fail | Please check "Mounting"
382209409 | TNB | DISTRIBUTION | KUALA SELANGOR | Existing | RYB | LV FUSE SWITCH |  | CLOSED | IEC MIDDLE CURVE | FUSES | SPARE |  |  |  | 250.000 A |  |  | 3 | Fail | Please check "Mounting"
382209414 | TNB | DISTRIBUTION | KUALA SELANGOR | Existing | RYB | LV FUSE SWITCH |  | CLOSED | IEC MIDDLE CURVE | FUSES | SPARE |  |  |  | 250.000 A |  |  | 3 | Fail | Please check "Mounting"
382209420 | TNB | DISTRIBUTION | KUALA SELANGOR | Existing | RYB | LV FUSE SWITCH |  | CLOSED | IEC MIDDLE CURVE | FUSES | SPARE |  |  |  | 250.000 A |  |  | 3 | Fail | Please check "Mounting"
382209432 | TNB | DISTRIBUTION | KUALA SELANGOR | Existing | RYB | LV FUSE SWITCH |  | CLOSED | IEC MIDDLE CURVE | FUSES | SPARE |  |  |  | 250.000 A |  |  | 3 | Fail | Please check "Mounting"
382209440 | TNB | DISTRIBUTION | KUALA SELANGOR | Existing | RYB | LV FUSE SWITCH |  | CLOSED | IEC MIDDLE CURVE | FUSES | SPARE |  |  |  | 250.000 A |  |  | 3 | Fail | Please check "Mounting"
382209458 | TNB | DISTRIBUTION | KUALA SELANGOR | Existing | RYB | LV FUSE SWITCH |  | CLOSED | IEC MIDDLE CURVE | FUSES | SPARE |  |  |  | 250.000 A |  |  | 3 | Fail | Please check "Mounting"
382247588 | TNB | DISTRIBUTION | KUALA SELANGOR | Existing | RYB | BLACK BOX |  | CLOSED | [9 empty] | 3 | Fail | Please check "Mounting"
382247602 | TNB | DISTRIBUTION | KUALA SELANGOR | Existing | RYB | BLACK BOX |  | CLOSED | [9 empty] | 3 | Fail | Please check "Mounting"
382247648 | TNB | DISTRIBUTION | KUALA SELANGOR | Existing | RYB | BLACK BOX |  | CLOSED | [9 empty] | 3 | Fail | Please check "Mounting"
382247703 | TNB | DISTRIBUTION | KUALA SELANGOR | Existing | RYB | BLACK BOX |  | CLOSED | [9 empty] | 3 | Fail | Please check "Mounting"
382247743 | TNB | DISTRIBUTION | KUALA SELANGOR | Existing | RYB | BLACK BOX |  | CLOSED | [9 empty] | 3 | Fail | Please check "Mounting"
382247768 | TNB | DISTRIBUTION | KUALA SELANGOR | Existing | RYB | BLACK BOX |  | CLOSED | [9 empty] | 3 | Fail | Please check "Mounting"
382247907 | TNB | DISTRIBUTION | KUALA SELANGOR | Existing | RYB | BLACK BOX |  | CLOSED | [9 empty] | 3 | Fail | Please check "Mounting"
382247955 | TNB | DISTRIBUTION | KUALA SELANGOR | Existing | RYB | BLACK BOX |  | OPEN | [9 empty] | 3 | Fail | Please check "Mounting"
382249260 | TNB | DISTRIBUTION | KUALA SELANGOR | Existing | RYB | BLACK BOX |  | OPEN | [9 empty] | 3 | Fail | Please check "Mounting"
382249271 | TNB | DISTRIBUTION | KUALA SELANGOR | Existing | RYB | BLACK BOX |  | CLOSED | [9 empty] | 3 | Fail | Please check "Mounting"
382249280 | TNB | DISTRIBUTION | KUALA SELANGOR | Existing | RYB | BLACK BOX |  | CLOSED | [9 empty] | 3 | Fail | Please check "Mounting"
382249315 | TNB | DISTRIBUTION | KUALA SELANGOR | Existing | RYB | BLACK BOX |  | CLOSED | [9 empty] | 3 | Fail | Please check "Mounting"
382250360 | TNB | DISTRIBUTION | KUALA SELANGOR | Existing | RYB | LV FUSE SWITCH |  | CLOSED | IEC MIDDLE CURVE | FUSES | SPARE |  |  |  | 250.000 A |  |  | 3 | Fail | Please check "Mounting"
382250364 | TNB | DISTRIBUTION | KUALA SELANGOR | Existing | RYB | LV FUSE SWITCH |  | CLOSED | IEC MIDDLE CURVE | FUSES | SPARE |  |  |  | 250.000 A |  |  | 3 | Fail | Please check "Mounting"
382250379 | TNB | DISTRIBUTION | KUALA SELANGOR | Existing | RYB | LV FUSE SWITCH |  | CLOSED | IEC MIDDLE CURVE | FUSES | SPARE |  |  |  | 250.000 A |  |  | 3 | Fail | Please check "Mounting"
382250391 | TNB | DISTRIBUTION | KUALA SELANGOR | Existing | RYB | LV FUSE SWITCH |  | CLOSED | IEC MIDDLE CURVE | FUSES | SPARE |  |  |  | 250.000 A |  |  | 3 | Fail | Please check "Mounting"
382250398 | TNB | DISTRIBUTION | KUALA SELANGOR | Existing | RYB | LV FUSE SWITCH |  | CLOSED | IEC MIDDLE CURVE | FUSES | SPARE |  |  |  | 250.000 A |  |  | 3 | Fail | Please check "Mounting"
382250407 | TNB | DISTRIBUTION | KUALA SELANGOR | Existing | RYB | LV FUSE SWITCH |  | CLOSED | IEC MIDDLE CURVE | FUSES | SPARE |  |  |  | 250.000 A |  |  | 3 | Fail | Please check "Mounting"
382250417 | TNB | DISTRIBUTION | KUALA SELANGOR | Existing | RYB | LV FUSE SWITCH |  | CLOSED | IEC MIDDLE CURVE | FUSES | SPARE |  |  |  | 250.000 A |  |  | 3 | Fail | Please check "Mounting"
382250424 | TNB | DISTRIBUTION | KUALA SELANGOR | Existing | RYB | LV FUSE SWITCH |  | CLOSED | IEC MIDDLE CURVE | FUSES | SPARE |  |  |  | 250.000 A |  |  | 3 | Fail | Please check "Mounting"
382273406 | TNB | DISTRIBUTION | KUALA SELANGOR | Existing | RYB | LV FUSE SWITCH |  | CLOSED | IEC MIDDLE CURVE | FUSES | SPARE |  |  |  | 250.000 A |  |  | 3 | Fail | Please check "Mounting"
382273420 | TNB | DISTRIBUTION | KUALA SELANGOR | Existing | RYB | LV FUSE SWITCH |  | CLOSED | IEC MIDDLE CURVE | FUSES | SPARE |  |  |  | 250.000 A |  |  | 3 | Fail | Please check "Mounting"
382273427 | TNB | DISTRIBUTION | KUALA SELANGOR | Existing | RYB | LV FUSE SWITCH |  | CLOSED | IEC MIDDLE CURVE | FUSES | SPARE |  |  |  | 250.000 A |  |  | 3 | Fail | Please check "Mounting"
382273432 | TNB | DISTRIBUTION | KUALA SELANGOR | Existing | RYB | LV FUSE SWITCH |  | CLOSED | IEC MIDDLE CURVE | FUSES | SPARE |  |  |  | 250.000 A |  |  | 3 | Fail | Please check "Mounting"
382273438 | TNB | DISTRIBUTION | KUALA SELANGOR | Existing | RYB | LV FUSE SWITCH |  | CLOSED | IEC MIDDLE CURVE | FUSES | SPARE |  |  |  | 250.000 A |  |  | 3 | Fail | Please check "Mounting"
382273450 | TNB | DISTRIBUTION | KUALA SELANGOR | Existing | RYB | LV FUSE SWITCH |  | CLOSED | IEC MIDDLE CURVE | FUSES | SPARE |  |  |  | 250.000 A |  |  | 3 | Fail | Please check "Mounting"
382273458 | TNB | DISTRIBUTION | KUALA SELANGOR | Existing | RYB | LV FUSE SWITCH |  | CLOSED | IEC MIDDLE CURVE | FUSES | SPARE |  |  |  | 250.000 A |  |  | 3 | Fail | Please check "Mounting"
382273476 | TNB | DISTRIBUTION | KUALA SELANGOR | Existing | RYB | LV FUSE SWITCH |  | CLOSED | IEC MIDDLE CURVE | FUSES | SPARE |  |  |  | 250.000 A |  |  | 3 | Fail | Please check "Mounting"
382286359 | TNB | DISTRIBUTION | KUALA SELANGOR | Existing | RYB | LV FUSE SWITCH |  | CLOSED | IEC MIDDLE CURVE | FUSES | SPARE |  |  |  | 250.000 A |  |  | 3 | Fail | Please check "Mounting"
382286363 | TNB | DISTRIBUTION | KUALA SELANGOR | Existing | RYB | LV FUSE SWITCH |  | CLOSED | IEC MIDDLE CURVE | FUSES | SPARE |  |  |  | 250.000 A |  |  | 3 | Fail | Please check "Mounting"
382286378 | TNB | DISTRIBUTION | KUALA SELANGOR | Existing | RYB | LV FUSE SWITCH |  | CLOSED | IEC MIDDLE CURVE | FUSES | SPARE |  |  |  | 250.000 A |  |  | 3 | Fail | Please check "Mounting"
382286390 | TNB | DISTRIBUTION | KUALA SELANGOR | Existing | RYB | LV FUSE SWITCH |  | CLOSED | IEC MIDDLE CURVE | FUSES | SPARE |  |  |  | 250.000 A |  |  | 3 | Fail | Please check "Mounting"
382286397 | TNB | DISTRIBUTION | KUALA SELANGOR | Existing | RYB | LV FUSE SWITCH |  | CLOSED | IEC MIDDLE CURVE | FUSES | SPARE |  |  |  | 250.000 A |  |  | 3 | Fail | Please check "Mounting"
382286406 | TNB | DISTRIBUTION | KUALA SELANGOR | Existing | RYB | LV FUSE SWITCH |  | CLOSED | IEC MIDDLE CURVE | FUSES | SPARE |  |  |  | 250.000 A |  |  | 3 | Fail | Please check "Mounting"
382286416 | TNB | DISTRIBUTION | KUALA SELANGOR | Existing | RYB | LV FUSE SWITCH |  | CLOSED | IEC MIDDLE CURVE | FUSES | SPARE |  |  |  | 250.000 A |  |  | 3 | Fail | Please check "Mounting"
382286423 | TNB | DISTRIBUTION | KUALA SELANGOR | Existing | RYB | LV FUSE SWITCH |  | CLOSED | IEC MIDDLE CURVE | FUSES | SPARE |  |  |  | 250.000 A |  |  | 3 | Fail | Please check "Mounting"
382286933 | TNB | DISTRIBUTION | KUALA SELANGOR | Existing | RYB | BLACK BOX |  | OPEN | [9 empty] | 3 | Fail | Please check "Mounting"
382287252 | TNB | DISTRIBUTION | KUALA SELANGOR | Existing | RYB | BLACK BOX |  | OPEN | [9 empty] | 3 | Fail | Please check "Mounting"
382359492 | TNB | DISTRIBUTION | KUALA SELANGOR | Existing | RYB | LV FUSE SWITCH |  | CLOSED | IEC MIDDLE CURVE | FUSES | SPARE |  |  |  | 250.000 A |  |  | 3 | Fail | Please check "Mounting"
382359506 | TNB | DISTRIBUTION | KUALA SELANGOR | Existing | RYB | LV FUSE SWITCH |  | CLOSED | IEC MIDDLE CURVE | FUSES | SPARE |  |  |  | 250.000 A |  |  | 3 | Fail | Please check "Mounting"
382359513 | TNB | DISTRIBUTION | KUALA SELANGOR | Existing | RYB | LV FUSE SWITCH |  | CLOSED | IEC MIDDLE CURVE | FUSES | SPARE |  |  |  | 250.000 A |  |  | 3 | Fail | Please check "Mounting"
382359518 | TNB | DISTRIBUTION | KUALA SELANGOR | Existing | RYB | LV FUSE SWITCH |  | CLOSED | IEC MIDDLE CURVE | FUSES | SPARE |  |  |  | 250.000 A |  |  | 3 | Fail | Please check "Mounting"
382359524 | TNB | DISTRIBUTION | KUALA SELANGOR | Existing | RYB | LV FUSE SWITCH |  | CLOSED | IEC MIDDLE CURVE | FUSES | SPARE |  |  |  | 250.000 A |  |  | 3 | Fail | Please check "Mounting"
382359536 | TNB | DISTRIBUTION | KUALA SELANGOR | Existing | RYB | LV FUSE SWITCH |  | CLOSED | IEC MIDDLE CURVE | FUSES | SPARE |  |  |  | 250.000 A |  |  | 3 | Fail | Please check "Mounting"
382359544 | TNB | DISTRIBUTION | KUALA SELANGOR | Existing | RYB | LV FUSE SWITCH |  | CLOSED | IEC MIDDLE CURVE | FUSES | SPARE |  |  |  | 250.000 A |  |  | 3 | Fail | Please check "Mounting"
382359562 | TNB | DISTRIBUTION | KUALA SELANGOR | Existing | RYB | LV FUSE SWITCH |  | CLOSED | IEC MIDDLE CURVE | FUSES | SPARE |  |  |  | 250.000 A |  |  | 3 | Fail | Please check "Mounting"
382359627 | TNB | DISTRIBUTION | KUALA SELANGOR | Existing | RYB | LV FUSE SWITCH |  | CLOSED | IEC MIDDLE CURVE | FUSES | SPARE |  |  |  | 250.000 A |  |  | 3 | Fail | Please check "Mounting"
382359641 | TNB | DISTRIBUTION | KUALA SELANGOR | Existing | RYB | LV FUSE SWITCH |  | CLOSED | IEC MIDDLE CURVE | FUSES | SPARE |  |  |  | 250.000 A |  |  | 3 | Fail | Please check "Mounting"
382359648 | TNB | DISTRIBUTION | KUALA SELANGOR | Existing | RYB | LV FUSE SWITCH |  | CLOSED | IEC MIDDLE CURVE | FUSES | SPARE |  |  |  | 250.000 A |  |  | 3 | Fail | Please check "Mounting"
382359653 | TNB | DISTRIBUTION | KUALA SELANGOR | Existing | RYB | LV FUSE SWITCH |  | CLOSED | IEC MIDDLE CURVE | FUSES | SPARE |  |  |  | 250.000 A |  |  | 3 | Fail | Please check "Mounting"
382359659 | TNB | DISTRIBUTION | KUALA SELANGOR | Existing | RYB | LV FUSE SWITCH |  | CLOSED | IEC MIDDLE CURVE | FUSES | SPARE |  |  |  | 250.000 A |  |  | 3 | Fail | Please check "Mounting"
382359671 | TNB | DISTRIBUTION | KUALA SELANGOR | Existing | RYB | LV FUSE SWITCH |  | CLOSED | IEC MIDDLE CURVE | FUSES | SPARE |  |  |  | 250.000 A |  |  | 3 | Fail | Please check "Mounting"
382359679 | TNB | DISTRIBUTION | KUALA SELANGOR | Existing | RYB | LV FUSE SWITCH |  | CLOSED | IEC MIDDLE CURVE | FUSES | SPARE |  |  |  | 250.000 A |  |  | 3 | Fail | Please check "Mounting"
382359697 | TNB | DISTRIBUTION | KUALA SELANGOR | Existing | RYB | LV FUSE SWITCH |  | CLOSED | IEC MIDDLE CURVE | FUSES | SPARE |  |  |  | 250.000 A |  |  | 3 | Fail | Please check "Mounting"
382389335 | TNB | DISTRIBUTION | KUALA SELANGOR | Existing | RYB | LV FUSE SWITCH |  | CLOSED | IEC MIDDLE CURVE | FUSES | SPARE |  |  |  | 250.000 A |  |  | 3 | Fail | Please check "Mounting"
382389349 | TNB | DISTRIBUTION | KUALA SELANGOR | Existing | RYB | LV FUSE SWITCH |  | CLOSED | IEC MIDDLE CURVE | FUSES | SPARE |  |  |  | 250.000 A |  |  | 3 | Fail | Please check "Mounting"
382389356 | TNB | DISTRIBUTION | KUALA SELANGOR | Existing | RYB | LV FUSE SWITCH |  | CLOSED | IEC MIDDLE CURVE | FUSES | SPARE |  |  |  | 250.000 A |  |  | 3 | Fail | Please check "Mounting"
382389361 | TNB | DISTRIBUTION | KUALA SELANGOR | Existing | RYB | LV FUSE SWITCH |  | CLOSED | IEC MIDDLE CURVE | FUSES | SPARE |  |  |  | 250.000 A |  |  | 3 | Fail | Please check "Mounting"
382389367 | TNB | DISTRIBUTION | KUALA SELANGOR | Existing | RYB | LV FUSE SWITCH |  | CLOSED | IEC MIDDLE CURVE | FUSES | SPARE |  |  |  | 250.000 A |  |  | 3 | Fail | Please check "Mounting"
382389379 | TNB | DISTRIBUTION | KUALA SELANGOR | Existing | RYB | LV FUSE SWITCH |  | CLOSED | IEC MIDDLE CURVE | FUSES | SPARE |  |  |  | 250.000 A |  |  | 3 | Fail | Please check "Mounting"
382389387 | TNB | DISTRIBUTION | KUALA SELANGOR | Existing | RYB | LV FUSE SWITCH |  | CLOSED | IEC MIDDLE CURVE | FUSES | SPARE |  |  |  | 250.000 A |  |  | 3 | Fail | Please check "Mounting"
382389405 | TNB | DISTRIBUTION | KUALA SELANGOR | Existing | RYB | LV FUSE SWITCH |  | CLOSED | IEC MIDDLE CURVE | FUSES | SPARE |  |  |  | 250.000 A |  |  | 3 | Fail | Please check "Mounting"
382389462 | TNB | DISTRIBUTION | KUALA SELANGOR | Existing | RYB | LV FUSE SWITCH |  | CLOSED | IEC MIDDLE CURVE | FUSES | SPARE |  |  |  | 250.000 A |  |  | 3 | Fail | Please check "Mounting"
382389476 | TNB | DISTRIBUTION | KUALA SELANGOR | Existing | RYB | LV FUSE SWITCH |  | CLOSED | IEC MIDDLE CURVE | FUSES | SPARE |  |  |  | 250.000 A |  |  | 3 | Fail | Please check "Mounting"
382389483 | TNB | DISTRIBUTION | KUALA SELANGOR | Existing | RYB | LV FUSE SWITCH |  | CLOSED | IEC MIDDLE CURVE | FUSES | SPARE |  |  |  | 250.000 A |  |  | 3 | Fail | Please check "Mounting"
382389488 | TNB | DISTRIBUTION | KUALA SELANGOR | Existing | RYB | LV FUSE SWITCH |  | CLOSED | IEC MIDDLE CURVE | FUSES | SPARE |  |  |  | 250.000 A |  |  | 3 | Fail | Please check "Mounting"
382389494 | TNB | DISTRIBUTION | KUALA SELANGOR | Existing | RYB | LV FUSE SWITCH |  | CLOSED | IEC MIDDLE CURVE | FUSES | SPARE |  |  |  | 250.000 A |  |  | 3 | Fail | Please check "Mounting"
382389506 | TNB | DISTRIBUTION | KUALA SELANGOR | Existing | RYB | LV FUSE SWITCH |  | CLOSED | IEC MIDDLE CURVE | FUSES | SPARE |  |  |  | 250.000 A |  |  | 3 | Fail | Please check "Mounting"
382389514 | TNB | DISTRIBUTION | KUALA SELANGOR | Existing | RYB | LV FUSE SWITCH |  | CLOSED | IEC MIDDLE CURVE | FUSES | SPARE |  |  |  | 250.000 A |  |  | 3 | Fail | Please check "Mounting"
382389532 | TNB | DISTRIBUTION | KUALA SELANGOR | Existing | RYB | LV FUSE SWITCH |  | CLOSED | IEC MIDDLE CURVE | FUSES | SPARE |  |  |  | 250.000 A |  |  | 3 | Fail | Please check "Mounting"
382389620 | TNB | DISTRIBUTION | KUALA SELANGOR | Existing | RYB | LV FUSE SWITCH |  | CLOSED | IEC MIDDLE CURVE | FUSES | SPARE |  |  |  | 250.000 A |  |  | 3 | Fail | Please check "Mounting"
382389634 | TNB | DISTRIBUTION | KUALA SELANGOR | Existing | RYB | LV FUSE SWITCH |  | CLOSED | IEC MIDDLE CURVE | FUSES | SPARE |  |  |  | 250.000 A |  |  | 3 | Fail | Please check "Mounting"
382389641 | TNB | DISTRIBUTION | KUALA SELANGOR | Existing | RYB | LV FUSE SWITCH |  | CLOSED | IEC MIDDLE CURVE | FUSES | SPARE |  |  |  | 250.000 A |  |  | 3 | Fail | Please check "Mounting"
382389646 | TNB | DISTRIBUTION | KUALA SELANGOR | Existing | RYB | LV FUSE SWITCH |  | CLOSED | IEC MIDDLE CURVE | FUSES | SPARE |  |  |  | 250.000 A |  |  | 3 | Fail | Please check "Mounting"
382389652 | TNB | DISTRIBUTION | KUALA SELANGOR | Existing | RYB | LV FUSE SWITCH |  | CLOSED | IEC MIDDLE CURVE | FUSES | SPARE |  |  |  | 250.000 A |  |  | 3 | Fail | Please check "Mounting"
382389664 | TNB | DISTRIBUTION | KUALA SELANGOR | Existing | RYB | LV FUSE SWITCH |  | CLOSED | IEC MIDDLE CURVE | FUSES | SPARE |  |  |  | 250.000 A |  |  | 3 | Fail | Please check "Mounting"
382389672 | TNB | DISTRIBUTION | KUALA SELANGOR | Existing | RYB | LV FUSE SWITCH |  | CLOSED | IEC MIDDLE CURVE | FUSES | SPARE |  |  |  | 250.000 A |  |  | 3 | Fail | Please check "Mounting"
382389690 | TNB | DISTRIBUTION | KUALA SELANGOR | Existing | RYB | LV FUSE SWITCH |  | CLOSED | IEC MIDDLE CURVE | FUSES | SPARE |  |  |  | 250.000 A |  |  | 3 | Fail | Please check "Mounting"
382389741 | TNB | DISTRIBUTION | KUALA SELANGOR | Existing | RYB | LV FUSE SWITCH |  | CLOSED | IEC MIDDLE CURVE | FUSES | SPARE |  |  |  | 250.000 A |  |  | 3 | Fail | Please check "Mounting"
382389755 | TNB | DISTRIBUTION | KUALA SELANGOR | Existing | RYB | LV FUSE SWITCH |  | CLOSED | IEC MIDDLE CURVE | FUSES | SPARE |  |  |  | 250.000 A |  |  | 3 | Fail | Please check "Mounting"
382389762 | TNB | DISTRIBUTION | KUALA SELANGOR | Existing | RYB | LV FUSE SWITCH |  | CLOSED | IEC MIDDLE CURVE | FUSES | SPARE |  |  |  | 250.000 A |  |  | 3 | Fail | Please check "Mounting"
382389767 | TNB | DISTRIBUTION | KUALA SELANGOR | Existing | RYB | LV FUSE SWITCH |  | CLOSED | IEC MIDDLE CURVE | FUSES | SPARE |  |  |  | 250.000 A |  |  | 3 | Fail | Please check "Mounting"
382389773 | TNB | DISTRIBUTION | KUALA SELANGOR | Existing | RYB | LV FUSE SWITCH |  | CLOSED | IEC MIDDLE CURVE | FUSES | SPARE |  |  |  | 250.000 A |  |  | 3 | Fail | Please check "Mounting"
382389785 | TNB | DISTRIBUTION | KUALA SELANGOR | Existing | RYB | LV FUSE SWITCH |  | CLOSED | IEC MIDDLE CURVE | FUSES | SPARE |  |  |  | 250.000 A |  |  | 3 | Fail | Please check "Mounting"
382389793 | TNB | DISTRIBUTION | KUALA SELANGOR | Existing | RYB | LV FUSE SWITCH |  | CLOSED | IEC MIDDLE CURVE | FUSES | SPARE |  |  |  | 250.000 A |  |  | 3 | Fail | Please check "Mounting"
382389811 | TNB | DISTRIBUTION | KUALA SELANGOR | Existing | RYB | LV FUSE SWITCH |  | CLOSED | IEC MIDDLE CURVE | FUSES | SPARE |  |  |  | 250.000 A |  |  | 3 | Fail | Please check "Mounting"
382389868 | TNB | DISTRIBUTION | KUALA SELANGOR | Existing | RYB | LV FUSE SWITCH |  | CLOSED | IEC MIDDLE CURVE | FUSES | SPARE |  |  |  | 250.000 A |  |  | 3 | Fail | Please check "Mounting"
382389882 | TNB | DISTRIBUTION | KUALA SELANGOR | Existing | RYB | LV FUSE SWITCH |  | CLOSED | IEC MIDDLE CURVE | FUSES | SPARE |  |  |  | 250.000 A |  |  | 3 | Fail | Please check "Mounting"
382389889 | TNB | DISTRIBUTION | KUALA SELANGOR | Existing | RYB | LV FUSE SWITCH |  | CLOSED | IEC MIDDLE CURVE | FUSES | SPARE |  |  |  | 250.000 A |  |  | 3 | Fail | Please check "Mounting"
382389894 | TNB | DISTRIBUTION | KUALA SELANGOR | Existing | RYB | LV FUSE SWITCH |  | CLOSED | IEC MIDDLE CURVE | FUSES | SPARE |  |  |  | 250.000 A |  |  | 3 | Fail | Please check "Mounting"
382389900 | TNB | DISTRIBUTION | KUALA SELANGOR | Existing | RYB | LV FUSE SWITCH |  | CLOSED | IEC MIDDLE CURVE | FUSES | SPARE |  |  |  | 250.000 A |  |  | 3 | Fail | Please check "Mounting"
382389912 | TNB | DISTRIBUTION | KUALA SELANGOR | Existing | RYB | LV FUSE SWITCH |  | CLOSED | IEC MIDDLE CURVE | FUSES | SPARE |  |  |  | 250.000 A |  |  | 3 | Fail | Please check "Mounting"
382389920 | TNB | DISTRIBUTION | KUALA SELANGOR | Existing | RYB | LV FUSE SWITCH |  | CLOSED | IEC MIDDLE CURVE | FUSES | SPARE |  |  |  | 250.000 A |  |  | 3 | Fail | Please check "Mounting"
382389938 | TNB | DISTRIBUTION | KUALA SELANGOR | Existing | RYB | LV FUSE SWITCH |  | CLOSED | IEC MIDDLE CURVE | FUSES | SPARE |  |  |  | 250.000 A |  |  | 3 | Fail | Please check "Mounting"
382389998 | TNB | DISTRIBUTION | KUALA SELANGOR | Existing | RYB | LV FUSE SWITCH |  | CLOSED | IEC MIDDLE CURVE | FUSES | SPARE |  |  |  | 250.000 A |  |  | 3 | Fail | Please check "Mounting"
382390012 | TNB | DISTRIBUTION | KUALA SELANGOR | Existing | RYB | LV FUSE SWITCH |  | CLOSED | IEC MIDDLE CURVE | FUSES | SPARE |  |  |  | 250.000 A |  |  | 3 | Fail | Please check "Mounting"
382390019 | TNB | DISTRIBUTION | KUALA SELANGOR | Existing | RYB | LV FUSE SWITCH |  | CLOSED | IEC MIDDLE CURVE | FUSES | SPARE |  |  |  | 250.000 A |  |  | 3 | Fail | Please check "Mounting"
382390024 | TNB | DISTRIBUTION | KUALA SELANGOR | Existing | RYB | LV FUSE SWITCH |  | CLOSED | IEC MIDDLE CURVE | FUSES | SPARE |  |  |  | 250.000 A |  |  | 3 | Fail | Please check "Mounting"
382390030 | TNB | DISTRIBUTION | KUALA SELANGOR | Existing | RYB | LV FUSE SWITCH |  | CLOSED | IEC MIDDLE CURVE | FUSES | SPARE |  |  |  | 250.000 A |  |  | 3 | Fail | Please check "Mounting"
382390042 | TNB | DISTRIBUTION | KUALA SELANGOR | Existing | RYB | LV FUSE SWITCH |  | CLOSED | IEC MIDDLE CURVE | FUSES | SPARE |  |  |  | 250.000 A |  |  | 3 | Fail | Please check "Mounting"
382390050 | TNB | DISTRIBUTION | KUALA SELANGOR | Existing | RYB | LV FUSE SWITCH |  | CLOSED | IEC MIDDLE CURVE | FUSES | SPARE |  |  |  | 250.000 A |  |  | 3 | Fail | Please check "Mounting"
382390068 | TNB | DISTRIBUTION | KUALA SELANGOR | Existing | RYB | LV FUSE SWITCH |  | CLOSED | IEC MIDDLE CURVE | FUSES | SPARE |  |  |  | 250.000 A |  |  | 3 | Fail | Please check "Mounting"
382390119 | TNB | DISTRIBUTION | KUALA SELANGOR | Existing | RYB | LV FUSE SWITCH |  | CLOSED | IEC MIDDLE CURVE | FUSES | SPARE |  |  |  | 250.000 A |  |  | 3 | Fail | Please check "Mounting"
382390133 | TNB | DISTRIBUTION | KUALA SELANGOR | Existing | RYB | LV FUSE SWITCH |  | CLOSED | IEC MIDDLE CURVE | FUSES | SPARE |  |  |  | 250.000 A |  |  | 3 | Fail | Please check "Mounting"
382390140 | TNB | DISTRIBUTION | KUALA SELANGOR | Existing | RYB | LV FUSE SWITCH |  | CLOSED | IEC MIDDLE CURVE | FUSES | SPARE |  |  |  | 250.000 A |  |  | 3 | Fail | Please check "Mounting"
382390145 | TNB | DISTRIBUTION | KUALA SELANGOR | Existing | RYB | LV FUSE SWITCH |  | CLOSED | IEC MIDDLE CURVE | FUSES | SPARE |  |  |  | 250.000 A |  |  | 3 | Fail | Please check "Mounting"
382390151 | TNB | DISTRIBUTION | KUALA SELANGOR | Existing | RYB | LV FUSE SWITCH |  | CLOSED | IEC MIDDLE CURVE | FUSES | SPARE |  |  |  | 250.000 A |  |  | 3 | Fail | Please check "Mounting"
382390163 | TNB | DISTRIBUTION | KUALA SELANGOR | Existing | RYB | LV FUSE SWITCH |  | CLOSED | IEC MIDDLE CURVE | FUSES | SPARE |  |  |  | 250.000 A |  |  | 3 | Fail | Please check "Mounting"
382390171 | TNB | DISTRIBUTION | KUALA SELANGOR | Existing | RYB | LV FUSE SWITCH |  | CLOSED | IEC MIDDLE CURVE | FUSES | SPARE |  |  |  | 250.000 A |  |  | 3 | Fail | Please check "Mounting"
382390189 | TNB | DISTRIBUTION | KUALA SELANGOR | Existing | RYB | LV FUSE SWITCH |  | CLOSED | IEC MIDDLE CURVE | FUSES | SPARE |  |  |  | 250.000 A |  |  | 3 | Fail | Please check "Mounting"
382390266 | TNB | DISTRIBUTION | KUALA SELANGOR | Existing | RYB | LV FUSE SWITCH |  | CLOSED | IEC MIDDLE CURVE | FUSES | SPARE |  |  |  | 250.000 A |  |  | 3 | Fail | Please check "Mounting"
382390280 | TNB | DISTRIBUTION | KUALA SELANGOR | Existing | RYB | LV FUSE SWITCH |  | CLOSED | IEC MIDDLE CURVE | FUSES | SPARE |  |  |  | 250.000 A |  |  | 3 | Fail | Please check "Mounting"
382390287 | TNB | DISTRIBUTION | KUALA SELANGOR | Existing | RYB | LV FUSE SWITCH |  | CLOSED | IEC MIDDLE CURVE | FUSES | SPARE |  |  |  | 250.000 A |  |  | 3 | Fail | Please check "Mounting"
382390292 | TNB | DISTRIBUTION | KUALA SELANGOR | Existing | RYB | LV FUSE SWITCH |  | CLOSED | IEC MIDDLE CURVE | FUSES | SPARE |  |  |  | 250.000 A |  |  | 3 | Fail | Please check "Mounting"
382390298 | TNB | DISTRIBUTION | KUALA SELANGOR | Existing | RYB | LV FUSE SWITCH |  | CLOSED | IEC MIDDLE CURVE | FUSES | SPARE |  |  |  | 250.000 A |  |  | 3 | Fail | Please check "Mounting"
382390310 | TNB | DISTRIBUTION | KUALA SELANGOR | Existing | RYB | LV FUSE SWITCH |  | CLOSED | IEC MIDDLE CURVE | FUSES | SPARE |  |  |  | 250.000 A |  |  | 3 | Fail | Please check "Mounting"
382390318 | TNB | DISTRIBUTION | KUALA SELANGOR | Existing | RYB | LV FUSE SWITCH |  | CLOSED | IEC MIDDLE CURVE | FUSES | SPARE |  |  |  | 250.000 A |  |  | 3 | Fail | Please check "Mounting"
382390336 | TNB | DISTRIBUTION | KUALA SELANGOR | Existing | RYB | LV FUSE SWITCH |  | CLOSED | IEC MIDDLE CURVE | FUSES | SPARE |  |  |  | 250.000 A |  |  | 3 | Fail | Please check "Mounting"
382390343 | TNB | DISTRIBUTION | KUALA SELANGOR | Existing | RYB | LV FUSE SWITCH |  | CLOSED | IEC MIDDLE CURVE | FUSES | SPARE |  |  |  | 250.000 A |  |  | 3 | Fail | Please check "Mounting"
382390357 | TNB | DISTRIBUTION | KUALA SELANGOR | Existing | RYB | LV FUSE SWITCH |  | CLOSED | IEC MIDDLE CURVE | FUSES | SPARE |  |  |  | 250.000 A |  |  | 3 | Fail | Please check "Mounting"
382390364 | TNB | DISTRIBUTION | KUALA SELANGOR | Existing | RYB | LV FUSE SWITCH |  | CLOSED | IEC MIDDLE CURVE | FUSES | SPARE |  |  |  | 250.000 A |  |  | 3 | Fail | Please check "Mounting"
382390369 | TNB | DISTRIBUTION | KUALA SELANGOR | Existing | RYB | LV FUSE SWITCH |  | CLOSED | IEC MIDDLE CURVE | FUSES | SPARE |  |  |  | 250.000 A |  |  | 3 | Fail | Please check "Mounting"
382390375 | TNB | DISTRIBUTION | KUALA SELANGOR | Existing | RYB | LV FUSE SWITCH |  | CLOSED | IEC MIDDLE CURVE | FUSES | SPARE |  |  |  | 250.000 A |  |  | 3 | Fail | Please check "Mounting"
382390387 | TNB | DISTRIBUTION | KUALA SELANGOR | Existing | RYB | LV FUSE SWITCH |  | CLOSED | IEC MIDDLE CURVE | FUSES | SPARE |  |  |  | 250.000 A |  |  | 3 | Fail | Please check "Mounting"
382390395 | TNB | DISTRIBUTION | KUALA SELANGOR | Existing | RYB | LV FUSE SWITCH |  | CLOSED | IEC MIDDLE CURVE | FUSES | SPARE |  |  |  | 250.000 A |  |  | 3 | Fail | Please check "Mounting"
382390413 | TNB | DISTRIBUTION | KUALA SELANGOR | Existing | RYB | LV FUSE SWITCH |  | CLOSED | IEC MIDDLE CURVE | FUSES | SPARE |  |  |  | 250.000 A |  |  | 3 | Fail | Please check "Mounting"
382390461 | TNB | DISTRIBUTION | KUALA SELANGOR | Existing | RYB | LV FUSE SWITCH |  | CLOSED | IEC MIDDLE CURVE | FUSES | SPARE |  |  |  | 250.000 A |  |  | 3 | Fail | Please check "Mounting"
382390475 | TNB | DISTRIBUTION | KUALA SELANGOR | Existing | RYB | LV FUSE SWITCH |  | CLOSED | IEC MIDDLE CURVE | FUSES | SPARE |  |  |  | 250.000 A |  |  | 3 | Fail | Please check "Mounting"
382390482 | TNB | DISTRIBUTION | KUALA SELANGOR | Existing | RYB | LV FUSE SWITCH |  | CLOSED | IEC MIDDLE CURVE | FUSES | SPARE |  |  |  | 250.000 A |  |  | 3 | Fail | Please check "Mounting"
382390487 | TNB | DISTRIBUTION | KUALA SELANGOR | Existing | RYB | LV FUSE SWITCH |  | CLOSED | IEC MIDDLE CURVE | FUSES | SPARE |  |  |  | 250.000 A |  |  | 3 | Fail | Please check "Mounting"
382390493 | TNB | DISTRIBUTION | KUALA SELANGOR | Existing | RYB | LV FUSE SWITCH |  | CLOSED | IEC MIDDLE CURVE | FUSES | SPARE |  |  |  | 250.000 A |  |  | 3 | Fail | Please check "Mounting"
382390505 | TNB | DISTRIBUTION | KUALA SELANGOR | Existing | RYB | LV FUSE SWITCH |  | CLOSED | IEC MIDDLE CURVE | FUSES | SPARE |  |  |  | 250.000 A |  |  | 3 | Fail | Please check "Mounting"
382390513 | TNB | DISTRIBUTION | KUALA SELANGOR | Existing | RYB | LV FUSE SWITCH |  | CLOSED | IEC MIDDLE CURVE | FUSES | SPARE |  |  |  | 250.000 A |  |  | 3 | Fail | Please check "Mounting"
382390531 | TNB | DISTRIBUTION | KUALA SELANGOR | Existing | RYB | LV FUSE SWITCH |  | CLOSED | IEC MIDDLE CURVE | FUSES | SPARE |  |  |  | 250.000 A |  |  | 3 | Fail | Please check "Mounting"
382390589 | TNB | DISTRIBUTION | KUALA SELANGOR | Existing | RYB | LV FUSE SWITCH |  | CLOSED | IEC MIDDLE CURVE | FUSES | SPARE |  |  |  | 250.000 A |  |  | 3 | Fail | Please check "Mounting"
382390603 | TNB | DISTRIBUTION | KUALA SELANGOR | Existing | RYB | LV FUSE SWITCH |  | CLOSED | IEC MIDDLE CURVE | FUSES | SPARE |  |  |  | 250.000 A |  |  | 3 | Fail | Please check "Mounting"
382390610 | TNB | DISTRIBUTION | KUALA SELANGOR | Existing | RYB | LV FUSE SWITCH |  | CLOSED | IEC MIDDLE CURVE | FUSES | SPARE |  |  |  | 250.000 A |  |  | 3 | Fail | Please check "Mounting"
382390615 | TNB | DISTRIBUTION | KUALA SELANGOR | Existing | RYB | LV FUSE SWITCH |  | CLOSED | IEC MIDDLE CURVE | FUSES | SPARE |  |  |  | 250.000 A |  |  | 3 | Fail | Please check "Mounting"
382390621 | TNB | DISTRIBUTION | KUALA SELANGOR | Existing | RYB | LV FUSE SWITCH |  | CLOSED | IEC MIDDLE CURVE | FUSES | SPARE |  |  |  | 250.000 A |  |  | 3 | Fail | Please check "Mounting"
382390633 | TNB | DISTRIBUTION | KUALA SELANGOR | Existing | RYB | LV FUSE SWITCH |  | CLOSED | IEC MIDDLE CURVE | FUSES | SPARE |  |  |  | 250.000 A |  |  | 3 | Fail | Please check "Mounting"
382390641 | TNB | DISTRIBUTION | KUALA SELANGOR | Existing | RYB | LV FUSE SWITCH |  | CLOSED | IEC MIDDLE CURVE | FUSES | SPARE |  |  |  | 250.000 A |  |  | 3 | Fail | Please check "Mounting"
382390659 | TNB | DISTRIBUTION | KUALA SELANGOR | Existing | RYB | LV FUSE SWITCH |  | CLOSED | IEC MIDDLE CURVE | FUSES | SPARE |  |  |  | 250.000 A |  |  | 3 | Fail | Please check "Mounting"
382390714 | TNB | DISTRIBUTION | KUALA SELANGOR | Existing | RYB | LV FUSE SWITCH |  | CLOSED | IEC MIDDLE CURVE | FUSES | SPARE |  |  |  | 250.000 A |  |  | 3 | Fail | Please check "Mounting"
382390728 | TNB | DISTRIBUTION | KUALA SELANGOR | Existing | RYB | LV FUSE SWITCH |  | CLOSED | IEC MIDDLE CURVE | FUSES | SPARE |  |  |  | 250.000 A |  |  | 3 | Fail | Please check "Mounting"
382390735 | TNB | DISTRIBUTION | KUALA SELANGOR | Existing | RYB | LV FUSE SWITCH |  | CLOSED | IEC MIDDLE CURVE | FUSES | SPARE |  |  |  | 250.000 A |  |  | 3 | Fail | Please check "Mounting"
382390740 | TNB | DISTRIBUTION | KUALA SELANGOR | Existing | RYB | LV FUSE SWITCH |  | CLOSED | IEC MIDDLE CURVE | FUSES | SPARE |  |  |  | 250.000 A |  |  | 3 | Fail | Please check "Mounting"
382390746 | TNB | DISTRIBUTION | KUALA SELANGOR | Existing | RYB | LV FUSE SWITCH |  | CLOSED | IEC MIDDLE CURVE | FUSES | SPARE |  |  |  | 250.000 A |  |  | 3 | Fail | Please check "Mounting"
382390758 | TNB | DISTRIBUTION | KUALA SELANGOR | Existing | RYB | LV FUSE SWITCH |  | CLOSED | IEC MIDDLE CURVE | FUSES | SPARE |  |  |  | 250.000 A |  |  | 3 | Fail | Please check "Mounting"
382390766 | TNB | DISTRIBUTION | KUALA SELANGOR | Existing | RYB | LV FUSE SWITCH |  | CLOSED | IEC MIDDLE CURVE | FUSES | SPARE |  |  |  | 250.000 A |  |  | 3 | Fail | Please check "Mounting"
382390784 | TNB | DISTRIBUTION | KUALA SELANGOR | Existing | RYB | LV FUSE SWITCH |  | CLOSED | IEC MIDDLE CURVE | FUSES | SPARE |  |  |  | 250.000 A |  |  | 3 | Fail | Please check "Mounting"
382390834 | TNB | DISTRIBUTION | KUALA SELANGOR | Existing | RYB | LV FUSE SWITCH |  | CLOSED | IEC MIDDLE CURVE | FUSES | SPARE |  |  |  | 250.000 A |  |  | 3 | Fail | Please check "Mounting"
382390848 | TNB | DISTRIBUTION | KUALA SELANGOR | Existing | RYB | LV FUSE SWITCH |  | CLOSED | IEC MIDDLE CURVE | FUSES | SPARE |  |  |  | 250.000 A |  |  | 3 | Fail | Please check "Mounting"
382390855 | TNB | DISTRIBUTION | KUALA SELANGOR | Existing | RYB | LV FUSE SWITCH |  | CLOSED | IEC MIDDLE CURVE | FUSES | SPARE |  |  |  | 250.000 A |  |  | 3 | Fail | Please check "Mounting"
382390860 | TNB | DISTRIBUTION | KUALA SELANGOR | Existing | RYB | LV FUSE SWITCH |  | CLOSED | IEC MIDDLE CURVE | FUSES | SPARE |  |  |  | 250.000 A |  |  | 3 | Fail | Please check "Mounting"
382390866 | TNB | DISTRIBUTION | KUALA SELANGOR | Existing | RYB | LV FUSE SWITCH |  | CLOSED | IEC MIDDLE CURVE | FUSES | SPARE |  |  |  | 250.000 A |  |  | 3 | Fail | Please check "Mounting"
382390878 | TNB | DISTRIBUTION | KUALA SELANGOR | Existing | RYB | LV FUSE SWITCH |  | CLOSED | IEC MIDDLE CURVE | FUSES | SPARE |  |  |  | 250.000 A |  |  | 3 | Fail | Please check "Mounting"
382390886 | TNB | DISTRIBUTION | KUALA SELANGOR | Existing | RYB | LV FUSE SWITCH |  | CLOSED | IEC MIDDLE CURVE | FUSES | SPARE |  |  |  | 250.000 A |  |  | 3 | Fail | Please check "Mounting"
382390904 | TNB | DISTRIBUTION | KUALA SELANGOR | Existing | RYB | LV FUSE SWITCH |  | CLOSED | IEC MIDDLE CURVE | FUSES | SPARE |  |  |  | 250.000 A |  |  | 3 | Fail | Please check "Mounting"
382390987 | TNB | DISTRIBUTION | KUALA SELANGOR | Existing | RYB | LV FUSE SWITCH |  | CLOSED | IEC MIDDLE CURVE | FUSES | SPARE |  |  |  | 250.000 A |  |  | 3 | Fail | Please check "Mounting"
382391001 | TNB | DISTRIBUTION | KUALA SELANGOR | Existing | RYB | LV FUSE SWITCH |  | CLOSED | IEC MIDDLE CURVE | FUSES | SPARE |  |  |  | 250.000 A |  |  | 3 | Fail | Please check "Mounting"
382391008 | TNB | DISTRIBUTION | KUALA SELANGOR | Existing | RYB | LV FUSE SWITCH |  | CLOSED | IEC MIDDLE CURVE | FUSES | SPARE |  |  |  | 250.000 A |  |  | 3 | Fail | Please check "Mounting"
382391013 | TNB | DISTRIBUTION | KUALA SELANGOR | Existing | RYB | LV FUSE SWITCH |  | CLOSED | IEC MIDDLE CURVE | FUSES | SPARE |  |  |  | 250.000 A |  |  | 3 | Fail | Please check "Mounting"
382391019 | TNB | DISTRIBUTION | KUALA SELANGOR | Existing | RYB | LV FUSE SWITCH |  | CLOSED | IEC MIDDLE CURVE | FUSES | SPARE |  |  |  | 250.000 A |  |  | 3 | Fail | Please check "Mounting"
382391031 | TNB | DISTRIBUTION | KUALA SELANGOR | Existing | RYB | LV FUSE SWITCH |  | CLOSED | IEC MIDDLE CURVE | FUSES | SPARE |  |  |  | 250.000 A |  |  | 3 | Fail | Please check "Mounting"
382391039 | TNB | DISTRIBUTION | KUALA SELANGOR | Existing | RYB | LV FUSE SWITCH |  | CLOSED | IEC MIDDLE CURVE | FUSES | SPARE |  |  |  | 250.000 A |  |  | 3 | Fail | Please check "Mounting"
382391057 | TNB | DISTRIBUTION | KUALA SELANGOR | Existing | RYB | LV FUSE SWITCH |  | CLOSED | IEC MIDDLE CURVE | FUSES | SPARE |  |  |  | 250.000 A |  |  | 3 | Fail | Please check "Mounting"
382391120 | TNB | DISTRIBUTION | KUALA SELANGOR | Existing | RYB | LV FUSE SWITCH |  | CLOSED | IEC MIDDLE CURVE | FUSES | SPARE |  |  |  | 250.000 A |  |  | 3 | Fail | Please check "Mounting"
382391134 | TNB | DISTRIBUTION | KUALA SELANGOR | Existing | RYB | LV FUSE SWITCH |  | CLOSED | IEC MIDDLE CURVE | FUSES | SPARE |  |  |  | 250.000 A |  |  | 3 | Fail | Please check "Mounting"
382391141 | TNB | DISTRIBUTION | KUALA SELANGOR | Existing | RYB | LV FUSE SWITCH |  | CLOSED | IEC MIDDLE CURVE | FUSES | SPARE |  |  |  | 250.000 A |  |  | 3 | Fail | Please check "Mounting"
382391146 | TNB | DISTRIBUTION | KUALA SELANGOR | Existing | RYB | LV FUSE SWITCH |  | CLOSED | IEC MIDDLE CURVE | FUSES | SPARE |  |  |  | 250.000 A |  |  | 3 | Fail | Please check "Mounting"
382391152 | TNB | DISTRIBUTION | KUALA SELANGOR | Existing | RYB | LV FUSE SWITCH |  | CLOSED | IEC MIDDLE CURVE | FUSES | SPARE |  |  |  | 250.000 A |  |  | 3 | Fail | Please check "Mounting"
382391164 | TNB | DISTRIBUTION | KUALA SELANGOR | Existing | RYB | LV FUSE SWITCH |  | CLOSED | IEC MIDDLE CURVE | FUSES | SPARE |  |  |  | 250.000 A |  |  | 3 | Fail | Please check "Mounting"
382391172 | TNB | DISTRIBUTION | KUALA SELANGOR | Existing | RYB | LV FUSE SWITCH |  | CLOSED | IEC MIDDLE CURVE | FUSES | SPARE |  |  |  | 250.000 A |  |  | 3 | Fail | Please check "Mounting"
382391190 | TNB | DISTRIBUTION | KUALA SELANGOR | Existing | RYB | LV FUSE SWITCH |  | CLOSED | IEC MIDDLE CURVE | FUSES | SPARE |  |  |  | 250.000 A |  |  | 3 | Fail | Please check "Mounting"
382391245 | TNB | DISTRIBUTION | KUALA SELANGOR | Existing | RYB | LV FUSE SWITCH |  | CLOSED | IEC MIDDLE CURVE | FUSES | SPARE |  |  |  | 250.000 A |  |  | 3 | Fail | Please check "Mounting"
382391259 | TNB | DISTRIBUTION | KUALA SELANGOR | Existing | RYB | LV FUSE SWITCH |  | CLOSED | IEC MIDDLE CURVE | FUSES | SPARE |  |  |  | 250.000 A |  |  | 3 | Fail | Please check "Mounting"
382391266 | TNB | DISTRIBUTION | KUALA SELANGOR | Existing | RYB | LV FUSE SWITCH |  | CLOSED | IEC MIDDLE CURVE | FUSES | SPARE |  |  |  | 250.000 A |  |  | 3 | Fail | Please check "Mounting"
382391271 | TNB | DISTRIBUTION | KUALA SELANGOR | Existing | RYB | LV FUSE SWITCH |  | CLOSED | IEC MIDDLE CURVE | FUSES | SPARE |  |  |  | 250.000 A |  |  | 3 | Fail | Please check "Mounting"
382391277 | TNB | DISTRIBUTION | KUALA SELANGOR | Existing | RYB | LV FUSE SWITCH |  | CLOSED | IEC MIDDLE CURVE | FUSES | SPARE |  |  |  | 250.000 A |  |  | 3 | Fail | Please check "Mounting"
382391289 | TNB | DISTRIBUTION | KUALA SELANGOR | Existing | RYB | LV FUSE SWITCH |  | CLOSED | IEC MIDDLE CURVE | FUSES | SPARE |  |  |  | 250.000 A |  |  | 3 | Fail | Please check "Mounting"
382391297 | TNB | DISTRIBUTION | KUALA SELANGOR | Existing | RYB | LV FUSE SWITCH |  | CLOSED | IEC MIDDLE CURVE | FUSES | SPARE |  |  |  | 250.000 A |  |  | 3 | Fail | Please check "Mounting"
382391315 | TNB | DISTRIBUTION | KUALA SELANGOR | Existing | RYB | LV FUSE SWITCH |  | CLOSED | IEC MIDDLE CURVE | FUSES | SPARE |  |  |  | 250.000 A |  |  | 3 | Fail | Please check "Mounting"
382391363 | TNB | DISTRIBUTION | KUALA SELANGOR | Existing | RYB | LV FUSE SWITCH |  | CLOSED | IEC MIDDLE CURVE | FUSES | SPARE |  |  |  | 250.000 A |  |  | 3 | Fail | Please check "Mounting"
382391377 | TNB | DISTRIBUTION | KUALA SELANGOR | Existing | RYB | LV FUSE SWITCH |  | CLOSED | IEC MIDDLE CURVE | FUSES | SPARE |  |  |  | 250.000 A |  |  | 3 | Fail | Please check "Mounting"
382391384 | TNB | DISTRIBUTION | KUALA SELANGOR | Existing | RYB | LV FUSE SWITCH |  | CLOSED | IEC MIDDLE CURVE | FUSES | SPARE |  |  |  | 250.000 A |  |  | 3 | Fail | Please check "Mounting"
382391389 | TNB | DISTRIBUTION | KUALA SELANGOR | Existing | RYB | LV FUSE SWITCH |  | CLOSED | IEC MIDDLE CURVE | FUSES | SPARE |  |  |  | 250.000 A |  |  | 3 | Fail | Please check "Mounting"
382391395 | TNB | DISTRIBUTION | KUALA SELANGOR | Existing | RYB | LV FUSE SWITCH |  | CLOSED | IEC MIDDLE CURVE | FUSES | SPARE |  |  |  | 250.000 A |  |  | 3 | Fail | Please check "Mounting"
382391407 | TNB | DISTRIBUTION | KUALA SELANGOR | Existing | RYB | LV FUSE SWITCH |  | CLOSED | IEC MIDDLE CURVE | FUSES | SPARE |  |  |  | 250.000 A |  |  | 3 | Fail | Please check "Mounting"
382391415 | TNB | DISTRIBUTION | KUALA SELANGOR | Existing | RYB | LV FUSE SWITCH |  | CLOSED | IEC MIDDLE CURVE | FUSES | SPARE |  |  |  | 250.000 A |  |  | 3 | Fail | Please check "Mounting"
382391433 | TNB | DISTRIBUTION | KUALA SELANGOR | Existing | RYB | LV FUSE SWITCH |  | CLOSED | IEC MIDDLE CURVE | FUSES | SPARE |  |  |  | 250.000 A |  |  | 3 | Fail | Please check "Mounting"
382391501 | TNB | DISTRIBUTION | KUALA SELANGOR | Existing | RYB | LV FUSE SWITCH |  | CLOSED | IEC MIDDLE CURVE | FUSES | SPARE |  |  |  | 250.000 A |  |  | 3 | Fail | Please check "Mounting"
382391515 | TNB | DISTRIBUTION | KUALA SELANGOR | Existing | RYB | LV FUSE SWITCH |  | CLOSED | IEC MIDDLE CURVE | FUSES | SPARE |  |  |  | 250.000 A |  |  | 3 | Fail | Please check "Mounting"
382391522 | TNB | DISTRIBUTION | KUALA SELANGOR | Existing | RYB | LV FUSE SWITCH |  | CLOSED | IEC MIDDLE CURVE | FUSES | SPARE |  |  |  | 250.000 A |  |  | 3 | Fail | Please check "Mounting"
382391527 | TNB | DISTRIBUTION | KUALA SELANGOR | Existing | RYB | LV FUSE SWITCH |  | CLOSED | IEC MIDDLE CURVE | FUSES | SPARE |  |  |  | 250.000 A |  |  | 3 | Fail | Please check "Mounting"
382391533 | TNB | DISTRIBUTION | KUALA SELANGOR | Existing | RYB | LV FUSE SWITCH |  | CLOSED | IEC MIDDLE CURVE | FUSES | SPARE |  |  |  | 250.000 A |  |  | 3 | Fail | Please check "Mounting"
382391545 | TNB | DISTRIBUTION | KUALA SELANGOR | Existing | RYB | LV FUSE SWITCH |  | CLOSED | IEC MIDDLE CURVE | FUSES | SPARE |  |  |  | 250.000 A |  |  | 3 | Fail | Please check "Mounting"
382391553 | TNB | DISTRIBUTION | KUALA SELANGOR | Existing | RYB | LV FUSE SWITCH |  | CLOSED | IEC MIDDLE CURVE | FUSES | SPARE |  |  |  | 250.000 A |  |  | 3 | Fail | Please check "Mounting"
382391571 | TNB | DISTRIBUTION | KUALA SELANGOR | Existing | RYB | LV FUSE SWITCH |  | CLOSED | IEC MIDDLE CURVE | FUSES | SPARE |  |  |  | 250.000 A |  |  | 3 | Fail | Please check "Mounting"
382391626 | TNB | DISTRIBUTION | KUALA SELANGOR | Existing | RYB | LV FUSE SWITCH |  | CLOSED | IEC MIDDLE CURVE | FUSES | SPARE |  |  |  | 250.000 A |  |  | 3 | Fail | Please check "Mounting"
382391640 | TNB | DISTRIBUTION | KUALA SELANGOR | Existing | RYB | LV FUSE SWITCH |  | CLOSED | IEC MIDDLE CURVE | FUSES | SPARE |  |  |  | 250.000 A |  |  | 3 | Fail | Please check "Mounting"
382391647 | TNB | DISTRIBUTION | KUALA SELANGOR | Existing | RYB | LV FUSE SWITCH |  | CLOSED | IEC MIDDLE CURVE | FUSES | SPARE |  |  |  | 250.000 A |  |  | 3 | Fail | Please check "Mounting"
382391652 | TNB | DISTRIBUTION | KUALA SELANGOR | Existing | RYB | LV FUSE SWITCH |  | CLOSED | IEC MIDDLE CURVE | FUSES | SPARE |  |  |  | 250.000 A |  |  | 3 | Fail | Please check "Mounting"
382391658 | TNB | DISTRIBUTION | KUALA SELANGOR | Existing | RYB | LV FUSE SWITCH |  | CLOSED | IEC MIDDLE CURVE | FUSES | SPARE |  |  |  | 250.000 A |  |  | 3 | Fail | Please check "Mounting"
382391670 | TNB | DISTRIBUTION | KUALA SELANGOR | Existing | RYB | LV FUSE SWITCH |  | CLOSED | IEC MIDDLE CURVE | FUSES | SPARE |  |  |  | 250.000 A |  |  | 3 | Fail | Please check "Mounting"
382391678 | TNB | DISTRIBUTION | KUALA SELANGOR | Existing | RYB | LV FUSE SWITCH |  | CLOSED | IEC MIDDLE CURVE | FUSES | SPARE |  |  |  | 250.000 A |  |  | 3 | Fail | Please check "Mounting"
382391696 | TNB | DISTRIBUTION | KUALA SELANGOR | Existing | RYB | LV FUSE SWITCH |  | CLOSED | IEC MIDDLE CURVE | FUSES | SPARE |  |  |  | 250.000 A |  |  | 3 | Fail | Please check "Mounting"
382391751 | TNB | DISTRIBUTION | KUALA SELANGOR | Existing | RYB | LV FUSE SWITCH |  | CLOSED | IEC MIDDLE CURVE | FUSES | SPARE |  |  |  | 250.000 A |  |  | 3 | Fail | Please check "Mounting"
382391765 | TNB | DISTRIBUTION | KUALA SELANGOR | Existing | RYB | LV FUSE SWITCH |  | CLOSED | IEC MIDDLE CURVE | FUSES | SPARE |  |  |  | 250.000 A |  |  | 3 | Fail | Please check "Mounting"
382391772 | TNB | DISTRIBUTION | KUALA SELANGOR | Existing | RYB | LV FUSE SWITCH |  | CLOSED | IEC MIDDLE CURVE | FUSES | SPARE |  |  |  | 250.000 A |  |  | 3 | Fail | Please check "Mounting"
382391777 | TNB | DISTRIBUTION | KUALA SELANGOR | Existing | RYB | LV FUSE SWITCH |  | CLOSED | IEC MIDDLE CURVE | FUSES | SPARE |  |  |  | 250.000 A |  |  | 3 | Fail | Please check "Mounting"
382391783 | TNB | DISTRIBUTION | KUALA SELANGOR | Existing | RYB | LV FUSE SWITCH |  | CLOSED | IEC MIDDLE CURVE | FUSES | SPARE |  |  |  | 250.000 A |  |  | 3 | Fail | Please check "Mounting"
382391795 | TNB | DISTRIBUTION | KUALA SELANGOR | Existing | RYB | LV FUSE SWITCH |  | CLOSED | IEC MIDDLE CURVE | FUSES | SPARE |  |  |  | 250.000 A |  |  | 3 | Fail | Please check "Mounting"
382391803 | TNB | DISTRIBUTION | KUALA SELANGOR | Existing | RYB | LV FUSE SWITCH |  | CLOSED | IEC MIDDLE CURVE | FUSES | SPARE |  |  |  | 250.000 A |  |  | 3 | Fail | Please check "Mounting"
382391821 | TNB | DISTRIBUTION | KUALA SELANGOR | Existing | RYB | LV FUSE SWITCH |  | CLOSED | IEC MIDDLE CURVE | FUSES | SPARE |  |  |  | 250.000 A |  |  | 3 | Fail | Please check "Mounting"
382391870 | TNB | DISTRIBUTION | KUALA SELANGOR | Existing | RYB | LV FUSE SWITCH |  | CLOSED | IEC MIDDLE CURVE | FUSES | SPARE |  |  |  | 250.000 A |  |  | 3 | Fail | Please check "Mounting"
382391884 | TNB | DISTRIBUTION | KUALA SELANGOR | Existing | RYB | LV FUSE SWITCH |  | CLOSED | IEC MIDDLE CURVE | FUSES | SPARE |  |  |  | 250.000 A |  |  | 3 | Fail | Please check "Mounting"
382391891 | TNB | DISTRIBUTION | KUALA SELANGOR | Existing | RYB | LV FUSE SWITCH |  | CLOSED | IEC MIDDLE CURVE | FUSES | SPARE |  |  |  | 250.000 A |  |  | 3 | Fail | Please check "Mounting"
382391896 | TNB | DISTRIBUTION | KUALA SELANGOR | Existing | RYB | LV FUSE SWITCH |  | CLOSED | IEC MIDDLE CURVE | FUSES | SPARE |  |  |  | 250.000 A |  |  | 3 | Fail | Please check "Mounting"
382391902 | TNB | DISTRIBUTION | KUALA SELANGOR | Existing | RYB | LV FUSE SWITCH |  | CLOSED | IEC MIDDLE CURVE | FUSES | SPARE |  |  |  | 250.000 A |  |  | 3 | Fail | Please check "Mounting"
382391914 | TNB | DISTRIBUTION | KUALA SELANGOR | Existing | RYB | LV FUSE SWITCH |  | CLOSED | IEC MIDDLE CURVE | FUSES | SPARE |  |  |  | 250.000 A |  |  | 3 | Fail | Please check "Mounting"
382391922 | TNB | DISTRIBUTION | KUALA SELANGOR | Existing | RYB | LV FUSE SWITCH |  | CLOSED | IEC MIDDLE CURVE | FUSES | SPARE |  |  |  | 250.000 A |  |  | 3 | Fail | Please check "Mounting"
382391940 | TNB | DISTRIBUTION | KUALA SELANGOR | Existing | RYB | LV FUSE SWITCH |  | CLOSED | IEC MIDDLE CURVE | FUSES | SPARE |  |  |  | 250.000 A |  |  | 3 | Fail | Please check "Mounting"
382392026 | TNB | DISTRIBUTION | KUALA SELANGOR | Existing | RYB | LV FUSE SWITCH |  | CLOSED | IEC MIDDLE CURVE | FUSES | SPARE |  |  |  | 250.000 A |  |  | 3 | Fail | Please check "Mounting"
382392040 | TNB | DISTRIBUTION | KUALA SELANGOR | Existing | RYB | LV FUSE SWITCH |  | CLOSED | IEC MIDDLE CURVE | FUSES | SPARE |  |  |  | 250.000 A |  |  | 3 | Fail | Please check "Mounting"
382392047 | TNB | DISTRIBUTION | KUALA SELANGOR | Existing | RYB | LV FUSE SWITCH |  | CLOSED | IEC MIDDLE CURVE | FUSES | SPARE |  |  |  | 250.000 A |  |  | 3 | Fail | Please check "Mounting"
382392052 | TNB | DISTRIBUTION | KUALA SELANGOR | Existing | RYB | LV FUSE SWITCH |  | CLOSED | IEC MIDDLE CURVE | FUSES | SPARE |  |  |  | 250.000 A |  |  | 3 | Fail | Please check "Mounting"
382392058 | TNB | DISTRIBUTION | KUALA SELANGOR | Existing | RYB | LV FUSE SWITCH |  | CLOSED | IEC MIDDLE CURVE | FUSES | SPARE |  |  |  | 250.000 A |  |  | 3 | Fail | Please check "Mounting"
382392070 | TNB | DISTRIBUTION | KUALA SELANGOR | Existing | RYB | LV FUSE SWITCH |  | CLOSED | IEC MIDDLE CURVE | FUSES | SPARE |  |  |  | 250.000 A |  |  | 3 | Fail | Please check "Mounting"
382392078 | TNB | DISTRIBUTION | KUALA SELANGOR | Existing | RYB | LV FUSE SWITCH |  | CLOSED | IEC MIDDLE CURVE | FUSES | SPARE |  |  |  | 250.000 A |  |  | 3 | Fail | Please check "Mounting"
382392096 | TNB | DISTRIBUTION | KUALA SELANGOR | Existing | RYB | LV FUSE SWITCH |  | CLOSED | IEC MIDDLE CURVE | FUSES | SPARE |  |  |  | 250.000 A |  |  | 3 | Fail | Please check "Mounting"
382392152 | TNB | DISTRIBUTION | KUALA SELANGOR | Existing | RYB | LV FUSE SWITCH |  | CLOSED | IEC MIDDLE CURVE | FUSES | SPARE |  |  |  | 250.000 A |  |  | 3 | Fail | Please check "Mounting"
382392166 | TNB | DISTRIBUTION | KUALA SELANGOR | Existing | RYB | LV FUSE SWITCH |  | CLOSED | IEC MIDDLE CURVE | FUSES | SPARE |  |  |  | 250.000 A |  |  | 3 | Fail | Please check "Mounting"
382392173 | TNB | DISTRIBUTION | KUALA SELANGOR | Existing | RYB | LV FUSE SWITCH |  | CLOSED | IEC MIDDLE CURVE | FUSES | SPARE |  |  |  | 250.000 A |  |  | 3 | Fail | Please check "Mounting"
382392178 | TNB | DISTRIBUTION | KUALA SELANGOR | Existing | RYB | LV FUSE SWITCH |  | CLOSED | IEC MIDDLE CURVE | FUSES | SPARE |  |  |  | 250.000 A |  |  | 3 | Fail | Please check "Mounting"
382392184 | TNB | DISTRIBUTION | KUALA SELANGOR | Existing | RYB | LV FUSE SWITCH |  | CLOSED | IEC MIDDLE CURVE | FUSES | SPARE |  |  |  | 250.000 A |  |  | 3 | Fail | Please check "Mounting"
382392196 | TNB | DISTRIBUTION | KUALA SELANGOR | Existing | RYB | LV FUSE SWITCH |  | CLOSED | IEC MIDDLE CURVE | FUSES | SPARE |  |  |  | 250.000 A |  |  | 3 | Fail | Please check "Mounting"
382392204 | TNB | DISTRIBUTION | KUALA SELANGOR | Existing | RYB | LV FUSE SWITCH |  | CLOSED | IEC MIDDLE CURVE | FUSES | SPARE |  |  |  | 250.000 A |  |  | 3 | Fail | Please check "Mounting"
382392222 | TNB | DISTRIBUTION | KUALA SELANGOR | Existing | RYB | LV FUSE SWITCH |  | CLOSED | IEC MIDDLE CURVE | FUSES | SPARE |  |  |  | 250.000 A |  |  | 3 | Fail | Please check "Mounting"
382392382 | TNB | DISTRIBUTION | KUALA SELANGOR | Existing | RYB | LV FUSE SWITCH |  | CLOSED | IEC MIDDLE CURVE | FUSES | SPARE |  |  |  | 250.000 A |  |  | 3 | Fail | Please check "Mounting"
382392396 | TNB | DISTRIBUTION | KUALA SELANGOR | Existing | RYB | LV FUSE SWITCH |  | CLOSED | IEC MIDDLE CURVE | FUSES | SPARE |  |  |  | 250.000 A |  |  | 3 | Fail | Please check "Mounting"
382392403 | TNB | DISTRIBUTION | KUALA SELANGOR | Existing | RYB | LV FUSE SWITCH |  | CLOSED | IEC MIDDLE CURVE | FUSES | SPARE |  |  |  | 250.000 A |  |  | 3 | Fail | Please check "Mounting"
382392408 | TNB | DISTRIBUTION | KUALA SELANGOR | Existing | RYB | LV FUSE SWITCH |  | CLOSED | IEC MIDDLE CURVE | FUSES | SPARE |  |  |  | 250.000 A |  |  | 3 | Fail | Please check "Mounting"
382392414 | TNB | DISTRIBUTION | KUALA SELANGOR | Existing | RYB | LV FUSE SWITCH |  | CLOSED | IEC MIDDLE CURVE | FUSES | SPARE |  |  |  | 250.000 A |  |  | 3 | Fail | Please check "Mounting"
382392426 | TNB | DISTRIBUTION | KUALA SELANGOR | Existing | RYB | LV FUSE SWITCH |  | CLOSED | IEC MIDDLE CURVE | FUSES | SPARE |  |  |  | 250.000 A |  |  | 3 | Fail | Please check "Mounting"
382392434 | TNB | DISTRIBUTION | KUALA SELANGOR | Existing | RYB | LV FUSE SWITCH |  | CLOSED | IEC MIDDLE CURVE | FUSES | SPARE |  |  |  | 250.000 A |  |  | 3 | Fail | Please check "Mounting"
382392452 | TNB | DISTRIBUTION | KUALA SELANGOR | Existing | RYB | LV FUSE SWITCH |  | CLOSED | IEC MIDDLE CURVE | FUSES | SPARE |  |  |  | 250.000 A |  |  | 3 | Fail | Please check "Mounting"
382392459 | TNB | DISTRIBUTION | KUALA SELANGOR | Existing | RYB | LV FUSE SWITCH |  | CLOSED | IEC MIDDLE CURVE | FUSES | SPARE |  |  |  | 250.000 A |  |  | 3 | Fail | Please check "Mounting"
382392473 | TNB | DISTRIBUTION | KUALA SELANGOR | Existing | RYB | LV FUSE SWITCH |  | CLOSED | IEC MIDDLE CURVE | FUSES | SPARE |  |  |  | 250.000 A |  |  | 3 | Fail | Please check "Mounting"
382392480 | TNB | DISTRIBUTION | KUALA SELANGOR | Existing | RYB | LV FUSE SWITCH |  | CLOSED | IEC MIDDLE CURVE | FUSES | SPARE |  |  |  | 250.000 A |  |  | 3 | Fail | Please check "Mounting"
382392485 | TNB | DISTRIBUTION | KUALA SELANGOR | Existing | RYB | LV FUSE SWITCH |  | CLOSED | IEC MIDDLE CURVE | FUSES | SPARE |  |  |  | 250.000 A |  |  | 3 | Fail | Please check "Mounting"
382392491 | TNB | DISTRIBUTION | KUALA SELANGOR | Existing | RYB | LV FUSE SWITCH |  | CLOSED | IEC MIDDLE CURVE | FUSES | SPARE |  |  |  | 250.000 A |  |  | 3 | Fail | Please check "Mounting"
382392503 | TNB | DISTRIBUTION | KUALA SELANGOR | Existing | RYB | LV FUSE SWITCH |  | CLOSED | IEC MIDDLE CURVE | FUSES | SPARE |  |  |  | 250.000 A |  |  | 3 | Fail | Please check "Mounting"
382392511 | TNB | DISTRIBUTION | KUALA SELANGOR | Existing | RYB | LV FUSE SWITCH |  | CLOSED | IEC MIDDLE CURVE | FUSES | SPARE |  |  |  | 250.000 A |  |  | 3 | Fail | Please check "Mounting"
382392529 | TNB | DISTRIBUTION | KUALA SELANGOR | Existing | RYB | LV FUSE SWITCH |  | CLOSED | IEC MIDDLE CURVE | FUSES | SPARE |  |  |  | 250.000 A |  |  | 3 | Fail | Please check "Mounting"
382392607 | TNB | DISTRIBUTION | KUALA SELANGOR | Existing | RYB | LV FUSE SWITCH |  | CLOSED | IEC MIDDLE CURVE | FUSES | SPARE |  |  |  | 250.000 A |  |  | 3 | Fail | Please check "Mounting"
382392621 | TNB | DISTRIBUTION | KUALA SELANGOR | Existing | RYB | LV FUSE SWITCH |  | CLOSED | IEC MIDDLE CURVE | FUSES | SPARE |  |  |  | 250.000 A |  |  | 3 | Fail | Please check "Mounting"
382392628 | TNB | DISTRIBUTION | KUALA SELANGOR | Existing | RYB | LV FUSE SWITCH |  | CLOSED | IEC MIDDLE CURVE | FUSES | SPARE |  |  |  | 250.000 A |  |  | 3 | Fail | Please check "Mounting"
382392633 | TNB | DISTRIBUTION | KUALA SELANGOR | Existing | RYB | LV FUSE SWITCH |  | CLOSED | IEC MIDDLE CURVE | FUSES | SPARE |  |  |  | 250.000 A |  |  | 3 | Fail | Please check "Mounting"
382392639 | TNB | DISTRIBUTION | KUALA SELANGOR | Existing | RYB | LV FUSE SWITCH |  | CLOSED | IEC MIDDLE CURVE | FUSES | SPARE |  |  |  | 250.000 A |  |  | 3 | Fail | Please check "Mounting"
382392651 | TNB | DISTRIBUTION | KUALA SELANGOR | Existing | RYB | LV FUSE SWITCH |  | CLOSED | IEC MIDDLE CURVE | FUSES | SPARE |  |  |  | 250.000 A |  |  | 3 | Fail | Please check "Mounting"
382392659 | TNB | DISTRIBUTION | KUALA SELANGOR | Existing | RYB | LV FUSE SWITCH |  | CLOSED | IEC MIDDLE CURVE | FUSES | SPARE |  |  |  | 250.000 A |  |  | 3 | Fail | Please check "Mounting"
382392677 | TNB | DISTRIBUTION | KUALA SELANGOR | Existing | RYB | LV FUSE SWITCH |  | CLOSED | IEC MIDDLE CURVE | FUSES | SPARE |  |  |  | 250.000 A |  |  | 3 | Fail | Please check "Mounting"
382392684 | TNB | DISTRIBUTION | KUALA SELANGOR | Existing | RYB | LV FUSE SWITCH |  | CLOSED | IEC MIDDLE CURVE | FUSES | SPARE |  |  |  | 250.000 A |  |  | 3 | Fail | Please check "Mounting"
382392698 | TNB | DISTRIBUTION | KUALA SELANGOR | Existing | RYB | LV FUSE SWITCH |  | CLOSED | IEC MIDDLE CURVE | FUSES | SPARE |  |  |  | 250.000 A |  |  | 3 | Fail | Please check "Mounting"
382392705 | TNB | DISTRIBUTION | KUALA SELANGOR | Existing | RYB | LV FUSE SWITCH |  | CLOSED | IEC MIDDLE CURVE | FUSES | SPARE |  |  |  | 250.000 A |  |  | 3 | Fail | Please check "Mounting"
382392710 | TNB | DISTRIBUTION | KUALA SELANGOR | Existing | RYB | LV FUSE SWITCH |  | CLOSED | IEC MIDDLE CURVE | FUSES | SPARE |  |  |  | 250.000 A |  |  | 3 | Fail | Please check "Mounting"
382392716 | TNB | DISTRIBUTION | KUALA SELANGOR | Existing | RYB | LV FUSE SWITCH |  | CLOSED | IEC MIDDLE CURVE | FUSES | SPARE |  |  |  | 250.000 A |  |  | 3 | Fail | Please check "Mounting"
382392728 | TNB | DISTRIBUTION | KUALA SELANGOR | Existing | RYB | LV FUSE SWITCH |  | CLOSED | IEC MIDDLE CURVE | FUSES | SPARE |  |  |  | 250.000 A |  |  | 3 | Fail | Please check "Mounting"
382392736 | TNB | DISTRIBUTION | KUALA SELANGOR | Existing | RYB | LV FUSE SWITCH |  | CLOSED | IEC MIDDLE CURVE | FUSES | SPARE |  |  |  | 250.000 A |  |  | 3 | Fail | Please check "Mounting"
382392754 | TNB | DISTRIBUTION | KUALA SELANGOR | Existing | RYB | LV FUSE SWITCH |  | CLOSED | IEC MIDDLE CURVE | FUSES | SPARE |  |  |  | 250.000 A |  |  | 3 | Fail | Please check "Mounting"
382392847 | TNB | DISTRIBUTION | KUALA SELANGOR | Existing | RYB | LV FUSE SWITCH |  | CLOSED | IEC MIDDLE CURVE | FUSES | SPARE |  |  |  | 250.000 A |  |  | 3 | Fail | Please check "Mounting"
382392861 | TNB | DISTRIBUTION | KUALA SELANGOR | Existing | RYB | LV FUSE SWITCH |  | CLOSED | IEC MIDDLE CURVE | FUSES | SPARE |  |  |  | 250.000 A |  |  | 3 | Fail | Please check "Mounting"
382392868 | TNB | DISTRIBUTION | KUALA SELANGOR | Existing | RYB | LV FUSE SWITCH |  | CLOSED | IEC MIDDLE CURVE | FUSES | SPARE |  |  |  | 250.000 A |  |  | 3 | Fail | Please check "Mounting"
382392873 | TNB | DISTRIBUTION | KUALA SELANGOR | Existing | RYB | LV FUSE SWITCH |  | CLOSED | IEC MIDDLE CURVE | FUSES | SPARE |  |  |  | 250.000 A |  |  | 3 | Fail | Please check "Mounting"
382392879 | TNB | DISTRIBUTION | KUALA SELANGOR | Existing | RYB | LV FUSE SWITCH |  | CLOSED | IEC MIDDLE CURVE | FUSES | SPARE |  |  |  | 250.000 A |  |  | 3 | Fail | Please check "Mounting"
382392891 | TNB | DISTRIBUTION | KUALA SELANGOR | Existing | RYB | LV FUSE SWITCH |  | CLOSED | IEC MIDDLE CURVE | FUSES | SPARE |  |  |  | 250.000 A |  |  | 3 | Fail | Please check "Mounting"
382392899 | TNB | DISTRIBUTION | KUALA SELANGOR | Existing | RYB | LV FUSE SWITCH |  | CLOSED | IEC MIDDLE CURVE | FUSES | SPARE |  |  |  | 250.000 A |  |  | 3 | Fail | Please check "Mounting"
382392917 | TNB | DISTRIBUTION | KUALA SELANGOR | Existing | RYB | LV FUSE SWITCH |  | CLOSED | IEC MIDDLE CURVE | FUSES | SPARE |  |  |  | 250.000 A |  |  | 3 | Fail | Please check "Mounting"
382392924 | TNB | DISTRIBUTION | KUALA SELANGOR | Existing | RYB | LV FUSE SWITCH |  | CLOSED | IEC MIDDLE CURVE | FUSES | SPARE |  |  |  | 250.000 A |  |  | 3 | Fail | Please check "Mounting"
382392938 | TNB | DISTRIBUTION | KUALA SELANGOR | Existing | RYB | LV FUSE SWITCH |  | CLOSED | IEC MIDDLE CURVE | FUSES | SPARE |  |  |  | 250.000 A |  |  | 3 | Fail | Please check "Mounting"
382392945 | TNB | DISTRIBUTION | KUALA SELANGOR | Existing | RYB | LV FUSE SWITCH |  | CLOSED | IEC MIDDLE CURVE | FUSES | SPARE |  |  |  | 250.000 A |  |  | 3 | Fail | Please check "Mounting"
382392950 | TNB | DISTRIBUTION | KUALA SELANGOR | Existing | RYB | LV FUSE SWITCH |  | CLOSED | IEC MIDDLE CURVE | FUSES | SPARE |  |  |  | 250.000 A |  |  | 3 | Fail | Please check "Mounting"
382392956 | TNB | DISTRIBUTION | KUALA SELANGOR | Existing | RYB | LV FUSE SWITCH |  | CLOSED | IEC MIDDLE CURVE | FUSES | SPARE |  |  |  | 250.000 A |  |  | 3 | Fail | Please check "Mounting"
382392968 | TNB | DISTRIBUTION | KUALA SELANGOR | Existing | RYB | LV FUSE SWITCH |  | CLOSED | IEC MIDDLE CURVE | FUSES | SPARE |  |  |  | 250.000 A |  |  | 3 | Fail | Please check "Mounting"
382392976 | TNB | DISTRIBUTION | KUALA SELANGOR | Existing | RYB | LV FUSE SWITCH |  | CLOSED | IEC MIDDLE CURVE | FUSES | SPARE |  |  |  | 250.000 A |  |  | 3 | Fail | Please check "Mounting"
382392994 | TNB | DISTRIBUTION | KUALA SELANGOR | Existing | RYB | LV FUSE SWITCH |  | CLOSED | IEC MIDDLE CURVE | FUSES | SPARE |  |  |  | 250.000 A |  |  | 3 | Fail | Please check "Mounting"
382393053 | TNB | DISTRIBUTION | KUALA SELANGOR | Existing | RYB | LV FUSE SWITCH |  | CLOSED | IEC MIDDLE CURVE | FUSES | SPARE |  |  |  | 250.000 A |  |  | 3 | Fail | Please check "Mounting"
382393067 | TNB | DISTRIBUTION | KUALA SELANGOR | Existing | RYB | LV FUSE SWITCH |  | CLOSED | IEC MIDDLE CURVE | FUSES | SPARE |  |  |  | 250.000 A |  |  | 3 | Fail | Please check "Mounting"
382393074 | TNB | DISTRIBUTION | KUALA SELANGOR | Existing | RYB | LV FUSE SWITCH |  | CLOSED | IEC MIDDLE CURVE | FUSES | SPARE |  |  |  | 250.000 A |  |  | 3 | Fail | Please check "Mounting"
382393079 | TNB | DISTRIBUTION | KUALA SELANGOR | Existing | RYB | LV FUSE SWITCH |  | CLOSED | IEC MIDDLE CURVE | FUSES | SPARE |  |  |  | 250.000 A |  |  | 3 | Fail | Please check "Mounting"
382393085 | TNB | DISTRIBUTION | KUALA SELANGOR | Existing | RYB | LV FUSE SWITCH |  | CLOSED | IEC MIDDLE CURVE | FUSES | SPARE |  |  |  | 250.000 A |  |  | 3 | Fail | Please check "Mounting"
382393097 | TNB | DISTRIBUTION | KUALA SELANGOR | Existing | RYB | LV FUSE SWITCH |  | CLOSED | IEC MIDDLE CURVE | FUSES | SPARE |  |  |  | 250.000 A |  |  | 3 | Fail | Please check "Mounting"
382393105 | TNB | DISTRIBUTION | KUALA SELANGOR | Existing | RYB | LV FUSE SWITCH |  | CLOSED | IEC MIDDLE CURVE | FUSES | SPARE |  |  |  | 250.000 A |  |  | 3 | Fail | Please check "Mounting"
382393123 | TNB | DISTRIBUTION | KUALA SELANGOR | Existing | RYB | LV FUSE SWITCH |  | CLOSED | IEC MIDDLE CURVE | FUSES | SPARE |  |  |  | 250.000 A |  |  | 3 | Fail | Please check "Mounting"
382393174 | TNB | DISTRIBUTION | KUALA SELANGOR | Existing | RYB | LV FUSE SWITCH |  | CLOSED | IEC MIDDLE CURVE | FUSES | SPARE |  |  |  | 250.000 A |  |  | 3 | Fail | Please check "Mounting"
382393188 | TNB | DISTRIBUTION | KUALA SELANGOR | Existing | RYB | LV FUSE SWITCH |  | CLOSED | IEC MIDDLE CURVE | FUSES | SPARE |  |  |  | 250.000 A |  |  | 3 | Fail | Please check "Mounting"
382393195 | TNB | DISTRIBUTION | KUALA SELANGOR | Existing | RYB | LV FUSE SWITCH |  | CLOSED | IEC MIDDLE CURVE | FUSES | SPARE |  |  |  | 250.000 A |  |  | 3 | Fail | Please check "Mounting"
382393200 | TNB | DISTRIBUTION | KUALA SELANGOR | Existing | RYB | LV FUSE SWITCH |  | CLOSED | IEC MIDDLE CURVE | FUSES | SPARE |  |  |  | 250.000 A |  |  | 3 | Fail | Please check "Mounting"
382393206 | TNB | DISTRIBUTION | KUALA SELANGOR | Existing | RYB | LV FUSE SWITCH |  | CLOSED | IEC MIDDLE CURVE | FUSES | SPARE |  |  |  | 250.000 A |  |  | 3 | Fail | Please check "Mounting"
382393218 | TNB | DISTRIBUTION | KUALA SELANGOR | Existing | RYB | LV FUSE SWITCH |  | CLOSED | IEC MIDDLE CURVE | FUSES | SPARE |  |  |  | 250.000 A |  |  | 3 | Fail | Please check "Mounting"
382393226 | TNB | DISTRIBUTION | KUALA SELANGOR | Existing | RYB | LV FUSE SWITCH |  | CLOSED | IEC MIDDLE CURVE | FUSES | SPARE |  |  |  | 250.000 A |  |  | 3 | Fail | Please check "Mounting"
382393244 | TNB | DISTRIBUTION | KUALA SELANGOR | Existing | RYB | LV FUSE SWITCH |  | CLOSED | IEC MIDDLE CURVE | FUSES | SPARE |  |  |  | 250.000 A |  |  | 3 | Fail | Please check "Mounting"
382393337 | TNB | DISTRIBUTION | KUALA SELANGOR | Existing | RYB | LV FUSE SWITCH |  | CLOSED | IEC MIDDLE CURVE | FUSES | SPARE |  |  |  | 250.000 A |  |  | 3 | Fail | Please check "Mounting"
382393351 | TNB | DISTRIBUTION | KUALA SELANGOR | Existing | RYB | LV FUSE SWITCH |  | CLOSED | IEC MIDDLE CURVE | FUSES | SPARE |  |  |  | 250.000 A |  |  | 3 | Fail | Please check "Mounting"
382393358 | TNB | DISTRIBUTION | KUALA SELANGOR | Existing | RYB | LV FUSE SWITCH |  | CLOSED | IEC MIDDLE CURVE | FUSES | SPARE |  |  |  | 250.000 A |  |  | 3 | Fail | Please check "Mounting"
382393363 | TNB | DISTRIBUTION | KUALA SELANGOR | Existing | RYB | LV FUSE SWITCH |  | CLOSED | IEC MIDDLE CURVE | FUSES | SPARE |  |  |  | 250.000 A |  |  | 3 | Fail | Please check "Mounting"
382393369 | TNB | DISTRIBUTION | KUALA SELANGOR | Existing | RYB | LV FUSE SWITCH |  | CLOSED | IEC MIDDLE CURVE | FUSES | SPARE |  |  |  | 250.000 A |  |  | 3 | Fail | Please check "Mounting"
382393381 | TNB | DISTRIBUTION | KUALA SELANGOR | Existing | RYB | LV FUSE SWITCH |  | CLOSED | IEC MIDDLE CURVE | FUSES | SPARE |  |  |  | 250.000 A |  |  | 3 | Fail | Please check "Mounting"
382393389 | TNB | DISTRIBUTION | KUALA SELANGOR | Existing | RYB | LV FUSE SWITCH |  | CLOSED | IEC MIDDLE CURVE | FUSES | SPARE |  |  |  | 250.000 A |  |  | 3 | Fail | Please check "Mounting"
382393407 | TNB | DISTRIBUTION | KUALA SELANGOR | Existing | RYB | LV FUSE SWITCH |  | CLOSED | IEC MIDDLE CURVE | FUSES | SPARE |  |  |  | 250.000 A |  |  | 3 | Fail | Please check "Mounting"
382393414 | TNB | DISTRIBUTION | KUALA SELANGOR | Existing | RYB | LV FUSE SWITCH |  | CLOSED | IEC MIDDLE CURVE | FUSES | SPARE |  |  |  | 250.000 A |  |  | 3 | Fail | Please check "Mounting"
382393428 | TNB | DISTRIBUTION | KUALA SELANGOR | Existing | RYB | LV FUSE SWITCH |  | CLOSED | IEC MIDDLE CURVE | FUSES | SPARE |  |  |  | 250.000 A |  |  | 3 | Fail | Please check "Mounting"
382393435 | TNB | DISTRIBUTION | KUALA SELANGOR | Existing | RYB | LV FUSE SWITCH |  | CLOSED | IEC MIDDLE CURVE | FUSES | SPARE |  |  |  | 250.000 A |  |  | 3 | Fail | Please check "Mounting"
382393440 | TNB | DISTRIBUTION | KUALA SELANGOR | Existing | RYB | LV FUSE SWITCH |  | CLOSED | IEC MIDDLE CURVE | FUSES | SPARE |  |  |  | 250.000 A |  |  | 3 | Fail | Please check "Mounting"
382393446 | TNB | DISTRIBUTION | KUALA SELANGOR | Existing | RYB | LV FUSE SWITCH |  | CLOSED | IEC MIDDLE CURVE | FUSES | SPARE |  |  |  | 250.000 A |  |  | 3 | Fail | Please check "Mounting"
382393458 | TNB | DISTRIBUTION | KUALA SELANGOR | Existing | RYB | LV FUSE SWITCH |  | CLOSED | IEC MIDDLE CURVE | FUSES | SPARE |  |  |  | 250.000 A |  |  | 3 | Fail | Please check "Mounting"
382393466 | TNB | DISTRIBUTION | KUALA SELANGOR | Existing | RYB | LV FUSE SWITCH |  | CLOSED | IEC MIDDLE CURVE | FUSES | SPARE |  |  |  | 250.000 A |  |  | 3 | Fail | Please check "Mounting"
382393484 | TNB | DISTRIBUTION | KUALA SELANGOR | Existing | RYB | LV FUSE SWITCH |  | CLOSED | IEC MIDDLE CURVE | FUSES | SPARE |  |  |  | 250.000 A |  |  | 3 | Fail | Please check "Mounting"
382561187 | TNB | DISTRIBUTION | KUALA SELANGOR | Existing | RYB | LV FUSE SWITCH |  | CLOSED | IEC MIDDLE CURVE | FUSES | SPARE |  |  |  | 250.000 A |  |  | 3 | Fail | Please check "Mounting"
382561201 | TNB | DISTRIBUTION | KUALA SELANGOR | Existing | RYB | LV FUSE SWITCH |  | CLOSED | IEC MIDDLE CURVE | FUSES | SPARE |  |  |  | 250.000 A |  |  | 3 | Fail | Please check "Mounting"
382561208 | TNB | DISTRIBUTION | KUALA SELANGOR | Existing | RYB | LV FUSE SWITCH |  | CLOSED | IEC MIDDLE CURVE | FUSES | SPARE |  |  |  | 250.000 A |  |  | 3 | Fail | Please check "Mounting"
382561213 | TNB | DISTRIBUTION | KUALA SELANGOR | Existing | RYB | LV FUSE SWITCH |  | CLOSED | IEC MIDDLE CURVE | FUSES | SPARE |  |  |  | 250.000 A |  |  | 3 | Fail | Please check "Mounting"
382561219 | TNB | DISTRIBUTION | KUALA SELANGOR | Existing | RYB | LV FUSE SWITCH |  | CLOSED | IEC MIDDLE CURVE | FUSES | SPARE |  |  |  | 250.000 A |  |  | 3 | Fail | Please check "Mounting"
382561231 | TNB | DISTRIBUTION | KUALA SELANGOR | Existing | RYB | LV FUSE SWITCH |  | CLOSED | IEC MIDDLE CURVE | FUSES | SPARE |  |  |  | 250.000 A |  |  | 3 | Fail | Please check "Mounting"
382561239 | TNB | DISTRIBUTION | KUALA SELANGOR | Existing | RYB | LV FUSE SWITCH |  | CLOSED | IEC MIDDLE CURVE | FUSES | SPARE |  |  |  | 250.000 A |  |  | 3 | Fail | Please check "Mounting"
382561257 | TNB | DISTRIBUTION | KUALA SELANGOR | Existing | RYB | LV FUSE SWITCH |  | CLOSED | IEC MIDDLE CURVE | FUSES | SPARE |  |  |  | 250.000 A |  |  | 3 | Fail | Please check "Mounting"
382711385 | TNB | DISTRIBUTION | KUALA SELANGOR | Existing | RYB | LV FUSE SWITCH |  | CLOSED | IEC MIDDLE CURVE | FUSES | SPARE |  |  |  | 250.000 A |  |  | 3 | Fail | Please check "Mounting"
382711399 | TNB | DISTRIBUTION | KUALA SELANGOR | Existing | RYB | LV FUSE SWITCH |  | CLOSED | IEC MIDDLE CURVE | FUSES | SPARE |  |  |  | 250.000 A |  |  | 3 | Fail | Please check "Mounting"
382711406 | TNB | DISTRIBUTION | KUALA SELANGOR | Existing | RYB | LV FUSE SWITCH |  | CLOSED | IEC MIDDLE CURVE | FUSES | SPARE |  |  |  | 250.000 A |  |  | 3 | Fail | Please check "Mounting"
382711411 | TNB | DISTRIBUTION | KUALA SELANGOR | Existing | RYB | LV FUSE SWITCH |  | CLOSED | IEC MIDDLE CURVE | FUSES | SPARE |  |  |  | 250.000 A |  |  | 3 | Fail | Please check "Mounting"
382711417 | TNB | DISTRIBUTION | KUALA SELANGOR | Existing | RYB | LV FUSE SWITCH |  | CLOSED | IEC MIDDLE CURVE | FUSES | SPARE |  |  |  | 250.000 A |  |  | 3 | Fail | Please check "Mounting"
382711429 | TNB | DISTRIBUTION | KUALA SELANGOR | Existing | RYB | LV FUSE SWITCH |  | CLOSED | IEC MIDDLE CURVE | FUSES | SPARE |  |  |  | 250.000 A |  |  | 3 | Fail | Please check "Mounting"
382711437 | TNB | DISTRIBUTION | KUALA SELANGOR | Existing | RYB | LV FUSE SWITCH |  | CLOSED | IEC MIDDLE CURVE | FUSES | SPARE |  |  |  | 250.000 A |  |  | 3 | Fail | Please check "Mounting"
382711455 | TNB | DISTRIBUTION | KUALA SELANGOR | Existing | RYB | LV FUSE SWITCH |  | CLOSED | IEC MIDDLE CURVE | FUSES | SPARE |  |  |  | 250.000 A |  |  | 3 | Fail | Please check "Mounting"
382711510 | TNB | DISTRIBUTION | KUALA SELANGOR | Existing | RYB | LV FUSE SWITCH |  | CLOSED | IEC MIDDLE CURVE | FUSES | SPARE |  |  |  | 250.000 A |  |  | 3 | Fail | Please check "Mounting"
382711524 | TNB | DISTRIBUTION | KUALA SELANGOR | Existing | RYB | LV FUSE SWITCH |  | CLOSED | IEC MIDDLE CURVE | FUSES | SPARE |  |  |  | 250.000 A |  |  | 3 | Fail | Please check "Mounting"
382711531 | TNB | DISTRIBUTION | KUALA SELANGOR | Existing | RYB | LV FUSE SWITCH |  | CLOSED | IEC MIDDLE CURVE | FUSES | SPARE |  |  |  | 250.000 A |  |  | 3 | Fail | Please check "Mounting"
382711536 | TNB | DISTRIBUTION | KUALA SELANGOR | Existing | RYB | LV FUSE SWITCH |  | CLOSED | IEC MIDDLE CURVE | FUSES | SPARE |  |  |  | 250.000 A |  |  | 3 | Fail | Please check "Mounting"
382711542 | TNB | DISTRIBUTION | KUALA SELANGOR | Existing | RYB | LV FUSE SWITCH |  | CLOSED | IEC MIDDLE CURVE | FUSES | SPARE |  |  |  | 250.000 A |  |  | 3 | Fail | Please check "Mounting"
382711554 | TNB | DISTRIBUTION | KUALA SELANGOR | Existing | RYB | LV FUSE SWITCH |  | CLOSED | IEC MIDDLE CURVE | FUSES | SPARE |  |  |  | 250.000 A |  |  | 3 | Fail | Please check "Mounting"
382711562 | TNB | DISTRIBUTION | KUALA SELANGOR | Existing | RYB | LV FUSE SWITCH |  | CLOSED | IEC MIDDLE CURVE | FUSES | SPARE |  |  |  | 250.000 A |  |  | 3 | Fail | Please check "Mounting"
382711580 | TNB | DISTRIBUTION | KUALA SELANGOR | Existing | RYB | LV FUSE SWITCH |  | CLOSED | IEC MIDDLE CURVE | FUSES | SPARE |  |  |  | 250.000 A |  |  | 3 | Fail | Please check "Mounting"
382711637 | TNB | DISTRIBUTION | KUALA SELANGOR | Existing | RYB | LV FUSE SWITCH |  | CLOSED | IEC MIDDLE CURVE | FUSES | SPARE |  |  |  | 250.000 A |  |  | 3 | Fail | Please check "Mounting"
382711651 | TNB | DISTRIBUTION | KUALA SELANGOR | Existing | RYB | LV FUSE SWITCH |  | CLOSED | IEC MIDDLE CURVE | FUSES | SPARE |  |  |  | 250.000 A |  |  | 3 | Fail | Please check "Mounting"
382711658 | TNB | DISTRIBUTION | KUALA SELANGOR | Existing | RYB | LV FUSE SWITCH |  | CLOSED | IEC MIDDLE CURVE | FUSES | SPARE |  |  |  | 250.000 A |  |  | 3 | Fail | Please check "Mounting"
382711663 | TNB | DISTRIBUTION | KUALA SELANGOR | Existing | RYB | LV FUSE SWITCH |  | CLOSED | IEC MIDDLE CURVE | FUSES | SPARE |  |  |  | 250.000 A |  |  | 3 | Fail | Please check "Mounting"
382711669 | TNB | DISTRIBUTION | KUALA SELANGOR | Existing | RYB | LV FUSE SWITCH |  | CLOSED | IEC MIDDLE CURVE | FUSES | SPARE |  |  |  | 250.000 A |  |  | 3 | Fail | Please check "Mounting"
382711681 | TNB | DISTRIBUTION | KUALA SELANGOR | Existing | RYB | LV FUSE SWITCH |  | CLOSED | IEC MIDDLE CURVE | FUSES | SPARE |  |  |  | 250.000 A |  |  | 3 | Fail | Please check "Mounting"
382711689 | TNB | DISTRIBUTION | KUALA SELANGOR | Existing | RYB | LV FUSE SWITCH |  | CLOSED | IEC MIDDLE CURVE | FUSES | SPARE |  |  |  | 250.000 A |  |  | 3 | Fail | Please check "Mounting"
382711707 | TNB | DISTRIBUTION | KUALA SELANGOR | Existing | RYB | LV FUSE SWITCH |  | CLOSED | IEC MIDDLE CURVE | FUSES | SPARE |  |  |  | 250.000 A |  |  | 3 | Fail | Please check "Mounting"
383441368 | TNB | DISTRIBUTION | KUALA SELANGOR | Existing | RYB | BLACK BOX |  | CLOSED | [9 empty] | 3 | Fail | Please check "Mounting"
383441686 | TNB | DISTRIBUTION | KUALA SELANGOR | Existing | RYB | BLACK BOX |  | CLOSED | [9 empty] | 3 | Fail | Please check "Mounting"
383441737 | TNB | DISTRIBUTION | KUALA SELANGOR | Existing | RYB | BLACK BOX |  | CLOSED | [9 empty] | 3 | Fail | Please check "Mounting"
384274838 | TNB | DISTRIBUTION | KUALA SELANGOR | Existing | RYB | LV FUSE SWITCH |  | CLOSED | IEC MIDDLE CURVE | FUSES | SPARE |  |  |  | 250.000 A |  |  | 3 | Fail | Please check "Mounting"
384274843 | TNB | DISTRIBUTION | KUALA SELANGOR | Existing | RYB | LV FUSE SWITCH |  | CLOSED | IEC MIDDLE CURVE | FUSES | SPARE |  |  |  | 250.000 A |  |  | 3 | Fail | Please check "Mounting"
384274867 | TNB | DISTRIBUTION | KUALA SELANGOR | Existing | RYB | LV FUSE SWITCH |  | CLOSED | IEC MIDDLE CURVE | FUSES | SPARE |  |  |  | 250.000 A |  |  | 3 | Fail | Please check "Mounting"
384274874 | TNB | DISTRIBUTION | KUALA SELANGOR | Existing | RYB | LV FUSE SWITCH |  | CLOSED | IEC MIDDLE CURVE | FUSES | SPARE |  |  |  | 250.000 A |  |  | 3 | Fail | Please check "Mounting"
384274878 | TNB | DISTRIBUTION | KUALA SELANGOR | Existing | RYB | LV FUSE SWITCH |  | CLOSED | IEC MIDDLE CURVE | FUSES | SPARE |  |  |  | 250.000 A |  |  | 3 | Fail | Please check "Mounting"
384274886 | TNB | DISTRIBUTION | KUALA SELANGOR | Existing | RYB | LV FUSE SWITCH |  | CLOSED | IEC MIDDLE CURVE | FUSES | SPARE |  |  |  | 250.000 A |  |  | 3 | Fail | Please check "Mounting"
384274891 | TNB | DISTRIBUTION | KUALA SELANGOR | Existing | RYB | LV FUSE SWITCH |  | CLOSED | IEC MIDDLE CURVE | FUSES | SPARE |  |  |  | 250.000 A |  |  | 3 | Fail | Please check "Mounting"
384274905 | TNB | DISTRIBUTION | KUALA SELANGOR | Existing | RYB | LV FUSE SWITCH |  | CLOSED | IEC MIDDLE CURVE | FUSES | SPARE |  |  |  | 250.000 A |  |  | 3 | Fail | Please check "Mounting"
384888564 | TNB | DISTRIBUTION | KUALA SELANGOR | Existing | RYB | LV FUSE SWITCH |  | CLOSED | IEC MIDDLE CURVE | FUSES | SPARE |  |  |  | 250.000 A |  |  | 3 | Fail | Please check "Mounting"
384888581 | TNB | DISTRIBUTION | KUALA SELANGOR | Existing | RYB | LV FUSE SWITCH |  | CLOSED | IEC MIDDLE CURVE | FUSES | SPARE |  |  |  | 250.000 A |  |  | 3 | Fail | Please check "Mounting"
384888585 | TNB | DISTRIBUTION | KUALA SELANGOR | Existing | RYB | LV FUSE SWITCH |  | CLOSED | IEC MIDDLE CURVE | FUSES | SPARE |  |  |  | 250.000 A |  |  | 3 | Fail | Please check "Mounting"
384888591 | TNB | DISTRIBUTION | KUALA SELANGOR | Existing | RYB | LV FUSE SWITCH |  | CLOSED | IEC MIDDLE CURVE | FUSES | SPARE |  |  |  | 250.000 A |  |  | 3 | Fail | Please check "Mounting"
384888598 | TNB | DISTRIBUTION | KUALA SELANGOR | Existing | RYB | LV FUSE SWITCH |  | CLOSED | IEC MIDDLE CURVE | FUSES | SPARE |  |  |  | 250.000 A |  |  | 3 | Fail | Please check "Mounting"
384888605 | TNB | DISTRIBUTION | KUALA SELANGOR | Existing | RYB | LV FUSE SWITCH |  | CLOSED | IEC MIDDLE CURVE | FUSES | SPARE |  |  |  | 250.000 A |  |  | 3 | Fail | Please check "Mounting"
384888612 | TNB | DISTRIBUTION | KUALA SELANGOR | Existing | RYB | LV FUSE SWITCH |  | CLOSED | IEC MIDDLE CURVE | FUSES | SPARE |  |  |  | 250.000 A |  |  | 3 | Fail | Please check "Mounting"
384888617 | TNB | DISTRIBUTION | KUALA SELANGOR | Existing | RYB | LV FUSE SWITCH |  | CLOSED | IEC MIDDLE CURVE | FUSES | SPARE |  |  |  | 250.000 A |  |  | 3 | Fail | Please check "Mounting"
384888637 | TNB | DISTRIBUTION | KUALA SELANGOR | Existing | RYB | LV FUSE SWITCH |  | CLOSED | IEC MIDDLE CURVE | FUSES | SPARE |  |  |  | 250.000 A |  |  | 3 | Fail | Please check "Mounting"
384888649 | TNB | DISTRIBUTION | KUALA SELANGOR | Existing | RYB | LV FUSE SWITCH |  | CLOSED | IEC MIDDLE CURVE | FUSES | SPARE |  |  |  | 250.000 A |  |  | 3 | Fail | Please check "Mounting"
384888722 | TNB | DISTRIBUTION | KUALA SELANGOR | Existing | RYB | LV FUSE SWITCH |  | CLOSED | IEC MIDDLE CURVE | FUSES | SPARE |  |  |  | 250.000 A |  |  | 3 | Fail | Please check "Mounting"
384888736 | TNB | DISTRIBUTION | KUALA SELANGOR | Existing | RYB | LV FUSE SWITCH |  | CLOSED | IEC MIDDLE CURVE | FUSES | SPARE |  |  |  | 250.000 A |  |  | 3 | Fail | Please check "Mounting"
384888743 | TNB | DISTRIBUTION | KUALA SELANGOR | Existing | RYB | LV FUSE SWITCH |  | CLOSED | IEC MIDDLE CURVE | FUSES | SPARE |  |  |  | 250.000 A |  |  | 3 | Fail | Please check "Mounting"
384888748 | TNB | DISTRIBUTION | KUALA SELANGOR | Existing | RYB | LV FUSE SWITCH |  | CLOSED | IEC MIDDLE CURVE | FUSES | SPARE |  |  |  | 250.000 A |  |  | 3 | Fail | Please check "Mounting"
384888754 | TNB | DISTRIBUTION | KUALA SELANGOR | Existing | RYB | LV FUSE SWITCH |  | CLOSED | IEC MIDDLE CURVE | FUSES | SPARE |  |  |  | 250.000 A |  |  | 3 | Fail | Please check "Mounting"
384888766 | TNB | DISTRIBUTION | KUALA SELANGOR | Existing | RYB | LV FUSE SWITCH |  | CLOSED | IEC MIDDLE CURVE | FUSES | SPARE |  |  |  | 250.000 A |  |  | 3 | Fail | Please check "Mounting"
384888774 | TNB | DISTRIBUTION | KUALA SELANGOR | Existing | RYB | LV FUSE SWITCH |  | CLOSED | IEC MIDDLE CURVE | FUSES | SPARE |  |  |  | 250.000 A |  |  | 3 | Fail | Please check "Mounting"
384888792 | TNB | DISTRIBUTION | KUALA SELANGOR | Existing | RYB | LV FUSE SWITCH |  | CLOSED | IEC MIDDLE CURVE | FUSES | SPARE |  |  |  | 250.000 A |  |  | 3 | Fail | Please check "Mounting"
384892899 | TNB | DISTRIBUTION | KUALA SELANGOR | Existing | RYB | LV FUSE SWITCH | LVDB | CLOSED | IEC MIDDLE CURVE | FUSES | SPARE |  |  |  | 250.000 A |  |  | 3 | Pass | null
384892913 | TNB | DISTRIBUTION | KUALA SELANGOR | Existing | RYB | LV FUSE SWITCH | LVDB | CLOSED | IEC MIDDLE CURVE | FUSES | SPARE |  |  |  | 250.000 A |  |  | 3 | Pass | null
384892920 | TNB | DISTRIBUTION | KUALA SELANGOR | Existing | RYB | LV FUSE SWITCH | LVDB | CLOSED | IEC MIDDLE CURVE | FUSES | SPARE |  |  |  | 250.000 A |  |  | 3 | Pass | null
384892925 | TNB | DISTRIBUTION | KUALA SELANGOR | Existing | RYB | LV FUSE SWITCH | LVDB | CLOSED | IEC MIDDLE CURVE | FUSES | SPARE |  |  |  | 250.000 A |  |  | 3 | Pass | null
384892931 | TNB | DISTRIBUTION | KUALA SELANGOR | Existing | RYB | LV FUSE SWITCH | LVDB | CLOSED | IEC MIDDLE CURVE | FUSES | SPARE |  |  |  | 250.000 A |  |  | 3 | Pass | null
384892943 | TNB | DISTRIBUTION | KUALA SELANGOR | Existing | RYB | LV FUSE SWITCH | LVDB | CLOSED | IEC MIDDLE CURVE | FUSES | SPARE |  |  |  | 250.000 A |  |  | 3 | Pass | null
384892951 | TNB | DISTRIBUTION | KUALA SELANGOR | Existing | RYB | LV FUSE SWITCH | LVDB | CLOSED | IEC MIDDLE CURVE | FUSES | SPARE |  |  |  | 250.000 A |  |  | 3 | Pass | null
384892969 | TNB | DISTRIBUTION | KUALA SELANGOR | Existing | RYB | LV FUSE SWITCH | LVDB | CLOSED | IEC MIDDLE CURVE | FUSES | SPARE |  |  |  | 250.000 A |  |  | 3 | Pass | null
384893035 | TNB | DISTRIBUTION | KUALA SELANGOR | Existing | RYB | LV FUSE SWITCH | LVDB | CLOSED | IEC MIDDLE CURVE | FUSES | SPARE |  |  |  | 250.000 A |  |  | 3 | Pass | null
384893049 | TNB | DISTRIBUTION | KUALA SELANGOR | Existing | RYB | LV FUSE SWITCH | LVDB | CLOSED | IEC MIDDLE CURVE | FUSES | SPARE |  |  |  | 250.000 A |  |  | 3 | Pass | null
384893056 | TNB | DISTRIBUTION | KUALA SELANGOR | Existing | RYB | LV FUSE SWITCH | LVDB | CLOSED | IEC MIDDLE CURVE | FUSES | SPARE |  |  |  | 250.000 A |  |  | 3 | Pass | null
384893061 | TNB | DISTRIBUTION | KUALA SELANGOR | Existing | RYB | LV FUSE SWITCH | LVDB | CLOSED | IEC MIDDLE CURVE | FUSES | SPARE |  |  |  | 250.000 A |  |  | 3 | Pass | null
384893067 | TNB | DISTRIBUTION | KUALA SELANGOR | Existing | RYB | LV FUSE SWITCH | LVDB | CLOSED | IEC MIDDLE CURVE | FUSES | SPARE |  |  |  | 250.000 A |  |  | 3 | Pass | null
384893079 | TNB | DISTRIBUTION | KUALA SELANGOR | Existing | RYB | LV FUSE SWITCH | LVDB | CLOSED | IEC MIDDLE CURVE | FUSES | SPARE |  |  |  | 250.000 A |  |  | 3 | Pass | null
384893087 | TNB | DISTRIBUTION | KUALA SELANGOR | Existing | RYB | LV FUSE SWITCH | LVDB | CLOSED | IEC MIDDLE CURVE | FUSES | SPARE |  |  |  | 250.000 A |  |  | 3 | Pass | null
384893105 | TNB | DISTRIBUTION | KUALA SELANGOR | Existing | RYB | LV FUSE SWITCH | LVDB | CLOSED | IEC MIDDLE CURVE | FUSES | SPARE |  |  |  | 250.000 A |  |  | 3 | Pass | null
384893411 | TNB | DISTRIBUTION | KUALA SELANGOR | Existing | RYB | LV FUSE SWITCH | LVDB | CLOSED | IEC MIDDLE CURVE | FUSES | SPARE |  |  |  | 250.000 A |  |  | 3 | Pass | null
384893425 | TNB | DISTRIBUTION | KUALA SELANGOR | Existing | RYB | LV FUSE SWITCH | LVDB | CLOSED | IEC MIDDLE CURVE | FUSES | SPARE |  |  |  | 250.000 A |  |  | 3 | Pass | null
384893432 | TNB | DISTRIBUTION | KUALA SELANGOR | Existing | RYB | LV FUSE SWITCH | LVDB | CLOSED | IEC MIDDLE CURVE | FUSES | SPARE |  |  |  | 250.000 A |  |  | 3 | Pass | null
384893437 | TNB | DISTRIBUTION | KUALA SELANGOR | Existing | RYB | LV FUSE SWITCH | LVDB | CLOSED | IEC MIDDLE CURVE | FUSES | SPARE |  |  |  | 250.000 A |  |  | 3 | Pass | null
384893443 | TNB | DISTRIBUTION | KUALA SELANGOR | Existing | RYB | LV FUSE SWITCH | LVDB | CLOSED | IEC MIDDLE CURVE | FUSES | SPARE |  |  |  | 250.000 A |  |  | 3 | Pass | null
384893455 | TNB | DISTRIBUTION | KUALA SELANGOR | Existing | RYB | LV FUSE SWITCH | LVDB | CLOSED | IEC MIDDLE CURVE | FUSES | SPARE |  |  |  | 250.000 A |  |  | 3 | Pass | null
384893463 | TNB | DISTRIBUTION | KUALA SELANGOR | Existing | RYB | LV FUSE SWITCH | LVDB | CLOSED | IEC MIDDLE CURVE | FUSES | SPARE |  |  |  | 250.000 A |  |  | 3 | Pass | null
384893481 | TNB | DISTRIBUTION | KUALA SELANGOR | Existing | RYB | LV FUSE SWITCH | LVDB | CLOSED | IEC MIDDLE CURVE | FUSES | SPARE |  |  |  | 250.000 A |  |  | 3 | Pass | null
384893542 | TNB | DISTRIBUTION | KUALA SELANGOR | Existing | RYB | LV FUSE SWITCH | LVDB | CLOSED | IEC MIDDLE CURVE | FUSES | SPARE |  |  |  | 250.000 A |  |  | 3 | Pass | null
384893556 | TNB | DISTRIBUTION | KUALA SELANGOR | Existing | RYB | LV FUSE SWITCH | LVDB | CLOSED | IEC MIDDLE CURVE | FUSES | SPARE |  |  |  | 250.000 A |  |  | 3 | Pass | null
384893563 | TNB | DISTRIBUTION | KUALA SELANGOR | Existing | RYB | LV FUSE SWITCH | LVDB | CLOSED | IEC MIDDLE CURVE | FUSES | SPARE |  |  |  | 250.000 A |  |  | 3 | Pass | null
384893568 | TNB | DISTRIBUTION | KUALA SELANGOR | Existing | RYB | LV FUSE SWITCH | LVDB | CLOSED | IEC MIDDLE CURVE | FUSES | SPARE |  |  |  | 250.000 A |  |  | 3 | Pass | null
384893574 | TNB | DISTRIBUTION | KUALA SELANGOR | Existing | RYB | LV FUSE SWITCH | LVDB | CLOSED | IEC MIDDLE CURVE | FUSES | SPARE |  |  |  | 250.000 A |  |  | 3 | Pass | null
384893586 | TNB | DISTRIBUTION | KUALA SELANGOR | Existing | RYB | LV FUSE SWITCH | LVDB | CLOSED | IEC MIDDLE CURVE | FUSES | SPARE |  |  |  | 250.000 A |  |  | 3 | Pass | null
384893594 | TNB | DISTRIBUTION | KUALA SELANGOR | Existing | RYB | LV FUSE SWITCH | LVDB | CLOSED | IEC MIDDLE CURVE | FUSES | SPARE |  |  |  | 250.000 A |  |  | 3 | Pass | null
384893612 | TNB | DISTRIBUTION | KUALA SELANGOR | Existing | RYB | LV FUSE SWITCH | LVDB | CLOSED | IEC MIDDLE CURVE | FUSES | SPARE |  |  |  | 250.000 A |  |  | 3 | Pass | null
384965728 | TNB | DISTRIBUTION | KUALA SELANGOR | Existing | RYB | LV FUSE SWITCH |  | CLOSED | IEC MIDDLE CURVE | FUSES | SPARE |  |  |  | 250.000 A |  |  | 3 | Fail | Please check "Mounting"
384965742 | TNB | DISTRIBUTION | KUALA SELANGOR | Existing | RYB | LV FUSE SWITCH |  | CLOSED | IEC MIDDLE CURVE | FUSES | SPARE |  |  |  | 250.000 A |  |  | 3 | Fail | Please check "Mounting"
384965749 | TNB | DISTRIBUTION | KUALA SELANGOR | Existing | RYB | LV FUSE SWITCH |  | CLOSED | IEC MIDDLE CURVE | FUSES | SPARE |  |  |  | 250.000 A |  |  | 3 | Fail | Please check "Mounting"
384965754 | TNB | DISTRIBUTION | KUALA SELANGOR | Existing | RYB | LV FUSE SWITCH |  | CLOSED | IEC MIDDLE CURVE | FUSES | SPARE |  |  |  | 250.000 A |  |  | 3 | Fail | Please check "Mounting"
384965760 | TNB | DISTRIBUTION | KUALA SELANGOR | Existing | RYB | LV FUSE SWITCH |  | CLOSED | IEC MIDDLE CURVE | FUSES | SPARE |  |  |  | 250.000 A |  |  | 3 | Fail | Please check "Mounting"
384965772 | TNB | DISTRIBUTION | KUALA SELANGOR | Existing | RYB | LV FUSE SWITCH |  | CLOSED | IEC MIDDLE CURVE | FUSES | SPARE |  |  |  | 250.000 A |  |  | 3 | Fail | Please check "Mounting"
384965780 | TNB | DISTRIBUTION | KUALA SELANGOR | Existing | RYB | LV FUSE SWITCH |  | CLOSED | IEC MIDDLE CURVE | FUSES | SPARE |  |  |  | 250.000 A |  |  | 3 | Fail | Please check "Mounting"
384965798 | TNB | DISTRIBUTION | KUALA SELANGOR | Existing | RYB | LV FUSE SWITCH |  | CLOSED | IEC MIDDLE CURVE | FUSES | SPARE |  |  |  | 250.000 A |  |  | 3 | Fail | Please check "Mounting"
385030113 | TNB | DISTRIBUTION | KUALA SELANGOR | Existing | RYB | LV FUSE SWITCH |  | CLOSED | IEC MIDDLE CURVE | FUSES | SPARE |  |  |  | 250.000 A |  |  | 3 | Fail | Please check "Mounting"
385030127 | TNB | DISTRIBUTION | KUALA SELANGOR | Existing | RYB | LV FUSE SWITCH |  | CLOSED | IEC MIDDLE CURVE | FUSES | SPARE |  |  |  | 250.000 A |  |  | 3 | Fail | Please check "Mounting"
385030134 | TNB | DISTRIBUTION | KUALA SELANGOR | Existing | RYB | LV FUSE SWITCH |  | CLOSED | IEC MIDDLE CURVE | FUSES | SPARE |  |  |  | 250.000 A |  |  | 3 | Fail | Please check "Mounting"
385030139 | TNB | DISTRIBUTION | KUALA SELANGOR | Existing | RYB | LV FUSE SWITCH |  | CLOSED | IEC MIDDLE CURVE | FUSES | SPARE |  |  |  | 250.000 A |  |  | 3 | Fail | Please check "Mounting"
385030145 | TNB | DISTRIBUTION | KUALA SELANGOR | Existing | RYB | LV FUSE SWITCH |  | CLOSED | IEC MIDDLE CURVE | FUSES | SPARE |  |  |  | 250.000 A |  |  | 3 | Fail | Please check "Mounting"
385030157 | TNB | DISTRIBUTION | KUALA SELANGOR | Existing | RYB | LV FUSE SWITCH |  | CLOSED | IEC MIDDLE CURVE | FUSES | SPARE |  |  |  | 250.000 A |  |  | 3 | Fail | Please check "Mounting"
385030165 | TNB | DISTRIBUTION | KUALA SELANGOR | Existing | RYB | LV FUSE SWITCH |  | CLOSED | IEC MIDDLE CURVE | FUSES | SPARE |  |  |  | 250.000 A |  |  | 3 | Fail | Please check "Mounting"
385030183 | TNB | DISTRIBUTION | KUALA SELANGOR | Existing | RYB | LV FUSE SWITCH |  | CLOSED | IEC MIDDLE CURVE | FUSES | SPARE |  |  |  | 250.000 A |  |  | 3 | Fail | Please check "Mounting"
385030235 | TNB | DISTRIBUTION | KUALA SELANGOR | Existing | RYB | LV FUSE SWITCH |  | CLOSED | IEC MIDDLE CURVE | FUSES | SPARE |  |  |  | 250.000 A |  |  | 3 | Fail | Please check "Mounting"
385030249 | TNB | DISTRIBUTION | KUALA SELANGOR | Existing | RYB | LV FUSE SWITCH |  | CLOSED | IEC MIDDLE CURVE | FUSES | SPARE |  |  |  | 250.000 A |  |  | 3 | Fail | Please check "Mounting"
385030256 | TNB | DISTRIBUTION | KUALA SELANGOR | Existing | RYB | LV FUSE SWITCH |  | CLOSED | IEC MIDDLE CURVE | FUSES | SPARE |  |  |  | 250.000 A |  |  | 3 | Fail | Please check "Mounting"
385030261 | TNB | DISTRIBUTION | KUALA SELANGOR | Existing | RYB | LV FUSE SWITCH |  | CLOSED | IEC MIDDLE CURVE | FUSES | SPARE |  |  |  | 250.000 A |  |  | 3 | Fail | Please check "Mounting"
385030267 | TNB | DISTRIBUTION | KUALA SELANGOR | Existing | RYB | LV FUSE SWITCH |  | CLOSED | IEC MIDDLE CURVE | FUSES | SPARE |  |  |  | 250.000 A |  |  | 3 | Fail | Please check "Mounting"
385030279 | TNB | DISTRIBUTION | KUALA SELANGOR | Existing | RYB | LV FUSE SWITCH |  | CLOSED | IEC MIDDLE CURVE | FUSES | SPARE |  |  |  | 250.000 A |  |  | 3 | Fail | Please check "Mounting"
385030287 | TNB | DISTRIBUTION | KUALA SELANGOR | Existing | RYB | LV FUSE SWITCH |  | CLOSED | IEC MIDDLE CURVE | FUSES | SPARE |  |  |  | 250.000 A |  |  | 3 | Fail | Please check "Mounting"
385030305 | TNB | DISTRIBUTION | KUALA SELANGOR | Existing | RYB | LV FUSE SWITCH |  | CLOSED | IEC MIDDLE CURVE | FUSES | SPARE |  |  |  | 250.000 A |  |  | 3 | Fail | Please check "Mounting"
385502582 | TNB | DISTRIBUTION | KUALA SELANGOR | Existing | RYB | LV FUSE SWITCH |  | CLOSED | IEC MIDDLE CURVE | FUSES | SPARE |  |  |  | 250.000 A |  |  | 3 | Fail | Please check "Mounting"
385502596 | TNB | DISTRIBUTION | KUALA SELANGOR | Existing | RYB | LV FUSE SWITCH |  | CLOSED | IEC MIDDLE CURVE | FUSES | SPARE |  |  |  | 250.000 A |  |  | 3 | Fail | Please check "Mounting"
385502603 | TNB | DISTRIBUTION | KUALA SELANGOR | Existing | RYB | LV FUSE SWITCH |  | CLOSED | IEC MIDDLE CURVE | FUSES | SPARE |  |  |  | 250.000 A |  |  | 3 | Fail | Please check "Mounting"
385502608 | TNB | DISTRIBUTION | KUALA SELANGOR | Existing | RYB | LV FUSE SWITCH |  | CLOSED | IEC MIDDLE CURVE | FUSES | SPARE |  |  |  | 250.000 A |  |  | 3 | Fail | Please check "Mounting"
385502614 | TNB | DISTRIBUTION | KUALA SELANGOR | Existing | RYB | LV FUSE SWITCH |  | CLOSED | IEC MIDDLE CURVE | FUSES | SPARE |  |  |  | 250.000 A |  |  | 3 | Fail | Please check "Mounting"
385502626 | TNB | DISTRIBUTION | KUALA SELANGOR | Existing | RYB | LV FUSE SWITCH |  | CLOSED | IEC MIDDLE CURVE | FUSES | SPARE |  |  |  | 250.000 A |  |  | 3 | Fail | Please check "Mounting"
385502634 | TNB | DISTRIBUTION | KUALA SELANGOR | Existing | RYB | LV FUSE SWITCH |  | CLOSED | IEC MIDDLE CURVE | FUSES | SPARE |  |  |  | 250.000 A |  |  | 3 | Fail | Please check "Mounting"
385502652 | TNB | DISTRIBUTION | KUALA SELANGOR | Existing | RYB | LV FUSE SWITCH |  | CLOSED | IEC MIDDLE CURVE | FUSES | SPARE |  |  |  | 250.000 A |  |  | 3 | Fail | Please check "Mounting"
385502659 | TNB | DISTRIBUTION | KUALA SELANGOR | Existing | RYB | LV FUSE SWITCH |  | CLOSED | IEC MIDDLE CURVE | FUSES | SPARE |  |  |  | 250.000 A |  |  | 3 | Fail | Please check "Mounting"
385502673 | TNB | DISTRIBUTION | KUALA SELANGOR | Existing | RYB | LV FUSE SWITCH |  | CLOSED | IEC MIDDLE CURVE | FUSES | SPARE |  |  |  | 250.000 A |  |  | 3 | Fail | Please check "Mounting"
385502680 | TNB | DISTRIBUTION | KUALA SELANGOR | Existing | RYB | LV FUSE SWITCH |  | CLOSED | IEC MIDDLE CURVE | FUSES | SPARE |  |  |  | 250.000 A |  |  | 3 | Fail | Please check "Mounting"
385502685 | TNB | DISTRIBUTION | KUALA SELANGOR | Existing | RYB | LV FUSE SWITCH |  | CLOSED | IEC MIDDLE CURVE | FUSES | SPARE |  |  |  | 250.000 A |  |  | 3 | Fail | Please check "Mounting"
385502691 | TNB | DISTRIBUTION | KUALA SELANGOR | Existing | RYB | LV FUSE SWITCH |  | CLOSED | IEC MIDDLE CURVE | FUSES | SPARE |  |  |  | 250.000 A |  |  | 3 | Fail | Please check "Mounting"
385502703 | TNB | DISTRIBUTION | KUALA SELANGOR | Existing | RYB | LV FUSE SWITCH |  | CLOSED | IEC MIDDLE CURVE | FUSES | SPARE |  |  |  | 250.000 A |  |  | 3 | Fail | Please check "Mounting"
385502711 | TNB | DISTRIBUTION | KUALA SELANGOR | Existing | RYB | LV FUSE SWITCH |  | CLOSED | IEC MIDDLE CURVE | FUSES | SPARE |  |  |  | 250.000 A |  |  | 3 | Fail | Please check "Mounting"
385502729 | TNB | DISTRIBUTION | KUALA SELANGOR | Existing | RYB | LV FUSE SWITCH |  | CLOSED | IEC MIDDLE CURVE | FUSES | SPARE |  |  |  | 250.000 A |  |  | 3 | Fail | Please check "Mounting"
385502813 | TNB | DISTRIBUTION | KUALA SELANGOR | Existing | RYB | LV FUSE SWITCH |  | CLOSED | IEC MIDDLE CURVE | FUSES | SPARE |  |  |  | 250.000 A |  |  | 3 | Fail | Please check "Mounting"
385502827 | TNB | DISTRIBUTION | KUALA SELANGOR | Existing | RYB | LV FUSE SWITCH |  | CLOSED | IEC MIDDLE CURVE | FUSES | SPARE |  |  |  | 250.000 A |  |  | 3 | Fail | Please check "Mounting"
385502834 | TNB | DISTRIBUTION | KUALA SELANGOR | Existing | RYB | LV FUSE SWITCH |  | CLOSED | IEC MIDDLE CURVE | FUSES | SPARE |  |  |  | 250.000 A |  |  | 3 | Fail | Please check "Mounting"
385502839 | TNB | DISTRIBUTION | KUALA SELANGOR | Existing | RYB | LV FUSE SWITCH |  | CLOSED | IEC MIDDLE CURVE | FUSES | SPARE |  |  |  | 250.000 A |  |  | 3 | Fail | Please check "Mounting"
385502845 | TNB | DISTRIBUTION | KUALA SELANGOR | Existing | RYB | LV FUSE SWITCH |  | CLOSED | IEC MIDDLE CURVE | FUSES | SPARE |  |  |  | 250.000 A |  |  | 3 | Fail | Please check "Mounting"
385502857 | TNB | DISTRIBUTION | KUALA SELANGOR | Existing | RYB | LV FUSE SWITCH |  | CLOSED | IEC MIDDLE CURVE | FUSES | SPARE |  |  |  | 250.000 A |  |  | 3 | Fail | Please check "Mounting"
385502865 | TNB | DISTRIBUTION | KUALA SELANGOR | Existing | RYB | LV FUSE SWITCH |  | CLOSED | IEC MIDDLE CURVE | FUSES | SPARE |  |  |  | 250.000 A |  |  | 3 | Fail | Please check "Mounting"
385502883 | TNB | DISTRIBUTION | KUALA SELANGOR | Existing | RYB | LV FUSE SWITCH |  | CLOSED | IEC MIDDLE CURVE | FUSES | SPARE |  |  |  | 250.000 A |  |  | 3 | Fail | Please check "Mounting"
385502890 | TNB | DISTRIBUTION | KUALA SELANGOR | Existing | RYB | LV FUSE SWITCH |  | CLOSED | IEC MIDDLE CURVE | FUSES | SPARE |  |  |  | 250.000 A |  |  | 3 | Fail | Please check "Mounting"
385502904 | TNB | DISTRIBUTION | KUALA SELANGOR | Existing | RYB | LV FUSE SWITCH |  | CLOSED | IEC MIDDLE CURVE | FUSES | SPARE |  |  |  | 250.000 A |  |  | 3 | Fail | Please check "Mounting"
385502911 | TNB | DISTRIBUTION | KUALA SELANGOR | Existing | RYB | LV FUSE SWITCH |  | CLOSED | IEC MIDDLE CURVE | FUSES | SPARE |  |  |  | 250.000 A |  |  | 3 | Fail | Please check "Mounting"
385502916 | TNB | DISTRIBUTION | KUALA SELANGOR | Existing | RYB | LV FUSE SWITCH |  | CLOSED | IEC MIDDLE CURVE | FUSES | SPARE |  |  |  | 250.000 A |  |  | 3 | Fail | Please check "Mounting"
385502922 | TNB | DISTRIBUTION | KUALA SELANGOR | Existing | RYB | LV FUSE SWITCH |  | CLOSED | IEC MIDDLE CURVE | FUSES | SPARE |  |  |  | 250.000 A |  |  | 3 | Fail | Please check "Mounting"
385502934 | TNB | DISTRIBUTION | KUALA SELANGOR | Existing | RYB | LV FUSE SWITCH |  | CLOSED | IEC MIDDLE CURVE | FUSES | SPARE |  |  |  | 250.000 A |  |  | 3 | Fail | Please check "Mounting"
385502942 | TNB | DISTRIBUTION | KUALA SELANGOR | Existing | RYB | LV FUSE SWITCH |  | CLOSED | IEC MIDDLE CURVE | FUSES | SPARE |  |  |  | 250.000 A |  |  | 3 | Fail | Please check "Mounting"
385502960 | TNB | DISTRIBUTION | KUALA SELANGOR | Existing | RYB | LV FUSE SWITCH |  | CLOSED | IEC MIDDLE CURVE | FUSES | SPARE |  |  |  | 250.000 A |  |  | 3 | Fail | Please check "Mounting"
385503254 | TNB | DISTRIBUTION | KUALA SELANGOR | Existing | RYB | LV FUSE SWITCH |  | CLOSED | IEC MIDDLE CURVE | FUSES | SPARE |  |  |  | 250.000 A |  |  | 3 | Fail | Please check "Mounting"
385503268 | TNB | DISTRIBUTION | KUALA SELANGOR | Existing | RYB | LV FUSE SWITCH |  | CLOSED | IEC MIDDLE CURVE | FUSES | SPARE |  |  |  | 250.000 A |  |  | 3 | Fail | Please check "Mounting"
385503275 | TNB | DISTRIBUTION | KUALA SELANGOR | Existing | RYB | LV FUSE SWITCH |  | CLOSED | IEC MIDDLE CURVE | FUSES | SPARE |  |  |  | 250.000 A |  |  | 3 | Fail | Please check "Mounting"
385503280 | TNB | DISTRIBUTION | KUALA SELANGOR | Existing | RYB | LV FUSE SWITCH |  | CLOSED | IEC MIDDLE CURVE | FUSES | SPARE |  |  |  | 250.000 A |  |  | 3 | Fail | Please check "Mounting"
385503286 | TNB | DISTRIBUTION | KUALA SELANGOR | Existing | RYB | LV FUSE SWITCH |  | CLOSED | IEC MIDDLE CURVE | FUSES | SPARE |  |  |  | 250.000 A |  |  | 3 | Fail | Please check "Mounting"
385503298 | TNB | DISTRIBUTION | KUALA SELANGOR | Existing | RYB | LV FUSE SWITCH |  | CLOSED | IEC MIDDLE CURVE | FUSES | SPARE |  |  |  | 250.000 A |  |  | 3 | Fail | Please check "Mounting"
385503306 | TNB | DISTRIBUTION | KUALA SELANGOR | Existing | RYB | LV FUSE SWITCH |  | CLOSED | IEC MIDDLE CURVE | FUSES | SPARE |  |  |  | 250.000 A |  |  | 3 | Fail | Please check "Mounting"
385503324 | TNB | DISTRIBUTION | KUALA SELANGOR | Existing | RYB | LV FUSE SWITCH |  | CLOSED | IEC MIDDLE CURVE | FUSES | SPARE |  |  |  | 250.000 A |  |  | 3 | Fail | Please check "Mounting"
385503331 | TNB | DISTRIBUTION | KUALA SELANGOR | Existing | RYB | LV FUSE SWITCH |  | CLOSED | IEC MIDDLE CURVE | FUSES | SPARE |  |  |  | 250.000 A |  |  | 3 | Fail | Please check "Mounting"
385503345 | TNB | DISTRIBUTION | KUALA SELANGOR | Existing | RYB | LV FUSE SWITCH |  | CLOSED | IEC MIDDLE CURVE | FUSES | SPARE |  |  |  | 250.000 A |  |  | 3 | Fail | Please check "Mounting"
385503352 | TNB | DISTRIBUTION | KUALA SELANGOR | Existing | RYB | LV FUSE SWITCH |  | CLOSED | IEC MIDDLE CURVE | FUSES | SPARE |  |  |  | 250.000 A |  |  | 3 | Fail | Please check "Mounting"
385503357 | TNB | DISTRIBUTION | KUALA SELANGOR | Existing | RYB | LV FUSE SWITCH |  | CLOSED | IEC MIDDLE CURVE | FUSES | SPARE |  |  |  | 250.000 A |  |  | 3 | Fail | Please check "Mounting"
385503363 | TNB | DISTRIBUTION | KUALA SELANGOR | Existing | RYB | LV FUSE SWITCH |  | CLOSED | IEC MIDDLE CURVE | FUSES | SPARE |  |  |  | 250.000 A |  |  | 3 | Fail | Please check "Mounting"
385503375 | TNB | DISTRIBUTION | KUALA SELANGOR | Existing | RYB | LV FUSE SWITCH |  | CLOSED | IEC MIDDLE CURVE | FUSES | SPARE |  |  |  | 250.000 A |  |  | 3 | Fail | Please check "Mounting"
385503383 | TNB | DISTRIBUTION | KUALA SELANGOR | Existing | RYB | LV FUSE SWITCH |  | CLOSED | IEC MIDDLE CURVE | FUSES | SPARE |  |  |  | 250.000 A |  |  | 3 | Fail | Please check "Mounting"
385503401 | TNB | DISTRIBUTION | KUALA SELANGOR | Existing | RYB | LV FUSE SWITCH |  | CLOSED | IEC MIDDLE CURVE | FUSES | SPARE |  |  |  | 250.000 A |  |  | 3 | Fail | Please check "Mounting"
386034990 | TNB | DISTRIBUTION | KUALA SELANGOR | Existing | RYB | LV FUSE SWITCH |  | CLOSED | IEC MIDDLE CURVE | FUSES | SPARE |  |  |  | 250.000 A |  |  | 3 | Fail | Please check "Mounting"
386035004 | TNB | DISTRIBUTION | KUALA SELANGOR | Existing | RYB | LV FUSE SWITCH |  | CLOSED | IEC MIDDLE CURVE | FUSES | SPARE |  |  |  | 250.000 A |  |  | 3 | Fail | Please check "Mounting"
386035011 | TNB | DISTRIBUTION | KUALA SELANGOR | Existing | RYB | LV FUSE SWITCH |  | CLOSED | IEC MIDDLE CURVE | FUSES | SPARE |  |  |  | 250.000 A |  |  | 3 | Fail | Please check "Mounting"
386035016 | TNB | DISTRIBUTION | KUALA SELANGOR | Existing | RYB | LV FUSE SWITCH |  | CLOSED | IEC MIDDLE CURVE | FUSES | SPARE |  |  |  | 250.000 A |  |  | 3 | Fail | Please check "Mounting"
386035022 | TNB | DISTRIBUTION | KUALA SELANGOR | Existing | RYB | LV FUSE SWITCH |  | CLOSED | IEC MIDDLE CURVE | FUSES | SPARE |  |  |  | 250.000 A |  |  | 3 | Fail | Please check "Mounting"
386035034 | TNB | DISTRIBUTION | KUALA SELANGOR | Existing | RYB | LV FUSE SWITCH |  | CLOSED | IEC MIDDLE CURVE | FUSES | SPARE |  |  |  | 250.000 A |  |  | 3 | Fail | Please check "Mounting"
386035042 | TNB | DISTRIBUTION | KUALA SELANGOR | Existing | RYB | LV FUSE SWITCH |  | CLOSED | IEC MIDDLE CURVE | FUSES | SPARE |  |  |  | 250.000 A |  |  | 3 | Fail | Please check "Mounting"
386035060 | TNB | DISTRIBUTION | KUALA SELANGOR | Existing | RYB | LV FUSE SWITCH |  | CLOSED | IEC MIDDLE CURVE | FUSES | SPARE |  |  |  | 250.000 A |  |  | 3 | Fail | Please check "Mounting"
386035067 | TNB | DISTRIBUTION | KUALA SELANGOR | Existing | RYB | LV FUSE SWITCH |  | CLOSED | IEC MIDDLE CURVE | FUSES | SPARE |  |  |  | 250.000 A |  |  | 3 | Fail | Please check "Mounting"
386035081 | TNB | DISTRIBUTION | KUALA SELANGOR | Existing | RYB | LV FUSE SWITCH |  | CLOSED | IEC MIDDLE CURVE | FUSES | SPARE |  |  |  | 250.000 A |  |  | 3 | Fail | Please check "Mounting"
386035088 | TNB | DISTRIBUTION | KUALA SELANGOR | Existing | RYB | LV FUSE SWITCH |  | CLOSED | IEC MIDDLE CURVE | FUSES | SPARE |  |  |  | 250.000 A |  |  | 3 | Fail | Please check "Mounting"
386035093 | TNB | DISTRIBUTION | KUALA SELANGOR | Existing | RYB | LV FUSE SWITCH |  | CLOSED | IEC MIDDLE CURVE | FUSES | SPARE |  |  |  | 250.000 A |  |  | 3 | Fail | Please check "Mounting"
386035099 | TNB | DISTRIBUTION | KUALA SELANGOR | Existing | RYB | LV FUSE SWITCH |  | CLOSED | IEC MIDDLE CURVE | FUSES | SPARE |  |  |  | 250.000 A |  |  | 3 | Fail | Please check "Mounting"
386035111 | TNB | DISTRIBUTION | KUALA SELANGOR | Existing | RYB | LV FUSE SWITCH |  | CLOSED | IEC MIDDLE CURVE | FUSES | SPARE |  |  |  | 250.000 A |  |  | 3 | Fail | Please check "Mounting"
386035119 | TNB | DISTRIBUTION | KUALA SELANGOR | Existing | RYB | LV FUSE SWITCH |  | CLOSED | IEC MIDDLE CURVE | FUSES | SPARE |  |  |  | 250.000 A |  |  | 3 | Fail | Please check "Mounting"
386035137 | TNB | DISTRIBUTION | KUALA SELANGOR | Existing | RYB | LV FUSE SWITCH |  | CLOSED | IEC MIDDLE CURVE | FUSES | SPARE |  |  |  | 250.000 A |  |  | 3 | Fail | Please check "Mounting"
387817004 | TNB | DISTRIBUTION | KUALA SELANGOR | Existing | RYB | LV FUSE SWITCH | LVDB | CLOSED | IEC MIDDLE CURVE | FUSES | SPARE |  |  |  | 250.000 A |  |  | 3 | Pass | null
387817018 | TNB | DISTRIBUTION | KUALA SELANGOR | Existing | RYB | LV FUSE SWITCH | LVDB | CLOSED | IEC MIDDLE CURVE | FUSES | SPARE |  |  |  | 250.000 A |  |  | 3 | Pass | null
387817025 | TNB | DISTRIBUTION | KUALA SELANGOR | Existing | RYB | LV FUSE SWITCH | LVDB | CLOSED | IEC MIDDLE CURVE | FUSES | SPARE |  |  |  | 250.000 A |  |  | 3 | Pass | null
387817030 | TNB | DISTRIBUTION | KUALA SELANGOR | Existing | RYB | LV FUSE SWITCH | LVDB | CLOSED | IEC MIDDLE CURVE | FUSES | SPARE |  |  |  | 250.000 A |  |  | 3 | Pass | null
387817036 | TNB | DISTRIBUTION | KUALA SELANGOR | Existing | RYB | LV FUSE SWITCH | LVDB | CLOSED | IEC MIDDLE CURVE | FUSES | SPARE |  |  |  | 250.000 A |  |  | 3 | Pass | null
387817048 | TNB | DISTRIBUTION | KUALA SELANGOR | Existing | RYB | LV FUSE SWITCH | LVDB | CLOSED | IEC MIDDLE CURVE | FUSES | SPARE |  |  |  | 250.000 A |  |  | 3 | Pass | null
387817056 | TNB | DISTRIBUTION | KUALA SELANGOR | Existing | RYB | LV FUSE SWITCH | LVDB | CLOSED | IEC MIDDLE CURVE | FUSES | SPARE |  |  |  | 250.000 A |  |  | 3 | Pass | null
387817074 | TNB | DISTRIBUTION | KUALA SELANGOR | Existing | RYB | LV FUSE SWITCH | LVDB | CLOSED | IEC MIDDLE CURVE | FUSES | SPARE |  |  |  | 250.000 A |  |  | 3 | Pass | null
387817081 | TNB | DISTRIBUTION | KUALA SELANGOR | Existing | RYB | LV FUSE SWITCH | LVDB | CLOSED | IEC MIDDLE CURVE | FUSES | SPARE |  |  |  | 250.000 A |  |  | 3 | Pass | null
387817095 | TNB | DISTRIBUTION | KUALA SELANGOR | Existing | RYB | LV FUSE SWITCH | LVDB | CLOSED | IEC MIDDLE CURVE | FUSES | SPARE |  |  |  | 250.000 A |  |  | 3 | Pass | null
387817102 | TNB | DISTRIBUTION | KUALA SELANGOR | Existing | RYB | LV FUSE SWITCH | LVDB | CLOSED | IEC MIDDLE CURVE | FUSES | SPARE |  |  |  | 250.000 A |  |  | 3 | Pass | null
387817107 | TNB | DISTRIBUTION | KUALA SELANGOR | Existing | RYB | LV FUSE SWITCH | LVDB | CLOSED | IEC MIDDLE CURVE | FUSES | SPARE |  |  |  | 250.000 A |  |  | 3 | Pass | null
387817113 | TNB | DISTRIBUTION | KUALA SELANGOR | Existing | RYB | LV FUSE SWITCH | LVDB | CLOSED | IEC MIDDLE CURVE | FUSES | SPARE |  |  |  | 250.000 A |  |  | 3 | Pass | null
387817125 | TNB | DISTRIBUTION | KUALA SELANGOR | Existing | RYB | LV FUSE SWITCH | LVDB | CLOSED | IEC MIDDLE CURVE | FUSES | SPARE |  |  |  | 250.000 A |  |  | 3 | Pass | null
387817133 | TNB | DISTRIBUTION | KUALA SELANGOR | Existing | RYB | LV FUSE SWITCH | LVDB | CLOSED | IEC MIDDLE CURVE | FUSES | SPARE |  |  |  | 250.000 A |  |  | 3 | Pass | null
387817151 | TNB | DISTRIBUTION | KUALA SELANGOR | Existing | RYB | LV FUSE SWITCH | LVDB | CLOSED | IEC MIDDLE CURVE | FUSES | SPARE |  |  |  | 250.000 A |  |  | 3 | Pass | null
387817213 | TNB | DISTRIBUTION | KUALA SELANGOR | Existing | RYB | LV FUSE SWITCH | LVDB | CLOSED | IEC MIDDLE CURVE | FUSES | SPARE |  |  |  | 250.000 A |  |  | 3 | Pass | null
387817227 | TNB | DISTRIBUTION | KUALA SELANGOR | Existing | RYB | LV FUSE SWITCH | LVDB | CLOSED | IEC MIDDLE CURVE | FUSES | SPARE |  |  |  | 250.000 A |  |  | 3 | Pass | null
387817234 | TNB | DISTRIBUTION | KUALA SELANGOR | Existing | RYB | LV FUSE SWITCH | LVDB | CLOSED | IEC MIDDLE CURVE | FUSES | SPARE |  |  |  | 250.000 A |  |  | 3 | Pass | null
387817239 | TNB | DISTRIBUTION | KUALA SELANGOR | Existing | RYB | LV FUSE SWITCH | LVDB | CLOSED | IEC MIDDLE CURVE | FUSES | SPARE |  |  |  | 250.000 A |  |  | 3 | Pass | null
387817245 | TNB | DISTRIBUTION | KUALA SELANGOR | Existing | RYB | LV FUSE SWITCH | LVDB | CLOSED | IEC MIDDLE CURVE | FUSES | SPARE |  |  |  | 250.000 A |  |  | 3 | Pass | null
387817257 | TNB | DISTRIBUTION | KUALA SELANGOR | Existing | RYB | LV FUSE SWITCH | LVDB | CLOSED | IEC MIDDLE CURVE | FUSES | SPARE |  |  |  | 250.000 A |  |  | 3 | Pass | null
387817265 | TNB | DISTRIBUTION | KUALA SELANGOR | Existing | RYB | LV FUSE SWITCH | LVDB | CLOSED | IEC MIDDLE CURVE | FUSES | SPARE |  |  |  | 250.000 A |  |  | 3 | Pass | null
387817283 | TNB | DISTRIBUTION | KUALA SELANGOR | Existing | RYB | LV FUSE SWITCH | LVDB | CLOSED | IEC MIDDLE CURVE | FUSES | SPARE |  |  |  | 250.000 A |  |  | 3 | Pass | null
387817394 | TNB | DISTRIBUTION | KUALA SELANGOR | Existing | RYB | LV FUSE SWITCH | LVDB | CLOSED | IEC MIDDLE CURVE | FUSES | SPARE |  |  |  | 250.000 A |  |  | 3 | Pass | null
387817408 | TNB | DISTRIBUTION | KUALA SELANGOR | Existing | RYB | LV FUSE SWITCH | LVDB | CLOSED | IEC MIDDLE CURVE | FUSES | SPARE |  |  |  | 250.000 A |  |  | 3 | Pass | null
387817415 | TNB | DISTRIBUTION | KUALA SELANGOR | Existing | RYB | LV FUSE SWITCH | LVDB | CLOSED | IEC MIDDLE CURVE | FUSES | SPARE |  |  |  | 250.000 A |  |  | 3 | Pass | null
387817420 | TNB | DISTRIBUTION | KUALA SELANGOR | Existing | RYB | LV FUSE SWITCH | LVDB | CLOSED | IEC MIDDLE CURVE | FUSES | SPARE |  |  |  | 250.000 A |  |  | 3 | Pass | null
387817426 | TNB | DISTRIBUTION | KUALA SELANGOR | Existing | RYB | LV FUSE SWITCH | LVDB | CLOSED | IEC MIDDLE CURVE | FUSES | SPARE |  |  |  | 250.000 A |  |  | 3 | Pass | null
387817438 | TNB | DISTRIBUTION | KUALA SELANGOR | Existing | RYB | LV FUSE SWITCH | LVDB | CLOSED | IEC MIDDLE CURVE | FUSES | SPARE |  |  |  | 250.000 A |  |  | 3 | Pass | null
387817446 | TNB | DISTRIBUTION | KUALA SELANGOR | Existing | RYB | LV FUSE SWITCH | LVDB | CLOSED | IEC MIDDLE CURVE | FUSES | SPARE |  |  |  | 250.000 A |  |  | 3 | Pass | null
387817464 | TNB | DISTRIBUTION | KUALA SELANGOR | Existing | RYB | LV FUSE SWITCH | LVDB | CLOSED | IEC MIDDLE CURVE | FUSES | SPARE |  |  |  | 250.000 A |  |  | 3 | Pass | null
387817471 | TNB | DISTRIBUTION | KUALA SELANGOR | Existing | RYB | LV FUSE SWITCH | LVDB | CLOSED | IEC MIDDLE CURVE | FUSES | SPARE |  |  |  | 250.000 A |  |  | 3 | Pass | null
387817485 | TNB | DISTRIBUTION | KUALA SELANGOR | Existing | RYB | LV FUSE SWITCH | LVDB | CLOSED | IEC MIDDLE CURVE | FUSES | SPARE |  |  |  | 250.000 A |  |  | 3 | Pass | null
387817492 | TNB | DISTRIBUTION | KUALA SELANGOR | Existing | RYB | LV FUSE SWITCH | LVDB | CLOSED | IEC MIDDLE CURVE | FUSES | SPARE |  |  |  | 250.000 A |  |  | 3 | Pass | null
387817497 | TNB | DISTRIBUTION | KUALA SELANGOR | Existing | RYB | LV FUSE SWITCH | LVDB | CLOSED | IEC MIDDLE CURVE | FUSES | SPARE |  |  |  | 250.000 A |  |  | 3 | Pass | null
387817503 | TNB | DISTRIBUTION | KUALA SELANGOR | Existing | RYB | LV FUSE SWITCH | LVDB | CLOSED | IEC MIDDLE CURVE | FUSES | SPARE |  |  |  | 250.000 A |  |  | 3 | Pass | null
387817515 | TNB | DISTRIBUTION | KUALA SELANGOR | Existing | RYB | LV FUSE SWITCH | LVDB | CLOSED | IEC MIDDLE CURVE | FUSES | SPARE |  |  |  | 250.000 A |  |  | 3 | Pass | null
387817523 | TNB | DISTRIBUTION | KUALA SELANGOR | Existing | RYB | LV FUSE SWITCH | LVDB | CLOSED | IEC MIDDLE CURVE | FUSES | SPARE |  |  |  | 250.000 A |  |  | 3 | Pass | null
387817541 | TNB | DISTRIBUTION | KUALA SELANGOR | Existing | RYB | LV FUSE SWITCH | LVDB | CLOSED | IEC MIDDLE CURVE | FUSES | SPARE |  |  |  | 250.000 A |  |  | 3 | Pass | null
388117544 | TNB | DISTRIBUTION | KUALA SELANGOR | Existing | RYB | LV FUSE SWITCH | LVDB | CLOSED | IEC MIDDLE CURVE | FUSES | SPARE |  |  |  | 250.000 A |  |  | 3 | Pass | null
388117558 | TNB | DISTRIBUTION | KUALA SELANGOR | Existing | RYB | LV FUSE SWITCH | LVDB | CLOSED | IEC MIDDLE CURVE | FUSES | SPARE |  |  |  | 250.000 A |  |  | 3 | Pass | null
388117565 | TNB | DISTRIBUTION | KUALA SELANGOR | Existing | RYB | LV FUSE SWITCH | LVDB | CLOSED | IEC MIDDLE CURVE | FUSES | SPARE |  |  |  | 250.000 A |  |  | 3 | Pass | null
388117570 | TNB | DISTRIBUTION | KUALA SELANGOR | Existing | RYB | LV FUSE SWITCH | LVDB | CLOSED | IEC MIDDLE CURVE | FUSES | SPARE |  |  |  | 250.000 A |  |  | 3 | Pass | null
388117576 | TNB | DISTRIBUTION | KUALA SELANGOR | Existing | RYB | LV FUSE SWITCH | LVDB | CLOSED | IEC MIDDLE CURVE | FUSES | SPARE |  |  |  | 250.000 A |  |  | 3 | Pass | null
388117588 | TNB | DISTRIBUTION | KUALA SELANGOR | Existing | RYB | LV FUSE SWITCH | LVDB | CLOSED | IEC MIDDLE CURVE | FUSES | SPARE |  |  |  | 250.000 A |  |  | 3 | Pass | null
388117596 | TNB | DISTRIBUTION | KUALA SELANGOR | Existing | RYB | LV FUSE SWITCH | LVDB | CLOSED | IEC MIDDLE CURVE | FUSES | SPARE |  |  |  | 250.000 A |  |  | 3 | Pass | null
388117614 | TNB | DISTRIBUTION | KUALA SELANGOR | Existing | RYB | LV FUSE SWITCH | LVDB | CLOSED | IEC MIDDLE CURVE | FUSES | SPARE |  |  |  | 250.000 A |  |  | 3 | Pass | null
388117621 | TNB | DISTRIBUTION | KUALA SELANGOR | Existing | RYB | LV FUSE SWITCH | LVDB | CLOSED | IEC MIDDLE CURVE | FUSES | SPARE |  |  |  | 250.000 A |  |  | 3 | Pass | null
388117635 | TNB | DISTRIBUTION | KUALA SELANGOR | Existing | RYB | LV FUSE SWITCH | LVDB | CLOSED | IEC MIDDLE CURVE | FUSES | SPARE |  |  |  | 250.000 A |  |  | 3 | Pass | null
388117642 | TNB | DISTRIBUTION | KUALA SELANGOR | Existing | RYB | LV FUSE SWITCH | LVDB | CLOSED | IEC MIDDLE CURVE | FUSES | SPARE |  |  |  | 250.000 A |  |  | 3 | Pass | null
388117647 | TNB | DISTRIBUTION | KUALA SELANGOR | Existing | RYB | LV FUSE SWITCH | LVDB | CLOSED | IEC MIDDLE CURVE | FUSES | SPARE |  |  |  | 250.000 A |  |  | 3 | Pass | null
388117653 | TNB | DISTRIBUTION | KUALA SELANGOR | Existing | RYB | LV FUSE SWITCH | LVDB | CLOSED | IEC MIDDLE CURVE | FUSES | SPARE |  |  |  | 250.000 A |  |  | 3 | Pass | null
388117665 | TNB | DISTRIBUTION | KUALA SELANGOR | Existing | RYB | LV FUSE SWITCH | LVDB | CLOSED | IEC MIDDLE CURVE | FUSES | SPARE |  |  |  | 250.000 A |  |  | 3 | Pass | null
388117673 | TNB | DISTRIBUTION | KUALA SELANGOR | Existing | RYB | LV FUSE SWITCH | LVDB | CLOSED | IEC MIDDLE CURVE | FUSES | SPARE |  |  |  | 250.000 A |  |  | 3 | Pass | null
388117691 | TNB | DISTRIBUTION | KUALA SELANGOR | Existing | RYB | LV FUSE SWITCH | LVDB | CLOSED | IEC MIDDLE CURVE | FUSES | SPARE |  |  |  | 250.000 A |  |  | 3 | Pass | null
389036460 | TNB | DISTRIBUTION | KUALA SELANGOR | Existing | RYB | LV FUSE SWITCH | LVDB | CLOSED | IEC MIDDLE CURVE | FUSES | SPARE |  |  |  | 250.000 A |  |  | 3 | Pass | null
389036474 | TNB | DISTRIBUTION | KUALA SELANGOR | Existing | RYB | LV FUSE SWITCH | LVDB | CLOSED | IEC MIDDLE CURVE | FUSES | SPARE |  |  |  | 250.000 A |  |  | 3 | Pass | null
389036481 | TNB | DISTRIBUTION | KUALA SELANGOR | Existing | RYB | LV FUSE SWITCH | LVDB | CLOSED | IEC MIDDLE CURVE | FUSES | SPARE |  |  |  | 250.000 A |  |  | 3 | Pass | null
389036486 | TNB | DISTRIBUTION | KUALA SELANGOR | Existing | RYB | LV FUSE SWITCH | LVDB | CLOSED | IEC MIDDLE CURVE | FUSES | SPARE |  |  |  | 250.000 A |  |  | 3 | Pass | null
389036492 | TNB | DISTRIBUTION | KUALA SELANGOR | Existing | RYB | LV FUSE SWITCH | LVDB | CLOSED | IEC MIDDLE CURVE | FUSES | SPARE |  |  |  | 250.000 A |  |  | 3 | Pass | null
389036504 | TNB | DISTRIBUTION | KUALA SELANGOR | Existing | RYB | LV FUSE SWITCH | LVDB | CLOSED | IEC MIDDLE CURVE | FUSES | SPARE |  |  |  | 250.000 A |  |  | 3 | Pass | null
389036512 | TNB | DISTRIBUTION | KUALA SELANGOR | Existing | RYB | LV FUSE SWITCH | LVDB | CLOSED | IEC MIDDLE CURVE | FUSES | SPARE |  |  |  | 250.000 A |  |  | 3 | Pass | null
389036530 | TNB | DISTRIBUTION | KUALA SELANGOR | Existing | RYB | LV FUSE SWITCH | LVDB | CLOSED | IEC MIDDLE CURVE | FUSES | SPARE |  |  |  | 250.000 A |  |  | 3 | Pass | null
390513576 | TNB | DISTRIBUTION | KUALA SELANGOR | Existing | RYB | LV FUSE SWITCH | LVDB | CLOSED | IEC MIDDLE CURVE | FUSES | SPARE |  |  |  | 250.000 A |  |  | 3 | Pass | null
390513590 | TNB | DISTRIBUTION | KUALA SELANGOR | Existing | RYB | LV FUSE SWITCH | LVDB | CLOSED | IEC MIDDLE CURVE | FUSES | SPARE |  |  |  | 250.000 A |  |  | 3 | Pass | null
390513597 | TNB | DISTRIBUTION | KUALA SELANGOR | Existing | RYB | LV FUSE SWITCH | LVDB | CLOSED | IEC MIDDLE CURVE | FUSES | SPARE |  |  |  | 250.000 A |  |  | 3 | Pass | null
390513602 | TNB | DISTRIBUTION | KUALA SELANGOR | Existing | RYB | LV FUSE SWITCH | LVDB | CLOSED | IEC MIDDLE CURVE | FUSES | SPARE |  |  |  | 250.000 A |  |  | 3 | Pass | null
390513608 | TNB | DISTRIBUTION | KUALA SELANGOR | Existing | RYB | LV FUSE SWITCH | LVDB | CLOSED | IEC MIDDLE CURVE | FUSES | SPARE |  |  |  | 250.000 A |  |  | 3 | Pass | null
390513620 | TNB | DISTRIBUTION | KUALA SELANGOR | Existing | RYB | LV FUSE SWITCH | LVDB | CLOSED | IEC MIDDLE CURVE | FUSES | SPARE |  |  |  | 250.000 A |  |  | 3 | Pass | null
390513628 | TNB | DISTRIBUTION | KUALA SELANGOR | Existing | RYB | LV FUSE SWITCH | LVDB | CLOSED | IEC MIDDLE CURVE | FUSES | SPARE |  |  |  | 250.000 A |  |  | 3 | Pass | null
390513646 | TNB | DISTRIBUTION | KUALA SELANGOR | Existing | RYB | LV FUSE SWITCH | LVDB | CLOSED | IEC MIDDLE CURVE | FUSES | SPARE |  |  |  | 250.000 A |  |  | 3 | Pass | null
390513701 | TNB | DISTRIBUTION | KUALA SELANGOR | Existing | RYB | LV FUSE SWITCH | LVDB | CLOSED | IEC MIDDLE CURVE | FUSES | SPARE |  |  |  | 250.000 A |  |  | 3 | Pass | null
390513718 | TNB | DISTRIBUTION | KUALA SELANGOR | Existing | RYB | LV FUSE SWITCH | LVDB | CLOSED | IEC MIDDLE CURVE | FUSES | SPARE |  |  |  | 250.000 A |  |  | 3 | Pass | null
390513722 | TNB | DISTRIBUTION | KUALA SELANGOR | Existing | RYB | LV FUSE SWITCH | LVDB | CLOSED | IEC MIDDLE CURVE | FUSES | SPARE |  |  |  | 250.000 A |  |  | 3 | Pass | null
390513728 | TNB | DISTRIBUTION | KUALA SELANGOR | Existing | RYB | LV FUSE SWITCH | LVDB | CLOSED | IEC MIDDLE CURVE | FUSES | SPARE |  |  |  | 250.000 A |  |  | 3 | Pass | null
390513735 | TNB | DISTRIBUTION | KUALA SELANGOR | Existing | RYB | LV FUSE SWITCH | LVDB | CLOSED | IEC MIDDLE CURVE | FUSES | SPARE |  |  |  | 250.000 A |  |  | 3 | Pass | null
390513742 | TNB | DISTRIBUTION | KUALA SELANGOR | Existing | RYB | LV FUSE SWITCH | LVDB | CLOSED | IEC MIDDLE CURVE | FUSES | SPARE |  |  |  | 250.000 A |  |  | 3 | Pass | null
390513749 | TNB | DISTRIBUTION | KUALA SELANGOR | Existing | RYB | LV FUSE SWITCH | LVDB | CLOSED | IEC MIDDLE CURVE | FUSES | SPARE |  |  |  | 250.000 A |  |  | 3 | Pass | null
390513754 | TNB | DISTRIBUTION | KUALA SELANGOR | Existing | RYB | LV FUSE SWITCH | LVDB | CLOSED | IEC MIDDLE CURVE | FUSES | SPARE |  |  |  | 250.000 A |  |  | 3 | Pass | null
390513774 | TNB | DISTRIBUTION | KUALA SELANGOR | Existing | RYB | LV FUSE SWITCH | LVDB | CLOSED | IEC MIDDLE CURVE | FUSES | SPARE |  |  |  | 250.000 A |  |  | 3 | Pass | null
390513786 | TNB | DISTRIBUTION | KUALA SELANGOR | Existing | RYB | LV FUSE SWITCH | LVDB | CLOSED | IEC MIDDLE CURVE | FUSES | SPARE |  |  |  | 250.000 A |  |  | 3 | Pass | null
390513845 | TNB | DISTRIBUTION | KUALA SELANGOR | Existing | RYB | LV FUSE SWITCH | LVDB | CLOSED | IEC MIDDLE CURVE | FUSES | SPARE |  |  |  | 250.000 A |  |  | 3 | Pass | null
390513859 | TNB | DISTRIBUTION | KUALA SELANGOR | Existing | RYB | LV FUSE SWITCH | LVDB | CLOSED | IEC MIDDLE CURVE | FUSES | SPARE |  |  |  | 250.000 A |  |  | 3 | Pass | null
390513866 | TNB | DISTRIBUTION | KUALA SELANGOR | Existing | RYB | LV FUSE SWITCH | LVDB | CLOSED | IEC MIDDLE CURVE | FUSES | SPARE |  |  |  | 250.000 A |  |  | 3 | Pass | null
390513871 | TNB | DISTRIBUTION | KUALA SELANGOR | Existing | RYB | LV FUSE SWITCH | LVDB | CLOSED | IEC MIDDLE CURVE | FUSES | SPARE |  |  |  | 250.000 A |  |  | 3 | Pass | null
390513877 | TNB | DISTRIBUTION | KUALA SELANGOR | Existing | RYB | LV FUSE SWITCH | LVDB | CLOSED | IEC MIDDLE CURVE | FUSES | SPARE |  |  |  | 250.000 A |  |  | 3 | Pass | null
390513889 | TNB | DISTRIBUTION | KUALA SELANGOR | Existing | RYB | LV FUSE SWITCH | LVDB | CLOSED | IEC MIDDLE CURVE | FUSES | SPARE |  |  |  | 250.000 A |  |  | 3 | Pass | null
390513897 | TNB | DISTRIBUTION | KUALA SELANGOR | Existing | RYB | LV FUSE SWITCH | LVDB | CLOSED | IEC MIDDLE CURVE | FUSES | SPARE |  |  |  | 250.000 A |  |  | 3 | Pass | null
390513915 | TNB | DISTRIBUTION | KUALA SELANGOR | Existing | RYB | LV FUSE SWITCH | LVDB | CLOSED | IEC MIDDLE CURVE | FUSES | SPARE |  |  |  | 250.000 A |  |  | 3 | Pass | null
392043446 | TNB | DISTRIBUTION | KUALA SELANGOR | Existing | RYB | BLACK BOX | POLE | CLOSED | [9 empty] | 3 | Pass | null
392043502 | TNB | DISTRIBUTION | KUALA SELANGOR | Existing | RYB | BLACK BOX | POLE | CLOSED | [9 empty] | 3 | Pass | null
392043610 | TNB | DISTRIBUTION | KUALA SELANGOR | Existing | RYB | BLACK BOX | POLE | CLOSED | [9 empty] | 3 | Pass | null
392043666 | TNB | DISTRIBUTION | KUALA SELANGOR | Existing | RYB | BLACK BOX | POLE | CLOSED | [9 empty] | 3 | Pass | null
392043727 | TNB | DISTRIBUTION | KUALA SELANGOR | Existing | RYB | BLACK BOX | POLE | CLOSED | [9 empty] | 3 | Pass | null
392043815 | TNB | DISTRIBUTION | KUALA SELANGOR | Existing | RYB | BLACK BOX | POLE | CLOSED | [9 empty] | 3 | Pass | null
392043872 | TNB | DISTRIBUTION | KUALA SELANGOR | Existing | RYB | BLACK BOX | POLE | CLOSED | [9 empty] | 3 | Pass | null
392043931 | TNB | DISTRIBUTION | KUALA SELANGOR | Existing | RYB | BLACK BOX | POLE | CLOSED | [9 empty] | 3 | Pass | null
392044078 | TNB | DISTRIBUTION | KUALA SELANGOR | Existing | RYB | BLACK BOX | POLE | CLOSED | [9 empty] | 3 | Pass | null
392044222 | TNB | DISTRIBUTION | KUALA SELANGOR | Existing | RYB | BLACK BOX | POLE | CLOSED | [9 empty] | 3 | Pass | null
392044232 | TNB | DISTRIBUTION | KUALA SELANGOR | Existing | RYB | BLACK BOX | POLE | CLOSED | [9 empty] | 3 | Pass | null
392044285 | TNB | DISTRIBUTION | KUALA SELANGOR | Existing | RYB | BLACK BOX | POLE | CLOSED | [9 empty] | 3 | Pass | null
392044425 | TNB | DISTRIBUTION | KUALA SELANGOR | Existing | RYB | BLACK BOX | POLE | CLOSED | [9 empty] | 3 | Pass | null
392044448 | TNB | DISTRIBUTION | KUALA SELANGOR | Existing | RYB | BLACK BOX | POLE | CLOSED | [9 empty] | 3 | Pass | null
392044493 | TNB | DISTRIBUTION | KUALA SELANGOR | Existing | RYB | BLACK BOX | POLE | CLOSED | [9 empty] | 3 | Pass | null
392044503 | TNB | DISTRIBUTION | KUALA SELANGOR | Existing | RYB | BLACK BOX | POLE | CLOSED | [9 empty] | 3 | Pass | null
392044526 | TNB | DISTRIBUTION | KUALA SELANGOR | Existing | RYB | BLACK BOX | POLE | CLOSED | [9 empty] | 3 | Pass | null
392044569 | TNB | DISTRIBUTION | KUALA SELANGOR | Existing | RYB | BLACK BOX | POLE | CLOSED | [9 empty] | 3 | Pass | null
392044587 | TNB | DISTRIBUTION | KUALA SELANGOR | Existing | RYB | BLACK BOX | POLE | CLOSED | [9 empty] | 3 | Pass | null
392044603 | TNB | DISTRIBUTION | KUALA SELANGOR | Existing | RYB | BLACK BOX | POLE | CLOSED | [9 empty] | 3 | Pass | null
392044616 | TNB | DISTRIBUTION | KUALA SELANGOR | Existing | RYB | BLACK BOX | POLE | CLOSED | [9 empty] | 3 | Pass | null
392044634 | TNB | DISTRIBUTION | KUALA SELANGOR | Existing | RYB | BLACK BOX | POLE | CLOSED | [9 empty] | 3 | Pass | null
392044691 | TNB | DISTRIBUTION | KUALA SELANGOR | Existing | RYB | BLACK BOX | POLE | CLOSED | [9 empty] | 3 | Pass | null
392044701 | TNB | DISTRIBUTION | KUALA SELANGOR | Existing | RYB | BLACK BOX | POLE | CLOSED | [9 empty] | 3 | Pass | null
392044716 | TNB | DISTRIBUTION | KUALA SELANGOR | Existing | RYB | BLACK BOX | POLE | CLOSED | [9 empty] | 3 | Pass | null
392044767 | TNB | DISTRIBUTION | KUALA SELANGOR | Existing | RYB | BLACK BOX | POLE | CLOSED | [9 empty] | 3 | Pass | null
392072787 | TNB | DISTRIBUTION | KUALA SELANGOR | Existing | RYB | LV FUSE SWITCH | FEEDER PILLAR | OPEN | IEC MIDDLE CURVE | FUSES | SPARE |  |  |  | 250.000 A |  |  | 3 | Pass | null
392072795 | TNB | DISTRIBUTION | KUALA SELANGOR | Existing | RYB | LV FUSE SWITCH | FEEDER PILLAR | OPEN | IEC MIDDLE CURVE | FUSES | SPARE |  |  |  | 250.000 A |  |  | 3 | Pass | null
392072812 | TNB | DISTRIBUTION | KUALA SELANGOR | Existing | RYB | LV FUSE SWITCH | FEEDER PILLAR | OPEN | IEC MIDDLE CURVE | FUSES | SPARE |  |  |  | 250.000 A |  |  | 3 | Pass | null
392072816 | TNB | DISTRIBUTION | KUALA SELANGOR | Existing | RYB | LV FUSE SWITCH | FEEDER PILLAR | OPEN | IEC MIDDLE CURVE | FUSES | SPARE |  |  |  | 250.000 A |  |  | 3 | Pass | null
392072826 | TNB | DISTRIBUTION | KUALA SELANGOR | Existing | RYB | LV FUSE SWITCH | FEEDER PILLAR | OPEN | IEC MIDDLE CURVE | FUSES | SPARE |  |  |  | 250.000 A |  |  | 3 | Pass | null
392716869 | TNB | DISTRIBUTION | KUALA SELANGOR | Existing | RYB | LV FUSE SWITCH | FEEDER PILLAR | CLOSED | IEC MIDDLE CURVE | FUSES | 25 JLN MELATI 3/19 |  |  |  | 250.000 A |  |  | 3 | Pass | null
392716877 | TNB | DISTRIBUTION | KUALA SELANGOR | Existing | RYB | LV FUSE SWITCH | FEEDER PILLAR | CLOSED | IEC MIDDLE CURVE | FUSES | 23 JLN MELATI 3/19 |  |  |  | 250.000 A |  |  | 3 | Pass | null
392716894 | TNB | DISTRIBUTION | KUALA SELANGOR | Existing | RYB | LV FUSE SWITCH | FEEDER PILLAR | OPEN | IEC MIDDLE CURVE | FUSES | SPARE |  |  |  | 250.000 A |  |  | 3 | Pass | null
392716898 | TNB | DISTRIBUTION | KUALA SELANGOR | Existing | RYB | LV FUSE SWITCH | FEEDER PILLAR | OPEN | IEC MIDDLE CURVE | FUSES | SPARE |  |  |  | 250.000 A |  |  | 3 | Pass | null
392716908 | TNB | DISTRIBUTION | KUALA SELANGOR | Existing | RYB | LV FUSE SWITCH | FEEDER PILLAR | OPEN | IEC MIDDLE CURVE | FUSES | SPARE |  |  |  | 250.000 A |  |  | 3 | Pass | null
392717606 | TNB | DISTRIBUTION | KUALA SELANGOR | Existing | RYB | LV FUSE SWITCH | FEEDER PILLAR | OPEN | IEC MIDDLE CURVE | FUSES | SPARE |  |  |  | 250.000 A |  |  | 3 | Pass | null
392717614 | TNB | DISTRIBUTION | KUALA SELANGOR | Existing | RYB | LV FUSE SWITCH | FEEDER PILLAR | CLOSED | IEC MIDDLE CURVE | FUSES | 49 JLN MELATI 3/19 |  |  |  | 250.000 A |  |  | 3 | Pass | null
392717631 | TNB | DISTRIBUTION | KUALA SELANGOR | Existing | RYB | LV FUSE SWITCH | FEEDER PILLAR | OPEN | IEC MIDDLE CURVE | FUSES | SPARE |  |  |  | 250.000 A |  |  | 3 | Pass | null
392717635 | TNB | DISTRIBUTION | KUALA SELANGOR | Existing | RYB | LV FUSE SWITCH | FEEDER PILLAR | OPEN | IEC MIDDLE CURVE | FUSES | SPARE |  |  |  | 250.000 A |  |  | 3 | Pass | null
392717645 | TNB | DISTRIBUTION | KUALA SELANGOR | Existing | RYB | LV FUSE SWITCH | FEEDER PILLAR | CLOSED | IEC MIDDLE CURVE | FUSES | 37 JLN MELATI 3/19 |  |  |  | 250.000 A |  |  | 3 | Pass | null
392717738 | TNB | DISTRIBUTION | KUALA SELANGOR | Existing | RYB | LV FUSE SWITCH | FEEDER PILLAR | CLOSED | IEC MIDDLE CURVE | FUSES | 50 JLN MELATI 3/17 |  |  |  | 250.000 A |  |  | 3 | Pass | null
392717746 | TNB | DISTRIBUTION | KUALA SELANGOR | Existing | RYB | LV FUSE SWITCH | FEEDER PILLAR | CLOSED | IEC MIDDLE CURVE | FUSES | 48 JLN MELATI 3/17 |  |  |  | 250.000 A |  |  | 3 | Pass | null
392717763 | TNB | DISTRIBUTION | KUALA SELANGOR | Existing | RYB | LV FUSE SWITCH | FEEDER PILLAR | OPEN | IEC MIDDLE CURVE | FUSES | SPARE |  |  |  | 250.000 A |  |  | 3 | Pass | null
392717767 | TNB | DISTRIBUTION | KUALA SELANGOR | Existing | RYB | LV FUSE SWITCH | FEEDER PILLAR | CLOSED | IEC MIDDLE CURVE | FUSES | 26 JLN MELATI 3/17 |  |  |  | 250.000 A |  |  | 3 | Pass | null
392717777 | TNB | DISTRIBUTION | KUALA SELANGOR | Existing | RYB | LV FUSE SWITCH | FEEDER PILLAR | CLOSED | IEC MIDDLE CURVE | FUSES | 24 JLN MELATI 3/17 |  |  |  | 250.000 A |  |  | 3 | Pass | null
392717792 | TNB | DISTRIBUTION | KUALA SELANGOR | Existing | RYB | LV FUSE SWITCH | FEEDER PILLAR | OPEN | IEC MIDDLE CURVE | FUSES | SPARE |  |  |  | 250.000 A |  |  | 3 | Pass | null
392717800 | TNB | DISTRIBUTION | KUALA SELANGOR | Existing | RYB | LV FUSE SWITCH | FEEDER PILLAR | CLOSED | IEC MIDDLE CURVE | FUSES | 45A JLN MELATI 3/17 |  |  |  | 250.000 A |  |  | 3 | Pass | null
392717817 | TNB | DISTRIBUTION | KUALA SELANGOR | Existing | RYB | LV FUSE SWITCH | FEEDER PILLAR | OPEN | IEC MIDDLE CURVE | FUSES | SPARE |  |  |  | 250.000 A |  |  | 3 | Pass | null
392717821 | TNB | DISTRIBUTION | KUALA SELANGOR | Existing | RYB | LV FUSE SWITCH | FEEDER PILLAR | OPEN | IEC MIDDLE CURVE | FUSES | SPARE |  |  |  | 250.000 A |  |  | 3 | Pass | null
392717831 | TNB | DISTRIBUTION | KUALA SELANGOR | Existing | RYB | LV FUSE SWITCH | FEEDER PILLAR | CLOSED | IEC MIDDLE CURVE | FUSES | 43 JLN MELATI 3/17 |  |  |  | 250.000 A |  |  | 3 | Pass | null
392717846 | TNB | DISTRIBUTION | KUALA SELANGOR | Existing | RYB | LV FUSE SWITCH | FEEDER PILLAR | CLOSED | IEC MIDDLE CURVE | FUSES | 78 JLN MELATI 3/1 |  |  |  | 250.000 A |  |  | 3 | Pass | null
392717851 | TNB | DISTRIBUTION | KUALA SELANGOR | Existing | RYB | LV FUSE SWITCH | FEEDER PILLAR | CLOSED | IEC MIDDLE CURVE | FUSES | 82 JLN MELATI 3/1 |  |  |  | 250.000 A |  |  | 3 | Pass | null
392717875 | TNB | DISTRIBUTION | KUALA SELANGOR | Existing | RYB | LV FUSE SWITCH | FEEDER PILLAR | CLOSED | IEC MIDDLE CURVE | FUSES | 76 JLN MELATI 3/1 |  |  |  | 250.000 A |  |  | 3 | Pass | null
392717882 | TNB | DISTRIBUTION | KUALA SELANGOR | Existing | RYB | LV FUSE SWITCH | FEEDER PILLAR | CLOSED | IEC MIDDLE CURVE | FUSES | 84 JLN MELATI 3/1 |  |  |  | 250.000 A |  |  | 3 | Pass | null
392717886 | TNB | DISTRIBUTION | KUALA SELANGOR | Existing | RYB | LV FUSE SWITCH | FEEDER PILLAR | OPEN | IEC MIDDLE CURVE | FUSES | SPARE |  |  |  | 250.000 A |  |  | 3 | Pass | null
392717894 | TNB | DISTRIBUTION | KUALA SELANGOR | Existing | RYB | LV FUSE SWITCH | FEEDER PILLAR | CLOSED | IEC MIDDLE CURVE | FUSES | 74 JLN MELATI 3/1 |  |  |  | 250.000 A |  |  | 3 | Pass | null
392717899 | TNB | DISTRIBUTION | KUALA SELANGOR | Existing | RYB | LV FUSE SWITCH | FEEDER PILLAR | CLOSED | IEC MIDDLE CURVE | FUSES | 80 JLN MELATI 3/1 |  |  |  | 250.000 A |  |  | 3 | Pass | null
392717913 | TNB | DISTRIBUTION | KUALA SELANGOR | Existing | RYB | LV FUSE SWITCH | FEEDER PILLAR | OPEN | IEC MIDDLE CURVE | FUSES | SPARE |  |  |  | 250.000 A |  |  | 3 | Pass | null
392717930 | TNB | DISTRIBUTION | KUALA SELANGOR | Existing | RYB | LV FUSE SWITCH | FEEDER PILLAR | CLOSED | IEC MIDDLE CURVE | FUSES | FPE (TNB885/2011P) |  |  |  | 250.000 A |  |  | 3 | Pass | null
392717935 | TNB | DISTRIBUTION | KUALA SELANGOR | Existing | RYB | LV FUSE SWITCH | FEEDER PILLAR | CLOSED | IEC MIDDLE CURVE | FUSES | FPD |  |  |  | 250.000 A |  |  | 3 | Pass | null
392717959 | TNB | DISTRIBUTION | KUALA SELANGOR | Existing | RYB | LV FUSE SWITCH | FEEDER PILLAR | OPEN | IEC MIDDLE CURVE | FUSES | SPARE |  |  |  | 250.000 A |  |  | 3 | Pass | null
392717966 | TNB | DISTRIBUTION | KUALA SELANGOR | Existing | RYB | LV FUSE SWITCH | FEEDER PILLAR | OPEN | IEC MIDDLE CURVE | FUSES | SPARE |  |  |  | 250.000 A |  |  | 3 | Pass | null
392717970 | TNB | DISTRIBUTION | KUALA SELANGOR | Existing | RYB | LV FUSE SWITCH | FEEDER PILLAR | CLOSED | IEC MIDDLE CURVE | FUSES | FPB |  |  |  | 250.000 A |  |  | 3 | Pass | null
392717978 | TNB | DISTRIBUTION | KUALA SELANGOR | Existing | RYB | LV FUSE SWITCH | FEEDER PILLAR | CLOSED | IEC MIDDLE CURVE | FUSES | FPC |  |  |  | 250.000 A |  |  | 3 | Pass | null
392717983 | TNB | DISTRIBUTION | KUALA SELANGOR | Existing | RYB | LV FUSE SWITCH | FEEDER PILLAR | CLOSED | IEC MIDDLE CURVE | FUSES | FPP |  |  |  | 250.000 A |  |  | 3 | Pass | null
392717997 | TNB | DISTRIBUTION | KUALA SELANGOR | Existing | RYB | LV FUSE SWITCH | FEEDER PILLAR | CLOSED | IEC MIDDLE CURVE | FUSES | LAMPU AWAM 1583 JLN MELATI 3/1 |  |  |  | 250.000 A |  |  | 3 | Pass | null
392853933 | TNB | DISTRIBUTION | KUALA SELANGOR | Existing | RYB | BLACK BOX | POLE | CLOSED | [6 empty] | 100.000 A |  |  | 3 | Pass | null
392853975 | TNB | DISTRIBUTION | KUALA SELANGOR | Existing | RYB | BLACK BOX | POLE | CLOSED | [9 empty] | 3 | Pass | null
393786181 | TNB | DISTRIBUTION | KUALA SELANGOR | Existing | RYB | LV FUSE SWITCH | LVDB | CLOSED | IEC MIDDLE CURVE | FUSES | SPARE |  |  |  | 250.000 A |  |  | 3 | Pass | null
393786195 | TNB | DISTRIBUTION | KUALA SELANGOR | Existing | RYB | LV FUSE SWITCH | LVDB | CLOSED | IEC MIDDLE CURVE | FUSES | SPARE |  |  |  | 250.000 A |  |  | 3 | Pass | null
393786202 | TNB | DISTRIBUTION | KUALA SELANGOR | Existing | RYB | LV FUSE SWITCH | LVDB | CLOSED | IEC MIDDLE CURVE | FUSES | SPARE |  |  |  | 250.000 A |  |  | 3 | Pass | null
393786207 | TNB | DISTRIBUTION | KUALA SELANGOR | Existing | RYB | LV FUSE SWITCH | LVDB | CLOSED | IEC MIDDLE CURVE | FUSES | SPARE |  |  |  | 250.000 A |  |  | 3 | Pass | null
393786213 | TNB | DISTRIBUTION | KUALA SELANGOR | Existing | RYB | LV FUSE SWITCH | LVDB | CLOSED | IEC MIDDLE CURVE | FUSES | SPARE |  |  |  | 250.000 A |  |  | 3 | Pass | null
393786225 | TNB | DISTRIBUTION | KUALA SELANGOR | Existing | RYB | LV FUSE SWITCH | LVDB | CLOSED | IEC MIDDLE CURVE | FUSES | SPARE |  |  |  | 250.000 A |  |  | 3 | Pass | null
393786233 | TNB | DISTRIBUTION | KUALA SELANGOR | Existing | RYB | LV FUSE SWITCH | LVDB | CLOSED | IEC MIDDLE CURVE | FUSES | SPARE |  |  |  | 250.000 A |  |  | 3 | Pass | null
393786251 | TNB | DISTRIBUTION | KUALA SELANGOR | Existing | RYB | LV FUSE SWITCH | LVDB | CLOSED | IEC MIDDLE CURVE | FUSES | SPARE |  |  |  | 250.000 A |  |  | 3 | Pass | null
393786258 | TNB | DISTRIBUTION | KUALA SELANGOR | Existing | RYB | LV FUSE SWITCH | LVDB | CLOSED | IEC MIDDLE CURVE | FUSES | SPARE |  |  |  | 250.000 A |  |  | 3 | Pass | null
393786272 | TNB | DISTRIBUTION | KUALA SELANGOR | Existing | RYB | LV FUSE SWITCH | LVDB | CLOSED | IEC MIDDLE CURVE | FUSES | SPARE |  |  |  | 250.000 A |  |  | 3 | Pass | null
393786279 | TNB | DISTRIBUTION | KUALA SELANGOR | Existing | RYB | LV FUSE SWITCH | LVDB | CLOSED | IEC MIDDLE CURVE | FUSES | SPARE |  |  |  | 250.000 A |  |  | 3 | Pass | null
393786284 | TNB | DISTRIBUTION | KUALA SELANGOR | Existing | RYB | LV FUSE SWITCH | LVDB | CLOSED | IEC MIDDLE CURVE | FUSES | SPARE |  |  |  | 250.000 A |  |  | 3 | Pass | null
393786290 | TNB | DISTRIBUTION | KUALA SELANGOR | Existing | RYB | LV FUSE SWITCH | LVDB | CLOSED | IEC MIDDLE CURVE | FUSES | SPARE |  |  |  | 250.000 A |  |  | 3 | Pass | null
393786302 | TNB | DISTRIBUTION | KUALA SELANGOR | Existing | RYB | LV FUSE SWITCH | LVDB | CLOSED | IEC MIDDLE CURVE | FUSES | SPARE |  |  |  | 250.000 A |  |  | 3 | Pass | null
393786310 | TNB | DISTRIBUTION | KUALA SELANGOR | Existing | RYB | LV FUSE SWITCH | LVDB | CLOSED | IEC MIDDLE CURVE | FUSES | SPARE |  |  |  | 250.000 A |  |  | 3 | Pass | null
393786328 | TNB | DISTRIBUTION | KUALA SELANGOR | Existing | RYB | LV FUSE SWITCH | LVDB | CLOSED | IEC MIDDLE CURVE | FUSES | SPARE |  |  |  | 250.000 A |  |  | 3 | Pass | null
393786389 | TNB | DISTRIBUTION | KUALA SELANGOR | Existing | RYB | LV FUSE SWITCH | LVDB | CLOSED | IEC MIDDLE CURVE | FUSES | SPARE |  |  |  | 250.000 A |  |  | 3 | Pass | null
393786400 | TNB | DISTRIBUTION | KUALA SELANGOR | Existing | RYB | LV FUSE SWITCH | LVDB | CLOSED | IEC MIDDLE CURVE | FUSES | SPARE |  |  |  | 250.000 A |  |  | 3 | Pass | null
393786405 | TNB | DISTRIBUTION | KUALA SELANGOR | Existing | RYB | LV FUSE SWITCH | LVDB | CLOSED | IEC MIDDLE CURVE | FUSES | SPARE |  |  |  | 250.000 A |  |  | 3 | Pass | null
393786413 | TNB | DISTRIBUTION | KUALA SELANGOR | Existing | RYB | LV FUSE SWITCH | LVDB | CLOSED | IEC MIDDLE CURVE | FUSES | SPARE |  |  |  | 250.000 A |  |  | 3 | Pass | null
393786424 | TNB | DISTRIBUTION | KUALA SELANGOR | Existing | RYB | LV FUSE SWITCH | LVDB | CLOSED | IEC MIDDLE CURVE | FUSES | SPARE |  |  |  | 250.000 A |  |  | 3 | Pass | null
393786433 | TNB | DISTRIBUTION | KUALA SELANGOR | Existing | RYB | LV FUSE SWITCH | LVDB | CLOSED | IEC MIDDLE CURVE | FUSES | SPARE |  |  |  | 250.000 A |  |  | 3 | Pass | null
393786495 | TNB | DISTRIBUTION | KUALA SELANGOR | Existing | RYB | LV FUSE SWITCH | LVDB | CLOSED | IEC MIDDLE CURVE | FUSES | SPARE |  |  |  | 250.000 A |  |  | 3 | Pass | null
393786506 | TNB | DISTRIBUTION | KUALA SELANGOR | Existing | RYB | LV FUSE SWITCH | LVDB | CLOSED | IEC MIDDLE CURVE | FUSES | SPARE |  |  |  | 250.000 A |  |  | 3 | Pass | null
393786511 | TNB | DISTRIBUTION | KUALA SELANGOR | Existing | RYB | LV FUSE SWITCH | LVDB | CLOSED | IEC MIDDLE CURVE | FUSES | SPARE |  |  |  | 250.000 A |  |  | 3 | Pass | null
393786519 | TNB | DISTRIBUTION | KUALA SELANGOR | Existing | RYB | LV FUSE SWITCH | LVDB | CLOSED | IEC MIDDLE CURVE | FUSES | SPARE |  |  |  | 250.000 A |  |  | 3 | Pass | null
393786530 | TNB | DISTRIBUTION | KUALA SELANGOR | Existing | RYB | LV FUSE SWITCH | LVDB | CLOSED | IEC MIDDLE CURVE | FUSES | SPARE |  |  |  | 250.000 A |  |  | 3 | Pass | null
393786539 | TNB | DISTRIBUTION | KUALA SELANGOR | Existing | RYB | LV FUSE SWITCH | LVDB | CLOSED | IEC MIDDLE CURVE | FUSES | SPARE |  |  |  | 250.000 A |  |  | 3 | Pass | null
394026168 | TNB | DISTRIBUTION | KUALA SELANGOR | Existing | RYB | BLACK BOX | POLE | CLOSED | [6 empty] | 50.000 A |  |  | 3 | Pass | null