## Ring Main Unit
Id | Owner Type | Owner Name | Operational Area | Status | ERMS Functional Location | ERMS Equipment No | Operating Voltage | Extensible | Label | Substation Name | ERMS System Status | ERMS User Status | Manufacturer | Manufacturer [Old] | Model Number | Date Commissioned
39723273 | TNB | DISTRIBUTION | KUALA SELANGOR | Existing | [5 empty] | SW/STN SIME DARBY |  |  |  | TAMCO
425990780 | TNB | DISTRIBUTION | KUALA SELANGOR | Existing | BKSL/PCE/J00438/MB1 | 310402688 | 11 kV | NO | RMU | EASTBAY ENG TIAJ 2/8 |  |  |  | LUCY | VRN 2A
425991441 | TNB | DISTRIBUTION | KUALA SELANGOR | Existing |  |  | 11 kV | NO | RMU | TMN KELISA
425992212 | TNB | DISTRIBUTION | KUALA SELANGOR | Existing | BKSL/PCE/J00371/MB1 | 300519640 | 11 kV | NO | RMU | KG SRI TIRAM BUROK |  |  |  | LUCY | VRN 6A | 2015-01-01
425992826 | TNB | DISTRIBUTION | KUALA SELANGOR | Existing | BKSL/PCE/J00370/MB1 | 300519647 | 11 kV | NO | RMU | SMK SERI TIRAM BUROK |  |  |  | INDKOM | 222T0D | 2015-03-04
426574644 | TNB | DISTRIBUTION | KUALA SELANGOR | Existing |  |  | 11 kV | NO | RMU | D-KSL-C17-1510
428841949 | TNB | DISTRIBUTION | KUALA SELANGOR | Existing | BKSL/PCE/J00452/MB1 | 310576587 | 11 kV | NO |  | D-KSL-C17-1613 |  |  | LUCY |  | VRN 2A
428842560 | TNB | DISTRIBUTION | KUALA SELANGOR | Existing | BKSL/PCE/J00884/MB1 | 310636290 | 11 kV | NO |  | D-KSL-C17-1268 |  |  | LUCY |  | VRN 2A
434025789 | TNB | DISTRIBUTION | KUALA SELANGOR | Existing | BKSL/PCE/J00089/MBRMU | 300343296 | 11 kV | NO | RMU | WORLD STAR |  |  |  | TAMCO | TAMCO | 17/07/2010
434026993 | TNB | DISTRIBUTION | KUALA SELANGOR | Existing | BKSL/PCE/J00307/MBRMU1 | 300242544 | 11 kV | NO | RMU | QMAC REHON (SG SERDANG) |  |  |  | VEI | VEI | 1997-11-07
434028425 | TNB | DISTRIBUTION | KUALA SELANGOR | Existing | BKSL/PCE/J00593/MBRMU | 300313620 | 11 kV | NO | RMU | HUP CHONG |  |  |  | INDKOM | INDKOM | 14/02/2008
434050430 | TNB | DISTRIBUTION | KUALA SELANGOR | Existing | BKSL/PCE/J00611/MBRMU | 300344179 | 11 kV | NO |  | YEAP JING HONG |  |  |  | ITEM | ITEM | 18/08/2006
434050650 | TNB | DISTRIBUTION | KUALA SELANGOR | Existing | BKSL/PCE/J00781/MBRMU | 300344180 | 11 kV | NO | RMU | GEMHARTA |  |  |  | TAMCO | GR1 | 22/09/2004
434051242 | TNB | DISTRIBUTION | KUALA SELANGOR | Existing | BKSL/PCE/J00780/MBRMU | 300344181 | 11 kV | NO | RMU | VPN MARKETING (M) |  |  |  | TAMCO | GR1 | 2004-11-10
434051834 | TNB | DISTRIBUTION | KUALA SELANGOR | Existing | BKSL/PCE/J00779/MBRMU | 300344182 | 11 kV | NO | RMU | KHUEN HING METAL SDN BHD |  |  |  | VEI | 2L+1T | 14/11/2004
434052426 | TNB | DISTRIBUTION | KUALA SELANGOR | Existing | BKSL/PCE/J00778/MBRMU | 300344183 | 11 kV | NO | RMU | HF MAROSHUMI ALAM JAYA |  |  |  | TAMCO | GR1 | 15/12/2004
434053018 | TNB | DISTRIBUTION | KUALA SELANGOR | Existing | BKSL/PCE/J00777/MBRMU1 | 300262124 | 11 kV | NO | RMU | KLG SANTEX |  |  |  | VEI | VEI | 15/12/1982
434053610 | TNB | DISTRIBUTION | KUALA SELANGOR | Existing | BKSL/PCE/J00776/MBRMU | 300344184 | 11 kV | NO | RMU | MULTIGUNA NO.2 |  |  |  | TAMCO | GR1 | 19/02/2004
434054205 | TNB | DISTRIBUTION | KUALA SELANGOR | Existing | BKSL/PCE/J00775/MBRMU | 300344185 | 11 kV | NO |  | ADVANCE PRELUDE |  |  |  | ITEM | ITEM | 22/03/2004
434060431 | TNB | DISTRIBUTION | KUALA SELANGOR | Existing | BKSL/PCE/J00540/MBRMU | 300313603 | 11 kV | NO | RMU | KOSSAN RUBBER NO 6 |  |  |  | TAMCO | TAMCO | 28/06/2009
434060651 | TNB | DISTRIBUTION | KUALA SELANGOR | Existing | BKSL/PCE/J00531/MBRMU | 300313608 | 11 kV | NO | RMU | KOSSAN RUBBER NO 5 |  |  |  | TAMCO | FALCON BETA | 2007-11-07
434061209 | TNB | DISTRIBUTION | KUALA SELANGOR | Existing | BKSL/PCE/J00072/MBRMU1 | 300242567 | 11 kV | NO | RMU | KOSSAN 3 |  |  |  | TAMCO | GR1 | 27/11/1993
434061430 | TNB | DISTRIBUTION | KUALA SELANGOR | Existing | BKSL/PCE/J00073/MBRMU | 300313609 | 11 kV | NO | RMU | SYNLE HART |  |  |  | MERLIN GERIN | MERLIN GERIN | 18/08/2007
434062022 | TNB | DISTRIBUTION | KUALA SELANGOR | Existing | BKSL/PCE/J00142/MBRMU | 300313610 | 11 kV | NO | RMU | KEM BINA INSAN SG SEMBILANG |  |  |  | INDKOM | GR1 | 20/09/2006
434062620 | TNB | DISTRIBUTION | KUALA SELANGOR | Existing | BKSL/PCE/J00068/MB00201 | 300022231 | 11 kV | NO | RMU | PANTAI REMIS |  |  |  | FALCON BETA | FALCON BETA | 20/09/1994
434063936 | TNB | DISTRIBUTION | KUALA SELANGOR | Existing | BKSL/PCE/J00160/MBNN01 | 300022619 | 11 kV | NO | RMU | TMN SRI SEKINCHAN NO 1 |  |  |  | TAMCO | TNB 91/20001 | 19/02/1994
434064534 | TNB | DISTRIBUTION | KUALA SELANGOR | Existing | BKSL/PCE/J00313/MBRMU1 | 300232744 | 11 kV | NO | RMU | TMN SRI SEKINCHAN NO 2 (C) |  |  |  | FOG | ZZT | 18/08/1993
434065145 | TNB | DISTRIBUTION | KUALA SELANGOR | Existing | BKSL/PCE/J00161/MBRMU1 | 300022626 |  | NO |  | SEAFOOD BGN SEKINCHAN |  |  |  | VEI | VEI | 22/03/1998
434065776 | TNB | DISTRIBUTION | KUALA SELANGOR | Existing | BKSL/PCE/J00164/MBNN01 | 300022635 | 11 kV | NO | RMU | TELEKOM SEKINCHAN |  |  |  | TAMCO | TAMCO | 28/06/1992
434066578 | TNB | DISTRIBUTION | KUALA SELANGOR | Existing | BKSL/PCE/J00691/MBRMU | 300343242 | 11 kV | NO | RMU | SURIA PRESS |  |  |  | F&G | F&G | 22/03/2011
434067170 | TNB | DISTRIBUTION | KUALA SELANGOR | Existing | BKSL/PCE/J00143/MBRMU | 300313457 | 11 kV | NO | RMU | TMN RIA JAYA |  |  |  | F&G | F&G | 22/09/2005
434080649 | TNB | DISTRIBUTION | KUALA SELANGOR | Existing | BKSL/PCE/J00165/MBRMU1 | 300022640 | 11 kV | NO | RMU | KEE HIN NO 1 |  |  |  | TAMCO | TAMCO | 2000-11-07
434081247 | TNB | DISTRIBUTION | KUALA SELANGOR | Existing | BKSL/PCE/J00162/MBRMU1 | 300313493 | 11 kV | NO | RMU | SEKINCHAN NO 2(DEPAN BALAI POLIS SKN) |  |  |  | TAMCO | TAMCO | 2006-10-10
434081846 | TNB | DISTRIBUTION | KUALA SELANGOR | Existing | BKSL/PCE/J00163/MBRMU1 | 300022632 | 11 kV | NO | RMU | BGN SEKINCHAN |  |  |  | TAMCO | TAMCO | 19/04/1992
434082438 | TNB | DISTRIBUTION | KUALA SELANGOR | Existing | BKSL/PCE/J00619/MBRMU1 | 300343337 | 11 kV | NO | RMU | PANJI MUARA |  |  |  | F&G | F&G | 1998-11-07
434083029 | TNB | DISTRIBUTION | KUALA SELANGOR | Existing | BKSL/PCE/J00166/MBRMU1 | 300313495 | 11 kV | NO | RMU | SITE C SEKINCHAN |  |  |  | TAMCO | TAMCO | 27/11/2006
434083627 | TNB | DISTRIBUTION | KUALA SELANGOR | Existing | BKSL/PCE/J00167/MBRMU1 | 300313446 | 11 kV | NO | RMU | SELOKA GAGAH NO 1 |  |  |  | MERLIN GERIN | MERLIN GERIN | 26/06/2003
434084226 | TNB | DISTRIBUTION | KUALA SELANGOR | Existing | BKSL/PCE/J00176/MBRMU | 300313452 |  | NO |  | SELOKA GAGAH NO 2 |  |  |  | TAMCO | TAMCO | 17/07/2002
434114883 | TNB | DISTRIBUTION | KUALA SELANGOR | Existing | BKSL/PCE/J00589/MBRMU | 300342967 |  | NO |  | SEK KEB SRI SEKINCAN |  |  |  | MERLIN GERIN | MERLIN GERIN | 26/06/2008
434115563 | TNB | DISTRIBUTION | KUALA SELANGOR | Existing | BKSL/PCE/J00535/MBRMU | 300313444 |  | NO |  | ASIA AQUACULTURE BGN TENGKORAK |  |  |  | TAMCO | TAMCO | 19/04/2003
434116832 | TNB | DISTRIBUTION | KUALA SELANGOR | Existing | BKSL/PCE/J00198/MB01 | 300022784 | 11 kV | NO | RMU | K/UDANG BGN TENGKORAK |  |  |  | TAMCO | TAMCO | 19/04/1983
434117426 | TNB | DISTRIBUTION | KUALA SELANGOR | Existing | BKSL/PCE/J00149/MBRMU | 300313469 | 11 kV | NO | RMU | KEE HIN NO 2 |  |  |  | EPE | EPE | 15/12/2005
434118342 | TNB | DISTRIBUTION | KUALA SELANGOR | Existing | BKSL/PCE/J00150/MBRMU | 300313470 | 11 kV | NO | RMU | GEMA JAYA |  |  |  | TAMCO | 11kV SF6 | 19/02/2004
434118940 | TNB | DISTRIBUTION | KUALA SELANGOR | Existing | BKSL/PCE/J00151/MBRMU1 | 300242545 | 11 kV | NO | RMU | JURU JAYA |  |  |  | MERLIN GERIN | MERLIN GERIN | 18/08/1983
434137112 | TNB | DISTRIBUTION | KUALA SELANGOR | Existing | BKSL/PCE/J00767/MBRMU | 300344219 | 11 kV | NO | RMU | MANETWTECH BELLE ALAM JAYA |  |  |  | INDKOM | ZZZT I/D | 19/04/2004
434138773 | TNB | DISTRIBUTION | KUALA SELANGOR | Existing | BKSL/PCE/J00835/MBRMU | 300451517 | 11 kV | NO | RMU | TOONG HENG LONG |  |  |  | INDKOM | INS24 | 28/03/2012
434139366 | TNB | DISTRIBUTION | KUALA SELANGOR | Existing | BKSL/PCE/J00759/MBRMU | 300344218 | 11 kV | NO | RMU | OHTSUKI SEIKO |  |  |  | VEI | 2L+1T | 18/03/2004
434139958 | TNB | DISTRIBUTION | KUALA SELANGOR | Existing | BKSL/PCE/J00760/MBRMU | 300344217 | 11 kV | NO | RMU | LITEX METAL SDN BHD |  |  |  | TAMCO | GR1 | 14/02/2012
434140550 | TNB | DISTRIBUTION | KUALA SELANGOR | Existing | BKSL/PCE/J00761/MBRMU | 300344215 | 11 kV | NO | RMU | FUJI BAKERY P.ALAM |  |  |  | TAMCO | GR1 | 2004-10-12
434175356 | TNB | DISTRIBUTION | KUALA SELANGOR | Existing | BKSL/PCE/J00152/MBRMU | 300313473 | 11 kV | NO | RMU | SITE B SEKINCHAN |  |  |  | VEI | VEI | 22/03/2006
434176427 | TNB | DISTRIBUTION | KUALA SELANGOR | Existing | BKSL/PCE/J00348/MBRMU1 | 300243128 | 11 kV | NO | RMU | KLG SEMERAH PADI SITE A SEKINCHAN |  |  |  | VEI | VEI | 1988-11-07
434178939 | TNB | DISTRIBUTION | KUALA SELANGOR | Existing | BKSL/PCE/J00555/MBRMU1 | 300284515 | 11 kV | NO | RMU | KLG PADI DATARAN PUSAKA |  |  |  | TAMCO | 11kV SF6 RMU GR1 | 19/02/1982
434184082 | TNB | DISTRIBUTION | KUALA SELANGOR | Existing | BKSL/PCE/J00762/MBRMU | 300344197 | 11 kV | NO | RMU | PROGRESSIVE FOAM |  |  |  | TAMCO | GR1 | 27/11/2004
434184674 | TNB | DISTRIBUTION | KUALA SELANGOR | Existing | BKSL/PCE/J00763/MBRMU | 300344196 | 11 kV | NO | RMU | AGRO TECH ALAM JAYA |  |  |  | VEI | 2L+1T | 2004-10-10
434185266 | TNB | DISTRIBUTION | KUALA SELANGOR | Existing | BKSL/PCE/J00764/MBRMU | 300344193 | 11 kV | NO | RMU | INDUSTRI ALAM JAYA NO.7 |  |  |  | VEI | 2L+2T | 20/09/2004
434186318 | TNB | DISTRIBUTION | KUALA SELANGOR | Existing | BKSL/PCE/J00765/MBRMU | 300344191 | 11 kV | NO | RMU | SANON PRINTING |  |  |  | TAMCO | FALCON BETA | 18/08/2004
434186913 | TNB | DISTRIBUTION | KUALA SELANGOR | Existing | BKSL/PCE/J00766/MBRMU | 300344190 | 11 kV | NO | RMU | GIMATECH MALAYSIA |  |  |  | VEI | 2L+1T | 2004-11-07
434187505 | TNB | DISTRIBUTION | KUALA SELANGOR | Existing | BKSL/PCE/J00768/MBRMU | 300344916 | 11 kV | NO | RMU | MULTIGUNA TIAJ 2 /9 |  |  |  | INDKOM | ZZT I/D | 2006-11-07
434201523 | TNB | DISTRIBUTION | KUALA SELANGOR | Existing |  |  | 11 kV | NO | RMU | BERNAS (LPN)
434201588 | TNB | DISTRIBUTION | KUALA SELANGOR | Existing | BKSL/PCE/J00153/MBRMU | 300343240 | 11 kV | NO | RMU | BERNAS (LPN) |  |  |  | TAMCO | TAMCO | 19/02/2011
434202639 | TNB | DISTRIBUTION | KUALA SELANGOR | Existing | BKSL/PCE/J00826/MBRMU | 300443241 | 11 kV | NO | RMU | TAMAN INDAH 2 |  |  |  | SCHNECDER ELECTRIC | NE-212Q
434203695 | TNB | DISTRIBUTION | KUALA SELANGOR | Existing | BKSL/PCE/J00312/MBRMU | 300313482 | 11 kV | NO | RMU | BALAI BOMBA SEKINCHAN |  |  |  | VEI | VEI | 28/06/2006
434204761 | TNB | DISTRIBUTION | KUALA SELANGOR | Existing | BKSL/PCE/J00144/MBRMU | 300313461 | 11 kV | NO | RMU | HOTEL DELUXE |  |  |  | TAMCO | TAMCO | 14/11/2005
434222991 | TNB | DISTRIBUTION | KUALA SELANGOR | Existing | BKSL/PCE/J00341/MBRMU1 | 300241021 | 11 kV | NO | RMU | TOKONG BUDHA SEKINCHAN |  |  |  | ORMAZABAL | LM 1872021 | 19/04/1993
434223584 | TNB | DISTRIBUTION | KUALA SELANGOR | Existing | BKSL/PCE/J00878/MBRMU1 | 310527932 | 11 kV | NO | RMU | L672 TOKONG CINA
434224182 | TNB | DISTRIBUTION | KUALA SELANGOR | Existing | BKSL/PCE/J00562/MBRMU | 300343224 | 11 kV | NO | RMU | T/A 6 BAN 2 |  |  |  | TAMCO | TAMCO | 17/07/2007
434224774 | TNB | DISTRIBUTION | KUALA SELANGOR | Existing |  |  | 11 kV | NO | RMU | CTS COOKIES PARIT 7
434225367 | TNB | DISTRIBUTION | KUALA SELANGOR | Existing | BKSL/PCE/J00315/MBRMU | 300343226 | 11 kV | NO | RMU | PT 7 BAN 2 |  |  |  | TAMCO | TAMCO | 18/08/2007
434225959 | TNB | DISTRIBUTION | KUALA SELANGOR | Existing | BKSL/PCE/J00316/MBRMU | 300343227 | 11 kV | NO | RMU | PT 8 BAN 2 |  |  |  | TAMCO | TAMCO | 22/09/2007
434228445 | TNB | DISTRIBUTION | KUALA SELANGOR | Existing | BKSL/PCE/J00807/MBRMU | 300344242 | 11 kV | NO | RMU | PPAJ NO.2 |  |  |  | INDKOM | ZZZT O/D | 15/12/1990
434229037 | TNB | DISTRIBUTION | KUALA SELANGOR | Existing | BKSL/PCE/J00808/MBRMU | 300344244 | 11 kV | NO | RMU | PASARAYA ECONSAVE ALAM JAYA |  |  |  | VEI | 2L+1T | 19/02/1990
434243688 | TNB | DISTRIBUTION | KUALA SELANGOR | Existing | BKSL/PCE/J00819/MBRMU | 300346275 | 11 kV | NO | RMU | LOJI PEMBENTUNGAN (NO.2) FASA 3 |  |  |  | TAMCO | GR1 | 19/02/2011
434246523 | TNB | DISTRIBUTION | KUALA SELANGOR | Existing |  |  | 11 kV | NO | RMU | Grp: Substation Comp. 1
434256609 | TNB | DISTRIBUTION | KUALA SELANGOR | Existing | BKSL/PCE/J00317/MBRMU | 300343228 | 11 kV | NO | RMU | T/A 8 BAN 2 |  |  |  | TAMCO | TAMCO | 2006-11-10
434257201 | TNB | DISTRIBUTION | KUALA SELANGOR | Existing | BKSL/PCE/J00576/MBRMU | 300343232 | 11 kV | NO | RMU | PT 9 BAN 2 |  |  |  | TAMCO | TAMCO | 14/11/2011
434257793 | TNB | DISTRIBUTION | KUALA SELANGOR | Existing | BKSL/PCE/J00318/MBRMU | 300343234 | 11 kV | NO | RMU | TALIAIR 9 BAN 2 |  |  |  | TAMCO | TAMCO | 15/12/2011
434259167 | TNB | DISTRIBUTION | KUALA SELANGOR | Existing | BKSL/PCE/J00174/MBRMU | 300313488 |  | NO |  | KLG PADI PT 8 |  |  |  | INDKOM | ZZZT-I/D | 2007-11-07
434259800 | TNB | DISTRIBUTION | KUALA SELANGOR | Existing | BKSL/PCE/J00170/MBRMU1 | 300022655 |  | NO |  | PT 9 PASIR PANJANG |  |  |  | TAMCO | B225773 | 18/08/1992
434260396 | TNB | DISTRIBUTION | KUALA SELANGOR | Existing | BKSL/PCE/J00265/MBRMU | 300343361 | 11 kV | NO | RMU | MASRI PARIT 7 SG LEMAN |  |  |  | MERLIN GERIN | 07897071EW | 1998-10-10
434273768 | TNB | DISTRIBUTION | KUALA SELANGOR | Existing | BKSL/PCE/J00085/MBRMU1 | 300228755 | 11 kV | NO | RMU | CHOP GUAN SENG |  |  |  | TAMCO | TAMCO | 26/06/1990
434275076 | TNB | DISTRIBUTION | KUALA SELANGOR | Existing | BKSL/PCE/J00083/MBRMU | 300343294 | 11 kV | NO | RMU | TAWEI SG SERDANG |  |  |  | TAMCO | TAMCO | 20/05/2011
434275862 | TNB | DISTRIBUTION | KUALA SELANGOR | Existing | BKSL/PCE/J00551/MBRMU | 300313782 | 11 kV | NO | RMU | GOOD NITE |  |  |  | TAMCO | TAMCO | 17/07/2007
434277255 | TNB | DISTRIBUTION | KUALA SELANGOR | Existing | BKSL/PCE/J00138/MBRMU1 | 300228813 | 11 kV | NO | RMU | PANGSAPURI PANTAI INDAH |  |  |  | VE1 | FLUSARC 2L+1T | 18/08/1990
434277456 | TNB | DISTRIBUTION | KUALA SELANGOR | Existing |  |  |  | NO |  | KOLAM UDANG SG JANGGUT
434282329 | TNB | DISTRIBUTION | KUALA SELANGOR | Existing | BKSL/PCE/J00578/MBRMU | 300313621 | 11 kV | NO | RMU | PLEASURE LATEX (11KV) |  |  |  | TAMCO | TAMCO | 18/03/2008
434282549 | TNB | DISTRIBUTION | KUALA SELANGOR | Existing | BKSL/PCE/J00082/MBNN01 | 300022273 | 11 kV | NO | RMU | ACTIVATED CARBON |  |  |  | TAMCO | GRI-21 | 14/02/1994
434283141 | TNB | DISTRIBUTION | KUALA SELANGOR | Existing | BKSL/PCE/J00081/MBRMU1 | 300022270 | 11 kV | NO | RMU | KLG PERABUT SG JANGGUT |  |  |  | TAMCO | FALCON BETA | 1988-10-12
434283733 | TNB | DISTRIBUTION | KUALA SELANGOR | Existing | BKSL/PCE/J00080/MBRMU | 300343270 | 11 kV | NO | RMU | KAPAR COCONUT |  |  |  | F&G | F&G | 18/03/2011
434308526 | TNB | DISTRIBUTION | KUALA SELANGOR | Existing | BKSL/PCE/J00617/MBRMU | 300345643 | 11 kV | NO | RMU | KOLAM AIR BT ARANG |  |  |  | F&G | ZZT | 22/03/2006
434309581 | TNB | DISTRIBUTION | KUALA SELANGOR | Existing |  |  |  | NO |  | SEKSYEN 12 KOTA PUTERI BT ARANG
434310636 | TNB | DISTRIBUTION | KUALA SELANGOR | Existing | BKSL/PCE/J00637/MBRMU | 300345652 | 11 kV | NO | RMU | MALEX QTRS |  |  |  | VEI | 2L+1T | 19/04/2006
434311247 | TNB | DISTRIBUTION | KUALA SELANGOR | Existing | BKSL/PCE/J00641/MBRMU | 300345664 | 11 kV | NO | RMU | KG MELAYU A/T |  |  |  | TAMCO | GR1 | 2006-10-10
434313808 | TNB | DISTRIBUTION | KUALA SELANGOR | Existing | BKSL/PCE/J00600/MBRMU2 | 300342964 | 11 kV | NO | RMU | KG BARU IJOK |  |  |  | TAMCO | GR1-30-OD-07023 | 20/05/2008
434313873 | TNB | DISTRIBUTION | KUALA SELANGOR | Existing | BKSL/PCE/J00600/MBRMU | 300342963 | 11 kV | NO | RMU | KG BARU IJOK |  |  |  | TAMCO | GR1 | 19/04/2009
434315001 | TNB | DISTRIBUTION | KUALA SELANGOR | Existing | BKSL/PCE/J00599/MBRMU | 300313639 | 11 kV | NO | RMU | RUMAH PKNS IJOK |  |  |  | TAMCO | TAMCO | 19/02/2007
434315594 | TNB | DISTRIBUTION | KUALA SELANGOR | Existing | BKSL/PCE/J00674/MBRMU | 300313642 | 11 kV | NO | RMU | DURAFILL |  |  |  | TAMCO | TAMCO | 22/03/2006
434316186 | TNB | DISTRIBUTION | KUALA SELANGOR | Existing | BKSL/PCE/J00672/MBRMU | 300313654 | 11 kV | NO | RMU | SOUTHERN FURNITURE |  |  |  | TAMCO | TAMCO | 19/04/2007
434351716 | TNB | DISTRIBUTION | KUALA SELANGOR | Existing | BKSL/PCE/J00586/MBRMU | 300346247 | 11 kV | NO | RMU | KLINIK KESIHATAN B/BERJUNTAI |  |  |  | TAMCO | GR1 | 17/07/2003
434355038 | TNB | DISTRIBUTION | KUALA SELANGOR | Existing | BKSL/PCE/J00504/MBRMU | 300313215 | 11 kV | NO | RMU | SIME HYUNDAI |  |  |  | TAMCO | OLU/HFU | 19/04/1987
434368275 | TNB | DISTRIBUTION | KUALA SELANGOR | Existing | BKSL/PCE/J00076/MBRMU | 300343295 | 11 kV | NO | RMU | PETRONAS SG SEMBILANG |  |  |  | TAMCO | TAMCO | 26/06/2008
434368891 | TNB | DISTRIBUTION | KUALA SELANGOR | Existing | BKSL/PCE/J00336/MBRMU1 | 300241513 | 11 kV | NO | RMU | KOSSAN 4 |  |  |  | VEI | VEI | 22/09/1999
434369315 | TNB | DISTRIBUTION | KUALA SELANGOR | Existing | BKSL/PCE/J00334/MBRMU1 | 300228735 | 11 kV | NO | RMU | SW/STN LAY HONG |  |  |  | TAMCO | GR1 | 20/05/1997
434369648 | TNB | DISTRIBUTION | KUALA SELANGOR | Existing | BKSL/PCE/J00091/MBRMU | 300313602 | 11 kV | NO | RMU | LAY HONG (BT 14 SG SERDANG)NO 1 |  |  |  | TAMCO | GR1 | 19/04/2008
434369997 | TNB | DISTRIBUTION | KUALA SELANGOR | Existing | BKSL/PCE/J00689/MBRMU1 | 300343740 | 11 kV | NO | RMU | SONG ENGINEERING |  |  |  | INDKOM | INDKOM | 18/03/2000
434370748 | TNB | DISTRIBUTION | KUALA SELANGOR | Existing | BKSL/PCE/J00147/MBRMU1 | 300313696 | 11 kV | NO | RMU | TAMBAK JAWA |  |  |  | TAMCO | TAMCO | 14/02/2007
434371439 | TNB | DISTRIBUTION | KUALA SELANGOR | Existing | BKSL/PCE/J00110/MBRMU | 300343415 | 11 kV | NO | RMU | PADANG GAJAH |  |  |  | TAMCO | TAMCO | 14/02/2000
434372046 | TNB | DISTRIBUTION | KUALA SELANGOR | Existing | BKSL/PCE/J00585/MBRMU1 | 300344070 | 11 kV | NO | RMU | PUA YU NEN(FBK SYSTEM) |  |  |  | VEI | VEI | 19/04/2000
434394705 | TNB | DISTRIBUTION | KUALA SELANGOR | Existing | BKSL/PCE/J00625/MBRMU | 300313148 | 11 kV | NO | RMU | LOJI AIR BKT BDG |  |  |  | F&G | 0214S263 | 22/03/1984
434415617 | TNB | DISTRIBUTION | KUALA SELANGOR | Existing | BKSL/PCE/J00078/MBNN01 | 300022258 | 11 kV | NO | RMU | EYU TECK CHAI |  |  |  | F&G | ZZT | 27/11/1956
434416240 | TNB | DISTRIBUTION | KUALA SELANGOR | Existing | BKSL/PCE/J00088/MBNN01 | 300022298 | 11 kV | NO | RMU | EYU BER EER NO 1 |  |  |  | TAMCO | 11kV SV6 RMU GRI | 19/04/1991
434416853 | TNB | DISTRIBUTION | KUALA SELANGOR | Existing | BKSL/PCE/J00044/MBNN01 | 300022109 | 11 kV | NO | RMU | KIEN HUAT FURNITURE |  |  |  | F&G | ZZT | 19/04/2004
434417485 | TNB | DISTRIBUTION | KUALA SELANGOR | Existing | BKSL/PCE/J00595/MBRMU | 300313587 | 11 kV | NO | RMU | TMN SETIA BUDI |  |  |  | INDKOM | ZZT O/D | 14/11/2007
434418093 | TNB | DISTRIBUTION | KUALA SELANGOR | Existing | BKSL/PCE/J00304/MBNN01 | 300023060 | 11 kV | NO | RMU | TMN KENARI |  |  |  | F&G | ZZT | 19/04/1996
434418678 | TNB | DISTRIBUTION | KUALA SELANGOR | Existing | BKSL/PCE/J00563/MBRMU | 300313596 | 11 kV | NO | RMU | TMN SEJAHTERA |  |  |  | TAMCO | FALLEN BETA | 22/03/2009
434419371 | TNB | DISTRIBUTION | KUALA SELANGOR | Existing | BKSL/PCE/J00077/MBRMU1 | 300022254 | 11 kV | NO | RMU | TMN SG SEMBILANG |  |  |  | TAMCO | TAMCO | 1989-10-10
434424715 | TNB | DISTRIBUTION | KUALA SELANGOR | Existing | BKSL/PCE/J00557/MBRMU | 300313299 | 11 kV | NO | RMU | LOJI AIR RANTAU PANJANG |  |  |  | INDKOM | INDKOM | 28/06/2003
434426325 | TNB | DISTRIBUTION | KUALA SELANGOR | Existing | BKSL/PCE/J00612/MBRMU | 300345364 | 11 kV | NO | RMU | TANAMARAN NO.1 |  |  |  | TAMCO | TAMCO | 26/06/2006
434427298 | TNB | DISTRIBUTION | KUALA SELANGOR | Existing | BKSL/PCE/J00234/MBRMU | 300313399 | 11 kV | NO | RMU | SW/STN BKT TALANG |  |  |  | F&G | F&G | 28/06/1984
434437523 | TNB | DISTRIBUTION | KUALA SELANGOR | Existing | BKSL/PCE/J00602/MBRMU | 300313679 | 11 kV | NO | RMU | PADAT BT. 7 IJOK |  |  |  | MERLIN GERIN | R0321234 SF | 20/09/1990
434438122 | TNB | DISTRIBUTION | KUALA SELANGOR | Existing | BKSL/PCE/J00604/MBRMU | 300313682 | 11 kV | NO | RMU | TERNAKAN AYAM HING HONG |  |  |  | TAMCO | GR1 | 2009-10-10
434438720 | TNB | DISTRIBUTION | KUALA SELANGOR | Existing | BKSL/PCE/J00608/MBRMU | 300313748 | 11 kV | NO | RMU | RUMAH PKNS BKT BADONG |  |  |  | TAMCO | TAMCO | 28/06/2009
434439312 | TNB | DISTRIBUTION | KUALA SELANGOR | Existing |  |  | 11 kV | NO | RMU | PADAT PUSAT NIAGA IJOK PERMAI |  |  |  | TAMCO | GR1 | 19/04/1994
434439904 | TNB | DISTRIBUTION | KUALA SELANGOR | Existing | BKSL/PCE/J00832/MB | 300443416 | 11 kV | NO | RMU | MASJID IJOK
434440496 | TNB | DISTRIBUTION | KUALA SELANGOR | Existing | BKSL/PCE/J00394/MBRMU | 300525027 | 11 kV | NO | RMU | JLN MAKMUR BT 28 IJOK |  |  |  | INDKOM | INS24 | 2015-06-08
434441445 | TNB | DISTRIBUTION | KUALA SELANGOR | Existing | BKSL/PCE/J00067/MB00194 | 300022226 | 11 kV | NO | RMU | LDG BUKIT CERAKAH |  |  |  | F&G | F&G | 18/08/1984
434441759 | TNB | DISTRIBUTION | KUALA SELANGOR | Existing | BKSL/PCE/J00066/MBNN01 | 300022221 | 11 kV | NO | RMU | PKNS TMN PEKERTI JERAM |  |  |  | TAMCO | TAMCO | 1984-11-07
434442424 | TNB | DISTRIBUTION | KUALA SELANGOR | Existing | BKSL/PCE/J00065/MBNN01 | 300022216 | 11 kV | NO | RMU | PKNS TMN PERMAI JERAM |  |  |  | TAMCO | TAMCO | 28/06/2002
434443063 | TNB | DISTRIBUTION | KUALA SELANGOR | Existing | BKSL/PCE/J00063/MBRMU | 300313575 | 11 kV | NO | RMU | JERAM NO 2 |  |  |  | TAMCO | TAMCO | 18/03/2008
434443698 | TNB | DISTRIBUTION | KUALA SELANGOR | Existing | BKSL/PCE/J00530/MBRMU | 300313580 | 11 kV | NO | RMU | KENTUNE FURNITURE (SHE CHE SING) |  |  |  | VEI POWER | 2L+1T | 20/05/2007
434443990 | TNB | DISTRIBUTION | KUALA SELANGOR | Existing | BKSL/PCE/J00553/MBRMU | 300313577 | 11 kV | NO | RMU | QUARTERS LDG BUKIT CERAKAH |  |  |  | MERLIN GERIN | RM6 | 19/04/2009
434444653 | TNB | DISTRIBUTION | KUALA SELANGOR | Existing | BKSL/PCE/J00529/MBRMU | 300313581 | 11 kV | NO | RMU | LAY HONG NO 5(SPG 3 JERAM) |  |  |  | TAMCO | TAMCO | 26/06/2000
434444883 | TNB | DISTRIBUTION | KUALA SELANGOR | Existing | BKSL/PCE/J00588/MBRMU | 300313582 | 11 kV | NO | RMU | LAY HONG NO.6 |  |  |  | TAMCO | TAMCO | 17/07/2008
434449809 | TNB | DISTRIBUTION | KUALA SELANGOR | Existing | BKSL/PCE/J00639/MBRMU | 300345658 | 11 kV | NO | RMU | AMMO DEPOT (LARGE AMUNITION) |  |  |  | MERLIN GERIN | RM6 | 18/08/2006
434450401 | TNB | DISTRIBUTION | KUALA SELANGOR | Existing | BKSL/PCE/J00422/MB1 | 300555713 | 11 kV | NO | RMU | TOWNHOUSE KP5 |  |  |  | INDKOM | INS24
434452551 | TNB | DISTRIBUTION | KUALA SELANGOR | Existing | BKSL/PCE/J00622/MBRMU | 300313766 | 11 kV | NO | RMU | KOTA PUTERI NO.1 |  |  |  | TAMCO | GR1 | 2008-10-12
434462800 | TNB | DISTRIBUTION | KUALA SELANGOR | Existing | BKSL/PCE/J00623/MBRMU | 300313121 | 11 kV | NO | RMU | RESCUEVERS |  |  |  | TAMCO | GR1 | 1999-10-10
434463392 | TNB | DISTRIBUTION | KUALA SELANGOR | Existing | BKSL/PCE/J00624/MBRMU | 300313141 | 11 kV | NO | RMU | HUP SENG SANITARY |  |  |  | TAMCO | GR1 | 19/02/1997
434463984 | TNB | DISTRIBUTION | KUALA SELANGOR | Existing | BKSL/PCE/J00607/MBRMU | 300313745 | 11 kV | NO | RMU | KUATERS LOJI PEMBERSIHAN AIR BKT BADONG |  |  |  | F&G | ZZT | 19/04/2008
434464576 | TNB | DISTRIBUTION | KUALA SELANGOR | Existing | BKSL/PCE/J00626/MBRMU | 300313172 | 11 kV | NO | RMU | ADVANCE INDUSTRIES SDN BHD |  |  |  | TAMCO | GR1 | 28/06/1987
434465168 | TNB | DISTRIBUTION | KUALA SELANGOR | Existing | BKSL/PCE/J00627/MBRMU | 300313193 | 11 kV | NO | RMU | CHANG SHI MINERAL SDN BHD |  |  |  | INDKOM | INS24 | 20/09/1987
434465760 | TNB | DISTRIBUTION | KUALA SELANGOR | Existing | BKSL/PCE/J00628/MBRMU | 300313200 | 11 kV | NO | RMU | TAKE SIX |  |  |  | TOPRANK | 2L IT | 27/11/1996
434475902 | TNB | DISTRIBUTION | KUALA SELANGOR | Existing | BKSL/PCE/J00833/MBRMU1 | 300443358 | 11 kV | NO | RMU | ASSOSIATED MANUFACTURE TRADER
434476555 | TNB | DISTRIBUTION | KUALA SELANGOR | Existing |  |  | 11 kV | NO | RMU | TERNAK LEMBU IJOK |  |  |  | TAMCO | GR1 | 18/08/2008
434476620 | TNB | DISTRIBUTION | KUALA SELANGOR | Existing |  |  | 11 kV | NO | RMU | TERNAK LEMBU IJOK |  |  |  | TAMCO | GR1 | 18/08/2008
434478394 | TNB | DISTRIBUTION | KUALA SELANGOR | Existing | BKSL/PCE/J00610/MBRMU | 300313757 | 11 kV | NO | RMU | LOJI AIR BKT MAYUNG |  |  |  | F&G | 9247/381 | 20/09/2008
434478987 | TNB | DISTRIBUTION | KUALA SELANGOR | Existing | BKSL/PCE/J00425/MBRMU | 310526852 | 11 kV | NO | RMU | KOTA PUTERI 6(2) JALAN KP 2/2 |  |  |  |  | GR1 | 18/08/2008
434479983 | TNB | DISTRIBUTION | KUALA SELANGOR | Existing | BKSL/PCE/J00062/MB00182 | 300022205 | 11 kV | NO | RMU | JERAM NO 1 |  |  |  | TAMCO | TAMCO | 19/04/1975
434481464 | TNB | DISTRIBUTION | KUALA SELANGOR | Existing | BKSL/PCE/J00061/MBRMU | 300313584 | 11 kV | NO | RMU | BALAI POLIS JERAM |  |  |  | TAMCO | TAMCO | 18/08/2008
434484172 | TNB | DISTRIBUTION | KUALA SELANGOR | Existing | BKSL/PCE/J00477/MBRMU | 300346209 | 11 kV | NO | RMU | HANG TUAH |  |  |  | F&G | F&G | 20/05/2008
434486585 | TNB | DISTRIBUTION | KUALA SELANGOR | Existing | BKSL/PCE/J00479/MBRMU | 300313354 | 11 kV | NO | RMU | BALAI POLIS BATANG BEJUNTAI |  |  |  | MERLIN GERIN | MERLIN GERIN | 17/07/2004
434487183 | TNB | DISTRIBUTION | KUALA SELANGOR | Existing | BKSL/PCE/J00570/MBRMU | 300313349 | 11 kV | NO | RMU | TMN SRI BISTARI |  |  |  | MERLIN GERIN | RM6 | 26/06/2002
434487860 | TNB | DISTRIBUTION | KUALA SELANGOR | Existing | BKSL/PCE/J00471/MBRMU | 300313312 | 11 kV | NO | RMU | HWA TEH |  |  |  | TAMCO | CUTLER-HAMMER | 20/09/1996
434527104 | TNB | DISTRIBUTION | KUALA SELANGOR | Existing | BKSL/PCE/J00469/MBRMU | 300313305 | 11 kV | NO | RMU | TMN SULUH BESTARI |  |  |  | VEI | VEI | 18/08/2004
434528316 | TNB | DISTRIBUTION | KUALA SELANGOR | Existing | BKSL/PCE/J00470/MBRMU | 300313303 | 11 kV | NO | RMU | FRUIT VALLEY |  |  |  | INDKOM | INDKOM | 2003-11-07
434529383 | TNB | DISTRIBUTION | KUALA SELANGOR | Existing | BKSL/PCE/J00474/MBRMU | 300313325 | 11 kV | NO | RMU | FISH POND NO 2 |  |  |  | INDKOM | INDKOM | 14/02/1989
434529975 | TNB | DISTRIBUTION | KUALA SELANGOR | Existing | BKSL/PCE/J00227/MBRMU | 300313369 | 11 kV | NO | RMU | LDG TERNAK AYAM JLN RAJA MUSA |  |  |  | F&G | F&G | 1987-11-10
434530567 | TNB | DISTRIBUTION | KUALA SELANGOR | Existing | BKSL/PCE/J00226/MBRMU | 300343262 | 11 kV | NO | RMU | PERMATA CITRA |  |  |  | TAMCO | TAMCO | 18/08/2010
434531159 | TNB | DISTRIBUTION | KUALA SELANGOR | Existing | BKSL/PCE/J00281/MBRMU | 300313386 | 11 kV | NO | RMU | TMN AGROTEKNOLOGI |  |  |  | TAMCO | TAMCO | 15/12/2004
434574331 | TNB | DISTRIBUTION | KUALA SELANGOR | Existing | BKSL/PCE/J00702/MBRMU | 300344569 | 11 kV | NO | RMU | PADAT RUMAH PAM JBA PUNCAK ALAM |  |  |  | TAMCO | GR1 | 19/04/2006
434575012 | TNB | DISTRIBUTION | KUALA SELANGOR | Existing | BKSL/PCE/J00703/MBRMU | 300344572 | 11 kV | NO | RMU | SEK REN KEB PUNCAK ALAM |  |  |  | F&G | ZZT | 26/06/2006
434575605 | TNB | DISTRIBUTION | KUALA SELANGOR | Existing | BKSL/PCE/J00704/MBRMU | 300344571 | 11 kV | NO | RMU | SEK MEN KEB PUNCAK ALAM |  |  |  | F&G | ZZT | 20/05/2006
434576197 | TNB | DISTRIBUTION | KUALA SELANGOR | Existing | BKSL/PCE/J00705/MBRMU | 300344584 | 11 kV | NO | RMU | ZON A1 FASA 2A PUNCAK ALAM |  |  |  | SIEMEN ITEM | 8DJ10.811 | 2006-11-10
434576846 | TNB | DISTRIBUTION | KUALA SELANGOR | Existing | BKSL/PCE/J00706/MBRMU | 300344586 | 11 kV | NO | RMU | ZON A2 FASA 2A PUNCAK ALAM |  |  |  | SIEMEN ITEM | 8DJ 10.81 | 14/11/2006
434577901 | TNB | DISTRIBUTION | KUALA SELANGOR | Existing | BKSL/PCE/J00707/MBRMU | 300344577 | 11 kV | NO | RMU | ZON B FASA 2A PUNCAK ALAM |  |  |  | SIEMEN ITEM | 8DJ 10.81 | 22/09/2006
434580066 | TNB | DISTRIBUTION | KUALA SELANGOR | Existing |  |  |  | NO |  | KLG PAPAN SEKINCAN
434581121 | TNB | DISTRIBUTION | KUALA SELANGOR | Existing | BKSL/PCE/J00631/MBRMU | 300313250 | 11 kV | NO | RMU | KC PILE |  |  |  | TAMCO | TAMCO | 18/08/2001
434581713 | TNB | DISTRIBUTION | KUALA SELANGOR | Existing | BKSL/PCE/J00815/MBRMU | 300346255 | 11 kV | NO | RMU | NOTION VENTURE |  |  |  | TAMCO | GR1 | 18/08/2006
434583279 | TNB | DISTRIBUTION | KUALA SELANGOR | Existing | BKSL/PCE/J00225/MBRMU | 300313396 | 11 kV | NO | RMU | LDG BKT TALANG |  |  |  | F&G | F&G | 19/04/1991
434584488 | TNB | DISTRIBUTION | KUALA SELANGOR | Existing | BKSL/PCE/J00224/MBRMU | 300343266 | 11 kV | NO | RMU | PKNS RAJA MUSA (TMN RAJA MUSA) |  |  |  | TAMCO | TAMCO | 27/11/2011
434585145 | TNB | DISTRIBUTION | KUALA SELANGOR | Existing | BKSL/PCE/J00541/MBRMU | 300313619 | 11 kV | NO | RMU | LDG GUTHREY BKT TALANG |  |  |  | MERLIN GERIN | MERLIN GERIN | 2008-10-12
434585737 | TNB | DISTRIBUTION | KUALA SELANGOR | Existing | BKSL/PCE/J00223/MBRMU | 300343268 | 11 kV | NO | RMU | RJ MUSA NO 2(ESTATE) |  |  |  | TAMCO | TAMCO | 2011-10-12
434586391 | TNB | DISTRIBUTION | KUALA SELANGOR | Existing | BKSL/PCE/J00222/MBRMU | 300343269 | 11 kV | NO | RMU | RJ MUSA NO 1 (TMN MANICKAVASAGAM) |  |  |  | F&G | F&G | 14/02/2010
434587745 | TNB | DISTRIBUTION | KUALA SELANGOR | Existing | BKSL/PCE/J00355/MBRMU1 | 300243250 | 11 kV | NO | RMU | QTRS MAJLIS DAERAH SEKINCHAN |  |  |  | VEI | 1264 | 17/07/1984
434588779 | TNB | DISTRIBUTION | KUALA SELANGOR | Existing | BKSL/PCE/J00539/MBRMU | 300313489 | 11 kV | NO | RMU | PUAS SEKINCHAN |  |  |  | TOPRANK | TNB 740/2002 | 18/08/2008
434591839 | TNB | DISTRIBUTION | KUALA SELANGOR | Existing | BKSL/PCE/J00708/MBRMU | 300346117 | 11 kV | NO | RMU | SEK REN KEB PUNCAK ALAM FASA 2 |  |  |  | TAMCO | GR1 | 19/04/2006
434592433 | TNB | DISTRIBUTION | KUALA SELANGOR | Existing | BKSL/PCE/J00710/MBRMU | 300346119 | 11 kV | NO | RMU | ZON E FASA 2A PUNCAK ALAM |  |  |  | SIEMEN ITEM | 8DJ10.81 | 28/06/2006
434593488 | TNB | DISTRIBUTION | KUALA SELANGOR | Existing | BKSL/PCE/J00709/MBRMU | 300346121 | 11 kV | NO | RMU | ZON C FASA 2A PUNCAK ALAM |  |  |  | SIEMEN ITEM | 8DJ10.81 | 2006-11-07
434594544 | TNB | DISTRIBUTION | KUALA SELANGOR | Existing | BKSL/PCE/J00711/MBRMU | 300346124 | 11 kV | NO | RMU | SHAH ALAM 2 NO.4 PUNCAK ALAM |  |  |  | TAMCO | GR1 | 18/08/2006
434595598 | TNB | DISTRIBUTION | KUALA SELANGOR | Existing | BKSL/PCE/J00713/MBRMU | 300346126 | 11 kV | NO | RMU | SHAH ALAM 2 NO.6 PUNCAK ALAM |  |  |  | VEI | 2L+2T | 20/09/2006
434600356 | TNB | DISTRIBUTION | KUALA SELANGOR | Existing | BKSL/PCE/J00236/MBRMU1 | 300242571 | 11 kV | NO | RMU | SW/STN RJ MUSA |  |  |  | VEI | 3L+1T | 14/02/1997
434600953 | TNB | DISTRIBUTION | KUALA SELANGOR | Existing | BKSL/PCE/J00583/MBRMU | 300313076 | 11 kV | NO | RMU | SW/STN SIME DARBY NO 2 |  |  |  | TAMCO | GR1 | 1976-11-07
434601833 | TNB | DISTRIBUTION | KUALA SELANGOR | Existing | BKSL/PCE/J00243/MBS00494 | 300022921 | 11 kV | NO | RMU | PKNS BKT BELIMBING (R/MURAH) |  |  |  | VEI | VEI | 26/06/1966
434602464 | TNB | DISTRIBUTION | KUALA SELANGOR | Existing | BKSL/PCE/J00242/MBRMU | 300313624 | 11 kV | NO | RMU | TOK 4 MAJID |  |  |  | TAMCO | TNB 147 | 26/06/2009
434603056 | TNB | DISTRIBUTION | KUALA SELANGOR | Existing | BKSL/PCE/J00240/MB002 | 300022907 |  | NO |  | GOODWILL COCONUT |  |  |  | MERLIN GERIN | MERLIN GERIN | 20/05/1984
434603648 | TNB | DISTRIBUTION | KUALA SELANGOR | Existing | BKSL/PCE/J00554/MBRMU1 | 300343345 | 11 kV | NO | RMU | FA HERB |  |  |  | TAMCO | 11kV SF6 RMU GR1 | 20/09/1998
434604240 | TNB | DISTRIBUTION | KUALA SELANGOR | Existing | BKSL/PCE/J00339/MBRMU1 | 300241018 | 11 kV | NO | RMU | TMN MENGKUANG |  |  |  | VE1 | VE1 | 18/03/1993
434686511 | TNB | DISTRIBUTION | KUALA SELANGOR | Existing | BKSL/PCE/J00667/MBRMU | 300345672 | 11 kV | NO | RMU | GUARDIAN CAUCUS |  |  |  | TAMCO | GR1 | 2006-10-12
434687103 | TNB | DISTRIBUTION | KUALA SELANGOR | Existing | BKSL/PCE/J00666/MBRMU | 300345674 | 11 kV | NO | RMU | WORK SHOP MAMECH |  |  |  | TAMCO | GR1 | 14/02/2006
434687695 | TNB | DISTRIBUTION | KUALA SELANGOR | Existing | BKSL/PCE/J00668/MBRMU | 300345805 | 11 kV | NO | RMU | INTERSIT INDUSTRIES IJOK |  |  |  | VEI | 2L+1T | 18/03/2006
434688287 | TNB | DISTRIBUTION | KUALA SELANGOR | Existing | BKSL/PCE/J00669/MBRMU | 300345806 | 11 kV | NO | RMU | WILLY STEEL |  |  |  | VEI | 2L+1T | 19/04/2006
434688879 | TNB | DISTRIBUTION | KUALA SELANGOR | Existing | BKSL/PCE/J00656/MBRMU | 300345423 | 11 kV | NO | RMU | PERDANA ALAM JAYA NO.3 |  |  |  | TAMCO | GR1 | 22/09/2006
434689934 | TNB | DISTRIBUTION | KUALA SELANGOR | Existing | BKSL/PCE/J00657/MBRMU | 300345393 | 11 kV | NO | RMU | PERDANA ALAM JAYA NO.2 |  |  |  | ABB | ABB | 18/08/2006
434695415 | TNB | DISTRIBUTION | KUALA SELANGOR | Existing | BKSL/PCE/J00712/MBRMU | 300346129 | 11 kV | NO | RMU | SHAH ALAM 2 NO.5 PUNCAK ALAM |  |  |  | TAMCO | GR1 | 2011-10-10
434696008 | TNB | DISTRIBUTION | KUALA SELANGOR | Existing | BKSL/PCE/J00714/MBRMU | 300346131 | 11 kV | NO | RMU | SHAH ALAM 2 NO.7 PUNCAK ALAM |  |  |  | TOPRANK | TOPRANK | 27/11/2010
434696601 | TNB | DISTRIBUTION | KUALA SELANGOR | Existing | BKSL/PCE/J00715/MBRMU | 300346134 | 11 kV | NO | RMU | SHAH ALAM 2 NO.3 PUNCAK ALAM |  |  |  | TAMCO | GR1 | 2011-10-12
434697193 | TNB | DISTRIBUTION | KUALA SELANGOR | Existing | BKSL/PCE/J00730/MBRMU | 300345970 | 11 kV | NO | RMU | ZON D FASA 2A PUNCAK ALAM |  |  |  | SIEMEN ITEM | BDJ10-81 | 26/06/2006
434698268 | TNB | DISTRIBUTION | KUALA SELANGOR | Existing | BKSL/PCE/J00731/MBRMU | 300345973 | 11 kV | NO | RMU | LAVENDER VILLA |  |  |  | TAMCO | GR1 | 17/07/2006
434703191 | TNB | DISTRIBUTION | KUALA SELANGOR | Existing | BKSL/PCE/J00201/MBNN01 | 300022802 | 11 kV | NO | RMU | SG TENGI KANAN NO 2 |  |  |  | TAMCO | TAMCO | 18/08/1988
434703884 | TNB | DISTRIBUTION | KUALA SELANGOR | Existing | BKSL/PCE/J00220/MB01 | 300022832 | 11 kV | NO | RMU | PT SERONG |  |  |  | F&G | F&G | 1996-10-10
434705237 | TNB | DISTRIBUTION | KUALA SELANGOR | Existing | BKSL/PCE/J00314/MBRMU | 300343364 | 11 kV | NO | RMU | PADAT KEM CINA TIRAM BUROK |  |  |  | MERLIN GERIN | ZZT | 2001-10-10
434705975 | TNB | DISTRIBUTION | KUALA SELANGOR | Existing | BKSL/PCE/J00537/MBRMU | 300313726 | 11 kV | NO | RMU | KONG LEE ENG FARM |  |  |  | TAMCO | 11kV SF6 RMU GR1 | 14/11/2006
434706889 | TNB | DISTRIBUTION | KUALA SELANGOR | Existing | BKSL/PCE/J00195/MB01 | 300022766 | 11 kV | NO | RMU | TMN DESA JAYA |  |  |  | FALCON BETA | FALCON BETA | 15/12/1990
434707136 | TNB | DISTRIBUTION | KUALA SELANGOR | Existing | BKSL/PCE/J00587/MBRMU | 300313797 | 11 kV | NO | RMU | AADK TANJUNG KARANG |  |  |  | TAMCO | GR1 | 22/03/2011
434720370 | TNB | DISTRIBUTION | KUALA SELANGOR | Existing | BKSL/PCE/J00732/MBRMU | 300345975 | 11 kV | NO | RMU | ZON A3 FASA 2A PUNCAK ALAM |  |  |  | SIEMEN ITEM | 8DJ20.81 | 18/08/2006
434720963 | TNB | DISTRIBUTION | KUALA SELANGOR | Existing | BKSL/PCE/J00733/MBRMU | 300345981 | 11 kV | NO | RMU | SHAH ALAM 2 NO.1 |  |  |  | TAMCO | GR1 | 22/09/2006
434722019 | TNB | DISTRIBUTION | KUALA SELANGOR | Existing | BKSL/PCE/J00734/MBRMU | 300345985 | 11 kV | NO | RMU | SHAH ALAM 2 NO.2 |  |  |  | TAMCO | GR1 | 2006-11-10
434723075 | TNB | DISTRIBUTION | KUALA SELANGOR | Existing | BKSL/PCE/J00039/MBRMU | 300346284 | 11 kV | NO | RMU | BANDAR PUNCAK ALAM JAS |  |  |  | TOPRANK | ID 2L+2T | 19/04/2012
434724131 | TNB | DISTRIBUTION | KUALA SELANGOR | Existing | BKSL/PCE/J00736/MBRMU | 300345989 | 11 kV | NO | RMU | SHAH ALAM 2 NO.8 |  |  |  | VEI | 2L+2T | 14/11/2006
434737971 | TNB | DISTRIBUTION | KUALA SELANGOR | Existing | BKSL/PCE/J00255/MBRMU | 300313628 | 11 kV | NO | RMU | SW/STN BKT BELIMBING |  |  |  | TAMCO | TAMCO | 2007-11-10
434739200 | TNB | DISTRIBUTION | KUALA SELANGOR | Existing | BKSL/PCE/J00245/MB01 | 300022933 | 11 kV | NO | RMU | KELIP-KELIP BKT BELIMBING |  |  |  | TAMCO | GR1 | 18/08/2002
434739792 | TNB | DISTRIBUTION | KUALA SELANGOR | Existing | BKSL/PCE/J00246/MBRMU | 300313623 | 11 kV | NO | RMU | INNOBRIDE NO 6 |  |  |  | MERLIN GERIN | RN2 | 20/05/2008
434740384 | TNB | DISTRIBUTION | KUALA SELANGOR | Existing |  |  | 11 kV | NO | RMU | LUBOK PASANGAN
434740976 | TNB | DISTRIBUTION | KUALA SELANGOR | Existing | BKSL/PCE/J00476/MBRMU | 300313100 | 11 kV | NO | RMU | QUARTERS TENNAMARAN |  |  |  | TAMCO | FALCON BETA | 14/02/1990
434741701 | TNB | DISTRIBUTION | KUALA SELANGOR | Existing | BKSL/PCE/J00579/MBRMU | 300313107 |  | NO |  | SIME PLANTATION B.BERJUNTAI |  |  |  | TAMCO | GR1 | 19/04/1990
434746382 | TNB | DISTRIBUTION | KUALA SELANGOR | Existing | BKSL/PCE/J00480/MBRMU | 300313313 | 11 kV | NO | RMU | VASATECH |  |  |  | TAMCO | GR1 | 1996-10-10
434749123 | TNB | DISTRIBUTION | KUALA SELANGOR | Existing | BKSL/PCE/J00478/MBRMU | 300313341 | 11 kV | NO | RMU | TMN SURIA |  |  |  | INDKOM | INDKOM | 19/04/2002
434749852 | TNB | DISTRIBUTION | KUALA SELANGOR | Existing | BKSL/PCE/J00483/MBRMU | 300345587 | 11 kV | NO | RMU | STALHAEM NO.2 |  |  |  | VEI | VEI | 19/02/2006
434756017 | TNB | DISTRIBUTION | KUALA SELANGOR | Existing | BKSL/PCE/J00827/MBRMU | 300443147 | 11 kV | NO |  | FORWARD SCOPE |  |  |  | MTM | 11KV SF6 RMU GR1
434757951 | TNB | DISTRIBUTION | KUALA SELANGOR | Existing | BKSL/PCE/J00409/MB1 | 300511622 | 11 kV | NO |  | ASSIGN PRECISION |  |  |  | TOSHIBA | ID 2L+1T | 2015-01-10
434759659 | TNB | DISTRIBUTION | KUALA SELANGOR | Existing |  |  |  | NO |  | POLYMIX PLASTIC BT ARANG
434759879 | TNB | DISTRIBUTION | KUALA SELANGOR | Existing | BKSL/PCE/J00645/MBRMU | 300345803 | 11 kV | NO | RMU | SOUTHPROP NO.1 |  |  |  | TAMCO | GR1 | 14/02/2006
434760471 | TNB | DISTRIBUTION | KUALA SELANGOR | Existing | BKSL/PCE/J00817/MBRMU | 300346271 | 11 kV | NO | RMU | KILANG MING ZHANG |  |  |  | SSE | VRN 2a | 14/11/2009
434761063 | TNB | DISTRIBUTION | KUALA SELANGOR | Existing | BKSL/PCE/J00635/MBRMU1 | 310527935 | 11 kV | NO | RMU | EVERFLOW
434762118 | TNB | DISTRIBUTION | KUALA SELANGOR | Existing | BKSL/PCE/J00834/MBRMU1 | 300443291 | 11 kV | NO | RMU | RUBPLAST JLN RUKUN
434762710 | TNB | DISTRIBUTION | KUALA SELANGOR | Existing | BKSL/PCE/J00482/MBRMU | 300345808 | 11 kV | NO | RMU | SOUTH PROP NO.2 |  |  |  | INDKOM | ZZT I/D | 26/06/2006
434772421 | TNB | DISTRIBUTION | KUALA SELANGOR | Existing |  |  |  | NO |  | SHAH ALAM 2 FASA 5A4 NO.2
434773013 | TNB | DISTRIBUTION | KUALA SELANGOR | Existing | BKSL/PCE/J00737/MBRMU | 300345993 | 11 kV | NO | RMU | BANDAR PUNCAK ALAM JLN ALAM SURIA 16/20 |  |  |  | TAMCO | GR1 | 15/12/2006
434774069 | TNB | DISTRIBUTION | KUALA SELANGOR | Existing | BKSL/PCE/J00738/MBRMU | 300345996 | 11 kV | NO | RMU | SHAH ALAM 2 FASA 5B 3 |  |  |  | VEI | 2L+1T | 19/02/2006
434774662 | TNB | DISTRIBUTION | KUALA SELANGOR | Existing |  |  | 11 kV | NO | RMU | PERUMAHAN FASA 1 PUNCAK BISTARI
434775778 | TNB | DISTRIBUTION | KUALA SELANGOR | Existing | BKSL/PCE/J00742/MBRMU | 300345929 | 11 kV | NO | RMU | FASA 3A6 PUNCAK ALAM |  |  |  | SIEMEN ITEM | 8DJ20.81 | 20/05/2006
434784772 | TNB | DISTRIBUTION | KUALA SELANGOR | Existing | BKSL/PCE/J00646/MBRMU | 300345807 | 11 kV | NO | RMU | LBH BROTHERS |  |  |  | TAMCO | GR1 | 20/05/2006
434785364 | TNB | DISTRIBUTION | KUALA SELANGOR | Existing | BKSL/PCE/J00647/MBRMU | 300345814 | 11 kV | NO | RMU | BE PILE |  |  |  | TAMCO | GR1 | 18/08/2006
434786419 | TNB | DISTRIBUTION | KUALA SELANGOR | Existing | BKSL/PCE/J00648/MBRMU | 300345812 | 11 kV | NO | RMU | SON STAR |  |  |  | VEI | 2L+2T | 17/07/2006
434788520 | TNB | DISTRIBUTION | KUALA SELANGOR | Existing | BKSL/PCE/J00821/MBRMU | 300346288 | 11 kV | NO | RMU | LOT 256 SOUTH PROP HOLDING |  |  |  | F&G | ZZTT | 28/06/2012
434803986 | TNB | DISTRIBUTION | KUALA SELANGOR | Existing | BKSL/PCE/J00486/MBRMU | 300313109 | 11 kV | NO | RMU | BERJUNTAI MAJU(C/S) |  |  |  | MERLIN GERIN | RM6 | 20/05/1988
434804584 | TNB | DISTRIBUTION | KUALA SELANGOR | Existing | BKSL/PCE/J00487/MBRMU | 300313114 | 11 kV | NO | RMU | BERJUNTAI MAJU BTG BERJUNTAI |  |  |  | TAMCO | GR1 | 26/06/2000
434815479 | TNB | DISTRIBUTION | KUALA SELANGOR | Existing | BKSL/PCE/J00538/MBRMU | 300313418 | 11 kV | NO | RMU | TMN MAYANG(C/S) |  |  |  | MERLIN GERIN | MERLIN GERIN | 1984-11-07
434816113 | TNB | DISTRIBUTION | KUALA SELANGOR | Existing | BKSL/PCE/J00343/MBRMU1 | 300241444 | 11 kV | NO | RMU | K/UDANG SRI FUMA NO 2 |  |  |  | VEI | VEI | 26/06/1993
434816473 | TNB | DISTRIBUTION | KUALA SELANGOR | Existing | BKSL/PCE/J00332/MBRMU | 300313424 | 11 kV | NO | RMU | SW/STN SRI FUMA |  |  |  | F&G | F&G | 20/09/1983
434817138 | TNB | DISTRIBUTION | KUALA SELANGOR | Existing | BKSL/PCE/J00196/MB01 | 300022772 | 11 kV | NO | RMU | K/UDANG SRI FUMA |  |  |  | TAMCO | TAMCO | 19/02/1991
434817348 | TNB | DISTRIBUTION | KUALA SELANGOR | Existing | BKSL/PCE/J00197/MB01 | 300022778 | 11 kV | NO | RMU | TENGKORAK INDUSTRIES |  |  |  | TAMCO | TAMCO | 22/03/1999
434817579 | TNB | DISTRIBUTION | KUALA SELANGOR | Existing | BKSL/PCE/J00333/MBRMU | 300313428 | 11 kV | NO | RMU | SW/STN BGN TENGKORAK |  |  |  | TAMCO | TAMCO | 1995-10-10
434817820 | TNB | DISTRIBUTION | KUALA SELANGOR | Existing |  |  | 11 kV | NO | RMU | BGN TENGKORAK TG KARANG
434818660 | TNB | DISTRIBUTION | KUALA SELANGOR | Existing | BKSL/PCE/J00534/MBRMU | 300313434 | 11 kV | NO | RMU | INNOBRIDE BAGAN TENGKORAK(A) |  |  |  | F&G | F&G | 2003-10-12
434818841 | TNB | DISTRIBUTION | KUALA SELANGOR | Existing | BKSL/PCE/J00251/MBRMU 1 | 300313437 | 11 kV | NO | RMU | INNOBRIDE BGN TENGKORAK(B) |  |  |  | TAMCO | TAMCO | 14/02/2004
434819339 | TNB | DISTRIBUTION | KUALA SELANGOR | Existing | BKSL/PCE/J00500/MBRMU | 300313374 | 11 kV | NO | RMU | KG SG RAMBAI |  |  |  | TAMCO | GR1 | 14/11/2004
434819969 | TNB | DISTRIBUTION | KUALA SELANGOR | Existing | BKSL/PCE/J00493/MBRMU | 300313363 | 11 kV | NO | RMU | KG JAWA |  |  |  | TAMCO | TAMCO | 22/09/2004
434820591 | TNB | DISTRIBUTION | KUALA SELANGOR | Existing | BKSL/PCE/J00501/MBRMU | 300313389 | 11 kV | NO | RMU | RESTORAN YU HEE SWALLOW |  |  |  | TAMCO | GR1-21-ID-0624 | 19/02/1997
434821192 | TNB | DISTRIBUTION | KUALA SELANGOR | Existing | BKSL/PCE/J00499/MBRMU | 300313395 | 11 kV | NO | RMU | TMN KILAUAN |  |  |  | INDKOM | 0150 S 033 | 22/03/2005
434821925 | TNB | DISTRIBUTION | KUALA SELANGOR | Existing |  |  | 11 kV | NO | RMU | TAMAN RUI DEV
434822525 | TNB | DISTRIBUTION | KUALA SELANGOR | Existing | BKSL/PCE/J00498/MBRMU | 300313421 | 11 kV | NO | RMU | WATASEKO |  |  |  | TAMCO | GR1 | 18/08/2003
434823117 | TNB | DISTRIBUTION | KUALA SELANGOR | Existing | BKSL/PCE/J00497/MBRMU | 300313432 | 11 kV | NO | RMU | TMN SRI CAHAYA(C/S) |  |  |  | SCHEINEDER | R02/12/135/SF | 27/11/1997
434827662 | TNB | DISTRIBUTION | KUALA SELANGOR | Existing | BKSL/PCE/J00489/MBRMU | 300313123 | 11 kV | NO | RMU | TELEKOM B/BEJUNTAI |  |  |  | MERLIN GERIN | RING MASTER | 18/08/2010
434828260 | TNB | DISTRIBUTION | KUALA SELANGOR | Existing | BKSL/PCE/J00490/MBRMU | 300313126 | 11 kV | NO | RMU | TMN SENTOSA |  |  |  | TC HAMMER | OLU/HFU | 22/09/1988
434828858 | TNB | DISTRIBUTION | KUALA SELANGOR | Existing | BKSL/PCE/J00491/MBRMU | 300313128 | 11 kV | NO | RMU | PEKAN BATANG BEJUNTAI |  |  |  | TAMCO | FALCON BETA | 1994-11-10
434829456 | TNB | DISTRIBUTION | KUALA SELANGOR | Existing | BKSL/PCE/J00492/MBRMU | 300313130 | 11 kV | NO | RMU | BINTANG JELITA |  |  |  | TAMCO | FALCON BETA | 14/11/1991
434830378 | TNB | DISTRIBUTION | KUALA SELANGOR | Existing | BKSL/PCE/J00496/MBRMU | 300345585 | 11 kV | NO | RMU | PKNS TAMAN SRI INDAH |  |  |  | TAMCO | GR1 | 15/12/2006
434830996 | TNB | DISTRIBUTION | KUALA SELANGOR | Existing | BKSL/PCE/J00506/MBRMU | 300313077 |  | NO |  | SSU PKPS |  |  |  | TAMCO | TAMCO | 18/08/1997
434831627 | TNB | DISTRIBUTION | KUALA SELANGOR | Existing | BKSL/PCE/J00507/MBRMU | 300313078 | 11 kV | NO | RMU | PUSAT PENYEMBELIHAN PKPS |  |  |  | VE1 | VE1 | 20/09/1984
434831984 | TNB | DISTRIBUTION | KUALA SELANGOR | Existing | BKSL/PCE/J00159/MBRMU1 | 300022616 | 11 kV | NO | RMU | PT 1 |  |  |  | TAMCO | TAMCO | 15/12/2000
434832618 | TNB | DISTRIBUTION | KUALA SELANGOR | Existing | BKSL/PCE/J00228/MBRMU1 | 300022864 | 11 kV | NO | RMU | KOKO FAMA |  |  |  | TAMCO | TAMCO | 27/11/1982
434833009 | TNB | DISTRIBUTION | KUALA SELANGOR | Existing | BKSL/PCE/J00229/MB00440 | 300022867 | 11 kV | NO | RMU | SG TERAP |  |  |  | F&G | F&G | 1993-10-12
434833861 | TNB | DISTRIBUTION | KUALA SELANGOR | Existing | BKSL/PCE/J00567/MBRMU | 300313751 | 11 kV | NO | RMU | TMN NILAM |  |  |  | TAMCO | 11kV SF6 RMU GR1 | 2008-11-07
434835302 | TNB | DISTRIBUTION | KUALA SELANGOR | Existing | BKSL/PCE/J00237/MB00458 | 300022891 | 11 kV | NO | RMU | YUSRI |  |  |  | TAMCO | TAMCO | 18/03/1992
434845202 | TNB | DISTRIBUTION | KUALA SELANGOR | Existing | BKSL/PCE/J00495/MBRMU | 300313445 | 11 kV | NO | RMU | SM TEKNIK BATANG BERJUNTAI |  |  |  | TAMCO | FALCON BETA | 20/05/2004
434845809 | TNB | DISTRIBUTION | KUALA SELANGOR | Existing | BKSL/PCE/J00494/MBRMU | 300313453 | 11 kV | NO | RMU | SK BATANG BERJUNTAI |  |  |  | F&G | ZZT | 18/08/2003
434846416 | TNB | DISTRIBUTION | KUALA SELANGOR | Existing | BKSL/PCE/J00568/MBRMU | 300313460 | 11 kV | NO | RMU | TMN PELANGI |  |  |  | SCHEINEDER | R0736164B RM6 | 2004-11-10
434847017 | TNB | DISTRIBUTION | KUALA SELANGOR | Existing | BKSL/PCE/J00035/MBRMU3 | 300443766 | 11 kV | NO | RMU | SG RAMBAI NO 1 |  |  |  | TC HAMMER | OLU-HFU | 18/08/1980
434847635 | TNB | DISTRIBUTION | KUALA SELANGOR | Existing | BKSL/PCE/J00133/MBRMU1 | 300344398 | 11 kV | NO | RMU | SW/STN SG RAMBAI ESTET |  |  |  | TAMCO | TAMCO | 14/02/2005
434848295 | TNB | DISTRIBUTION | KUALA SELANGOR | Existing | BKSL/PCE/J00036/MBRMU1 | 300022071 | 11 kV | NO | RMU | SG RAMBAI NO 2 |  |  |  | TAMCO | GR1 | 20/09/1994
434848902 | TNB | DISTRIBUTION | KUALA SELANGOR | Existing | BKSL/PCE/J00136/MBRMU1 | 300239557 | 11 kV | NO | RMU | R/PAM AIR JPS KG ASAHAN |  |  |  | TAMCO | GR1 | 20/09/1993
434854125 | TNB | DISTRIBUTION | KUALA SELANGOR | Existing | BKSL/PCE/J00744/MBRMU | 300345730 | 11 kV | NO | RMU | APRTMENT MELATI NO.2 PUNCAK ALAM |  |  |  | TAMCO | GR1 | 19/02/2006
434855181 | TNB | DISTRIBUTION | KUALA SELANGOR | Existing | BKSL/PCE/J00743/MBRMU | 300345723 | 11 kV | NO | RMU | APRTMENT MELATI NO.1 PUNCAK ALAM |  |  |  | TAMCO | GR1 | 15/12/2006
434856237 | TNB | DISTRIBUTION | KUALA SELANGOR | Existing | BKSL/PCE/J00746/MBRMU | 300346067 | 11 kV | NO | RMU | INDUSTRI ALAM JAYA NO.1 |  |  |  | VEI | 2L+2T | 2006-10-10
434856830 | TNB | DISTRIBUTION | KUALA SELANGOR | Existing | BKSL/PCE/J00748/MBRMU | 300346063 | 11 kV | NO | RMU | INDUSTRI ALAM JAYA NO.2 |  |  |  | VEI | 2L+2T | 20/09/2006
434857424 | TNB | DISTRIBUTION | KUALA SELANGOR | Existing | BKSL/PCE/J00818/MBRMU | 300346273 | 11 kV | NO | RMU | CK CHEONG SDN BHD |  |  |  | INDKOM | ZZT I/D INS24 | 15/12/2009
434857969 | TNB | DISTRIBUTION | KUALA SELANGOR | Existing | BKSL/PCE/J00238/MB00461 | 300022897 | 11 kV | NO | RMU | LPN BATU 2 |  |  |  | TAMCO | TAMCO | 19/04/1981
434858467 | TNB | DISTRIBUTION | KUALA SELANGOR | Existing | BKSL/PCE/J00248/MBRMU2 | 300443791 | 11 kV | NO | RMU | COLD ROOM |  |  |  | TAMCO | J3666/1/B/11 | 19/02/2011
434858736 | TNB | DISTRIBUTION | KUALA SELANGOR | Existing | BKSL/PCE/J00249/MB01 | 300022938 | 11 kV | NO | RMU | S.AGAMA KSL (P/PENAMBANG) |  |  |  | TAMCO | TAMCO | 22/09/2000
434859333 | TNB | DISTRIBUTION | KUALA SELANGOR | Existing |  |  | 11 kV | NO | RMU | TMN DELIMA
434859984 | TNB | DISTRIBUTION | KUALA SELANGOR | Existing | BKSL/PCE/J00258/MBRMU | 300313631 | 11 kV | NO | RMU | QTRS GURU P/PERMATANG |  |  |  | TAMCO | TAMCO | 15/12/2007
434860697 | TNB | DISTRIBUTION | KUALA SELANGOR | Existing | BKSL/PCE/J00250/MBNN01 | 300022943 | 11 kV | NO | RMU | BGN SUNGAI YU |  |  |  | F&G | F&G | 2000-11-10
434861357 | TNB | DISTRIBUTION | KUALA SELANGOR | Existing | BKSL/PCE/J00139/MBRMU1 | 300343326 | 11 kV | NO | RMU | TMN BAYU P/PENAMBANG |  |  |  | F&G | 99185083 | 1998-11-10
434866590 | TNB | DISTRIBUTION | KUALA SELANGOR | Existing | BKSL/PCE/J00509/MBRMU | 300313092 | 11 kV | NO | RMU | STP UNISEL |  |  |  | VE1 | VE1 | 1982-10-10
434867221 | TNB | DISTRIBUTION | KUALA SELANGOR | Existing | BKSL/PCE/J00508/MBRMU | 300313095 | 11 kV | NO | RMU | RUMAH KAKITANGAN UNISEL |  |  |  | VE1 | VE1 | 27/11/1980
434867813 | TNB | DISTRIBUTION | KUALA SELANGOR | Existing | BKSL/PCE/J00510/MBRMU | 300343259 | 11 kV | NO | RMU | ASRAMA PUTERI UNISEL |  |  |  | TAMCO | GR1 | 2003-10-10
434868846 | TNB | DISTRIBUTION | KUALA SELANGOR | Existing | BKSL/PCE/J00512/MBRMU | 300313099 | 11 kV | NO | RMU | SSU UNISEL |  |  |  | TAMCO | GR1 | 1978-10-12
434869066 | TNB | DISTRIBUTION | KUALA SELANGOR | Existing | BKSL/PCE/J00511/MBRMU | 300343271 | 11 kV | NO | RMU | ASRAMA PUTERA UNISEL |  |  |  | TAMCO | GR1 | 2003-10-10
434870133 | TNB | DISTRIBUTION | KUALA SELANGOR | Existing | BKSL/PCE/J00505/MBRMU | 300313218 | 11 kV | NO | RMU | SIME INAX |  |  |  | LONG & CROWFORD | LONG & CROWFORD | 20/05/1996
434884891 | TNB | DISTRIBUTION | KUALA SELANGOR | Existing | BKSL/PCE/J00696/MBRMU | 300345927 | 11 kV | NO | RMU | KOTA PUTERI NO.5 JLN KP 5/13 |  |  |  | VEI | 2L+1T | 19/04/2006
434885483 | TNB | DISTRIBUTION | KUALA SELANGOR | Existing | BKSL/PCE/J00694/MBRMU | 300345922 | 11 kV | NO | RMU | JLN KOTA PUTERI 5/14B |  |  |  | TAMCO | GR1 | 14/02/2006
434886075 | TNB | DISTRIBUTION | KUALA SELANGOR | Existing | BKSL/PCE/J00695/MBRMU | 300345924 | 11 kV | NO | RMU | KOTA PUTERI PERSIARAN BT ARANG NO.4 |  |  |  | TAMCO | GR1 | 18/03/2006
434892368 | TNB | DISTRIBUTION | KUALA SELANGOR | Existing | BKSL/PCE/J00749/MBRMU | 300346096 | 11 kV | NO | RMU | GUPPY PLASTIC ALAM JAYA |  |  |  | SIEMEN ITEM | 8DJ20.10 COREPART | 18/08/2006
434892960 | TNB | DISTRIBUTION | KUALA SELANGOR | Existing | BKSL/PCE/J00750/MBRMU | 300346077 | 11 kV | NO | RMU | PADAT MULTI GUNA TMN ALAM JAYA 2/1 |  |  |  | SCHNEIDER | NE-21Q | 2006-10-12
434893641 | TNB | DISTRIBUTION | KUALA SELANGOR | Existing | BKSL/PCE/J00751/MBRMU | 300346070 | 11 kV | NO | RMU | GUPPY PLASTIC NO.2 ALAM JAYA |  |  |  | VEI | 2L+2T | 27/11/2006
434894233 | TNB | DISTRIBUTION | KUALA SELANGOR | Existing | BKSL/PCE/J00752/MBRMU | 300346097 | 11 kV | NO | RMU | GUPPY PLASTIC NO.3 ALAM JAYA |  |  |  | VEI | 2L+2T | 22/09/2006
434895027 | TNB | DISTRIBUTION | KUALA SELANGOR | Existing | BKSL/PCE/J00870/MBRMU1 | 300541059 | 11 kV | NO | RMU | HLCT LAND TIAJ 2/1 |  |  |  | IND | INS24
434895658 | TNB | DISTRIBUTION | KUALA SELANGOR | Existing | BKSL/PCE/J00753/MBRMU | 300346112 | 11 kV | NO | RMU | PLANTFIELD NO.1 |  |  |  | F&G | ZZTT | 19/02/2006
434897336 | TNB | DISTRIBUTION | KUALA SELANGOR | Existing | BKSL/PCE/J00033/MBRMU1 | 300022057 | 11 kV | NO | RMU | LDG SEL RIVER SIDE |  |  |  | TAMCO | GR1 | 1981-11-07
434897937 | TNB | DISTRIBUTION | KUALA SELANGOR | Existing | BKSL/PCE/J00032/MBRMU1 | 300022052 | 11 kV | NO | RMU | PKNS KG KUANTAN |  |  |  | LONG&CROWFORD | T4GF3 | 28/06/2001
434898604 | TNB | DISTRIBUTION | KUALA SELANGOR | Existing | BKSL/PCE/J00484/MBRMU2 | 300313074 | 11 kV | NO |  | KG JAYA SETIA |  |  |  | TAMCO | GR1 | 28/06/1996
434898669 | TNB | DISTRIBUTION | KUALA SELANGOR | Existing | BKSL/PCE/J00484/MBRMU1 | 300313073 | 11 kV | NO |  | KG JAYA SETIA |  |  |  | TAMCO | GR1 | 19/04/1997
434899905 | TNB | DISTRIBUTION | KUALA SELANGOR | Existing |  |  | 11 kV | NO | RMU | JAYA SETIA A/T
434900498 | TNB | DISTRIBUTION | KUALA SELANGOR | Existing |  |  | 11 kV | NO | RMU | INDUSTRI BUKIT BADONG B
434901008 | TNB | DISTRIBUTION | KUALA SELANGOR | Existing | BKSL/PCE/J00754/MBRMU | 300344230 | 11 kV | NO | RMU | PLANTFIELD NO.2 |  |  |  | VEI | 2L+2T | 17/07/1990
434902063 | TNB | DISTRIBUTION | KUALA SELANGOR | Existing | BKSL/PCE/J00795/MBRMU | 300344606 | 11 kV | NO | RMU | MULTIGUNA CONSTRUCTION & DEV JLN 2/6 AL |  |  |  | INDKOM | ZZT I/D INS24 | 28/06/2006
434902654 | TNB | DISTRIBUTION | KUALA SELANGOR | Existing | BKSL/PCE/J00869/MBRMU1 | 300541050 | 11 kV | NO | RMU | MACHMAR INDS NO.2 |  |  |  | INDKOM | INS24 | 2013-04-02
434903246 | TNB | DISTRIBUTION | KUALA SELANGOR | Existing | BKSL/PCE/J00758/MBRMU | 300344233 | 11 kV | NO | RMU | MARKLON INDS |  |  |  | TAMCO | GR1 | 22/09/1990
434903838 | TNB | DISTRIBUTION | KUALA SELANGOR | Existing | BKSL/PCE/J00756/MBRMU | 300344232 | 11 kV | NO | RMU | MACHMAR INDS |  |  |  | TAMCO | FALCON BETA | 18/08/1990
434904430 | TNB | DISTRIBUTION | KUALA SELANGOR | Existing | BKSL/PCE/J00719/MBRMU | 300345842 | 11 kV | NO | RMU | FASA 3A 2 PUNCAK ALAM |  |  |  | TAMCO | GR1 | 15/12/2011
434907418 | TNB | DISTRIBUTION | KUALA SELANGOR | Existing | BKSL/PCE/J00466/MBRMU | 300313263 | 11 kV | NO | RMU | TECHNOPARK NO 3 |  |  |  | VEI | VEI | 22/09/1993
434908473 | TNB | DISTRIBUTION | KUALA SELANGOR | Existing | BKSL/PCE/J00467/MBRMU | 300313278 | 11 kV | NO | RMU | TECHNOPARK NO 4 |  |  |  | TAMCO | GR1 | 14/11/1988
434909263 | TNB | DISTRIBUTION | KUALA SELANGOR | Existing | BKSL/PCE/J00543/MBRMU | 300313554 | 11 kV | NO | RMU | TMN BENDAHARA NO 2 |  |  |  | TAMCO | TAMCO | 18/08/2009
434909869 | TNB | DISTRIBUTION | KUALA SELANGOR | Existing | BKSL/PCE/J00012/MBRMU1 | 300228314 | 11 kV | NO | RMU | TMN BENDAHARA NO 1 |  |  |  | TAMCO | TAMCO | 28/06/1982
434910945 | TNB | DISTRIBUTION | KUALA SELANGOR | Existing | BKSL/PCE/J00001/MB2001 | 300021906 | 11 kV | NO | RMU | TMN PENGGAWA |  |  |  | LONG&CROWFORD | LONG&CROWFORD | 19/02/1980
434911545 | TNB | DISTRIBUTION | KUALA SELANGOR | Existing | BKSL/PCE/J00003/MBRMU1 | 300021920 | 11 kV | NO | RMU | TLK PIAH |  |  |  | TAMCO | GR1 | 19/04/1999
434912915 | TNB | DISTRIBUTION | KUALA SELANGOR | Existing | BKSL/PCE/J00004/MB03 | 300021922 | 11 kV | NO | RMU | BDR MELAWATI (C) |  |  |  | MERLIN GERIN | MERLIN GERIN | 28/06/1999
434913822 | TNB | DISTRIBUTION | KUALA SELANGOR | Existing | BKSL/PCE/J00468/MBRMU | 300313291 | 11 kV | NO | RMU | PKNS RANTAU PANJANG |  |  |  | TAMCO | GR1 | 19/02/1999
434914380 | TNB | DISTRIBUTION | KUALA SELANGOR | Existing | BKSL/PCE/J00561/MBRMU | 300313294 | 11 kV | NO | RMU | SYABAS RANTAU PANJANG |  |  |  | TAMCO | GR1 | 22/03/2002
434914600 | TNB | DISTRIBUTION | KUALA SELANGOR | Existing | BKSL/PCE/J00516/MBRMU | 300313132 | 11 kV | NO | RMU | BERJUNTAI BESTARI NO 2 |  |  |  | TAMCO | TAMCO | 15/12/1983
434915198 | TNB | DISTRIBUTION | KUALA SELANGOR | Existing | BKSL/PCE/J00515/MBRMU | 300313170 | 11 kV | NO | RMU | BERJUNTAI BESTARI NO 1 |  |  |  | TAMCO | GRI | 19/04/1993
434915790 | TNB | DISTRIBUTION | KUALA SELANGOR | Existing | BKSL/PCE/J00514/MBRMU | 300313182 | 11 kV | NO | RMU | ANGGERIK LAKSAMANA |  |  |  | VEI | VEI | 1987-11-07
434916348 | TNB | DISTRIBUTION | KUALA SELANGOR | Existing | BKSL/PCE/J00513/MBRMU | 300313186 | 11 kV | NO | RMU | SEGINIAGA |  |  |  | MERLIN GERIN | MERLIN GERIN | 18/08/1987
434916568 | TNB | DISTRIBUTION | KUALA SELANGOR | Existing | BKSL/PCE/J00577/MBRMU | 300313194 | 11 kV | NO | RMU | TMN ILMU BISTARI |  |  |  | TAMCO | GRI | 1987-10-10
434922191 | TNB | DISTRIBUTION | KUALA SELANGOR | Existing | BKSL/PCE/J00005/MB02 | 300021927 | 11 kV | NO | RMU | PEJABAT DAERAH |  |  |  | TC HAMMER | OLU 2 OIL SWITCH | 1990-11-07
434922791 | TNB | DISTRIBUTION | KUALA SELANGOR | Existing | BKSL/PCE/J00591/MBRMU | 300342898 | 11 kV | NO | RMU | KOMPLEKS PEJABAT BARAT LAUT |  |  |  | TAMCO | GR1 | 18/08/2008
434923390 | TNB | DISTRIBUTION | KUALA SELANGOR | Existing | BKSL/PCE/J00006/MBRMU1 | 300021935 | 11 kV | NO | RMU | JLN KLINIK |  |  |  | INDKOM | INS24 | 18/08/1985
434924464 | TNB | DISTRIBUTION | KUALA SELANGOR | Existing | BKSL/PCE/J00544/MBRMU | 300313561 | 11 kV | NO | RMU | BAZAR PEKAN K/SELANGOR |  |  |  | TAMCO | 11kV SF6 RMU GR1 | 2009-10-10
434925540 | TNB | DISTRIBUTION | KUALA SELANGOR | Existing | BKSL/PCE/J00043/MBNN01 | 300022104 | 11 kV | NO | RMU | PANGSAPURI KSL |  |  |  | F&G | ZZT | 18/03/1984
434926140 | TNB | DISTRIBUTION | KUALA SELANGOR | Existing | BKSL/PCE/J00007/MBRMU1 | 300021940 | 11 kV | NO | RMU | VIP KSL |  |  |  | TAMCO | GR1 | 20/09/1992
434927336 | TNB | DISTRIBUTION | KUALA SELANGOR | Existing | BKSL/PCE/J00406/MB1 | 300509260 | 11 kV | NO | RMU | INDUSTRI BUKIT BADONG A |  |  |  | INDKOM | INS24
434928409 | TNB | DISTRIBUTION | KUALA SELANGOR | Existing | BKSL/PCE/J00633/MBRMU | 300313279 | 11 kV | NO | RMU | TAMAN HARMONI |  |  |  | INDKOM | INDKOM | 15/12/2002
434929070 | TNB | DISTRIBUTION | KUALA SELANGOR | Existing | BKSL/PCE/J00634/MBRMU | 300313297 | 11 kV | NO | RMU | RUMAH KEDAI IJOK |  |  |  | TAMCO | GR1 | 19/04/1994
434929672 | TNB | DISTRIBUTION | KUALA SELANGOR | Existing |  |  | 11 kV | NO | RMU | TAMAN DAMAI IJOK
434930264 | TNB | DISTRIBUTION | KUALA SELANGOR | Existing | BKSL/PCE/J00684/MBRMU | 300313731 | 11 kV | NO | RMU | PADAT JLN BKT ROBINSON |  |  |  | SCHNEIDER | SCHNEIDER | 19/02/2008
434935328 | TNB | DISTRIBUTION | KUALA SELANGOR | Existing | BKSL/PCE/J00008/MBRMU1 | 300021945 | 11 kV | NO | RMU | TG KERAMAT |  |  |  | TAMCO | FALCON BETA | 1995-10-10
434936222 | TNB | DISTRIBUTION | KUALA SELANGOR | Existing | BKSL/PCE/J00810/MBRMU | 300342900 | 11 kV | NO | RMU | SRJK AIK THEE |  |  |  | MERLIN GERIN | MERLIN GERIN | 2008-10-10
434936822 | TNB | DISTRIBUTION | KUALA SELANGOR | Existing | BKSL/PCE/J00010/MBRMU | 300313568 | 11 kV | NO | RMU | HOTEL D'PALMA |  |  |  | SIEMEN ITEM | 8DJ10.81 | 27/11/2009
434937426 | TNB | DISTRIBUTION | KUALA SELANGOR | Existing | BKSL/PCE/J00556/MBRMU | 300284519 | 11 kV | NO | RMU | DEWAN BANQUIT D-PALMA |  |  |  | MERLIN GERIN | RM6 | 22/03/1996
434938211 | TNB | DISTRIBUTION | KUALA SELANGOR | Existing | BKSL/PCE/J00013/MBRMU1 | 300243610 | 11 kV | NO | RMU | PEKAN KSL (TNB) |  |  |  | INDKOM | INS24 | 14/11/1982
434938822 | TNB | DISTRIBUTION | KUALA SELANGOR | Existing | BKSL/PCE/J00011/MB01 | 300021953 | 11 kV | NO | RMU | KAKI BKT MELAWATI |  |  |  | TAMCO | GR1 | 1996-10-12
434939314 | TNB | DISTRIBUTION | KUALA SELANGOR | Existing | BKSL/PCE/J00340/MBRMU1 | 300241013 | 11 kV | NO | RMU | TMN SRI PENAMBANG |  |  |  | VEI | VEI | 1993-10-12
434939952 | TNB | DISTRIBUTION | KUALA SELANGOR | Existing | BKSL/PCE/J00252/MB00476 | 300022954 | 11 kV | NO | RMU | PEKAN P/PENAMBANG |  |  |  | FALCON BETA | FALCON BETA | 14/11/2001
434940624 | TNB | DISTRIBUTION | KUALA SELANGOR | Existing | BKSL/PCE/J00253/MB01 | 300022959 | 11 kV | NO | RMU | JPJ P/PENAMBANG |  |  |  | F&G | F&G | 15/12/2001
434941307 | TNB | DISTRIBUTION | KUALA SELANGOR | Existing | BKSL/PCE/J00829/MBRMU1 | 300431103 | 11 kV | NO | RMU | GOLDPAGE NO.2 |  |  |  | TAMCO | GR1-22-ID-12-023 | 18/09/2013
434942365 | TNB | DISTRIBUTION | KUALA SELANGOR | Existing | BKSL/PCE/J00789/MBRMU1 | 300431015 | 11 kV | NO | RMU | GOLDPAGE NO.1 |  |  |  | INDKOM | ZZT INDOOR | 13/09/2013
434948599 | TNB | DISTRIBUTION | KUALA SELANGOR | Existing | BKSL/PCE/J00683/MBRMU | 300313728 | 11 kV | NO | RMU | LEE LEE KONG |  |  |  | TAMCO | GR1 | 15/12/2007
434949206 | TNB | DISTRIBUTION | KUALA SELANGOR | Existing | BKSL/PCE/J00682/MBRMU | 300313718 | 11 kV | NO | RMU | TMN IJOK UTAMA |  |  |  | VEI | 2L+2T | 2007-11-10
434951482 | TNB | DISTRIBUTION | KUALA SELANGOR | Existing | BKSL/PCE/J00825/MBRMU | 300443277 | 11 kV | NO | RMU | TAMAN SEJATI JALAN 9 |  |  |  | TAMCO | 11 KV SF6 RMU GRI
434952859 | TNB | DISTRIBUTION | KUALA SELANGOR | Existing |  |  |  | NO |  | YAP CHIN CHOOI
434961306 | TNB | DISTRIBUTION | KUALA SELANGOR | Existing | BKSL/PCE/J00720/MBRMU | 300345846 | 11 kV | NO | RMU | APRT NO.4 PUNCAK ALAM |  |  |  | F&G | ZZTT | 19/02/2006
434962364 | TNB | DISTRIBUTION | KUALA SELANGOR | Existing | BKSL/PCE/J00721/MBRMU | 300345886 | 11 kV | NO | RMU | APRT NO.3 PUNCAK ALAM |  |  |  | F&G | ZZTT | 22/03/2006
434963420 | TNB | DISTRIBUTION | KUALA SELANGOR | Existing | BKSL/PCE/J00722/MBRMU | 300345890 | 11 kV | NO | RMU | APRT NO.2 PUNCAK ALAM |  |  |  | F&G | ZZTT | 19/04/2006
434964474 | TNB | DISTRIBUTION | KUALA SELANGOR | Existing | BKSL/PCE/J00723/MBRMU | 300345894 | 11 kV | NO | RMU | APRT NO.1 PUNCAK ALAM |  |  |  | F&G | ZZTT | 28/06/2006
434965628 | TNB | DISTRIBUTION | KUALA SELANGOR | Existing | BKSL/PCE/J00831/MB | 300452590 | 11 kV | NO | RMU | AMAN SURIA |  |  |  | INDKOM | INS24 | 17/05/2013
434967069 | TNB | DISTRIBUTION | KUALA SELANGOR | Existing | BKSL/PCE/J00465/MBRMU | 300313249 | 11 kV | NO | RMU | TECHNOPARK NO 2 |  |  |  | INDKOM | INDKOM | 17/07/2002
434978299 | TNB | DISTRIBUTION | KUALA SELANGOR | Existing |  |  | 11 kV | NO | RMU | TMN IJOK UTAMA NO 2
434979373 | TNB | DISTRIBUTION | KUALA SELANGOR | Existing | BKSL/PCE/J00680/MBRMU | 300313710 | 11 kV | NO | RMU | TMN SRI IJOK |  |  |  | VEI | VEI | 17/07/2009
434979974 | TNB | DISTRIBUTION | KUALA SELANGOR | Existing | BKSL/PCE/J00679/MBRMU | 300313706 | 11 kV | NO | RMU | TMN KOPERASI BENA IJOK |  |  |  | TAMCO | TAMCO | 26/06/2008
434980582 | TNB | DISTRIBUTION | KUALA SELANGOR | Existing | BKSL/PCE/J00678/MBRMU | 300313702 | 11 kV | NO | RMU | PADAT BT. 8 IJOK |  |  |  | TAMCO | TAMCO | 19/04/2007
434981276 | TNB | DISTRIBUTION | KUALA SELANGOR | Existing | BKSL/PCE/J00677/MBRMU | 300313699 | 11 kV | NO | RMU | KG BKT BADONG NO 2 A/T |  |  |  | TAMCO | TAMCO | 18/03/2008
434981877 | TNB | DISTRIBUTION | KUALA SELANGOR | Existing | BKSL/PCE/J00676/MBRMU | 300313695 | 11 kV | NO | RMU | KG BKT BADONG NO 1 A/T |  |  |  | TAMCO | TAMCO | 2007-10-12
434982706 | TNB | DISTRIBUTION | KUALA SELANGOR | Existing | BKSL/PCE/J00725/MBRMU | 300345901 | 11 kV | NO | RMU | JUWITA FASA 3 C NO 2 |  |  |  | TAMCO | GR1 | 18/08/2006
434983762 | TNB | DISTRIBUTION | KUALA SELANGOR | Existing | BKSL/PCE/J00727/MBRMU | 300345913 | 11 kV | NO | RMU | SEK KEB P/ALAM 3 |  |  |  | TAMCO | GR1 | 2006-10-10
434984354 | TNB | DISTRIBUTION | KUALA SELANGOR | Existing | BKSL/PCE/J00728/MBRMU | 300346079 | 11 kV | NO | RMU | RMH PAM AIR JBA PH3 PUNCAK ALAM |  |  |  | INDKOM | INDKOM | 14/02/2006
434984947 | TNB | DISTRIBUTION | KUALA SELANGOR | Existing | BKSL/PCE/J00745/MBRMU | 300345916 | 11 kV | NO | RMU | APRTMENT MELOR NO.1 PUNCAK ALAM |  |  |  | INDKOM | ZZTT | 27/11/2006
434986022 | TNB | DISTRIBUTION | KUALA SELANGOR | Existing | BKSL/PCE/J00717/MBRMU | 300344590 | 11 kV | NO | RMU | STP 1 PHASE 1 PUNCAK ALAM |  |  |  | F&G | ZZZT | 19/02/2006
434986834 | TNB | DISTRIBUTION | KUALA SELANGOR | Existing | BKSL/PCE/J00675/MBRMU | 300313692 | 11 kV | NO | RMU | KG BKT BADONG |  |  |  | TAMCO | TAMCO | 27/11/2008
434989382 | TNB | DISTRIBUTION | KUALA SELANGOR | Existing | BKSL/PCE/J00598/MBRMU | 300313659 | 11 kV | NO | RMU | IBU SAWAT TELEKOM IJOK |  |  |  | TAMCO | TAMCO | 28/06/2008
434995281 | TNB | DISTRIBUTION | KUALA SELANGOR | Existing | BKSL/PCE/J00009/MBNN01 | 300021948 | 11 kV | NO | RMU | PEJABAT HAIWAN |  |  |  | F&G | ZZT | 27/11/2002
434996244 | TNB | DISTRIBUTION | KUALA SELANGOR | Existing | BKSL/PCE/J00546/MBRMU | 300345830 | 11 kV | NO | RMU | OCEAN LAND NO 2 |  |  |  | TAMCO | GR1 | 2006-11-10
434996855 | TNB | DISTRIBUTION | KUALA SELANGOR | Existing | BKSL/PCE/J00338/MBRMU1 | 300240549 | 11 kV | NO | RMU | QTRS MDKS K.SEL |  |  |  | TAMCO | TAMCO | 27/11/1993
434997492 | TNB | DISTRIBUTION | KUALA SELANGOR | Existing | BKSL/PCE/J00519/MBRMU | 300345779 | 11 kV | NO | RMU | K/UDANG API-API NO 3 |  |  |  | INDKOM | INDKOM | 2006-10-10
434998090 | TNB | DISTRIBUTION | KUALA SELANGOR | Existing | BKSL/PCE/J00521/MBRMU | 300345781 | 11 kV | NO | RMU | K/UDANG API-API NO 4 |  |  |  | INDKOM | ZZT | 27/11/2006
434998682 | TNB | DISTRIBUTION | KUALA SELANGOR | Existing | BKSL/PCE/J00135/MBRMU1 | 300242543 | 11 kV | NO | RMU | K/UDANG API-API NO 2 |  |  |  | TAMCO | TAMCO | 28/06/2000
434999274 | TNB | DISTRIBUTION | KUALA SELANGOR | Existing | BKSL/PCE/J00522/MBRMU | 300345783 | 11 kV | NO | RMU | K/UDANG API-API NO 5 |  |  |  | TAMCO | TAMCO | 2006-10-12
434999536 | TNB | DISTRIBUTION | KUALA SELANGOR | Existing | BKSL/PCE/J00698/MBRMU | 300344592 | 11 kV | NO | RMU | SEKSYEN 3 PHASE 1B PUNCAK ALAM |  |  |  | F&G | ZZZT | 22/03/2006
435000592 | TNB | DISTRIBUTION | KUALA SELANGOR | Existing | BKSL/PCE/J00700/MBRMU | 300344605 | 11 kV | NO | RMU | STP UITM |  |  |  | TAMCO | GR1 | 19/04/2006
435001184 | TNB | DISTRIBUTION | KUALA SELANGOR | Existing | BKSL/PCE/J00701/MBRMU | 300344589 | 11 kV | NO | RMU | UITM 1 |  |  |  | TAMCO | GR1 | 15/12/2006
435003817 | TNB | DISTRIBUTION | KUALA SELANGOR | Existing | BKSL/PCE/J00809/MBRMU | 300344245 | 11 kV | NO | RMU | PPAJ NO.4 |  |  |  | INDKOM | ZZZT I/D | 22/03/1990
435003882 | TNB | DISTRIBUTION | KUALA SELANGOR | Existing |  |  | 11 kV | NO | RMU | PPAJ NO.4
435005069 | TNB | DISTRIBUTION | KUALA SELANGOR | Existing | BKSL/PCE/J00805/MBRMU | 300344239 | 11 kV | NO | RMU | PPAJ NO.3 |  |  |  | INDKOM | ZZZT I/D | 14/11/1990
435005704 | TNB | DISTRIBUTION | KUALA SELANGOR | Existing | BKSL/PCE/J00804/MBRMU | 300344187 | 11 kV | NO |  | PPAJ NO.6 |  |  |  | VEI | 2L+2T | 28/06/2004
435006361 | TNB | DISTRIBUTION | KUALA SELANGOR | Existing |  |  | 11 kV | NO | RMU | PADAT BAN GUAT HUAT TAJ JLN 2/6
435007131 | TNB | DISTRIBUTION | KUALA SELANGOR | Existing |  |  |  | NO |  | RUMAH PANGSA INDUSTRI ALAM JAYA NO.9
435008453 | TNB | DISTRIBUTION | KUALA SELANGOR | Existing | BKSL/PCE/J00523/MBRMU | 300313507 | 11 kV | NO | RMU | K/UDANG API-API NO 6 |  |  |  | INDKOM | ZZT | 2009-10-12
435009045 | TNB | DISTRIBUTION | KUALA SELANGOR | Existing | BKSL/PCE/J00524/MBRMU | 300313508 | 11 kV | NO | RMU | K/UDANG API-API NO 7 |  |  |  | TAMCO | GR1 | 14/02/2007
435009637 | TNB | DISTRIBUTION | KUALA SELANGOR | Existing | BKSL/PCE/J00525/MBRMU | 300313510 | 11 kV | NO | RMU | K/UDANG API-API NO 8 |  |  |  | INDKOM | ZZT | 18/03/2008
435010229 | TNB | DISTRIBUTION | KUALA SELANGOR | Existing | BKSL/PCE/J00526/MBRMU | 300313511 | 11 kV | NO | RMU | K/UDANG API-API NO 9 |  |  |  | INDKOM | ZZT | 19/04/2008
435010821 | TNB | DISTRIBUTION | KUALA SELANGOR | Existing | BKSL/PCE/J00115/MBRMU | 300345713 | 11 kV | NO | RMU | TMN SENANGIN SG.BULOH |  |  |  | TAMCO | GR1 | 18/08/2006
435011419 | TNB | DISTRIBUTION | KUALA SELANGOR | Existing | BKSL/PCE/J00335/MBRMU1 | 300241512 | 11 kV | NO | RMU | EMINEM FARM |  |  |  | VEI | VEI | 18/08/1990
435012011 | TNB | DISTRIBUTION | KUALA SELANGOR | Existing |  |  | 11 kV | NO | RMU | EXCEL GROWTECH
435012426 | TNB | DISTRIBUTION | KUALA SELANGOR | Existing | BKSL/PCE/J00121/MBRMU | 300346087 | 11 kV | NO | RMU | BKT HIJAU NO 2 |  |  |  | INDKOM | INDKOM | 20/05/2006
435013058 | TNB | DISTRIBUTION | KUALA SELANGOR | Existing | BKSL/PCE/J00120/MBRMU | 300346085 | 11 kV | NO | RMU | BKT HIJAU NO 1 |  |  |  | TAMCO | GR1 | 18/03/2006
435013651 | TNB | DISTRIBUTION | KUALA SELANGOR | Existing | BKSL/PCE/J00119/MBRMU1 | 300022467 | 11 kV | NO | RMU | SW/STN BKT HIJAU |  |  |  | TAMCO | GR1 | 1976-10-12
435014244 | TNB | DISTRIBUTION | KUALA SELANGOR | Existing | BKSL/PCE/J00118/MBRMU | 300346086 | 11 kV | NO | RMU | REZAB ZAZULI |  |  |  | TAMCO | FALCON BETA | 19/04/2006
435014840 | TNB | DISTRIBUTION | KUALA SELANGOR | Existing | BKSL/PCE/J00560/MBRMU | 300345721 | 11 kV | NO | RMU | REBAN AYAM BKT HIJAU |  |  |  | TAMCO | GR1 | 14/11/2006
435015435 | TNB | DISTRIBUTION | KUALA SELANGOR | Existing | BKSL/PCE/J00122/MBRMU | 300346094 | 11 kV | NO | RMU | SOUTHERN REALTY |  |  |  | INDKOM | INDKOM | 26/06/2006
435016036 | TNB | DISTRIBUTION | KUALA SELANGOR | Existing | BKSL/PCE/J00123/MBRMU | 300346095 | 11 kV | NO | RMU | PT MAHANG NO 1 |  |  |  | TAMCO | GR1 | 17/07/2006
435029511 | TNB | DISTRIBUTION | KUALA SELANGOR | Existing | BKSL/PCE/J00130/MB01 | 300022524 | 11 kV | NO | RMU | PKNS PT MAHANG (TMN DESA MAHANG) |  |  |  | MERLIN GERIN | MERLIN GERIN | 17/07/1997
435031815 | TNB | DISTRIBUTION | KUALA SELANGOR | Existing | BKSL/PCE/J00740/MBRMU | 300346004 | 11 kV | NO | RMU | SHAH ALAM 2 NO.5B 1 |  |  |  | VEI | 2L+1T | 19/04/2006
435032416 | TNB | DISTRIBUTION | KUALA SELANGOR | Existing | BKSL/PCE/J00735/MBRMU | 300346008 | 11 kV | NO | RMU | SHAH ALAM 2 FASA 5A5/1 |  |  |  | INDKOM | ZZTT I/D INS 24 | 28/06/2006
435033390 | TNB | DISTRIBUTION | KUALA SELANGOR | Existing | BKSL/PCE/J00790/MBRMU | 300344308 | 11 kV | NO | RMU | INDS ALAM JAYA NO.5 |  |  |  | VEI | 2L+2T | 2005-10-10
435044392 | TNB | DISTRIBUTION | KUALA SELANGOR | Existing | BKSL/PCE/J00653/MBRMU2 | 300345676 | 11 kV | NO | RMU | SSU UNITED PAPER BOARD |  |  |  | ABB | ABB | 19/04/2006
435044457 | TNB | DISTRIBUTION | KUALA SELANGOR | Existing | BKSL/PCE/J00653/MBRMU | 300345675 | 11 kV | NO | RMU | SSU UNITED PAPER BOARD |  |  |  | ABB | ABB | 18/03/2006
435045766 | TNB | DISTRIBUTION | KUALA SELANGOR | Existing |  |  | 11 kV | NO | RMU | SRJKC JLN SASARAN
435051622 | TNB | DISTRIBUTION | KUALA SELANGOR | Existing | BKSL/PCE/J00791/MBRMU | 300346115 | 11 kV | NO | RMU | PERDANA PARK NO.1 |  |  |  | TOPRANK | 2L+2T | 22/03/2006
435052223 | TNB | DISTRIBUTION | KUALA SELANGOR | Existing | BKSL/PCE/J00792/MBRMU | 300344575 | 11 kV | NO | RMU | KLG LOT 63 UNICAN ALAM JAYA |  |  |  | TAMCO | GR1 | 18/08/2006
435052823 | TNB | DISTRIBUTION | KUALA SELANGOR | Existing | BKSL/PCE/J00793/MBRMU | 300344574 | 11 kV | NO | RMU | KLG LOT 62 ALAM JAYA |  |  |  | TAMCO | GR1 | 17/07/2006
435053423 | TNB | DISTRIBUTION | KUALA SELANGOR | Existing | BKSL/PCE/J00823/MBRMU | 300443560 | 11 kV | NO | RMU | GUDANG BESI JLN 2/6
435054024 | TNB | DISTRIBUTION | KUALA SELANGOR | Existing | BKSL/PCE/J00796/MBRMU | 300346109 | 11 kV | NO | RMU | LOT 65 JS CON ALAM JAYA |  |  |  | TAMCO | GR1 | 15/12/2006
435054624 | TNB | DISTRIBUTION | KUALA SELANGOR | Existing | BKSL/PCE/J00816/MBRMU | 300346268 | 11 kV | NO | RMU | KILANG LOT 11273 JLN 2/6 |  |  |  | TAMCO | GR1 | 22/09/2009
435055245 | TNB | DISTRIBUTION | KUALA SELANGOR | Existing | BKSL/PCE/J00286/MBRMU1 | 300242568 | 11 kV | NO | RMU | BANJARAYA (C) |  |  |  | TAMCO | TAMCO | 1995-10-12
435055940 | TNB | DISTRIBUTION | KUALA SELANGOR | Existing | BKSL/PCE/J00569/MBRMU | 300313740 | 11 kV | NO | RMU | TMN RIAMIN |  |  |  | F&G | F&G | 22/03/2008
435056541 | TNB | DISTRIBUTION | KUALA SELANGOR | Existing | BKSL/PCE/J00387/MB1 | 300515990 |  | NO | RMU | KG HAJI RAZALI |  |  |  | LUCY | VRN2A
435057142 | TNB | DISTRIBUTION | KUALA SELANGOR | Existing | BKSL/PCE/J00188/MB01 | 300022727 | 11 kV | NO | RMU | MASRIA |  |  |  | TAMCO | TAMCO | 20/05/2002
435057748 | TNB | DISTRIBUTION | KUALA SELANGOR | Existing | BKSL/PCE/J00283/MBRMU | 300313759 | 11 kV | NO | RMU | TMN WAWASAN |  |  |  | TAMCO | TAMCO | 2011-10-10
435058350 | TNB | DISTRIBUTION | KUALA SELANGOR | Existing | BKSL/PCE/J00533/MBRMU | 300313776 | 11 kV | NO | RMU | TMN KHATIJAH |  |  |  | TAMCO | TAMCO | 26/06/2007
435059551 | TNB | DISTRIBUTION | KUALA SELANGOR | Existing | BKSL/PCE/J00386/MB1 | 310526851 | 11 kV | NO | RMU | MARDI SG SIREH | [5 empty] | 18/08/2006
435062057 | TNB | DISTRIBUTION | KUALA SELANGOR | Existing | BKSL/PCE/J00388/MB1 | 300520550 | 11 kV | NO | RMU | SG SIREH BAN 3 |  |  |  | SSE | VRN 6A | 2015-01-01
435062649 | TNB | DISTRIBUTION | KUALA SELANGOR | Existing | BKSL/PCE/J00857/MBRMU | 300515523 | 11 kV | NO | RMU | SG SIREH BAN 4 |  |  |  |  | VRN 29
435063258 | TNB | DISTRIBUTION | KUALA SELANGOR | Existing | BKSL/PCE/J00871/MBRMU1 | 300515675 | 11 kV | NO | RMU | LOJI AIR SG SIREH |  |  |  | LUCY | VRN 6A | 2015-01-01
435128269 | TNB | DISTRIBUTION | KUALA SELANGOR | Existing | BKSL/PCE/J00158/MBNN01 | 300022608 | 11 kV | NO | RMU | PT 2 |  |  |  | TAMCO | TAMCO | 14/11/1999
435128862 | TNB | DISTRIBUTION | KUALA SELANGOR | Existing | BKSL/PCE/J00157/MBNN01 | 300022603 | 11 kV | NO | RMU | KLG BIJI BENIH T/AIR 2 |  |  |  | ORMAZABAL | ORMAZABAL | 1996-11-10
435129463 | TNB | DISTRIBUTION | KUALA SELANGOR | Existing | BKSL/PCE/J00156/MBNN01 | 300022598 | 11 kV | NO | RMU | PT 3 |  |  |  | TAMCO | TAMCO | 22/09/2001
435130063 | TNB | DISTRIBUTION | KUALA SELANGOR | Existing | BKSL/PCE/J00155/MBNN01 | 300022593 | 11 kV | NO | RMU | PT 4 |  |  |  | TAMCO | TAMCO | 18/08/1991
435130670 | TNB | DISTRIBUTION | KUALA SELANGOR | Existing | BKSL/PCE/J00575/MBRMU | 300313786 | 11 kV | NO | RMU | ZHONG LEE FISHERY |  |  |  | TAMCO | TAMCO | 22/09/2007
435131270 | TNB | DISTRIBUTION | KUALA SELANGOR | Existing | BKSL/PCE/J00208/MBRMU1 | 300242564 | 11 kV | NO | RMU | GAWAR-GAWAR (JENTAYU TUAH) |  |  |  | F&G | F&G | 1999-10-10
435131871 | TNB | DISTRIBUTION | KUALA SELANGOR | Existing | BKSL/PCE/J00210/MBRMU1 | 300344086 | 11 kV | NO | RMU | SG GULANG-GULANG |  |  |  | TAMCO | GR1
435210382 | TNB | DISTRIBUTION | KUALA SELANGOR | Existing | BKSL/PCE/J00794/MBRMU | 300346062 | 11 kV | NO | RMU | ICECLUB ALAM JAYA |  |  |  | ABB | ABB | 18/08/2006
435210610 | TNB | DISTRIBUTION | KUALA SELANGOR | Existing | BKSL/PCE/J00755/MBRMU | 300344228 | 11 kV | NO | RMU | MULTIGUNA CON & DEV |  |  |  | TAMCO | 2L+1T | 26/06/1990
435211210 | TNB | DISTRIBUTION | KUALA SELANGOR | Existing | BKSL/PCE/J00799/MBRMU | 300346107 | 11 kV | NO | RMU | KLG LOT 58 ALAM JAYA |  |  |  | TAMCO | GR1 | 2006-11-10
435211810 | TNB | DISTRIBUTION | KUALA SELANGOR | Existing | BKSL/PCE/J00797/MBRMU | 300346108 | 11 kV | NO | RMU | KYODO STEEL |  |  |  | MERLIN GERIN | MERLIN GERIN | 14/11/2006
435212604 | TNB | DISTRIBUTION | KUALA SELANGOR | Existing | BKSL/PCE/J00800/MBRMU | 300344305 | 11 kV | NO | RMU | KLG KAYU PAPAN & LOGAM BERJAYA |  |  |  | MERLIN GERIN | RN2C-T1/21 | 18/08/2005
435213204 | TNB | DISTRIBUTION | KUALA SELANGOR | Existing | BKSL/PCE/J00801/MBRMU | 300344306 | 11 kV | NO | RMU | KWAN SENS WARE |  |  |  | SIEMEN ITEM | 8DJ20.10 COREPART | 20/09/2005
435213804 | TNB | DISTRIBUTION | KUALA SELANGOR | Existing | BKSL/PCE/J00802/MBRMU | 300344304 | 11 kV | NO | RMU | NATURE LEADER |  |  |  | TAMCO | GR1 | 1990-11-07
435257943 | TNB | DISTRIBUTION | KUALA SELANGOR | Existing | BKSL/PCE/J00788/MBRMU | 300344302 | 11 kV | NO | RMU | PADAT MULTIGUNA TMN ALAM JAYA 2/5 |  |  |  | SNHNIEDER | NE-21Q | 28/06/1990
435261575 | TNB | DISTRIBUTION | KUALA SELANGOR | Existing |  |  |  | NO |  | INDUSTRI ALAM JAYA NO.6
435262258 | TNB | DISTRIBUTION | KUALA SELANGOR | Existing |  |  |  | NO |  | INDUSTRI ALAM JAYA NO.8
435263347 | TNB | DISTRIBUTION | KUALA SELANGOR | Existing |  |  |  | NO |  | GREAT MARKETING
435264139 | TNB | DISTRIBUTION | KUALA SELANGOR | Existing |  |  | 11 kV | NO | RMU | JS CONSC TRUCTION & DEV SDN BHD LOT106
435264746 | TNB | DISTRIBUTION | KUALA SELANGOR | Existing | BKSL/PCE/J00773/MBRMU | 310526850 | 11 kV | NO | RMU | MULTI GUNA NO.3 |  |  |  |  | ZZT I/D INS24 | 28/06/2006
435268594 | TNB | DISTRIBUTION | KUALA SELANGOR | Existing | BKSL/PCE/J00621/MBRMU | 300313761 | 11 kV | NO | RMU | STP KOTA PUTERI |  |  |  | VEI | 2L IT | 27/11/2009
435270262 | TNB | DISTRIBUTION | KUALA SELANGOR | Existing | BKSL/PCE/J00071/MBRMU1 | 300228383 | 11 kV | NO | RMU | MUARA NO 1 |  |  |  | ABB | ABB | 27/11/1984
435270899 | TNB | DISTRIBUTION | KUALA SELANGOR | Existing | BKSL/PCE/J00079/MBRMU1 | 300228389 | 11 kV | NO | RMU | MUARA NO 2 |  |  |  | TAMCO | TAMCO | 1984-10-12
435271497 | TNB | DISTRIBUTION | KUALA SELANGOR | Existing | BKSL/PCE/J00059/MBRMU1 | 300022187 | 11 kV | NO | RMU | JLN JATI SG BULOH |  |  |  | F&G | ZZT | 19/02/1990
435272114 | TNB | DISTRIBUTION | KUALA SELANGOR | Existing | BKSL/PCE/J00060/MBRMU1 | 300022196 | 11 kV | NO | RMU | SPG RJ ABDULLAH |  |  |  | TAMCO | TAMCO | 22/03/1994
435272756 | TNB | DISTRIBUTION | KUALA SELANGOR | Existing | BKSL/PCE/J00058/MBNN01 | 300022182 | 11 kV | NO | RMU | TALIKOM SG BULOH |  |  |  | TAMCO | FALCON BETA | 15/12/2000
435273354 | TNB | DISTRIBUTION | KUALA SELANGOR | Existing | BKSL/PCE/J00057/MBRMU1 | 300022179 | 11 kV | NO | RMU | WISMA PELADANG SG BULOH |  |  |  | INDKOM | ZZT | 14/11/1996
435273971 | TNB | DISTRIBUTION | KUALA SELANGOR | Existing | BKSL/PCE/J00056/MBNN01 | 300022171 | 11 kV | NO | RMU | PEKAN SG BULOH |  |  |  | TAMCO | TAMCO | 1991-11-10
435296801 | TNB | DISTRIBUTION | KUALA SELANGOR | Existing | BKSL/PCE/J00212/MBRMU1 | 300022824 | 11 kV | NO | RMU | SG TUNGGUL |  |  |  | INDKOM | INDKOM | 20/09/2000
435297453 | TNB | DISTRIBUTION | KUALA SELANGOR | Existing | BKSL/PCE/J00216/MBRMU1 | 300242595 | 11 kV | NO | RMU | INNOBRIDE NO 1 |  |  |  | TAMCO | TNB 1010/94 | 19/04/1959
435298053 | TNB | DISTRIBUTION | KUALA SELANGOR | Existing | BKSL/PCE/J00217/MBRMU1 | 300344091 | 11 kV | NO | RMU | INNOBRIDE NO 2 |  |  |  | TAMCO | TNB 147/2010 | 17/07/1990
435298653 | TNB | DISTRIBUTION | KUALA SELANGOR | Existing | BKSL/PCE/J00218/MBRMU | 300313625 | 11 kV | NO | RMU | INNOBRIDE NO 3 |  |  |  | TAMCO | TNB 1010/94 | 17/07/2009
435299253 | TNB | DISTRIBUTION | KUALA SELANGOR | Existing | BKSL/PCE/J00219/MBRMU | 300313627 | 11 kV | NO | RMU | INNOBRIDE NO 4 |  |  |  | TAMCO | TNB 1010/94 | 22/09/2008
435299853 | TNB | DISTRIBUTION | KUALA SELANGOR | Existing | BKSL/PCE/J00215/MBRMU1 | 300242600 | 11 kV | NO | RMU | INNOBRIDE NO 5
435305375 | TNB | DISTRIBUTION | KUALA SELANGOR | Existing |  |  |  | NO |  | RGB INDUSTRIES 2/5
435305985 | TNB | DISTRIBUTION | KUALA SELANGOR | Existing | BKSL/PCE/J00757/MBRMU | 300344234 | 11 kV | NO |  | EXTRO GREAT |  |  |  | TOPRANK | ID 2L+2T | 1990-11-10
435307096 | TNB | DISTRIBUTION | KUALA SELANGOR | Existing | BKSL/PCE/J00844/MBRMU | 300526589 | 11 kV | NO | RMU | R&S PETROLEUM TIAJ 2/4 |  |  |  | LUCY |  | 21/09/2015
435307713 | TNB | DISTRIBUTION | KUALA SELANGOR | Existing | BKSL/PCE/J00785/MBRMU | 300344928 | 11 kV | NO |  | KLG LOT 7 ALAM JAYA |  |  |  | INDKOM | INDKOM | 2006-10-10
435308326 | TNB | DISTRIBUTION | KUALA SELANGOR | Existing | BKSL/PCE/J00784/MBRMU | 300344930 | 11 kV | NO |  | KLG LOT 8 ALAM JAYA |  |  |  | VEI | 2L+2T | 27/11/2006
435309045 | TNB | DISTRIBUTION | KUALA SELANGOR | Existing | BKSL/PCE/J00177/MBRMU | 300313806 | 11 kV | NO | RMU | TMN RADEN MAS |  |  |  | TAMCO | GR1 | 28/06/2009
435309652 | TNB | DISTRIBUTION | KUALA SELANGOR | Existing | BKSL/PCE/J00536/MBRMU | 300313803 | 11 kV | NO | RMU | TMN RIA MAS |  |  |  | VEI | VEI | 19/04/2011
435310258 | TNB | DISTRIBUTION | KUALA SELANGOR | Existing | BKSL/PCE/J00813/MBRMU | 300344321 |  | NO | RMU | RESTORAN MEWAH TG.KARANG |  |  |  | INDKOM | INDKOM | 2005-10-12
435311479 | TNB | DISTRIBUTION | KUALA SELANGOR | Existing | BKSL/PCE/J00173/MBRMU1 | 300344087 | 11 kV | NO | RMU | SURIA INDAH |  |  |  | VEI | VEI | 20/05/2000
435312561 | TNB | DISTRIBUTION | KUALA SELANGOR | Existing | BKSL/PCE/J00209/MBRMU1 | 300344090 | 11 kV | NO | RMU | INDUSTRI BENG LEE |  |  |  | F&G | F&G | 26/06/2011
435317324 | TNB | DISTRIBUTION | KUALA SELANGOR | Existing | BKSL/PCE/J00718/MBRMU | 300345838 | 11 kV | NO | RMU | FASA 3A1 PUNCAK ALAM |  |  |  | F&G | ZZTT | 14/11/2006
435318637 | TNB | DISTRIBUTION | KUALA SELANGOR | Existing |  |  |  | NO |  | SMK PUNCAK ALAM FASA 3
435319237 | TNB | DISTRIBUTION | KUALA SELANGOR | Existing | BKSL/PCE/J00724/MBRMU | 300345897 | 11 kV | NO | RMU | JUWITA FASA 3 C NO 3 |  |  |  | TAMCO | GR1 | 2006-11-07
435320313 | TNB | DISTRIBUTION | KUALA SELANGOR | Existing | BKSL/PCE/J00726/MBRMU | 300345910 | 11 kV | NO | RMU | JUWITA FASA 3 C NO 1 |  |  |  | TAMCO | GR1 | 20/09/2006
435352194 | TNB | DISTRIBUTION | KUALA SELANGOR | Existing |  |  | 11 kV | NO | RMU | RUMAH PAM PUNCAK BESTARI
435353276 | TNB | DISTRIBUTION | KUALA SELANGOR | Existing | BKSL/PCE/J00863/MBRMU | 300515336 | 11 kV | NO | RMU | MASJID BARU PUNCAK ALAM |  |  |  | INDKOM | 1004212331
435353895 | TNB | DISTRIBUTION | KUALA SELANGOR | Existing | BKSL/PCE/J00117/MBRMU | 300345712 | 11 kV | NO | RMU | BKT KUCING KLINIK |  |  |  | TAMCO | TAMCO | 17/07/2006
435354559 | TNB | DISTRIBUTION | KUALA SELANGOR | Existing | BKSL/PCE/J00352/MBRMU | 300344567 | 11 kV | NO | RMU | TAMAN ALAM SUTERA ALAM JAYA |  |  |  | INDKOM | ZZT I/D INS24 | 18/03/2006
435358420 | TNB | DISTRIBUTION | KUALA SELANGOR | Existing | BKSL/PCE/J00211/MBRMU1 | 300313787 |  | NO |  | BANYU EMAS (FIRMA RENA) |  |  |  | TAMCO | GR1 | 2008-11-10
435358485 | TNB | DISTRIBUTION | KUALA SELANGOR | Existing | BKSL/PCE/J00211/MBRMU2 | 300313790 |  | NO |  | BANYU EMAS (FIRMA RENA) |  |  |  | TAMCO | TAMCO | 14/11/2008
435364583 | TNB | DISTRIBUTION | KUALA SELANGOR | Existing | BKSL/PCE/J00463/MBRMU | 300313205 | 11 kV | NO | RMU | TMN MUHIBBAH |  |  |  | TAMCO | GR1 | 1996-10-12
435365336 | TNB | DISTRIBUTION | KUALA SELANGOR | Existing | BKSL/PCE/J00584/MBRMU | 300313346 | 11 kV | NO | RMU | TMN SURIA BESTARI |  |  |  | VEI | VEI | 20/05/2002
435366237 | TNB | DISTRIBUTION | KUALA SELANGOR | Existing | BKSL/PCE/J00613/MBRMU | 300345366 | 11 kV | NO | RMU | TANAMARAN NO.2 |  |  |  | TAMCO | GR1 | 17/07/2006
435367581 | TNB | DISTRIBUTION | KUALA SELANGOR | Existing | BKSL/PCE/J00349/MBRMU1 | 300243131 | 11 kV | NO | RMU | QTRS LADANG BKT TALANG NO 2 |  |  |  | VEI | 2L+1T | 18/08/1993
435369730 | TNB | DISTRIBUTION | KUALA SELANGOR | Existing | BKSL/PCE/J00782/MBRMU | 300344931 | 11 kV | NO |  | KLG LOT 9 ALAM JAYA |  |  |  | SIEMEN ITEM | 8DJ20.71 | 2006-10-12
435370411 | TNB | DISTRIBUTION | KUALA SELANGOR | Existing | BKSL/PCE/J00783/MBRMU | 300344932 | 11 kV | NO |  | YL TRADING
435371043 | TNB | DISTRIBUTION | KUALA SELANGOR | Existing | BKSL/PCE/J00665/MBRMU | 300344311 | 11 kV | NO |  | INDUSTRI ALAM JAYA NO.4 |  |  |  | TAMCO | GR1 | 27/11/2011
435371639 | TNB | DISTRIBUTION | KUALA SELANGOR | Existing | BKSL/PCE/J00298/MBRMU1 | 300345108 | 11 kV | NO | RMU | APARTMENT ALAM PERDANA 1 |  |  |  | TOPRANK | ID 2L+2T | 19/04/2006
435373695 | TNB | DISTRIBUTION | KUALA SELANGOR | Existing | BKSL/PCE/J00137/MBRMU1 | 300232740 | 11 kV | NO | RMU | DESA MAWAR N0 2 |  |  |  | TAMCO | GR1 | 1994-11-07
435374786 | TNB | DISTRIBUTION | KUALA SELANGOR | Existing | BKSL/PCE/J00259/MBRMU1 | 300232735 | 11 kV | NO | RMU | DESA MAWAR N0 1 |  |  |  | INDKOM | INDKOM | 28/06/1994
435375855 | TNB | DISTRIBUTION | KUALA SELANGOR | Existing | BKSL/PCE/J00214/MBRMU | 300313771 | 11 kV | NO | RMU | POULTRY FARM NO 2 |  |  |  | TAMCO | TAMCO | 18/03/2007
435376455 | TNB | DISTRIBUTION | KUALA SELANGOR | Existing | BKSL/PCE/J00213/MBRMU | 300313770 | 11 kV | NO | RMU | POULTRY FARM NO 1 |  |  |  | TAMCO | 11kV SF6 RMU GR1 | 14/02/2008
435378313 | TNB | DISTRIBUTION | KUALA SELANGOR | Existing | BKSL/PCE/J00055/MBRMU1 | 300022168 | 11 kV | NO | RMU | KEMAYAN |  |  |  | TAMCO | GR1 | 22/09/1992
435379741 | TNB | DISTRIBUTION | KUALA SELANGOR | Existing | BKSL/PCE/J00351/MBRMU1 | 300243155 | 11 kV | NO | RMU | TMN PARI |  |  |  | INDKOM | ZZT | 2012-10-10
435380333 | TNB | DISTRIBUTION | KUALA SELANGOR | Existing | BKSL/PCE/J00573/MBRMU | 300313519 | 11 kV | NO | RMU | TMN YU |  |  |  | VEI | VEI | 17/07/2005
435380930 | TNB | DISTRIBUTION | KUALA SELANGOR | Existing | BKSL/PCE/J00572/MBRMU | 300313517 | 11 kV | NO | RMU | TMN SIAKAP |  |  |  | TAMCO | TAMCO | 26/06/2004
435399302 | TNB | DISTRIBUTION | KUALA SELANGOR | Existing | BKSL/PCE/J00101/MBRMU1 | 300228395 | 11 kV | NO | RMU | TMN BAWAL PUTIH |  |  |  | INDKOM | ZZT | 14/02/1997
435399900 | TNB | DISTRIBUTION | KUALA SELANGOR | Existing | BKSL/PCE/J00053/MBNN01 | 300022156 | 11 kV | NO | RMU | KLG EKZOS (UNITED EVERCO) |  |  |  | TAMCO | OLU 2 OIL SWITCH | 17/07/1997
435400492 | TNB | DISTRIBUTION | KUALA SELANGOR | Existing | BKSL/PCE/J00052/MBRMU | 300313626 | 11 kV | NO | RMU | EDAR BERAS |  |  |  | TAMCO | TAMCO | 18/08/2008
435401090 | TNB | DISTRIBUTION | KUALA SELANGOR | Existing | BKSL/PCE/J00051/MBNN01 | 300022146 | 11 kV | NO | RMU | KLG BATU-BATA |  |  |  | MERLIN GERIN | MERLIN GERIN | 26/06/1997
435401682 | TNB | DISTRIBUTION | KUALA SELANGOR | Existing | BKSL/PCE/J00050/MBNN01 | 300022140 | 11 kV | NO | RMU | KG API API |  |  |  | TAMCO | GRI | 20/05/1988
435402274 | TNB | DISTRIBUTION | KUALA SELANGOR | Existing | BKSL/PCE/J00092/MB00095 | 300022318 | 11 kV | NO | RMU | BALAI POLIS KSL |  |  |  | VEI | VEI | 20/05/1997
435402872 | TNB | DISTRIBUTION | KUALA SELANGOR | Existing | BKSL/PCE/J00094/MBRMU1 | 300022330 | 11 kV | NO | RMU | TALIKOM KSL |  |  |  | SIEMENS ITEM | 8DJHRRT | 17/07/1992
435403411 | TNB | DISTRIBUTION | KUALA SELANGOR | Existing | BKSL/PCE/J00231/MBRMU1 | 300022880 |  | NO |  | SG YU NO 1 |  |  |  | INDKOM | INS24 | 14/02/1987
435404065 | TNB | DISTRIBUTION | KUALA SELANGOR | Existing | BKSL/PCE/J00230/MBRMU | 300346179 | 11 kV | NO | RMU | KG SG YU |  |  |  | INDKOM | INS24 | 14/02/2012
435404780 | TNB | DISTRIBUTION | KUALA SELANGOR | Existing | BKSL/PCE/J00232/MBPAT | 300346180 | 11 kV | NO | RMU | SG YU NO 2 |  |  |  | F&G | F&G | 18/03/2004
435405382 | TNB | DISTRIBUTION | KUALA SELANGOR | Existing | BKSL/PCE/J00233/MBPAT | 300346181 | 11 kV | NO | RMU | SG YU NO 3 |  |  |  | F&G | F&G | 19/04/2006
435405983 | TNB | DISTRIBUTION | KUALA SELANGOR | Existing | BKSL/PCE/J00180/MBRMU | 300313772 | 11 kV | NO | RMU | MASJID SG TERAP |  |  |  | MERLIN GERIN | MERLIN GERIN | 19/04/2007
435406723 | TNB | DISTRIBUTION | KUALA SELANGOR | Existing | BKSL/PCE/J00168/MBRMU1 | 300228855 |  | NO |  | PASAR TG KARANG |  |  |  | F&G | F&G | 15/12/1997
435433541 | TNB | DISTRIBUTION | KUALA SELANGOR | Existing | BKSL/PCE/J00095/MB00104 | 300022333 | 11 kV | NO | RMU | BDR BARU NO 1 |  |  |  | INOKOM | INS24 | 18/08/1996
435434177 | TNB | DISTRIBUTION | KUALA SELANGOR | Existing | BKSL/PCE/J00096/MBRMU1 | 300022341 | 11 kV | NO | RMU | SK BDR BARU |  |  |  | FALCON BETA | FALCON BETA | 22/09/1995
435435094 | TNB | DISTRIBUTION | KUALA SELANGOR | Existing | BKSL/PCE/J00337/MBRMU1 | 300241016 | 11 kV | NO | RMU | KOMPLEKS MAHKAMAH |  |  |  | VEI | VEI | 14/02/1993
435436284 | TNB | DISTRIBUTION | KUALA SELANGOR | Existing | BKSL/PCE/J00596/MBRMU | 300342899 | 11 kV | NO | RMU | TMN WARISAN |  |  |  | INDKOM | ZZT | 20/09/2008
435436876 | TNB | DISTRIBUTION | KUALA SELANGOR | Existing | BKSL/PCE/J00097/MB00111 | 300022344 | 11 kV | NO | RMU | BDR BARU NO 3 |  |  |  | F&G | F&G | 1983-11-10
435446425 | TNB | DISTRIBUTION | KUALA SELANGOR | Existing | BKSL/PCE/J00199/MB01 | 300022790 | 11 kV | NO | RMU | TOK ADAM |  |  |  | MERLIN GERIN | MERLIN GERIN | 28/06/1994
435447050 | TNB | DISTRIBUTION | KUALA SELANGOR | Existing | BKSL/PCE/J00200/MBS00380 | 300022796 | 11 kV | NO | RMU | SG TENGI KANAN NO 1 |  |  |  | VE1 | VE1 | 2002-11-07
435447681 | TNB | DISTRIBUTION | KUALA SELANGOR | Existing | BKSL/PCE/J00178/MBNN01 | 300022680 | 11 kV | NO | RMU | SG TENGI KANAN NO 3 |  |  |  | TAMCO | TAMCO | 20/09/1965
435448300 | TNB | DISTRIBUTION | KUALA SELANGOR | Existing | BKSL/PCE/J00202/MBRMU1 | 300343330 | 11 kV | NO | RMU | SAWAH SEMP NO 1 |  |  |  | TAMCO | TAMCO | 15/12/1998
435448931 | TNB | DISTRIBUTION | KUALA SELANGOR | Existing | BKSL/PCE/J00203/MBRMU1 | 300343331 | 11 kV | NO | RMU | SAWAH SEMP NO 2 |  |  |  | TAMCO | TAMCO | 19/02/1998
435449550 | TNB | DISTRIBUTION | KUALA SELANGOR | Existing | BKSL/PCE/J00204/MBRMU1 | 300242593 | 11 kV | NO | RMU | SAWAH SEMP NO 3 |  |  |  | F&G | F&G | 18/03/1983
435450202 | TNB | DISTRIBUTION | KUALA SELANGOR | Existing | BKSL/PCE/J00207/MBRMU1 | 300343332 | 11 kV | NO | RMU | SAWAH SEMP NO 4 |  |  |  | TAMCO | TAMCO | 22/03/1998
435463677 | TNB | DISTRIBUTION | KUALA SELANGOR | Existing | BKSL/PCE/J00205/MBRMU1 | 300343334 | 11 kV | NO | RMU | SAWAH SEMP NO 5 |  |  |  | TAMCO | TAMCO | 19/04/1998
435464277 | TNB | DISTRIBUTION | KUALA SELANGOR | Existing | BKSL/PCE/J00206/MBRMU1 | 300343335 | 11 kV | NO | RMU | SAWAH SEMP NO 6 |  |  |  | TAMCO | TAMCO | 28/06/1998
435465561 | TNB | DISTRIBUTION | KUALA SELANGOR | Existing | BKSL/PCE/J00186/MB01 | 300022715 | 11 kV | NO |  | PEKAN TG KARANG (RIVER SIDE) |  |  |  | FALCON BETA | FALCON BETA | 18/03/1998
435466218 | TNB | DISTRIBUTION | KUALA SELANGOR | Existing | BKSL/PCE/J00187/MBS00344 | 300022721 | 11 kV | NO |  | TMN SRI TANJUNG (LOT 1970) |  |  |  | INDKOM | INDKOM | 19/04/1996
435466824 | TNB | DISTRIBUTION | KUALA SELANGOR | Existing | BKSL/PCE/J00189/MBS00350 | 300022733 | 11 kV | NO |  | BALAI POLIS TG KARANG |  |  |  | TAMCO | TAMCO | 26/06/1997
435566211 | TNB | DISTRIBUTION | KUALA SELANGOR | Existing | BKSL/PCE/J00190/MBRMU1 | 300022739 | 11 kV | NO |  | JKR LOW COST |  |  |  | TAMCO | TAMCO | 17/07/1997
435566926 | TNB | DISTRIBUTION | KUALA SELANGOR | Existing | BKSL/PCE/J00618/MBRMU1 | 300343328 | 11 kV | NO | RMU | LKIM PASIR PENAMBANG |  |  |  | LUCY | LUCY | 14/11/1998
435567887 | TNB | DISTRIBUTION | KUALA SELANGOR | Existing | BKSL/PCE/J00183/MBS00334 | 300022697 | 11 kV | NO | RMU | HOSPITAL TG KARANG |  |  |  | F&G | ZZZT | 27/11/1984
435568938 | TNB | DISTRIBUTION | KUALA SELANGOR | Existing |  |  | 11 kV | NO | RMU | KO SEGAR
435824797 | TNB | DISTRIBUTION | KUALA SELANGOR | Existing | BKSL/PCE/J00638/MBRMU | 300345655 | 11 kV | NO |  | P/PENURUN BALAI POLIS BATU ARANG |  |  |  | TAMCO | GR1 | 28/06/2006
435825630 | TNB | DISTRIBUTION | KUALA SELANGOR | Existing | BKSL/PCE/J00640/MBRMU | 300345661 | 11 kV | NO |  | TENAGA KIMIA BT ARANG |  |  |  | VEI | 2L+1T | 20/09/2006
435826541 | TNB | DISTRIBUTION | KUALA SELANGOR | Existing | BRWG/PCE/J01599/MBRMU1 | 300287822 | 11 kV | NO |  | KAMWO TIMBER BATU ARANG |  |  |  | INDKOM | ZZT I/D | 31/03/2015
435828735 | TNB | DISTRIBUTION | KUALA SELANGOR | Existing | BKSL/PCE/J00430/MB1 | 310527934 | 11 kV | NO | RMU | TMN SERI MANIK
435829331 | TNB | DISTRIBUTION | KUALA SELANGOR | Existing |  |  | 11 kV | NO | RMU | PUSAT LATIHAN PERTANIAN
435829929 | TNB | DISTRIBUTION | KUALA SELANGOR | Existing |  |  | 11 kV | NO | RMU | TMN MAHSURI INDAH
435830912 | TNB | DISTRIBUTION | KUALA SELANGOR | Existing |  |  | 11 kV | NO | RMU | TMN RIA MAS NO.2
435831723 | TNB | DISTRIBUTION | KUALA SELANGOR | Existing | BKSL/PCE/J00855/MBRMU1 | 300497590 | 11 kV | NO | RMU | PADAT TMN SAHABAT
435836829 | TNB | DISTRIBUTION | KUALA SELANGOR | Existing | BKSL/PCE/J00098/MB01 | 300022350 | 11 kV | NO | RMU | BDR BARU NO 4 |  |  |  | F&G | F&G | 14/11/1991
435837466 | TNB | DISTRIBUTION | KUALA SELANGOR | Existing | BKSL/PCE/J00099/MB00117 | 300022356 | 11 kV | NO | RMU | SM SAINS KSL |  |  |  | F&G | ZZTT | 15/12/1983
435838058 | TNB | DISTRIBUTION | KUALA SELANGOR | Existing | BKSL/PCE/J00070/MBRMU1 | 300228368 | 11 kV | NO | RMU | QTRS GURU SM SAINS KSL |  |  |  | FALCON BETA | FALCON BETA | 1981-10-10
435838655 | TNB | DISTRIBUTION | KUALA SELANGOR | Existing | BKSL/PCE/J00107/MB01 | 300022402 | 11 kV | NO | RMU | STADIUM NO 2 (TERTUTUP) |  |  |  | F&G | F&G | 18/08/1980
435840157 | TNB | DISTRIBUTION | KUALA SELANGOR | Existing | BKSL/PCE/J00597/MBRMU | 300313525 | 11 kV | NO | RMU | JABATAN PENGALIRAN DAN SALIRAN |  |  |  | TAMCO | 11kV SF6 RMU GR1 | 18/08/2006
435848027 | TNB | DISTRIBUTION | KUALA SELANGOR | Existing | BKSL/PCE/J00874 | 300494296 | 11 kV | NO | RMU | PUSAT NIAGA ASTANA ALAM 2 |  |  |  | EPE | N/A
435849478 | TNB | DISTRIBUTION | KUALA SELANGOR | Existing |  |  |  | NO |  | R/KEDAI PH 3B JLN ASTANA C13/C
435862851 | TNB | DISTRIBUTION | KUALA SELANGOR | Existing | BKSL/PCE/J00105/MBRMU1 | 300022393 | 11 kV | NO | RMU | SCHULTZ |  |  |  | TAMCO | 11kV SF6 RMU | 28/06/1998
435863906 | TNB | DISTRIBUTION | KUALA SELANGOR | Existing | BKSL/PCE/J00104/MB01 | 300022383 | 11 kV | NO | RMU | D'PALWA (KRISTALINA) |  |  |  | F&G | ZZT | 19/04/1997
435864504 | TNB | DISTRIBUTION | KUALA SELANGOR | Existing | BKSL/PCE/J00103/MB01 | 300022376 | 11 kV | NO | RMU | KOMPLEKS PKNS KSL |  |  |  | TAMCO | GR1 | 22/03/1983
435866459 | TNB | DISTRIBUTION | KUALA SELANGOR | Existing | BKSL/PCE/J00559/MBRMU | 300313543 | 11 kV | NO | RMU | NTS |  |  |  | VEI | 2L+1T | 19/02/2005
435875948 | TNB | DISTRIBUTION | KUALA SELANGOR | Existing | BKSL/PCE/J00034/MBRMU1 | 300240276 | 11 kV | NO | RMU | KG ASAHAN |  |  |  | TAMCO | GR1 | 1993-10-10
435877675 | TNB | DISTRIBUTION | KUALA SELANGOR | Existing | BKSL/PCE/J00681/MBRMU | 300313713 | 11 kV | NO | RMU | TAMAN SEJATI |  |  |  | SIEMEN ITEM | SIEMEN ITEM | 18/08/2007
435879952 | TNB | DISTRIBUTION | KUALA SELANGOR | Existing | BKSL/PCE/J00547/MBRMU | 300313550 | 11 kV | NO | RMU | TMN BENDAHARA NO 3 |  |  |  | MERLIN GERIN | MERLIN GERIN | 28/06/2007
435880589 | TNB | DISTRIBUTION | KUALA SELANGOR | Existing | BKSL/PCE/J00527/MBRMU | 300345703 | 11 kV | NO | RMU | TMN MERANTI |  |  |  | TAMCO | GR1 | 20/05/2006
435882852 | TNB | DISTRIBUTION | KUALA SELANGOR | Existing | BKSL/PCE/J00064/MBRMU1 | 300228349 | 11 kV | NO | RMU | TMN MALAWATI JAYA NO 1 |  |  |  | TOPRANK | 2L+2T | 20/09/1992
435884362 | TNB | DISTRIBUTION | KUALA SELANGOR | Existing | BKSL/PCE/J00670/MBRMU | 300346291 | 11 kV | NO | RMU | KILANG IKAN KELI SG YU |  |  |  | TAMCO | GR1 | 1993-11-07
435885177 | TNB | DISTRIBUTION | KUALA SELANGOR | Existing | BKSL/PCE/J00179/MBRMU1 | 300228849 | 11 kV | NO | RMU | TMN MAKMUR KSL |  |  |  | FALCON BETA | FALCON BETA | 1990-11-10
435885825 | TNB | DISTRIBUTION | KUALA SELANGOR | Existing | BKSL/PCE/J00181/MBRMU1 | 300228847 | 11 kV | NO | RMU | KIM LIAN HUAT |  |  |  | FALCON BETA | FALCON BETA | 22/09/1983
435886481 | TNB | DISTRIBUTION | KUALA SELANGOR | Existing | BKSL/PCE/J00457/MBRMU1 | 300228852 | 11 kV | NO | RMU | BGN PASIR TG KARANG |  |  |  | FALCON BETA | FALCON BETA | 14/11/1999
435887090 | TNB | DISTRIBUTION | KUALA SELANGOR | Existing | BKSL/PCE/J00182/MBS00331 | 300022692 | 11 kV | NO | RMU | TG KARANG DEVELOPMENT |  |  |  | F&G | F&G | 1984-10-10
435888201 | TNB | DISTRIBUTION | KUALA SELANGOR | Existing | BKSL/PCE/J00184/MBRMU1 | 300022706 | 11 kV | NO | RMU | PKPS TG KARANG |  |  |  | TAMCO | TAMCO | 1975-10-12
435923433 | TNB | DISTRIBUTION | KUALA SELANGOR | Existing | BKSL/PCE/J00109/MBRMU1 | 300022414 | 11 kV | NO | RMU | MONDAY CANE |  |  |  | TAMCO | GR1 | 20/09/1980
435924488 | TNB | DISTRIBUTION | KUALA SELANGOR | Existing | BKSL/PCE/J00112/MBRMU1 | 300022429 | 11 kV | NO | RMU | K/UDANG API-API NO 1 |  |  |  | VEI | VEI | 1999-10-10
435925621 | TNB | DISTRIBUTION | KUALA SELANGOR | Existing | BKSL/PCE/J00132/MBRMU1 | 300242642 | 11 kV | NO | RMU | TMN IMPIAN (C) |  |  |  | MERLIN GERIN | MERLIN GERIN | 20/05/1997
435926219 | TNB | DISTRIBUTION | KUALA SELANGOR | Existing | BKSL/PCE/J00131/MBRMU | 300345720 | 11 kV | NO | RMU | BAZAR SG BULOH |  |  |  | MERLIN GERIN | RM6 | 2006-11-10
435926836 | TNB | DISTRIBUTION | KUALA SELANGOR | Existing | BKSL/PCE/J00114/MBRMU | 300345714 | 11 kV | NO | RMU | TMN SRI PERTAMA |  |  |  | TAMCO | GR1 | 22/09/2006
435948863 | TNB | DISTRIBUTION | KUALA SELANGOR | Existing | BKSL/PCE/J00239/MBRMU | 300313630 | 11 kV | NO | RMU | UJONG PERMATANG |  |  |  | TAMCO | TAMCO | 14/11/2007
436011991 | TNB | DISTRIBUTION | KUALA SELANGOR | Existing | BKSL/PCE/J00729/MBRMU | 300345920 | 11 kV | NO | RMU | APARTMENT MELOR NO. 2 PUNCAK ALAM |  |  |  | F&G | ZZTT | 2006-10-12
436013368 | TNB | DISTRIBUTION | KUALA SELANGOR | Existing | BKSL/PCE/J00185/MB01 | 300022709 | 11 kV | NO | RMU | PASARAYA BILLION |  |  |  | FALCON BETA | 11kV SF6 RMU | 14/02/1996
436015709 | TNB | DISTRIBUTION | KUALA SELANGOR | Existing | BKSL/PCE/J00191/MB01 | 300022744 | 11 kV | NO | RMU | UKM |  |  |  | LONG&CROWFORD | LONG&CROWFORD | 18/08/1998
436015906 | TNB | DISTRIBUTION | KUALA SELANGOR | Existing | BKSL/PCE/J00192/MB01 | 300022750 | 11 kV | NO | RMU | SG KAJANG |  |  |  | FALCON BETA | FALCON BETA | 22/09/2000
436016534 | TNB | DISTRIBUTION | KUALA SELANGOR | Existing | BKSL/PCE/J00193/MB01 | 300022756 | 11 kV | NO | RMU | PPRT SG KAJANG |  |  |  | FALCON BETA | FALCON BETA | 2000-11-10
436085890 | TNB | DISTRIBUTION | KUALA SELANGOR | Existing | BKSL/PCE/J00194/MB01 | 300022762 | 11 kV | NO | RMU | BGN SG KAJANG |  |  |  | F&G | F&G | 14/11/1996
436086080 | TNB | DISTRIBUTION | KUALA SELANGOR | Existing | BKSL/PCE/J00310/MBRMU1 | 300229318 | 11 kV | NO | RMU | TMN RADIN JAYA NO 2 |  |  |  | F&G | F&G | 22/03/1990
436086776 | TNB | DISTRIBUTION | KUALA SELANGOR | Existing | BKSL/PCE/J00254/MB01 | 300022965 | 11 kV | NO | RMU | TMN RADIN JAYA NO 1 |  |  |  | F&G | F&G | 19/02/1990
436087503 | TNB | DISTRIBUTION | KUALA SELANGOR | Existing | BKSL/PCE/J00580/MBRMU | 300313440 | 11 kV | NO | RMU | SEKOLAH PT 3 |  |  |  | VE1 | VE1 | 18/03/2005
436094943 | TNB | DISTRIBUTION | KUALA SELANGOR | Existing | BKSL/PCE/J00574/MBRMU | 300313569 | 11 kV | NO | RMU | TESCO KUALA SELNGOR |  |  |  | TAMCO | GR1 | 2008-10-12
436095163 | TNB | DISTRIBUTION | KUALA SELANGOR | Existing | BKSL/PCE/J00040/MBRMU | 300345766 | 11 kV | NO | RMU | BT 2 JLN KLANG |  |  |  | TAMCO | FALCON BETA | 18/08/2006
436096561 | TNB | DISTRIBUTION | KUALA SELANGOR | Existing | BKSL/PCE/J00045/MBRMU | 300345760 | 11 kV | NO | RMU | TMN RHU |  |  |  | MERLIN GERIN | RN2 | 2006-11-07
436097159 | TNB | DISTRIBUTION | KUALA SELANGOR | Existing | BKSL/PCE/J00571/MBRMU | 300313571 | 11 kV | NO | RMU | TMN SERINDIT |  |  |  | TAMCO | GR1 | 14/02/2008
436097759 | TNB | DISTRIBUTION | KUALA SELANGOR | Existing | BKSL/PCE/J00048/MBRMU | 300345743 | 11 kV | NO | RMU | TMN ASSAM JAWA (C) |  |  |  | F&G | ZZT | 28/06/2006
436098384 | TNB | DISTRIBUTION | KUALA SELANGOR | Existing | BKSL/PCE/J00047/MBRMU | 300345742 | 11 kV | NO | RMU | PEKAN ASSAM JAWA |  |  |  | VEI | 3L+1T | 19/04/2006
436109519 | TNB | DISTRIBUTION | KUALA SELANGOR | Existing | BKSL/PCE/J00632/MBRMU | 300313266 | 11 kV | NO |  | LIM & LIM HARDWARE |  |  |  | TAMCO | GR1 | 1987-11-10
436110136 | TNB | DISTRIBUTION | KUALA SELANGOR | Existing | BKSL/PCE/J00654/MBRMU | 300348374 | 11 kV | NO |  | KOTA PUTERI PERSIARAN BT ARANG NO.1 |  |  |  | TAMCO | GR1 | 2008-10-10
436141981 | TNB | DISTRIBUTION | KUALA SELANGOR | Existing | BKSL/PCE/J00049/MBRMU | 300345740 | 11 kV | NO | RMU | TMN MULIA |  |  |  | MERLIN GERIN | RM6 | 22/03/2006
436142587 | TNB | DISTRIBUTION | KUALA SELANGOR | Existing | BKSL/PCE/J00285/MBRMU1 | 300242421 | 11 kV | NO | RMU | TMN SELESA API API |  |  |  | VEI | 2L+1T | 15/12/1990
436143224 | TNB | DISTRIBUTION | KUALA SELANGOR | Existing | BKSL/PCE/J00616/MBRMU | 300313530 | 11 kV | NO | RMU | TAMAN BELIBIS |  |  |  | TAMCO | TAMCO | 2005-11-10
436143879 | TNB | DISTRIBUTION | KUALA SELANGOR | Existing | BKSL/PCE/J00029/MBRMU1 | 300022039 |  | NO |  | LDG KSL |  |  |  | INDKOM | INDKOM | 19/02/1986
436144485 | TNB | DISTRIBUTION | KUALA SELANGOR | Existing | BKSL/PCE/J00028/MBRMU | 300343255 |  | NO |  | PKNS SIME DARBY (TMN RAJAWALI) |  |  |  | TAMCO | TAMCO | 19/04/2011
436185174 | TNB | DISTRIBUTION | KUALA SELANGOR | Existing | BKSL/PCE/J00024/MBRMU1 | 300022012 |  | NO |  | PEKAN BKT ROTAN |  |  |  | TAMCO | TAMCO | 1998-11-10
436185239 | TNB | DISTRIBUTION | KUALA SELANGOR | Existing | BKSL/PCE/J00024/MBRMU | 300342912 |  | NO |  | PEKAN BKT ROTAN |  |  |  | TAMCO | TAMCO | 18/03/2009
436186394 | TNB | DISTRIBUTION | KUALA SELANGOR | Existing | BKSL/PCE/J00548/MBRMU | 300313556 | 11 kV | NO | RMU | TMN BENDAHARA NO 4 |  |  |  | VEI | 2L+2T | 20/09/2009
436193371 | TNB | DISTRIBUTION | KUALA SELANGOR | Existing | BKSL/PCE/J00661/MBRMU | 300342896 | 11 kV | NO | RMU | BANDAR BARU NO.5 |  |  |  | TOPRANK | TOPRANK | 2007-11-07
436195117 | TNB | DISTRIBUTION | KUALA SELANGOR | Existing |  |  | 11 kV | NO | RMU | GIANT KSL
436196405 | TNB | DISTRIBUTION | KUALA SELANGOR | Existing | BKSL/PCE/J00368/MBRMU1 | 300540318 | 11 kV | NO | RMU | GOLDPAGE NO.3 |  |  |  | INDKOM | INS24 | 2015-01-01
436197032 | TNB | DISTRIBUTION | KUALA SELANGOR | Existing | BKSL/PCE/J00841/MB1 | 300541048 | 11 kV | NO | RMU | PE TMN BOTANIK JLN 4 |  |  |  | INDKOM | INS24 | 2015-01-01
436210969 | TNB | DISTRIBUTION | KUALA SELANGOR | Existing | BKSL/PCE/J00124/MB01 | 300022493 | 11 kV | NO | RMU | PT MAHANG NO 2 |  |  |  | TAMCO | TAMCO | 14/02/1976
436214826 | TNB | DISTRIBUTION | KUALA SELANGOR | Existing | BKSL/PCE/J00093/MBRMU1 | 300022325 | 11 kV | NO | RMU | PKNS INDUSTRI (PERUSAHAAN RINGAN) |  |  |  | INDKOM | INDKOM | 26/06/1994
436217353 | TNB | DISTRIBUTION | KUALA SELANGOR | Existing | BKSL/PCE/J00111/MBRMU | 300345710 | 11 kV | NO | RMU | BELB API-API |  |  |  | TAMCO | GR1 | 26/06/2006
436221008 | TNB | DISTRIBUTION | KUALA SELANGOR | Existing | BKSL/PCE/J00054/MBNN01 | 300022161 | 11 kV | NO | RMU | TMN SG BULOH |  |  |  | TAMCO | OLUZ OIL SWITCH | 18/08/1990
436795187 | TNB | DISTRIBUTION | KUALA SELANGOR | Existing | BKSL/PCE/J00839/MBRMU | 300519500 | 11 kV | NO | RMU | TMN MELAWATI CERGAS |  |  |  | TOPRANK | ID3L+1T | 2014-01-12
436796566 | TNB | DISTRIBUTION | KUALA SELANGOR | Existing | BKSL/PCE/J00116/MBRMU1 | 300022450 | 11 kV | NO | RMU | BKT KUCING TAMBAHAN |  |  |  | TAMCO | GR1 | 27/11/1980
436797251 | TNB | DISTRIBUTION | KUALA SELANGOR | Existing | BKSL/PCE/J00850/MBRMU1 | 300540500 | 11 kV | NO | RMU | TEXTILE CITY |  |  |  | ABB | 111111 | 2014-01-01
436798496 | TNB | DISTRIBUTION | KUALA SELANGOR | Existing |  |  | 11 kV | NO | RMU | TOYOTA SHOWROOM
436820756 | TNB | DISTRIBUTION | KUALA SELANGOR | Existing | BKSL/PCE/J00558/MBRMU | 300345771 | 11 kV | NO | RMU | MEDAN NIAGA KSL |  |  |  | VEI | 2L+2T | 20/09/2006
436822291 | TNB | DISTRIBUTION | KUALA SELANGOR | Existing | BKSL/PCE/J00566/MBRMU | 300313526 | 11 kV | NO | RMU | TMN MELAWATI UTAMA |  |  |  | VE1 | 2L+2T | 22/09/2005
436823398 | TNB | DISTRIBUTION | KUALA SELANGOR | Existing | BKSL/PCE/J00129/MB01 | 300022518 | 11 kV | NO | RMU | IKS NO 4 |  |  |  | VE1 | VE1 | 26/06/1992
436859012 | TNB | DISTRIBUTION | KUALA SELANGOR | Existing | BKSL/PCE/J00128/MB01 | 300022511 | 11 kV | NO | RMU | IKS NO 3 |  |  |  | ABB | ABB | 20/05/1992
436860115 | TNB | DISTRIBUTION | KUALA SELANGOR | Existing | BKSL/PCE/J00358/MBRMU1 | 300540322 | 11 kV | NO | RMU | MEDIDATA |  |  |  | INDKOM | INS24
436861208 | TNB | DISTRIBUTION | KUALA SELANGOR | Existing | BKSL/PCE/J00127/MB01 | 300022505 | 11 kV | NO | RMU | IKS NO 2 |  |  |  | SIEMEN ITEM | SIEMEN ITEM | 19/04/1988
436861845 | TNB | DISTRIBUTION | KUALA SELANGOR | Existing | BKSL/PCE/J00126/MBRMU1 | 300022502 | 11 kV | NO | RMU | IKS NO 1 |  |  |  | F&G | F&G | 18/03/1983
436862487 | TNB | DISTRIBUTION | KUALA SELANGOR | Existing | BKSL/PCE/J00391/MB1 | 300520564 | 11 kV | NO | RMU | MAJLIS AGAMA ISLAM SELANGOR (MAIS) |  |  |  | LUCY | VRN 6A | 2015-01-01
436863097 | TNB | DISTRIBUTION | KUALA SELANGOR | Existing | BKSL/PCE/J00582/MBRMU | 300313540 | 11 kV | NO | RMU | TMN YAYASAN |  |  |  | TAMCO | 11kV SF6 RMU GR1 | 14/11/2007
436864572 | TNB | DISTRIBUTION | KUALA SELANGOR | Existing | BKSL/PCE/J00462/MBRMU | 300313542 | 11 kV | NO | RMU | KOMPLEKS PERTANIAN |  |  |  | ORMAZABAL | ORMAZABAL | 15/12/2007
436865179 | TNB | DISTRIBUTION | KUALA SELANGOR | Existing | BKSL/PCE/J00581/MBRMU | 300313544 | 11 kV | NO | RMU | TMN DESERAN MELAWATI NO 3 |  |  |  | TAMCO | TAMCO | 22/03/2005
436865809 | TNB | DISTRIBUTION | KUALA SELANGOR | Existing | BKSL/PCE/J00564/MBRMU | 300313546 | 11 kV | NO | RMU | TMN BAYU PUTRA |  |  |  | F&G | ZZT I/D | 19/04/2007
436866480 | TNB | DISTRIBUTION | KUALA SELANGOR | Existing | BKSL/PCE/J00347/MBRMU1 | 300243125 | 11 kV | NO | RMU | TMN KOTA ALAM NO 2 |  |  |  | TAMCO | TAMCO | 28/06/1992
436867111 | TNB | DISTRIBUTION | KUALA SELANGOR | Existing | BKSL/PCE/J00016/MBRMU1 | 300228340 | 11 kV | NO | RMU | TMN KOTA ALAM |  |  |  | INOKOM F&G | ZZT01D | 18/08/1987
436880640 | TNB | DISTRIBUTION | KUALA SELANGOR | Existing | BKSL/PCE/J00020/MBNN01 | 300021987 | 11 kV | NO | RMU | KEMAS KSL |  |  |  | F&G | ZZT | 26/06/2003
436881255 | TNB | DISTRIBUTION | KUALA SELANGOR | Existing | BKSL/PCE/J00042/MBNN01 | 300022099 | 11 kV | NO | RMU | PERPUSTAKAAN |  |  |  | F&G | ZZT | 14/02/2002
436881877 | TNB | DISTRIBUTION | KUALA SELANGOR | Existing | BKSL/PCE/J00019/MBNN01 | 300021981 | 11 kV | NO | RMU | DEWAN SERBAGUNA (UMNO) |  |  |  | TAMCO | TAMCO | 20/05/1980
436882482 | TNB | DISTRIBUTION | KUALA SELANGOR | Existing | BKSL/PCE/J00594/MBRMU | 300313551 | 11 kV | NO | RMU | MAHKAMAH SYARIAH KUALA SELANGOR |  |  |  | VEI | ZZT F/D | 2008-11-07
436883113 | TNB | DISTRIBUTION | KUALA SELANGOR | Existing | BKSL/PCE/J00002/MBRMU1 | 300021914 | 11 kV | NO | RMU | BDR BARU NO 2 |  |  |  | TAMCO | TAMCO | 22/03/1980
436883768 | TNB | DISTRIBUTION | KUALA SELANGOR | Existing | BKSL/PCE/J00356/MBRMU1 | 300243253 | 11 kV | NO | RMU | TMN JAYA K.SEL |  |  |  | VEI | VEI | 18/08/1982
436884400 | TNB | DISTRIBUTION | KUALA SELANGOR | Existing | BKSL/PCE/J00015/MBRMU1 | 300021966 | 11 kV | NO | RMU | TMN SIRAMBAI |  |  |  | INDKOM | INDKOM | 14/02/1980
436906583 | TNB | DISTRIBUTION | KUALA SELANGOR | Existing | BKSL/PCE/J00014/MBRMU1 | 300228334 | 11 kV | NO | RMU | TMN BENTARA |  |  |  | TAMCO | TAMCO | 1993-11-07
436907198 | TNB | DISTRIBUTION | KUALA SELANGOR | Existing | BKSL/PCE/J00614/MBRMU | 300313492 | 11 kV | NO | RMU | SMK KUALA SELANGOR ( SI RAMBAI) |  |  |  | INDKOM | INDKOM | 20/09/2008
436908418 | TNB | DISTRIBUTION | KUALA SELANGOR | Existing | BKSL/PCE/J00565/MBRMU | 300313481 | 11 kV | NO | RMU | TMN KUALA SELANGOR UTAMA |  |  |  | TAMCO | TAMCO | 19/04/2007
436909090 | TNB | DISTRIBUTION | KUALA SELANGOR | Existing | BKSL/PCE/J00017/MBRMU1 | 300021969 | 11 kV | NO | RMU | TLK PENYAMUN |  |  |  | TAMCO | TAMCO | 18/03/2000
436909794 | TNB | DISTRIBUTION | KUALA SELANGOR | Existing | BKSL/PCE/J00018/MBRMU1 | 300021978 | 11 kV | NO | RMU | TLK PENYAMUN-Kg sepakat |  |  |  | TAMCO | TAMCO | 19/04/1980
436923698 | TNB | DISTRIBUTION | KUALA SELANGOR | Existing |  |  | 11 kV | NO | RMU | BAGUS INDUSTRI
436924316 | TNB | DISTRIBUTION | KUALA SELANGOR | Existing | BKSL/PCE/J00037/MBNN01 | 300022074 | 11 kV | NO | RMU | KLG PLASTIK LIBEN LOT 1824 |  |  |  | F&G | F&G | 1979-10-10
436924929 | TNB | DISTRIBUTION | KUALA SELANGOR | Existing | BKSL/PCE/J00528/MBRMU | 300313512 | 11 kV | NO | RMU | LAY HONG NO 4 (SPG RAJA ABDULLAH) |  |  |  | VEI | VEI-GEAR SF6 | 20/05/2005
436925550 | TNB | DISTRIBUTION | KUALA SELANGOR | Existing | BKSL/PCE/J00146/MBRMU1 | 300313588 | 11 kV | NO | RMU | LAY HONG (JLN RJ ABDULLAH)NO3 |  |  |  | TAMCO | D226101 | 15/12/2009
436926176 | TNB | DISTRIBUTION | KUALA SELANGOR | Existing | BKSL/PCE/J00041/MBNN01 | 300022094 | 11 kV | NO | RMU | RAJA ABDULLAH |  |  |  | TAMCO | B 203784 | 1990-10-12
436926790 | TNB | DISTRIBUTION | KUALA SELANGOR | Existing | BKSL/PCE/J00671/MBRMU1 | 300343323 | 11 kV | NO | RMU | CARPENWISE |  |  |  | VEI | ZZT | 2012-10-10
436936189 | TNB | DISTRIBUTION | KUALA SELANGOR | Existing | BKSL/PCE/J00021/MBRMU1 | 300021994 | 11 kV | NO | RMU | K/UDANG TLK PENYAMUN |  |  |  | TAMCO | TAMCO | 17/07/1992
436936825 | TNB | DISTRIBUTION | KUALA SELANGOR | Existing | BKSL/PCE/J00022/MBRMU1 | 300021997 | 11 kV | NO | RMU | KG KUANTAN |  |  |  | F&G | F&G | 18/08/1996
436937499 | TNB | DISTRIBUTION | KUALA SELANGOR | Existing | BKSL/PCE/J00023/MBRMU1 | 300022005 | 11 kV | NO | RMU | LDG KG KUANTAN |  |  |  | INDKOM | INDKOM | 22/09/1994
436938187 | TNB | DISTRIBUTION | KUALA SELANGOR | Existing | BKSL/PCE/J00685/MBRMU2 | 300343371 | 11 kV | NO | RMU | MEDAN NIAGA NO.2 |  |  |  | TOPRANK | ID3L + 1T | 2011-10-10
436938252 | TNB | DISTRIBUTION | KUALA SELANGOR | Existing | BKSL/PCE/J00685/MBRMU | 300342907 | 11 kV | NO | RMU | MEDAN NIAGA NO.2 |  |  |  | TAMCO | TAMCO | 27/11/2008
436939339 | TNB | DISTRIBUTION | KUALA SELANGOR | Existing | BKSL/PCE/J00851/MBRMU | 300515135 | 11 kV | NO | RMU | PADAT TAMAN SERI BENDAHARA
436940060 | TNB | DISTRIBUTION | KUALA SELANGOR | Existing |  |  | 11 kV | NO | RMU | BNZ
436940125 | TNB | DISTRIBUTION | KUALA SELANGOR | Existing | BKSL/PCE/J00102/MB01 | 300022368 | 11 kV | NO | RMU | BNZ |  |  |  | TAMCO | 11kV SF6 RMU | 19/02/1997
436940622 | TNB | DISTRIBUTION | KUALA SELANGOR | Existing | BKSL/PCE/J00025/MBNN01 | 300022015 | 11 kV | NO | RMU | PKNS BKT ROTAN (TMN KASAWARI) |  |  |  | F&G | F&G | 14/11/2002
436941282 | TNB | DISTRIBUTION | KUALA SELANGOR | Existing | BKSL/PCE/J00027/MBRMU1 | 300022029 | 11 kV | NO | RMU | PETRONAS GAS |  |  |  | TAMCO | TAMCO | 15/12/1994
436941957 | TNB | DISTRIBUTION | KUALA SELANGOR | Existing | BKSL/PCE/J00030/MBNN01 | 300022042 | 11 kV | NO | RMU | LDG MONMOUTH |  |  |  | TAMCO | TAMCO | 22/03/1980
436942629 | TNB | DISTRIBUTION | KUALA SELANGOR | Existing | BKSL/PCE/J00031/MBNN01 | 300022046 | 11 kV | NO | RMU | LDG RAJAGIRI |  |  |  | TAMCO | TAMCO | 19/04/1997
436943332 | TNB | DISTRIBUTION | KUALA SELANGOR | Existing | BKSL/PCE/J00615/MBRMU | 300342911 | 11 kV | NO | RMU | PLAZA TOL LATAR (IJOK) |  |  |  | TAMCO | TAMCO | 14/02/2008
436944343 | TNB | DISTRIBUTION | KUALA SELANGOR | Existing | BKSL/PCE/J00660/MBRMU | 300342909 | 11 kV | NO | RMU | REBAN AYAM HJ ISMAIL PT MAHANG |  |  |  | TAMCO | TAMCO | 2008-10-12
436951951 | TNB | DISTRIBUTION | KUALA SELANGOR | Existing | BKSL/PCE/J00106/MB01 | 300022397 | 11 kV | NO | RMU | STADIUM NO 1 (TERBUKA) |  |  |  | F&G | ZZT | 1980-11-07
436957540 | TNB | DISTRIBUTION | KUALA SELANGOR | Existing | BKSL/PCE/J00350/MBRMU1 | 300243152 | 11 kV | NO | RMU | MASJID PEKAN JERAM |  |  |  | INDKOM | INDKOM | 20/09/1992
436958386 | TNB | DISTRIBUTION | KUALA SELANGOR | Existing | BKSL/PCE/J00086/MBNN01 | 300022288 | 11 kV | NO | RMU | BALAI DAKWAH JERAM |  |  |  | MERLIN GERIN | MERLIN GERIN | 18/03/1997
436959426 | TNB | DISTRIBUTION | KUALA SELANGOR | Existing | BKSL/PCE/J00087/MBRMU1 | 300343325 | 11 kV | NO | RMU | HIRA' |  |  |  | TAMCO | SF6 2+1 | 22/09/1998
436960123 | TNB | DISTRIBUTION | KUALA SELANGOR | Existing | BKSL/PCE/J00140/MBRMU1 | 300242532 | 11 kV | NO | RMU | MATAKKU |  |  |  | TAMCO | TAMCO | 19/04/2001
436960843 | TNB | DISTRIBUTION | KUALA SELANGOR | Existing | BKSL/PCE/J00311/MBRMU1 | 300241024 | 11 kV | NO | RMU | EYU BER EER NO 2 |  |  |  | EPE | SF6 526 | 20/05/1993
436978998 | TNB | DISTRIBUTION | KUALA SELANGOR | Existing | BKSL/PCE/J00687/MBRMU | 300343265 | 11 kV | NO | RMU | SMK BKT KUCHING TENGAH |  |  |  | TAMCO | GR1 | 2012-10-10
436987559 | TNB | DISTRIBUTION | KUALA SELANGOR | Existing | BKSL/PCE/J00550/MBRMU | 300313795 | 11 kV | NO | RMU | PUSAT PELUPUSAN SAMPAH JERAM |  |  |  | TAMCO | TAMCO | 15/12/2011
436990534 | TNB | DISTRIBUTION | KUALA SELANGOR | Existing | BKSL/PCE/J00688/MBRMU | 300343263 | 11 kV | NO | RMU | KILANG SAWIT SIME DARBY |  |  |  | F&G | ZZT | 2013-10-10
436991704 | TNB | DISTRIBUTION | KUALA SELANGOR | Existing | BKSL/PCE/J00686/MBRMU | 300343256 | 11 kV | NO | RMU | PADAT LDG TUAN MEE CHERAKAH |  |  |  | F&G | ZZT | 2012-10-10
436991853 | TNB | DISTRIBUTION | KUALA SELANGOR | Existing | BKSL/PCE/J00379/MB1 | 300519858 | 11 kV | NO | RMU | KOLAM UDANG PARIT 3 |  |  |  | F&G | 22T1D
436992515 | TNB | DISTRIBUTION | KUALA SELANGOR | Existing |  |  | 11 kV | NO | RMU | SITE A SEKINCHAN
436993224 | TNB | DISTRIBUTION | KUALA SELANGOR | Existing |  |  | 11 kV | NO | RMU | RUMAH KEDAI PUNCAK BISTARI
436998332 | TNB | DISTRIBUTION | KUALA SELANGOR | Existing | BKSL/PCE/J00592/MBRMU | 300313616 | 11 kV | NO | RMU | SOON LIEN FATT ENGINEERING |  |  |  | TAMCO | TAMCO | 27/11/2008
436999000 | TNB | DISTRIBUTION | KUALA SELANGOR | Existing | BKSL/PCE/J00431/MB1 | 310159661 | 11 kV | NO | RMU | KILANG PADI PUKAL |  |  |  | LUCY | VRN 2A
437009029 | TNB | DISTRIBUTION | KUALA SELANGOR | Existing | BKSL/PCE/J00774/MBRMU | 300344186 | 11 kV | NO |  | TS ENG WORK ALAM JAYA |  |  |  | TAMCO | GR1 | 19/04/2004
437009677 | TNB | DISTRIBUTION | KUALA SELANGOR | Existing | BKSL/PCE/J00879/MBRMU1 | 310526853 | 11 kV | NO | RMU | YEAP JING FONG 2/6 |  |  |  |  | ITEM | 18/08/2006
437010376 | TNB | DISTRIBUTION | KUALA SELANGOR | Existing | BKSL/PCE/J00828/MBRMU1 | 300431033 | 11 kV | NO |  | CHUA ENG PHUA |  |  |  | TAMCO | GR1 | 17/09/2013
437011081 | TNB | DISTRIBUTION | KUALA SELANGOR | Existing |  |  | 11 kV | NO | RMU | SANDARAN TIAJ 2/5
437011721 | TNB | DISTRIBUTION | KUALA SELANGOR | Existing | BKSL/PCE/J00786/MBRMU | 300344926 | 11 kV | NO |  | AIRSTATIC NO.1 POWDER COATING ENG |  |  |  | INDKOM | ZZT I/D | 20/09/2006
437012312 | TNB | DISTRIBUTION | KUALA SELANGOR | Existing | BKSL/PCE/J00787/MBRMU | 300344922 | 11 kV | NO |  | AIRSTATIC NO.2 POWDER COATING ENG |  |  |  | INDKOM | ZZT I/D | 18/08/2006
437012974 | TNB | DISTRIBUTION | KUALA SELANGOR | Existing | BKSL/PCE/J00663/MBRMU | 300345104 | 11 kV | NO | RMU | RUMAH PANGSA ALAM PERDANA |  |  |  | VEI | 2L+2T | 18/03/2006
437041412 | TNB | DISTRIBUTION | KUALA SELANGOR | Existing | BKSL/PCE/J00872 | 300494297 | 11 kV | NO | RMU | RUMAH KEDAI PUNCAK ALAM JAYA |  |  |  | EPE | N/A
440530176 | TNB | DISTRIBUTION | KUALA SELANGOR | Existing | BKSL/PCE/J00642/MBRMU | 300345817 | 11 kV | NO | RMU | MAKMAL PENYELIDIKAN PELURU |  |  |  | EPE | ROKSS/CC | 22/09/2006
440530828 | TNB | DISTRIBUTION | KUALA SELANGOR | Existing | BKSL/PCE/J00473/MBRMU | 300313321 | 11 kV | NO | RMU | FISH POND NO 1 |  |  |  | INDKOM | INDKOM | 1994-10-12
440532512 | TNB | DISTRIBUTION | KUALA SELANGOR | Existing |  |  | 11 kV | NO | RMU | BOOSTER TG KARANG
440663282 | TNB | DISTRIBUTION | KUALA SELANGOR | Existing | BKSL/PCE/J00369/MB1 | 300520552 | 11 kV | NO | RMU | SG SIREH BAN 2 |  |  |  | F&G | 11/679/07/5251 | 2015-01-01
440869335 | TNB | DISTRIBUTION | KUALA SELANGOR | Existing | BKSL/PCE/J00364/MBRMU1 | 300499996 | 11 kV | NO | RMU | LAUTAN SAMUDERA |  |  |  | TAMCO | 11SF6
440869969 | TNB | DISTRIBUTION | KUALA SELANGOR | Existing | BKSL/PCE/J00865/MBRMU | 300515393 | 11 kV | NO | RMU | SHAH ALAM 2 FASA 5A6 NO.1 |  |  |  | INDKOM | INS24
440870698 | TNB | DISTRIBUTION | KUALA SELANGOR | Existing | BKSL/PCE/J00362/MB1 | 300515484 | 11 kV | NO | RMU | SHAH ALAM 2 5A6 NO 2 |  |  |  | INDKOM | INS24
440871308 | TNB | DISTRIBUTION | KUALA SELANGOR | Existing | BKSL/PCE/J00811/MBRMU | 300346012 | 11 kV | NO | RMU | SHAH ALAM 2 FASA 5A5/2 |  |  |  | TAMCO | GR1 | 2006-11-07
440872026 | TNB | DISTRIBUTION | KUALA SELANGOR | Existing |  |  | 11 kV | NO | RMU | SHAH ALAM 2 FASA 5A4 NO.1
440872779 | TNB | DISTRIBUTION | KUALA SELANGOR | Existing |  |  | Unknown | NO | RMU | SHAH ALAM 2 5C 4 NO.1
440873425 | TNB | DISTRIBUTION | KUALA SELANGOR | Existing | BKSL/PCE/J00417/MB1 | 300538310 | 11 kV | NO | RMU | SHAH ALAM 2 5C 4 NO.2 |  |  |  | INDKOM | INS24
441002949 | TNB | DISTRIBUTION | KUALA SELANGOR | Existing | BKSL/PCE/J00875 | 300494295 | 11 kV | NO | RMU | APARTMENT WARNASARI 2 |  |  |  | INDKOM | N/A
441004059 | TNB | DISTRIBUTION | KUALA SELANGOR | Existing | BKSL/PCE/J00842/MBRMU | 300511620 | 11 kV | NO | RMU | IRON WORK 2/6 |  |  |  | INDKOM | ID 2L+1T | 2015-01-09
441004696 | TNB | DISTRIBUTION | KUALA SELANGOR | Existing | BKSL/PCE/J00398/MB1 | 300500906 | 11 kV | NO | RMU | TAMAN GELAMA |  |  |  | INDKOM | INS24
441005323 | TNB | DISTRIBUTION | KUALA SELANGOR | Existing | BKSL/PCE/J00837/MBRMU | 310400139 | 11 kV | NO | RMU | PADAT RUMAH KEDAI SASARAN |  |  |  | EWT | CSU 1436-500-11 | 2014-01-02
441005958 | TNB | DISTRIBUTION | KUALA SELANGOR | Existing |  |  | 11 kV | NO | RMU | BEACON
441058272 | TNB | DISTRIBUTION | KUALA SELANGOR | Existing | BKSL/PCE/J00873/MBRMU | 300500901 | 11 kV | NO | RMU | RUMAH BANGLO PUNCAK ALAM JAYA 2 |  |  |  | INDKOM | INS24
441059044 | TNB | DISTRIBUTION | KUALA SELANGOR | Existing |  |  | 11 kV | NO | RMU | VHF BATU ARANG
441059689 | TNB | DISTRIBUTION | KUALA SELANGOR | Existing | BKSL/PCE/J00853/MBRMU | 300525029 | 11 kV | NO | RMU | TMN KSU FASA 5 NO.1 |  |  |  | INDKOM
441060363 | TNB | DISTRIBUTION | KUALA SELANGOR | Existing |  |  | 11 kV | NO | RMU | STP PASIR PENAMBANG
441061033 | TNB | DISTRIBUTION | KUALA SELANGOR | Existing | BKSL/PCE/J00373/MB1 | 300519856 | 11 kV | NO | RMU | PEWIRA RAYA |  |  |  | LUCY | VRN 6A | 2015-01-01
441062279 | TNB | DISTRIBUTION | KUALA SELANGOR | Existing | BKSL/PCE/J00372/MB1 | 300519633 | 11 kV | NO | RMU | JLN ANGGERIK TIRAM BUROK |  |  |  | LUCY | VRN 6A | 2015-01-01
441140220 | TNB | DISTRIBUTION | KUALA SELANGOR | Existing |  |  | 11 kV | NO | RMU | LADANG HOPEFUL
441141652 | TNB | DISTRIBUTION | KUALA SELANGOR | Existing | BKSL/PCE/J00357/MBRMU1 | 300541057 | 11 kV | NO | RMU | MAHSURI JLN PERDANA NO.1 |  |  |  |  | 111111 | 2015-01-01
441142284 | TNB | DISTRIBUTION | KUALA SELANGOR | Existing | BKSL/PCE/J00361/MB1 | 300537932 | 11 kV | NO | RMU | APARTMENT SEKINCHAN |  |  |  | LUCY | 1D2L+1T | 28/07/2015
441143071 | TNB | DISTRIBUTION | KUALA SELANGOR | Existing | BKSL/PCE/J00601/MBRMU | 300346269 | 11 kV | NO | RMU | SW/STN KOTA PUTERI |  |  |  | TAMCO | GR1 | 2009-11-10
441143369 | TNB | DISTRIBUTION | KUALA SELANGOR | Existing | BKSL/PCE/J00354/MBRMU1 | 300243247 | 11 kV | NO | RMU | APARTMENT ALAM PERDANA 4 |  |  |  | INDKOM | ZZT I/D INS24 | 26/06/1992
441174491 | TNB | DISTRIBUTION | KUALA SELANGOR | Existing | BKSL/PCE/J00353/MBRMU1 | 300243244 | 11 kV | NO | RMU | APARTMENT ALAM PERDANA 3 |  |  |  | INDKOM | ZZZT O/D | 20/05/1982
441175624 | TNB | DISTRIBUTION | KUALA SELANGOR | Existing | BKSL/PCE/J00301/MBRMU1 | 300345116 | 11 kV | NO | RMU | APARTMENT ALAM PERDANA 2 |  |  |  | TOPRANK | ID 2L+2T | 20/05/2006
441176716 | TNB | DISTRIBUTION | KUALA SELANGOR | Existing | BKSL/PCE/J00664/MBRMU | 300344933 | 11 kV | NO | RMU | LOJI AIR ALAM PERDANA P.ALAM |  |  |  | TAMCO | GR1 | 14/02/2006
441177332 | TNB | DISTRIBUTION | KUALA SELANGOR | Existing | BKSL/PCE/J00659/MBRMU | 300345441 | 11 kV | NO | RMU | STP PERDANA ALAM JAYA |  |  |  | F&G | ZZT | 14/11/2006
441178011 | TNB | DISTRIBUTION | KUALA SELANGOR | Existing | BKSL/PCE/J00658/MBRMU | 300345436 | 11 kV | NO | RMU | PERDANA ALAM JAYA NO.1 |  |  |  | TAMCO | GR1 | 2006-11-10
441281566 | TNB | DISTRIBUTION | KUALA SELANGOR | Existing | BKSL/PCE/J00472/MBRMU | 300313317 | 11 kV | NO | RMU | S/DOWN 33/11KV FISH POUND |  |  |  | TAMCO | GR1 | 27/11/2004
441320205 | TNB | DISTRIBUTION | KUALA SELANGOR | Existing | BKSL/PCE/J00820/MBRMU | 300346281 | 11 kV | NO | RMU | LYWOOD SG SEMBILANG |  |  |  | TAMCO | GR1 | 22/03/2012
441320834 | TNB | DISTRIBUTION | KUALA SELANGOR | Existing | BKSL/PCE/J00836/MBRMU | 300520561 | 11 kV | NO | RMU | ZON IKS SG GULANG-GULANG |  |  |  | INDKOM | INS24 | 2014-01-01
441321461 | TNB | DISTRIBUTION | KUALA SELANGOR | Existing | BKSL/PCE/J00552/MBRMU1 | 300343340 | 11 kV | NO | RMU | LDG MINYAK |  |  |  | MERLIN GERIN | MERLIN GERIN | 18/08/1998
442258098 | TNB | DISTRIBUTION | KUALA SELANGOR | Existing | BKSL/PCE/J00436/MB1 | 310303687 | 11 kV | NO | RMU | TYCOPLUS BT 22 IJOK |  |  |  | LUCY | VRN 2A
442797338 | TNB | DISTRIBUTION | KUALA SELANGOR | Existing | BKSL/PCE/J00414/MB1 | 302869304 | 11 kV | NO |  | PERUMAHAN FASA 4 PUNCAK BESTARI |  |  |  | INDKOM | INS24
442798462 | TNB | DISTRIBUTION | KUALA SELANGOR | Existing | BKSL/PCE/J00424/MB1 |  | 11 kV | NO |  | REBAN AYAM BAIZILAH
442799110 | TNB | DISTRIBUTION | KUALA SELANGOR | Existing | BKSL/PCE/J00434/MB1 | 310158575 | 11 kV | NO |  | Grp: Substation Comp. 1 |  |  |  | LUCY | VRN 2A
442801629 | TNB | DISTRIBUTION | KUALA SELANGOR | Existing |  |  | 11 kV | NO | RMU | ONE SEKINCAN
442802244 | TNB | DISTRIBUTION | KUALA SELANGOR | Existing |  |  | 11 kV | NO | RMU | Grp: Substation Comp. 1
442802877 | TNB | DISTRIBUTION | KUALA SELANGOR | Existing |  |  | 11 kV | NO | RMU | Grp: Substation Comp. 1
445941285 | TNB | DISTRIBUTION | KUALA SELANGOR | Existing |  |  | 11 kV | NO | RMU | D-KSL-C17-1624
445942150 | TNB | DISTRIBUTION | KUALA SELANGOR | Existing | BKSL/PCE/J00451/MB1 | 310576584 | 11 kV | NO | RMU | D-KSL-C17-1592 |  |  |  | LUCY | VRN 2A
445945733 | TNB | DISTRIBUTION | KUALA SELANGOR | Existing | BKSL/PCE/J00448/MB1 | 310555533 | 11 kV | NO | RMU | D-KSL-C17-1525 |  |  |  | LUCY | VRN 2A
445946443 | TNB | DISTRIBUTION | KUALA SELANGOR | Existing |  |  | 11 kV | NO | RMU | D-KSL-C17-1545 (tmn makmur)
445948392 | TNB | DISTRIBUTION | KUALA SELANGOR | Existing | BKSL/PCE/J00442/MB1 | 310556333 | 11 kV | NO | RMU | D-KSL-C17-1380 |  |  |  | TAMCO | N/A
445949068 | TNB | DISTRIBUTION | KUALA SELANGOR | Existing | BKSL/PCE/J00444/MB1 | 310555534 | 11 kV | NO | RMU | D-KSL-C17-1607 |  |  |  | LUCY | VRN 2A
446035017 | TNB | DISTRIBUTION | KUALA SELANGOR | Existing | BKSL/PCE/J00883/MB1 | 310636291 | 11 kV | NO | RMU | LOT 11311 TIAJ 2/5 |  |  |  | LUCY | VRN 2A
446104133 | TNB | DISTRIBUTION | KUALA SELANGOR | Existing |  |  | 11 kV | NO | RMU | D-KSL-C17-1621
446649557 | TNB | DISTRIBUTION | KUALA SELANGOR | Existing | BKSL/PCE/J00882/MB1 | 310616250 | 11 kV | NO | RMU | D-KSL-C17-1638 |  |  | INDKOM |  | INS24
446650711 | TNB | DISTRIBUTION | KUALA SELANGOR | Existing | BKSL/PCE/J00881/MB1 | 310615114 | 11 kV | NO | RMU | D-KSL-C17-1497 |  |  | INDKOM |  | INS24
446652824 | TNB | DISTRIBUTION | KUALA SELANGOR | Existing | BKSL/PCE/J00449/MB1 | 310447943 | 11 kV | NO | RMU | D-KSL-C17-1588 |  |  | TAMCO |  | N/A
451296421 | TNB | DISTRIBUTION | KUALA SELANGOR | Existing | BKSL/PCE/J00898/MB1 | 310844396 | 11 kV | NO | RMU | D-KSL-C18-1555 | INST | YTBC | LUCY |  | VRN 2A
451297406 | TNB | DISTRIBUTION | KUALA SELANGOR | Existing |  |  | 11 kV | NO | RMU
451836211 | TNB | DISTRIBUTION | KUALA SELANGOR | Existing |  |  |  | NO |  | SHAH ALAM 2 5A7
456490907 | TNB | DISTRIBUTION | KUALA SELANGOR | Existing | BKSL/PCE/J00886/MB1 | 310673619 | 11 kV | NO | RMU | D-KSL-C18-1627 |  |  | LUCY |  | VRN 2A
456491540 | TNB | DISTRIBUTION | KUALA SELANGOR | Existing |  |  | 11 kV | NO | RMU | D-KSL-C18-1653
456492262 | TNB | DISTRIBUTION | KUALA SELANGOR | Existing |  |  | 11 kV | NO | RMU | D-KSL-C19-1643
460938063 | TNB | DISTRIBUTION | KUALA SELANGOR | Existing | BKSL/PCE/J00906/MB1 | 310896073 | 11 kV | NO | RMU | D-KSL-C18-1668 | INST | YTBC | TAMCO |  | N/A
460939204 | TNB | DISTRIBUTION | KUALA SELANGOR | Existing |  |  | 11 kV | NO | RMU | D-KSL-C18-1658
461025640 | TNB | DISTRIBUTION | KUALA SELANGOR | Existing |  |  | 11 kV | NO | RMU | D-KSL-C18-1646

## Output
Id | Owner Type | Owner Name | Operational Area | Status | ERMS Functional Location | ERMS Equipment No | Operating Voltage | Extensible | Label | Substation Name | ERMS System Status | ERMS User Status | Manufacturer | Manufacturer _Old_ | Model Number | Date Commissioned | Check | Detail
39723273 | TNB | DISTRIBUTION | KUALA SELANGOR | Existing | [5 empty] | SW/STN SIME DARBY |  |  |  | TAMCO |  |  | Fail | Please check "Operating Voltage"
425990780 | TNB | DISTRIBUTION | KUALA SELANGOR | Existing | BKSL/PCE/J00438/MB1 | 310402688 | 11 kV | NO | RMU | EASTBAY ENG TIAJ 2/8 |  |  |  | LUCY | VRN 2A |  | Pass | null
425991441 | TNB | DISTRIBUTION | KUALA SELANGOR | Existing |  |  | 11 kV | NO | RMU | TMN KELISA | [6 empty] | Pass | null
425992212 | TNB | DISTRIBUTION | KUALA SELANGOR | Existing | BKSL/PCE/J00371/MB1 | 300519640 | 11 kV | NO | RMU | KG SRI TIRAM BUROK |  |  |  | LUCY | VRN 6A | 20150101 | Pass | null
425992826 | TNB | DISTRIBUTION | KUALA SELANGOR | Existing | BKSL/PCE/J00370/MB1 | 300519647 | 11 kV | NO | RMU | SMK SERI TIRAM BUROK |  |  |  | INDKOM | 222T0D | 20150304 | Pass | null
426574644 | TNB | DISTRIBUTION | KUALA SELANGOR | Existing |  |  | 11 kV | NO | RMU | D-KSL-C17-1510 | [6 empty] | Pass | null
428841949 | TNB | DISTRIBUTION | KUALA SELANGOR | Existing | BKSL/PCE/J00452/MB1 | 310576587 | 11 kV | NO |  | D-KSL-C17-1613 |  |  | LUCY |  | VRN 2A |  | Fail | Please check "Label"
428842560 | TNB | DISTRIBUTION | KUALA SELANGOR | Existing | BKSL/PCE/J00884/MB1 | 310636290 | 11 kV | NO |  | D-KSL-C17-1268 |  |  | LUCY |  | VRN 2A |  | Fail | Please check "Label"
434025789 | TNB | DISTRIBUTION | KUALA SELANGOR | Existing | BKSL/PCE/J00089/MBRMU | 300343296 | 11 kV | NO | RMU | WORLD STAR |  |  |  | TAMCO | TAMCO | 17/07/2010 | Pass | null
434026993 | TNB | DISTRIBUTION | KUALA SELANGOR | Existing | BKSL/PCE/J00307/MBRMU1 | 300242544 | 11 kV | NO | RMU | QMAC REHON (SG SERDANG) |  |  |  | VEI | VEI | 19971107 | Pass | null
434028425 | TNB | DISTRIBUTION | KUALA SELANGOR | Existing | BKSL/PCE/J00593/MBRMU | 300313620 | 11 kV | NO | RMU | HUP CHONG |  |  |  | INDKOM | INDKOM | 14/02/2008 | Pass | null
434050430 | TNB | DISTRIBUTION | KUALA SELANGOR | Existing | BKSL/PCE/J00611/MBRMU | 300344179 | 11 kV | NO |  | YEAP JING HONG |  |  |  | ITEM | ITEM | 18/08/2006 | Fail | Please check "Label"
434050650 | TNB | DISTRIBUTION | KUALA SELANGOR | Existing | BKSL/PCE/J00781/MBRMU | 300344180 | 11 kV | NO | RMU | GEMHARTA |  |  |  | TAMCO | GR1 | 22/09/2004 | Pass | null
434051242 | TNB | DISTRIBUTION | KUALA SELANGOR | Existing | BKSL/PCE/J00780/MBRMU | 300344181 | 11 kV | NO | RMU | VPN MARKETING (M) |  |  |  | TAMCO | GR1 | 20041110 | Pass | null
434051834 | TNB | DISTRIBUTION | KUALA SELANGOR | Existing | BKSL/PCE/J00779/MBRMU | 300344182 | 11 kV | NO | RMU | KHUEN HING METAL SDN BHD |  |  |  | VEI | 2L+1T | 14/11/2004 | Pass | null
434052426 | TNB | DISTRIBUTION | KUALA SELANGOR | Existing | BKSL/PCE/J00778/MBRMU | 300344183 | 11 kV | NO | RMU | HF MAROSHUMI ALAM JAYA |  |  |  | TAMCO | GR1 | 15/12/2004 | Pass | null
434053018 | TNB | DISTRIBUTION | KUALA SELANGOR | Existing | BKSL/PCE/J00777/MBRMU1 | 300262124 | 11 kV | NO | RMU | KLG SANTEX |  |  |  | VEI | VEI | 15/12/1982 | Pass | null
434053610 | TNB | DISTRIBUTION | KUALA SELANGOR | Existing | BKSL/PCE/J00776/MBRMU | 300344184 | 11 kV | NO | RMU | MULTIGUNA NO.2 |  |  |  | TAMCO | GR1 | 19/02/2004 | Pass | null
434054205 | TNB | DISTRIBUTION | KUALA SELANGOR | Existing | BKSL/PCE/J00775/MBRMU | 300344185 | 11 kV | NO |  | ADVANCE PRELUDE |  |  |  | ITEM | ITEM | 22/03/2004 | Fail | Please check "Label"
434060431 | TNB | DISTRIBUTION | KUALA SELANGOR | Existing | BKSL/PCE/J00540/MBRMU | 300313603 | 11 kV | NO | RMU | KOSSAN RUBBER NO 6 |  |  |  | TAMCO | TAMCO | 28/06/2009 | Pass | null
434060651 | TNB | DISTRIBUTION | KUALA SELANGOR | Existing | BKSL/PCE/J00531/MBRMU | 300313608 | 11 kV | NO | RMU | KOSSAN RUBBER NO 5 |  |  |  | TAMCO | FALCON BETA | 20071107 | Pass | null
434061209 | TNB | DISTRIBUTION | KUALA SELANGOR | Existing | BKSL/PCE/J00072/MBRMU1 | 300242567 | 11 kV | NO | RMU | KOSSAN 3 |  |  |  | TAMCO | GR1 | 27/11/1993 | Pass | null
434061430 | TNB | DISTRIBUTION | KUALA SELANGOR | Existing | BKSL/PCE/J00073/MBRMU | 300313609 | 11 kV | NO | RMU | SYNLE HART |  |  |  | MERLIN GERIN | MERLIN GERIN | 18/08/2007 | Pass | null
434062022 | TNB | DISTRIBUTION | KUALA SELANGOR | Existing | BKSL/PCE/J00142/MBRMU | 300313610 | 11 kV | NO | RMU | KEM BINA INSAN SG SEMBILANG |  |  |  | INDKOM | GR1 | 20/09/2006 | Pass | null
434062620 | TNB | DISTRIBUTION | KUALA SELANGOR | Existing | BKSL/PCE/J00068/MB00201 | 300022231 | 11 kV | NO | RMU | PANTAI REMIS |  |  |  | FALCON BETA | FALCON BETA | 20/09/1994 | Pass | null
434063936 | TNB | DISTRIBUTION | KUALA SELANGOR | Existing | BKSL/PCE/J00160/MBNN01 | 300022619 | 11 kV | NO | RMU | TMN SRI SEKINCHAN NO 1 |  |  |  | TAMCO | TNB 91/20001 | 19/02/1994 | Pass | null
434064534 | TNB | DISTRIBUTION | KUALA SELANGOR | Existing | BKSL/PCE/J00313/MBRMU1 | 300232744 | 11 kV | NO | RMU | TMN SRI SEKINCHAN NO 2 (C) |  |  |  | FOG | ZZT | 18/08/1993 | Pass | null
434065145 | TNB | DISTRIBUTION | KUALA SELANGOR | Existing | BKSL/PCE/J00161/MBRMU1 | 300022626 |  | NO |  | SEAFOOD BGN SEKINCHAN |  |  |  | VEI | VEI | 22/03/1998 | Fail | Please check "Operating Voltage"
434065776 | TNB | DISTRIBUTION | KUALA SELANGOR | Existing | BKSL/PCE/J00164/MBNN01 | 300022635 | 11 kV | NO | RMU | TELEKOM SEKINCHAN |  |  |  | TAMCO | TAMCO | 28/06/1992 | Pass | null
434066578 | TNB | DISTRIBUTION | KUALA SELANGOR | Existing | BKSL/PCE/J00691/MBRMU | 300343242 | 11 kV | NO | RMU | SURIA PRESS |  |  |  | F&G | F&G | 22/03/2011 | Pass | null
434067170 | TNB | DISTRIBUTION | KUALA SELANGOR | Existing | BKSL/PCE/J00143/MBRMU | 300313457 | 11 kV | NO | RMU | TMN RIA JAYA |  |  |  | F&G | F&G | 22/09/2005 | Pass | null
434080649 | TNB | DISTRIBUTION | KUALA SELANGOR | Existing | BKSL/PCE/J00165/MBRMU1 | 300022640 | 11 kV | NO | RMU | KEE HIN NO 1 |  |  |  | TAMCO | TAMCO | 20001107 | Pass | null
434081247 | TNB | DISTRIBUTION | KUALA SELANGOR | Existing | BKSL/PCE/J00162/MBRMU1 | 300313493 | 11 kV | NO | RMU | SEKINCHAN NO 2(DEPAN BALAI POLIS SKN) |  |  |  | TAMCO | TAMCO | 20061010 | Pass | null
434081846 | TNB | DISTRIBUTION | KUALA SELANGOR | Existing | BKSL/PCE/J00163/MBRMU1 | 300022632 | 11 kV | NO | RMU | BGN SEKINCHAN |  |  |  | TAMCO | TAMCO | 19/04/1992 | Pass | null
434082438 | TNB | DISTRIBUTION | KUALA SELANGOR | Existing | BKSL/PCE/J00619/MBRMU1 | 300343337 | 11 kV | NO | RMU | PANJI MUARA |  |  |  | F&G | F&G | 19981107 | Pass | null
434083029 | TNB | DISTRIBUTION | KUALA SELANGOR | Existing | BKSL/PCE/J00166/MBRMU1 | 300313495 | 11 kV | NO | RMU | SITE C SEKINCHAN |  |  |  | TAMCO | TAMCO | 27/11/2006 | Pass | null
434083627 | TNB | DISTRIBUTION | KUALA SELANGOR | Existing | BKSL/PCE/J00167/MBRMU1 | 300313446 | 11 kV | NO | RMU | SELOKA GAGAH NO 1 |  |  |  | MERLIN GERIN | MERLIN GERIN | 26/06/2003 | Pass | null
434084226 | TNB | DISTRIBUTION | KUALA SELANGOR | Existing | BKSL/PCE/J00176/MBRMU | 300313452 |  | NO |  | SELOKA GAGAH NO 2 |  |  |  | TAMCO | TAMCO | 17/07/2002 | Fail | Please check "Operating Voltage"
434114883 | TNB | DISTRIBUTION | KUALA SELANGOR | Existing | BKSL/PCE/J00589/MBRMU | 300342967 |  | NO |  | SEK KEB SRI SEKINCAN |  |  |  | MERLIN GERIN | MERLIN GERIN | 26/06/2008 | Fail | Please check "Operating Voltage"
434115563 | TNB | DISTRIBUTION | KUALA SELANGOR | Existing | BKSL/PCE/J00535/MBRMU | 300313444 |  | NO |  | ASIA AQUACULTURE BGN TENGKORAK |  |  |  | TAMCO | TAMCO | 19/04/2003 | Fail | Please check "Operating Voltage"
434116832 | TNB | DISTRIBUTION | KUALA SELANGOR | Existing | BKSL/PCE/J00198/MB01 | 300022784 | 11 kV | NO | RMU | K/UDANG BGN TENGKORAK |  |  |  | TAMCO | TAMCO | 19/04/1983 | Pass | null
434117426 | TNB | DISTRIBUTION | KUALA SELANGOR | Existing | BKSL/PCE/J00149/MBRMU | 300313469 | 11 kV | NO | RMU | KEE HIN NO 2 |  |  |  | EPE | EPE | 15/12/2005 | Pass | null
434118342 | TNB | DISTRIBUTION | KUALA SELANGOR | Existing | BKSL/PCE/J00150/MBRMU | 300313470 | 11 kV | NO | RMU | GEMA JAYA |  |  |  | TAMCO | 11kV SF6 | 19/02/2004 | Pass | null
434118940 | TNB | DISTRIBUTION | KUALA SELANGOR | Existing | BKSL/PCE/J00151/MBRMU1 | 300242545 | 11 kV | NO | RMU | JURU JAYA |  |  |  | MERLIN GERIN | MERLIN GERIN | 18/08/1983 | Pass | null
434137112 | TNB | DISTRIBUTION | KUALA SELANGOR | Existing | BKSL/PCE/J00767/MBRMU | 300344219 | 11 kV | NO | RMU | MANETWTECH BELLE ALAM JAYA |  |  |  | INDKOM | ZZZT I/D | 19/04/2004 | Pass | null
434138773 | TNB | DISTRIBUTION | KUALA SELANGOR | Existing | BKSL/PCE/J00835/MBRMU | 300451517 | 11 kV | NO | RMU | TOONG HENG LONG |  |  |  | INDKOM | INS24 | 28/03/2012 | Pass | null
434139366 | TNB | DISTRIBUTION | KUALA SELANGOR | Existing | BKSL/PCE/J00759/MBRMU | 300344218 | 11 kV | NO | RMU | OHTSUKI SEIKO |  |  |  | VEI | 2L+1T | 18/03/2004 | Pass | null
434139958 | TNB | DISTRIBUTION | KUALA SELANGOR | Existing | BKSL/PCE/J00760/MBRMU | 300344217 | 11 kV | NO | RMU | LITEX METAL SDN BHD |  |  |  | TAMCO | GR1 | 14/02/2012 | Pass | null
434140550 | TNB | DISTRIBUTION | KUALA SELANGOR | Existing | BKSL/PCE/J00761/MBRMU | 300344215 | 11 kV | NO | RMU | FUJI BAKERY P.ALAM |  |  |  | TAMCO | GR1 | 20041012 | Pass | null
434175356 | TNB | DISTRIBUTION | KUALA SELANGOR | Existing | BKSL/PCE/J00152/MBRMU | 300313473 | 11 kV | NO | RMU | SITE B SEKINCHAN |  |  |  | VEI | VEI | 22/03/2006 | Pass | null
434176427 | TNB | DISTRIBUTION | KUALA SELANGOR | Existing | BKSL/PCE/J00348/MBRMU1 | 300243128 | 11 kV | NO | RMU | KLG SEMERAH PADI SITE A SEKINCHAN |  |  |  | VEI | VEI | 19881107 | Pass | null
434178939 | TNB | DISTRIBUTION | KUALA SELANGOR | Existing | BKSL/PCE/J00555/MBRMU1 | 300284515 | 11 kV | NO | RMU | KLG PADI DATARAN PUSAKA |  |  |  | TAMCO | 11kV SF6 RMU GR1 | 19/02/1982 | Pass | null
434184082 | TNB | DISTRIBUTION | KUALA SELANGOR | Existing | BKSL/PCE/J00762/MBRMU | 300344197 | 11 kV | NO | RMU | PROGRESSIVE FOAM |  |  |  | TAMCO | GR1 | 27/11/2004 | Pass | null
434184674 | TNB | DISTRIBUTION | KUALA SELANGOR | Existing | BKSL/PCE/J00763/MBRMU | 300344196 | 11 kV | NO | RMU | AGRO TECH ALAM JAYA |  |  |  | VEI | 2L+1T | 20041010 | Pass | null
434185266 | TNB | DISTRIBUTION | KUALA SELANGOR | Existing | BKSL/PCE/J00764/MBRMU | 300344193 | 11 kV | NO | RMU | INDUSTRI ALAM JAYA NO.7 |  |  |  | VEI | 2L+2T | 20/09/2004 | Pass | null
434186318 | TNB | DISTRIBUTION | KUALA SELANGOR | Existing | BKSL/PCE/J00765/MBRMU | 300344191 | 11 kV | NO | RMU | SANON PRINTING |  |  |  | TAMCO | FALCON BETA | 18/08/2004 | Pass | null
434186913 | TNB | DISTRIBUTION | KUALA SELANGOR | Existing | BKSL/PCE/J00766/MBRMU | 300344190 | 11 kV | NO | RMU | GIMATECH MALAYSIA |  |  |  | VEI | 2L+1T | 20041107 | Pass | null
434187505 | TNB | DISTRIBUTION | KUALA SELANGOR | Existing | BKSL/PCE/J00768/MBRMU | 300344916 | 11 kV | NO | RMU | MULTIGUNA TIAJ 2 /9 |  |  |  | INDKOM | ZZT I/D | 20061107 | Pass | null
434201523 | TNB | DISTRIBUTION | KUALA SELANGOR | Existing |  |  | 11 kV | NO | RMU | BERNAS (LPN) | [6 empty] | Pass | null
434201588 | TNB | DISTRIBUTION | KUALA SELANGOR | Existing | BKSL/PCE/J00153/MBRMU | 300343240 | 11 kV | NO | RMU | BERNAS (LPN) |  |  |  | TAMCO | TAMCO | 19/02/2011 | Pass | null
434202639 | TNB | DISTRIBUTION | KUALA SELANGOR | Existing | BKSL/PCE/J00826/MBRMU | 300443241 | 11 kV | NO | RMU | TAMAN INDAH 2 |  |  |  | SCHNECDER ELECTRIC | NE-212Q |  | Pass | null
434203695 | TNB | DISTRIBUTION | KUALA SELANGOR | Existing | BKSL/PCE/J00312/MBRMU | 300313482 | 11 kV | NO | RMU | BALAI BOMBA SEKINCHAN |  |  |  | VEI | VEI | 28/06/2006 | Pass | null
434204761 | TNB | DISTRIBUTION | KUALA SELANGOR | Existing | BKSL/PCE/J00144/MBRMU | 300313461 | 11 kV | NO | RMU | HOTEL DELUXE |  |  |  | TAMCO | TAMCO | 14/11/2005 | Pass | null
434222991 | TNB | DISTRIBUTION | KUALA SELANGOR | Existing | BKSL/PCE/J00341/MBRMU1 | 300241021 | 11 kV | NO | RMU | TOKONG BUDHA SEKINCHAN |  |  |  | ORMAZABAL | LM 1872021 | 19/04/1993 | Pass | null
434223584 | TNB | DISTRIBUTION | KUALA SELANGOR | Existing | BKSL/PCE/J00878/MBRMU1 | 310527932 | 11 kV | NO | RMU | L672 TOKONG CINA | [6 empty] | Pass | null
434224182 | TNB | DISTRIBUTION | KUALA SELANGOR | Existing | BKSL/PCE/J00562/MBRMU | 300343224 | 11 kV | NO | RMU | T/A 6 BAN 2 |  |  |  | TAMCO | TAMCO | 17/07/2007 | Pass | null
434224774 | TNB | DISTRIBUTION | KUALA SELANGOR | Existing |  |  | 11 kV | NO | RMU | CTS COOKIES PARIT 7 | [6 empty] | Pass | null
434225367 | TNB | DISTRIBUTION | KUALA SELANGOR | Existing | BKSL/PCE/J00315/MBRMU | 300343226 | 11 kV | NO | RMU | PT 7 BAN 2 |  |  |  | TAMCO | TAMCO | 18/08/2007 | Pass | null
434225959 | TNB | DISTRIBUTION | KUALA SELANGOR | Existing | BKSL/PCE/J00316/MBRMU | 300343227 | 11 kV | NO | RMU | PT 8 BAN 2 |  |  |  | TAMCO | TAMCO | 22/09/2007 | Pass | null
434228445 | TNB | DISTRIBUTION | KUALA SELANGOR | Existing | BKSL/PCE/J00807/MBRMU | 300344242 | 11 kV | NO | RMU | PPAJ NO.2 |  |  |  | INDKOM | ZZZT O/D | 15/12/1990 | Pass | null
434229037 | TNB | DISTRIBUTION | KUALA SELANGOR | Existing | BKSL/PCE/J00808/MBRMU | 300344244 | 11 kV | NO | RMU | PASARAYA ECONSAVE ALAM JAYA |  |  |  | VEI | 2L+1T | 19/02/1990 | Pass | null
434243688 | TNB | DISTRIBUTION | KUALA SELANGOR | Existing | BKSL/PCE/J00819/MBRMU | 300346275 | 11 kV | NO | RMU | LOJI PEMBENTUNGAN (NO.2) FASA 3 |  |  |  | TAMCO | GR1 | 19/02/2011 | Pass | null
434246523 | TNB | DISTRIBUTION | KUALA SELANGOR | Existing |  |  | 11 kV | NO | RMU | Grp: Substation Comp. 1 | [6 empty] | Pass | null
434256609 | TNB | DISTRIBUTION | KUALA SELANGOR | Existing | BKSL/PCE/J00317/MBRMU | 300343228 | 11 kV | NO | RMU | T/A 8 BAN 2 |  |  |  | TAMCO | TAMCO | 20061110 | Pass | null
434257201 | TNB | DISTRIBUTION | KUALA SELANGOR | Existing | BKSL/PCE/J00576/MBRMU | 300343232 | 11 kV | NO | RMU | PT 9 BAN 2 |  |  |  | TAMCO | TAMCO | 14/11/2011 | Pass | null
434257793 | TNB | DISTRIBUTION | KUALA SELANGOR | Existing | BKSL/PCE/J00318/MBRMU | 300343234 | 11 kV | NO | RMU | TALIAIR 9 BAN 2 |  |  |  | TAMCO | TAMCO | 15/12/2011 | Pass | null
434259167 | TNB | DISTRIBUTION | KUALA SELANGOR | Existing | BKSL/PCE/J00174/MBRMU | 300313488 |  | NO |  | KLG PADI PT 8 |  |  |  | INDKOM | ZZZT-I/D | 20071107 | Fail | Please check "Operating Voltage"
434259800 | TNB | DISTRIBUTION | KUALA SELANGOR | Existing | BKSL/PCE/J00170/MBRMU1 | 300022655 |  | NO |  | PT 9 PASIR PANJANG |  |  |  | TAMCO | B225773 | 18/08/1992 | Fail | Please check "Operating Voltage"
434260396 | TNB | DISTRIBUTION | KUALA SELANGOR | Existing | BKSL/PCE/J00265/MBRMU | 300343361 | 11 kV | NO | RMU | MASRI PARIT 7 SG LEMAN |  |  |  | MERLIN GERIN | 07897071EW | 19981010 | Pass | null
434273768 | TNB | DISTRIBUTION | KUALA SELANGOR | Existing | BKSL/PCE/J00085/MBRMU1 | 300228755 | 11 kV | NO | RMU | CHOP GUAN SENG |  |  |  | TAMCO | TAMCO | 26/06/1990 | Pass | null
434275076 | TNB | DISTRIBUTION | KUALA SELANGOR | Existing | BKSL/PCE/J00083/MBRMU | 300343294 | 11 kV | NO | RMU | TAWEI SG SERDANG |  |  |  | TAMCO | TAMCO | 20/05/2011 | Pass | null
434275862 | TNB | DISTRIBUTION | KUALA SELANGOR | Existing | BKSL/PCE/J00551/MBRMU | 300313782 | 11 kV | NO | RMU | GOOD NITE |  |  |  | TAMCO | TAMCO | 17/07/2007 | Pass | null
434277255 | TNB | DISTRIBUTION | KUALA SELANGOR | Existing | BKSL/PCE/J00138/MBRMU1 | 300228813 | 11 kV | NO | RMU | PANGSAPURI PANTAI INDAH |  |  |  | VE1 | FLUSARC 2L+1T | 18/08/1990 | Pass | null
434277456 | TNB | DISTRIBUTION | KUALA SELANGOR | Existing |  |  |  | NO |  | KOLAM UDANG SG JANGGUT | [6 empty] | Fail | Please check "Operating Voltage"
434282329 | TNB | DISTRIBUTION | KUALA SELANGOR | Existing | BKSL/PCE/J00578/MBRMU | 300313621 | 11 kV | NO | RMU | PLEASURE LATEX (11KV) |  |  |  | TAMCO | TAMCO | 18/03/2008 | Pass | null
434282549 | TNB | DISTRIBUTION | KUALA SELANGOR | Existing | BKSL/PCE/J00082/MBNN01 | 300022273 | 11 kV | NO | RMU | ACTIVATED CARBON |  |  |  | TAMCO | GRI-21 | 14/02/1994 | Pass | null
434283141 | TNB | DISTRIBUTION | KUALA SELANGOR | Existing | BKSL/PCE/J00081/MBRMU1 | 300022270 | 11 kV | NO | RMU | KLG PERABUT SG JANGGUT |  |  |  | TAMCO | FALCON BETA | 19881012 | Pass | null
434283733 | TNB | DISTRIBUTION | KUALA SELANGOR | Existing | BKSL/PCE/J00080/MBRMU | 300343270 | 11 kV | NO | RMU | KAPAR COCONUT |  |  |  | F&G | F&G | 18/03/2011 | Pass | null
434308526 | TNB | DISTRIBUTION | KUALA SELANGOR | Existing | BKSL/PCE/J00617/MBRMU | 300345643 | 11 kV | NO | RMU | KOLAM AIR BT ARANG |  |  |  | F&G | ZZT | 22/03/2006 | Pass | null
434309581 | TNB | DISTRIBUTION | KUALA SELANGOR | Existing |  |  |  | NO |  | SEKSYEN 12 KOTA PUTERI BT ARANG | [6 empty] | Fail | Please check "Operating Voltage"
434310636 | TNB | DISTRIBUTION | KUALA SELANGOR | Existing | BKSL/PCE/J00637/MBRMU | 300345652 | 11 kV | NO | RMU | MALEX QTRS |  |  |  | VEI | 2L+1T | 19/04/2006 | Pass | null
434311247 | TNB | DISTRIBUTION | KUALA SELANGOR | Existing | BKSL/PCE/J00641/MBRMU | 300345664 | 11 kV | NO | RMU | KG MELAYU A/T |  |  |  | TAMCO | GR1 | 20061010 | Pass | null
434313808 | TNB | DISTRIBUTION | KUALA SELANGOR | Existing | BKSL/PCE/J00600/MBRMU2 | 300342964 | 11 kV | NO | RMU | KG BARU IJOK |  |  |  | TAMCO | GR1-30-OD-07023 | 20/05/2008 | Pass | null
434313873 | TNB | DISTRIBUTION | KUALA SELANGOR | Existing | BKSL/PCE/J00600/MBRMU | 300342963 | 11 kV | NO | RMU | KG BARU IJOK |  |  |  | TAMCO | GR1 | 19/04/2009 | Pass | null
434315001 | TNB | DISTRIBUTION | KUALA SELANGOR | Existing | BKSL/PCE/J00599/MBRMU | 300313639 | 11 kV | NO | RMU | RUMAH PKNS IJOK |  |  |  | TAMCO | TAMCO | 19/02/2007 | Pass | null
434315594 | TNB | DISTRIBUTION | KUALA SELANGOR | Existing | BKSL/PCE/J00674/MBRMU | 300313642 | 11 kV | NO | RMU | DURAFILL |  |  |  | TAMCO | TAMCO | 22/03/2006 | Pass | null
434316186 | TNB | DISTRIBUTION | KUALA SELANGOR | Existing | BKSL/PCE/J00672/MBRMU | 300313654 | 11 kV | NO | RMU | SOUTHERN FURNITURE |  |  |  | TAMCO | TAMCO | 19/04/2007 | Pass | null
434351716 | TNB | DISTRIBUTION | KUALA SELANGOR | Existing | BKSL/PCE/J00586/MBRMU | 300346247 | 11 kV | NO | RMU | KLINIK KESIHATAN B/BERJUNTAI |  |  |  | TAMCO | GR1 | 17/07/2003 | Pass | null
434355038 | TNB | DISTRIBUTION | KUALA SELANGOR | Existing | BKSL/PCE/J00504/MBRMU | 300313215 | 11 kV | NO | RMU | SIME HYUNDAI |  |  |  | TAMCO | OLU/HFU | 19/04/1987 | Pass | null
434368275 | TNB | DISTRIBUTION | KUALA SELANGOR | Existing | BKSL/PCE/J00076/MBRMU | 300343295 | 11 kV | NO | RMU | PETRONAS SG SEMBILANG |  |  |  | TAMCO | TAMCO | 26/06/2008 | Pass | null
434368891 | TNB | DISTRIBUTION | KUALA SELANGOR | Existing | BKSL/PCE/J00336/MBRMU1 | 300241513 | 11 kV | NO | RMU | KOSSAN 4 |  |  |  | VEI | VEI | 22/09/1999 | Pass | null
434369315 | TNB | DISTRIBUTION | KUALA SELANGOR | Existing | BKSL/PCE/J00334/MBRMU1 | 300228735 | 11 kV | NO | RMU | SW/STN LAY HONG |  |  |  | TAMCO | GR1 | 20/05/1997 | Pass | null
434369648 | TNB | DISTRIBUTION | KUALA SELANGOR | Existing | BKSL/PCE/J00091/MBRMU | 300313602 | 11 kV | NO | RMU | LAY HONG (BT 14 SG SERDANG)NO 1 |  |  |  | TAMCO | GR1 | 19/04/2008 | Pass | null
434369997 | TNB | DISTRIBUTION | KUALA SELANGOR | Existing | BKSL/PCE/J00689/MBRMU1 | 300343740 | 11 kV | NO | RMU | SONG ENGINEERING |  |  |  | INDKOM | INDKOM | 18/03/2000 | Pass | null
434370748 | TNB | DISTRIBUTION | KUALA SELANGOR | Existing | BKSL/PCE/J00147/MBRMU1 | 300313696 | 11 kV | NO | RMU | TAMBAK JAWA |  |  |  | TAMCO | TAMCO | 14/02/2007 | Pass | null
434371439 | TNB | DISTRIBUTION | KUALA SELANGOR | Existing | BKSL/PCE/J00110/MBRMU | 300343415 | 11 kV | NO | RMU | PADANG GAJAH |  |  |  | TAMCO | TAMCO | 14/02/2000 | Pass | null
434372046 | TNB | DISTRIBUTION | KUALA SELANGOR | Existing | BKSL/PCE/J00585/MBRMU1 | 300344070 | 11 kV | NO | RMU | PUA YU NEN(FBK SYSTEM) |  |  |  | VEI | VEI | 19/04/2000 | Pass | null
434394705 | TNB | DISTRIBUTION | KUALA SELANGOR | Existing | BKSL/PCE/J00625/MBRMU | 300313148 | 11 kV | NO | RMU | LOJI AIR BKT BDG |  |  |  | F&G | 0214S263 | 22/03/1984 | Pass | null
434415617 | TNB | DISTRIBUTION | KUALA SELANGOR | Existing | BKSL/PCE/J00078/MBNN01 | 300022258 | 11 kV | NO | RMU | EYU TECK CHAI |  |  |  | F&G | ZZT | 27/11/1956 | Pass | null
434416240 | TNB | DISTRIBUTION | KUALA SELANGOR | Existing | BKSL/PCE/J00088/MBNN01 | 300022298 | 11 kV | NO | RMU | EYU BER EER NO 1 |  |  |  | TAMCO | 11kV SV6 RMU GRI | 19/04/1991 | Pass | null
434416853 | TNB | DISTRIBUTION | KUALA SELANGOR | Existing | BKSL/PCE/J00044/MBNN01 | 300022109 | 11 kV | NO | RMU | KIEN HUAT FURNITURE |  |  |  | F&G | ZZT | 19/04/2004 | Pass | null
434417485 | TNB | DISTRIBUTION | KUALA SELANGOR | Existing | BKSL/PCE/J00595/MBRMU | 300313587 | 11 kV | NO | RMU | TMN SETIA BUDI |  |  |  | INDKOM | ZZT O/D | 14/11/2007 | Pass | null
434418093 | TNB | DISTRIBUTION | KUALA SELANGOR | Existing | BKSL/PCE/J00304/MBNN01 | 300023060 | 11 kV | NO | RMU | TMN KENARI |  |  |  | F&G | ZZT | 19/04/1996 | Pass | null
434418678 | TNB | DISTRIBUTION | KUALA SELANGOR | Existing | BKSL/PCE/J00563/MBRMU | 300313596 | 11 kV | NO | RMU | TMN SEJAHTERA |  |  |  | TAMCO | FALLEN BETA | 22/03/2009 | Pass | null
434419371 | TNB | DISTRIBUTION | KUALA SELANGOR | Existing | BKSL/PCE/J00077/MBRMU1 | 300022254 | 11 kV | NO | RMU | TMN SG SEMBILANG |  |  |  | TAMCO | TAMCO | 19891010 | Pass | null
434424715 | TNB | DISTRIBUTION | KUALA SELANGOR | Existing | BKSL/PCE/J00557/MBRMU | 300313299 | 11 kV | NO | RMU | LOJI AIR RANTAU PANJANG |  |  |  | INDKOM | INDKOM | 28/06/2003 | Pass | null
434426325 | TNB | DISTRIBUTION | KUALA SELANGOR | Existing | BKSL/PCE/J00612/MBRMU | 300345364 | 11 kV | NO | RMU | TANAMARAN NO.1 |  |  |  | TAMCO | TAMCO | 26/06/2006 | Pass | null
434427298 | TNB | DISTRIBUTION | KUALA SELANGOR | Existing | BKSL/PCE/J00234/MBRMU | 300313399 | 11 kV | NO | RMU | SW/STN BKT TALANG |  |  |  | F&G | F&G | 28/06/1984 | Pass | null
434437523 | TNB | DISTRIBUTION | KUALA SELANGOR | Existing | BKSL/PCE/J00602/MBRMU | 300313679 | 11 kV | NO | RMU | PADAT BT. 7 IJOK |  |  |  | MERLIN GERIN | R0321234 SF | 20/09/1990 | Pass | null
434438122 | TNB | DISTRIBUTION | KUALA SELANGOR | Existing | BKSL/PCE/J00604/MBRMU | 300313682 | 11 kV | NO | RMU | TERNAKAN AYAM HING HONG |  |  |  | TAMCO | GR1 | 20091010 | Pass | null
434438720 | TNB | DISTRIBUTION | KUALA SELANGOR | Existing | BKSL/PCE/J00608/MBRMU | 300313748 | 11 kV | NO | RMU | RUMAH PKNS BKT BADONG |  |  |  | TAMCO | TAMCO | 28/06/2009 | Pass | null
434439312 | TNB | DISTRIBUTION | KUALA SELANGOR | Existing |  |  | 11 kV | NO | RMU | PADAT PUSAT NIAGA IJOK PERMAI |  |  |  | TAMCO | GR1 | 19/04/1994 | Pass | null
434439904 | TNB | DISTRIBUTION | KUALA SELANGOR | Existing | BKSL/PCE/J00832/MB | 300443416 | 11 kV | NO | RMU | MASJID IJOK | [6 empty] | Pass | null
434440496 | TNB | DISTRIBUTION | KUALA SELANGOR | Existing | BKSL/PCE/J00394/MBRMU | 300525027 | 11 kV | NO | RMU | JLN MAKMUR BT 28 IJOK |  |  |  | INDKOM | INS24 | 20150608 | Pass | null
434441445 | TNB | DISTRIBUTION | KUALA SELANGOR | Existing | BKSL/PCE/J00067/MB00194 | 300022226 | 11 kV | NO | RMU | LDG BUKIT CERAKAH |  |  |  | F&G | F&G | 18/08/1984 | Pass | null
434441759 | TNB | DISTRIBUTION | KUALA SELANGOR | Existing | BKSL/PCE/J00066/MBNN01 | 300022221 | 11 kV | NO | RMU | PKNS TMN PEKERTI JERAM |  |  |  | TAMCO | TAMCO | 19841107 | Pass | null
434442424 | TNB | DISTRIBUTION | KUALA SELANGOR | Existing | BKSL/PCE/J00065/MBNN01 | 300022216 | 11 kV | NO | RMU | PKNS TMN PERMAI JERAM |  |  |  | TAMCO | TAMCO | 28/06/2002 | Pass | null
434443063 | TNB | DISTRIBUTION | KUALA SELANGOR | Existing | BKSL/PCE/J00063/MBRMU | 300313575 | 11 kV | NO | RMU | JERAM NO 2 |  |  |  | TAMCO | TAMCO | 18/03/2008 | Pass | null
434443698 | TNB | DISTRIBUTION | KUALA SELANGOR | Existing | BKSL/PCE/J00530/MBRMU | 300313580 | 11 kV | NO | RMU | KENTUNE FURNITURE (SHE CHE SING) |  |  |  | VEI POWER | 2L+1T | 20/05/2007 | Pass | null
434443990 | TNB | DISTRIBUTION | KUALA SELANGOR | Existing | BKSL/PCE/J00553/MBRMU | 300313577 | 11 kV | NO | RMU | QUARTERS LDG BUKIT CERAKAH |  |  |  | MERLIN GERIN | RM6 | 19/04/2009 | Pass | null
434444653 | TNB | DISTRIBUTION | KUALA SELANGOR | Existing | BKSL/PCE/J00529/MBRMU | 300313581 | 11 kV | NO | RMU | LAY HONG NO 5(SPG 3 JERAM) |  |  |  | TAMCO | TAMCO | 26/06/2000 | Pass | null
434444883 | TNB | DISTRIBUTION | KUALA SELANGOR | Existing | BKSL/PCE/J00588/MBRMU | 300313582 | 11 kV | NO | RMU | LAY HONG NO.6 |  |  |  | TAMCO | TAMCO | 17/07/2008 | Pass | null
434449809 | TNB | DISTRIBUTION | KUALA SELANGOR | Existing | BKSL/PCE/J00639/MBRMU | 300345658 | 11 kV | NO | RMU | AMMO DEPOT (LARGE AMUNITION) |  |  |  | MERLIN GERIN | RM6 | 18/08/2006 | Pass | null
434450401 | TNB | DISTRIBUTION | KUALA SELANGOR | Existing | BKSL/PCE/J00422/MB1 | 300555713 | 11 kV | NO | RMU | TOWNHOUSE KP5 |  |  |  | INDKOM | INS24 |  | Pass | null
434452551 | TNB | DISTRIBUTION | KUALA SELANGOR | Existing | BKSL/PCE/J00622/MBRMU | 300313766 | 11 kV | NO | RMU | KOTA PUTERI NO.1 |  |  |  | TAMCO | GR1 | 20081012 | Pass | null
434462800 | TNB | DISTRIBUTION | KUALA SELANGOR | Existing | BKSL/PCE/J00623/MBRMU | 300313121 | 11 kV | NO | RMU | RESCUEVERS |  |  |  | TAMCO | GR1 | 19991010 | Pass | null
434463392 | TNB | DISTRIBUTION | KUALA SELANGOR | Existing | BKSL/PCE/J00624/MBRMU | 300313141 | 11 kV | NO | RMU | HUP SENG SANITARY |  |  |  | TAMCO | GR1 | 19/02/1997 | Pass | null
434463984 | TNB | DISTRIBUTION | KUALA SELANGOR | Existing | BKSL/PCE/J00607/MBRMU | 300313745 | 11 kV | NO | RMU | KUATERS LOJI PEMBERSIHAN AIR BKT BADONG |  |  |  | F&G | ZZT | 19/04/2008 | Pass | null
434464576 | TNB | DISTRIBUTION | KUALA SELANGOR | Existing | BKSL/PCE/J00626/MBRMU | 300313172 | 11 kV | NO | RMU | ADVANCE INDUSTRIES SDN BHD |  |  |  | TAMCO | GR1 | 28/06/1987 | Pass | null
434465168 | TNB | DISTRIBUTION | KUALA SELANGOR | Existing | BKSL/PCE/J00627/MBRMU | 300313193 | 11 kV | NO | RMU | CHANG SHI MINERAL SDN BHD |  |  |  | INDKOM | INS24 | 20/09/1987 | Pass | null
434465760 | TNB | DISTRIBUTION | KUALA SELANGOR | Existing | BKSL/PCE/J00628/MBRMU | 300313200 | 11 kV | NO | RMU | TAKE SIX |  |  |  | TOPRANK | 2L IT | 27/11/1996 | Pass | null
434475902 | TNB | DISTRIBUTION | KUALA SELANGOR | Existing | BKSL/PCE/J00833/MBRMU1 | 300443358 | 11 kV | NO | RMU | ASSOSIATED MANUFACTURE TRADER | [6 empty] | Pass | null
434476555 | TNB | DISTRIBUTION | KUALA SELANGOR | Existing |  |  | 11 kV | NO | RMU | TERNAK LEMBU IJOK |  |  |  | TAMCO | GR1 | 18/08/2008 | Pass | null
434476620 | TNB | DISTRIBUTION | KUALA SELANGOR | Existing |  |  | 11 kV | NO | RMU | TERNAK LEMBU IJOK |  |  |  | TAMCO | GR1 | 18/08/2008 | Pass | null
434478394 | TNB | DISTRIBUTION | KUALA SELANGOR | Existing | BKSL/PCE/J00610/MBRMU | 300313757 | 11 kV | NO | RMU | LOJI AIR BKT MAYUNG |  |  |  | F&G | 9247/381 | 20/09/2008 | Pass | null
434478987 | TNB | DISTRIBUTION | KUALA SELANGOR | Existing | BKSL/PCE/J00425/MBRMU | 310526852 | 11 kV | NO | RMU | KOTA PUTERI 6(2) JALAN KP 2/2 |  |  |  |  | GR1 | 18/08/2008 | Pass | null
434479983 | TNB | DISTRIBUTION | KUALA SELANGOR | Existing | BKSL/PCE/J00062/MB00182 | 300022205 | 11 kV | NO | RMU | JERAM NO 1 |  |  |  | TAMCO | TAMCO | 19/04/1975 | Pass | null
434481464 | TNB | DISTRIBUTION | KUALA SELANGOR | Existing | BKSL/PCE/J00061/MBRMU | 300313584 | 11 kV | NO | RMU | BALAI POLIS JERAM |  |  |  | TAMCO | TAMCO | 18/08/2008 | Pass | null
434484172 | TNB | DISTRIBUTION | KUALA SELANGOR | Existing | BKSL/PCE/J00477/MBRMU | 300346209 | 11 kV | NO | RMU | HANG TUAH |  |  |  | F&G | F&G | 20/05/2008 | Pass | null
434486585 | TNB | DISTRIBUTION | KUALA SELANGOR | Existing | BKSL/PCE/J00479/MBRMU | 300313354 | 11 kV | NO | RMU | BALAI POLIS BATANG BEJUNTAI |  |  |  | MERLIN GERIN | MERLIN GERIN | 17/07/2004 | Pass | null
434487183 | TNB | DISTRIBUTION | KUALA SELANGOR | Existing | BKSL/PCE/J00570/MBRMU | 300313349 | 11 kV | NO | RMU | TMN SRI BISTARI |  |  |  | MERLIN GERIN | RM6 | 26/06/2002 | Pass | null
434487860 | TNB | DISTRIBUTION | KUALA SELANGOR | Existing | BKSL/PCE/J00471/MBRMU | 300313312 | 11 kV | NO | RMU | HWA TEH |  |  |  | TAMCO | CUTLER-HAMMER | 20/09/1996 | Pass | null
434527104 | TNB | DISTRIBUTION | KUALA SELANGOR | Existing | BKSL/PCE/J00469/MBRMU | 300313305 | 11 kV | NO | RMU | TMN SULUH BESTARI |  |  |  | VEI | VEI | 18/08/2004 | Pass | null
434528316 | TNB | DISTRIBUTION | KUALA SELANGOR | Existing | BKSL/PCE/J00470/MBRMU | 300313303 | 11 kV | NO | RMU | FRUIT VALLEY |  |  |  | INDKOM | INDKOM | 20031107 | Pass | null
434529383 | TNB | DISTRIBUTION | KUALA SELANGOR | Existing | BKSL/PCE/J00474/MBRMU | 300313325 | 11 kV | NO | RMU | FISH POND NO 2 |  |  |  | INDKOM | INDKOM | 14/02/1989 | Pass | null
434529975 | TNB | DISTRIBUTION | KUALA SELANGOR | Existing | BKSL/PCE/J00227/MBRMU | 300313369 | 11 kV | NO | RMU | LDG TERNAK AYAM JLN RAJA MUSA |  |  |  | F&G | F&G | 19871110 | Pass | null
434530567 | TNB | DISTRIBUTION | KUALA SELANGOR | Existing | BKSL/PCE/J00226/MBRMU | 300343262 | 11 kV | NO | RMU | PERMATA CITRA |  |  |  | TAMCO | TAMCO | 18/08/2010 | Pass | null
434531159 | TNB | DISTRIBUTION | KUALA SELANGOR | Existing | BKSL/PCE/J00281/MBRMU | 300313386 | 11 kV | NO | RMU | TMN AGROTEKNOLOGI |  |  |  | TAMCO | TAMCO | 15/12/2004 | Pass | null
434574331 | TNB | DISTRIBUTION | KUALA SELANGOR | Existing | BKSL/PCE/J00702/MBRMU | 300344569 | 11 kV | NO | RMU | PADAT RUMAH PAM JBA PUNCAK ALAM |  |  |  | TAMCO | GR1 | 19/04/2006 | Pass | null
434575012 | TNB | DISTRIBUTION | KUALA SELANGOR | Existing | BKSL/PCE/J00703/MBRMU | 300344572 | 11 kV | NO | RMU | SEK REN KEB PUNCAK ALAM |  |  |  | F&G | ZZT | 26/06/2006 | Pass | null
434575605 | TNB | DISTRIBUTION | KUALA SELANGOR | Existing | BKSL/PCE/J00704/MBRMU | 300344571 | 11 kV | NO | RMU | SEK MEN KEB PUNCAK ALAM |  |  |  | F&G | ZZT | 20/05/2006 | Pass | null
434576197 | TNB | DISTRIBUTION | KUALA SELANGOR | Existing | BKSL/PCE/J00705/MBRMU | 300344584 | 11 kV | NO | RMU | ZON A1 FASA 2A PUNCAK ALAM |  |  |  | SIEMEN ITEM | 8DJ10.811 | 20061110 | Pass | null
434576846 | TNB | DISTRIBUTION | KUALA SELANGOR | Existing | BKSL/PCE/J00706/MBRMU | 300344586 | 11 kV | NO | RMU | ZON A2 FASA 2A PUNCAK ALAM |  |  |  | SIEMEN ITEM | 8DJ 10.81 | 14/11/2006 | Pass | null
434577901 | TNB | DISTRIBUTION | KUALA SELANGOR | Existing | BKSL/PCE/J00707/MBRMU | 300344577 | 11 kV | NO | RMU | ZON B FASA 2A PUNCAK ALAM |  |  |  | SIEMEN ITEM | 8DJ 10.81 | 22/09/2006 | Pass | null
434580066 | TNB | DISTRIBUTION | KUALA SELANGOR | Existing |  |  |  | NO |  | KLG PAPAN SEKINCAN | [6 empty] | Fail | Please check "Operating Voltage"
434581121 | TNB | DISTRIBUTION | KUALA SELANGOR | Existing | BKSL/PCE/J00631/MBRMU | 300313250 | 11 kV | NO | RMU | KC PILE |  |  |  | TAMCO | TAMCO | 18/08/2001 | Pass | null
434581713 | TNB | DISTRIBUTION | KUALA SELANGOR | Existing | BKSL/PCE/J00815/MBRMU | 300346255 | 11 kV | NO | RMU | NOTION VENTURE |  |  |  | TAMCO | GR1 | 18/08/2006 | Pass | null
434583279 | TNB | DISTRIBUTION | KUALA SELANGOR | Existing | BKSL/PCE/J00225/MBRMU | 300313396 | 11 kV | NO | RMU | LDG BKT TALANG |  |  |  | F&G | F&G | 19/04/1991 | Pass | null
434584488 | TNB | DISTRIBUTION | KUALA SELANGOR | Existing | BKSL/PCE/J00224/MBRMU | 300343266 | 11 kV | NO | RMU | PKNS RAJA MUSA (TMN RAJA MUSA) |  |  |  | TAMCO | TAMCO | 27/11/2011 | Pass | null
434585145 | TNB | DISTRIBUTION | KUALA SELANGOR | Existing | BKSL/PCE/J00541/MBRMU | 300313619 | 11 kV | NO | RMU | LDG GUTHREY BKT TALANG |  |  |  | MERLIN GERIN | MERLIN GERIN | 20081012 | Pass | null
434585737 | TNB | DISTRIBUTION | KUALA SELANGOR | Existing | BKSL/PCE/J00223/MBRMU | 300343268 | 11 kV | NO | RMU | RJ MUSA NO 2(ESTATE) |  |  |  | TAMCO | TAMCO | 20111012 | Pass | null
434586391 | TNB | DISTRIBUTION | KUALA SELANGOR | Existing | BKSL/PCE/J00222/MBRMU | 300343269 | 11 kV | NO | RMU | RJ MUSA NO 1 (TMN MANICKAVASAGAM) |  |  |  | F&G | F&G | 14/02/2010 | Pass | null
434587745 | TNB | DISTRIBUTION | KUALA SELANGOR | Existing | BKSL/PCE/J00355/MBRMU1 | 300243250 | 11 kV | NO | RMU | QTRS MAJLIS DAERAH SEKINCHAN |  |  |  | VEI | 1264 | 17/07/1984 | Pass | null
434588779 | TNB | DISTRIBUTION | KUALA SELANGOR | Existing | BKSL/PCE/J00539/MBRMU | 300313489 | 11 kV | NO | RMU | PUAS SEKINCHAN |  |  |  | TOPRANK | TNB 740/2002 | 18/08/2008 | Pass | null
434591839 | TNB | DISTRIBUTION | KUALA SELANGOR | Existing | BKSL/PCE/J00708/MBRMU | 300346117 | 11 kV | NO | RMU | SEK REN KEB PUNCAK ALAM FASA 2 |  |  |  | TAMCO | GR1 | 19/04/2006 | Pass | null
434592433 | TNB | DISTRIBUTION | KUALA SELANGOR | Existing | BKSL/PCE/J00710/MBRMU | 300346119 | 11 kV | NO | RMU | ZON E FASA 2A PUNCAK ALAM |  |  |  | SIEMEN ITEM | 8DJ10.81 | 28/06/2006 | Pass | null
434593488 | TNB | DISTRIBUTION | KUALA SELANGOR | Existing | BKSL/PCE/J00709/MBRMU | 300346121 | 11 kV | NO | RMU | ZON C FASA 2A PUNCAK ALAM |  |  |  | SIEMEN ITEM | 8DJ10.81 | 20061107 | Pass | null
434594544 | TNB | DISTRIBUTION | KUALA SELANGOR | Existing | BKSL/PCE/J00711/MBRMU | 300346124 | 11 kV | NO | RMU | SHAH ALAM 2 NO.4 PUNCAK ALAM |  |  |  | TAMCO | GR1 | 18/08/2006 | Pass | null
434595598 | TNB | DISTRIBUTION | KUALA SELANGOR | Existing | BKSL/PCE/J00713/MBRMU | 300346126 | 11 kV | NO | RMU | SHAH ALAM 2 NO.6 PUNCAK ALAM |  |  |  | VEI | 2L+2T | 20/09/2006 | Pass | null
434600356 | TNB | DISTRIBUTION | KUALA SELANGOR | Existing | BKSL/PCE/J00236/MBRMU1 | 300242571 | 11 kV | NO | RMU | SW/STN RJ MUSA |  |  |  | VEI | 3L+1T | 14/02/1997 | Pass | null
434600953 | TNB | DISTRIBUTION | KUALA SELANGOR | Existing | BKSL/PCE/J00583/MBRMU | 300313076 | 11 kV | NO | RMU | SW/STN SIME DARBY NO 2 |  |  |  | TAMCO | GR1 | 19761107 | Pass | null
434601833 | TNB | DISTRIBUTION | KUALA SELANGOR | Existing | BKSL/PCE/J00243/MBS00494 | 300022921 | 11 kV | NO | RMU | PKNS BKT BELIMBING (R/MURAH) |  |  |  | VEI | VEI | 26/06/1966 | Pass | null
434602464 | TNB | DISTRIBUTION | KUALA SELANGOR | Existing | BKSL/PCE/J00242/MBRMU | 300313624 | 11 kV | NO | RMU | TOK 4 MAJID |  |  |  | TAMCO | TNB 147 | 26/06/2009 | Pass | null
434603056 | TNB | DISTRIBUTION | KUALA SELANGOR | Existing | BKSL/PCE/J00240/MB002 | 300022907 |  | NO |  | GOODWILL COCONUT |  |  |  | MERLIN GERIN | MERLIN GERIN | 20/05/1984 | Fail | Please check "Operating Voltage"
434603648 | TNB | DISTRIBUTION | KUALA SELANGOR | Existing | BKSL/PCE/J00554/MBRMU1 | 300343345 | 11 kV | NO | RMU | FA HERB |  |  |  | TAMCO | 11kV SF6 RMU GR1 | 20/09/1998 | Pass | null
434604240 | TNB | DISTRIBUTION | KUALA SELANGOR | Existing | BKSL/PCE/J00339/MBRMU1 | 300241018 | 11 kV | NO | RMU | TMN MENGKUANG |  |  |  | VE1 | VE1 | 18/03/1993 | Pass | null
434686511 | TNB | DISTRIBUTION | KUALA SELANGOR | Existing | BKSL/PCE/J00667/MBRMU | 300345672 | 11 kV | NO | RMU | GUARDIAN CAUCUS |  |  |  | TAMCO | GR1 | 20061012 | Pass | null
434687103 | TNB | DISTRIBUTION | KUALA SELANGOR | Existing | BKSL/PCE/J00666/MBRMU | 300345674 | 11 kV | NO | RMU | WORK SHOP MAMECH |  |  |  | TAMCO | GR1 | 14/02/2006 | Pass | null
434687695 | TNB | DISTRIBUTION | KUALA SELANGOR | Existing | BKSL/PCE/J00668/MBRMU | 300345805 | 11 kV | NO | RMU | INTERSIT INDUSTRIES IJOK |  |  |  | VEI | 2L+1T | 18/03/2006 | Pass | null
434688287 | TNB | DISTRIBUTION | KUALA SELANGOR | Existing | BKSL/PCE/J00669/MBRMU | 300345806 | 11 kV | NO | RMU | WILLY STEEL |  |  |  | VEI | 2L+1T | 19/04/2006 | Pass | null
434688879 | TNB | DISTRIBUTION | KUALA SELANGOR | Existing | BKSL/PCE/J00656/MBRMU | 300345423 | 11 kV | NO | RMU | PERDANA ALAM JAYA NO.3 |  |  |  | TAMCO | GR1 | 22/09/2006 | Pass | null
434689934 | TNB | DISTRIBUTION | KUALA SELANGOR | Existing | BKSL/PCE/J00657/MBRMU | 300345393 | 11 kV | NO | RMU | PERDANA ALAM JAYA NO.2 |  |  |  | ABB | ABB | 18/08/2006 | Pass | null
434695415 | TNB | DISTRIBUTION | KUALA SELANGOR | Existing | BKSL/PCE/J00712/MBRMU | 300346129 | 11 kV | NO | RMU | SHAH ALAM 2 NO.5 PUNCAK ALAM |  |  |  | TAMCO | GR1 | 20111010 | Pass | null
434696008 | TNB | DISTRIBUTION | KUALA SELANGOR | Existing | BKSL/PCE/J00714/MBRMU | 300346131 | 11 kV | NO | RMU | SHAH ALAM 2 NO.7 PUNCAK ALAM |  |  |  | TOPRANK | TOPRANK | 27/11/2010 | Pass | null
434696601 | TNB | DISTRIBUTION | KUALA SELANGOR | Existing | BKSL/PCE/J00715/MBRMU | 300346134 | 11 kV | NO | RMU | SHAH ALAM 2 NO.3 PUNCAK ALAM |  |  |  | TAMCO | GR1 | 20111012 | Pass | null
434697193 | TNB | DISTRIBUTION | KUALA SELANGOR | Existing | BKSL/PCE/J00730/MBRMU | 300345970 | 11 kV | NO | RMU | ZON D FASA 2A PUNCAK ALAM |  |  |  | SIEMEN ITEM | BDJ10-81 | 26/06/2006 | Pass | null
434698268 | TNB | DISTRIBUTION | KUALA SELANGOR | Existing | BKSL/PCE/J00731/MBRMU | 300345973 | 11 kV | NO | RMU | LAVENDER VILLA |  |  |  | TAMCO | GR1 | 17/07/2006 | Pass | null
434703191 | TNB | DISTRIBUTION | KUALA SELANGOR | Existing | BKSL/PCE/J00201/MBNN01 | 300022802 | 11 kV | NO | RMU | SG TENGI KANAN NO 2 |  |  |  | TAMCO | TAMCO | 18/08/1988 | Pass | null
434703884 | TNB | DISTRIBUTION | KUALA SELANGOR | Existing | BKSL/PCE/J00220/MB01 | 300022832 | 11 kV | NO | RMU | PT SERONG |  |  |  | F&G | F&G | 19961010 | Pass | null
434705237 | TNB | DISTRIBUTION | KUALA SELANGOR | Existing | BKSL/PCE/J00314/MBRMU | 300343364 | 11 kV | NO | RMU | PADAT KEM CINA TIRAM BUROK |  |  |  | MERLIN GERIN | ZZT | 20011010 | Pass | null
434705975 | TNB | DISTRIBUTION | KUALA SELANGOR | Existing | BKSL/PCE/J00537/MBRMU | 300313726 | 11 kV | NO | RMU | KONG LEE ENG FARM |  |  |  | TAMCO | 11kV SF6 RMU GR1 | 14/11/2006 | Pass | null
434706889 | TNB | DISTRIBUTION | KUALA SELANGOR | Existing | BKSL/PCE/J00195/MB01 | 300022766 | 11 kV | NO | RMU | TMN DESA JAYA |  |  |  | FALCON BETA | FALCON BETA | 15/12/1990 | Pass | null
434707136 | TNB | DISTRIBUTION | KUALA SELANGOR | Existing | BKSL/PCE/J00587/MBRMU | 300313797 | 11 kV | NO | RMU | AADK TANJUNG KARANG |  |  |  | TAMCO | GR1 | 22/03/2011 | Pass | null
434720370 | TNB | DISTRIBUTION | KUALA SELANGOR | Existing | BKSL/PCE/J00732/MBRMU | 300345975 | 11 kV | NO | RMU | ZON A3 FASA 2A PUNCAK ALAM |  |  |  | SIEMEN ITEM | 8DJ20.81 | 18/08/2006 | Pass | null
434720963 | TNB | DISTRIBUTION | KUALA SELANGOR | Existing | BKSL/PCE/J00733/MBRMU | 300345981 | 11 kV | NO | RMU | SHAH ALAM 2 NO.1 |  |  |  | TAMCO | GR1 | 22/09/2006 | Pass | null
434722019 | TNB | DISTRIBUTION | KUALA SELANGOR | Existing | BKSL/PCE/J00734/MBRMU | 300345985 | 11 kV | NO | RMU | SHAH ALAM 2 NO.2 |  |  |  | TAMCO | GR1 | 20061110 | Pass | null
434723075 | TNB | DISTRIBUTION | KUALA SELANGOR | Existing | BKSL/PCE/J00039/MBRMU | 300346284 | 11 kV | NO | RMU | BANDAR PUNCAK ALAM JAS |  |  |  | TOPRANK | ID 2L+2T | 19/04/2012 | Pass | null
434724131 | TNB | DISTRIBUTION | KUALA SELANGOR | Existing | BKSL/PCE/J00736/MBRMU | 300345989 | 11 kV | NO | RMU | SHAH ALAM 2 NO.8 |  |  |  | VEI | 2L+2T | 14/11/2006 | Pass | null
434737971 | TNB | DISTRIBUTION | KUALA SELANGOR | Existing | BKSL/PCE/J00255/MBRMU | 300313628 | 11 kV | NO | RMU | SW/STN BKT BELIMBING |  |  |  | TAMCO | TAMCO | 20071110 | Pass | null
434739200 | TNB | DISTRIBUTION | KUALA SELANGOR | Existing | BKSL/PCE/J00245/MB01 | 300022933 | 11 kV | NO | RMU | KELIP-KELIP BKT BELIMBING |  |  |  | TAMCO | GR1 | 18/08/2002 | Pass | null
434739792 | TNB | DISTRIBUTION | KUALA SELANGOR | Existing | BKSL/PCE/J00246/MBRMU | 300313623 | 11 kV | NO | RMU | INNOBRIDE NO 6 |  |  |  | MERLIN GERIN | RN2 | 20/05/2008 | Pass | null
434740384 | TNB | DISTRIBUTION | KUALA SELANGOR | Existing |  |  | 11 kV | NO | RMU | LUBOK PASANGAN | [6 empty] | Pass | null
434740976 | TNB | DISTRIBUTION | KUALA SELANGOR | Existing | BKSL/PCE/J00476/MBRMU | 300313100 | 11 kV | NO | RMU | QUARTERS TENNAMARAN |  |  |  | TAMCO | FALCON BETA | 14/02/1990 | Pass | null
434741701 | TNB | DISTRIBUTION | KUALA SELANGOR | Existing | BKSL/PCE/J00579/MBRMU | 300313107 |  | NO |  | SIME PLANTATION B.BERJUNTAI |  |  |  | TAMCO | GR1 | 19/04/1990 | Fail | Please check "Operating Voltage"
434746382 | TNB | DISTRIBUTION | KUALA SELANGOR | Existing | BKSL/PCE/J00480/MBRMU | 300313313 | 11 kV | NO | RMU | VASATECH |  |  |  | TAMCO | GR1 | 19961010 | Pass | null
434749123 | TNB | DISTRIBUTION | KUALA SELANGOR | Existing | BKSL/PCE/J00478/MBRMU | 300313341 | 11 kV | NO | RMU | TMN SURIA |  |  |  | INDKOM | INDKOM | 19/04/2002 | Pass | null
434749852 | TNB | DISTRIBUTION | KUALA SELANGOR | Existing | BKSL/PCE/J00483/MBRMU | 300345587 | 11 kV | NO | RMU | STALHAEM NO.2 |  |  |  | VEI | VEI | 19/02/2006 | Pass | null
434756017 | TNB | DISTRIBUTION | KUALA SELANGOR | Existing | BKSL/PCE/J00827/MBRMU | 300443147 | 11 kV | NO |  | FORWARD SCOPE |  |  |  | MTM | 11KV SF6 RMU GR1 |  | Fail | Please check "Label"
434757951 | TNB | DISTRIBUTION | KUALA SELANGOR | Existing | BKSL/PCE/J00409/MB1 | 300511622 | 11 kV | NO |  | ASSIGN PRECISION |  |  |  | TOSHIBA | ID 2L+1T | 20150110 | Fail | Please check "Label"
434759659 | TNB | DISTRIBUTION | KUALA SELANGOR | Existing |  |  |  | NO |  | POLYMIX PLASTIC BT ARANG | [6 empty] | Fail | Please check "Operating Voltage"
434759879 | TNB | DISTRIBUTION | KUALA SELANGOR | Existing | BKSL/PCE/J00645/MBRMU | 300345803 | 11 kV | NO | RMU | SOUTHPROP NO.1 |  |  |  | TAMCO | GR1 | 14/02/2006 | Pass | null
434760471 | TNB | DISTRIBUTION | KUALA SELANGOR | Existing | BKSL/PCE/J00817/MBRMU | 300346271 | 11 kV | NO | RMU | KILANG MING ZHANG |  |  |  | SSE | VRN 2a | 14/11/2009 | Pass | null
434761063 | TNB | DISTRIBUTION | KUALA SELANGOR | Existing | BKSL/PCE/J00635/MBRMU1 | 310527935 | 11 kV | NO | RMU | EVERFLOW | [6 empty] | Pass | null
434762118 | TNB | DISTRIBUTION | KUALA SELANGOR | Existing | BKSL/PCE/J00834/MBRMU1 | 300443291 | 11 kV | NO | RMU | RUBPLAST JLN RUKUN | [6 empty] | Pass | null
434762710 | TNB | DISTRIBUTION | KUALA SELANGOR | Existing | BKSL/PCE/J00482/MBRMU | 300345808 | 11 kV | NO | RMU | SOUTH PROP NO.2 |  |  |  | INDKOM | ZZT I/D | 26/06/2006 | Pass | null
434772421 | TNB | DISTRIBUTION | KUALA SELANGOR | Existing |  |  |  | NO |  | SHAH ALAM 2 FASA 5A4 NO.2 | [6 empty] | Fail | Please check "Operating Voltage"
434773013 | TNB | DISTRIBUTION | KUALA SELANGOR | Existing | BKSL/PCE/J00737/MBRMU | 300345993 | 11 kV | NO | RMU | BANDAR PUNCAK ALAM JLN ALAM SURIA 16/20 |  |  |  | TAMCO | GR1 | 15/12/2006 | Pass | null
434774069 | TNB | DISTRIBUTION | KUALA SELANGOR | Existing | BKSL/PCE/J00738/MBRMU | 300345996 | 11 kV | NO | RMU | SHAH ALAM 2 FASA 5B 3 |  |  |  | VEI | 2L+1T | 19/02/2006 | Pass | null
434774662 | TNB | DISTRIBUTION | KUALA SELANGOR | Existing |  |  | 11 kV | NO | RMU | PERUMAHAN FASA 1 PUNCAK BISTARI | [6 empty] | Pass | null
434775778 | TNB | DISTRIBUTION | KUALA SELANGOR | Existing | BKSL/PCE/J00742/MBRMU | 300345929 | 11 kV | NO | RMU | FASA 3A6 PUNCAK ALAM |  |  |  | SIEMEN ITEM | 8DJ20.81 | 20/05/2006 | Pass | null
434784772 | TNB | DISTRIBUTION | KUALA SELANGOR | Existing | BKSL/PCE/J00646/MBRMU | 300345807 | 11 kV | NO | RMU | LBH BROTHERS |  |  |  | TAMCO | GR1 | 20/05/2006 | Pass | null
434785364 | TNB | DISTRIBUTION | KUALA SELANGOR | Existing | BKSL/PCE/J00647/MBRMU | 300345814 | 11 kV | NO | RMU | BE PILE |  |  |  | TAMCO | GR1 | 18/08/2006 | Pass | null
434786419 | TNB | DISTRIBUTION | KUALA SELANGOR | Existing | BKSL/PCE/J00648/MBRMU | 300345812 | 11 kV | NO | RMU | SON STAR |  |  |  | VEI | 2L+2T | 17/07/2006 | Pass | null
434788520 | TNB | DISTRIBUTION | KUALA SELANGOR | Existing | BKSL/PCE/J00821/MBRMU | 300346288 | 11 kV | NO | RMU | LOT 256 SOUTH PROP HOLDING |  |  |  | F&G | ZZTT | 28/06/2012 | Pass | null
434803986 | TNB | DISTRIBUTION | KUALA SELANGOR | Existing | BKSL/PCE/J00486/MBRMU | 300313109 | 11 kV | NO | RMU | BERJUNTAI MAJU(C/S) |  |  |  | MERLIN GERIN | RM6 | 20/05/1988 | Pass | null
434804584 | TNB | DISTRIBUTION | KUALA SELANGOR | Existing | BKSL/PCE/J00487/MBRMU | 300313114 | 11 kV | NO | RMU | BERJUNTAI MAJU BTG BERJUNTAI |  |  |  | TAMCO | GR1 | 26/06/2000 | Pass | null
434815479 | TNB | DISTRIBUTION | KUALA SELANGOR | Existing | BKSL/PCE/J00538/MBRMU | 300313418 | 11 kV | NO | RMU | TMN MAYANG(C/S) |  |  |  | MERLIN GERIN | MERLIN GERIN | 19841107 | Pass | null
434816113 | TNB | DISTRIBUTION | KUALA SELANGOR | Existing | BKSL/PCE/J00343/MBRMU1 | 300241444 | 11 kV | NO | RMU | K/UDANG SRI FUMA NO 2 |  |  |  | VEI | VEI | 26/06/1993 | Pass | null
434816473 | TNB | DISTRIBUTION | KUALA SELANGOR | Existing | BKSL/PCE/J00332/MBRMU | 300313424 | 11 kV | NO | RMU | SW/STN SRI FUMA |  |  |  | F&G | F&G | 20/09/1983 | Pass | null
434817138 | TNB | DISTRIBUTION | KUALA SELANGOR | Existing | BKSL/PCE/J00196/MB01 | 300022772 | 11 kV | NO | RMU | K/UDANG SRI FUMA |  |  |  | TAMCO | TAMCO | 19/02/1991 | Pass | null
434817348 | TNB | DISTRIBUTION | KUALA SELANGOR | Existing | BKSL/PCE/J00197/MB01 | 300022778 | 11 kV | NO | RMU | TENGKORAK INDUSTRIES |  |  |  | TAMCO | TAMCO | 22/03/1999 | Pass | null
434817579 | TNB | DISTRIBUTION | KUALA SELANGOR | Existing | BKSL/PCE/J00333/MBRMU | 300313428 | 11 kV | NO | RMU | SW/STN BGN TENGKORAK |  |  |  | TAMCO | TAMCO | 19951010 | Pass | null
434817820 | TNB | DISTRIBUTION | KUALA SELANGOR | Existing |  |  | 11 kV | NO | RMU | BGN TENGKORAK TG KARANG | [6 empty] | Pass | null
434818660 | TNB | DISTRIBUTION | KUALA SELANGOR | Existing | BKSL/PCE/J00534/MBRMU | 300313434 | 11 kV | NO | RMU | INNOBRIDE BAGAN TENGKORAK(A) |  |  |  | F&G | F&G | 20031012 | Pass | null
434818841 | TNB | DISTRIBUTION | KUALA SELANGOR | Existing | BKSL/PCE/J00251/MBRMU 1 | 300313437 | 11 kV | NO | RMU | INNOBRIDE BGN TENGKORAK(B) |  |  |  | TAMCO | TAMCO | 14/02/2004 | Pass | null
434819339 | TNB | DISTRIBUTION | KUALA SELANGOR | Existing | BKSL/PCE/J00500/MBRMU | 300313374 | 11 kV | NO | RMU | KG SG RAMBAI |  |  |  | TAMCO | GR1 | 14/11/2004 | Pass | null
434819969 | TNB | DISTRIBUTION | KUALA SELANGOR | Existing | BKSL/PCE/J00493/MBRMU | 300313363 | 11 kV | NO | RMU | KG JAWA |  |  |  | TAMCO | TAMCO | 22/09/2004 | Pass | null
434820591 | TNB | DISTRIBUTION | KUALA SELANGOR | Existing | BKSL/PCE/J00501/MBRMU | 300313389 | 11 kV | NO | RMU | RESTORAN YU HEE SWALLOW |  |  |  | TAMCO | GR1-21-ID-0624 | 19/02/1997 | Pass | null
434821192 | TNB | DISTRIBUTION | KUALA SELANGOR | Existing | BKSL/PCE/J00499/MBRMU | 300313395 | 11 kV | NO | RMU | TMN KILAUAN |  |  |  | INDKOM | 0150 S 033 | 22/03/2005 | Pass | null
434821925 | TNB | DISTRIBUTION | KUALA SELANGOR | Existing |  |  | 11 kV | NO | RMU | TAMAN RUI DEV | [6 empty] | Pass | null
434822525 | TNB | DISTRIBUTION | KUALA SELANGOR | Existing | BKSL/PCE/J00498/MBRMU | 300313421 | 11 kV | NO | RMU | WATASEKO |  |  |  | TAMCO | GR1 | 18/08/2003 | Pass | null
434823117 | TNB | DISTRIBUTION | KUALA SELANGOR | Existing | BKSL/PCE/J00497/MBRMU | 300313432 | 11 kV | NO | RMU | TMN SRI CAHAYA(C/S) |  |  |  | SCHEINEDER | R02/12/135/SF | 27/11/1997 | Pass | null
434827662 | TNB | DISTRIBUTION | KUALA SELANGOR | Existing | BKSL/PCE/J00489/MBRMU | 300313123 | 11 kV | NO | RMU | TELEKOM B/BEJUNTAI |  |  |  | MERLIN GERIN | RING MASTER | 18/08/2010 | Pass | null
434828260 | TNB | DISTRIBUTION | KUALA SELANGOR | Existing | BKSL/PCE/J00490/MBRMU | 300313126 | 11 kV | NO | RMU | TMN SENTOSA |  |  |  | TC HAMMER | OLU/HFU | 22/09/1988 | Pass | null
434828858 | TNB | DISTRIBUTION | KUALA SELANGOR | Existing | BKSL/PCE/J00491/MBRMU | 300313128 | 11 kV | NO | RMU | PEKAN BATANG BEJUNTAI |  |  |  | TAMCO | FALCON BETA | 19941110 | Pass | null
434829456 | TNB | DISTRIBUTION | KUALA SELANGOR | Existing | BKSL/PCE/J00492/MBRMU | 300313130 | 11 kV | NO | RMU | BINTANG JELITA |  |  |  | TAMCO | FALCON BETA | 14/11/1991 | Pass | null
434830378 | TNB | DISTRIBUTION | KUALA SELANGOR | Existing | BKSL/PCE/J00496/MBRMU | 300345585 | 11 kV | NO | RMU | PKNS TAMAN SRI INDAH |  |  |  | TAMCO | GR1 | 15/12/2006 | Pass | null
434830996 | TNB | DISTRIBUTION | KUALA SELANGOR | Existing | BKSL/PCE/J00506/MBRMU | 300313077 |  | NO |  | SSU PKPS |  |  |  | TAMCO | TAMCO | 18/08/1997 | Fail | Please check "Operating Voltage"
434831627 | TNB | DISTRIBUTION | KUALA SELANGOR | Existing | BKSL/PCE/J00507/MBRMU | 300313078 | 11 kV | NO | RMU | PUSAT PENYEMBELIHAN PKPS |  |  |  | VE1 | VE1 | 20/09/1984 | Pass | null
434831984 | TNB | DISTRIBUTION | KUALA SELANGOR | Existing | BKSL/PCE/J00159/MBRMU1 | 300022616 | 11 kV | NO | RMU | PT 1 |  |  |  | TAMCO | TAMCO | 15/12/2000 | Pass | null
434832618 | TNB | DISTRIBUTION | KUALA SELANGOR | Existing | BKSL/PCE/J00228/MBRMU1 | 300022864 | 11 kV | NO | RMU | KOKO FAMA |  |  |  | TAMCO | TAMCO | 27/11/1982 | Pass | null
434833009 | TNB | DISTRIBUTION | KUALA SELANGOR | Existing | BKSL/PCE/J00229/MB00440 | 300022867 | 11 kV | NO | RMU | SG TERAP |  |  |  | F&G | F&G | 19931012 | Pass | null
434833861 | TNB | DISTRIBUTION | KUALA SELANGOR | Existing | BKSL/PCE/J00567/MBRMU | 300313751 | 11 kV | NO | RMU | TMN NILAM |  |  |  | TAMCO | 11kV SF6 RMU GR1 | 20081107 | Pass | null
434835302 | TNB | DISTRIBUTION | KUALA SELANGOR | Existing | BKSL/PCE/J00237/MB00458 | 300022891 | 11 kV | NO | RMU | YUSRI |  |  |  | TAMCO | TAMCO | 18/03/1992 | Pass | null
434845202 | TNB | DISTRIBUTION | KUALA SELANGOR | Existing | BKSL/PCE/J00495/MBRMU | 300313445 | 11 kV | NO | RMU | SM TEKNIK BATANG BERJUNTAI |  |  |  | TAMCO | FALCON BETA | 20/05/2004 | Pass | null
434845809 | TNB | DISTRIBUTION | KUALA SELANGOR | Existing | BKSL/PCE/J00494/MBRMU | 300313453 | 11 kV | NO | RMU | SK BATANG BERJUNTAI |  |  |  | F&G | ZZT | 18/08/2003 | Pass | null
434846416 | TNB | DISTRIBUTION | KUALA SELANGOR | Existing | BKSL/PCE/J00568/MBRMU | 300313460 | 11 kV | NO | RMU | TMN PELANGI |  |  |  | SCHEINEDER | R0736164B RM6 | 20041110 | Pass | null
434847017 | TNB | DISTRIBUTION | KUALA SELANGOR | Existing | BKSL/PCE/J00035/MBRMU3 | 300443766 | 11 kV | NO | RMU | SG RAMBAI NO 1 |  |  |  | TC HAMMER | OLU-HFU | 18/08/1980 | Pass | null
434847635 | TNB | DISTRIBUTION | KUALA SELANGOR | Existing | BKSL/PCE/J00133/MBRMU1 | 300344398 | 11 kV | NO | RMU | SW/STN SG RAMBAI ESTET |  |  |  | TAMCO | TAMCO | 14/02/2005 | Pass | null
434848295 | TNB | DISTRIBUTION | KUALA SELANGOR | Existing | BKSL/PCE/J00036/MBRMU1 | 300022071 | 11 kV | NO | RMU | SG RAMBAI NO 2 |  |  |  | TAMCO | GR1 | 20/09/1994 | Pass | null
434848902 | TNB | DISTRIBUTION | KUALA SELANGOR | Existing | BKSL/PCE/J00136/MBRMU1 | 300239557 | 11 kV | NO | RMU | R/PAM AIR JPS KG ASAHAN |  |  |  | TAMCO | GR1 | 20/09/1993 | Pass | null
434854125 | TNB | DISTRIBUTION | KUALA SELANGOR | Existing | BKSL/PCE/J00744/MBRMU | 300345730 | 11 kV | NO | RMU | APRTMENT MELATI NO.2 PUNCAK ALAM |  |  |  | TAMCO | GR1 | 19/02/2006 | Pass | null
434855181 | TNB | DISTRIBUTION | KUALA SELANGOR | Existing | BKSL/PCE/J00743/MBRMU | 300345723 | 11 kV | NO | RMU | APRTMENT MELATI NO.1 PUNCAK ALAM |  |  |  | TAMCO | GR1 | 15/12/2006 | Pass | null
434856237 | TNB | DISTRIBUTION | KUALA SELANGOR | Existing | BKSL/PCE/J00746/MBRMU | 300346067 | 11 kV | NO | RMU | INDUSTRI ALAM JAYA NO.1 |  |  |  | VEI | 2L+2T | 20061010 | Pass | null
434856830 | TNB | DISTRIBUTION | KUALA SELANGOR | Existing | BKSL/PCE/J00748/MBRMU | 300346063 | 11 kV | NO | RMU | INDUSTRI ALAM JAYA NO.2 |  |  |  | VEI | 2L+2T | 20/09/2006 | Pass | null
434857424 | TNB | DISTRIBUTION | KUALA SELANGOR | Existing | BKSL/PCE/J00818/MBRMU | 300346273 | 11 kV | NO | RMU | CK CHEONG SDN BHD |  |  |  | INDKOM | ZZT I/D INS24 | 15/12/2009 | Pass | null
434857969 | TNB | DISTRIBUTION | KUALA SELANGOR | Existing | BKSL/PCE/J00238/MB00461 | 300022897 | 11 kV | NO | RMU | LPN BATU 2 |  |  |  | TAMCO | TAMCO | 19/04/1981 | Pass | null
434858467 | TNB | DISTRIBUTION | KUALA SELANGOR | Existing | BKSL/PCE/J00248/MBRMU2 | 300443791 | 11 kV | NO | RMU | COLD ROOM |  |  |  | TAMCO | J3666/1/B/11 | 19/02/2011 | Pass | null
434858736 | TNB | DISTRIBUTION | KUALA SELANGOR | Existing | BKSL/PCE/J00249/MB01 | 300022938 | 11 kV | NO | RMU | S.AGAMA KSL (P/PENAMBANG) |  |  |  | TAMCO | TAMCO | 22/09/2000 | Pass | null
434859333 | TNB | DISTRIBUTION | KUALA SELANGOR | Existing |  |  | 11 kV | NO | RMU | TMN DELIMA | [6 empty] | Pass | null
434859984 | TNB | DISTRIBUTION | KUALA SELANGOR | Existing | BKSL/PCE/J00258/MBRMU | 300313631 | 11 kV | NO | RMU | QTRS GURU P/PERMATANG |  |  |  | TAMCO | TAMCO | 15/12/2007 | Pass | null
434860697 | TNB | DISTRIBUTION | KUALA SELANGOR | Existing | BKSL/PCE/J00250/MBNN01 | 300022943 | 11 kV | NO | RMU | BGN SUNGAI YU |  |  |  | F&G | F&G | 20001110 | Pass | null
434861357 | TNB | DISTRIBUTION | KUALA SELANGOR | Existing | BKSL/PCE/J00139/MBRMU1 | 300343326 | 11 kV | NO | RMU | TMN BAYU P/PENAMBANG |  |  |  | F&G | 99185083 | 19981110 | Pass | null
434866590 | TNB | DISTRIBUTION | KUALA SELANGOR | Existing | BKSL/PCE/J00509/MBRMU | 300313092 | 11 kV | NO | RMU | STP UNISEL |  |  |  | VE1 | VE1 | 19821010 | Pass | null
434867221 | TNB | DISTRIBUTION | KUALA SELANGOR | Existing | BKSL/PCE/J00508/MBRMU | 300313095 | 11 kV | NO | RMU | RUMAH KAKITANGAN UNISEL |  |  |  | VE1 | VE1 | 27/11/1980 | Pass | null
434867813 | TNB | DISTRIBUTION | KUALA SELANGOR | Existing | BKSL/PCE/J00510/MBRMU | 300343259 | 11 kV | NO | RMU | ASRAMA PUTERI UNISEL |  |  |  | TAMCO | GR1 | 20031010 | Pass | null
434868846 | TNB | DISTRIBUTION | KUALA SELANGOR | Existing | BKSL/PCE/J00512/MBRMU | 300313099 | 11 kV | NO | RMU | SSU UNISEL |  |  |  | TAMCO | GR1 | 19781012 | Pass | null
434869066 | TNB | DISTRIBUTION | KUALA SELANGOR | Existing | BKSL/PCE/J00511/MBRMU | 300343271 | 11 kV | NO | RMU | ASRAMA PUTERA UNISEL |  |  |  | TAMCO | GR1 | 20031010 | Pass | null
434870133 | TNB | DISTRIBUTION | KUALA SELANGOR | Existing | BKSL/PCE/J00505/MBRMU | 300313218 | 11 kV | NO | RMU | SIME INAX |  |  |  | LONG & CROWFORD | LONG & CROWFORD | 20/05/1996 | Pass | null
434884891 | TNB | DISTRIBUTION | KUALA SELANGOR | Existing | BKSL/PCE/J00696/MBRMU | 300345927 | 11 kV | NO | RMU | KOTA PUTERI NO.5 JLN KP 5/13 |  |  |  | VEI | 2L+1T | 19/04/2006 | Pass | null
434885483 | TNB | DISTRIBUTION | KUALA SELANGOR | Existing | BKSL/PCE/J00694/MBRMU | 300345922 | 11 kV | NO | RMU | JLN KOTA PUTERI 5/14B |  |  |  | TAMCO | GR1 | 14/02/2006 | Pass | null
434886075 | TNB | DISTRIBUTION | KUALA SELANGOR | Existing | BKSL/PCE/J00695/MBRMU | 300345924 | 11 kV | NO | RMU | KOTA PUTERI PERSIARAN BT ARANG NO.4 |  |  |  | TAMCO | GR1 | 18/03/2006 | Pass | null
434892368 | TNB | DISTRIBUTION | KUALA SELANGOR | Existing | BKSL/PCE/J00749/MBRMU | 300346096 | 11 kV | NO | RMU | GUPPY PLASTIC ALAM JAYA |  |  |  | SIEMEN ITEM | 8DJ20.10 COREPART | 18/08/2006 | Pass | null
434892960 | TNB | DISTRIBUTION | KUALA SELANGOR | Existing | BKSL/PCE/J00750/MBRMU | 300346077 | 11 kV | NO | RMU | PADAT MULTI GUNA TMN ALAM JAYA 2/1 |  |  |  | SCHNEIDER | NE-21Q | 20061012 | Pass | null
434893641 | TNB | DISTRIBUTION | KUALA SELANGOR | Existing | BKSL/PCE/J00751/MBRMU | 300346070 | 11 kV | NO | RMU | GUPPY PLASTIC NO.2 ALAM JAYA |  |  |  | VEI | 2L+2T | 27/11/2006 | Pass | null
434894233 | TNB | DISTRIBUTION | KUALA SELANGOR | Existing | BKSL/PCE/J00752/MBRMU | 300346097 | 11 kV | NO | RMU | GUPPY PLASTIC NO.3 ALAM JAYA |  |  |  | VEI | 2L+2T | 22/09/2006 | Pass | null
434895027 | TNB | DISTRIBUTION | KUALA SELANGOR | Existing | BKSL/PCE/J00870/MBRMU1 | 300541059 | 11 kV | NO | RMU | HLCT LAND TIAJ 2/1 |  |  |  | IND | INS24 |  | Pass | null
434895658 | TNB | DISTRIBUTION | KUALA SELANGOR | Existing | BKSL/PCE/J00753/MBRMU | 300346112 | 11 kV | NO | RMU | PLANTFIELD NO.1 |  |  |  | F&G | ZZTT | 19/02/2006 | Pass | null
434897336 | TNB | DISTRIBUTION | KUALA SELANGOR | Existing | BKSL/PCE/J00033/MBRMU1 | 300022057 | 11 kV | NO | RMU | LDG SEL RIVER SIDE |  |  |  | TAMCO | GR1 | 19811107 | Pass | null
434897937 | TNB | DISTRIBUTION | KUALA SELANGOR | Existing | BKSL/PCE/J00032/MBRMU1 | 300022052 | 11 kV | NO | RMU | PKNS KG KUANTAN |  |  |  | LONG&CROWFORD | T4GF3 | 28/06/2001 | Pass | null
434898604 | TNB | DISTRIBUTION | KUALA SELANGOR | Existing | BKSL/PCE/J00484/MBRMU2 | 300313074 | 11 kV | NO |  | KG JAYA SETIA |  |  |  | TAMCO | GR1 | 28/06/1996 | Fail | Please check "Label"
434898669 | TNB | DISTRIBUTION | KUALA SELANGOR | Existing | BKSL/PCE/J00484/MBRMU1 | 300313073 | 11 kV | NO |  | KG JAYA SETIA |  |  |  | TAMCO | GR1 | 19/04/1997 | Fail | Please check "Label"
434899905 | TNB | DISTRIBUTION | KUALA SELANGOR | Existing |  |  | 11 kV | NO | RMU | JAYA SETIA A/T | [6 empty] | Pass | null
434900498 | TNB | DISTRIBUTION | KUALA SELANGOR | Existing |  |  | 11 kV | NO | RMU | INDUSTRI BUKIT BADONG B | [6 empty] | Pass | null
434901008 | TNB | DISTRIBUTION | KUALA SELANGOR | Existing | BKSL/PCE/J00754/MBRMU | 300344230 | 11 kV | NO | RMU | PLANTFIELD NO.2 |  |  |  | VEI | 2L+2T | 17/07/1990 | Pass | null
434902063 | TNB | DISTRIBUTION | KUALA SELANGOR | Existing | BKSL/PCE/J00795/MBRMU | 300344606 | 11 kV | NO | RMU | MULTIGUNA CONSTRUCTION & DEV JLN 2/6 AL |  |  |  | INDKOM | ZZT I/D INS24 | 28/06/2006 | Pass | null
434902654 | TNB | DISTRIBUTION | KUALA SELANGOR | Existing | BKSL/PCE/J00869/MBRMU1 | 300541050 | 11 kV | NO | RMU | MACHMAR INDS NO.2 |  |  |  | INDKOM | INS24 | 20130402 | Pass | null
434903246 | TNB | DISTRIBUTION | KUALA SELANGOR | Existing | BKSL/PCE/J00758/MBRMU | 300344233 | 11 kV | NO | RMU | MARKLON INDS |  |  |  | TAMCO | GR1 | 22/09/1990 | Pass | null
434903838 | TNB | DISTRIBUTION | KUALA SELANGOR | Existing | BKSL/PCE/J00756/MBRMU | 300344232 | 11 kV | NO | RMU | MACHMAR INDS |  |  |  | TAMCO | FALCON BETA | 18/08/1990 | Pass | null
434904430 | TNB | DISTRIBUTION | KUALA SELANGOR | Existing | BKSL/PCE/J00719/MBRMU | 300345842 | 11 kV | NO | RMU | FASA 3A 2 PUNCAK ALAM |  |  |  | TAMCO | GR1 | 15/12/2011 | Pass | null
434907418 | TNB | DISTRIBUTION | KUALA SELANGOR | Existing | BKSL/PCE/J00466/MBRMU | 300313263 | 11 kV | NO | RMU | TECHNOPARK NO 3 |  |  |  | VEI | VEI | 22/09/1993 | Pass | null
434908473 | TNB | DISTRIBUTION | KUALA SELANGOR | Existing | BKSL/PCE/J00467/MBRMU | 300313278 | 11 kV | NO | RMU | TECHNOPARK NO 4 |  |  |  | TAMCO | GR1 | 14/11/1988 | Pass | null
434909263 | TNB | DISTRIBUTION | KUALA SELANGOR | Existing | BKSL/PCE/J00543/MBRMU | 300313554 | 11 kV | NO | RMU | TMN BENDAHARA NO 2 |  |  |  | TAMCO | TAMCO | 18/08/2009 | Pass | null
434909869 | TNB | DISTRIBUTION | KUALA SELANGOR | Existing | BKSL/PCE/J00012/MBRMU1 | 300228314 | 11 kV | NO | RMU | TMN BENDAHARA NO 1 |  |  |  | TAMCO | TAMCO | 28/06/1982 | Pass | null
434910945 | TNB | DISTRIBUTION | KUALA SELANGOR | Existing | BKSL/PCE/J00001/MB2001 | 300021906 | 11 kV | NO | RMU | TMN PENGGAWA |  |  |  | LONG&CROWFORD | LONG&CROWFORD | 19/02/1980 | Pass | null
434911545 | TNB | DISTRIBUTION | KUALA SELANGOR | Existing | BKSL/PCE/J00003/MBRMU1 | 300021920 | 11 kV | NO | RMU | TLK PIAH |  |  |  | TAMCO | GR1 | 19/04/1999 | Pass | null
434912915 | TNB | DISTRIBUTION | KUALA SELANGOR | Existing | BKSL/PCE/J00004/MB03 | 300021922 | 11 kV | NO | RMU | BDR MELAWATI (C) |  |  |  | MERLIN GERIN | MERLIN GERIN | 28/06/1999 | Pass | null
434913822 | TNB | DISTRIBUTION | KUALA SELANGOR | Existing | BKSL/PCE/J00468/MBRMU | 300313291 | 11 kV | NO | RMU | PKNS RANTAU PANJANG |  |  |  | TAMCO | GR1 | 19/02/1999 | Pass | null
434914380 | TNB | DISTRIBUTION | KUALA SELANGOR | Existing | BKSL/PCE/J00561/MBRMU | 300313294 | 11 kV | NO | RMU | SYABAS RANTAU PANJANG |  |  |  | TAMCO | GR1 | 22/03/2002 | Pass | null
434914600 | TNB | DISTRIBUTION | KUALA SELANGOR | Existing | BKSL/PCE/J00516/MBRMU | 300313132 | 11 kV | NO | RMU | BERJUNTAI BESTARI NO 2 |  |  |  | TAMCO | TAMCO | 15/12/1983 | Pass | null
434915198 | TNB | DISTRIBUTION | KUALA SELANGOR | Existing | BKSL/PCE/J00515/MBRMU | 300313170 | 11 kV | NO | RMU | BERJUNTAI BESTARI NO 1 |  |  |  | TAMCO | GRI | 19/04/1993 | Pass | null
434915790 | TNB | DISTRIBUTION | KUALA SELANGOR | Existing | BKSL/PCE/J00514/MBRMU | 300313182 | 11 kV | NO | RMU | ANGGERIK LAKSAMANA |  |  |  | VEI | VEI | 19871107 | Pass | null
434916348 | TNB | DISTRIBUTION | KUALA SELANGOR | Existing | BKSL/PCE/J00513/MBRMU | 300313186 | 11 kV | NO | RMU | SEGINIAGA |  |  |  | MERLIN GERIN | MERLIN GERIN | 18/08/1987 | Pass | null
434916568 | TNB | DISTRIBUTION | KUALA SELANGOR | Existing | BKSL/PCE/J00577/MBRMU | 300313194 | 11 kV | NO | RMU | TMN ILMU BISTARI |  |  |  | TAMCO | GRI | 19871010 | Pass | null
434922191 | TNB | DISTRIBUTION | KUALA SELANGOR | Existing | BKSL/PCE/J00005/MB02 | 300021927 | 11 kV | NO | RMU | PEJABAT DAERAH |  |  |  | TC HAMMER | OLU 2 OIL SWITCH | 19901107 | Pass | null
434922791 | TNB | DISTRIBUTION | KUALA SELANGOR | Existing | BKSL/PCE/J00591/MBRMU | 300342898 | 11 kV | NO | RMU | KOMPLEKS PEJABAT BARAT LAUT |  |  |  | TAMCO | GR1 | 18/08/2008 | Pass | null
434923390 | TNB | DISTRIBUTION | KUALA SELANGOR | Existing | BKSL/PCE/J00006/MBRMU1 | 300021935 | 11 kV | NO | RMU | JLN KLINIK |  |  |  | INDKOM | INS24 | 18/08/1985 | Pass | null
434924464 | TNB | DISTRIBUTION | KUALA SELANGOR | Existing | BKSL/PCE/J00544/MBRMU | 300313561 | 11 kV | NO | RMU | BAZAR PEKAN K/SELANGOR |  |  |  | TAMCO | 11kV SF6 RMU GR1 | 20091010 | Pass | null
434925540 | TNB | DISTRIBUTION | KUALA SELANGOR | Existing | BKSL/PCE/J00043/MBNN01 | 300022104 | 11 kV | NO | RMU | PANGSAPURI KSL |  |  |  | F&G | ZZT | 18/03/1984 | Pass | null
434926140 | TNB | DISTRIBUTION | KUALA SELANGOR | Existing | BKSL/PCE/J00007/MBRMU1 | 300021940 | 11 kV | NO | RMU | VIP KSL |  |  |  | TAMCO | GR1 | 20/09/1992 | Pass | null
434927336 | TNB | DISTRIBUTION | KUALA SELANGOR | Existing | BKSL/PCE/J00406/MB1 | 300509260 | 11 kV | NO | RMU | INDUSTRI BUKIT BADONG A |  |  |  | INDKOM | INS24 |  | Pass | null
434928409 | TNB | DISTRIBUTION | KUALA SELANGOR | Existing | BKSL/PCE/J00633/MBRMU | 300313279 | 11 kV | NO | RMU | TAMAN HARMONI |  |  |  | INDKOM | INDKOM | 15/12/2002 | Pass | null
434929070 | TNB | DISTRIBUTION | KUALA SELANGOR | Existing | BKSL/PCE/J00634/MBRMU | 300313297 | 11 kV | NO | RMU | RUMAH KEDAI IJOK |  |  |  | TAMCO | GR1 | 19/04/1994 | Pass | null
434929672 | TNB | DISTRIBUTION | KUALA SELANGOR | Existing |  |  | 11 kV | NO | RMU | TAMAN DAMAI IJOK | [6 empty] | Pass | null
434930264 | TNB | DISTRIBUTION | KUALA SELANGOR | Existing | BKSL/PCE/J00684/MBRMU | 300313731 | 11 kV | NO | RMU | PADAT JLN BKT ROBINSON |  |  |  | SCHNEIDER | SCHNEIDER | 19/02/2008 | Pass | null
434935328 | TNB | DISTRIBUTION | KUALA SELANGOR | Existing | BKSL/PCE/J00008/MBRMU1 | 300021945 | 11 kV | NO | RMU | TG KERAMAT |  |  |  | TAMCO | FALCON BETA | 19951010 | Pass | null
434936222 | TNB | DISTRIBUTION | KUALA SELANGOR | Existing | BKSL/PCE/J00810/MBRMU | 300342900 | 11 kV | NO | RMU | SRJK AIK THEE |  |  |  | MERLIN GERIN | MERLIN GERIN | 20081010 | Pass | null
434936822 | TNB | DISTRIBUTION | KUALA SELANGOR | Existing | BKSL/PCE/J00010/MBRMU | 300313568 | 11 kV | NO | RMU | HOTEL D'PALMA |  |  |  | SIEMEN ITEM | 8DJ10.81 | 27/11/2009 | Pass | null
434937426 | TNB | DISTRIBUTION | KUALA SELANGOR | Existing | BKSL/PCE/J00556/MBRMU | 300284519 | 11 kV | NO | RMU | DEWAN BANQUIT D-PALMA |  |  |  | MERLIN GERIN | RM6 | 22/03/1996 | Pass | null
434938211 | TNB | DISTRIBUTION | KUALA SELANGOR | Existing | BKSL/PCE/J00013/MBRMU1 | 300243610 | 11 kV | NO | RMU | PEKAN KSL (TNB) |  |  |  | INDKOM | INS24 | 14/11/1982 | Pass | null
434938822 | TNB | DISTRIBUTION | KUALA SELANGOR | Existing | BKSL/PCE/J00011/MB01 | 300021953 | 11 kV | NO | RMU | KAKI BKT MELAWATI |  |  |  | TAMCO | GR1 | 19961012 | Pass | null
434939314 | TNB | DISTRIBUTION | KUALA SELANGOR | Existing | BKSL/PCE/J00340/MBRMU1 | 300241013 | 11 kV | NO | RMU | TMN SRI PENAMBANG |  |  |  | VEI | VEI | 19931012 | Pass | null
434939952 | TNB | DISTRIBUTION | KUALA SELANGOR | Existing | BKSL/PCE/J00252/MB00476 | 300022954 | 11 kV | NO | RMU | PEKAN P/PENAMBANG |  |  |  | FALCON BETA | FALCON BETA | 14/11/2001 | Pass | null
434940624 | TNB | DISTRIBUTION | KUALA SELANGOR | Existing | BKSL/PCE/J00253/MB01 | 300022959 | 11 kV | NO | RMU | JPJ P/PENAMBANG |  |  |  | F&G | F&G | 15/12/2001 | Pass | null
434941307 | TNB | DISTRIBUTION | KUALA SELANGOR | Existing | BKSL/PCE/J00829/MBRMU1 | 300431103 | 11 kV | NO | RMU | GOLDPAGE NO.2 |  |  |  | TAMCO | GR1-22-ID-12-023 | 18/09/2013 | Pass | null
434942365 | TNB | DISTRIBUTION | KUALA SELANGOR | Existing | BKSL/PCE/J00789/MBRMU1 | 300431015 | 11 kV | NO | RMU | GOLDPAGE NO.1 |  |  |  | INDKOM | ZZT INDOOR | 13/09/2013 | Pass | null
434948599 | TNB | DISTRIBUTION | KUALA SELANGOR | Existing | BKSL/PCE/J00683/MBRMU | 300313728 | 11 kV | NO | RMU | LEE LEE KONG |  |  |  | TAMCO | GR1 | 15/12/2007 | Pass | null
434949206 | TNB | DISTRIBUTION | KUALA SELANGOR | Existing | BKSL/PCE/J00682/MBRMU | 300313718 | 11 kV | NO | RMU | TMN IJOK UTAMA |  |  |  | VEI | 2L+2T | 20071110 | Pass | null
434951482 | TNB | DISTRIBUTION | KUALA SELANGOR | Existing | BKSL/PCE/J00825/MBRMU | 300443277 | 11 kV | NO | RMU | TAMAN SEJATI JALAN 9 |  |  |  | TAMCO | 11 KV SF6 RMU GRI |  | Pass | null
434952859 | TNB | DISTRIBUTION | KUALA SELANGOR | Existing |  |  |  | NO |  | YAP CHIN CHOOI | [6 empty] | Fail | Please check "Operating Voltage"
434961306 | TNB | DISTRIBUTION | KUALA SELANGOR | Existing | BKSL/PCE/J00720/MBRMU | 300345846 | 11 kV | NO | RMU | APRT NO.4 PUNCAK ALAM |  |  |  | F&G | ZZTT | 19/02/2006 | Pass | null
434962364 | TNB | DISTRIBUTION | KUALA SELANGOR | Existing | BKSL/PCE/J00721/MBRMU | 300345886 | 11 kV | NO | RMU | APRT NO.3 PUNCAK ALAM |  |  |  | F&G | ZZTT | 22/03/2006 | Pass | null
434963420 | TNB | DISTRIBUTION | KUALA SELANGOR | Existing | BKSL/PCE/J00722/MBRMU | 300345890 | 11 kV | NO | RMU | APRT NO.2 PUNCAK ALAM |  |  |  | F&G | ZZTT | 19/04/2006 | Pass | null
434964474 | TNB | DISTRIBUTION | KUALA SELANGOR | Existing | BKSL/PCE/J00723/MBRMU | 300345894 | 11 kV | NO | RMU | APRT NO.1 PUNCAK ALAM |  |  |  | F&G | ZZTT | 28/06/2006 | Pass | null
434965628 | TNB | DISTRIBUTION | KUALA SELANGOR | Existing | BKSL/PCE/J00831/MB | 300452590 | 11 kV | NO | RMU | AMAN SURIA |  |  |  | INDKOM | INS24 | 17/05/2013 | Pass | null
434967069 | TNB | DISTRIBUTION | KUALA SELANGOR | Existing | BKSL/PCE/J00465/MBRMU | 300313249 | 11 kV | NO | RMU | TECHNOPARK NO 2 |  |  |  | INDKOM | INDKOM | 17/07/2002 | Pass | null
434978299 | TNB | DISTRIBUTION | KUALA SELANGOR | Existing |  |  | 11 kV | NO | RMU | TMN IJOK UTAMA NO 2 | [6 empty] | Pass | null
434979373 | TNB | DISTRIBUTION | KUALA SELANGOR | Existing | BKSL/PCE/J00680/MBRMU | 300313710 | 11 kV | NO | RMU | TMN SRI IJOK |  |  |  | VEI | VEI | 17/07/2009 | Pass | null
434979974 | TNB | DISTRIBUTION | KUALA SELANGOR | Existing | BKSL/PCE/J00679/MBRMU | 300313706 | 11 kV | NO | RMU | TMN KOPERASI BENA IJOK |  |  |  | TAMCO | TAMCO | 26/06/2008 | Pass | null
434980582 | TNB | DISTRIBUTION | KUALA SELANGOR | Existing | BKSL/PCE/J00678/MBRMU | 300313702 | 11 kV | NO | RMU | PADAT BT. 8 IJOK |  |  |  | TAMCO | TAMCO | 19/04/2007 | Pass | null
434981276 | TNB | DISTRIBUTION | KUALA SELANGOR | Existing | BKSL/PCE/J00677/MBRMU | 300313699 | 11 kV | NO | RMU | KG BKT BADONG NO 2 A/T |  |  |  | TAMCO | TAMCO | 18/03/2008 | Pass | null
434981877 | TNB | DISTRIBUTION | KUALA SELANGOR | Existing | BKSL/PCE/J00676/MBRMU | 300313695 | 11 kV | NO | RMU | KG BKT BADONG NO 1 A/T |  |  |  | TAMCO | TAMCO | 20071012 | Pass | null
434982706 | TNB | DISTRIBUTION | KUALA SELANGOR | Existing | BKSL/PCE/J00725/MBRMU | 300345901 | 11 kV | NO | RMU | JUWITA FASA 3 C NO 2 |  |  |  | TAMCO | GR1 | 18/08/2006 | Pass | null
434983762 | TNB | DISTRIBUTION | KUALA SELANGOR | Existing | BKSL/PCE/J00727/MBRMU | 300345913 | 11 kV | NO | RMU | SEK KEB P/ALAM 3 |  |  |  | TAMCO | GR1 | 20061010 | Pass | null
434984354 | TNB | DISTRIBUTION | KUALA SELANGOR | Existing | BKSL/PCE/J00728/MBRMU | 300346079 | 11 kV | NO | RMU | RMH PAM AIR JBA PH3 PUNCAK ALAM |  |  |  | INDKOM | INDKOM | 14/02/2006 | Pass | null
434984947 | TNB | DISTRIBUTION | KUALA SELANGOR | Existing | BKSL/PCE/J00745/MBRMU | 300345916 | 11 kV | NO | RMU | APRTMENT MELOR NO.1 PUNCAK ALAM |  |  |  | INDKOM | ZZTT | 27/11/2006 | Pass | null
434986022 | TNB | DISTRIBUTION | KUALA SELANGOR | Existing | BKSL/PCE/J00717/MBRMU | 300344590 | 11 kV | NO | RMU | STP 1 PHASE 1 PUNCAK ALAM |  |  |  | F&G | ZZZT | 19/02/2006 | Pass | null
434986834 | TNB | DISTRIBUTION | KUALA SELANGOR | Existing | BKSL/PCE/J00675/MBRMU | 300313692 | 11 kV | NO | RMU | KG BKT BADONG |  |  |  | TAMCO | TAMCO | 27/11/2008 | Pass | null
434989382 | TNB | DISTRIBUTION | KUALA SELANGOR | Existing | BKSL/PCE/J00598/MBRMU | 300313659 | 11 kV | NO | RMU | IBU SAWAT TELEKOM IJOK |  |  |  | TAMCO | TAMCO | 28/06/2008 | Pass | null
434995281 | TNB | DISTRIBUTION | KUALA SELANGOR | Existing | BKSL/PCE/J00009/MBNN01 | 300021948 | 11 kV | NO | RMU | PEJABAT HAIWAN |  |  |  | F&G | ZZT | 27/11/2002 | Pass | null
434996244 | TNB | DISTRIBUTION | KUALA SELANGOR | Existing | BKSL/PCE/J00546/MBRMU | 300345830 | 11 kV | NO | RMU | OCEAN LAND NO 2 |  |  |  | TAMCO | GR1 | 20061110 | Pass | null
434996855 | TNB | DISTRIBUTION | KUALA SELANGOR | Existing | BKSL/PCE/J00338/MBRMU1 | 300240549 | 11 kV | NO | RMU | QTRS MDKS K.SEL |  |  |  | TAMCO | TAMCO | 27/11/1993 | Pass | null
434997492 | TNB | DISTRIBUTION | KUALA SELANGOR | Existing | BKSL/PCE/J00519/MBRMU | 300345779 | 11 kV | NO | RMU | K/UDANG API-API NO 3 |  |  |  | INDKOM | INDKOM | 20061010 | Pass | null
434998090 | TNB | DISTRIBUTION | KUALA SELANGOR | Existing | BKSL/PCE/J00521/MBRMU | 300345781 | 11 kV | NO | RMU | K/UDANG API-API NO 4 |  |  |  | INDKOM | ZZT | 27/11/2006 | Pass | null
434998682 | TNB | DISTRIBUTION | KUALA SELANGOR | Existing | BKSL/PCE/J00135/MBRMU1 | 300242543 | 11 kV | NO | RMU | K/UDANG API-API NO 2 |  |  |  | TAMCO | TAMCO | 28/06/2000 | Pass | null
434999274 | TNB | DISTRIBUTION | KUALA SELANGOR | Existing | BKSL/PCE/J00522/MBRMU | 300345783 | 11 kV | NO | RMU | K/UDANG API-API NO 5 |  |  |  | TAMCO | TAMCO | 20061012 | Pass | null
434999536 | TNB | DISTRIBUTION | KUALA SELANGOR | Existing | BKSL/PCE/J00698/MBRMU | 300344592 | 11 kV | NO | RMU | SEKSYEN 3 PHASE 1B PUNCAK ALAM |  |  |  | F&G | ZZZT | 22/03/2006 | Pass | null
435000592 | TNB | DISTRIBUTION | KUALA SELANGOR | Existing | BKSL/PCE/J00700/MBRMU | 300344605 | 11 kV | NO | RMU | STP UITM |  |  |  | TAMCO | GR1 | 19/04/2006 | Pass | null
435001184 | TNB | DISTRIBUTION | KUALA SELANGOR | Existing | BKSL/PCE/J00701/MBRMU | 300344589 | 11 kV | NO | RMU | UITM 1 |  |  |  | TAMCO | GR1 | 15/12/2006 | Pass | null
435003817 | TNB | DISTRIBUTION | KUALA SELANGOR | Existing | BKSL/PCE/J00809/MBRMU | 300344245 | 11 kV | NO | RMU | PPAJ NO.4 |  |  |  | INDKOM | ZZZT I/D | 22/03/1990 | Pass | null
435003882 | TNB | DISTRIBUTION | KUALA SELANGOR | Existing |  |  | 11 kV | NO | RMU | PPAJ NO.4 | [6 empty] | Pass | null
435005069 | TNB | DISTRIBUTION | KUALA SELANGOR | Existing | BKSL/PCE/J00805/MBRMU | 300344239 | 11 kV | NO | RMU | PPAJ NO.3 |  |  |  | INDKOM | ZZZT I/D | 14/11/1990 | Pass | null
435005704 | TNB | DISTRIBUTION | KUALA SELANGOR | Existing | BKSL/PCE/J00804/MBRMU | 300344187 | 11 kV | NO |  | PPAJ NO.6 |  |  |  | VEI | 2L+2T | 28/06/2004 | Fail | Please check "Label"
435006361 | TNB | DISTRIBUTION | KUALA SELANGOR | Existing |  |  | 11 kV | NO | RMU | PADAT BAN GUAT HUAT TAJ JLN 2/6 | [6 empty] | Pass | null
435007131 | TNB | DISTRIBUTION | KUALA SELANGOR | Existing |  |  |  | NO |  | RUMAH PANGSA INDUSTRI ALAM JAYA NO.9 | [6 empty] | Fail | Please check "Operating Voltage"
435008453 | TNB | DISTRIBUTION | KUALA SELANGOR | Existing | BKSL/PCE/J00523/MBRMU | 300313507 | 11 kV | NO | RMU | K/UDANG API-API NO 6 |  |  |  | INDKOM | ZZT | 20091012 | Pass | null
435009045 | TNB | DISTRIBUTION | KUALA SELANGOR | Existing | BKSL/PCE/J00524/MBRMU | 300313508 | 11 kV | NO | RMU | K/UDANG API-API NO 7 |  |  |  | TAMCO | GR1 | 14/02/2007 | Pass | null
435009637 | TNB | DISTRIBUTION | KUALA SELANGOR | Existing | BKSL/PCE/J00525/MBRMU | 300313510 | 11 kV | NO | RMU | K/UDANG API-API NO 8 |  |  |  | INDKOM | ZZT | 18/03/2008 | Pass | null
435010229 | TNB | DISTRIBUTION | KUALA SELANGOR | Existing | BKSL/PCE/J00526/MBRMU | 300313511 | 11 kV | NO | RMU | K/UDANG API-API NO 9 |  |  |  | INDKOM | ZZT | 19/04/2008 | Pass | null
435010821 | TNB | DISTRIBUTION | KUALA SELANGOR | Existing | BKSL/PCE/J00115/MBRMU | 300345713 | 11 kV | NO | RMU | TMN SENANGIN SG.BULOH |  |  |  | TAMCO | GR1 | 18/08/2006 | Pass | null
435011419 | TNB | DISTRIBUTION | KUALA SELANGOR | Existing | BKSL/PCE/J00335/MBRMU1 | 300241512 | 11 kV | NO | RMU | EMINEM FARM |  |  |  | VEI | VEI | 18/08/1990 | Pass | null
435012011 | TNB | DISTRIBUTION | KUALA SELANGOR | Existing |  |  | 11 kV | NO | RMU | EXCEL GROWTECH | [6 empty] | Pass | null
435012426 | TNB | DISTRIBUTION | KUALA SELANGOR | Existing | BKSL/PCE/J00121/MBRMU | 300346087 | 11 kV | NO | RMU | BKT HIJAU NO 2 |  |  |  | INDKOM | INDKOM | 20/05/2006 | Pass | null
435013058 | TNB | DISTRIBUTION | KUALA SELANGOR | Existing | BKSL/PCE/J00120/MBRMU | 300346085 | 11 kV | NO | RMU | BKT HIJAU NO 1 |  |  |  | TAMCO | GR1 | 18/03/2006 | Pass | null
435013651 | TNB | DISTRIBUTION | KUALA SELANGOR | Existing | BKSL/PCE/J00119/MBRMU1 | 300022467 | 11 kV | NO | RMU | SW/STN BKT HIJAU |  |  |  | TAMCO | GR1 | 19761012 | Pass | null
435014244 | TNB | DISTRIBUTION | KUALA SELANGOR | Existing | BKSL/PCE/J00118/MBRMU | 300346086 | 11 kV | NO | RMU | REZAB ZAZULI |  |  |  | TAMCO | FALCON BETA | 19/04/2006 | Pass | null
435014840 | TNB | DISTRIBUTION | KUALA SELANGOR | Existing | BKSL/PCE/J00560/MBRMU | 300345721 | 11 kV | NO | RMU | REBAN AYAM BKT HIJAU |  |  |  | TAMCO | GR1 | 14/11/2006 | Pass | null
435015435 | TNB | DISTRIBUTION | KUALA SELANGOR | Existing | BKSL/PCE/J00122/MBRMU | 300346094 | 11 kV | NO | RMU | SOUTHERN REALTY |  |  |  | INDKOM | INDKOM | 26/06/2006 | Pass | null
435016036 | TNB | DISTRIBUTION | KUALA SELANGOR | Existing | BKSL/PCE/J00123/MBRMU | 300346095 | 11 kV | NO | RMU | PT MAHANG NO 1 |  |  |  | TAMCO | GR1 | 17/07/2006 | Pass | null
435029511 | TNB | DISTRIBUTION | KUALA SELANGOR | Existing | BKSL/PCE/J00130/MB01 | 300022524 | 11 kV | NO | RMU | PKNS PT MAHANG (TMN DESA MAHANG) |  |  |  | MERLIN GERIN | MERLIN GERIN | 17/07/1997 | Pass | null
435031815 | TNB | DISTRIBUTION | KUALA SELANGOR | Existing | BKSL/PCE/J00740/MBRMU | 300346004 | 11 kV | NO | RMU | SHAH ALAM 2 NO.5B 1 |  |  |  | VEI | 2L+1T | 19/04/2006 | Pass | null
435032416 | TNB | DISTRIBUTION | KUALA SELANGOR | Existing | BKSL/PCE/J00735/MBRMU | 300346008 | 11 kV | NO | RMU | SHAH ALAM 2 FASA 5A5/1 |  |  |  | INDKOM | ZZTT I/D INS 24 | 28/06/2006 | Pass | null
435033390 | TNB | DISTRIBUTION | KUALA SELANGOR | Existing | BKSL/PCE/J00790/MBRMU | 300344308 | 11 kV | NO | RMU | INDS ALAM JAYA NO.5 |  |  |  | VEI | 2L+2T | 20051010 | Pass | null
435044392 | TNB | DISTRIBUTION | KUALA SELANGOR | Existing | BKSL/PCE/J00653/MBRMU2 | 300345676 | 11 kV | NO | RMU | SSU UNITED PAPER BOARD |  |  |  | ABB | ABB | 19/04/2006 | Pass | null
435044457 | TNB | DISTRIBUTION | KUALA SELANGOR | Existing | BKSL/PCE/J00653/MBRMU | 300345675 | 11 kV | NO | RMU | SSU UNITED PAPER BOARD |  |  |  | ABB | ABB | 18/03/2006 | Pass | null
435045766 | TNB | DISTRIBUTION | KUALA SELANGOR | Existing |  |  | 11 kV | NO | RMU | SRJKC JLN SASARAN | [6 empty] | Pass | null
435051622 | TNB | DISTRIBUTION | KUALA SELANGOR | Existing | BKSL/PCE/J00791/MBRMU | 300346115 | 11 kV | NO | RMU | PERDANA PARK NO.1 |  |  |  | TOPRANK | 2L+2T | 22/03/2006 | Pass | null
435052223 | TNB | DISTRIBUTION | KUALA SELANGOR | Existing | BKSL/PCE/J00792/MBRMU | 300344575 | 11 kV | NO | RMU | KLG LOT 63 UNICAN ALAM JAYA |  |  |  | TAMCO | GR1 | 18/08/2006 | Pass | null
435052823 | TNB | DISTRIBUTION | KUALA SELANGOR | Existing | BKSL/PCE/J00793/MBRMU | 300344574 | 11 kV | NO | RMU | KLG LOT 62 ALAM JAYA |  |  |  | TAMCO | GR1 | 17/07/2006 | Pass | null
435053423 | TNB | DISTRIBUTION | KUALA SELANGOR | Existing | BKSL/PCE/J00823/MBRMU | 300443560 | 11 kV | NO | RMU | GUDANG BESI JLN 2/6 | [6 empty] | Pass | null
435054024 | TNB | DISTRIBUTION | KUALA SELANGOR | Existing | BKSL/PCE/J00796/MBRMU | 300346109 | 11 kV | NO | RMU | LOT 65 JS CON ALAM JAYA |  |  |  | TAMCO | GR1 | 15/12/2006 | Pass | null
435054624 | TNB | DISTRIBUTION | KUALA SELANGOR | Existing | BKSL/PCE/J00816/MBRMU | 300346268 | 11 kV | NO | RMU | KILANG LOT 11273 JLN 2/6 |  |  |  | TAMCO | GR1 | 22/09/2009 | Pass | null
435055245 | TNB | DISTRIBUTION | KUALA SELANGOR | Existing | BKSL/PCE/J00286/MBRMU1 | 300242568 | 11 kV | NO | RMU | BANJARAYA (C) |  |  |  | TAMCO | TAMCO | 19951012 | Pass | null
435055940 | TNB | DISTRIBUTION | KUALA SELANGOR | Existing | BKSL/PCE/J00569/MBRMU | 300313740 | 11 kV | NO | RMU | TMN RIAMIN |  |  |  | F&G | F&G | 22/03/2008 | Pass | null
435056541 | TNB | DISTRIBUTION | KUALA SELANGOR | Existing | BKSL/PCE/J00387/MB1 | 300515990 |  | NO | RMU | KG HAJI RAZALI |  |  |  | LUCY | VRN2A |  | Fail | Please check "Operating Voltage"
435057142 | TNB | DISTRIBUTION | KUALA SELANGOR | Existing | BKSL/PCE/J00188/MB01 | 300022727 | 11 kV | NO | RMU | MASRIA |  |  |  | TAMCO | TAMCO | 20/05/2002 | Pass | null
435057748 | TNB | DISTRIBUTION | KUALA SELANGOR | Existing | BKSL/PCE/J00283/MBRMU | 300313759 | 11 kV | NO | RMU | TMN WAWASAN |  |  |  | TAMCO | TAMCO | 20111010 | Pass | null
435058350 | TNB | DISTRIBUTION | KUALA SELANGOR | Existing | BKSL/PCE/J00533/MBRMU | 300313776 | 11 kV | NO | RMU | TMN KHATIJAH |  |  |  | TAMCO | TAMCO | 26/06/2007 | Pass | null
435059551 | TNB | DISTRIBUTION | KUALA SELANGOR | Existing | BKSL/PCE/J00386/MB1 | 310526851 | 11 kV | NO | RMU | MARDI SG SIREH | [5 empty] | 18/08/2006 | Pass | null
435062057 | TNB | DISTRIBUTION | KUALA SELANGOR | Existing | BKSL/PCE/J00388/MB1 | 300520550 | 11 kV | NO | RMU | SG SIREH BAN 3 |  |  |  | SSE | VRN 6A | 20150101 | Pass | null
435062649 | TNB | DISTRIBUTION | KUALA SELANGOR | Existing | BKSL/PCE/J00857/MBRMU | 300515523 | 11 kV | NO | RMU | SG SIREH BAN 4 |  |  |  |  | VRN 29 |  | Pass | null
435063258 | TNB | DISTRIBUTION | KUALA SELANGOR | Existing | BKSL/PCE/J00871/MBRMU1 | 300515675 | 11 kV | NO | RMU | LOJI AIR SG SIREH |  |  |  | LUCY | VRN 6A | 20150101 | Pass | null
435128269 | TNB | DISTRIBUTION | KUALA SELANGOR | Existing | BKSL/PCE/J00158/MBNN01 | 300022608 | 11 kV | NO | RMU | PT 2 |  |  |  | TAMCO | TAMCO | 14/11/1999 | Pass | null
435128862 | TNB | DISTRIBUTION | KUALA SELANGOR | Existing | BKSL/PCE/J00157/MBNN01 | 300022603 | 11 kV | NO | RMU | KLG BIJI BENIH T/AIR 2 |  |  |  | ORMAZABAL | ORMAZABAL | 19961110 | Pass | null
435129463 | TNB | DISTRIBUTION | KUALA SELANGOR | Existing | BKSL/PCE/J00156/MBNN01 | 300022598 | 11 kV | NO | RMU | PT 3 |  |  |  | TAMCO | TAMCO | 22/09/2001 | Pass | null
435130063 | TNB | DISTRIBUTION | KUALA SELANGOR | Existing | BKSL/PCE/J00155/MBNN01 | 300022593 | 11 kV | NO | RMU | PT 4 |  |  |  | TAMCO | TAMCO | 18/08/1991 | Pass | null
435130670 | TNB | DISTRIBUTION | KUALA SELANGOR | Existing | BKSL/PCE/J00575/MBRMU | 300313786 | 11 kV | NO | RMU | ZHONG LEE FISHERY |  |  |  | TAMCO | TAMCO | 22/09/2007 | Pass | null
435131270 | TNB | DISTRIBUTION | KUALA SELANGOR | Existing | BKSL/PCE/J00208/MBRMU1 | 300242564 | 11 kV | NO | RMU | GAWAR-GAWAR (JENTAYU TUAH) |  |  |  | F&G | F&G | 19991010 | Pass | null
435131871 | TNB | DISTRIBUTION | KUALA SELANGOR | Existing | BKSL/PCE/J00210/MBRMU1 | 300344086 | 11 kV | NO | RMU | SG GULANG-GULANG |  |  |  | TAMCO | GR1 |  | Pass | null
435210382 | TNB | DISTRIBUTION | KUALA SELANGOR | Existing | BKSL/PCE/J00794/MBRMU | 300346062 | 11 kV | NO | RMU | ICECLUB ALAM JAYA |  |  |  | ABB | ABB | 18/08/2006 | Pass | null
435210610 | TNB | DISTRIBUTION | KUALA SELANGOR | Existing | BKSL/PCE/J00755/MBRMU | 300344228 | 11 kV | NO | RMU | MULTIGUNA CON & DEV |  |  |  | TAMCO | 2L+1T | 26/06/1990 | Pass | null
435211210 | TNB | DISTRIBUTION | KUALA SELANGOR | Existing | BKSL/PCE/J00799/MBRMU | 300346107 | 11 kV | NO | RMU | KLG LOT 58 ALAM JAYA |  |  |  | TAMCO | GR1 | 20061110 | Pass | null
435211810 | TNB | DISTRIBUTION | KUALA SELANGOR | Existing | BKSL/PCE/J00797/MBRMU | 300346108 | 11 kV | NO | RMU | KYODO STEEL |  |  |  | MERLIN GERIN | MERLIN GERIN | 14/11/2006 | Pass | null
435212604 | TNB | DISTRIBUTION | KUALA SELANGOR | Existing | BKSL/PCE/J00800/MBRMU | 300344305 | 11 kV | NO | RMU | KLG KAYU PAPAN & LOGAM BERJAYA |  |  |  | MERLIN GERIN | RN2C-T1/21 | 18/08/2005 | Pass | null
435213204 | TNB | DISTRIBUTION | KUALA SELANGOR | Existing | BKSL/PCE/J00801/MBRMU | 300344306 | 11 kV | NO | RMU | KWAN SENS WARE |  |  |  | SIEMEN ITEM | 8DJ20.10 COREPART | 20/09/2005 | Pass | null
435213804 | TNB | DISTRIBUTION | KUALA SELANGOR | Existing | BKSL/PCE/J00802/MBRMU | 300344304 | 11 kV | NO | RMU | NATURE LEADER |  |  |  | TAMCO | GR1 | 19901107 | Pass | null
435257943 | TNB | DISTRIBUTION | KUALA SELANGOR | Existing | BKSL/PCE/J00788/MBRMU | 300344302 | 11 kV | NO | RMU | PADAT MULTIGUNA TMN ALAM JAYA 2/5 |  |  |  | SNHNIEDER | NE-21Q | 28/06/1990 | Pass | null
435261575 | TNB | DISTRIBUTION | KUALA SELANGOR | Existing |  |  |  | NO |  | INDUSTRI ALAM JAYA NO.6 | [6 empty] | Fail | Please check "Operating Voltage"
435262258 | TNB | DISTRIBUTION | KUALA SELANGOR | Existing |  |  |  | NO |  | INDUSTRI ALAM JAYA NO.8 | [6 empty] | Fail | Please check "Operating Voltage"
435263347 | TNB | DISTRIBUTION | KUALA SELANGOR | Existing |  |  |  | NO |  | GREAT MARKETING | [6 empty] | Fail | Please check "Operating Voltage"
435264139 | TNB | DISTRIBUTION | KUALA SELANGOR | Existing |  |  | 11 kV | NO | RMU | JS CONSC TRUCTION & DEV SDN BHD LOT106 | [6 empty] | Pass | null
435264746 | TNB | DISTRIBUTION | KUALA SELANGOR | Existing | BKSL/PCE/J00773/MBRMU | 310526850 | 11 kV | NO | RMU | MULTI GUNA NO.3 |  |  |  |  | ZZT I/D INS24 | 28/06/2006 | Pass | null
435268594 | TNB | DISTRIBUTION | KUALA SELANGOR | Existing | BKSL/PCE/J00621/MBRMU | 300313761 | 11 kV | NO | RMU | STP KOTA PUTERI |  |  |  | VEI | 2L IT | 27/11/2009 | Pass | null
435270262 | TNB | DISTRIBUTION | KUALA SELANGOR | Existing | BKSL/PCE/J00071/MBRMU1 | 300228383 | 11 kV | NO | RMU | MUARA NO 1 |  |  |  | ABB | ABB | 27/11/1984 | Pass | null
435270899 | TNB | DISTRIBUTION | KUALA SELANGOR | Existing | BKSL/PCE/J00079/MBRMU1 | 300228389 | 11 kV | NO | RMU | MUARA NO 2 |  |  |  | TAMCO | TAMCO | 19841012 | Pass | null
435271497 | TNB | DISTRIBUTION | KUALA SELANGOR | Existing | BKSL/PCE/J00059/MBRMU1 | 300022187 | 11 kV | NO | RMU | JLN JATI SG BULOH |  |  |  | F&G | ZZT | 19/02/1990 | Pass | null
435272114 | TNB | DISTRIBUTION | KUALA SELANGOR | Existing | BKSL/PCE/J00060/MBRMU1 | 300022196 | 11 kV | NO | RMU | SPG RJ ABDULLAH |  |  |  | TAMCO | TAMCO | 22/03/1994 | Pass | null
435272756 | TNB | DISTRIBUTION | KUALA SELANGOR | Existing | BKSL/PCE/J00058/MBNN01 | 300022182 | 11 kV | NO | RMU | TALIKOM SG BULOH |  |  |  | TAMCO | FALCON BETA | 15/12/2000 | Pass | null
435273354 | TNB | DISTRIBUTION | KUALA SELANGOR | Existing | BKSL/PCE/J00057/MBRMU1 | 300022179 | 11 kV | NO | RMU | WISMA PELADANG SG BULOH |  |  |  | INDKOM | ZZT | 14/11/1996 | Pass | null
435273971 | TNB | DISTRIBUTION | KUALA SELANGOR | Existing | BKSL/PCE/J00056/MBNN01 | 300022171 | 11 kV | NO | RMU | PEKAN SG BULOH |  |  |  | TAMCO | TAMCO | 19911110 | Pass | null
435296801 | TNB | DISTRIBUTION | KUALA SELANGOR | Existing | BKSL/PCE/J00212/MBRMU1 | 300022824 | 11 kV | NO | RMU | SG TUNGGUL |  |  |  | INDKOM | INDKOM | 20/09/2000 | Pass | null
435297453 | TNB | DISTRIBUTION | KUALA SELANGOR | Existing | BKSL/PCE/J00216/MBRMU1 | 300242595 | 11 kV | NO | RMU | INNOBRIDE NO 1 |  |  |  | TAMCO | TNB 1010/94 | 19/04/1959 | Pass | null
435298053 | TNB | DISTRIBUTION | KUALA SELANGOR | Existing | BKSL/PCE/J00217/MBRMU1 | 300344091 | 11 kV | NO | RMU | INNOBRIDE NO 2 |  |  |  | TAMCO | TNB 147/2010 | 17/07/1990 | Pass | null
435298653 | TNB | DISTRIBUTION | KUALA SELANGOR | Existing | BKSL/PCE/J00218/MBRMU | 300313625 | 11 kV | NO | RMU | INNOBRIDE NO 3 |  |  |  | TAMCO | TNB 1010/94 | 17/07/2009 | Pass | null
435299253 | TNB | DISTRIBUTION | KUALA SELANGOR | Existing | BKSL/PCE/J00219/MBRMU | 300313627 | 11 kV | NO | RMU | INNOBRIDE NO 4 |  |  |  | TAMCO | TNB 1010/94 | 22/09/2008 | Pass | null
435299853 | TNB | DISTRIBUTION | KUALA SELANGOR | Existing | BKSL/PCE/J00215/MBRMU1 | 300242600 | 11 kV | NO | RMU | INNOBRIDE NO 5 | [6 empty] | Pass | null
435305375 | TNB | DISTRIBUTION | KUALA SELANGOR | Existing |  |  |  | NO |  | RGB INDUSTRIES 2/5 | [6 empty] | Fail | Please check "Operating Voltage"
435305985 | TNB | DISTRIBUTION | KUALA SELANGOR | Existing | BKSL/PCE/J00757/MBRMU | 300344234 | 11 kV | NO |  | EXTRO GREAT |  |  |  | TOPRANK | ID 2L+2T | 19901110 | Fail | Please check "Label"
435307096 | TNB | DISTRIBUTION | KUALA SELANGOR | Existing | BKSL/PCE/J00844/MBRMU | 300526589 | 11 kV | NO | RMU | R&S PETROLEUM TIAJ 2/4 |  |  |  | LUCY |  | 21/09/2015 | Pass | null
435307713 | TNB | DISTRIBUTION | KUALA SELANGOR | Existing | BKSL/PCE/J00785/MBRMU | 300344928 | 11 kV | NO |  | KLG LOT 7 ALAM JAYA |  |  |  | INDKOM | INDKOM | 20061010 | Fail | Please check "Label"
435308326 | TNB | DISTRIBUTION | KUALA SELANGOR | Existing | BKSL/PCE/J00784/MBRMU | 300344930 | 11 kV | NO |  | KLG LOT 8 ALAM JAYA |  |  |  | VEI | 2L+2T | 27/11/2006 | Fail | Please check "Label"
435309045 | TNB | DISTRIBUTION | KUALA SELANGOR | Existing | BKSL/PCE/J00177/MBRMU | 300313806 | 11 kV | NO | RMU | TMN RADEN MAS |  |  |  | TAMCO | GR1 | 28/06/2009 | Pass | null
435309652 | TNB | DISTRIBUTION | KUALA SELANGOR | Existing | BKSL/PCE/J00536/MBRMU | 300313803 | 11 kV | NO | RMU | TMN RIA MAS |  |  |  | VEI | VEI | 19/04/2011 | Pass | null
435310258 | TNB | DISTRIBUTION | KUALA SELANGOR | Existing | BKSL/PCE/J00813/MBRMU | 300344321 |  | NO | RMU | RESTORAN MEWAH TG.KARANG |  |  |  | INDKOM | INDKOM | 20051012 | Fail | Please check "Operating Voltage"
435311479 | TNB | DISTRIBUTION | KUALA SELANGOR | Existing | BKSL/PCE/J00173/MBRMU1 | 300344087 | 11 kV | NO | RMU | SURIA INDAH |  |  |  | VEI | VEI | 20/05/2000 | Pass | null
435312561 | TNB | DISTRIBUTION | KUALA SELANGOR | Existing | BKSL/PCE/J00209/MBRMU1 | 300344090 | 11 kV | NO | RMU | INDUSTRI BENG LEE |  |  |  | F&G | F&G | 26/06/2011 | Pass | null
435317324 | TNB | DISTRIBUTION | KUALA SELANGOR | Existing | BKSL/PCE/J00718/MBRMU | 300345838 | 11 kV | NO | RMU | FASA 3A1 PUNCAK ALAM |  |  |  | F&G | ZZTT | 14/11/2006 | Pass | null
435318637 | TNB | DISTRIBUTION | KUALA SELANGOR | Existing |  |  |  | NO |  | SMK PUNCAK ALAM FASA 3 | [6 empty] | Fail | Please check "Operating Voltage"
435319237 | TNB | DISTRIBUTION | KUALA SELANGOR | Existing | BKSL/PCE/J00724/MBRMU | 300345897 | 11 kV | NO | RMU | JUWITA FASA 3 C NO 3 |  |  |  | TAMCO | GR1 | 20061107 | Pass | null
435320313 | TNB | DISTRIBUTION | KUALA SELANGOR | Existing | BKSL/PCE/J00726/MBRMU | 300345910 | 11 kV | NO | RMU | JUWITA FASA 3 C NO 1 |  |  |  | TAMCO | GR1 | 20/09/2006 | Pass | null
435352194 | TNB | DISTRIBUTION | KUALA SELANGOR | Existing |  |  | 11 kV | NO | RMU | RUMAH PAM PUNCAK BESTARI | [6 empty] | Pass | null
435353276 | TNB | DISTRIBUTION | KUALA SELANGOR | Existing | BKSL/PCE/J00863/MBRMU | 300515336 | 11 kV | NO | RMU | MASJID BARU PUNCAK ALAM |  |  |  | INDKOM | 1004212331 |  | Pass | null
435353895 | TNB | DISTRIBUTION | KUALA SELANGOR | Existing | BKSL/PCE/J00117/MBRMU | 300345712 | 11 kV | NO | RMU | BKT KUCING KLINIK |  |  |  | TAMCO | TAMCO | 17/07/2006 | Pass | null
435354559 | TNB | DISTRIBUTION | KUALA SELANGOR | Existing | BKSL/PCE/J00352/MBRMU | 300344567 | 11 kV | NO | RMU | TAMAN ALAM SUTERA ALAM JAYA |  |  |  | INDKOM | ZZT I/D INS24 | 18/03/2006 | Pass | null
435358420 | TNB | DISTRIBUTION | KUALA SELANGOR | Existing | BKSL/PCE/J00211/MBRMU1 | 300313787 |  | NO |  | BANYU EMAS (FIRMA RENA) |  |  |  | TAMCO | GR1 | 20081110 | Fail | Please check "Operating Voltage"
435358485 | TNB | DISTRIBUTION | KUALA SELANGOR | Existing | BKSL/PCE/J00211/MBRMU2 | 300313790 |  | NO |  | BANYU EMAS (FIRMA RENA) |  |  |  | TAMCO | TAMCO | 14/11/2008 | Fail | Please check "Operating Voltage"
435364583 | TNB | DISTRIBUTION | KUALA SELANGOR | Existing | BKSL/PCE/J00463/MBRMU | 300313205 | 11 kV | NO | RMU | TMN MUHIBBAH |  |  |  | TAMCO | GR1 | 19961012 | Pass | null
435365336 | TNB | DISTRIBUTION | KUALA SELANGOR | Existing | BKSL/PCE/J00584/MBRMU | 300313346 | 11 kV | NO | RMU | TMN SURIA BESTARI |  |  |  | VEI | VEI | 20/05/2002 | Pass | null
435366237 | TNB | DISTRIBUTION | KUALA SELANGOR | Existing | BKSL/PCE/J00613/MBRMU | 300345366 | 11 kV | NO | RMU | TANAMARAN NO.2 |  |  |  | TAMCO | GR1 | 17/07/2006 | Pass | null
435367581 | TNB | DISTRIBUTION | KUALA SELANGOR | Existing | BKSL/PCE/J00349/MBRMU1 | 300243131 | 11 kV | NO | RMU | QTRS LADANG BKT TALANG NO 2 |  |  |  | VEI | 2L+1T | 18/08/1993 | Pass | null
435369730 | TNB | DISTRIBUTION | KUALA SELANGOR | Existing | BKSL/PCE/J00782/MBRMU | 300344931 | 11 kV | NO |  | KLG LOT 9 ALAM JAYA |  |  |  | SIEMEN ITEM | 8DJ20.71 | 20061012 | Fail | Please check "Label"
435370411 | TNB | DISTRIBUTION | KUALA SELANGOR | Existing | BKSL/PCE/J00783/MBRMU | 300344932 | 11 kV | NO |  | YL TRADING | [6 empty] | Fail | Please check "Label"
435371043 | TNB | DISTRIBUTION | KUALA SELANGOR | Existing | BKSL/PCE/J00665/MBRMU | 300344311 | 11 kV | NO |  | INDUSTRI ALAM JAYA NO.4 |  |  |  | TAMCO | GR1 | 27/11/2011 | Fail | Please check "Label"
435371639 | TNB | DISTRIBUTION | KUALA SELANGOR | Existing | BKSL/PCE/J00298/MBRMU1 | 300345108 | 11 kV | NO | RMU | APARTMENT ALAM PERDANA 1 |  |  |  | TOPRANK | ID 2L+2T | 19/04/2006 | Pass | null
435373695 | TNB | DISTRIBUTION | KUALA SELANGOR | Existing | BKSL/PCE/J00137/MBRMU1 | 300232740 | 11 kV | NO | RMU | DESA MAWAR N0 2 |  |  |  | TAMCO | GR1 | 19941107 | Pass | null
435374786 | TNB | DISTRIBUTION | KUALA SELANGOR | Existing | BKSL/PCE/J00259/MBRMU1 | 300232735 | 11 kV | NO | RMU | DESA MAWAR N0 1 |  |  |  | INDKOM | INDKOM | 28/06/1994 | Pass | null
435375855 | TNB | DISTRIBUTION | KUALA SELANGOR | Existing | BKSL/PCE/J00214/MBRMU | 300313771 | 11 kV | NO | RMU | POULTRY FARM NO 2 |  |  |  | TAMCO | TAMCO | 18/03/2007 | Pass | null
435376455 | TNB | DISTRIBUTION | KUALA SELANGOR | Existing | BKSL/PCE/J00213/MBRMU | 300313770 | 11 kV | NO | RMU | POULTRY FARM NO 1 |  |  |  | TAMCO | 11kV SF6 RMU GR1 | 14/02/2008 | Pass | null
435378313 | TNB | DISTRIBUTION | KUALA SELANGOR | Existing | BKSL/PCE/J00055/MBRMU1 | 300022168 | 11 kV | NO | RMU | KEMAYAN |  |  |  | TAMCO | GR1 | 22/09/1992 | Pass | null
435379741 | TNB | DISTRIBUTION | KUALA SELANGOR | Existing | BKSL/PCE/J00351/MBRMU1 | 300243155 | 11 kV | NO | RMU | TMN PARI |  |  |  | INDKOM | ZZT | 20121010 | Pass | null
435380333 | TNB | DISTRIBUTION | KUALA SELANGOR | Existing | BKSL/PCE/J00573/MBRMU | 300313519 | 11 kV | NO | RMU | TMN YU |  |  |  | VEI | VEI | 17/07/2005 | Pass | null
435380930 | TNB | DISTRIBUTION | KUALA SELANGOR | Existing | BKSL/PCE/J00572/MBRMU | 300313517 | 11 kV | NO | RMU | TMN SIAKAP |  |  |  | TAMCO | TAMCO | 26/06/2004 | Pass | null
435399302 | TNB | DISTRIBUTION | KUALA SELANGOR | Existing | BKSL/PCE/J00101/MBRMU1 | 300228395 | 11 kV | NO | RMU | TMN BAWAL PUTIH |  |  |  | INDKOM | ZZT | 14/02/1997 | Pass | null
435399900 | TNB | DISTRIBUTION | KUALA SELANGOR | Existing | BKSL/PCE/J00053/MBNN01 | 300022156 | 11 kV | NO | RMU | KLG EKZOS (UNITED EVERCO) |  |  |  | TAMCO | OLU 2 OIL SWITCH | 17/07/1997 | Pass | null
435400492 | TNB | DISTRIBUTION | KUALA SELANGOR | Existing | BKSL/PCE/J00052/MBRMU | 300313626 | 11 kV | NO | RMU | EDAR BERAS |  |  |  | TAMCO | TAMCO | 18/08/2008 | Pass | null
435401090 | TNB | DISTRIBUTION | KUALA SELANGOR | Existing | BKSL/PCE/J00051/MBNN01 | 300022146 | 11 kV | NO | RMU | KLG BATU-BATA |  |  |  | MERLIN GERIN | MERLIN GERIN | 26/06/1997 | Pass | null
435401682 | TNB | DISTRIBUTION | KUALA SELANGOR | Existing | BKSL/PCE/J00050/MBNN01 | 300022140 | 11 kV | NO | RMU | KG API API |  |  |  | TAMCO | GRI | 20/05/1988 | Pass | null
435402274 | TNB | DISTRIBUTION | KUALA SELANGOR | Existing | BKSL/PCE/J00092/MB00095 | 300022318 | 11 kV | NO | RMU | BALAI POLIS KSL |  |  |  | VEI | VEI | 20/05/1997 | Pass | null
435402872 | TNB | DISTRIBUTION | KUALA SELANGOR | Existing | BKSL/PCE/J00094/MBRMU1 | 300022330 | 11 kV | NO | RMU | TALIKOM KSL |  |  |  | SIEMENS ITEM | 8DJHRRT | 17/07/1992 | Pass | null
435403411 | TNB | DISTRIBUTION | KUALA SELANGOR | Existing | BKSL/PCE/J00231/MBRMU1 | 300022880 |  | NO |  | SG YU NO 1 |  |  |  | INDKOM | INS24 | 14/02/1987 | Fail | Please check "Operating Voltage"
435404065 | TNB | DISTRIBUTION | KUALA SELANGOR | Existing | BKSL/PCE/J00230/MBRMU | 300346179 | 11 kV | NO | RMU | KG SG YU |  |  |  | INDKOM | INS24 | 14/02/2012 | Pass | null
435404780 | TNB | DISTRIBUTION | KUALA SELANGOR | Existing | BKSL/PCE/J00232/MBPAT | 300346180 | 11 kV | NO | RMU | SG YU NO 2 |  |  |  | F&G | F&G | 18/03/2004 | Pass | null
435405382 | TNB | DISTRIBUTION | KUALA SELANGOR | Existing | BKSL/PCE/J00233/MBPAT | 300346181 | 11 kV | NO | RMU | SG YU NO 3 |  |  |  | F&G | F&G | 19/04/2006 | Pass | null
435405983 | TNB | DISTRIBUTION | KUALA SELANGOR | Existing | BKSL/PCE/J00180/MBRMU | 300313772 | 11 kV | NO | RMU | MASJID SG TERAP |  |  |  | MERLIN GERIN | MERLIN GERIN | 19/04/2007 | Pass | null
435406723 | TNB | DISTRIBUTION | KUALA SELANGOR | Existing | BKSL/PCE/J00168/MBRMU1 | 300228855 |  | NO |  | PASAR TG KARANG |  |  |  | F&G | F&G | 15/12/1997 | Fail | Please check "Operating Voltage"
435433541 | TNB | DISTRIBUTION | KUALA SELANGOR | Existing | BKSL/PCE/J00095/MB00104 | 300022333 | 11 kV | NO | RMU | BDR BARU NO 1 |  |  |  | INOKOM | INS24 | 18/08/1996 | Pass | null
435434177 | TNB | DISTRIBUTION | KUALA SELANGOR | Existing | BKSL/PCE/J00096/MBRMU1 | 300022341 | 11 kV | NO | RMU | SK BDR BARU |  |  |  | FALCON BETA | FALCON BETA | 22/09/1995 | Pass | null
435435094 | TNB | DISTRIBUTION | KUALA SELANGOR | Existing | BKSL/PCE/J00337/MBRMU1 | 300241016 | 11 kV | NO | RMU | KOMPLEKS MAHKAMAH |  |  |  | VEI | VEI | 14/02/1993 | Pass | null
435436284 | TNB | DISTRIBUTION | KUALA SELANGOR | Existing | BKSL/PCE/J00596/MBRMU | 300342899 | 11 kV | NO | RMU | TMN WARISAN |  |  |  | INDKOM | ZZT | 20/09/2008 | Pass | null
435436876 | TNB | DISTRIBUTION | KUALA SELANGOR | Existing | BKSL/PCE/J00097/MB00111 | 300022344 | 11 kV | NO | RMU | BDR BARU NO 3 |  |  |  | F&G | F&G | 19831110 | Pass | null
435446425 | TNB | DISTRIBUTION | KUALA SELANGOR | Existing | BKSL/PCE/J00199/MB01 | 300022790 | 11 kV | NO | RMU | TOK ADAM |  |  |  | MERLIN GERIN | MERLIN GERIN | 28/06/1994 | Pass | null
435447050 | TNB | DISTRIBUTION | KUALA SELANGOR | Existing | BKSL/PCE/J00200/MBS00380 | 300022796 | 11 kV | NO | RMU | SG TENGI KANAN NO 1 |  |  |  | VE1 | VE1 | 20021107 | Pass | null
435447681 | TNB | DISTRIBUTION | KUALA SELANGOR | Existing | BKSL/PCE/J00178/MBNN01 | 300022680 | 11 kV | NO | RMU | SG TENGI KANAN NO 3 |  |  |  | TAMCO | TAMCO | 20/09/1965 | Pass | null
435448300 | TNB | DISTRIBUTION | KUALA SELANGOR | Existing | BKSL/PCE/J00202/MBRMU1 | 300343330 | 11 kV | NO | RMU | SAWAH SEMP NO 1 |  |  |  | TAMCO | TAMCO | 15/12/1998 | Pass | null
435448931 | TNB | DISTRIBUTION | KUALA SELANGOR | Existing | BKSL/PCE/J00203/MBRMU1 | 300343331 | 11 kV | NO | RMU | SAWAH SEMP NO 2 |  |  |  | TAMCO | TAMCO | 19/02/1998 | Pass | null
435449550 | TNB | DISTRIBUTION | KUALA SELANGOR | Existing | BKSL/PCE/J00204/MBRMU1 | 300242593 | 11 kV | NO | RMU | SAWAH SEMP NO 3 |  |  |  | F&G | F&G | 18/03/1983 | Pass | null
435450202 | TNB | DISTRIBUTION | KUALA SELANGOR | Existing | BKSL/PCE/J00207/MBRMU1 | 300343332 | 11 kV | NO | RMU | SAWAH SEMP NO 4 |  |  |  | TAMCO | TAMCO | 22/03/1998 | Pass | null
435463677 | TNB | DISTRIBUTION | KUALA SELANGOR | Existing | BKSL/PCE/J00205/MBRMU1 | 300343334 | 11 kV | NO | RMU | SAWAH SEMP NO 5 |  |  |  | TAMCO | TAMCO | 19/04/1998 | Pass | null
435464277 | TNB | DISTRIBUTION | KUALA SELANGOR | Existing | BKSL/PCE/J00206/MBRMU1 | 300343335 | 11 kV | NO | RMU | SAWAH SEMP NO 6 |  |  |  | TAMCO | TAMCO | 28/06/1998 | Pass | null
435465561 | TNB | DISTRIBUTION | KUALA SELANGOR | Existing | BKSL/PCE/J00186/MB01 | 300022715 | 11 kV | NO |  | PEKAN TG KARANG (RIVER SIDE) |  |  |  | FALCON BETA | FALCON BETA | 18/03/1998 | Fail | Please check "Label"
435466218 | TNB | DISTRIBUTION | KUALA SELANGOR | Existing | BKSL/PCE/J00187/MBS00344 | 300022721 | 11 kV | NO |  | TMN SRI TANJUNG (LOT 1970) |  |  |  | INDKOM | INDKOM | 19/04/1996 | Fail | Please check "Label"
435466824 | TNB | DISTRIBUTION | KUALA SELANGOR | Existing | BKSL/PCE/J00189/MBS00350 | 300022733 | 11 kV | NO |  | BALAI POLIS TG KARANG |  |  |  | TAMCO | TAMCO | 26/06/1997 | Fail | Please check "Label"
435566211 | TNB | DISTRIBUTION | KUALA SELANGOR | Existing | BKSL/PCE/J00190/MBRMU1 | 300022739 | 11 kV | NO |  | JKR LOW COST |  |  |  | TAMCO | TAMCO | 17/07/1997 | Fail | Please check "Label"
435566926 | TNB | DISTRIBUTION | KUALA SELANGOR | Existing | BKSL/PCE/J00618/MBRMU1 | 300343328 | 11 kV | NO | RMU | LKIM PASIR PENAMBANG |  |  |  | LUCY | LUCY | 14/11/1998 | Pass | null
435567887 | TNB | DISTRIBUTION | KUALA SELANGOR | Existing | BKSL/PCE/J00183/MBS00334 | 300022697 | 11 kV | NO | RMU | HOSPITAL TG KARANG |  |  |  | F&G | ZZZT | 27/11/1984 | Pass | null
435568938 | TNB | DISTRIBUTION | KUALA SELANGOR | Existing |  |  | 11 kV | NO | RMU | KO SEGAR | [6 empty] | Pass | null
435824797 | TNB | DISTRIBUTION | KUALA SELANGOR | Existing | BKSL/PCE/J00638/MBRMU | 300345655 | 11 kV | NO |  | P/PENURUN BALAI POLIS BATU ARANG |  |  |  | TAMCO | GR1 | 28/06/2006 | Fail | Please check "Label"
435825630 | TNB | DISTRIBUTION | KUALA SELANGOR | Existing | BKSL/PCE/J00640/MBRMU | 300345661 | 11 kV | NO |  | TENAGA KIMIA BT ARANG |  |  |  | VEI | 2L+1T | 20/09/2006 | Fail | Please check "Label"
435826541 | TNB | DISTRIBUTION | KUALA SELANGOR | Existing | BRWG/PCE/J01599/MBRMU1 | 300287822 | 11 kV | NO |  | KAMWO TIMBER BATU ARANG |  |  |  | INDKOM | ZZT I/D | 31/03/2015 | Fail | Please check "Label"
435828735 | TNB | DISTRIBUTION | KUALA SELANGOR | Existing | BKSL/PCE/J00430/MB1 | 310527934 | 11 kV | NO | RMU | TMN SERI MANIK | [6 empty] | Pass | null
435829331 | TNB | DISTRIBUTION | KUALA SELANGOR | Existing |  |  | 11 kV | NO | RMU | PUSAT LATIHAN PERTANIAN | [6 empty] | Pass | null
435829929 | TNB | DISTRIBUTION | KUALA SELANGOR | Existing |  |  | 11 kV | NO | RMU | TMN MAHSURI INDAH | [6 empty] | Pass | null
435830912 | TNB | DISTRIBUTION | KUALA SELANGOR | Existing |  |  | 11 kV | NO | RMU | TMN RIA MAS NO.2 | [6 empty] | Pass | null
435831723 | TNB | DISTRIBUTION | KUALA SELANGOR | Existing | BKSL/PCE/J00855/MBRMU1 | 300497590 | 11 kV | NO | RMU | PADAT TMN SAHABAT | [6 empty] | Pass | null
435836829 | TNB | DISTRIBUTION | KUALA SELANGOR | Existing | BKSL/PCE/J00098/MB01 | 300022350 | 11 kV | NO | RMU | BDR BARU NO 4 |  |  |  | F&G | F&G | 14/11/1991 | Pass | null
435837466 | TNB | DISTRIBUTION | KUALA SELANGOR | Existing | BKSL/PCE/J00099/MB00117 | 300022356 | 11 kV | NO | RMU | SM SAINS KSL |  |  |  | F&G | ZZTT | 15/12/1983 | Pass | null
435838058 | TNB | DISTRIBUTION | KUALA SELANGOR | Existing | BKSL/PCE/J00070/MBRMU1 | 300228368 | 11 kV | NO | RMU | QTRS GURU SM SAINS KSL |  |  |  | FALCON BETA | FALCON BETA | 19811010 | Pass | null
435838655 | TNB | DISTRIBUTION | KUALA SELANGOR | Existing | BKSL/PCE/J00107/MB01 | 300022402 | 11 kV | NO | RMU | STADIUM NO 2 (TERTUTUP) |  |  |  | F&G | F&G | 18/08/1980 | Pass | null
435840157 | TNB | DISTRIBUTION | KUALA SELANGOR | Existing | BKSL/PCE/J00597/MBRMU | 300313525 | 11 kV | NO | RMU | JABATAN PENGALIRAN DAN SALIRAN |  |  |  | TAMCO | 11kV SF6 RMU GR1 | 18/08/2006 | Pass | null
435848027 | TNB | DISTRIBUTION | KUALA SELANGOR | Existing | BKSL/PCE/J00874 | 300494296 | 11 kV | NO | RMU | PUSAT NIAGA ASTANA ALAM 2 |  |  |  | EPE | N/A |  | Pass | null
435849478 | TNB | DISTRIBUTION | KUALA SELANGOR | Existing |  |  |  | NO |  | R/KEDAI PH 3B JLN ASTANA C13/C | [6 empty] | Fail | Please check "Operating Voltage"
435862851 | TNB | DISTRIBUTION | KUALA SELANGOR | Existing | BKSL/PCE/J00105/MBRMU1 | 300022393 | 11 kV | NO | RMU | SCHULTZ |  |  |  | TAMCO | 11kV SF6 RMU | 28/06/1998 | Pass | null
435863906 | TNB | DISTRIBUTION | KUALA SELANGOR | Existing | BKSL/PCE/J00104/MB01 | 300022383 | 11 kV | NO | RMU | D'PALWA (KRISTALINA) |  |  |  | F&G | ZZT | 19/04/1997 | Pass | null
435864504 | TNB | DISTRIBUTION | KUALA SELANGOR | Existing | BKSL/PCE/J00103/MB01 | 300022376 | 11 kV | NO | RMU | KOMPLEKS PKNS KSL |  |  |  | TAMCO | GR1 | 22/03/1983 | Pass | null
435866459 | TNB | DISTRIBUTION | KUALA SELANGOR | Existing | BKSL/PCE/J00559/MBRMU | 300313543 | 11 kV | NO | RMU | NTS |  |  |  | VEI | 2L+1T | 19/02/2005 | Pass | null
435875948 | TNB | DISTRIBUTION | KUALA SELANGOR | Existing | BKSL/PCE/J00034/MBRMU1 | 300240276 | 11 kV | NO | RMU | KG ASAHAN |  |  |  | TAMCO | GR1 | 19931010 | Pass | null
435877675 | TNB | DISTRIBUTION | KUALA SELANGOR | Existing | BKSL/PCE/J00681/MBRMU | 300313713 | 11 kV | NO | RMU | TAMAN SEJATI |  |  |  | SIEMEN ITEM | SIEMEN ITEM | 18/08/2007 | Pass | null
435879952 | TNB | DISTRIBUTION | KUALA SELANGOR | Existing | BKSL/PCE/J00547/MBRMU | 300313550 | 11 kV | NO | RMU | TMN BENDAHARA NO 3 |  |  |  | MERLIN GERIN | MERLIN GERIN | 28/06/2007 | Pass | null
435880589 | TNB | DISTRIBUTION | KUALA SELANGOR | Existing | BKSL/PCE/J00527/MBRMU | 300345703 | 11 kV | NO | RMU | TMN MERANTI |  |  |  | TAMCO | GR1 | 20/05/2006 | Pass | null
435882852 | TNB | DISTRIBUTION | KUALA SELANGOR | Existing | BKSL/PCE/J00064/MBRMU1 | 300228349 | 11 kV | NO | RMU | TMN MALAWATI JAYA NO 1 |  |  |  | TOPRANK | 2L+2T | 20/09/1992 | Pass | null
435884362 | TNB | DISTRIBUTION | KUALA SELANGOR | Existing | BKSL/PCE/J00670/MBRMU | 300346291 | 11 kV | NO | RMU | KILANG IKAN KELI SG YU |  |  |  | TAMCO | GR1 | 19931107 | Pass | null
435885177 | TNB | DISTRIBUTION | KUALA SELANGOR | Existing | BKSL/PCE/J00179/MBRMU1 | 300228849 | 11 kV | NO | RMU | TMN MAKMUR KSL |  |  |  | FALCON BETA | FALCON BETA | 19901110 | Pass | null
435885825 | TNB | DISTRIBUTION | KUALA SELANGOR | Existing | BKSL/PCE/J00181/MBRMU1 | 300228847 | 11 kV | NO | RMU | KIM LIAN HUAT |  |  |  | FALCON BETA | FALCON BETA | 22/09/1983 | Pass | null
435886481 | TNB | DISTRIBUTION | KUALA SELANGOR | Existing | BKSL/PCE/J00457/MBRMU1 | 300228852 | 11 kV | NO | RMU | BGN PASIR TG KARANG |  |  |  | FALCON BETA | FALCON BETA | 14/11/1999 | Pass | null
435887090 | TNB | DISTRIBUTION | KUALA SELANGOR | Existing | BKSL/PCE/J00182/MBS00331 | 300022692 | 11 kV | NO | RMU | TG KARANG DEVELOPMENT |  |  |  | F&G | F&G | 19841010 | Pass | null
435888201 | TNB | DISTRIBUTION | KUALA SELANGOR | Existing | BKSL/PCE/J00184/MBRMU1 | 300022706 | 11 kV | NO | RMU | PKPS TG KARANG |  |  |  | TAMCO | TAMCO | 19751012 | Pass | null
435923433 | TNB | DISTRIBUTION | KUALA SELANGOR | Existing | BKSL/PCE/J00109/MBRMU1 | 300022414 | 11 kV | NO | RMU | MONDAY CANE |  |  |  | TAMCO | GR1 | 20/09/1980 | Pass | null
435924488 | TNB | DISTRIBUTION | KUALA SELANGOR | Existing | BKSL/PCE/J00112/MBRMU1 | 300022429 | 11 kV | NO | RMU | K/UDANG API-API NO 1 |  |  |  | VEI | VEI | 19991010 | Pass | null
435925621 | TNB | DISTRIBUTION | KUALA SELANGOR | Existing | BKSL/PCE/J00132/MBRMU1 | 300242642 | 11 kV | NO | RMU | TMN IMPIAN (C) |  |  |  | MERLIN GERIN | MERLIN GERIN | 20/05/1997 | Pass | null
435926219 | TNB | DISTRIBUTION | KUALA SELANGOR | Existing | BKSL/PCE/J00131/MBRMU | 300345720 | 11 kV | NO | RMU | BAZAR SG BULOH |  |  |  | MERLIN GERIN | RM6 | 20061110 | Pass | null
435926836 | TNB | DISTRIBUTION | KUALA SELANGOR | Existing | BKSL/PCE/J00114/MBRMU | 300345714 | 11 kV | NO | RMU | TMN SRI PERTAMA |  |  |  | TAMCO | GR1 | 22/09/2006 | Pass | null
435948863 | TNB | DISTRIBUTION | KUALA SELANGOR | Existing | BKSL/PCE/J00239/MBRMU | 300313630 | 11 kV | NO | RMU | UJONG PERMATANG |  |  |  | TAMCO | TAMCO | 14/11/2007 | Pass | null
436011991 | TNB | DISTRIBUTION | KUALA SELANGOR | Existing | BKSL/PCE/J00729/MBRMU | 300345920 | 11 kV | NO | RMU | APARTMENT MELOR NO. 2 PUNCAK ALAM |  |  |  | F&G | ZZTT | 20061012 | Pass | null
436013368 | TNB | DISTRIBUTION | KUALA SELANGOR | Existing | BKSL/PCE/J00185/MB01 | 300022709 | 11 kV | NO | RMU | PASARAYA BILLION |  |  |  | FALCON BETA | 11kV SF6 RMU | 14/02/1996 | Pass | null
436015709 | TNB | DISTRIBUTION | KUALA SELANGOR | Existing | BKSL/PCE/J00191/MB01 | 300022744 | 11 kV | NO | RMU | UKM |  |  |  | LONG&CROWFORD | LONG&CROWFORD | 18/08/1998 | Pass | null
436015906 | TNB | DISTRIBUTION | KUALA SELANGOR | Existing | BKSL/PCE/J00192/MB01 | 300022750 | 11 kV | NO | RMU | SG KAJANG |  |  |  | FALCON BETA | FALCON BETA | 22/09/2000 | Pass | null
436016534 | TNB | DISTRIBUTION | KUALA SELANGOR | Existing | BKSL/PCE/J00193/MB01 | 300022756 | 11 kV | NO | RMU | PPRT SG KAJANG |  |  |  | FALCON BETA | FALCON BETA | 20001110 | Pass | null
436085890 | TNB | DISTRIBUTION | KUALA SELANGOR | Existing | BKSL/PCE/J00194/MB01 | 300022762 | 11 kV | NO | RMU | BGN SG KAJANG |  |  |  | F&G | F&G | 14/11/1996 | Pass | null
436086080 | TNB | DISTRIBUTION | KUALA SELANGOR | Existing | BKSL/PCE/J00310/MBRMU1 | 300229318 | 11 kV | NO | RMU | TMN RADIN JAYA NO 2 |  |  |  | F&G | F&G | 22/03/1990 | Pass | null
436086776 | TNB | DISTRIBUTION | KUALA SELANGOR | Existing | BKSL/PCE/J00254/MB01 | 300022965 | 11 kV | NO | RMU | TMN RADIN JAYA NO 1 |  |  |  | F&G | F&G | 19/02/1990 | Pass | null
436087503 | TNB | DISTRIBUTION | KUALA SELANGOR | Existing | BKSL/PCE/J00580/MBRMU | 300313440 | 11 kV | NO | RMU | SEKOLAH PT 3 |  |  |  | VE1 | VE1 | 18/03/2005 | Pass | null
436094943 | TNB | DISTRIBUTION | KUALA SELANGOR | Existing | BKSL/PCE/J00574/MBRMU | 300313569 | 11 kV | NO | RMU | TESCO KUALA SELNGOR |  |  |  | TAMCO | GR1 | 20081012 | Pass | null
436095163 | TNB | DISTRIBUTION | KUALA SELANGOR | Existing | BKSL/PCE/J00040/MBRMU | 300345766 | 11 kV | NO | RMU | BT 2 JLN KLANG |  |  |  | TAMCO | FALCON BETA | 18/08/2006 | Pass | null
436096561 | TNB | DISTRIBUTION | KUALA SELANGOR | Existing | BKSL/PCE/J00045/MBRMU | 300345760 | 11 kV | NO | RMU | TMN RHU |  |  |  | MERLIN GERIN | RN2 | 20061107 | Pass | null
436097159 | TNB | DISTRIBUTION | KUALA SELANGOR | Existing | BKSL/PCE/J00571/MBRMU | 300313571 | 11 kV | NO | RMU | TMN SERINDIT |  |  |  | TAMCO | GR1 | 14/02/2008 | Pass | null
436097759 | TNB | DISTRIBUTION | KUALA SELANGOR | Existing | BKSL/PCE/J00048/MBRMU | 300345743 | 11 kV | NO | RMU | TMN ASSAM JAWA (C) |  |  |  | F&G | ZZT | 28/06/2006 | Pass | null
436098384 | TNB | DISTRIBUTION | KUALA SELANGOR | Existing | BKSL/PCE/J00047/MBRMU | 300345742 | 11 kV | NO | RMU | PEKAN ASSAM JAWA |  |  |  | VEI | 3L+1T | 19/04/2006 | Pass | null
436109519 | TNB | DISTRIBUTION | KUALA SELANGOR | Existing | BKSL/PCE/J00632/MBRMU | 300313266 | 11 kV | NO |  | LIM & LIM HARDWARE |  |  |  | TAMCO | GR1 | 19871110 | Fail | Please check "Label"
436110136 | TNB | DISTRIBUTION | KUALA SELANGOR | Existing | BKSL/PCE/J00654/MBRMU | 300348374 | 11 kV | NO |  | KOTA PUTERI PERSIARAN BT ARANG NO.1 |  |  |  | TAMCO | GR1 | 20081010 | Fail | Please check "Label"
436141981 | TNB | DISTRIBUTION | KUALA SELANGOR | Existing | BKSL/PCE/J00049/MBRMU | 300345740 | 11 kV | NO | RMU | TMN MULIA |  |  |  | MERLIN GERIN | RM6 | 22/03/2006 | Pass | null
436142587 | TNB | DISTRIBUTION | KUALA SELANGOR | Existing | BKSL/PCE/J00285/MBRMU1 | 300242421 | 11 kV | NO | RMU | TMN SELESA API API |  |  |  | VEI | 2L+1T | 15/12/1990 | Pass | null
436143224 | TNB | DISTRIBUTION | KUALA SELANGOR | Existing | BKSL/PCE/J00616/MBRMU | 300313530 | 11 kV | NO | RMU | TAMAN BELIBIS |  |  |  | TAMCO | TAMCO | 20051110 | Pass | null
436143879 | TNB | DISTRIBUTION | KUALA SELANGOR | Existing | BKSL/PCE/J00029/MBRMU1 | 300022039 |  | NO |  | LDG KSL |  |  |  | INDKOM | INDKOM | 19/02/1986 | Fail | Please check "Operating Voltage"
436144485 | TNB | DISTRIBUTION | KUALA SELANGOR | Existing | BKSL/PCE/J00028/MBRMU | 300343255 |  | NO |  | PKNS SIME DARBY (TMN RAJAWALI) |  |  |  | TAMCO | TAMCO | 19/04/2011 | Fail | Please check "Operating Voltage"
436185174 | TNB | DISTRIBUTION | KUALA SELANGOR | Existing | BKSL/PCE/J00024/MBRMU1 | 300022012 |  | NO |  | PEKAN BKT ROTAN |  |  |  | TAMCO | TAMCO | 19981110 | Fail | Please check "Operating Voltage"
436185239 | TNB | DISTRIBUTION | KUALA SELANGOR | Existing | BKSL/PCE/J00024/MBRMU | 300342912 |  | NO |  | PEKAN BKT ROTAN |  |  |  | TAMCO | TAMCO | 18/03/2009 | Fail | Please check "Operating Voltage"
436186394 | TNB | DISTRIBUTION | KUALA SELANGOR | Existing | BKSL/PCE/J00548/MBRMU | 300313556 | 11 kV | NO | RMU | TMN BENDAHARA NO 4 |  |  |  | VEI | 2L+2T | 20/09/2009 | Pass | null
436193371 | TNB | DISTRIBUTION | KUALA SELANGOR | Existing | BKSL/PCE/J00661/MBRMU | 300342896 | 11 kV | NO | RMU | BANDAR BARU NO.5 |  |  |  | TOPRANK | TOPRANK | 20071107 | Pass | null
436195117 | TNB | DISTRIBUTION | KUALA SELANGOR | Existing |  |  | 11 kV | NO | RMU | GIANT KSL | [6 empty] | Pass | null
436196405 | TNB | DISTRIBUTION | KUALA SELANGOR | Existing | BKSL/PCE/J00368/MBRMU1 | 300540318 | 11 kV | NO | RMU | GOLDPAGE NO.3 |  |  |  | INDKOM | INS24 | 20150101 | Pass | null
436197032 | TNB | DISTRIBUTION | KUALA SELANGOR | Existing | BKSL/PCE/J00841/MB1 | 300541048 | 11 kV | NO | RMU | PE TMN BOTANIK JLN 4 |  |  |  | INDKOM | INS24 | 20150101 | Pass | null
436210969 | TNB | DISTRIBUTION | KUALA SELANGOR | Existing | BKSL/PCE/J00124/MB01 | 300022493 | 11 kV | NO | RMU | PT MAHANG NO 2 |  |  |  | TAMCO | TAMCO | 14/02/1976 | Pass | null
436214826 | TNB | DISTRIBUTION | KUALA SELANGOR | Existing | BKSL/PCE/J00093/MBRMU1 | 300022325 | 11 kV | NO | RMU | PKNS INDUSTRI (PERUSAHAAN RINGAN) |  |  |  | INDKOM | INDKOM | 26/06/1994 | Pass | null
436217353 | TNB | DISTRIBUTION | KUALA SELANGOR | Existing | BKSL/PCE/J00111/MBRMU | 300345710 | 11 kV | NO | RMU | BELB API-API |  |  |  | TAMCO | GR1 | 26/06/2006 | Pass | null
436221008 | TNB | DISTRIBUTION | KUALA SELANGOR | Existing | BKSL/PCE/J00054/MBNN01 | 300022161 | 11 kV | NO | RMU | TMN SG BULOH |  |  |  | TAMCO | OLUZ OIL SWITCH | 18/08/1990 | Pass | null
436795187 | TNB | DISTRIBUTION | KUALA SELANGOR | Existing | BKSL/PCE/J00839/MBRMU | 300519500 | 11 kV | NO | RMU | TMN MELAWATI CERGAS |  |  |  | TOPRANK | ID3L+1T | 20140112 | Pass | null
436796566 | TNB | DISTRIBUTION | KUALA SELANGOR | Existing | BKSL/PCE/J00116/MBRMU1 | 300022450 | 11 kV | NO | RMU | BKT KUCING TAMBAHAN |  |  |  | TAMCO | GR1 | 27/11/1980 | Pass | null
436797251 | TNB | DISTRIBUTION | KUALA SELANGOR | Existing | BKSL/PCE/J00850/MBRMU1 | 300540500 | 11 kV | NO | RMU | TEXTILE CITY |  |  |  | ABB | 111111 | 20140101 | Pass | null
436798496 | TNB | DISTRIBUTION | KUALA SELANGOR | Existing |  |  | 11 kV | NO | RMU | TOYOTA SHOWROOM | [6 empty] | Pass | null
436820756 | TNB | DISTRIBUTION | KUALA SELANGOR | Existing | BKSL/PCE/J00558/MBRMU | 300345771 | 11 kV | NO | RMU | MEDAN NIAGA KSL |  |  |  | VEI | 2L+2T | 20/09/2006 | Pass | null
436822291 | TNB | DISTRIBUTION | KUALA SELANGOR | Existing | BKSL/PCE/J00566/MBRMU | 300313526 | 11 kV | NO | RMU | TMN MELAWATI UTAMA |  |  |  | VE1 | 2L+2T | 22/09/2005 | Pass | null
436823398 | TNB | DISTRIBUTION | KUALA SELANGOR | Existing | BKSL/PCE/J00129/MB01 | 300022518 | 11 kV | NO | RMU | IKS NO 4 |  |  |  | VE1 | VE1 | 26/06/1992 | Pass | null
436859012 | TNB | DISTRIBUTION | KUALA SELANGOR | Existing | BKSL/PCE/J00128/MB01 | 300022511 | 11 kV | NO | RMU | IKS NO 3 |  |  |  | ABB | ABB | 20/05/1992 | Pass | null
436860115 | TNB | DISTRIBUTION | KUALA SELANGOR | Existing | BKSL/PCE/J00358/MBRMU1 | 300540322 | 11 kV | NO | RMU | MEDIDATA |  |  |  | INDKOM | INS24 |  | Pass | null
436861208 | TNB | DISTRIBUTION | KUALA SELANGOR | Existing | BKSL/PCE/J00127/MB01 | 300022505 | 11 kV | NO | RMU | IKS NO 2 |  |  |  | SIEMEN ITEM | SIEMEN ITEM | 19/04/1988 | Pass | null
436861845 | TNB | DISTRIBUTION | KUALA SELANGOR | Existing | BKSL/PCE/J00126/MBRMU1 | 300022502 | 11 kV | NO | RMU | IKS NO 1 |  |  |  | F&G | F&G | 18/03/1983 | Pass | null
436862487 | TNB | DISTRIBUTION | KUALA SELANGOR | Existing | BKSL/PCE/J00391/MB1 | 300520564 | 11 kV | NO | RMU | MAJLIS AGAMA ISLAM SELANGOR (MAIS) |  |  |  | LUCY | VRN 6A | 20150101 | Pass | null
436863097 | TNB | DISTRIBUTION | KUALA SELANGOR | Existing | BKSL/PCE/J00582/MBRMU | 300313540 | 11 kV | NO | RMU | TMN YAYASAN |  |  |  | TAMCO | 11kV SF6 RMU GR1 | 14/11/2007 | Pass | null
436864572 | TNB | DISTRIBUTION | KUALA SELANGOR | Existing | BKSL/PCE/J00462/MBRMU | 300313542 | 11 kV | NO | RMU | KOMPLEKS PERTANIAN |  |  |  | ORMAZABAL | ORMAZABAL | 15/12/2007 | Pass | null
436865179 | TNB | DISTRIBUTION | KUALA SELANGOR | Existing | BKSL/PCE/J00581/MBRMU | 300313544 | 11 kV | NO | RMU | TMN DESERAN MELAWATI NO 3 |  |  |  | TAMCO | TAMCO | 22/03/2005 | Pass | null
436865809 | TNB | DISTRIBUTION | KUALA SELANGOR | Existing | BKSL/PCE/J00564/MBRMU | 300313546 | 11 kV | NO | RMU | TMN BAYU PUTRA |  |  |  | F&G | ZZT I/D | 19/04/2007 | Pass | null
436866480 | TNB | DISTRIBUTION | KUALA SELANGOR | Existing | BKSL/PCE/J00347/MBRMU1 | 300243125 | 11 kV | NO | RMU | TMN KOTA ALAM NO 2 |  |  |  | TAMCO | TAMCO | 28/06/1992 | Pass | null
436867111 | TNB | DISTRIBUTION | KUALA SELANGOR | Existing | BKSL/PCE/J00016/MBRMU1 | 300228340 | 11 kV | NO | RMU | TMN KOTA ALAM |  |  |  | INOKOM F&G | ZZT01D | 18/08/1987 | Pass | null
436880640 | TNB | DISTRIBUTION | KUALA SELANGOR | Existing | BKSL/PCE/J00020/MBNN01 | 300021987 | 11 kV | NO | RMU | KEMAS KSL |  |  |  | F&G | ZZT | 26/06/2003 | Pass | null
436881255 | TNB | DISTRIBUTION | KUALA SELANGOR | Existing | BKSL/PCE/J00042/MBNN01 | 300022099 | 11 kV | NO | RMU | PERPUSTAKAAN |  |  |  | F&G | ZZT | 14/02/2002 | Pass | null
436881877 | TNB | DISTRIBUTION | KUALA SELANGOR | Existing | BKSL/PCE/J00019/MBNN01 | 300021981 | 11 kV | NO | RMU | DEWAN SERBAGUNA (UMNO) |  |  |  | TAMCO | TAMCO | 20/05/1980 | Pass | null
436882482 | TNB | DISTRIBUTION | KUALA SELANGOR | Existing | BKSL/PCE/J00594/MBRMU | 300313551 | 11 kV | NO | RMU | MAHKAMAH SYARIAH KUALA SELANGOR |  |  |  | VEI | ZZT F/D | 20081107 | Pass | null
436883113 | TNB | DISTRIBUTION | KUALA SELANGOR | Existing | BKSL/PCE/J00002/MBRMU1 | 300021914 | 11 kV | NO | RMU | BDR BARU NO 2 |  |  |  | TAMCO | TAMCO | 22/03/1980 | Pass | null
436883768 | TNB | DISTRIBUTION | KUALA SELANGOR | Existing | BKSL/PCE/J00356/MBRMU1 | 300243253 | 11 kV | NO | RMU | TMN JAYA K.SEL |  |  |  | VEI | VEI | 18/08/1982 | Pass | null
436884400 | TNB | DISTRIBUTION | KUALA SELANGOR | Existing | BKSL/PCE/J00015/MBRMU1 | 300021966 | 11 kV | NO | RMU | TMN SIRAMBAI |  |  |  | INDKOM | INDKOM | 14/02/1980 | Pass | null
436906583 | TNB | DISTRIBUTION | KUALA SELANGOR | Existing | BKSL/PCE/J00014/MBRMU1 | 300228334 | 11 kV | NO | RMU | TMN BENTARA |  |  |  | TAMCO | TAMCO | 19931107 | Pass | null
436907198 | TNB | DISTRIBUTION | KUALA SELANGOR | Existing | BKSL/PCE/J00614/MBRMU | 300313492 | 11 kV | NO | RMU | SMK KUALA SELANGOR ( SI RAMBAI) |  |  |  | INDKOM | INDKOM | 20/09/2008 | Pass | null
436908418 | TNB | DISTRIBUTION | KUALA SELANGOR | Existing | BKSL/PCE/J00565/MBRMU | 300313481 | 11 kV | NO | RMU | TMN KUALA SELANGOR UTAMA |  |  |  | TAMCO | TAMCO | 19/04/2007 | Pass | null
436909090 | TNB | DISTRIBUTION | KUALA SELANGOR | Existing | BKSL/PCE/J00017/MBRMU1 | 300021969 | 11 kV | NO | RMU | TLK PENYAMUN |  |  |  | TAMCO | TAMCO | 18/03/2000 | Pass | null
436909794 | TNB | DISTRIBUTION | KUALA SELANGOR | Existing | BKSL/PCE/J00018/MBRMU1 | 300021978 | 11 kV | NO | RMU | TLK PENYAMUN-Kg sepakat |  |  |  | TAMCO | TAMCO | 19/04/1980 | Pass | null
436923698 | TNB | DISTRIBUTION | KUALA SELANGOR | Existing |  |  | 11 kV | NO | RMU | BAGUS INDUSTRI | [6 empty] | Pass | null
436924316 | TNB | DISTRIBUTION | KUALA SELANGOR | Existing | BKSL/PCE/J00037/MBNN01 | 300022074 | 11 kV | NO | RMU | KLG PLASTIK LIBEN LOT 1824 |  |  |  | F&G | F&G | 19791010 | Pass | null
436924929 | TNB | DISTRIBUTION | KUALA SELANGOR | Existing | BKSL/PCE/J00528/MBRMU | 300313512 | 11 kV | NO | RMU | LAY HONG NO 4 (SPG RAJA ABDULLAH) |  |  |  | VEI | VEI-GEAR SF6 | 20/05/2005 | Pass | null
436925550 | TNB | DISTRIBUTION | KUALA SELANGOR | Existing | BKSL/PCE/J00146/MBRMU1 | 300313588 | 11 kV | NO | RMU | LAY HONG (JLN RJ ABDULLAH)NO3 |  |  |  | TAMCO | D226101 | 15/12/2009 | Pass | null
436926176 | TNB | DISTRIBUTION | KUALA SELANGOR | Existing | BKSL/PCE/J00041/MBNN01 | 300022094 | 11 kV | NO | RMU | RAJA ABDULLAH |  |  |  | TAMCO | B 203784 | 19901012 | Pass | null
436926790 | TNB | DISTRIBUTION | KUALA SELANGOR | Existing | BKSL/PCE/J00671/MBRMU1 | 300343323 | 11 kV | NO | RMU | CARPENWISE |  |  |  | VEI | ZZT | 20121010 | Pass | null
436936189 | TNB | DISTRIBUTION | KUALA SELANGOR | Existing | BKSL/PCE/J00021/MBRMU1 | 300021994 | 11 kV | NO | RMU | K/UDANG TLK PENYAMUN |  |  |  | TAMCO | TAMCO | 17/07/1992 | Pass | null
436936825 | TNB | DISTRIBUTION | KUALA SELANGOR | Existing | BKSL/PCE/J00022/MBRMU1 | 300021997 | 11 kV | NO | RMU | KG KUANTAN |  |  |  | F&G | F&G | 18/08/1996 | Pass | null
436937499 | TNB | DISTRIBUTION | KUALA SELANGOR | Existing | BKSL/PCE/J00023/MBRMU1 | 300022005 | 11 kV | NO | RMU | LDG KG KUANTAN |  |  |  | INDKOM | INDKOM | 22/09/1994 | Pass | null
436938187 | TNB | DISTRIBUTION | KUALA SELANGOR | Existing | BKSL/PCE/J00685/MBRMU2 | 300343371 | 11 kV | NO | RMU | MEDAN NIAGA NO.2 |  |  |  | TOPRANK | ID3L + 1T | 20111010 | Pass | null
436938252 | TNB | DISTRIBUTION | KUALA SELANGOR | Existing | BKSL/PCE/J00685/MBRMU | 300342907 | 11 kV | NO | RMU | MEDAN NIAGA NO.2 |  |  |  | TAMCO | TAMCO | 27/11/2008 | Pass | null
436939339 | TNB | DISTRIBUTION | KUALA SELANGOR | Existing | BKSL/PCE/J00851/MBRMU | 300515135 | 11 kV | NO | RMU | PADAT TAMAN SERI BENDAHARA | [6 empty] | Pass | null
436940060 | TNB | DISTRIBUTION | KUALA SELANGOR | Existing |  |  | 11 kV | NO | RMU | BNZ | [6 empty] | Pass | null
436940125 | TNB | DISTRIBUTION | KUALA SELANGOR | Existing | BKSL/PCE/J00102/MB01 | 300022368 | 11 kV | NO | RMU | BNZ |  |  |  | TAMCO | 11kV SF6 RMU | 19/02/1997 | Pass | null
436940622 | TNB | DISTRIBUTION | KUALA SELANGOR | Existing | BKSL/PCE/J00025/MBNN01 | 300022015 | 11 kV | NO | RMU | PKNS BKT ROTAN (TMN KASAWARI) |  |  |  | F&G | F&G | 14/11/2002 | Pass | null
436941282 | TNB | DISTRIBUTION | KUALA SELANGOR | Existing | BKSL/PCE/J00027/MBRMU1 | 300022029 | 11 kV | NO | RMU | PETRONAS GAS |  |  |  | TAMCO | TAMCO | 15/12/1994 | Pass | null
436941957 | TNB | DISTRIBUTION | KUALA SELANGOR | Existing | BKSL/PCE/J00030/MBNN01 | 300022042 | 11 kV | NO | RMU | LDG MONMOUTH |  |  |  | TAMCO | TAMCO | 22/03/1980 | Pass | null
436942629 | TNB | DISTRIBUTION | KUALA SELANGOR | Existing | BKSL/PCE/J00031/MBNN01 | 300022046 | 11 kV | NO | RMU | LDG RAJAGIRI |  |  |  | TAMCO | TAMCO | 19/04/1997 | Pass | null
436943332 | TNB | DISTRIBUTION | KUALA SELANGOR | Existing | BKSL/PCE/J00615/MBRMU | 300342911 | 11 kV | NO | RMU | PLAZA TOL LATAR (IJOK) |  |  |  | TAMCO | TAMCO | 14/02/2008 | Pass | null
436944343 | TNB | DISTRIBUTION | KUALA SELANGOR | Existing | BKSL/PCE/J00660/MBRMU | 300342909 | 11 kV | NO | RMU | REBAN AYAM HJ ISMAIL PT MAHANG |  |  |  | TAMCO | TAMCO | 20081012 | Pass | null
436951951 | TNB | DISTRIBUTION | KUALA SELANGOR | Existing | BKSL/PCE/J00106/MB01 | 300022397 | 11 kV | NO | RMU | STADIUM NO 1 (TERBUKA) |  |  |  | F&G | ZZT | 19801107 | Pass | null
436957540 | TNB | DISTRIBUTION | KUALA SELANGOR | Existing | BKSL/PCE/J00350/MBRMU1 | 300243152 | 11 kV | NO | RMU | MASJID PEKAN JERAM |  |  |  | INDKOM | INDKOM | 20/09/1992 | Pass | null
436958386 | TNB | DISTRIBUTION | KUALA SELANGOR | Existing | BKSL/PCE/J00086/MBNN01 | 300022288 | 11 kV | NO | RMU | BALAI DAKWAH JERAM |  |  |  | MERLIN GERIN | MERLIN GERIN | 18/03/1997 | Pass | null
436959426 | TNB | DISTRIBUTION | KUALA SELANGOR | Existing | BKSL/PCE/J00087/MBRMU1 | 300343325 | 11 kV | NO | RMU | HIRA' |  |  |  | TAMCO | SF6 2+1 | 22/09/1998 | Pass | null
436960123 | TNB | DISTRIBUTION | KUALA SELANGOR | Existing | BKSL/PCE/J00140/MBRMU1 | 300242532 | 11 kV | NO | RMU | MATAKKU |  |  |  | TAMCO | TAMCO | 19/04/2001 | Pass | null
436960843 | TNB | DISTRIBUTION | KUALA SELANGOR | Existing | BKSL/PCE/J00311/MBRMU1 | 300241024 | 11 kV | NO | RMU | EYU BER EER NO 2 |  |  |  | EPE | SF6 526 | 20/05/1993 | Pass | null
436978998 | TNB | DISTRIBUTION | KUALA SELANGOR | Existing | BKSL/PCE/J00687/MBRMU | 300343265 | 11 kV | NO | RMU | SMK BKT KUCHING TENGAH |  |  |  | TAMCO | GR1 | 20121010 | Pass | null
436987559 | TNB | DISTRIBUTION | KUALA SELANGOR | Existing | BKSL/PCE/J00550/MBRMU | 300313795 | 11 kV | NO | RMU | PUSAT PELUPUSAN SAMPAH JERAM |  |  |  | TAMCO | TAMCO | 15/12/2011 | Pass | null
436990534 | TNB | DISTRIBUTION | KUALA SELANGOR | Existing | BKSL/PCE/J00688/MBRMU | 300343263 | 11 kV | NO | RMU | KILANG SAWIT SIME DARBY |  |  |  | F&G | ZZT | 20131010 | Pass | null
436991704 | TNB | DISTRIBUTION | KUALA SELANGOR | Existing | BKSL/PCE/J00686/MBRMU | 300343256 | 11 kV | NO | RMU | PADAT LDG TUAN MEE CHERAKAH |  |  |  | F&G | ZZT | 20121010 | Pass | null
436991853 | TNB | DISTRIBUTION | KUALA SELANGOR | Existing | BKSL/PCE/J00379/MB1 | 300519858 | 11 kV | NO | RMU | KOLAM UDANG PARIT 3 |  |  |  | F&G | 22T1D |  | Pass | null
436992515 | TNB | DISTRIBUTION | KUALA SELANGOR | Existing |  |  | 11 kV | NO | RMU | SITE A SEKINCHAN | [6 empty] | Pass | null
436993224 | TNB | DISTRIBUTION | KUALA SELANGOR | Existing |  |  | 11 kV | NO | RMU | RUMAH KEDAI PUNCAK BISTARI | [6 empty] | Pass | null
436998332 | TNB | DISTRIBUTION | KUALA SELANGOR | Existing | BKSL/PCE/J00592/MBRMU | 300313616 | 11 kV | NO | RMU | SOON LIEN FATT ENGINEERING |  |  |  | TAMCO | TAMCO | 27/11/2008 | Pass | null
436999000 | TNB | DISTRIBUTION | KUALA SELANGOR | Existing | BKSL/PCE/J00431/MB1 | 310159661 | 11 kV | NO | RMU | KILANG PADI PUKAL |  |  |  | LUCY | VRN 2A |  | Pass | null
437009029 | TNB | DISTRIBUTION | KUALA SELANGOR | Existing | BKSL/PCE/J00774/MBRMU | 300344186 | 11 kV | NO |  | TS ENG WORK ALAM JAYA |  |  |  | TAMCO | GR1 | 19/04/2004 | Fail | Please check "Label"
437009677 | TNB | DISTRIBUTION | KUALA SELANGOR | Existing | BKSL/PCE/J00879/MBRMU1 | 310526853 | 11 kV | NO | RMU | YEAP JING FONG 2/6 |  |  |  |  | ITEM | 18/08/2006 | Pass | null
437010376 | TNB | DISTRIBUTION | KUALA SELANGOR | Existing | BKSL/PCE/J00828/MBRMU1 | 300431033 | 11 kV | NO |  | CHUA ENG PHUA |  |  |  | TAMCO | GR1 | 17/09/2013 | Fail | Please check "Label"
437011081 | TNB | DISTRIBUTION | KUALA SELANGOR | Existing |  |  | 11 kV | NO | RMU | SANDARAN TIAJ 2/5 | [6 empty] | Pass | null
437011721 | TNB | DISTRIBUTION | KUALA SELANGOR | Existing | BKSL/PCE/J00786/MBRMU | 300344926 | 11 kV | NO |  | AIRSTATIC NO.1 POWDER COATING ENG |  |  |  | INDKOM | ZZT I/D | 20/09/2006 | Fail | Please check "Label"
437012312 | TNB | DISTRIBUTION | KUALA SELANGOR | Existing | BKSL/PCE/J00787/MBRMU | 300344922 | 11 kV | NO |  | AIRSTATIC NO.2 POWDER COATING ENG |  |  |  | INDKOM | ZZT I/D | 18/08/2006 | Fail | Please check "Label"
437012974 | TNB | DISTRIBUTION | KUALA SELANGOR | Existing | BKSL/PCE/J00663/MBRMU | 300345104 | 11 kV | NO | RMU | RUMAH PANGSA ALAM PERDANA |  |  |  | VEI | 2L+2T | 18/03/2006 | Pass | null
437041412 | TNB | DISTRIBUTION | KUALA SELANGOR | Existing | BKSL/PCE/J00872 | 300494297 | 11 kV | NO | RMU | RUMAH KEDAI PUNCAK ALAM JAYA |  |  |  | EPE | N/A |  | Pass | null
440530176 | TNB | DISTRIBUTION | KUALA SELANGOR | Existing | BKSL/PCE/J00642/MBRMU | 300345817 | 11 kV | NO | RMU | MAKMAL PENYELIDIKAN PELURU |  |  |  | EPE | ROKSS/CC | 22/09/2006 | Pass | null
440530828 | TNB | DISTRIBUTION | KUALA SELANGOR | Existing | BKSL/PCE/J00473/MBRMU | 300313321 | 11 kV | NO | RMU | FISH POND NO 1 |  |  |  | INDKOM | INDKOM | 19941012 | Pass | null
440532512 | TNB | DISTRIBUTION | KUALA SELANGOR | Existing |  |  | 11 kV | NO | RMU | BOOSTER TG KARANG | [6 empty] | Pass | null
440663282 | TNB | DISTRIBUTION | KUALA SELANGOR | Existing | BKSL/PCE/J00369/MB1 | 300520552 | 11 kV | NO | RMU | SG SIREH BAN 2 |  |  |  | F&G | 11/679/07/5251 | 20150101 | Pass | null
440869335 | TNB | DISTRIBUTION | KUALA SELANGOR | Existing | BKSL/PCE/J00364/MBRMU1 | 300499996 | 11 kV | NO | RMU | LAUTAN SAMUDERA |  |  |  | TAMCO | 11SF6 |  | Pass | null
440869969 | TNB | DISTRIBUTION | KUALA SELANGOR | Existing | BKSL/PCE/J00865/MBRMU | 300515393 | 11 kV | NO | RMU | SHAH ALAM 2 FASA 5A6 NO.1 |  |  |  | INDKOM | INS24 |  | Pass | null
440870698 | TNB | DISTRIBUTION | KUALA SELANGOR | Existing | BKSL/PCE/J00362/MB1 | 300515484 | 11 kV | NO | RMU | SHAH ALAM 2 5A6 NO 2 |  |  |  | INDKOM | INS24 |  | Pass | null
440871308 | TNB | DISTRIBUTION | KUALA SELANGOR | Existing | BKSL/PCE/J00811/MBRMU | 300346012 | 11 kV | NO | RMU | SHAH ALAM 2 FASA 5A5/2 |  |  |  | TAMCO | GR1 | 20061107 | Pass | null
440872026 | TNB | DISTRIBUTION | KUALA SELANGOR | Existing |  |  | 11 kV | NO | RMU | SHAH ALAM 2 FASA 5A4 NO.1 | [6 empty] | Pass | null
440872779 | TNB | DISTRIBUTION | KUALA SELANGOR | Existing |  |  | Unknown | NO | RMU | SHAH ALAM 2 5C 4 NO.1 | [6 empty] | Fail | Please check "Operating Voltage"
440873425 | TNB | DISTRIBUTION | KUALA SELANGOR | Existing | BKSL/PCE/J00417/MB1 | 300538310 | 11 kV | NO | RMU | SHAH ALAM 2 5C 4 NO.2 |  |  |  | INDKOM | INS24 |  | Pass | null
441002949 | TNB | DISTRIBUTION | KUALA SELANGOR | Existing | BKSL/PCE/J00875 | 300494295 | 11 kV | NO | RMU | APARTMENT WARNASARI 2 |  |  |  | INDKOM | N/A |  | Pass | null
441004059 | TNB | DISTRIBUTION | KUALA SELANGOR | Existing | BKSL/PCE/J00842/MBRMU | 300511620 | 11 kV | NO | RMU | IRON WORK 2/6 |  |  |  | INDKOM | ID 2L+1T | 20150109 | Pass | null
441004696 | TNB | DISTRIBUTION | KUALA SELANGOR | Existing | BKSL/PCE/J00398/MB1 | 300500906 | 11 kV | NO | RMU | TAMAN GELAMA |  |  |  | INDKOM | INS24 |  | Pass | null
441005323 | TNB | DISTRIBUTION | KUALA SELANGOR | Existing | BKSL/PCE/J00837/MBRMU | 310400139 | 11 kV | NO | RMU | PADAT RUMAH KEDAI SASARAN |  |  |  | EWT | CSU 1436-500-11 | 20140102 | Pass | null
441005958 | TNB | DISTRIBUTION | KUALA SELANGOR | Existing |  |  | 11 kV | NO | RMU | BEACON | [6 empty] | Pass | null
441058272 | TNB | DISTRIBUTION | KUALA SELANGOR | Existing | BKSL/PCE/J00873/MBRMU | 300500901 | 11 kV | NO | RMU | RUMAH BANGLO PUNCAK ALAM JAYA 2 |  |  |  | INDKOM | INS24 |  | Pass | null
441059044 | TNB | DISTRIBUTION | KUALA SELANGOR | Existing |  |  | 11 kV | NO | RMU | VHF BATU ARANG | [6 empty] | Pass | null
441059689 | TNB | DISTRIBUTION | KUALA SELANGOR | Existing | BKSL/PCE/J00853/MBRMU | 300525029 | 11 kV | NO | RMU | TMN KSU FASA 5 NO.1 |  |  |  | INDKOM |  |  | Pass | null
441060363 | TNB | DISTRIBUTION | KUALA SELANGOR | Existing |  |  | 11 kV | NO | RMU | STP PASIR PENAMBANG | [6 empty] | Pass | null
441061033 | TNB | DISTRIBUTION | KUALA SELANGOR | Existing | BKSL/PCE/J00373/MB1 | 300519856 | 11 kV | NO | RMU | PEWIRA RAYA |  |  |  | LUCY | VRN 6A | 20150101 | Pass | null
441062279 | TNB | DISTRIBUTION | KUALA SELANGOR | Existing | BKSL/PCE/J00372/MB1 | 300519633 | 11 kV | NO | RMU | JLN ANGGERIK TIRAM BUROK |  |  |  | LUCY | VRN 6A | 20150101 | Pass | null
441140220 | TNB | DISTRIBUTION | KUALA SELANGOR | Existing |  |  | 11 kV | NO | RMU | LADANG HOPEFUL | [6 empty] | Pass | null
441141652 | TNB | DISTRIBUTION | KUALA SELANGOR | Existing | BKSL/PCE/J00357/MBRMU1 | 300541057 | 11 kV | NO | RMU | MAHSURI JLN PERDANA NO.1 |  |  |  |  | 111111 | 20150101 | Pass | null
441142284 | TNB | DISTRIBUTION | KUALA SELANGOR | Existing | BKSL/PCE/J00361/MB1 | 300537932 | 11 kV | NO | RMU | APARTMENT SEKINCHAN |  |  |  | LUCY | 1D2L+1T | 28/07/2015 | Pass | null
441143071 | TNB | DISTRIBUTION | KUALA SELANGOR | Existing | BKSL/PCE/J00601/MBRMU | 300346269 | 11 kV | NO | RMU | SW/STN KOTA PUTERI |  |  |  | TAMCO | GR1 | 20091110 | Pass | null
441143369 | TNB | DISTRIBUTION | KUALA SELANGOR | Existing | BKSL/PCE/J00354/MBRMU1 | 300243247 | 11 kV | NO | RMU | APARTMENT ALAM PERDANA 4 |  |  |  | INDKOM | ZZT I/D INS24 | 26/06/1992 | Pass | null
441174491 | TNB | DISTRIBUTION | KUALA SELANGOR | Existing | BKSL/PCE/J00353/MBRMU1 | 300243244 | 11 kV | NO | RMU | APARTMENT ALAM PERDANA 3 |  |  |  | INDKOM | ZZZT O/D | 20/05/1982 | Pass | null
441175624 | TNB | DISTRIBUTION | KUALA SELANGOR | Existing | BKSL/PCE/J00301/MBRMU1 | 300345116 | 11 kV | NO | RMU | APARTMENT ALAM PERDANA 2 |  |  |  | TOPRANK | ID 2L+2T | 20/05/2006 | Pass | null
441176716 | TNB | DISTRIBUTION | KUALA SELANGOR | Existing | BKSL/PCE/J00664/MBRMU | 300344933 | 11 kV | NO | RMU | LOJI AIR ALAM PERDANA P.ALAM |  |  |  | TAMCO | GR1 | 14/02/2006 | Pass | null
441177332 | TNB | DISTRIBUTION | KUALA SELANGOR | Existing | BKSL/PCE/J00659/MBRMU | 300345441 | 11 kV | NO | RMU | STP PERDANA ALAM JAYA |  |  |  | F&G | ZZT | 14/11/2006 | Pass | null
441178011 | TNB | DISTRIBUTION | KUALA SELANGOR | Existing | BKSL/PCE/J00658/MBRMU | 300345436 | 11 kV | NO | RMU | PERDANA ALAM JAYA NO.1 |  |  |  | TAMCO | GR1 | 20061110 | Pass | null
441281566 | TNB | DISTRIBUTION | KUALA SELANGOR | Existing | BKSL/PCE/J00472/MBRMU | 300313317 | 11 kV | NO | RMU | S/DOWN 33/11KV FISH POUND |  |  |  | TAMCO | GR1 | 27/11/2004 | Pass | null
441320205 | TNB | DISTRIBUTION | KUALA SELANGOR | Existing | BKSL/PCE/J00820/MBRMU | 300346281 | 11 kV | NO | RMU | LYWOOD SG SEMBILANG |  |  |  | TAMCO | GR1 | 22/03/2012 | Pass | null
441320834 | TNB | DISTRIBUTION | KUALA SELANGOR | Existing | BKSL/PCE/J00836/MBRMU | 300520561 | 11 kV | NO | RMU | ZON IKS SG GULANG-GULANG |  |  |  | INDKOM | INS24 | 20140101 | Pass | null
441321461 | TNB | DISTRIBUTION | KUALA SELANGOR | Existing | BKSL/PCE/J00552/MBRMU1 | 300343340 | 11 kV | NO | RMU | LDG MINYAK |  |  |  | MERLIN GERIN | MERLIN GERIN | 18/08/1998 | Pass | null
442258098 | TNB | DISTRIBUTION | KUALA SELANGOR | Existing | BKSL/PCE/J00436/MB1 | 310303687 | 11 kV | NO | RMU | TYCOPLUS BT 22 IJOK |  |  |  | LUCY | VRN 2A |  | Pass | null
442797338 | TNB | DISTRIBUTION | KUALA SELANGOR | Existing | BKSL/PCE/J00414/MB1 | 302869304 | 11 kV | NO |  | PERUMAHAN FASA 4 PUNCAK BESTARI |  |  |  | INDKOM | INS24 |  | Fail | Please check "Label"
442798462 | TNB | DISTRIBUTION | KUALA SELANGOR | Existing | BKSL/PCE/J00424/MB1 |  | 11 kV | NO |  | REBAN AYAM BAIZILAH | [6 empty] | Fail | Please check "Label"
442799110 | TNB | DISTRIBUTION | KUALA SELANGOR | Existing | BKSL/PCE/J00434/MB1 | 310158575 | 11 kV | NO |  | Grp: Substation Comp. 1 |  |  |  | LUCY | VRN 2A |  | Fail | Please check "Label"
442801629 | TNB | DISTRIBUTION | KUALA SELANGOR | Existing |  |  | 11 kV | NO | RMU | ONE SEKINCAN | [6 empty] | Pass | null
442802244 | TNB | DISTRIBUTION | KUALA SELANGOR | Existing |  |  | 11 kV | NO | RMU | Grp: Substation Comp. 1 | [6 empty] | Pass | null
442802877 | TNB | DISTRIBUTION | KUALA SELANGOR | Existing |  |  | 11 kV | NO | RMU | Grp: Substation Comp. 1 | [6 empty] | Pass | null
445941285 | TNB | DISTRIBUTION | KUALA SELANGOR | Existing |  |  | 11 kV | NO | RMU | D-KSL-C17-1624 | [6 empty] | Pass | null
445942150 | TNB | DISTRIBUTION | KUALA SELANGOR | Existing | BKSL/PCE/J00451/MB1 | 310576584 | 11 kV | NO | RMU | D-KSL-C17-1592 |  |  |  | LUCY | VRN 2A |  | Pass | null
445945733 | TNB | DISTRIBUTION | KUALA SELANGOR | Existing | BKSL/PCE/J00448/MB1 | 310555533 | 11 kV | NO | RMU | D-KSL-C17-1525 |  |  |  | LUCY | VRN 2A |  | Pass | null
445946443 | TNB | DISTRIBUTION | KUALA SELANGOR | Existing |  |  | 11 kV | NO | RMU | D-KSL-C17-1545 (tmn makmur) | [6 empty] | Pass | null
445948392 | TNB | DISTRIBUTION | KUALA SELANGOR | Existing | BKSL/PCE/J00442/MB1 | 310556333 | 11 kV | NO | RMU | D-KSL-C17-1380 |  |  |  | TAMCO | N/A |  | Pass | null
445949068 | TNB | DISTRIBUTION | KUALA SELANGOR | Existing | BKSL/PCE/J00444/MB1 | 310555534 | 11 kV | NO | RMU | D-KSL-C17-1607 |  |  |  | LUCY | VRN 2A |  | Pass | null
446035017 | TNB | DISTRIBUTION | KUALA SELANGOR | Existing | BKSL/PCE/J00883/MB1 | 310636291 | 11 kV | NO | RMU | LOT 11311 TIAJ 2/5 |  |  |  | LUCY | VRN 2A |  | Pass | null
446104133 | TNB | DISTRIBUTION | KUALA SELANGOR | Existing |  |  | 11 kV | NO | RMU | D-KSL-C17-1621 | [6 empty] | Pass | null
446649557 | TNB | DISTRIBUTION | KUALA SELANGOR | Existing | BKSL/PCE/J00882/MB1 | 310616250 | 11 kV | NO | RMU | D-KSL-C17-1638 |  |  | INDKOM |  | INS24 |  | Pass | null
446650711 | TNB | DISTRIBUTION | KUALA SELANGOR | Existing | BKSL/PCE/J00881/MB1 | 310615114 | 11 kV | NO | RMU | D-KSL-C17-1497 |  |  | INDKOM |  | INS24 |  | Pass | null
446652824 | TNB | DISTRIBUTION | KUALA SELANGOR | Existing | BKSL/PCE/J00449/MB1 | 310447943 | 11 kV | NO | RMU | D-KSL-C17-1588 |  |  | TAMCO |  | N/A |  | Pass | null
451296421 | TNB | DISTRIBUTION | KUALA SELANGOR | Existing | BKSL/PCE/J00898/MB1 | 310844396 | 11 kV | NO | RMU | D-KSL-C18-1555 | INST | YTBC | LUCY |  | VRN 2A |  | Pass | null
451297406 | TNB | DISTRIBUTION | KUALA SELANGOR | Existing |  |  | 11 kV | NO | RMU | [7 empty] | Pass | null
451836211 | TNB | DISTRIBUTION | KUALA SELANGOR | Existing |  |  |  | NO |  | SHAH ALAM 2 5A7 | [6 empty] | Fail | Please check "Operating Voltage"
456490907 | TNB | DISTRIBUTION | KUALA SELANGOR | Existing | BKSL/PCE/J00886/MB1 | 310673619 | 11 kV | NO | RMU | D-KSL-C18-1627 |  |  | LUCY |  | VRN 2A |  | Pass | null
456491540 | TNB | DISTRIBUTION | KUALA SELANGOR | Existing |  |  | 11 kV | NO | RMU | D-KSL-C18-1653 | [6 empty] | Pass | null
456492262 | TNB | DISTRIBUTION | KUALA SELANGOR | Existing |  |  | 11 kV | NO | RMU | D-KSL-C19-1643 | [6 empty] | Pass | null
460938063 | TNB | DISTRIBUTION | KUALA SELANGOR | Existing | BKSL/PCE/J00906/MB1 | 310896073 | 11 kV | NO | RMU | D-KSL-C18-1668 | INST | YTBC | TAMCO |  | N/A |  | Pass | null
460939204 | TNB | DISTRIBUTION | KUALA SELANGOR | Existing |  |  | 11 kV | NO | RMU | D-KSL-C18-1658 | [6 empty] | Pass | null
461025640 | TNB | DISTRIBUTION | KUALA SELANGOR | Existing |  |  | 11 kV | NO | RMU | D-KSL-C18-1646 | [6 empty] | Pass | null