## LVDB-FP
Id | Owner Type | Owner Name | Operational Area | Status | ERMS Functional Location | ERMS Equipment No | Structure | Design | Distribution PE | LVDB/FP Location | Label | ERMS System Status | ERMS User Status | Manufacturer | Manufacturer [Old] | Serial Number | LVDB/FP Rating | Date Commissioned | Description | Remarks | Structure Nodes
255899825 | TNB | DISTRIBUTION | KUALA SELANGOR | Existing |  |  | LVDB |  | STP SERI PRISTANA | INDOOR | J02/29-681 |  |  |  | ITEM |  | 1600.000 A |  |  |  | 2
255907500 | TNB | DISTRIBUTION | KUALA SELANGOR | Existing |  |  | LVDB | FP 1600 A - 2 in 8 out (PE) | TMN MAKMUR | INDOOR | LV37-6354 |  |  |  | SUN SYSTEM ENG. |  | 1600.000 A |  |  |  | 1
255908070 | TNB | DISTRIBUTION | KUALA SELANGOR | Existing |  |  | LVDB | FP 1600 A - 2 in 8 out (PE) | JERAM NO 1 | INDOOR | FP9607-1091 |  |  |  | SUN SYSTEM ENG. |  | 1600.000 A |  |  |  | 0
255918539 | TNB | DISTRIBUTION | KUALA SELANGOR | Existing |  |  | LVDB | FP 1600 A - 2 in 8 out (PE) | KIM LIAN HUAT | INDOOR | N/A |  |  |  | LUCY |  | 1600.000 A |  |  |  | 0
255918581 | TNB | DISTRIBUTION | KUALA SELANGOR | Existing |  |  | LVDB | FP 1600 A - 2 in 8 out (PE) | BAGAN PASIR | INDOOR | 1193 |  |  |  | ITEM |  | 1600.000 A |  |  |  | 0
255918628 | TNB | DISTRIBUTION | KUALA SELANGOR | Existing |  |  | LVDB | FP 1600 A - 2 in 8 out (PE) | PPRT SG KAJANG | INDOOR | N/A |  |  |  | Unknown |  | 1600.000 A |  |  |  | 0
255919727 | TNB | DISTRIBUTION | KUALA SELANGOR | Existing |  |  | LVDB | FP 1600 A - 2 in 8 out (PE) | TAMAN PEKERTI | INDOOR | S/83/1119 |  |  |  | MTM |  | 1000.000 A |  |  |  | 0
255929282 | TNB | DISTRIBUTION | KUALA SELANGOR | Existing |  |  | LVDB | FP 1600 A - 2 in 8 out (PE) | TAMAN NILAM | INDOOR | LV7060029 |  |  |  | INDKOM |  | 1600.000 A |  |  |  | 0
255930529 | TNB | DISTRIBUTION | KUALA SELANGOR | Existing |  |  | LVDB | FP 1600 A - 2 in 8 out (PE) | 9 BUAH KEDAI IJOK | INDOOR |  |  |  |  | GEC |  | 1600.000 A |  |  |  | 0
255930833 | TNB | DISTRIBUTION | KUALA SELANGOR | Existing |  |  | LVDB | FP 1600 A - 2 in 8 out (PE) | CHOP GUAN SENG | INDOOR | FP9606-0064 |  |  |  | SUN SYSTEM ENG. |  | 1600.000 A |  |  |  | 5
255930899 | TNB | DISTRIBUTION | KUALA SELANGOR | Existing |  |  | LVDB | FP 1600 A - 2 in 8 out (PE) | TAWIE | INDOOR | FP9606-0030 |  |  |  | SUN SYSTEM ENG. |  | 1600.000 A |  |  |  | 3
255931018 | TNB | DISTRIBUTION | KUALA SELANGOR | Existing | BKSL/PCE/J00473/NDLB | 300313345 | LVDB | LVDB 1600 A - 2 in 8 out | PE FISH POND NO 1 | INDOOR | DB 02/01-1438 |  |  |  | POWERJOG |  | 1600.000 A |  |  |  | 0
255958841 | TNB | DISTRIBUTION | KUALA SELANGOR | Existing |  |  | LVDB | FP 1600 A - 2 in 8 out (PE) | IND ALAM JAYA NO 8 | INDOOR | LV 5040138 (B) |  |  |  | INDKOM |  | 1600.000 A |  |  |  | 0
255964964 | TNB | DISTRIBUTION | KUALA SELANGOR | Existing |  |  | LVDB | FP 1600 A - 2 in 8 out (PE) | SUNGAI TERAP | INDOOR | 11734 |  |  |  | Unknown |  | 1600.000 A |  |  |  | 0
255965014 | TNB | DISTRIBUTION | KUALA SELANGOR | Existing |  |  | LVDB | FP 1600 A - 2 in 8 out (PE) | EYE BER EE NO 1 | INDOOR | FPX167/2007 |  |  |  | TOPRANK |  | 1600.000 A |  |  |  | 3
255965791 | TNB | DISTRIBUTION | KUALA SELANGOR | Existing |  |  | FEEDER PILLAR | FP 1600 A - 2 in 8 out (PE) | YUSRI | INDOOR | FP9606-0028 |  |  |  | SUN SYSTEM ENG. |  | 1600.000 A |  |  |  | 0
255965851 | TNB | DISTRIBUTION | KUALA SELANGOR | Existing |  |  | FEEDER PILLAR | FP 1600 A - 2 in 8 out (PE) | BALAI POLIS JERAM | INDOOR | FP37-0165 |  |  |  | SUN SYSTEM ENG. |  | 1600.000 A |  |  |  | 0
255965914 | TNB | DISTRIBUTION | KUALA SELANGOR | Existing |  |  | LVDB | FP 1600 A - 2 in 8 out (PE) | TMN SG SEMBILANG | INDOOR | S/86/1038 |  |  |  | MTM |  | 1600.000 A |  |  |  | 0
255975106 | TNB | DISTRIBUTION | KUALA SELANGOR | Existing |  |  | LVDB | FP 1600 A - 2 in 8 out (PE) | KAMPONG BARU CINA TIRAM BUSUK | INDOOR | EP20010023 |  |  |  | MERLIN GERIN |  | 1600.000 A |  |  |  | 0
255977227 | TNB | DISTRIBUTION | KUALA SELANGOR | Existing |  |  | LVDB | FP 1600 A - 2 in 8 out (PE) | TMN SRI PENAMBANG | INDOOR | N/A |  |  |  | Unknown |  | 800.000 A |  |  |  | 0
255981903 | TNB | DISTRIBUTION | KUALA SELANGOR | Existing |  |  | LVDB | LVDB 1600 A - 2 in 8 out | KUARTERS STP BKT BADONG | INDOOR | FP9606-2689 |  |  |  | SUN SYSTEM ENG. |  | 1600.000 A |  |  |  | 0
255984311 | TNB | DISTRIBUTION | KUALA SELANGOR | Existing |  |  | LVDB | FP 1600 A - 2 in 8 out (PE) | KUATERS GURU SEK MEN P PERMTANG | INDOOR | LV37-0249 |  |  |  | SUN SYSTEM ENG. |  | 1600.000 A |  |  |  | 0
255984667 | TNB | DISTRIBUTION | KUALA SELANGOR | Existing |  |  | LVDB | FP 1600 A - 2 in 8 out (PE) | SEK MEN AGAMA P.PENAMBANG | INDOOR | S187/1029 |  |  |  | MTM |  | 1000.000 A |  |  |  | 0
256124382 | TNB | DISTRIBUTION | KUALA SELANGOR | Existing |  |  | LVDB | FP 1600 A - 2 in 8 out (PE) | TG KARANG DEVELOPMENT | INDOOR | N/A |  |  |  | Unknown |  | 1600.000 A |  |  |  | 0
256226643 | TNB | DISTRIBUTION | KUALA SELANGOR | Existing |  |  | LVDB | FP 1600 A - 2 in 8 out (PE) | FBK IND SDN BHD | INDOOR | LVV 1293 |  |  |  | TOPRANK |  | 1600.000 A |  |  |  | 4
256341577 | TNB | DISTRIBUTION | KUALA SELANGOR | Existing |  |  | LVDB | FP 1600 A - 2 in 8 out (PE) | PE IND ALAM JAYA NO.8 | INDOOR | LV 5041197 (A) |  |  |  | INDKOM |  | 1600.000 A |  |  |  | 0
256366573 | TNB | DISTRIBUTION | KUALA SELANGOR | Existing |  |  | LVDB | FP 1600 A - 2 in 8 out (PE) | IND ALAM JAYA NO 4 | INDOOR | LV 974-0501 |  |  |  | SUN SYSTEM ENG. |  | 1600.000 A |  |  |  | 0
256368189 | TNB | DISTRIBUTION | KUALA SELANGOR | Existing |  |  | LVDB | FP 1600 A - 2 in 8 out (PE) | IND ALAM JAYA NO 6 | INDOOR | LV 2330 |  |  |  | ALGEBRA |  | 1600.000 A |  |  |  | 0
256404584 | TNB | DISTRIBUTION | KUALA SELANGOR | Existing |  |  | FEEDER PILLAR |  |  | OUTDOOR |  |  |  |  | Unknown | [5 empty] | 0
256442712 | TNB | DISTRIBUTION | KUALA SELANGOR | Existing |  |  | LVDB | FP 1600 A - 2 in 8 out (PE) | TMN RADEN JAYA NO 1 | INDOOR | LV01/03-529 |  |  |  | POWERJOG |  | 1600.000 A |  |  |  | 0
256456488 | TNB | DISTRIBUTION | KUALA SELANGOR | Existing |  |  | LVDB | FP 1600 A - 2 in 8 out (PE) | PADANG GAJAH | INDOOR | S/86/1084 |  |  |  | MTM |  | 1600.000 A |  |  |  | 6
256456586 | TNB | DISTRIBUTION | KUALA SELANGOR | Existing |  |  | LVDB | FP 1600 A - 2 in 8 out (PE) | PETRONAS SG SEMBILANG | INDOOR | J02/31-339 |  |  |  | ITEM |  | 1600.000 A |  |  |  | 0
256456680 | TNB | DISTRIBUTION | KUALA SELANGOR | Existing |  |  | LVDB | FP 1600 A - 2 in 8 out (PE) | SUPERMARKET BILLION | INDOOR | LV974-0619 |  |  |  | SUN SYSTEM ENG. |  | 1600.000 A |  |  |  | 0
256456745 | TNB | DISTRIBUTION | KUALA SELANGOR | Existing | BKSL/PCE/J00595/NDTX1 |  | LVDB | FP 1600 A - 2 in 8 out (PE) | TAMAN SETIA BUDI | INDOOR | N/A |  |  |  | Unknown |  | 1600.000 A |  |  |  | 0
256457257 | TNB | DISTRIBUTION | KUALA SELANGOR | Existing |  |  | LVDB | FP 1600 A - 2 in 8 out (PE) | PASIR PENAMBANG | INDOOR | 00608 |  |  |  | TOPRANK |  | 1600.000 A |  |  |  | 0
256457320 | TNB | DISTRIBUTION | KUALA SELANGOR | Existing |  |  | LVDB | FP 1600 A - 2 in 8 out (PE) | BAGAN SG YU | INDOOR | N/A |  |  |  | Unknown |  | 1600.000 A |  |  |  | 0
256523745 | TNB | DISTRIBUTION | KUALA SELANGOR | Existing |  |  | LVDB | FP 1600 A - 2 in 8 out (PE) | TAMAN RADIN JAYA NO 2 | INDOOR | LV970-0802 |  |  |  | SUN SYSTEM ENG. |  | 1600.000 A |  |  |  | 0
256534750 | TNB | DISTRIBUTION | KUALA SELANGOR | Existing | BKSL/PCE/J00195/NDTX1 |  | LVDB | FP 1600 A - 2 in 8 out (PE) | TAMAN DESA JAYA TG KARANG | INDOOR | N/A |  |  |  | Unknown |  | 1600.000 A |  |  |  | 0
256609062 | TNB | DISTRIBUTION | KUALA SELANGOR | Existing |  |  | LVDB | FP 1600 A - 2 in 8 out (PE) | KG SG KAJANG | INDOOR | N/A |  |  |  | Unknown |  | 1600.000 A |  |  |  | 0
256609098 | TNB | DISTRIBUTION | KUALA SELANGOR | Existing | BKSL/PCE/J00238/NDTX1 |  | LVDB | FP 1600 A - 2 in 8 out (PE) | LPN BATU 2 | INDOOR | N/A |  |  |  | Unknown |  | 1600.000 A |  |  |  | 0
256623436 | TNB | DISTRIBUTION | KUALA SELANGOR | Existing |  |  | LVDB | FP 1600 A - 2 in 8 out (PE) | EYU TEK CHAI | INDOOR | N/A |  |  |  | Unknown |  | 1600.000 A |  |  |  | 4
256623613 | TNB | DISTRIBUTION | KUALA SELANGOR | Existing | BKSL/PCE/J00306/NDLB | 300313781 | LVDB | FP 1600 A - 2 in 8 out (PE) | SM AGAMA JERAM | INDOOR | LV37-0874 |  |  |  | SUN SYSTEM ENG. |  | 1600.000 A |  |  |  | 0
256624035 | TNB | DISTRIBUTION | KUALA SELANGOR | Existing |  |  | LVDB | FP 1600 A - 2 in 8 out (PE) | PT SERONG | INDOOR | 21730 |  |  |  | GEC |  | 1600.000 A |  |  |  | 0
256624085 | TNB | DISTRIBUTION | KUALA SELANGOR | Existing |  |  | LVDB | FP 1600 A - 2 in 8 out (PE) | KIEN HUAT FURNITURE S/B | INDOOR | LV970-0081 |  |  |  | SUN SYSTEM ENG. |  | 1600.000 A |  |  |  | 0
256624207 | TNB | DISTRIBUTION | KUALA SELANGOR | Existing | BKSL/PCE/J00201/NDTX1 |  | LVDB | FP 1600 A - 2 in 8 out (PE) | SG TENGI KANAN NO 2 | INDOOR | N/A |  |  |  | Unknown |  | 1600.000 A |  |  |  | 0
256624626 | TNB | DISTRIBUTION | KUALA SELANGOR | Existing |  |  | LVDB | FP 1600 A - 2 in 8 out (PE) | JBTN TIMB JPJ | INDOOR | FP 9608-0052 |  |  |  | SUN SYSTEM ENG. |  | 800.000 A |  |  |  | 0
256631130 | TNB | DISTRIBUTION | KUALA SELANGOR | Existing |  |  | LVDB | FP 1600 A - 2 in 8 out (PE) | TAMAN BAYU PASIR PENAMBANG | INDOOR | S/87/1030 |  |  |  | MTM |  | 1600.000 A |  |  |  | 2
256768962 | TNB | DISTRIBUTION | KUALA SELANGOR | Existing |  |  | LVDB | FP 800 A - 2 in 5 out |  | INDOOR | N/A |  |  |  | Unknown |  | 1600.000 A |  |  |  | 3
256787422 | TNB | DISTRIBUTION | KUALA SELANGOR | Existing |  |  | LVDB | FP 1600 A - 2 in 8 out (PE) | LAY HONG SPG 3 JERAM NO 2 | INDOOR | LV974-0811 |  |  |  | SUN SYSTEM ENG. |  | 1600.000 A |  |  |  | 0
256793750 | TNB | DISTRIBUTION | KUALA SELANGOR | Existing |  |  | LVDB | FP 1600 A - 2 in 8 out (PE) |  | INDOOR | N/A |  |  |  | Unknown |  | 1600.000 A |  |  |  | 0
256793920 | TNB | DISTRIBUTION | KUALA SELANGOR | Existing |  |  | LVDB | FP 1600 A - 2 in 8 out (PE) | TMN PERMAI SPG TIGA JERAM | INDOOR | LV970-0199 |  |  |  | SUN SYSTEM ENG. |  | 1600.000 A |  |  |  | 0
256794037 | TNB | DISTRIBUTION | KUALA SELANGOR | Existing |  |  | LVDB | FP 1600 A - 2 in 8 out (PE) | SW/STN TAMBAK JAWA | INDOOR | FP9606-0112 |  |  |  | SUN SYSTEM ENG. |  | 1600.000 A |  |  |  | 6
256794099 | TNB | DISTRIBUTION | KUALA SELANGOR | Existing |  |  | LVDB | FP 1600 A - 2 in 8 out (PE) | TAMAN KENARI | INDOOR | LV/B393 |  |  |  | TOPRANK |  | 1600.000 A |  |  |  | 0
256798701 | TNB | DISTRIBUTION | KUALA SELANGOR | Existing |  |  | LVDB | FP 1600 A - 2 in 8 out (PE) | JERAM NO 2 | INDOOR | S/82/1215 |  |  |  | MTM |  | 800.000 A |  |  |  | 0
256811422 | TNB | DISTRIBUTION | KUALA SELANGOR | Existing |  |  | LVDB | FP 1600 A - 2 in 8 out (PE) | TG KARANG PKPS | INDOOR | S/82/213 |  |  |  | MTM |  | 1600.000 A |  |  |  | 0
376961729 | TNB | DISTRIBUTION | KUALA SELANGOR | Existing | BKSL/PCE/J00438/NDTX1 |  | LVDB | LVDB 1600 A - 2 in 8 out | D-KSL-C17-1560 | INDOOR | [6 empty] | 1600.000 A | 1970-01-01 |  |  | 2
376961851 | TNB | DISTRIBUTION | KUALA SELANGOR | Existing |  |  | LVDB | LVDB 1600 A - 2 in 10 out (CS) | TMN KELISA | INDOOR | [6 empty] | 1600.000 A | 1970-01-01 |  |  | 2
376961994 | TNB | DISTRIBUTION | KUALA SELANGOR | Existing |  |  | LVDB | LVDB 1600 A - 2 in 8 out | KG SRI TIRAM BUROK | INDOOR | [6 empty] | 1600.000 A | 1970-01-01 |  |  | 0
377034980 | TNB | DISTRIBUTION | KUALA SELANGOR | Existing |  |  | LVDB | LVDB 1600 A - 2 in 8 out | D-KSL-C17-1510 | INDOOR | [6 empty] | 1600.000 A | 1970-01-01 |  |  | 4
377966641 | TNB | DISTRIBUTION | KUALA SELANGOR | Existing |  |  | LVDB | LVDB 1600 A - 2 in 8 out | Grp: Substation Comp. 1 | INDOOR | [6 empty] | 1600.000 A | 1970-01-01 |  |  | 1
377966911 | TNB | DISTRIBUTION | KUALA SELANGOR | Existing |  |  | LVDB | LVDB 1600 A - 2 in 8 out | D-KSL-C17-1576 | INDOOR | [6 empty] | 1600.000 A | 1970-01-01 |  |  | 2
379512346 | TNB | DISTRIBUTION | KUALA SELANGOR | Existing | BKSL/PCE/J00452/NDTX1 | 310595375 | LVDB | LVDB 1600 A - 2 in 8 out | D-KSL-C17-1613 | INDOOR |  |  |  | SSE |  |  |  | 1970-01-01 |  |  | 1
379512477 | TNB | DISTRIBUTION | KUALA SELANGOR | Existing | BKSL/PCE/J00884/NDTX1 | 310624632 | LVDB | LVDB 1600 A - 2 in 8 out | D-KSL-C17-1268 | INDOOR |  |  |  | TOSHIBA |  |  |  | 1970-01-01 |  |  | 2
379632590 | TNB | DISTRIBUTION | KUALA SELANGOR | Existing |  |  | LVDB | LVDB 1600 A - 2 in 8 out |  | INDOOR | 21106 |  |  |  | GEC | [5 empty] | 0
379787402 | TNB | DISTRIBUTION | KUALA SELANGOR | Existing |  |  | LVDB | LVDB 1600 A - 2 in 8 out | KOSSAN RUBBER NO 5 | INDOOR | [6 empty] | 1600.000 A | 1970-01-01 |  |  | 0
379787522 | TNB | DISTRIBUTION | KUALA SELANGOR | Existing |  |  | LVDB | LVDB 1600 A - 2 in 8 out | SYNLE HART | INDOOR | [6 empty] | 1600.000 A | 1970-01-01 |  |  | 0
379787618 | TNB | DISTRIBUTION | KUALA SELANGOR | Existing |  |  | LVDB | LVDB 1600 A - 2 in 8 out | KEM BINA INSAN | INDOOR | LV2890 |  |  |  | ALGEBRA |  | 1600.000 A | 1970-01-01 |  |  | 0
379787712 | TNB | DISTRIBUTION | KUALA SELANGOR | Existing |  |  | LVDB | LVDB 1600 A - 2 in 8 out | PANTAI REMIS | INDOOR | [6 empty] | 1600.000 A | 1970-01-01 |  |  | 0
379787928 | TNB | DISTRIBUTION | KUALA SELANGOR | Existing |  |  | LVDB | LVDB 1600 A - 2 in 8 out | TMN JATI | INDOOR | DB02/05-1527 |  |  |  | POWERJOG | [5 empty] | 5
379791551 | TNB | DISTRIBUTION | KUALA SELANGOR | Existing | BKSL/PCE/J00160/NDTX1 | 300022622 | LVDB | LVDB 1600 A - 2 in 8 out | TMN SRI SEKINCHAN NO 1 | INDOOR | S/88/1117 |  |  |  | MTM |  | 1600.000 A | 1970-01-01 |  |  | 0
379791645 | TNB | DISTRIBUTION | KUALA SELANGOR | Existing | BKSL/PCE/J00313/NDTX1 | 300232745 | LVDB | LVDB 1600 A - 2 in 8 out | TMN SRI SEKINCHAN NO 2 (C) | INDOOR | LB 1402001 |  |  |  | INDKOM |  | 1600.000 A | 1970-01-01 |  |  | 0
379791748 | TNB | DISTRIBUTION | KUALA SELANGOR | Existing |  |  | LVDB | LVDB 1600 A - 2 in 8 out | SEAFOOD BGN SEKINCHAN | INDOOR | [6 empty] | 1600.000 A | 1970-01-01 |  |  | 0
379791842 | TNB | DISTRIBUTION | KUALA SELANGOR | Existing |  |  | LVDB | LVDB 1600 A - 2 in 8 out | TELEKOM SEKINCHAN | INDOOR | FP/05/J257 |  |  |  | TOPRANK |  | 1600.000 A | 1970-01-01 |  |  | 0
379791963 | TNB | DISTRIBUTION | KUALA SELANGOR | Existing |  |  | LVDB | LVDB 1600 A - 2 in 8 out | SURIA PRESS | INDOOR | [6 empty] | 1600.000 A | 1970-01-01 |  |  | 0
379792059 | TNB | DISTRIBUTION | KUALA SELANGOR | Existing |  |  | LVDB | LVDB 1600 A - 2 in 8 out | TMN RIA JAYA | INDOOR | [6 empty] | 1600.000 A | 1970-01-01 |  |  | 0
379792155 | TNB | DISTRIBUTION | KUALA SELANGOR | Existing |  |  | LVDB | LVDB 1600 A - 2 in 8 out | KEE HIN NO 1 | INDOOR | S/86/1092 |  |  |  | MTM |  | 1600.000 A | 1970-01-01 |  |  | 0
379792251 | TNB | DISTRIBUTION | KUALA SELANGOR | Existing | BKSL/PCE/J00162/NDFP | 300313494 | LVDB | LVDB 1600 A - 2 in 8 out | SEKINCHAN NO 2(DEPAN BALAI POLIS SKN) | INDOOR | [6 empty] | 1600.000 A | 1970-01-01 |  |  | 0
379792345 | TNB | DISTRIBUTION | KUALA SELANGOR | Existing |  |  | LVDB | LVDB 1600 A - 2 in 8 out | BGN SEKINCHAN | INDOOR | FP01/11-1219 |  |  |  | POWERJOG |  | 1600.000 A | 1970-01-01 |  |  | 0
379792439 | TNB | DISTRIBUTION | KUALA SELANGOR | Existing |  |  | LVDB | LVDB 1600 A - 2 in 8 out | PE PANJI MUARA | INDOOR | [6 empty] | 1600.000 A | 1970-01-01 |  |  | 0
379792535 | TNB | DISTRIBUTION | KUALA SELANGOR | Existing |  |  | LVDB | LVDB 1600 A - 2 in 8 out | SITE C SEKINCHAN | INDOOR | [6 empty] | 1600.000 A | 1970-01-01 |  |  | 0
379792631 | TNB | DISTRIBUTION | KUALA SELANGOR | Existing | BKSL/PCE/J00167/NDTX1 | 300342969 | LVDB | LVDB 1600 A - 2 in 8 out | SELOKA GAGAH NO 1 | INDOOR | [6 empty] | 1600.000 A | 1970-01-01 |  |  | 0
379792727 | TNB | DISTRIBUTION | KUALA SELANGOR | Existing | BKSL/PCE/J00176/NDFP3 | 300342973 | LVDB | LVDB 1600 A - 2 in 8 out | SELOKA GAGAH NO 2 | INDOOR | [6 empty] | 1600.000 A | 1970-01-01 |  |  | 0
379792821 | TNB | DISTRIBUTION | KUALA SELANGOR | Existing |  |  | LVDB | LVDB 1600 A - 2 in 10 out (CS) | SEK KEB SRI SEKINCAN | INDOOR | [6 empty] | 1600.000 A | 1970-01-01 |  |  | 0
379792925 | TNB | DISTRIBUTION | KUALA SELANGOR | Existing |  |  | LVDB | LVDB 1600 A - 2 in 8 out | ASIA AQUACULTURE BGN TENGKORAK | INDOOR | [6 empty] | 1600.000 A | 1970-01-01 |  |  | 0
379793122 | TNB | DISTRIBUTION | KUALA SELANGOR | Existing | BKSL/PCE/J00198/NDFP | 300313443 | LVDB | LVDB 1600 A - 2 in 8 out | K/UDANG BGN TENGKORAK | INDOOR | 21756 |  |  |  | GEC |  | 1600.000 A | 1970-01-01 |  |  | 0
379793364 | TNB | DISTRIBUTION | KUALA SELANGOR | Existing |  |  | LVDB | LVDB 1600 A - 2 in 8 out | GEMA JAYA | INDOOR | [6 empty] | 1600.000 A | 1970-01-01 |  |  | 0
379793458 | TNB | DISTRIBUTION | KUALA SELANGOR | Existing | BKSL/PCE/J00151/NDTX1 | 300022574 | LVDB | LVDB 1600 A - 2 in 8 out | JURU JAYA | INDOOR | S1/65/89/1076 |  |  |  | MTM |  | 1600.000 A | 1970-01-01 |  |  | 0
379793572 | TNB | DISTRIBUTION | KUALA SELANGOR | Existing | BKSL/PCE/J00152/NDFP | 300313474 | LVDB | LVDB 1600 A - 2 in 8 out | SITE B SEKINCHAN | INDOOR | FP9606-0753 |  |  |  | SUN SYSTEM ENG. |  | 1600.000 A | 1970-01-01 |  |  | 2
379793747 | TNB | DISTRIBUTION | KUALA SELANGOR | Existing |  |  | LVDB | LVDB 1600 A - 2 in 8 out | KLG SEMERAH PADI SITE A SEKINCHAN | INDOOR | LV5050051 |  |  |  | INDKOM |  | 1600.000 A | 1970-01-01 |  |  | 0
379794026 | TNB | DISTRIBUTION | KUALA SELANGOR | Existing |  |  | LVDB | LVDB 1600 A - 2 in 8 out | JALAN PARIT 5 SAI KIM | INDOOR | [6 empty] | 1600.000 A | 1970-01-01 |  |  | 0
379794197 | TNB | DISTRIBUTION | KUALA SELANGOR | Existing |  |  | LVDB | LVDB 1600 A - 2 in 8 out | KLG PADI DATARAN PUSAKA | INDOOR | [6 empty] | 1600.000 A | 1970-01-01 |  |  | 0
379794385 | TNB | DISTRIBUTION | KUALA SELANGOR | Existing | BKSL/PCE/J00153/NDFP | 300313475 | LVDB | LVDB 1600 A - 2 in 8 out | PE BERNAS (LPN) | INDOOR | [6 empty] | 1600.000 A | 1970-01-01 |  |  | 0
379794499 | TNB | DISTRIBUTION | KUALA SELANGOR | Existing | BKSL/PCE/J00826/ND | 300443262 | LVDB | LVDB 1600 A - 2 in 8 out | TAMAN INDAH 2 | INDOOR | [6 empty] | 1600.000 A | 1970-01-01 |  |  | 0
379794556 | TNB | DISTRIBUTION | KUALA SELANGOR | Existing | BKSL/PCE/J00826/NE | 300443275 | LVDB | LVDB 1600 A - 2 in 8 out | TAMAN INDAH 2 | INDOOR | [6 empty] | 1600.000 A | 1970-01-01 |  |  | 0
379794674 | TNB | DISTRIBUTION | KUALA SELANGOR | Existing |  |  | LVDB | LVDB 1600 A - 2 in 8 out | BALAI BOMBA SEKINCHAN | INDOOR | [6 empty] | 1600.000 A | 1970-01-01 |  |  | 0
379794731 | TNB | DISTRIBUTION | KUALA SELANGOR | Existing |  |  | LVDB | LVDB 1600 A - 2 in 8 out | BALAI BOMBA SEKINCHAN | INDOOR | [6 empty] | 1600.000 A | 1970-01-01 |  |  | 0
379794845 | TNB | DISTRIBUTION | KUALA SELANGOR | Existing |  |  | LVDB | LVDB 1600 A - 2 in 8 out | HOTEL DELUXE | INDOOR | FP3966 |  |  |  | ALGEBRA |  | 1600.000 A | 1970-01-01 |  |  | 0
379794902 | TNB | DISTRIBUTION | KUALA SELANGOR | Existing |  |  | LVDB | LVDB 1600 A - 2 in 8 out | HOTEL DELUXE | INDOOR | FP9606-0604 |  |  |  | SUN SYSTEM ENG. |  | 1600.000 A | 1970-01-01 |  |  | 0
379794996 | TNB | DISTRIBUTION | KUALA SELANGOR | Existing | BKSL/PCE/J00341/NDTX1 | 300241022 | LVDB | LVDB 1600 A - 2 in 8 out | TOKONG BUDHA SEKINCHAN | INDOOR | DB2378 |  |  |  | POWERJOG |  | 1600.000 A | 1970-01-01 |  |  | 0
379795092 | TNB | DISTRIBUTION | KUALA SELANGOR | Existing |  |  | LVDB | LVDB 1600 A - 2 in 8 out | TOKONG SEKINCHAN, L672 | INDOOR | [6 empty] | 1600.000 A | 1970-01-01 |  |  | 0
379795186 | TNB | DISTRIBUTION | KUALA SELANGOR | Existing |  |  | LVDB | LVDB 1600 A - 2 in 8 out | T/A 6 BAN 2 | INDOOR | [6 empty] | 1600.000 A | 1970-01-01 |  |  | 0
379795280 | TNB | DISTRIBUTION | KUALA SELANGOR | Existing |  |  | LVDB | LVDB 1600 A - 2 in 8 out | CTS COOKIES PT7 | INDOOR | [6 empty] | 1600.000 A | 1970-01-01 |  |  | 0
379795374 | TNB | DISTRIBUTION | KUALA SELANGOR | Existing |  |  | LVDB | LVDB 1600 A - 2 in 8 out | PT 7 BAN 2 | INDOOR | [6 empty] | 1600.000 A | 1970-01-01 |  |  | 0
379795468 | TNB | DISTRIBUTION | KUALA SELANGOR | Existing |  |  | LVDB | LVDB 1600 A - 2 in 8 out | PT 8 BAN 2 | INDOOR | [6 empty] | 1600.000 A | 1970-01-01 |  |  | 0
379795562 | TNB | DISTRIBUTION | KUALA SELANGOR | Existing |  |  | LVDB | LVDB 1600 A - 2 in 8 out | T/A 8 BAN 2 | INDOOR | [6 empty] | 1600.000 A | 1970-01-01 |  |  | 0
379795656 | TNB | DISTRIBUTION | KUALA SELANGOR | Existing |  |  | LVDB | LVDB 1600 A - 2 in 8 out | PT 9 BAN 2 | INDOOR | [6 empty] | 1600.000 A | 1970-01-01 |  |  | 1
379795775 | TNB | DISTRIBUTION | KUALA SELANGOR | Existing |  |  | LVDB | LVDB 1600 A - 2 in 8 out | GEMHARTA | INDOOR | [6 empty] | 1600.000 A | 1970-01-01 |  |  | 0
379795869 | TNB | DISTRIBUTION | KUALA SELANGOR | Existing |  |  | LVDB | LVDB 1600 A - 2 in 8 out | VPN MARKETING (M) | INDOOR | [6 empty] | 1600.000 A | 1970-01-01 |  |  | 0
379795963 | TNB | DISTRIBUTION | KUALA SELANGOR | Existing |  |  | LVDB | LVDB 1600 A - 2 in 8 out | KHUEN HING METAL SDN BHD | INDOOR | [6 empty] | 1600.000 A | 1970-01-01 |  |  | 0
379796057 | TNB | DISTRIBUTION | KUALA SELANGOR | Existing |  |  | LVDB | LVDB 1600 A - 2 in 8 out | HF MAROSHUMI ALAM JAYA | INDOOR | [6 empty] | 1600.000 A | 1970-01-01 |  |  | 0
379796151 | TNB | DISTRIBUTION | KUALA SELANGOR | Existing |  |  | LVDB | LVDB 1600 A - 2 in 8 out | KLG SANTEX | INDOOR | [6 empty] | 1600.000 A | 1970-01-01 |  |  | 0
379796245 | TNB | DISTRIBUTION | KUALA SELANGOR | Existing |  |  | LVDB | LVDB 1600 A - 2 in 8 out | MULTIGUNA NO.2 | INDOOR | [6 empty] | 1600.000 A | 1970-01-01 |  |  | 0
379796339 | TNB | DISTRIBUTION | KUALA SELANGOR | Existing |  |  | LVDB | LVDB 1600 A - 2 in 8 out | ADVANCE PRELUDE | INDOOR | [6 empty] | 1600.000 A | 1970-01-01 |  |  | 0
379796565 | TNB | DISTRIBUTION | KUALA SELANGOR | Existing |  |  | LVDB | LVDB 1600 A - 2 in 8 out | MANETWTECH BELLE ALAM JAYA | INDOOR | [6 empty] | 1600.000 A | 1970-01-01 |  |  | 0
379796622 | TNB | DISTRIBUTION | KUALA SELANGOR | Existing |  |  | LVDB | LVDB 1600 A - 2 in 8 out | MANETWTECH BELLE ALAM JAYA | INDOOR | [6 empty] | 1600.000 A | 1970-01-01 |  |  | 0
379796810 | TNB | DISTRIBUTION | KUALA SELANGOR | Existing |  |  | LVDB | LVDB 1600 A - 2 in 8 out | TOONG HENG LONG | INDOOR | [6 empty] | 1600.000 A | 1970-01-01 |  |  | 0
379796904 | TNB | DISTRIBUTION | KUALA SELANGOR | Existing |  |  | LVDB | LVDB 1600 A - 2 in 8 out | OHTSUKI SEIKO | INDOOR | [6 empty] | 1600.000 A | 1970-01-01 |  |  | 0
379796998 | TNB | DISTRIBUTION | KUALA SELANGOR | Existing |  |  | LVDB | LVDB 1600 A - 2 in 8 out | LITEX METAL SDN BHD | INDOOR | [6 empty] | 1600.000 A | 1970-01-01 |  |  | 0
379797092 | TNB | DISTRIBUTION | KUALA SELANGOR | Existing |  |  | LVDB | LVDB 1600 A - 2 in 8 out | FUJI BAKERY P.ALAM | INDOOR | [6 empty] | 1600.000 A | 1970-01-01 |  |  | 0
379797186 | TNB | DISTRIBUTION | KUALA SELANGOR | Existing |  |  | LVDB | LVDB 1600 A - 2 in 8 out | PROGRESSIVE FOAM | INDOOR | [6 empty] | 1600.000 A | 1970-01-01 |  |  | 0
379797280 | TNB | DISTRIBUTION | KUALA SELANGOR | Existing |  |  | LVDB | LVDB 1600 A - 2 in 8 out | PE AROTECH SDN BHD | INDOOR | [6 empty] | 1600.000 A | 1970-01-01 |  |  | 0
379797394 | TNB | DISTRIBUTION | KUALA SELANGOR | Existing |  |  | LVDB | LVDB 1600 A - 2 in 8 out | INDUSTRI ALAM JAYA NO.7 | INDOOR | [6 empty] | 1600.000 A | 1970-01-01 |  |  | 0
379797451 | TNB | DISTRIBUTION | KUALA SELANGOR | Existing |  |  | LVDB | LVDB 1600 A - 2 in 8 out | INDUSTRI ALAM JAYA NO.7 | INDOOR | [6 empty] | 1600.000 A | 1970-01-01 |  |  | 0
379797545 | TNB | DISTRIBUTION | KUALA SELANGOR | Existing |  |  | LVDB | LVDB 1600 A - 2 in 8 out | SANON PRINTING | INDOOR | [6 empty] | 1600.000 A | 1970-01-01 |  |  | 0
379797639 | TNB | DISTRIBUTION | KUALA SELANGOR | Existing |  |  | LVDB | LVDB 1600 A - 2 in 8 out | GIMATECH MALAYSIA | INDOOR | [6 empty] | 1600.000 A | 1970-01-01 |  |  | 0
379797733 | TNB | DISTRIBUTION | KUALA SELANGOR | Existing |  |  | LVDB | LVDB 1600 A - 2 in 8 out | MULTIGUNA TIAJ 2 /9 | INDOOR | [6 empty] | 1600.000 A | 1970-01-01 |  |  | 0
379798043 | TNB | DISTRIBUTION | KUALA SELANGOR | Existing | BKSL/PCE/J00807/NDTX1 | 300344243 | LVDB | LVDB 1600 A - 2 in 8 out | PPAJ NO.2 | INDOOR | [6 empty] | 1600.000 A | 1970-01-01 |  |  | 0
379798137 | TNB | DISTRIBUTION | KUALA SELANGOR | Existing |  |  | LVDB | LVDB 1600 A - 2 in 8 out | PASARAYA ECONSAVE ALAM JAYA | INDOOR | [6 empty] | 1600.000 A | 1970-01-01 |  |  | 0
379798419 | TNB | DISTRIBUTION | KUALA SELANGOR | Existing |  |  | LVDB | LVDB 1600 A - 2 in 8 out | LOJI PEMBENTUNGAN (NO.2) FASA 3 | INDOOR | [6 empty] | 1600.000 A | 1970-01-01 |  |  | 0
379864454 | TNB | DISTRIBUTION | KUALA SELANGOR | Existing |  |  | LVDB | LVDB 1600 A - 2 in 8 out | TALIAIR 9 BAN 2 | INDOOR | [6 empty] | 1600.000 A | 1970-01-01 |  |  | 2
379864679 | TNB | DISTRIBUTION | KUALA SELANGOR | Existing | BKSL/PCE/J00174/NDFP | 300313487 | LVDB | LVDB 1600 A - 2 in 8 out | KLG PADI PT 8 | INDOOR | FP3637 |  |  |  | ALGEBRA |  | 1600.000 A | 1970-01-01 |  |  | 0
379864773 | TNB | DISTRIBUTION | KUALA SELANGOR | Existing |  |  | LVDB | LVDB 1600 A - 2 in 8 out | PT 9 PASIR PANJANG | INDOOR | [6 empty] | 1600.000 A | 1970-01-01 |  |  | 0
379864867 | TNB | DISTRIBUTION | KUALA SELANGOR | Existing | BKSL/PCE/J00265/NDLB | 300343362 | LVDB | LVDB 1600 A - 2 in 8 out | MASRI PARIT 7 SG LEMAN | INDOOR | [6 empty] | 1600.000 A | 1970-01-01 |  |  | 0
379869037 | TNB | DISTRIBUTION | KUALA SELANGOR | Existing |  |  | LVDB | LVDB 1600 A - 2 in 8 out | GOOD NITE | INDOOR | [6 empty] | 1600.000 A | 1970-01-01 |  |  | 4
379869263 | TNB | DISTRIBUTION | KUALA SELANGOR | Existing |  |  | LVDB | LVDB 1600 A - 2 in 8 out | KOLAM UDANG SG JANGGUT | INDOOR | [6 empty] | 1600.000 A | 1970-01-01 |  |  | 0
379869661 | TNB | DISTRIBUTION | KUALA SELANGOR | Existing |  |  | LVDB | LVDB 1600 A - 2 in 8 out | SONG ENGINEERING | INDOOR | [6 empty] | 1600.000 A | 1970-01-01 |  |  | 2
379870541 | TNB | DISTRIBUTION | KUALA SELANGOR | Existing |  |  | LVDB | LVDB 1600 A - 2 in 8 out | TMN SEJAHTERA | INDOOR | [6 empty] | 1600.000 A | 1970-01-01 |  |  | 0
379871132 | TNB | DISTRIBUTION | KUALA SELANGOR | Existing |  |  | LVDB | LVDB 1600 A - 2 in 8 out | PE QUARTERS LDG BUKIT CERAKAH | INDOOR | [6 empty] | 1600.000 A | 1970-01-01 |  |  | 0
379873041 | TNB | DISTRIBUTION | KUALA SELANGOR | Existing |  |  | LVDB | LVDB 1600 A - 2 in 8 out | AIM WOOD | INDOOR | [6 empty] | 1600.000 A | 1970-01-01 |  |  | 1
379873135 | TNB | DISTRIBUTION | KUALA SELANGOR | Existing |  |  | LVDB | LVDB 1600 A - 2 in 8 out | WORLD STAR | INDOOR | [6 empty] | 1600.000 A | 1970-01-01 |  |  | 1
379873332 | TNB | DISTRIBUTION | KUALA SELANGOR | Existing |  |  | LVDB | LVDB 1600 A - 2 in 8 out | QMAC REHON (SG SERDANG) | INDOOR | [6 empty] | 1600.000 A | 1970-01-01 |  |  | 1
379873546 | TNB | DISTRIBUTION | KUALA SELANGOR | Existing |  |  | LVDB | LVDB 1600 A - 2 in 8 out | HUP CHONG | INDOOR | [6 empty] | 1600.000 A | 1970-01-01 |  |  | 1
379873666 | TNB | DISTRIBUTION | KUALA SELANGOR | Existing |  |  | LVDB | LVDB 1600 A - 2 in 8 out | ACTIVATED CARBON | INDOOR | [6 empty] | 1600.000 A | 1970-01-01 |  |  | 2
379873760 | TNB | DISTRIBUTION | KUALA SELANGOR | Existing |  |  | LVDB | LVDB 1600 A - 2 in 8 out | KLG PERABUT SG JANGGUT | INDOOR | [6 empty] | 1600.000 A | 1970-01-01 |  |  | 2
379873854 | TNB | DISTRIBUTION | KUALA SELANGOR | Existing |  |  | LVDB | LVDB 1600 A - 2 in 8 out | KAPAR COCONUT | INDOOR | [6 empty] | 1600.000 A | 1970-01-01 |  |  | 2
379890303 | TNB | DISTRIBUTION | KUALA SELANGOR | Existing |  |  | LVDB | LVDB 1600 A - 2 in 8 out | KOLAM AIR BT ARANG | INDOOR | [6 empty] | 1600.000 A | 1970-01-01 |  |  | 0
379890360 | TNB | DISTRIBUTION | KUALA SELANGOR | Existing |  |  | LVDB | LVDB 1600 A - 2 in 8 out | KOLAM AIR BT ARANG | INDOOR | [6 empty] | 1600.000 A | 1970-01-01 |  |  | 0
379890474 | TNB | DISTRIBUTION | KUALA SELANGOR | Existing |  |  | LVDB | LVDB 1600 A - 2 in 8 out | SEKSYEN 12 KOTA PUTERI BT ARANG | INDOOR | [6 empty] | 1600.000 A | 1970-01-01 |  |  | 0
379890531 | TNB | DISTRIBUTION | KUALA SELANGOR | Existing |  |  | LVDB | LVDB 1600 A - 2 in 8 out | SEKSYEN 12 KOTA PUTERI BT ARANG | INDOOR | [6 empty] | 1600.000 A | 1970-01-01 |  |  | 0
379890625 | TNB | DISTRIBUTION | KUALA SELANGOR | Existing |  |  | LVDB | LVDB 1600 A - 2 in 8 out | MALEX QTRS | INDOOR | [6 empty] | 1600.000 A | 1970-01-01 |  |  | 0
379890728 | TNB | DISTRIBUTION | KUALA SELANGOR | Existing |  |  | LVDB | LVDB 1600 A - 2 in 8 out | KG MELAYU A/T | INDOOR | [6 empty] | 1600.000 A | 1970-01-01 |  |  | 0
379890883 | TNB | DISTRIBUTION | KUALA SELANGOR | Existing |  |  | LVDB | LVDB 1600 A - 2 in 8 out | AMMO DEPOT (LARGE AMUNITION) | INDOOR | [6 empty] | 1600.000 A | 1970-01-01 |  |  | 0
379890997 | TNB | DISTRIBUTION | KUALA SELANGOR | Existing | BKSL/PCE/J00422/NDTX1 | 310000519 | LVDB | LVDB 1600 A - 2 in 8 out | TOWNHOUSE KP5 | INDOOR | [6 empty] | 1600.000 A | 1970-01-01 |  |  | 0
379891054 | TNB | DISTRIBUTION | KUALA SELANGOR | Existing |  |  | LVDB | LVDB 1600 A - 2 in 8 out | TOWN HOUSE KP 5 | INDOOR | [6 empty] | 1600.000 A | 1970-01-01 |  |  | 0
379891343 | TNB | DISTRIBUTION | KUALA SELANGOR | Existing |  |  | LVDB | LVDB 1600 A - 2 in 8 out | KOTA PUTERI NO.1 | INDOOR | [6 empty] | 1600.000 A | 1970-01-01 |  |  | 0
379891400 | TNB | DISTRIBUTION | KUALA SELANGOR | Existing |  |  | LVDB | LVDB 1600 A - 2 in 8 out | KOTA PUTERI NO.1 | INDOOR | [6 empty] | 1600.000 A | 1970-01-01 |  |  | 0
379891588 | TNB | DISTRIBUTION | KUALA SELANGOR | Existing |  |  | LVDB | LVDB 1600 A - 2 in 8 out | RESCUERS | INDOOR | [6 empty] | 1600.000 A | 1970-01-01 |  |  | 0
379891682 | TNB | DISTRIBUTION | KUALA SELANGOR | Existing |  |  | LVDB | LVDB 1600 A - 2 in 8 out | HUP SENG SANITARY | INDOOR | [6 empty] | 1600.000 A | 1970-01-01 |  |  | 0
379891776 | TNB | DISTRIBUTION | KUALA SELANGOR | Existing |  |  | LVDB | LVDB 1600 A - 2 in 8 out | KUATERS LOJI PEMBERSIHAN AIR BKT BADONG | INDOOR | [6 empty] | 1600.000 A | 1970-01-01 |  |  | 0
379891870 | TNB | DISTRIBUTION | KUALA SELANGOR | Existing |  |  | LVDB | LVDB 1600 A - 2 in 8 out | ADVANCE INDUSTRIES SDN BHD | INDOOR | [6 empty] | 1600.000 A | 1970-01-01 |  |  | 0
379891964 | TNB | DISTRIBUTION | KUALA SELANGOR | Existing |  |  | LVDB | LVDB 1600 A - 2 in 8 out | CHANG SHI MINERAL SDN BHD | INDOOR | [6 empty] | 1600.000 A | 1970-01-01 |  |  | 0
379892058 | TNB | DISTRIBUTION | KUALA SELANGOR | Existing |  |  | LVDB | LVDB 1600 A - 2 in 8 out | TAKE SIX | INDOOR | [6 empty] | 1600.000 A | 1970-01-01 |  |  | 0
379892514 | TNB | DISTRIBUTION | KUALA SELANGOR | Existing |  |  | LVDB | LVDB 1600 A - 2 in 8 out | KLG PAPAN SEKINCAN | INDOOR | [6 empty] | 1600.000 A | 1970-01-01 |  |  | 0
379892571 | TNB | DISTRIBUTION | KUALA SELANGOR | Existing |  |  | LVDB | LVDB 1600 A - 2 in 8 out | KLG PAPAN SEKINCAN | INDOOR | [6 empty] | 1600.000 A | 1970-01-01 |  |  | 0
379892665 | TNB | DISTRIBUTION | KUALA SELANGOR | Existing |  |  | LVDB | LVDB 1600 A - 2 in 8 out | KC PILE | INDOOR | [6 empty] | 1600.000 A | 1970-01-01 |  |  | 0
379892759 | TNB | DISTRIBUTION | KUALA SELANGOR | Existing |  |  | LVDB | LVDB 1600 A - 2 in 8 out | NOTION VENTURE | INDOOR | [6 empty] | 1600.000 A | 1970-01-01 |  |  | 0
379893008 | TNB | DISTRIBUTION | KUALA SELANGOR | Existing |  |  | LVDB | LVDB 1600 A - 2 in 8 out | GUARDIAN CAUCUS | INDOOR | [6 empty] | 1600.000 A | 1970-01-01 |  |  | 0
379893102 | TNB | DISTRIBUTION | KUALA SELANGOR | Existing |  |  | LVDB | LVDB 1600 A - 2 in 8 out | WORK SHOP MAMECH | INDOOR | [6 empty] | 1600.000 A | 1970-01-01 |  |  | 0
379893196 | TNB | DISTRIBUTION | KUALA SELANGOR | Existing |  |  | LVDB | LVDB 1600 A - 2 in 8 out | INTERSIT INDUSTRIES IJOK | INDOOR | [6 empty] | 1600.000 A | 1970-01-01 |  |  | 0
379893290 | TNB | DISTRIBUTION | KUALA SELANGOR | Existing |  |  | LVDB | LVDB 1600 A - 2 in 8 out | WILLY STEEL | INDOOR | [6 empty] | 1600.000 A | 1970-01-01 |  |  | 0
379893404 | TNB | DISTRIBUTION | KUALA SELANGOR | Existing | BKSL/PCE/J00656/NDTX1 | 300345424 | LVDB | LVDB 1600 A - 2 in 8 out | PERDANA ALAM JAYA NO.3 | INDOOR | [6 empty] | 1600.000 A | 1970-01-01 |  |  | 0
379893461 | TNB | DISTRIBUTION | KUALA SELANGOR | Existing | BKSL/PCE/J00656/NDTX2 | 300345425 | LVDB | LVDB 1600 A - 2 in 8 out | PERDANA ALAM JAYA NO.3 | INDOOR | [6 empty] | 1600.000 A | 1970-01-01 |  |  | 0
379893575 | TNB | DISTRIBUTION | KUALA SELANGOR | Existing |  |  | LVDB | LVDB 1600 A - 2 in 8 out | PERDANA ALAM JAYA NO.2 | INDOOR | [6 empty] | 1600.000 A | 1970-01-01 |  |  | 0
379893632 | TNB | DISTRIBUTION | KUALA SELANGOR | Existing | BKSL/PCE/J00657/NDTX1 | 300345394 | LVDB | LVDB 1600 A - 2 in 8 out | PERDANA ALAM JAYA NO.2 | INDOOR | [6 empty] | 1600.000 A | 1970-01-01 |  |  | 0
379893752 | TNB | DISTRIBUTION | KUALA SELANGOR | Existing |  |  | LVDB | LVDB 1600 A - 2 in 8 out | SOUTHPROP NO.1 | INDOOR | [6 empty] | 1600.000 A | 1970-01-01 |  |  | 0
379893846 | TNB | DISTRIBUTION | KUALA SELANGOR | Existing |  |  | LVDB | LVDB 1600 A - 2 in 8 out | KILANG MING ZHANG | INDOOR | [6 empty] | 1600.000 A | 1970-01-01 |  |  | 0
379893960 | TNB | DISTRIBUTION | KUALA SELANGOR | Existing |  |  | LVDB | LVDB 1600 A - 2 in 8 out | EVERFLOW | INDOOR | [6 empty] | 1600.000 A | 1970-01-01 |  |  | 1
379894017 | TNB | DISTRIBUTION | KUALA SELANGOR | Existing |  |  | LVDB | LVDB 1600 A - 2 in 8 out | EVERFLOW | INDOOR | [6 empty] | 1600.000 A | 1970-01-01 |  |  | 1
379894111 | TNB | DISTRIBUTION | KUALA SELANGOR | Existing |  |  | LVDB | LVDB 1600 A - 2 in 8 out | RUBPLAST JLN RUKUN | INDOOR | [6 empty] | 1600.000 A | 1970-01-01 |  |  | 1
379894205 | TNB | DISTRIBUTION | KUALA SELANGOR | Existing |  |  | LVDB | LVDB 1600 A - 2 in 8 out | SOUTH PROP NO.2 | INDOOR | [6 empty] | 1600.000 A | 1970-01-01 |  |  | 0
379894299 | TNB | DISTRIBUTION | KUALA SELANGOR | Existing |  |  | LVDB | LVDB 1600 A - 2 in 8 out | LBH BROTHERS | INDOOR | [6 empty] | 1600.000 A | 1970-01-01 |  |  | 0
379894413 | TNB | DISTRIBUTION | KUALA SELANGOR | Existing |  |  | LVDB | LVDB 1600 A - 2 in 8 out | BE PILE | INDOOR | [6 empty] | 1600.000 A | 1970-01-01 |  |  | 0
379894470 | TNB | DISTRIBUTION | KUALA SELANGOR | Existing |  |  | LVDB | LVDB 1600 A - 2 in 8 out | BE PILE | INDOOR | [6 empty] | 1600.000 A | 1970-01-01 |  |  | 0
379894787 | TNB | DISTRIBUTION | KUALA SELANGOR | Existing | BKSL/PCE/J00600/NDFP | 300313636 | LVDB | LVDB 1600 A - 2 in 8 out | KG BARU IJOK | INDOOR | [6 empty] | 1600.000 A | 1970-01-01 |  |  | 0
379894894 | TNB | DISTRIBUTION | KUALA SELANGOR | Existing | BKSL/PCE/J00599/NDLB | 300313640 | LVDB | LVDB 1600 A - 2 in 8 out | RUMAH PKNS IJOK | INDOOR | 0889 |  |  |  | TOPRANK |  | 1600.000 A | 1970-01-01 |  |  | 0
379894988 | TNB | DISTRIBUTION | KUALA SELANGOR | Existing |  |  | LVDB | LVDB 1600 A - 2 in 8 out | DURAFILL | INDOOR | [6 empty] | 1600.000 A | 1970-01-01 |  |  | 0
379895082 | TNB | DISTRIBUTION | KUALA SELANGOR | Existing | BKSL/PCE/J00672/NDLB | 300313657 | LVDB | LVDB 1600 A - 2 in 8 out | SOUTHERN FURNITURE | INDOOR | LV970-0327 |  |  |  | SUN SYSTEM ENG. |  | 1600.000 A | 1970-01-01 |  |  | 0
379895279 | TNB | DISTRIBUTION | KUALA SELANGOR | Existing | BKSL/PCE/J00625/NDFP | 300313160 | LVDB | LVDB 1600 A - 2 in 8 out | LOJI AIR BKT BDG | INDOOR |  |  |  |  | MTM |  | 1600.000 A | 1970-01-01 |  |  | 0
379895820 | TNB | DISTRIBUTION | KUALA SELANGOR | Existing | BKSL/PCE/J00602/NDLB | 300313680 | LVDB | LVDB 1600 A - 2 in 8 out | PADAT BT. 7 IJOK | INDOOR |  |  |  |  | MERLIN GERIN |  | 1600.000 A | 1970-01-01 |  |  | 0
379895916 | TNB | DISTRIBUTION | KUALA SELANGOR | Existing |  |  | LVDB | LVDB 1600 A - 2 in 8 out | TERNAKAN AYAM HING HONG | INDOOR | 12031 |  |  |  | GEC |  | 1600.000 A | 1970-01-01 |  |  | 0
379896010 | TNB | DISTRIBUTION | KUALA SELANGOR | Existing |  |  | LVDB | LVDB 1600 A - 2 in 8 out | RUMAH PKNS BKT BADONG | INDOOR |  |  |  |  | MTM |  | 1600.000 A | 1970-01-01 |  |  | 0
379896104 | TNB | DISTRIBUTION | KUALA SELANGOR | Existing |  |  | LVDB | LVDB 1600 A - 2 in 8 out | PST NIAGA NO 2 IJOK | INDOOR | [6 empty] | 1600.000 A | 1970-01-01 |  |  | 0
379896198 | TNB | DISTRIBUTION | KUALA SELANGOR | Existing |  |  | LVDB | LVDB 1600 A - 2 in 8 out | MASJID IJOK | INDOOR | [6 empty] | 1600.000 A | 1970-01-01 |  |  | 0
379896312 | TNB | DISTRIBUTION | KUALA SELANGOR | Existing |  |  | LVDB | LVDB 1600 A - 2 in 8 out | JLN MAKMUR BT 28 IJOK | INDOOR | [6 empty] | 1600.000 A | 1970-01-01 |  |  | 2
379896369 | TNB | DISTRIBUTION | KUALA SELANGOR | Existing |  |  | LVDB | LVDB 1600 A - 2 in 8 out | JLN MAKMUR BT 28 IJOK | INDOOR | [6 empty] | 1600.000 A | 1970-01-01 |  |  | 2
379896463 | TNB | DISTRIBUTION | KUALA SELANGOR | Existing | BKSL/PCE/J00833/ND | 300443354 | LVDB | LVDB 1600 A - 2 in 8 out | ASSOSIATED MANUFACTURE TRADER | INDOOR | [6 empty] | 1600.000 A | 1970-01-01 |  |  | 0
379896594 | TNB | DISTRIBUTION | KUALA SELANGOR | Existing |  |  | LVDB | LVDB 1600 A - 2 in 8 out | TERNAK LEMBU IJOK | INDOOR | [6 empty] | 1600.000 A | 1970-01-01 |  |  | 0
379896872 | TNB | DISTRIBUTION | KUALA SELANGOR | Existing | BKSL/PCE/J00610/NDLB | 300313758 | LVDB | LVDB 1600 A - 2 in 8 out | LOJI AIR BKT MAYUNG | INDOOR | LV/A083 |  |  |  | TOPRANK |  | 1600.000 A | 1970-01-01 |  |  | 0
379896966 | TNB | DISTRIBUTION | KUALA SELANGOR | Existing |  |  | LVDB | LVDB 1600 A - 2 in 8 out | KOTA PUTERI 6(2) JALAN KP 2/2 | INDOOR | [6 empty] | 1600.000 A | 1970-01-01 |  |  | 0
379897576 | TNB | DISTRIBUTION | KUALA SELANGOR | Existing | BKSL/PCE/J00478/NDFP1 | 300313342 | LVDB | LVDB 1600 A - 2 in 8 out | TMN SURIA | INDOOR | FP2101 |  |  |  | ALGEBRA |  | 1600.000 A | 1970-01-01 |  |  | 2
379897809 | TNB | DISTRIBUTION | KUALA SELANGOR | Existing |  |  | LVDB | LVDB 1600 A - 2 in 8 out | KG SG RAMBAI | INDOOR | 12022 |  |  |  | GEC |  | 1600.000 A | 1970-01-01 |  |  | 0
379897903 | TNB | DISTRIBUTION | KUALA SELANGOR | Existing | BKSL/PCE/J00493/NDFP | 300313368 | LVDB | LVDB 1600 A - 2 in 8 out | KG JAWA | INDOOR | FP 3655 |  |  |  | ALGEBRA |  | 1600.000 A | 1970-01-01 |  |  | 0
379897997 | TNB | DISTRIBUTION | KUALA SELANGOR | Existing | BKSL/PCE/J00501/NDLB |  | LVDB | LVDB 1600 A - 2 in 8 out | RESTORAN YU HEE SWALLOW | INDOOR | LVV306/2007 |  |  |  | TOPRANK |  | 1600.000 A | 1970-01-01 |  |  | 0
379898091 | TNB | DISTRIBUTION | KUALA SELANGOR | Existing |  |  | LVDB | LVDB 1600 A - 2 in 8 out | TMN KILAUAN | INDOOR | LV3006 |  |  |  | ALGEBRA |  | 1600.000 A | 1970-01-01 |  |  | 0
379898212 | TNB | DISTRIBUTION | KUALA SELANGOR | Existing | BKSL/PCE/J00814/NDTX | 30034440 | LVDB | LVDB 1600 A - 2 in 8 out | TAMAN RUI DEV | INDOOR | [6 empty] | 1600.000 A | 1970-01-01 |  |  | 0
379898306 | TNB | DISTRIBUTION | KUALA SELANGOR | Existing |  |  | LVDB | LVDB 1600 A - 2 in 8 out | WATASEKO | INDOOR | 200376FP |  |  |  | GEC |  | 1600.000 A | 1970-01-01 |  |  | 0
379898402 | TNB | DISTRIBUTION | KUALA SELANGOR | Existing | BKSL/PCE/J00497/NDLB | 300313435 | LVDB | LVDB 1600 A - 2 in 8 out | TMN SRI CAHAYA(C/S) | INDOOR | [6 empty] | 1600.000 A | 1970-01-01 |  |  | 0
379898498 | TNB | DISTRIBUTION | KUALA SELANGOR | Existing | BKSL/PCE/J00495/NDLB | 300313450 | LVDB | LVDB 1600 A - 2 in 8 out | SM TEKNIK BATANG BERJUNTAI | INDOOR | LV970-1417 |  |  |  | SUN SYSTEM ENG. |  | 1600.000 A | 1970-01-01 |  |  | 0
379898594 | TNB | DISTRIBUTION | KUALA SELANGOR | Existing | BKSL/PCE/J00494/NDLB | 300313456 | LVDB | LVDB 1600 A - 2 in 8 out | SK BATANG BERJUNTAI | INDOOR | LV3049 |  |  |  | ALGEBRA |  | 1600.000 A | 1970-01-01 |  |  | 0
379898688 | TNB | DISTRIBUTION | KUALA SELANGOR | Existing | BKSL/PCE/J00568/NDLB | 300313464 | LVDB | LVDB 1600 A - 2 in 8 out | TMN PELANGI | INDOOR | LVV932/2007 |  |  |  | TOPRANK |  | 1600.000 A | 1970-01-01 |  |  | 0
379916053 | TNB | DISTRIBUTION | KUALA SELANGOR | Existing |  |  | LVDB | LVDB 1600 A - 2 in 8 out | KLINIK KESIHATAN B/BERJUNTAI | INDOOR | [6 empty] | 1600.000 A | 1970-01-01 |  |  | 0
379916110 | TNB | DISTRIBUTION | KUALA SELANGOR | Existing |  |  | LVDB | LVDB 1600 A - 2 in 8 out | KLINIK KESIHATAN B/BERJUNTAI | INDOOR | [6 empty] | 1600.000 A | 1970-01-01 |  |  | 0
379916430 | TNB | DISTRIBUTION | KUALA SELANGOR | Existing | BKSL/PCE/J00557/NDFP | 300313301 | FEEDER PILLAR in PE | LVDB 1600 A - 2 in 8 out | LOJI AIR RANTAU PANJANG | INDOOR | [6 empty] | 1600.000 A | 1970-01-01 |  |  | 0
379916618 | TNB | DISTRIBUTION | KUALA SELANGOR | Existing | BKSL/PCE/J00612/NDTX | 300345365 | LVDB | LVDB 1600 A - 2 in 8 out | TANAMARAN NO.1 | INDOOR | [6 empty] | 1600.000 A | 1970-01-01 |  |  | 0
379916741 | TNB | DISTRIBUTION | KUALA SELANGOR | Existing |  |  | LVDB | LVDB 1600 A - 2 in 8 out | SW/STN BKT TALANG | INDOOR | [6 empty] | 1600.000 A | 1970-01-01 |  |  | 0
379916798 | TNB | DISTRIBUTION | KUALA SELANGOR | Existing |  |  | LVDB | LVDB 1600 A - 2 in 8 out | SW/STN BKT TALANG | INDOOR | [6 empty] | 1600.000 A | 1970-01-01 |  |  | 0
379916894 | TNB | DISTRIBUTION | KUALA SELANGOR | Existing | BKSL/PCE/J00477/NDFP | 300313199 | FEEDER PILLAR in PE | LVDB 1600 A - 2 in 8 out | HANG TUAH | INDOOR | [6 empty] | 1600.000 A | 1970-01-01 |  |  | 0
379917284 | TNB | DISTRIBUTION | KUALA SELANGOR | Existing | BKSL/PCE/J00479/NDFP | 300313357 | FEEDER PILLAR in PE | LVDB 1600 A - 2 in 8 out | BALAI POLIS BATANG BEJUNTAI | INDOOR | [6 empty] | 1600.000 A | 1970-01-01 |  |  | 0
379917482 | TNB | DISTRIBUTION | KUALA SELANGOR | Existing | BKSL/PCE/J00471/NDFP | 300313314 | LVDB | LVDB 1600 A - 2 in 8 out | HWA TEH | INDOOR | [6 empty] | 1600.000 A | 1970-01-01 |  |  | 1
379917576 | TNB | DISTRIBUTION | KUALA SELANGOR | Existing | BKSL/PCE/J00469/NDFP | 300313308 | FEEDER PILLAR in PE | LVDB 1600 A - 2 in 8 out | TMN SULUH BESTARI | INDOOR | [6 empty] | 1600.000 A | 1970-01-01 |  |  | 0
379917788 | TNB | DISTRIBUTION | KUALA SELANGOR | Existing |  |  | LVDB | LVDB 1600 A - 2 in 8 out | FRUIT VALLEY | INDOOR | [6 empty] | 1600.000 A | 1970-01-01 |  |  | 0
379917939 | TNB | DISTRIBUTION | KUALA SELANGOR | Existing | BKSL/PCE/J00474/NDLB | 300313327 | LVDB | LVDB 1600 A - 2 in 8 out | FISH POND NO 2 | INDOOR | [6 empty] | 1600.000 A | 1970-01-01 |  |  | 0
379918033 | TNB | DISTRIBUTION | KUALA SELANGOR | Existing | BKSL/PCE/J00227/NDLB | 300313370 | LVDB | LVDB 1600 A - 2 in 8 out | LDG TERNAK AYAM JLN RAJA MUSA | INDOOR | [6 empty] | 1600.000 A | 1970-01-01 |  |  | 0
379918127 | TNB | DISTRIBUTION | KUALA SELANGOR | Existing | BKSL/PCE/J00226/NDTX1 | 300022860 | LVDB | LVDB 1600 A - 2 in 8 out | PERMATA CITRA | INDOOR | [6 empty] | 1600.000 A | 1970-01-01 |  |  | 0
379918221 | TNB | DISTRIBUTION | KUALA SELANGOR | Existing | BKSL/PCE/J00281/NDLB | 300313387 | LVDB | LVDB 1600 A - 2 in 8 out | TMN AGROTEKNOLOGI | INDOOR | [6 empty] | 1600.000 A | 1970-01-01 |  |  | 0
379918315 | TNB | DISTRIBUTION | KUALA SELANGOR | Existing | BKSL/PCE/J00225/NDFP | 300313397 | FEEDER PILLAR in PE | LVDB 1600 A - 2 in 8 out | LDG BKT TALANG | INDOOR | [6 empty] | 1600.000 A | 1970-01-01 |  |  | 0
379918516 | TNB | DISTRIBUTION | KUALA SELANGOR | Existing | BKSL/PCE/J00224/NDTX1 | 300022854 | LVDB | LVDB 1600 A - 2 in 8 out | PKNS RAJA MUSA (TMN RAJA MUSA) | INDOOR | [6 empty] | 1600.000 A | 1970-01-01 |  |  | 1
379918610 | TNB | DISTRIBUTION | KUALA SELANGOR | Existing |  |  | LVDB | LVDB 1600 A - 2 in 8 out | LDG GUTHREY BKT TALANG | INDOOR | [6 empty] | 1600.000 A | 1970-01-01 |  |  | 0
379918704 | TNB | DISTRIBUTION | KUALA SELANGOR | Existing | BKSL/PCE/J00223/NDTX1 | 300022848 | FEEDER PILLAR in PE | LVDB 1600 A - 2 in 8 out | PE RJ MUSA NO 2(ESTATE) | INDOOR | [6 empty] | 1600.000 A | 1970-01-01 |  |  | 0
379918888 | TNB | DISTRIBUTION | KUALA SELANGOR | Existing | BKSL/PCE/J00222/NDTX1 | 300022842 | FEEDER PILLAR in PE | LVDB 1600 A - 2 in 8 out | PE RJ MUSA NO 1 (TMN MANICKAVASAGAM) | INDOOR | [6 empty] | 1600.000 A | 1970-01-01 |  |  | 0
379918991 | TNB | DISTRIBUTION | KUALA SELANGOR | Existing |  |  | LVDB | LVDB 1600 A - 2 in 8 out | SW/STN RJ MUSA | INDOOR | [6 empty] | 1600.000 A | 1970-01-01 |  |  | 0
379919223 | TNB | DISTRIBUTION | KUALA SELANGOR | Existing | BKSL/PCE/J00243/NDTX1 | 300022925 | LVDB | LVDB 1600 A - 2 in 8 out | PKNS BKT BELIMBING (R/MURAH) | INDOOR | [6 empty] | 1600.000 A | 1970-01-01 |  |  | 2
379919317 | TNB | DISTRIBUTION | KUALA SELANGOR | Existing |  |  | LVDB | LVDB 1600 A - 2 in 8 out | TOK 4 MAJID | INDOOR | [6 empty] | 1600.000 A | 1970-01-01 |  |  | 0
379919411 | TNB | DISTRIBUTION | KUALA SELANGOR | Existing |  |  | LVDB | LVDB 1600 A - 2 in 8 out | GOODWILL COCONUT | INDOOR | [6 empty] | 1600.000 A | 1970-01-01 |  |  | 0
379919505 | TNB | DISTRIBUTION | KUALA SELANGOR | Existing |  |  | LVDB | LVDB 1600 A - 2 in 8 out | FA HERB | INDOOR | [6 empty] | 1600.000 A | 1970-01-01 |  |  | 0
379919601 | TNB | DISTRIBUTION | KUALA SELANGOR | Existing | BKSL/PCE/J00339/NDTX1 | 300241019 | LVDB | LVDB 1600 A - 2 in 8 out | TMN MENGKUANG | INDOOR | [6 empty] | 1600.000 A | 1970-01-01 |  |  | 0
379919706 | TNB | DISTRIBUTION | KUALA SELANGOR | Existing | BKSL/PCE/J00255/NDFP | 300313629 | FEEDER PILLAR in PE | LVDB 1600 A - 2 in 8 out | SW/STN BKT BELIMBING | INDOOR | [6 empty] | 1600.000 A | 1970-01-01 |  |  | 3
379919894 | TNB | DISTRIBUTION | KUALA SELANGOR | Existing | BKSL/PCE/J00245/NDTX1 | 300022936 | LVDB | LVDB 1600 A - 2 in 8 out | KELIP-KELIP BKT BELIMBING | INDOOR | [6 empty] | 1600.000 A | 1970-01-01 |  |  | 2
379919988 | TNB | DISTRIBUTION | KUALA SELANGOR | Existing |  |  | LVDB | LVDB 1600 A - 2 in 8 out | INNOBRIDE NO 6 | INDOOR | [6 empty] | 1600.000 A | 1970-01-01 |  |  | 3
379920082 | TNB | DISTRIBUTION | KUALA SELANGOR | Existing |  |  | LVDB | LVDB 1600 A - 2 in 8 out | LUBOK PASANGAN | INDOOR | [6 empty] | 1600.000 A | 1970-01-01 |  |  | 1
379920176 | TNB | DISTRIBUTION | KUALA SELANGOR | Existing | BKSL/PCE/J00476/NDFP | 300313101 | LVDB | LVDB 1600 A - 2 in 8 out | QUARTERS TENNAMARAN | INDOOR | [6 empty] | 1600.000 A | 1970-01-01 |  |  | 0
379993273 | TNB | DISTRIBUTION | KUALA SELANGOR | Existing | BKSL/PCE/J00702/NDTX | 300344570 | LVDB | LVDB 1600 A - 2 in 10 out (CS) | PADAT RUMAH PAM JBA PUNCAK ALAM | INDOOR | [6 empty] | 1600.000 A | 1970-01-01 |  |  | 2
379993377 | TNB | DISTRIBUTION | KUALA SELANGOR | Existing | BKSL/PCE/J00703/NDLVDB | 300344573 | LVDB | LVDB 1600 A - 2 in 8 out | SEK REN KEB PUNCAK ALAM | INDOOR | [6 empty] | 1600.000 A | 1970-01-01 |  |  | 2
379993471 | TNB | DISTRIBUTION | KUALA SELANGOR | Existing |  |  | LVDB | LVDB 1600 A - 2 in 8 out | SEK MEN KEB PUNCAK ALAM | INDOOR | [6 empty] | 1600.000 A | 1970-01-01 |  |  | 3
379993679 | TNB | DISTRIBUTION | KUALA SELANGOR | Existing | BKSL/PCE/J00706/NDTX | 300344587 | LVDB | LVDB 1600 A - 2 in 8 out | ZON A2 FASA 2A PUNCAK ALAM | INDOOR | [6 empty] | 1600.000 A | 1970-01-01 |  |  | 0
379993736 | TNB | DISTRIBUTION | KUALA SELANGOR | Existing |  |  | LVDB | LVDB 1600 A - 2 in 8 out | ZON A2 FASA 2A PUNCAK ALAM | INDOOR | [6 empty] | 1600.000 A | 1970-01-01 |  |  | 0
379993850 | TNB | DISTRIBUTION | KUALA SELANGOR | Existing | BKSL/PCE/J00707/NDTX1 | 300344578 | LVDB | LVDB 1600 A - 2 in 8 out | ZON B FASA 2A PUNCAK ALAM | INDOOR | [6 empty] | 1600.000 A | 1970-01-01 |  |  | 0
379993907 | TNB | DISTRIBUTION | KUALA SELANGOR | Existing | BKSL/PCE/J00707/NDTX2 | 300344579 | LVDB | LVDB 1600 A - 2 in 8 out | ZON B FASA 2A PUNCAK ALAM | INDOOR | [6 empty] | 1600.000 A | 1970-01-01 |  |  | 0
379994001 | TNB | DISTRIBUTION | KUALA SELANGOR | Existing | BKSL/PCE/J00708/NDTX | 300346118 | LVDB | LVDB 1600 A - 2 in 8 out | SEK REN KEB PUNCAK ALAM FASA 2 | INDOOR | [6 empty] | 1600.000 A | 1970-01-01 |  |  | 0
379994115 | TNB | DISTRIBUTION | KUALA SELANGOR | Existing | BKSL/PCE/J00710/NDTX | 300346120 | LVDB | LVDB 1600 A - 2 in 8 out | ZON E FASA 2A PUNCAK ALAM | INDOOR | [6 empty] | 1600.000 A | 1970-01-01 |  |  | 0
379994172 | TNB | DISTRIBUTION | KUALA SELANGOR | Existing |  |  | LVDB | LVDB 1600 A - 2 in 8 out | ZON E FASA 2A PUNCAK ALAM | INDOOR | [6 empty] | 1600.000 A | 1970-01-01 |  |  | 0
379994286 | TNB | DISTRIBUTION | KUALA SELANGOR | Existing | BKSL/PCE/J00709/NDTX1 | 300346122 | LVDB | LVDB 1600 A - 2 in 8 out | ZON C FASA 2A PUNCAK ALAM | INDOOR | [6 empty] | 1600.000 A | 1970-01-01 |  |  | 0
379994343 | TNB | DISTRIBUTION | KUALA SELANGOR | Existing | BKSL/PCE/J00709/NDTX2 | 300346123 | LVDB | LVDB 1600 A - 2 in 8 out | ZON C FASA 2A PUNCAK ALAM | INDOOR | [6 empty] | 1600.000 A | 1970-01-01 |  |  | 0
379994457 | TNB | DISTRIBUTION | KUALA SELANGOR | Existing | BKSL/PCE/J00711/NDTX | 300346125 | LVDB | LVDB 1600 A - 2 in 8 out | SHAH ALAM 2 NO.4 PUNCAK ALAM | INDOOR | [6 empty] | 1600.000 A | 1970-01-01 |  |  | 0
379994514 | TNB | DISTRIBUTION | KUALA SELANGOR | Existing |  |  | LVDB | LVDB 1600 A - 2 in 8 out | SHAH ALAM 2 NO.4 PUNCAK ALAM | INDOOR | [6 empty] | 1600.000 A | 1970-01-01 |  |  | 0
379994628 | TNB | DISTRIBUTION | KUALA SELANGOR | Existing |  |  | LVDB | LVDB 1600 A - 2 in 8 out | SHAH ALAM 2 NO.6 PUNCAK ALAM | INDOOR | [6 empty] | 1600.000 A | 1970-01-01 |  |  | 0
379994685 | TNB | DISTRIBUTION | KUALA SELANGOR | Existing | BKSL/PCE/J00713/NDTX1 | 300346127 | LVDB | LVDB 1600 A - 2 in 8 out | SHAH ALAM 2 NO.6 PUNCAK ALAM | INDOOR | [6 empty] | 1600.000 A | 1970-01-01 |  |  | 0
379994779 | TNB | DISTRIBUTION | KUALA SELANGOR | Existing | BKSL/PCE/J00712/NDTX | 300346130 | LVDB | LVDB 1600 A - 2 in 8 out | SHAH ALAM 2 NO.5 PUNCAK ALAM | INDOOR | [6 empty] | 1600.000 A | 1970-01-01 |  |  | 0
379994873 | TNB | DISTRIBUTION | KUALA SELANGOR | Existing | BKSL/PCE/J00714/NDTX | 300346132 | LVDB | LVDB 1600 A - 2 in 8 out | SHAH ALAM 2 NO.7 PUNCAK ALAM | INDOOR | [6 empty] | 1600.000 A | 1970-01-01 |  |  | 0
379994967 | TNB | DISTRIBUTION | KUALA SELANGOR | Existing |  |  | LVDB | LVDB 1600 A - 2 in 8 out | SHAH ALAM 2 NO.3 PUNCAK ALAM | INDOOR | [6 empty] | 1600.000 A | 1970-01-01 |  |  | 0
379995081 | TNB | DISTRIBUTION | KUALA SELANGOR | Existing | BKSL/PCE/J00730/NDTX2 | 300345972 | LVDB | LVDB 1600 A - 2 in 8 out | ZON D FASA 2A PUNCAK ALAM | INDOOR | [6 empty] | 1600.000 A | 1970-01-01 |  |  | 0
379995138 | TNB | DISTRIBUTION | KUALA SELANGOR | Existing | BKSL/PCE/J00730/NDTX1 | 300345971 | LVDB | LVDB 1600 A - 2 in 8 out | ZON D FASA 2A PUNCAK ALAM | INDOOR | [6 empty] | 1600.000 A | 1970-01-01 |  |  | 0
379995241 | TNB | DISTRIBUTION | KUALA SELANGOR | Existing | BKSL/PCE/J00731/NDTX | 300345974 | LVDB | LVDB 1600 A - 2 in 8 out | LAVENDER VILLA | INDOOR | [6 empty] | 1600.000 A | 1970-01-01 |  |  | 0
379995335 | TNB | DISTRIBUTION | KUALA SELANGOR | Existing | BKSL/PCE/J00732/NDTX | 300345976 | LVDB | LVDB 1600 A - 2 in 8 out | ZON A3 FASA 2A PUNCAK ALAM | INDOOR | [6 empty] | 1600.000 A | 1970-01-01 |  |  | 0
379995449 | TNB | DISTRIBUTION | KUALA SELANGOR | Existing | BKSL/PCE/J00733/NDTX2 | 300345983 | LVDB | LVDB 1600 A - 2 in 8 out | SHAH ALAM 2 NO.1 | INDOOR | [6 empty] | 1600.000 A | 1970-01-01 |  |  | 0
379995506 | TNB | DISTRIBUTION | KUALA SELANGOR | Existing | BKSL/PCE/J00733/NDTX1 | 300345982 | LVDB | LVDB 1600 A - 2 in 8 out | SHAH ALAM 2 NO.1 | INDOOR | [6 empty] | 1600.000 A | 1970-01-01 |  |  | 0
379995620 | TNB | DISTRIBUTION | KUALA SELANGOR | Existing | BKSL/PCE/J00734/NDTX2 | 300345987 | LVDB | LVDB 1600 A - 2 in 8 out | SHAH ALAM 2 NO.2 | INDOOR | [6 empty] | 1600.000 A | 1970-01-01 |  |  | 0
379995677 | TNB | DISTRIBUTION | KUALA SELANGOR | Existing | BKSL/PCE/J00734/NDTX1 | 300345986 | LVDB | LVDB 1600 A - 2 in 8 out | SHAH ALAM 2 NO.2 | INDOOR | [6 empty] | 1600.000 A | 1970-01-01 |  |  | 0
379995791 | TNB | DISTRIBUTION | KUALA SELANGOR | Existing | BKSL/PCE/J00039/NDTX2 | 300346286 | LVDB | LVDB 1600 A - 2 in 8 out | BANDAR PUNCAK ALAM JAS | INDOOR | [6 empty] | 1600.000 A | 1970-01-01 |  |  | 0
379995848 | TNB | DISTRIBUTION | KUALA SELANGOR | Existing | BKSL/PCE/J00039/NDTX | 300346285 | LVDB | LVDB 1600 A - 2 in 8 out | BANDAR PUNCAK ALAM JAS | INDOOR | [6 empty] | 1600.000 A | 1970-01-01 |  |  | 0
379995962 | TNB | DISTRIBUTION | KUALA SELANGOR | Existing | BKSL/PCE/J00736/NDTX2 | 300345991 | LVDB | LVDB 1600 A - 2 in 8 out | SHAH ALAM 2 NO.8 | INDOOR | [6 empty] | 1600.000 A | 1970-01-01 |  |  | 0
379996019 | TNB | DISTRIBUTION | KUALA SELANGOR | Existing | BKSL/PCE/J00736/NDTX1 | 300345990 | LVDB | LVDB 1600 A - 2 in 8 out | SHAH ALAM 2 NO.8 | INDOOR | [6 empty] | 1600.000 A | 1970-01-01 |  |  | 0
379996113 | TNB | DISTRIBUTION | KUALA SELANGOR | Existing |  |  | LVDB | LVDB 1600 A - 2 in 8 out | SHAH ALAM 2 FASA 5A4 NO.1 | INDOOR | [6 empty] | 1600.000 A | 1970-01-01 |  |  | 0
379996227 | TNB | DISTRIBUTION | KUALA SELANGOR | Existing | BKSL/PCE/J00737/NDTX2 | 300345995 | LVDB | LVDB 1600 A - 2 in 8 out | BANDAR PUNCAK ALAM JLN ALAM SURIA 16/20 | INDOOR | [6 empty] | 1600.000 A | 1970-01-01 |  |  | 0
379996284 | TNB | DISTRIBUTION | KUALA SELANGOR | Existing | BKSL/PCE/J00737/NDTX1 | 300345994 | LVDB | LVDB 1600 A - 2 in 8 out | BANDAR PUNCAK ALAM JLN ALAM SURIA 16/20 | INDOOR | [6 empty] | 1600.000 A | 1970-01-01 |  |  | 0
379996378 | TNB | DISTRIBUTION | KUALA SELANGOR | Existing | BKSL/PCE/J00738/NDTX | 300345997 | LVDB | LVDB 1600 A - 2 in 8 out | SHAH ALAM 2 FASA 5B 3 | INDOOR | [6 empty] | 1600.000 A | 1970-01-01 |  |  | 0
379996492 | TNB | DISTRIBUTION | KUALA SELANGOR | Existing |  |  | LVDB | LVDB 1600 A - 2 in 8 out | PERUMAHAN FASA 1 PUNCAK BISTARI | INDOOR | [6 empty] | 1600.000 A | 1970-01-01 |  |  | 0
379996549 | TNB | DISTRIBUTION | KUALA SELANGOR | Existing |  |  | LVDB | LVDB 1600 A - 2 in 8 out | PERUMAHAN FASA 1 PUNCAK BISTARI | INDOOR | [6 empty] | 1600.000 A | 1970-01-01 |  |  | 0
379996672 | TNB | DISTRIBUTION | KUALA SELANGOR | Existing | BKSL/PCE/J00742/NDTX2 | 300345931 | LVDB | LVDB 1600 A - 2 in 8 out | FASA 3A6 PUNCAK ALAM | INDOOR | [6 empty] | 1600.000 A | 1970-01-01 |  |  | 0
379996729 | TNB | DISTRIBUTION | KUALA SELANGOR | Existing | BKSL/PCE/J00742/NDTX1 | 300345930 | LVDB | LVDB 1600 A - 2 in 8 out | FASA 3A6 PUNCAK ALAM | INDOOR | [6 empty] | 1600.000 A | 1970-01-01 |  |  | 0
379996843 | TNB | DISTRIBUTION | KUALA SELANGOR | Existing | BKSL/PCE/J00744/NDTX | 300345733 | LVDB | LVDB 1600 A - 2 in 8 out | APRTMENT MELATI NO.2 PUNCAK ALAM | INDOOR | [6 empty] | 1600.000 A | 1970-01-01 |  |  | 0
379996900 | TNB | DISTRIBUTION | KUALA SELANGOR | Existing |  |  | LVDB | LVDB 1600 A - 2 in 8 out | APRTMENT MELATI NO.2 PUNCAK ALAM | INDOOR | [6 empty] | 1600.000 A | 1970-01-01 |  |  | 0
379997014 | TNB | DISTRIBUTION | KUALA SELANGOR | Existing | BKSL/PCE/J00743/NDTX1 | 300345725 | LVDB | LVDB 1600 A - 2 in 8 out | APRTMENT MELATI NO.1 PUNCAK ALAM | INDOOR | [6 empty] | 1600.000 A | 1970-01-01 |  |  | 0
379997071 | TNB | DISTRIBUTION | KUALA SELANGOR | Existing | BKSL/PCE/J00743/NDTX2 | 300345726 | LVDB | LVDB 1600 A - 2 in 8 out | APRTMENT MELATI NO.1 PUNCAK ALAM | INDOOR | [6 empty] | 1600.000 A | 1970-01-01 |  |  | 0
379997165 | TNB | DISTRIBUTION | KUALA SELANGOR | Existing | BKSL/PCE/J00746/NDTX | 300346068 | LVDB | LVDB 1600 A - 2 in 8 out | INDUSTRI ALAM JAYA NO.1 | INDOOR | [6 empty] | 1600.000 A | 1970-01-01 |  |  | 0
379997259 | TNB | DISTRIBUTION | KUALA SELANGOR | Existing | BKSL/PCE/J00748/NDTX1 | 300346064 | LVDB | LVDB 1600 A - 2 in 8 out | INDUSTRI ALAM JAYA NO.2 | INDOOR | [6 empty] | 1600.000 A | 1970-01-01 |  |  | 0
379997353 | TNB | DISTRIBUTION | KUALA SELANGOR | Existing |  |  | LVDB | LVDB 1600 A - 2 in 8 out | CK CHEONG SDN BHD | INDOOR | [6 empty] | 1600.000 A | 1970-01-01 |  |  | 0
379997447 | TNB | DISTRIBUTION | KUALA SELANGOR | Existing |  |  | LVDB | LVDB 1600 A - 2 in 8 out | GUPPY PLASTIC ALAM JAYA | INDOOR | [6 empty] | 1600.000 A | 1970-01-01 |  |  | 0
379997649 | TNB | DISTRIBUTION | KUALA SELANGOR | Existing | BKSL/PCE/J00355/NDTX1 | 300243251 | LVDB | LVDB 1600 A - 2 in 8 out | QTRS MAJLIS DAERAH SEKINCHAN | INDOOR | [6 empty] | 1600.000 A | 1970-01-01 |  |  | 0
380041085 | TNB | DISTRIBUTION | KUALA SELANGOR | Existing |  |  | LVDB | LVDB 1600 A - 2 in 8 out | AADK TANJUNG KARANG | INDOOR | [6 empty] | 1600.000 A | 1970-01-01 |  |  | 0
380041230 | TNB | DISTRIBUTION | KUALA SELANGOR | Existing |  |  | LVDB | LVDB 1600 A - 2 in 8 out | TMN MAYANG(C/S) | INDOOR | [6 empty] | 1600.000 A | 1970-01-01 |  |  | 0
380041360 | TNB | DISTRIBUTION | KUALA SELANGOR | Existing |  |  | LVDB | LVDB 1600 A - 2 in 8 out | SW/STN SRI FUMA | INDOOR | [6 empty] | 1600.000 A | 1970-01-01 |  |  | 0
380041732 | TNB | DISTRIBUTION | KUALA SELANGOR | Existing |  |  | FEEDER PILLAR in PE | FP 1600 A - 2 in 8 out (PE) | PE PT 1 | [11 empty] | 0
380042091 | TNB | DISTRIBUTION | KUALA SELANGOR | Existing |  |  | LVDB | LVDB 1600 A - 2 in 8 out | TAMAN NILAM NO 2 | INDOOR | [6 empty] | 1600.000 A | 1970-01-01 |  |  | 0
380042554 | TNB | DISTRIBUTION | KUALA SELANGOR | Existing |  |  | LVDB | LVDB 1600 A - 2 in 8 out | TMN DELIMA | INDOOR | [6 empty] | 1600.000 A | 1970-01-01 |  |  | 0
380043280 | TNB | DISTRIBUTION | KUALA SELANGOR | Existing |  |  | LVDB | LVDB 1600 A - 2 in 8 out | GOLDPAGE NO.2 | INDOOR | [6 empty] | 1600.000 A | 1970-01-01 |  |  | 0
380043337 | TNB | DISTRIBUTION | KUALA SELANGOR | Existing |  |  | LVDB | LVDB 1600 A - 2 in 8 out | GOLDPAGE NO.2 | INDOOR | [6 empty] | 1600.000 A | 1970-01-01 |  |  | 0
380043431 | TNB | DISTRIBUTION | KUALA SELANGOR | Existing |  |  | LVDB | LVDB 1600 A - 2 in 8 out | GOLDPAGE NO.1 | INDOOR | [6 empty] | 1600.000 A | 1970-01-01 |  |  | 0
380043643 | TNB | DISTRIBUTION | KUALA SELANGOR | Existing | BKSL/PCE/J00286/NDTX1 | 300242570 | LVDB | LVDB 1600 A - 2 in 10 out (CS) | PE BANJARAYA (C) | INDOOR | [6 empty] | 1600.000 A | 1970-01-01 |  |  | 0
380043773 | TNB | DISTRIBUTION | KUALA SELANGOR | Existing | BKSL/PCE/J00569/NDFP | 300313743 | LVDB | LVDB 1600 A - 2 in 8 out | PE TMN RIAMIN | INDOOR | [6 empty] | 1600.000 A | 1970-01-01 |  |  | 0
380043887 | TNB | DISTRIBUTION | KUALA SELANGOR | Existing | BKSL/PCE/J00387/NDTX1 | 300515999 | LVDB | LVDB 1600 A - 2 in 8 out | PE KG HAJI RAZALI | INDOOR | [6 empty] | 1600.000 A | 1970-01-01 |  |  | 0
380044003 | TNB | DISTRIBUTION | KUALA SELANGOR | Existing |  |  | LVDB | LVDB 1600 A - 2 in 8 out | PE TMN MASRIA | INDOOR | [6 empty] | 1600.000 A | 1970-01-01 |  |  | 0
380044119 | TNB | DISTRIBUTION | KUALA SELANGOR | Existing |  |  | LVDB | LVDB 1600 A - 2 in 8 out | TMN WAWASAN | INDOOR | [6 empty] | 1600.000 A | 1970-01-01 |  |  | 0
380044233 | TNB | DISTRIBUTION | KUALA SELANGOR | Existing | BKSL/PCE/J00533/NDLB | 300313780 | LVDB | LVDB 1600 A - 2 in 8 out | PE TMN KHATIJAH | INDOOR | [6 empty] | 1600.000 A | 1970-01-01 |  |  | 0
380044463 | TNB | DISTRIBUTION | KUALA SELANGOR | Existing | BKSL/PCE/G00027/NDFP | 300313497 | FEEDER PILLAR | LVDB 1600 A - 2 in 8 out |  | INDOOR | [6 empty] | 1600.000 A | 1970-01-01 |  |  | 0
380079195 | TNB | DISTRIBUTION | KUALA SELANGOR | Existing |  |  | LVDB | LVDB 1600 A - 2 in 8 out | SIME PLANTATION B.BERJUNTAI | INDOOR | [6 empty] | 1600.000 A | 1970-01-01 |  |  | 0
380079252 | TNB | DISTRIBUTION | KUALA SELANGOR | Existing |  |  | LVDB | LVDB 1600 A - 2 in 8 out | SIME PLANTATION B.BERJUNTAI | INDOOR | [6 empty] | 1600.000 A | 1970-01-01 |  |  | 0
380079523 | TNB | DISTRIBUTION | KUALA SELANGOR | Existing | BKSL/PCE/J00486/NDFP1 | 300313110 | LVDB | LVDB 1600 A - 2 in 8 out | BERJUNTAI MAJU(C/S) | INDOOR | [6 empty] | 1600.000 A | 1970-01-01 |  |  | 0
380079641 | TNB | DISTRIBUTION | KUALA SELANGOR | Existing | BKSL/PCE/J00487/NDLB1 | 300313120 | LVDB | LVDB 1600 A - 2 in 8 out | BERJUNTAI MAJU BTG BERJUNTAI | INDOOR | [6 empty] | 1600.000 A | 1970-01-01 |  |  | 0
380079698 | TNB | DISTRIBUTION | KUALA SELANGOR | Existing | BKSL/PCE/J00487/NDLB2 | 300313122 | LVDB | LVDB 1600 A - 2 in 8 out | BERJUNTAI MAJU BTG BERJUNTAI | INDOOR | [6 empty] | 1600.000 A | 1970-01-01 |  |  | 0
380079890 | TNB | DISTRIBUTION | KUALA SELANGOR | Existing | BKSL/PCE/J00489/NDFP | 300313124 | LVDB | LVDB 1600 A - 2 in 8 out | TELEKOM B/BEJUNTAI | INDOOR | [6 empty] | 1600.000 A | 1970-01-01 |  |  | 0
380079986 | TNB | DISTRIBUTION | KUALA SELANGOR | Existing | BKSL/PCE/J00490/NDLB | 300313127 | LVDB | LVDB 1600 A - 2 in 8 out | TMN SENTOSA | INDOOR | [6 empty] | 1600.000 A | 1970-01-01 |  |  | 0
380080082 | TNB | DISTRIBUTION | KUALA SELANGOR | Existing | BKSL/PCE/J00491/NDFP | 300313129 | LVDB | LVDB 1600 A - 2 in 8 out | PEKAN BATANG BEJUNTAI | INDOOR | [6 empty] | 1600.000 A | 1970-01-01 |  |  | 0
380080178 | TNB | DISTRIBUTION | KUALA SELANGOR | Existing | BKSL/PCE/J00492/NDFP | 300313131 | LVDB | LVDB 1600 A - 2 in 8 out | BINTANG JELITA | INDOOR | [6 empty] | 1600.000 A | 1970-01-01 |  |  | 0
380080326 | TNB | DISTRIBUTION | KUALA SELANGOR | Existing | BKSL/PCE/J00496/NDTX | 300345586 | LVDB | LVDB 1600 A - 2 in 8 out | PKNS TAMAN SRI INDAH | INDOOR | [6 empty] | 1600.000 A | 1970-01-01 |  |  | 0
380080429 | TNB | DISTRIBUTION | KUALA SELANGOR | Existing |  |  | LVDB | LVDB 1600 A - 2 in 8 out | SSU PKPS | INDOOR | [6 empty] | 1600.000 A | 1970-01-01 |  |  | 0
380080523 | TNB | DISTRIBUTION | KUALA SELANGOR | Existing | BKSL/PCE/J00507/NDLB | 300313091 | LVDB | LVDB 1600 A - 2 in 8 out | PUSAT PENYEMBELIHAN PKPS | INDOOR | [6 empty] | 1600.000 A | 1970-01-01 |  |  | 0
380080626 | TNB | DISTRIBUTION | KUALA SELANGOR | Existing | BKSL/PCE/J00509/NDFP | 300313093 | LVDB | LVDB 1600 A - 2 in 8 out | STP UNISEL | INDOOR | [6 empty] | 1600.000 A | 1970-01-01 |  |  | 0
380080720 | TNB | DISTRIBUTION | KUALA SELANGOR | Existing | BKSL/PCE/J00508/NDFP1 | 300313096 | LVDB | LVDB 1600 A - 2 in 8 out | RUMAH KAKITANGAN UNISEL | INDOOR | [6 empty] | 1600.000 A | 1970-01-01 |  |  | 0
380080838 | TNB | DISTRIBUTION | KUALA SELANGOR | Existing | BKSL/PCE/J00510/ND1 | 300343260 | LVDB | LVDB 1600 A - 2 in 8 out | ASRAMA PUTERI UNISEL | INDOOR | [6 empty] | 1600.000 A | 1970-01-01 |  |  | 0
380080895 | TNB | DISTRIBUTION | KUALA SELANGOR | Existing | BKSL/PCE/J00510/ND2 | 300343261 | LVDB | LVDB 1600 A - 2 in 8 out | ASRAMA PUTERI UNISEL | INDOOR | [6 empty] | 1600.000 A | 1970-01-01 |  |  | 0
380081039 | TNB | DISTRIBUTION | KUALA SELANGOR | Existing |  |  | LVDB | LVDB 1600 A - 2 in 8 out | ASRAMA PUTERA UNISEL | INDOOR | [6 empty] | 1600.000 A | 1970-01-01 |  |  | 0
380081096 | TNB | DISTRIBUTION | KUALA SELANGOR | Existing |  |  | LVDB | LVDB 1600 A - 2 in 8 out | ASRAMA PUTERA UNISEL | INDOOR | [6 empty] | 1600.000 A | 1970-01-01 |  |  | 0
380081190 | TNB | DISTRIBUTION | KUALA SELANGOR | Existing |  |  | LVDB | LVDB 1600 A - 2 in 8 out | SIME INAX | INDOOR | [6 empty] | 1600.000 A | 1970-01-01 |  |  | 0
380081341 | TNB | DISTRIBUTION | KUALA SELANGOR | Existing | BKSL/PCE/J00464/NDFP 1 | 300313237 | LVDB | LVDB 1600 A - 2 in 8 out | TECHNOPARK NO 1 | INDOOR | [6 empty] | 1600.000 A | 1970-01-01 |  |  | 0
380081398 | TNB | DISTRIBUTION | KUALA SELANGOR | Existing | BKSL/PCE/J00464/NDFP 2 | 300313238 | LVDB | LVDB 1600 A - 2 in 8 out | TECHNOPARK NO 1 | INDOOR | [6 empty] | 1600.000 A | 1970-01-01 |  |  | 0
380081683 | TNB | DISTRIBUTION | KUALA SELANGOR | Existing | BKSL/PCE/J00466/NDFP1 | 300313267 | FEEDER PILLAR in PE | LVDB 1600 A - 2 in 8 out | TECHNOPARK NO 3 | INDOOR | [6 empty] | 1600.000 A | 1970-01-01 |  |  | 0
380081740 | TNB | DISTRIBUTION | KUALA SELANGOR | Existing | BKSL/PCE/J00466/NDFP2 | 300313269 | FEEDER PILLAR in PE | LVDB 1600 A - 2 in 8 out | TECHNOPARK NO 3 | INDOOR | [6 empty] | 1600.000 A | 1970-01-01 |  |  | 0
380081854 | TNB | DISTRIBUTION | KUALA SELANGOR | Existing | BKSL/PCE/J00467/NDFP2 | 300313286 | LVDB | LVDB 1600 A - 2 in 8 out | TECHNOPARK NO 4 | INDOOR | [6 empty] | 1600.000 A | 1970-01-01 |  |  | 0
380081911 | TNB | DISTRIBUTION | KUALA SELANGOR | Existing | BKSL/PCE/J00467/NDFP1 | 300313289 | LVDB | LVDB 1600 A - 2 in 8 out | TECHNOPARK NO 4 | INDOOR | [6 empty] | 1600.000 A | 1970-01-01 |  |  | 0
380082005 | TNB | DISTRIBUTION | KUALA SELANGOR | Existing | BKSL/PCE/J00468/NDLB | 300313293 | LVDB | LVDB 1600 A - 2 in 8 out | PKNS RANTAU PANJANG | INDOOR | [6 empty] | 1600.000 A | 1970-01-01 |  |  | 0
380082127 | TNB | DISTRIBUTION | KUALA SELANGOR | Existing | BKSL/PCE/J00516/NDFP | 300313133 | FEEDER PILLAR in PE | LVDB 1600 A - 2 in 8 out | BERJUNTAI BESTARI NO 2 | INDOOR | [6 empty] | 1600.000 A | 1970-01-01 |  |  | 0
380082221 | TNB | DISTRIBUTION | KUALA SELANGOR | Existing | BKSL/PCE/J00515/NDFP | 300313173 | FEEDER PILLAR in PE | LVDB 1600 A - 2 in 8 out | BERJUNTAI BESTARI NO 1 | INDOOR | [6 empty] | 1600.000 A | 1970-01-01 |  |  | 0
380082315 | TNB | DISTRIBUTION | KUALA SELANGOR | Existing |  |  | LVDB | LVDB 1600 A - 2 in 8 out | ANGGERIK LAKSAMANA | INDOOR | [6 empty] | 1600.000 A | 1970-01-01 |  |  | 0
380082437 | TNB | DISTRIBUTION | KUALA SELANGOR | Existing | BKSL/PCE/J00577/NDLB | 300313196 | LVDB | LVDB 1600 A - 2 in 8 out | TMN ILMU BISTARI | INDOOR | [6 empty] | 1600.000 A | 1970-01-01 |  |  | 0
380083491 | TNB | DISTRIBUTION | KUALA SELANGOR | Existing |  |  | LVDB | LVDB 1600 A - 2 in 8 out | FORWARD SCOPE | INDOOR | [6 empty] | 1600.000 A | 1970-01-01 |  |  | 0
380083795 | TNB | DISTRIBUTION | KUALA SELANGOR | Existing |  |  | LVDB | LVDB 1600 A - 2 in 8 out | ASSIGN PRECISION | INDOOR | [6 empty] | 1600.000 A | 1970-01-01 |  |  | 0
380084036 | TNB | DISTRIBUTION | KUALA SELANGOR | Existing | BKSL/PCE/J00809/NDTX1 | 300344246 | LVDB | LVDB 1600 A - 2 in 8 out | PPAJ NO.4 | INDOOR | [6 empty] | 1600.000 A | 1970-01-01 |  |  | 0
380084151 | TNB | DISTRIBUTION | KUALA SELANGOR | Existing | BKSL/PCE/J00805/NDTX1 | 300344240 | LVDB | LVDB 1600 A - 2 in 8 out | PPAJ NO.3 | INDOOR | [6 empty] | 1600.000 A | 1970-01-01 |  |  | 0
380084250 | TNB | DISTRIBUTION | KUALA SELANGOR | Existing |  |  | LVDB | LVDB 1600 A - 2 in 8 out | PPAJ NO.6 | INDOOR | [6 empty] | 1600.000 A | 1970-01-01 |  |  | 0
380084354 | TNB | DISTRIBUTION | KUALA SELANGOR | Existing |  |  | LVDB | LVDB 1600 A - 2 in 10 out (CS) | PE PADAT BAN GUAT HUAT | INDOOR | [6 empty] | 1600.000 A | 1970-01-01 |  |  | 0
380084512 | TNB | DISTRIBUTION | KUALA SELANGOR | Existing |  |  | LVDB | LVDB 1600 A - 2 in 8 out | RUMAH PANGSA INDUSTRI ALAM JAYA NO.9 | INDOOR | [6 empty] | 1600.000 A | 1970-01-01 |  |  | 0
380084589 | TNB | DISTRIBUTION | KUALA SELANGOR | Existing |  |  | LVDB | LVDB 1600 A - 2 in 8 out | RUMAH PANGSA INDUSTRI ALAM JAYA NO.9 | INDOOR | [6 empty] | 1600.000 A | 1970-01-01 |  |  | 0
380085049 | TNB | DISTRIBUTION | KUALA SELANGOR | Existing |  |  | LVDB | LVDB 1600 A - 2 in 8 out | PE GREAT MARKETING | INDOOR | [6 empty] | 1600.000 A | 1970-01-01 |  |  | 0
380085192 | TNB | DISTRIBUTION | KUALA SELANGOR | Existing |  |  | LVDB | LVDB 1600 A - 2 in 8 out | JS CONSC TRUCTION & DEV SDN BHD LOT106 | INDOOR | [6 empty] | 1600.000 A | 1970-01-01 |  |  | 1
380085307 | TNB | DISTRIBUTION | KUALA SELANGOR | Existing |  |  | LVDB | LVDB 1600 A - 2 in 8 out | MULTI GUNA NO.3 | INDOOR | [6 empty] | 1600.000 A | 1970-01-01 |  |  | 3
380085605 | TNB | DISTRIBUTION | KUALA SELANGOR | Existing |  |  | LVDB | LVDB 1600 A - 2 in 8 out | RGB INDUSTRI 2/5 | INDOOR | [6 empty] | 1600.000 A | 1970-01-01 |  |  | 0
380085743 | TNB | DISTRIBUTION | KUALA SELANGOR | Existing |  |  | LVDB | LVDB 1600 A - 2 in 8 out | EXTRO GREAT | INDOOR | [6 empty] | 1600.000 A | 1970-01-01 |  |  | 0
380085820 | TNB | DISTRIBUTION | KUALA SELANGOR | Existing |  |  | LVDB | LVDB 1600 A - 2 in 8 out | EXTRO GREAT | INDOOR | [6 empty] | 1600.000 A | 1970-01-01 |  |  | 0
380085940 | TNB | DISTRIBUTION | KUALA SELANGOR | Existing |  |  | LVDB | LVDB 1600 A - 2 in 8 out | R&S PETROLEUM TIAJ 2/4 | INDOOR | [6 empty] | 1600.000 A | 1970-01-01 |  |  | 0
380086059 | TNB | DISTRIBUTION | KUALA SELANGOR | Existing |  |  | LVDB | LVDB 1600 A - 2 in 8 out | KLG LOT 7 ALAM JAYA | INDOOR | [6 empty] | 1600.000 A | 1970-01-01 |  |  | 0
380086178 | TNB | DISTRIBUTION | KUALA SELANGOR | Existing |  |  | LVDB | LVDB 1600 A - 2 in 8 out | KLG LOT 8 ALAM JAYA | INDOOR | [6 empty] | 1600.000 A | 1970-01-01 |  |  | 0
380086419 | TNB | DISTRIBUTION | KUALA SELANGOR | Existing |  |  | LVDB | LVDB 1600 A - 2 in 8 out | KLG LOT 9 ALAM JAYA | INDOOR | [6 empty] | 1600.000 A | 1970-01-01 |  |  | 0
380086539 | TNB | DISTRIBUTION | KUALA SELANGOR | Existing |  |  | LVDB | LVDB 1600 A - 2 in 8 out | YL TRADING | INDOOR | [6 empty] | 1600.000 A | 1970-01-01 |  |  | 0
380086790 | TNB | DISTRIBUTION | KUALA SELANGOR | Existing |  |  | LVDB | LVDB 1600 A - 2 in 8 out | APARTMENT ALAM PERDANA 1 | INDOOR | [6 empty] | 1600.000 A | 1970-01-01 |  |  | 0
380086867 | TNB | DISTRIBUTION | KUALA SELANGOR | Existing |  |  | LVDB | LVDB 1600 A - 2 in 8 out | APARTMENT ALAM PERDANA 1 | INDOOR | [6 empty] | 1600.000 A | 1970-01-01 |  |  | 0
380087078 | TNB | DISTRIBUTION | KUALA SELANGOR | Existing |  |  | LVDB | LVDB 1600 A - 2 in 8 out | BSC WATERFRONT | INDOOR | [6 empty] | 1600.000 A | 1970-01-01 |  |  | 2
380092108 | TNB | DISTRIBUTION | KUALA SELANGOR | Existing |  |  | LVDB | LVDB 1600 A - 2 in 8 out | SON STAR | INDOOR | [6 empty] | 1600.000 A | 1970-01-01 |  |  | 0
380092165 | TNB | DISTRIBUTION | KUALA SELANGOR | Existing |  |  | LVDB | LVDB 1600 A - 2 in 8 out | SON STAR | INDOOR | [6 empty] | 1600.000 A | 1970-01-01 |  |  | 0
380092381 | TNB | DISTRIBUTION | KUALA SELANGOR | Existing |  |  | LVDB | LVDB 1600 A - 2 in 8 out | LOT 256 SOUTH PROP HOLDING | INDOOR | [6 empty] | 1600.000 A | 1970-01-01 |  |  | 0
380092700 | TNB | DISTRIBUTION | KUALA SELANGOR | Existing |  |  | LVDB | LVDB 1600 A - 2 in 8 out | KOTA PUTERI NO.5 JLN KP 5/13 | INDOOR | [6 empty] | 1600.000 A | 1970-01-01 |  |  | 0
380092794 | TNB | DISTRIBUTION | KUALA SELANGOR | Existing |  |  | LVDB | LVDB 1600 A - 2 in 8 out | JLN KOTA PUTERI 5/14B | INDOOR | [6 empty] | 1600.000 A | 1970-01-01 |  |  | 0
380092888 | TNB | DISTRIBUTION | KUALA SELANGOR | Existing | BKSL/PCE/J00695/NDTX | 300345926 | LVDB | LVDB 1600 A - 2 in 8 out | KOTA PUTERI PERSIARAN BT ARANG NO.4 | INDOOR | [6 empty] | 1600.000 A | 1970-01-01 |  |  | 0
380093625 | TNB | DISTRIBUTION | KUALA SELANGOR | Existing |  |  | LVDB | LVDB 1600 A - 2 in 8 out | SSU KOTA PUTERI (CB8) | [11 empty] | 0
380100602 | TNB | DISTRIBUTION | KUALA SELANGOR | Existing | BKSL/PCE/J00035/NDTX1 | 300022068 | LVDB | LVDB 1600 A - 2 in 8 out | SG RAMBAI NO 1 | INDOOR | [6 empty] | 1600.000 A | 1970-01-01 |  |  | 0
380100705 | TNB | DISTRIBUTION | KUALA SELANGOR | Existing |  |  | LVDB | LVDB 1600 A - 2 in 8 out | SW/STN SG RAMBAI ESTET | INDOOR | [6 empty] | 1600.000 A | 1970-01-01 |  |  | 0
380100801 | TNB | DISTRIBUTION | KUALA SELANGOR | Existing | BKSL/PCE/J00036/NDTX1 | 300022072 | LVDB | LVDB 1600 A - 2 in 8 out | SG RAMBAI NO 2 | INDOOR | S/88/8513 |  |  |  | MTM |  | 1600.000 A | 1970-01-01 |  |  | 0
380100895 | TNB | DISTRIBUTION | KUALA SELANGOR | Existing |  |  | LVDB | LVDB 1600 A - 2 in 8 out | R/PAM AIR JPS KG ASAHAN | INDOOR | [6 empty] | 1600.000 A | 1970-01-01 |  |  | 0
380101083 | TNB | DISTRIBUTION | KUALA SELANGOR | Existing | BKSL/PCE/J00033/NDTX | 300345536 | LVDB | LVDB 1600 A - 2 in 8 out | LDG SEL RIVER SIDE | INDOOR | FP 7070021 |  |  |  | MTM |  | 1600.000 A | 1970-01-01 |  |  | 0
380101179 | TNB | DISTRIBUTION | KUALA SELANGOR | Existing | BKSL/PCE/J00032/NDTX1 | 300022053 | LVDB | LVDB 1600 A - 2 in 8 out | PKNS KG KUANTAN | INDOOR | LV37-0371 |  |  |  | SUN SYSTEM ENG. |  | 1600.000 A | 1970-01-01 |  |  | 0
380101310 | TNB | DISTRIBUTION | KUALA SELANGOR | Existing |  |  | LVDB | LVDB 1600 A - 2 in 8 out | KG JAYA SETIA | INDOOR | [6 empty] | 1600.000 A | 1970-01-01 |  |  | 2
380101495 | TNB | DISTRIBUTION | KUALA SELANGOR | Existing | BKSL/PCE/J00485/NDFP | 300313075 | LVDB | LVDB 1600 A - 2 in 8 out | JAYA SETIA A/T | INDOOR | 067/2003 |  |  |  | TOPRANK |  | 1600.000 A | 1970-01-01 |  |  | 1
380101609 | TNB | DISTRIBUTION | KUALA SELANGOR | Existing | BKSL/PCE/J00407/NDTX1 | 300509007 | LVDB | LVDB 1600 A - 2 in 8 out | INDUSTRI BUKIT BADONG B | INDOOR | [6 empty] | 1600.000 A | 1970-01-01 |  |  | 0
380101666 | TNB | DISTRIBUTION | KUALA SELANGOR | Existing |  |  | LVDB | LVDB 1600 A - 2 in 8 out | TMN IND BUKIT BADONG B | INDOOR | [6 empty] | 1600.000 A | 1970-01-01 |  |  | 0
380101780 | TNB | DISTRIBUTION | KUALA SELANGOR | Existing | BKSL/PCE/J00406/NDTX1 | 300509040 | LVDB | LVDB 1600 A - 2 in 8 out | INDUSTRI BUKIT BADONG A | INDOOR | [6 empty] | 1600.000 A | 1970-01-01 |  |  | 0
380101837 | TNB | DISTRIBUTION | KUALA SELANGOR | Existing | BKSL/PCE/J00406/NDTX2 | 300509004 | LVDB | LVDB 1600 A - 2 in 8 out | INDUSTRI BUKIT BADONG A | INDOOR | [6 empty] | 1600.000 A | 1970-01-01 |  |  | 2
380101942 | TNB | DISTRIBUTION | KUALA SELANGOR | Existing |  |  | LVDB | LVDB 1600 A - 2 in 8 out | TAMAN HARMONI | INDOOR | LV974-1235 |  |  |  | SUN SYSTEM ENG. |  | 1600.000 A | 1970-01-01 |  |  | 0
380102036 | TNB | DISTRIBUTION | KUALA SELANGOR | Existing | BKSL/PCE/J00634/NDLB | 300313304 | LVDB | LVDB 1600 A - 2 in 8 out | RUMAH KEDAI IJOK | INDOOR | [6 empty] | 1600.000 A | 1970-01-01 |  |  | 0
380102130 | TNB | DISTRIBUTION | KUALA SELANGOR | Existing |  |  | LVDB | LVDB 1600 A - 2 in 10 out (CS) | PADAT TAMAN IJOK DAMAI | INDOOR | [6 empty] | 1600.000 A | 1970-01-01 |  |  | 0
380102224 | TNB | DISTRIBUTION | KUALA SELANGOR | Existing | BKSL/PCE/J00684/NDLB | 300313732 | LVDB | LVDB 1600 A - 2 in 10 out (CS) | PADAT JLN BKT ROBINSON | INDOOR | FP 2001 0004 |  |  |  | MERLIN GERIN |  | 1600.000 A | 1970-01-01 |  |  | 0
380102396 | TNB | DISTRIBUTION | KUALA SELANGOR | Existing | BKSL/PCE/J00683/NDLB | 300313729 | LVDB | LVDB 1600 A - 2 in 8 out | LEE LEE KONG | INDOOR | FP6010175 |  |  |  | INDKOM |  | 1600.000 A | 1970-01-01 |  |  | 0
380102511 | TNB | DISTRIBUTION | KUALA SELANGOR | Existing | BKSL/PCE/J00682/NDLB | 300313725 | LVDB | LVDB 1600 A - 2 in 8 out | TMN IJOK UTAMA | INDOOR | LVV171 |  |  |  | TOPRANK |  | 1600.000 A | 1970-01-01 |  |  | 0
380102568 | TNB | DISTRIBUTION | KUALA SELANGOR | Existing | BKSL/PCE/J00682/NDLB2 | 300342961 | LVDB | LVDB 1600 A - 2 in 8 out | TMN IJOK UTAMA | INDOOR | LVV184 |  |  |  | TOPRANK |  | 1600.000 A | 1970-01-01 |  |  | 0
380102875 | TNB | DISTRIBUTION | KUALA SELANGOR | Existing | BKSL/PCE/J00825/ND | 300443278 | LVDB | LVDB 1600 A - 2 in 8 out | TAMAN SEJATI JALAN 9 | INDOOR | [6 empty] | 1600.000 A | 1970-01-01 |  |  | 0
380102932 | TNB | DISTRIBUTION | KUALA SELANGOR | Existing |  |  | LVDB | LVDB 1600 A - 2 in 8 out | TAMAN SEJATI JALAN 9 | INDOOR | [6 empty] | 1600.000 A | 1970-01-01 |  |  | 0
380103046 | TNB | DISTRIBUTION | KUALA SELANGOR | Existing |  |  | LVDB | LVDB 1600 A - 2 in 8 out | TMN IJOK UTAMA NO 2 | INDOOR | [6 empty] | 1600.000 A | 1970-01-01 |  |  | 0
380103103 | TNB | DISTRIBUTION | KUALA SELANGOR | Existing |  |  | LVDB | LVDB 1600 A - 2 in 8 out | TMN IJOK UTAMA NO 2 | INDOOR | [6 empty] | 1600.000 A | 1970-01-01 |  |  | 0
380103197 | TNB | DISTRIBUTION | KUALA SELANGOR | Existing | BKSL/PCE/J00680/NDLB | 300313711 | LVDB | LVDB 1600 A - 2 in 8 out | TMN SRI IJOK | INDOOR | [6 empty] | 1600.000 A | 1970-01-01 |  |  | 0
380103293 | TNB | DISTRIBUTION | KUALA SELANGOR | Existing | BKSL/PCE/J00679/NDLB | 300313707 | LVDB | LVDB 1600 A - 2 in 8 out | TMN KOPERASI BENA IJOK | INDOOR | LV 2080124 |  |  |  | INDKOM |  | 1600.000 A | 1970-01-01 |  |  | 0
380103389 | TNB | DISTRIBUTION | KUALA SELANGOR | Existing |  |  | LVDB | LVDB 1600 A - 2 in 10 out (CS) | PADAT BT. 8 IJOK | INDOOR |  |  |  |  | MERLIN GERIN |  | 1600.000 A | 1970-01-01 |  |  | 0
380103493 | TNB | DISTRIBUTION | KUALA SELANGOR | Existing | BKSL/PCE/J00677/NDLB | 300313700 | LVDB | LVDB 1600 A - 2 in 8 out | KG BKT BADONG NO 2 A/T | INDOOR | [6 empty] | 1600.000 A | 1970-01-01 |  |  | 0
380103587 | TNB | DISTRIBUTION | KUALA SELANGOR | Existing | BKSL/PCE/J00676/NDFP | 300313697 | LVDB | LVDB 1600 A - 2 in 8 out | KG BKT BADONG NO 1 A/T | INDOOR | [6 empty] | 1600.000 A | 1970-01-01 |  |  | 0
380103710 | TNB | DISTRIBUTION | KUALA SELANGOR | Existing | BKSL/PCE/J00675/NDFP | 300313693 | LVDB | LVDB 1600 A - 2 in 8 out | KG BKT BADONG | INDOOR | 70300110-3 |  |  |  | TAMCO CUTLER HAMMER |  | 1600.000 A | 1970-01-01 |  |  | 0
380103989 | TNB | DISTRIBUTION | KUALA SELANGOR | Existing |  |  | LVDB | LVDB 1600 A - 2 in 8 out | ISITO | INDOOR |  |  |  |  | TOPRANK |  | 1600.000 A | 1970-01-01 |  |  | 0
380104089 | TNB | DISTRIBUTION | KUALA SELANGOR | Existing |  |  | LVDB | LVDB 1600 A - 2 in 8 out | IBU SAWAT TELEKOM IJOK | INDOOR |  |  |  |  | TOPRANK |  | 1600.000 A | 1970-01-01 |  |  | 0
380104891 | TNB | DISTRIBUTION | KUALA SELANGOR | Existing | BKSL/PCE/J00750/NDTX | 300346078 | LVDB | LVDB 1600 A - 2 in 10 out (CS) | PADAT MULTI GUNA TMN ALAM JAYA 2/1 | INDOOR | [6 empty] | 1600.000 A | 1970-01-01 |  |  | 0
380104995 | TNB | DISTRIBUTION | KUALA SELANGOR | Existing |  |  | LVDB | LVDB 1600 A - 2 in 8 out | GUPPY PLASTIC NO.2 ALAM JAYA | INDOOR | [6 empty] | 1600.000 A | 1970-01-01 |  |  | 0
380105089 | TNB | DISTRIBUTION | KUALA SELANGOR | Existing |  |  | LVDB | LVDB 1600 A - 2 in 8 out | GUPPY PLASTIC NO.3 ALAM JAYA | INDOOR | [6 empty] | 1600.000 A | 1970-01-01 |  |  | 0
380105229 | TNB | DISTRIBUTION | KUALA SELANGOR | Existing |  |  | LVDB | LVDB 1600 A - 2 in 8 out | HLCT LAND TIAJ 2/1 | INDOOR | [6 empty] | 1600.000 A | 1970-01-01 |  |  | 1
380105343 | TNB | DISTRIBUTION | KUALA SELANGOR | Existing | BKSL/PCE/J00753/NDTX1 | 300346113 | LVDB | LVDB 1600 A - 2 in 8 out | PLANTFIELD NO.1 | INDOOR | [6 empty] | 1600.000 A | 1970-01-01 |  |  | 1
380105400 | TNB | DISTRIBUTION | KUALA SELANGOR | Existing | BKSL/PCE/J00753/NDTX2 | 300346114 | LVDB | LVDB 1600 A - 2 in 8 out | PLANTFIELD NO.1 | INDOOR | [6 empty] | 1600.000 A | 1970-01-01 |  |  | 1
380105514 | TNB | DISTRIBUTION | KUALA SELANGOR | Existing | BKSL/PCE/J00754/NDTX1 | 300344231 | LVDB | LVDB 1600 A - 2 in 8 out | PLANTFIELD NO.2 | INDOOR | [6 empty] | 1600.000 A | 1970-01-01 |  |  | 1
380105571 | TNB | DISTRIBUTION | KUALA SELANGOR | Existing |  |  | LVDB | LVDB 1600 A - 2 in 8 out | PLANTFIELD NO.2 | INDOOR | [6 empty] | 1600.000 A | 1970-01-01 |  |  | 1
380105665 | TNB | DISTRIBUTION | KUALA SELANGOR | Existing | BKSL/PCE/J00795/NDTX | 300344607 | LVDB | LVDB 1600 A - 2 in 8 out | MULTIGUNA CONSTRUCTION & DEV JLN 2/6 AL | INDOOR | [6 empty] | 1600.000 A | 1970-01-01 |  |  | 0
380105759 | TNB | DISTRIBUTION | KUALA SELANGOR | Existing |  |  | LVDB | LVDB 1600 A - 2 in 8 out | MACHMAR INDS NO.2 | INDOOR | [6 empty] | 1600.000 A | 1970-01-01 |  |  | 2
380105853 | TNB | DISTRIBUTION | KUALA SELANGOR | Existing |  |  | LVDB | LVDB 1600 A - 2 in 8 out | MARKLON INDS | INDOOR | [6 empty] | 1600.000 A | 1970-01-01 |  |  | 1
380105947 | TNB | DISTRIBUTION | KUALA SELANGOR | Existing |  |  | LVDB | LVDB 1600 A - 2 in 8 out | MACHMAR INDS | INDOOR | [6 empty] | 1600.000 A | 1970-01-01 |  |  | 1
380106061 | TNB | DISTRIBUTION | KUALA SELANGOR | Existing | BKSL/PCE/J00719/NDTX1 | 300345843 | LVDB | LVDB 1600 A - 2 in 8 out | FASA 3A 2 PUNCAK ALAM | INDOOR | [6 empty] | 1600.000 A | 1970-01-01 |  |  | 0
380106118 | TNB | DISTRIBUTION | KUALA SELANGOR | Existing | BKSL/PCE/J00719/NDTX2 | 300345844 | LVDB | LVDB 1600 A - 2 in 8 out | FASA 3A 2 PUNCAK ALAM | INDOOR | [6 empty] | 1600.000 A | 1970-01-01 |  |  | 0
380106232 | TNB | DISTRIBUTION | KUALA SELANGOR | Existing | BKSL/PCE/J00720/NDTX2 | 300345848 | LVDB | LVDB 1600 A - 2 in 8 out | APRT NO.4 PUNCAK ALAM | INDOOR | [6 empty] | 1600.000 A | 1970-01-01 |  |  | 0
380106289 | TNB | DISTRIBUTION | KUALA SELANGOR | Existing | BKSL/PCE/J00720/NDTX1 | 300345847 | LVDB | LVDB 1600 A - 2 in 8 out | APRT NO.4 PUNCAK ALAM | INDOOR | [6 empty] | 1600.000 A | 1970-01-01 |  |  | 0
380106403 | TNB | DISTRIBUTION | KUALA SELANGOR | Existing | BKSL/PCE/J00721/NDTX2 | 300345888 | LVDB | LVDB 1600 A - 2 in 8 out | APRT NO.3 PUNCAK ALAM | INDOOR | [6 empty] | 1600.000 A | 1970-01-01 |  |  | 0
380106460 | TNB | DISTRIBUTION | KUALA SELANGOR | Existing | BKSL/PCE/J00721/NDTX1 | 300345887 | LVDB | LVDB 1600 A - 2 in 8 out | APRT NO.3 PUNCAK ALAM | INDOOR | [6 empty] | 1600.000 A | 1970-01-01 |  |  | 0
380106574 | TNB | DISTRIBUTION | KUALA SELANGOR | Existing |  |  | LVDB | LVDB 1600 A - 2 in 8 out | APRT NO.2 PUNCAK ALAM | INDOOR | [6 empty] | 1600.000 A | 1970-01-01 |  |  | 0
380106631 | TNB | DISTRIBUTION | KUALA SELANGOR | Existing |  |  | LVDB | LVDB 1600 A - 2 in 8 out | APRT NO.2 PUNCAK ALAM | INDOOR | [6 empty] | 1600.000 A | 1970-01-01 |  |  | 0
380106745 | TNB | DISTRIBUTION | KUALA SELANGOR | Existing | BKSL/PCE/J00723/NDTX2 | 300345896 | LVDB | LVDB 1600 A - 2 in 8 out | APRT NO.1 PUNCAK ALAM | INDOOR | [6 empty] | 1600.000 A | 1970-01-01 |  |  | 1
380106802 | TNB | DISTRIBUTION | KUALA SELANGOR | Existing | BKSL/PCE/J00723/NDTX1 | 300345895 | LVDB | LVDB 1600 A - 2 in 8 out | APRT NO.1 PUNCAK ALAM | INDOOR | [6 empty] | 1600.000 A | 1970-01-01 |  |  | 1
380106916 | TNB | DISTRIBUTION | KUALA SELANGOR | Existing | BKSL/PCE/J00725/NDTX2 | 300345908 | LVDB | LVDB 1600 A - 2 in 8 out | JUWITA FASA 3 C NO 2 | INDOOR | [6 empty] | 1600.000 A | 1970-01-01 |  |  | 1
380106973 | TNB | DISTRIBUTION | KUALA SELANGOR | Existing | BKSL/PCE/J00725/NDTX1 | 300345907 | LVDB | LVDB 1600 A - 2 in 8 out | JUWITA FASA 3 C NO 2 | INDOOR | [6 empty] | 1600.000 A | 1970-01-01 |  |  | 1
380107067 | TNB | DISTRIBUTION | KUALA SELANGOR | Existing |  |  | LVDB | LVDB 1600 A - 2 in 8 out | SEK KEB P/ALAM 3 | INDOOR | [6 empty] | 1600.000 A | 1970-01-01 |  |  | 1
380107161 | TNB | DISTRIBUTION | KUALA SELANGOR | Existing | BKSL/PCE/J00728/NDTX | 300346080 | LVDB | LVDB 1600 A - 2 in 8 out | RMH PAM AIR JBA PH3 PUNCAK ALAM | INDOOR | [6 empty] | 1600.000 A | 1970-01-01 |  |  | 1
380107275 | TNB | DISTRIBUTION | KUALA SELANGOR | Existing | BKSL/PCE/J00745/NDTX2 | 300345919 | LVDB | LVDB 1600 A - 2 in 8 out | APRTMENT MELOR NO.1 PUNCAK ALAM | INDOOR | [6 empty] | 1600.000 A | 1970-01-01 |  |  | 1
380107332 | TNB | DISTRIBUTION | KUALA SELANGOR | Existing | BKSL/PCE/J00745/NDTX1 | 300345918 | LVDB | LVDB 1600 A - 2 in 8 out | APRTMENT MELOR NO.1 PUNCAK ALAM | INDOOR | [6 empty] | 1600.000 A | 1970-01-01 |  |  | 1
380107435 | TNB | DISTRIBUTION | KUALA SELANGOR | Existing |  |  | LVDB | LVDB 1600 A - 2 in 8 out | STP 1 PHASE 1 PUNCAK ALAM | INDOOR | [6 empty] | 1600.000 A | 1970-01-01 |  |  | 4
380107549 | TNB | DISTRIBUTION | KUALA SELANGOR | Existing | BKSL/PCE/J00698/NDTX2 | 300344594 | LVDB | LVDB 1600 A - 2 in 8 out | SEKSYEN 3 PHASE 1B PUNCAK ALAM | INDOOR | [6 empty] | 1600.000 A | 1970-01-01 |  |  | 2
380107606 | TNB | DISTRIBUTION | KUALA SELANGOR | Existing | BKSL/PCE/J00698/NDTX2 | 300344594 | LVDB | LVDB 1600 A - 2 in 8 out | SEKSYEN 3 PHASE 1B PUNCAK ALAM | INDOOR | [6 empty] | 1600.000 A | 1970-01-01 |  |  | 2
380107700 | TNB | DISTRIBUTION | KUALA SELANGOR | Existing |  |  | LVDB | LVDB 1600 A - 2 in 8 out | STP UITM | INDOOR | [6 empty] | 1600.000 A | 1970-01-01 |  |  | 1
380107794 | TNB | DISTRIBUTION | KUALA SELANGOR | Existing |  |  | LVDB | LVDB 1600 A - 2 in 8 out | UITM 1 | INDOOR | [6 empty] | 1600.000 A | 1970-01-01 |  |  | 2
380107936 | TNB | DISTRIBUTION | KUALA SELANGOR | Existing | BKSL/PCE/J00739/NDTX | 300346002 | LVDB | LVDB 1600 A - 2 in 8 out | SHAH ALAM 2 NO.5B 7 | INDOOR | [6 empty] | 1600.000 A | 1970-01-01 |  |  | 1
380108205 | TNB | DISTRIBUTION | KUALA SELANGOR | Existing | BKSL/PCE/J00121/NDTX1 | 300022480 | LVDB | LVDB 1600 A - 2 in 8 out | BKT HIJAU NO 2 | INDOOR | [6 empty] | 1600.000 A | 1970-01-01 |  |  | 0
380108299 | TNB | DISTRIBUTION | KUALA SELANGOR | Existing | BKSL/PCE/J00120/NDTX1 | 300022475 | LVDB | LVDB 1600 A - 2 in 8 out | BKT HIJAU NO 1 | INDOOR | [6 empty] | 1600.000 A | 1970-01-01 |  |  | 0
380108393 | TNB | DISTRIBUTION | KUALA SELANGOR | Existing | BKSL/PCE/J00119/NDTX1 | 300022469 | LVDB | LVDB 1600 A - 2 in 8 out | SW/STN BKT HIJAU | INDOOR | [6 empty] | 1600.000 A | 1970-01-01 |  |  | 0
380108487 | TNB | DISTRIBUTION | KUALA SELANGOR | Existing | BKSL/PCE/J00118/NDTX1 | 300022463 | LVDB | LVDB 1600 A - 2 in 8 out | REZAB ZAZULI | INDOOR | [6 empty] | 1600.000 A | 1970-01-01 |  |  | 0
380108581 | TNB | DISTRIBUTION | KUALA SELANGOR | Existing | BKSL/PCE/J00560/NDTX | V | LVDB | LVDB 1600 A - 2 in 8 out | REBAN AYAM BKT HIJAU | INDOOR | [6 empty] | 1600.000 A | 1970-01-01 |  |  | 0
380108675 | TNB | DISTRIBUTION | KUALA SELANGOR | Existing | BKSL/PCE/J00122/NDTX1 | 300022485 | LVDB | LVDB 1600 A - 2 in 8 out | SOUTHERN REALTY | INDOOR | [6 empty] | 1600.000 A | 1970-01-01 |  |  | 0
380108769 | TNB | DISTRIBUTION | KUALA SELANGOR | Existing | BKSL/PCE/J00123/NDTX1 | 300022491 | LVDB | LVDB 1600 A - 2 in 8 out | PT MAHANG NO 1 | INDOOR | [6 empty] | 1600.000 A | 1970-01-01 |  |  | 0
380108863 | TNB | DISTRIBUTION | KUALA SELANGOR | Existing | BKSL/PCE/J00130/NDTX1 | 300022527 | LVDB | LVDB 1600 A - 2 in 8 out | PKNS PT MAHANG (TMN DESA MAHANG) | INDOOR | [6 empty] | 1600.000 A | 1970-01-01 |  |  | 0
380109213 | TNB | DISTRIBUTION | KUALA SELANGOR | Existing | BKSL/PCE/J00543/NDLB | 300313555 | LVDB | LVDB 1600 A - 2 in 8 out | TMN BENDAHARA NO 2 | INDOOR | LV974-0808 |  |  |  | SUN SYSTEM ENG. |  | 1600.000 A | 1970-01-01 |  |  | 0
380109327 | TNB | DISTRIBUTION | KUALA SELANGOR | Existing | BKSL/PCE/J00012/NDTX1 | 300228315 | LVDB | LVDB 1600 A - 2 in 8 out | TMN BENDAHARA NO 1 | INDOOR | LV970-0743 |  |  |  | SUN SYSTEM ENG. |  | 1600.000 A | 1970-01-01 |  |  | 0
380109384 | TNB | DISTRIBUTION | KUALA SELANGOR | Existing | BKSL/PCE/J00012/NDTX2 | 300228316 | LVDB | LVDB 1600 A - 2 in 8 out | TMN BENDAHARA NO 1 | INDOOR | LV970-0743 |  |  |  | SUN SYSTEM ENG. |  | 1600.000 A | 1970-01-01 |  |  | 0
380109478 | TNB | DISTRIBUTION | KUALA SELANGOR | Existing | BKSL/PCE/J00001/NDTX1 | 300021910 | LVDB | LVDB 1600 A - 2 in 8 out | TMN PENGGAWA | INDOOR | S/08/18081 |  |  |  | MTM |  | 1600.000 A | 1970-01-01 |  |  | 0
380109602 | TNB | DISTRIBUTION | KUALA SELANGOR | Existing | BKSL/PCE/J00003/NDTX1 | 300023125 | LVDB | FP 1600 A - 2 in 8 out (PE) | TLK PIAH | INDOOR | FP9606-0020 |  |  |  | SUN SYSTEM ENG. |  | 1600.000 A | 1970-01-01 |  |  | 0
380109809 | TNB | DISTRIBUTION | KUALA SELANGOR | Existing | BKSL/PCE/J00004/NDTX1 | 300021925 | LVDB | LVDB 1600 A - 2 in 10 out (CS) | BDR MELAWATI (C) | INDOOR |  |  |  |  | WEBER VERTIGROUP |  | 1600.000 A | 1970-01-01 |  |  | 0
380109913 | TNB | DISTRIBUTION | KUALA SELANGOR | Existing | BKSL/PCE/J00005/NDTX1 | 300021930 | LVDB | LVDB 1600 A - 2 in 8 out | PEJABAT DAERAH | INDOOR | S/88/2033 |  |  |  | MTM |  | 1600.000 A | 1970-01-01 |  |  | 0
380110007 | TNB | DISTRIBUTION | KUALA SELANGOR | Existing |  |  | LVDB | LVDB 1600 A - 2 in 8 out | KOMPLEKS PEJABAT BARAT LAUT | INDOOR | [6 empty] | 1600.000 A | 1970-01-01 |  |  | 0
380110121 | TNB | DISTRIBUTION | KUALA SELANGOR | Existing |  |  | LVDB | LVDB 1600 A - 2 in 8 out | JLN KLINIK | INDOOR | S/81/44 |  |  |  | MTM |  | 1600.000 A | 1970-01-01 |  |  | 0
380110292 | TNB | DISTRIBUTION | KUALA SELANGOR | Existing | BKSL/PCE/J00544/NDLB1 | 300313566 | LVDB | LVDB 1600 A - 2 in 8 out | BAZAR PEKAN K/SELANGOR | INDOOR | [6 empty] | 1600.000 A | 1970-01-01 |  |  | 0
380110349 | TNB | DISTRIBUTION | KUALA SELANGOR | Existing | BKSL/PCE/J00544/NDLB2 | 300313567 | LVDB | LVDB 1600 A - 2 in 8 out | BAZAR PEKAN K/SELANGOR | INDOOR | DB 032199 |  |  |  | POWERJOG |  | 1600.000 A | 1970-01-01 |  |  | 0
380110443 | TNB | DISTRIBUTION | KUALA SELANGOR | Existing | BKSL/PCE/J00043/NDTX1 | 300022107 | LVDB | LVDB 1600 A - 2 in 8 out | PANGSAPURI KSL | INDOOR | 0341 |  |  |  | TOPRANK |  | 1600.000 A | 1970-01-01 |  |  | 0
380110537 | TNB | DISTRIBUTION | KUALA SELANGOR | Existing | BKSL/PCE/J00007/NDTX1 | 300021941 | LVDB | LVDB 1600 A - 2 in 8 out | VIP KSL | INDOOR | FP 9606-1035 |  |  |  | SUN SYSTEM ENG. |  | 1600.000 A | 1970-01-01 |  |  | 0
380110631 | TNB | DISTRIBUTION | KUALA SELANGOR | Existing | BKSL/PCE/J00008/NDTX1 | 300021946 | FEEDER PILLAR in PE | FP 1600 A - 2 in 8 out (PE) | TG KERAMAT | OUTDOOR | 21915 |  |  |  | GEC |  | 1600.000 A | 1970-01-01 |  |  | 0
380110781 | TNB | DISTRIBUTION | KUALA SELANGOR | Existing | BKSL/PCE/J00810/ND | 300342901 | LVDB | LVDB 1600 A - 2 in 8 out | SRJK AIK THEE | INDOOR | [6 empty] | 1600.000 A | 1970-01-01 |  |  | 0
380110875 | TNB | DISTRIBUTION | KUALA SELANGOR | Existing | BKSL/PCE/J00010/NDLB | 300313570 | LVDB | LVDB 1600 A - 2 in 8 out | HOTEL D'PALMA | INDOOR |  |  |  |  | TAMCO CUTLER HAMMER |  | 1600.000 A | 1970-01-01 |  |  | 0
380110969 | TNB | DISTRIBUTION | KUALA SELANGOR | Existing |  |  | LVDB | LVDB 1600 A - 2 in 8 out | DEWAN BANQUIT D-PALMA | INDOOR | [6 empty] | 1600.000 A | 1970-01-01 |  |  | 0
380111089 | TNB | DISTRIBUTION | KUALA SELANGOR | Existing | BKSL/PCE/J00013/NDTX1 | 300021961 | LVDB | LVDB 1600 A - 2 in 8 out | PEKAN KSL (TNB) | INDOOR | FP 9606-2888 |  |  |  | SUN SYSTEM ENG. |  | 1600.000 A | 1970-01-01 |  |  | 0
380111194 | TNB | DISTRIBUTION | KUALA SELANGOR | Existing | BKSL/PCE/J00011/NDTX1 | 300021956 | LVDB | LVDB 1600 A - 2 in 8 out | KAKI BKT MELAWATI | INDOOR | FP 9606-0022 |  |  |  | SUN SYSTEM ENG. |  | 1600.000 A | 1970-01-01 |  |  | 0
380111290 | TNB | DISTRIBUTION | KUALA SELANGOR | Existing |  |  | LVDB | LVDB 1600 A - 2 in 8 out | PEJABAT HAIWAN | INDOOR | LV 1632 |  |  |  | ALGEBRA |  | 1600.000 A | 1970-01-01 |  |  | 0
380111425 | TNB | DISTRIBUTION | KUALA SELANGOR | Existing |  |  | LVDB | LVDB 1600 A - 2 in 8 out | OCEAN LAND NO 2 | INDOOR | [6 empty] | 1600.000 A | 1970-01-01 |  |  | 0
380111530 | TNB | DISTRIBUTION | KUALA SELANGOR | Existing | BKSL/PCE/J00338/NDTX1 | 300240550 | LVDB | LVDB 1600 A - 2 in 8 out | QTRS MDKS K.SEL | INDOOR | [6 empty] | 1600.000 A | 1970-01-01 |  |  | 0
380111626 | TNB | DISTRIBUTION | KUALA SELANGOR | Existing | BKSL/PCE/J00519/NDTX | 300345780 | FEEDER PILLAR in PE | LVDB 1600 A - 2 in 8 out | K/UDANG API-API NO 3 | INDOOR | [6 empty] | 1600.000 A | 1970-01-01 |  |  | 0
380111720 | TNB | DISTRIBUTION | KUALA SELANGOR | Existing |  |  | LVDB | LVDB 1600 A - 2 in 8 out | K/UDANG API-API NO 4 | INDOOR | [6 empty] | 1600.000 A | 1970-01-01 |  |  | 0
380111814 | TNB | DISTRIBUTION | KUALA SELANGOR | Existing |  |  | LVDB | LVDB 1600 A - 2 in 8 out | K/UDANG API-API NO 2 | INDOOR | [6 empty] | 1600.000 A | 1970-01-01 |  |  | 0
380111908 | TNB | DISTRIBUTION | KUALA SELANGOR | Existing |  |  | LVDB | LVDB 1600 A - 2 in 8 out | K/UDANG API-API NO 5 | INDOOR | [6 empty] | 1600.000 A | 1970-01-01 |  |  | 0
380112002 | TNB | DISTRIBUTION | KUALA SELANGOR | Existing |  |  | LVDB | LVDB 1600 A - 2 in 8 out | K/UDANG API-API NO 6 | INDOOR | [6 empty] | 1600.000 A | 1970-01-01 |  |  | 0
380112096 | TNB | DISTRIBUTION | KUALA SELANGOR | Existing |  |  | LVDB | LVDB 1600 A - 2 in 8 out | K/UDANG API-API NO 7 | INDOOR | [6 empty] | 1600.000 A | 1970-01-01 |  |  | 0
380112190 | TNB | DISTRIBUTION | KUALA SELANGOR | Existing |  |  | LVDB | LVDB 1600 A - 2 in 8 out | K/UDANG API-API NO 8 | INDOOR | [6 empty] | 1600.000 A | 1970-01-01 |  |  | 0
380112284 | TNB | DISTRIBUTION | KUALA SELANGOR | Existing |  |  | LVDB | LVDB 1600 A - 2 in 8 out | K/UDANG API-API NO 9 | INDOOR | [6 empty] | 1600.000 A | 1970-01-01 |  |  | 0
380112380 | TNB | DISTRIBUTION | KUALA SELANGOR | Existing | BKSL/PCE/J00115/NDTX1 | 300022446 | FEEDER PILLAR in PE | LVDB 1600 A - 2 in 8 out | TMN SENANGIN SG.BULOH | INDOOR | [6 empty] | 1600.000 A | 1970-01-01 |  |  | 1
380112474 | TNB | DISTRIBUTION | KUALA SELANGOR | Existing |  |  | LVDB | LVDB 1600 A - 2 in 8 out | EMINEM FARM | INDOOR | [6 empty] | 1600.000 A | 1970-01-01 |  |  | 2
380112568 | TNB | DISTRIBUTION | KUALA SELANGOR | Existing |  |  | LVDB | LVDB 1600 A - 2 in 8 out | EXCEL GROWTECH | INDOOR | [6 empty] | 1600.000 A | 1970-01-01 |  |  | 0
380112673 | TNB | DISTRIBUTION | KUALA SELANGOR | Existing |  |  | LVDB | LVDB 1600 A - 2 in 8 out | MUARA NO 1 | INDOOR | DB032236 |  |  |  | POWERJOG |  | 1600.000 A | 1970-01-01 |  |  | 0
380112769 | TNB | DISTRIBUTION | KUALA SELANGOR | Existing |  |  | LVDB | LVDB 1600 A - 2 in 8 out | MUARA NO 2 | INDOOR | DB032245 |  |  |  | POWERJOG |  | 1600.000 A | 1970-01-01 |  |  | 0
380112865 | TNB | DISTRIBUTION | KUALA SELANGOR | Existing |  |  | LVDB | LVDB 1600 A - 2 in 8 out | JLN JATI SG BULOH | INDOOR | LV970-0010 |  |  |  | SUN SYSTEM ENG. |  | 1600.000 A | 1970-01-01 |  |  | 0
380112990 | TNB | DISTRIBUTION | KUALA SELANGOR | Existing |  |  | LVDB | LVDB 1600 A - 2 in 8 out | SPG RJ ABDULLAH | INDOOR | S1/71/91/8132 |  |  |  | MTM |  | 1600.000 A | 1970-01-01 |  |  | 0
380113111 | TNB | DISTRIBUTION | KUALA SELANGOR | Existing |  |  | LVDB | LVDB 1600 A - 2 in 8 out | TALIKOM SG BULOH | INDOOR | [6 empty] | 1600.000 A | 1970-01-01 |  |  | 0
380113227 | TNB | DISTRIBUTION | KUALA SELANGOR | Existing |  |  | LVDB | LVDB 1600 A - 2 in 8 out | WISMA PELADANG SG BULOH | INDOOR | LV970-1706 |  |  |  | SUN SYSTEM ENG. |  | 1600.000 A | 1970-01-01 |  |  | 0
380117828 | TNB | DISTRIBUTION | KUALA SELANGOR | Existing |  |  | LVDB | LVDB 1600 A - 2 in 8 out | AMAN SURIA | INDOOR | [6 empty] | 1600.000 A | 1970-01-01 |  |  | 0
380117977 | TNB | DISTRIBUTION | KUALA SELANGOR | Existing | BKSL/PCE/J00465/NDFP1 | 300313251 | FEEDER PILLAR in PE | LVDB 1600 A - 2 in 8 out | TECHNOPARK NO 2 | INDOOR | [6 empty] | 1600.000 A | 1970-01-01 |  |  | 0
380118034 | TNB | DISTRIBUTION | KUALA SELANGOR | Existing | BKSL/PCE/J00465/NDFP2 | 300313256 | FEEDER PILLAR in PE | LVDB 1600 A - 2 in 8 out | TECHNOPARK NO 2 | INDOOR | [6 empty] | 1600.000 A | 1970-01-01 |  |  | 0
380118234 | TNB | DISTRIBUTION | KUALA SELANGOR | Existing | BKSL/PCE/J00463/NDFP | 300313209 | FEEDER PILLAR in PE | LVDB 1600 A - 2 in 8 out | TMN MUHIBBAH | INDOOR | [6 empty] | 1600.000 A | 1970-01-01 |  |  | 0
380118355 | TNB | DISTRIBUTION | KUALA SELANGOR | Existing | BKSL/PCE/J00584/NDLB | 300313348 | LVDB | LVDB 1600 A - 2 in 8 out | TMN SURIA BESTARI | INDOOR | [6 empty] | 1600.000 A | 1970-01-01 |  |  | 0
380118486 | TNB | DISTRIBUTION | KUALA SELANGOR | Existing | BKSL/PCE/J00613/NDTX | 300345367 | LVDB | LVDB 1600 A - 2 in 8 out | TANAMARAN NO.2 | INDOOR | [6 empty] | 1600.000 A | 1970-01-01 |  |  | 0
380118636 | TNB | DISTRIBUTION | KUALA SELANGOR | Existing | BKSL/PCE/J00349/NDTX1 | 300243132 | LVDB | LVDB 1600 A - 2 in 8 out | QTRS LADANG BKT TALANG NO 2 | INDOOR | [6 empty] | 1600.000 A | 1970-01-01 |  |  | 0
380118817 | TNB | DISTRIBUTION | KUALA SELANGOR | Existing | BKSL/PCE/J00239/NDTX1 | 300022905 | LVDB | LVDB 1600 A - 2 in 8 out | UJONG PERMATANG | INDOOR | [6 empty] | 1600.000 A | 1970-01-01 |  |  | 0
380134986 | TNB | DISTRIBUTION | KUALA SELANGOR | Existing | BKSL/PCE/J00740/NDTX | 300346005 | LVDB | LVDB 1600 A - 2 in 8 out | SHAH ALAM 2 NO.5B 1 | INDOOR | [6 empty] | 1600.000 A | 1970-01-01 |  |  | 0
380135100 | TNB | DISTRIBUTION | KUALA SELANGOR | Existing | BKSL/PCE/J00735/NDTX2 | 300346010 | LVDB | LVDB 1600 A - 2 in 8 out | SHAH ALAM 2 FASA 5A5/1 | INDOOR | [6 empty] | 1600.000 A | 1970-01-01 |  |  | 0
380135157 | TNB | DISTRIBUTION | KUALA SELANGOR | Existing | BKSL/PCE/J00735/NDTX1 | 300346009 | LVDB | LVDB 800 A - 2 in 6 out (CS) | SHAH ALAM 2 FASA 5A5/1 | INDOOR | [6 empty] | 1600.000 A | 1970-01-01 |  |  | 0
380135259 | TNB | DISTRIBUTION | KUALA SELANGOR | Existing | BKSL/PCE/J00790/NDTX2 | 300344310 | LVDB | LVDB 1600 A - 2 in 8 out | INDS ALAM JAYA NO.5 | INDOOR | [6 empty] | 1600.000 A | 1970-01-01 |  |  | 1
380135316 | TNB | DISTRIBUTION | KUALA SELANGOR | Existing | BKSL/PCE/J00790/NDTX1 | 300344309 | LVDB | LVDB 1600 A - 2 in 8 out | INDS ALAM JAYA NO.5 | INDOOR | [6 empty] | 1600.000 A | 1970-01-01 |  |  | 1
380135410 | TNB | DISTRIBUTION | KUALA SELANGOR | Existing | BKSL/PCE/J00791/NDTX | 300346116 | LVDB | LVDB 1600 A - 2 in 8 out | PERDANA PARK NO.1 | INDOOR | [6 empty] | 1600.000 A | 1970-01-01 |  |  | 0
380135504 | TNB | DISTRIBUTION | KUALA SELANGOR | Existing |  |  | LVDB | LVDB 1600 A - 2 in 8 out | KLG LOT 63 UNICAN ALAM JAYA | INDOOR | [6 empty] | 1600.000 A | 1970-01-01 |  |  | 1
380135598 | TNB | DISTRIBUTION | KUALA SELANGOR | Existing |  |  | LVDB | LVDB 1600 A - 2 in 8 out | KLG LOT 62 ALAM JAYA | INDOOR | [6 empty] | 1600.000 A | 1970-01-01 |  |  | 2
380135692 | TNB | DISTRIBUTION | KUALA SELANGOR | Existing | BKSL/PCE/J00823/NDLB | 300443564 | LVDB | LVDB 1600 A - 2 in 8 out | GUDANG BESI JLN 2/6 | INDOOR | [6 empty] | 1600.000 A | 1970-01-01 |  |  | 2
380135786 | TNB | DISTRIBUTION | KUALA SELANGOR | Existing |  |  | LVDB | LVDB 1600 A - 2 in 8 out | LOT 65 JS CON ALAM JAYA | INDOOR | [6 empty] | 1600.000 A | 1970-01-01 |  |  | 1
380135880 | TNB | DISTRIBUTION | KUALA SELANGOR | Existing |  |  | LVDB | LVDB 1600 A - 2 in 8 out | KILANG LOT 11273 JLN 2/6 | INDOOR | [6 empty] | 1600.000 A | 1970-01-01 |  |  | 1
380136094 | TNB | DISTRIBUTION | KUALA SELANGOR | Existing |  |  | LVDB | LVDB 1600 A - 2 in 8 out | MULTIGUNA CON & DEV | INDOOR | [6 empty] | 1600.000 A | 1970-01-01 |  |  | 1
380136188 | TNB | DISTRIBUTION | KUALA SELANGOR | Existing |  |  | LVDB | LVDB 1600 A - 2 in 8 out | KLG LOT 58 ALAM JAYA | INDOOR | [6 empty] | 1600.000 A | 1970-01-01 |  |  | 1
380136282 | TNB | DISTRIBUTION | KUALA SELANGOR | Existing |  |  | LVDB | LVDB 1600 A - 2 in 8 out | KYODO STEEL | INDOOR | [6 empty] | 1600.000 A | 1970-01-01 |  |  | 1
380136402 | TNB | DISTRIBUTION | KUALA SELANGOR | Existing |  |  | LVDB | LVDB 1600 A - 2 in 8 out | KLG KAYU PAPAN & LOGAM BERJAYA | INDOOR | [6 empty] | 1600.000 A | 1970-01-01 |  |  | 0
380136496 | TNB | DISTRIBUTION | KUALA SELANGOR | Existing |  |  | LVDB | LVDB 1600 A - 2 in 8 out | KWAN SENS WARE | INDOOR | [6 empty] | 1600.000 A | 1970-01-01 |  |  | 0
380136590 | TNB | DISTRIBUTION | KUALA SELANGOR | Existing |  |  | LVDB | LVDB 1600 A - 2 in 8 out | NATURE LEADER | INDOOR | [6 empty] | 1600.000 A | 1970-01-01 |  |  | 0
380136778 | TNB | DISTRIBUTION | KUALA SELANGOR | Existing | BKSL/PCE/J00788/NDTX1 | 300344303 | LVDB | LVDB 1600 A - 2 in 10 out (CS) | PADAT MULTIGUNA TMN ALAM JAYA 2/5 | INDOOR | [6 empty] | 1600.000 A | 1970-01-01 |  |  | 0
380136924 | TNB | DISTRIBUTION | KUALA SELANGOR | Existing | BKSL/PCE/J00698/NDTX1 | 300344593 | LVDB | LVDB 1600 A - 2 in 8 out | STESEN SUIS SECTION 2 PHASE 1B P.ALAM | [11 empty] | 7
380137166 | TNB | DISTRIBUTION | KUALA SELANGOR | Existing | BKSL/PCE/J00716/NDTX2 | 300345837 | LVDB | LVDB 1600 A - 2 in 8 out | STESEN SUIS FASA 3A PUNCAK ALAM | INDOOR | [6 empty] | 1600.000 A | 1970-01-01 |  |  | 0
380137243 | TNB | DISTRIBUTION | KUALA SELANGOR | Existing | BKSL/PCE/J00716/NDTX1 | 300345836 | LVDB | LVDB 1600 A - 2 in 8 out | STESEN SUIS FASA 3A PUNCAK ALAM | INDOOR | [6 empty] | 1600.000 A | 1970-01-01 |  |  | 0
380137377 | TNB | DISTRIBUTION | KUALA SELANGOR | Existing |  |  | LVDB | LVDB 1600 A - 2 in 8 out | FASA 3A1 PUNCAK ALAM | INDOOR | [6 empty] | 1600.000 A | 1970-01-01 |  |  | 0
380137454 | TNB | DISTRIBUTION | KUALA SELANGOR | Existing |  |  | LVDB | LVDB 1600 A - 2 in 8 out | FASA 3A1 PUNCAK ALAM | INDOOR | [6 empty] | 1600.000 A | 1970-01-01 |  |  | 0
380137595 | TNB | DISTRIBUTION | KUALA SELANGOR | Existing |  |  | LVDB | LVDB 1600 A - 2 in 8 out | SMK PUNCAK ALAM 3 | INDOOR | [6 empty] | 1600.000 A | 1970-01-01 |  |  | 1
380137729 | TNB | DISTRIBUTION | KUALA SELANGOR | Existing | BKSL/PCE/J00724/NDTX2 | 300345899 | LVDB | LVDB 1600 A - 2 in 8 out | JUWITA FASA 3 C NO 3 | INDOOR | [6 empty] | 1600.000 A | 1970-01-01 |  |  | 1
380137806 | TNB | DISTRIBUTION | KUALA SELANGOR | Existing | BKSL/PCE/J00724/NDTX1 | 300345898 | LVDB | LVDB 1600 A - 2 in 8 out | JUWITA FASA 3 C NO 3 | INDOOR | [6 empty] | 1600.000 A | 1970-01-01 |  |  | 1
380137940 | TNB | DISTRIBUTION | KUALA SELANGOR | Existing | BKSL/PCE/J00726/NDTX1 | 300345911 | LVDB | LVDB 1600 A - 2 in 8 out | JUWITA FASA 3 C NO 1 | INDOOR | [6 empty] | 1600.000 A | 1970-01-01 |  |  | 1
380138017 | TNB | DISTRIBUTION | KUALA SELANGOR | Existing | BKSL/PCE/J00726/NDTX2 | 300345912 | LVDB | LVDB 1600 A - 2 in 8 out | JUWITA FASA 3 C NO 1 | INDOOR | [6 empty] | 1600.000 A | 1970-01-01 |  |  | 1
380138218 | TNB | DISTRIBUTION | KUALA SELANGOR | Existing |  |  | LVDB | LVDB 1600 A - 2 in 8 out | RUMAH PAM PUNCAK BESTARI | INDOOR | [6 empty] | 1600.000 A | 1970-01-01 |  |  | 0
380138295 | TNB | DISTRIBUTION | KUALA SELANGOR | Existing |  |  | LVDB | LVDB 1600 A - 2 in 8 out | RUMAH PAM PUNCAK BESTARI | INDOOR | [6 empty] | 1600.000 A | 1970-01-01 |  |  | 0
380138409 | TNB | DISTRIBUTION | KUALA SELANGOR | Existing |  |  | LVDB | LVDB 1600 A - 2 in 8 out | MASJID BARU PUNCAK ALAM | INDOOR | [6 empty] | 1600.000 A | 1970-01-01 |  |  | 0
380138532 | TNB | DISTRIBUTION | KUALA SELANGOR | Existing | BKSL/PCE/J00117/NDTX1 | 300022457 | LVDB | LVDB 1600 A - 2 in 8 out | BKT KUCING KLINIK | INDOOR | [6 empty] | 1600.000 A | 1970-01-01 |  |  | 3
380138666 | TNB | DISTRIBUTION | KUALA SELANGOR | Existing |  |  | LVDB | LVDB 1600 A - 2 in 8 out | TAMAN ALAM SUTERA ALAM JAYA | INDOOR | [6 empty] | 1600.000 A | 1970-01-01 |  |  | 0
380138743 | TNB | DISTRIBUTION | KUALA SELANGOR | Existing |  |  | LVDB | LVDB 1600 A - 2 in 8 out | TAMAN ALAM SUTERA ALAM JAYA | INDOOR | [6 empty] | 1600.000 A | 1970-01-01 |  |  | 0
380152278 | TNB | DISTRIBUTION | KUALA SELANGOR | Existing |  |  | LVDB | LVDB 1600 A - 2 in 8 out | PE SG SIREH BAN 3 | INDOOR | [6 empty] | 1600.000 A | 1970-01-01 |  |  | 0
380152392 | TNB | DISTRIBUTION | KUALA SELANGOR | Existing | BKSL/PCE/J00857/NDFP | 300515666 | LVDB | LVDB 1600 A - 2 in 8 out | PE SG SIREH BAN 4 | INDOOR | [6 empty] | 1600.000 A | 1970-01-01 |  |  | 0
380152506 | TNB | DISTRIBUTION | KUALA SELANGOR | Existing | BKSL/PCE/J00871/NDTX1 | 300515677 | FEEDER PILLAR in PE | LVDB 1600 A - 2 in 8 out | LOJI AIR SG SIREH | INDOOR | [6 empty] | 1600.000 A | 1970-01-01 |  |  | 0
380152620 | TNB | DISTRIBUTION | KUALA SELANGOR | Existing |  |  | LVDB | LVDB 1600 A - 2 in 8 out | PE PT 2 | INDOOR | [6 empty] | 1600.000 A | 1970-01-01 |  |  | 0
380152734 | TNB | DISTRIBUTION | KUALA SELANGOR | Existing | BKSL/PCE/J00157/NDTX1 | 300022606 | LVDB | LVDB 1600 A - 2 in 8 out | PE KLG BIJI BENIH T/AIR 2 | INDOOR | [6 empty] | 1600.000 A | 1970-01-01 |  |  | 0
380152848 | TNB | DISTRIBUTION | KUALA SELANGOR | Existing |  |  | LVDB | LVDB 1600 A - 2 in 8 out | PE PT 3 | INDOOR | [6 empty] | 1600.000 A | 1970-01-01 |  |  | 0
380152964 | TNB | DISTRIBUTION | KUALA SELANGOR | Existing | BKSL/PCE/J00155/NDTX1 | 300022596 | LVDB | LVDB 1600 A - 2 in 8 out |  | INDOOR | PARIT 4 | [5 empty] | 1600.000 A | 1970-01-01 |  |  | 0
380153078 | TNB | DISTRIBUTION | KUALA SELANGOR | Existing |  |  | LVDB | LVDB 1600 A - 2 in 8 out | PE ZHONG LEE FISHERY | INDOOR | [6 empty] | 1600.000 A | 1970-01-01 |  |  | 0
380153192 | TNB | DISTRIBUTION | KUALA SELANGOR | Existing | BKSL/PCE/J00208/NDTX1 | 300242565 | LVDB | LVDB 1600 A - 2 in 8 out | PE GAWAR-GAWAR (JENTAYU TUAH) | INDOOR | [6 empty] | 1600.000 A | 1970-01-01 |  |  | 0
380153308 | TNB | DISTRIBUTION | KUALA SELANGOR | Existing |  |  | LVDB | LVDB 1600 A - 2 in 8 out | SG GULANG-GULANG | INDOOR | [6 empty] | 1600.000 A | 1970-01-01 |  |  | 0
380153606 | TNB | DISTRIBUTION | KUALA SELANGOR | Existing | BKSL/PCE/J00212/NDTX1 | 300022825 | FEEDER PILLAR | FP 1600 A - 2 in 8 out (PE) | SG TUNGGUL | INDOOR | [6 empty] | 1600.000 A | 1970-01-01 |  |  | 0
380153720 | TNB | DISTRIBUTION | KUALA SELANGOR | Existing |  |  | LVDB | LVDB 1600 A - 2 in 8 out | INNOBRIDE NO 1 | INDOOR | [6 empty] | 1600.000 A | 1970-01-01 |  |  | 0
380153834 | TNB | DISTRIBUTION | KUALA SELANGOR | Existing |  |  | LVDB | LVDB 1600 A - 2 in 8 out | INNOBRIDE NO 2 | INDOOR | [6 empty] | 1600.000 A | 1970-01-01 |  |  | 0
380153948 | TNB | DISTRIBUTION | KUALA SELANGOR | Existing |  |  | LVDB | LVDB 1600 A - 2 in 8 out | INNOBRIDE NO 3 | INDOOR | [6 empty] | 1600.000 A | 1970-01-01 |  |  | 0
380154062 | TNB | DISTRIBUTION | KUALA SELANGOR | Existing |  |  | LVDB | LVDB 1600 A - 2 in 8 out | INNOBRIDE NO 4 | INDOOR | [6 empty] | 1600.000 A | 1970-01-01 |  |  | 0
380154176 | TNB | DISTRIBUTION | KUALA SELANGOR | Existing |  |  | LVDB | LVDB 1600 A - 2 in 8 out | INNOBRIDE NO 5 | INDOOR | [6 empty] | 1600.000 A | 1970-01-01 |  |  | 0
380154292 | TNB | DISTRIBUTION | KUALA SELANGOR | Existing | BKSL/PCE/J00177/NDFP | 300313807 | LVDB | LVDB 1600 A - 2 in 8 out | TMN RADEN MAS | INDOOR | [6 empty] | 1600.000 A | 1970-01-01 |  |  | 0
380154408 | TNB | DISTRIBUTION | KUALA SELANGOR | Existing |  |  | LVDB | LVDB 1600 A - 2 in 8 out | TMN RIA MAS | INDOOR | [6 empty] | 1600.000 A | 1970-01-01 |  |  | 3
380154522 | TNB | DISTRIBUTION | KUALA SELANGOR | Existing |  |  | LVDB | LVDB 1600 A - 2 in 8 out | RESTORAN MEWAH TG.KARANG | INDOOR | [6 empty] | 1600.000 A | 1970-01-01 |  |  | 0
380154772 | TNB | DISTRIBUTION | KUALA SELANGOR | Existing | BKSL/PCE/J00173/NDTX1 | 300344088 | LVDB | LVDB 1600 A - 2 in 8 out | SURIA INDAH | INDOOR | [6 empty] | 1600.000 A | 1970-01-01 |  |  | 0
380154849 | TNB | DISTRIBUTION | KUALA SELANGOR | Existing | BKSL/PCE/J00173/NDTX2 | 300344089 | LVDB | LVDB 1600 A - 2 in 8 out | SURIA INDAH | INDOOR | [6 empty] | 1600.000 A | 1970-01-01 |  |  | 0
380154966 | TNB | DISTRIBUTION | KUALA SELANGOR | Existing |  |  | LVDB | LVDB 1600 A - 2 in 8 out | INDUSTRI BENG LEE | INDOOR | [6 empty] | 1600.000 A | 1970-01-01 |  |  | 0
380155569 | TNB | DISTRIBUTION | KUALA SELANGOR | Existing |  |  | LVDB | LVDB 1600 A - 2 in 8 out | BANYU EMAS (FIRMA RENA) | INDOOR | [6 empty] | 1600.000 A | 1970-01-01 |  |  | 0
380155646 | TNB | DISTRIBUTION | KUALA SELANGOR | Existing |  |  | LVDB | LVDB 1600 A - 2 in 8 out | BANYU EMAS (FIRMA RENA) | INDOOR | [6 empty] | 1600.000 A | 1970-01-01 |  |  | 0
380155908 | TNB | DISTRIBUTION | KUALA SELANGOR | Existing |  |  | LVDB | LVDB 1600 A - 2 in 8 out | BANYU EMAS (FIRMA RENA) | [11 empty] | 0
380156054 | TNB | DISTRIBUTION | KUALA SELANGOR | Existing | BKSL/PCE/J00137/NDTX1 | 300232741 | LVDB | LVDB 1600 A - 2 in 8 out | DESA MAWAR N0 2 | INDOOR | LV37-0250 |  |  |  | SUN SYSTEM ENG. |  | 1600.000 A | 1970-01-01 |  |  | 0
380156131 | TNB | DISTRIBUTION | KUALA SELANGOR | Existing | BKSL/PCE/J00137/NDTX2 | 300232742 | LVDB | LVDB 1600 A - 2 in 8 out | DESA MAWAR N0 2 | INDOOR | LV37-0251 |  |  |  | SUN SYSTEM ENG. |  | 1600.000 A | 1970-01-01 |  |  | 0
380156269 | TNB | DISTRIBUTION | KUALA SELANGOR | Existing | BKSL/PCE/J00259/NDTX1 | 300232736 | LVDB | LVDB 1600 A - 2 in 8 out | DESA MAWAR N0 1 | INDOOR | LV 3020 |  |  |  | ALGEBRA |  | 1600.000 A | 1970-01-01 |  |  | 0
380156346 | TNB | DISTRIBUTION | KUALA SELANGOR | Existing | BKSL/PCE/J00259/NDTX2 | 300232737 | LVDB | LVDB 1600 A - 2 in 8 out | DESA MAWAR N0 1 | INDOOR | LV 3019 |  |  |  | ALGEBRA |  | 1600.000 A | 1970-01-01 |  |  | 0
380225167 | TNB | DISTRIBUTION | KUALA SELANGOR | Existing | BKSL/PCE/J00405/NDTX2 | 300509006 | LVDB | LVDB 1600 A - 2 in 8 out | SSU INDUSTRI BUKIT BADONG | [11 empty] | 4
380225244 | TNB | DISTRIBUTION | KUALA SELANGOR | Existing | BKSL/PCE/J00405/NDTX1 | 300509029 | LVDB | LVDB 1600 A - 2 in 8 out | SSU INDUSTRI BUKIT BADONG | [11 empty] | 2
380225590 | TNB | DISTRIBUTION | KUALA SELANGOR | Existing | BKSL/PCE/J00621/NDLB | 300313763 | LVDB | LVDB 1600 A - 2 in 8 out | STP KOTA PUTERI | INDOOR | [6 empty] | 1600.000 A | 1970-01-01 |  |  | 0
380225910 | TNB | DISTRIBUTION | KUALA SELANGOR | Existing |  |  | LVDB | LVDB 1600 A - 2 in 8 out | KG ASAHAN | INDOOR | [6 empty] | 1600.000 A | 1970-01-01 |  |  | 0
380226180 | TNB | DISTRIBUTION | KUALA SELANGOR | Existing |  |  | LVDB | LVDB 1600 A - 2 in 8 out | TAMAN SEJATI | INDOOR | [6 empty] | 1600.000 A | 1970-01-01 |  |  | 0
380226257 | TNB | DISTRIBUTION | KUALA SELANGOR | Existing |  |  | LVDB | LVDB 1600 A - 2 in 8 out | TAMAN SEJATI | INDOOR | LV2090012 |  |  |  | INDKOM |  | 1600.000 A | 1970-01-01 |  |  | 0
380259589 | TNB | DISTRIBUTION | KUALA SELANGOR | Existing |  |  | LVDB | LVDB 1600 A - 2 in 8 out | KEMAYAN | INDOOR |  |  |  |  | Unknown |  | 1600.000 A | 1970-01-01 |  |  | 0
380259728 | TNB | DISTRIBUTION | KUALA SELANGOR | Existing |  |  | LVDB | LVDB 1600 A - 2 in 8 out | TMN SOLOMON | INDOOR | DB021856 |  |  |  | POWERJOG |  | 1600.000 A | 1970-01-01 |  |  | 0
380259844 | TNB | DISTRIBUTION | KUALA SELANGOR | Existing |  |  | LVDB | LVDB 1600 A - 2 in 8 out | TMN PARI | INDOOR |  |  |  |  | Unknown |  | 1600.000 A | 1970-01-01 |  |  | 0
380259958 | TNB | DISTRIBUTION | KUALA SELANGOR | Existing |  |  | LVDB | LVDB 1600 A - 2 in 8 out | TMN YU | INDOOR | [6 empty] | 1600.000 A | 1970-01-01 |  |  | 0
380260074 | TNB | DISTRIBUTION | KUALA SELANGOR | Existing |  |  | LVDB | LVDB 1600 A - 2 in 8 out | TMN SIAKAP | INDOOR | LVV1294/2007 |  |  |  | TAMCO CORPORATE HOLDING |  | 1600.000 A | 1970-01-01 |  |  | 0
380260306 | TNB | DISTRIBUTION | KUALA SELANGOR | Existing |  |  | LVDB | LVDB 1600 A - 2 in 8 out | TMN BAWAL PUTIH | INDOOR | LV970-0801 |  |  |  | SUN SYSTEM ENG. |  | 1600.000 A | 1970-01-01 |  |  | 0
380260420 | TNB | DISTRIBUTION | KUALA SELANGOR | Existing |  |  | LVDB | LVDB 1600 A - 2 in 8 out | KLG EKZOS (UNITED EVERCO) | INDOOR | [6 empty] | 1600.000 A | 1970-01-01 |  |  | 0
380260536 | TNB | DISTRIBUTION | KUALA SELANGOR | Existing |  |  | LVDB | LVDB 1600 A - 2 in 8 out | EDAR BERAS | INDOOR | FP 20010011 |  |  |  | MERLIN GERIN |  | 1600.000 A | 1970-01-01 |  |  | 0
380260650 | TNB | DISTRIBUTION | KUALA SELANGOR | Existing |  |  | LVDB | LVDB 1600 A - 2 in 8 out | KLG BATU-BATA | INDOOR |  |  |  |  | Unknown |  | 1600.000 A | 1970-01-01 |  |  | 0
380260764 | TNB | DISTRIBUTION | KUALA SELANGOR | Existing |  |  | LVDB | LVDB 1600 A - 2 in 8 out | KG API API | INDOOR | [6 empty] | 1600.000 A | 1970-01-01 |  |  | 0
380260880 | TNB | DISTRIBUTION | KUALA SELANGOR | Existing | BKSL/PCE/J00092/NDTX1 | 300022321 | LVDB | LVDB 1600 A - 2 in 8 out | BALAI POLIS KSL | INDOOR | [6 empty] | 1600.000 A | 1970-01-01 |  |  | 0
380260994 | TNB | DISTRIBUTION | KUALA SELANGOR | Existing |  |  | LVDB | LVDB 1600 A - 2 in 8 out | TALIKOM KSL | INDOOR | [6 empty] | 1600.000 A | 1970-01-01 |  |  | 0
380261119 | TNB | DISTRIBUTION | KUALA SELANGOR | Existing | BKSL/PCE/J00095/NDTX1 | 300022337 | LVDB | LVDB 1600 A - 2 in 8 out | BDR BARU NO 1 | INDOOR | [6 empty] | 1600.000 A | 1970-01-01 |  |  | 0
380261235 | TNB | DISTRIBUTION | KUALA SELANGOR | Existing |  |  | LVDB | LVDB 1600 A - 2 in 8 out | SK BDR BARU | INDOOR | [6 empty] | 1600.000 A | 1970-01-01 |  |  | 0
380261399 | TNB | DISTRIBUTION | KUALA SELANGOR | Existing |  |  | LVDB | LVDB 1600 A - 2 in 8 out | KOMPLEKS MAHKAMAH | INDOOR | [6 empty] | 1600.000 A | 1970-01-01 |  |  | 0
380261629 | TNB | DISTRIBUTION | KUALA SELANGOR | Existing | BKSL/PCE/J00596/NDFP | 300342902 | LVDB | LVDB 1600 A - 2 in 8 out | TMN WARISAN | INDOOR | [6 empty] | 1600.000 A | 1970-01-01 |  |  | 0
380261743 | TNB | DISTRIBUTION | KUALA SELANGOR | Existing | BKSL/PCE/J00097/NDTX1 | 300022348 | LVDB | LVDB 1600 A - 2 in 8 out | BDR BARU NO 3 | INDOOR | [6 empty] | 1600.000 A | 1970-01-01 |  |  | 0
380261868 | TNB | DISTRIBUTION | KUALA SELANGOR | Existing | BKSL/PCE/J00098/NDTX1 | 300022354 | LVDB | LVDB 1600 A - 2 in 8 out | BDR BARU NO 4 | INDOOR | [6 empty] | 1600.000 A | 1970-01-01 |  |  | 0
380261982 | TNB | DISTRIBUTION | KUALA SELANGOR | Existing | BKSL/PCE/J00099/NDTX1 | 300022360 | LVDB | LVDB 1600 A - 2 in 8 out | SM SAINS KSL | INDOOR | [6 empty] | 1600.000 A | 1970-01-01 |  |  | 0
380262098 | TNB | DISTRIBUTION | KUALA SELANGOR | Existing | BKSL/PCE/J00070/NDTX1 | 300228369 | LVDB | LVDB 1600 A - 2 in 8 out | QTRS GURU SM SAINS KSL | INDOOR | [6 empty] | 1600.000 A | 1970-01-01 |  |  | 0
380262212 | TNB | DISTRIBUTION | KUALA SELANGOR | Existing |  |  | LVDB | LVDB 1600 A - 2 in 8 out | STADIUM NO 2 (TERTUTUP) | INDOOR | [6 empty] | 1600.000 A | 1970-01-01 |  |  | 0
380262490 | TNB | DISTRIBUTION | KUALA SELANGOR | Existing |  |  | LVDB | LVDB 1600 A - 2 in 8 out | JABATAN PENGALIRAN DAN SALIRAN | INDOOR | [6 empty] | 1600.000 A | 1970-01-01 |  |  | 0
380262738 | TNB | DISTRIBUTION | KUALA SELANGOR | Existing |  |  | LVDB | LVDB 1600 A - 2 in 8 out | SCHULTZ | INDOOR | [6 empty] | 1600.000 A | 1970-01-01 |  |  | 0
380262815 | TNB | DISTRIBUTION | KUALA SELANGOR | Existing |  |  | LVDB | LVDB 1600 A - 2 in 8 out | SCHULTZ | INDOOR | [6 empty] | 1600.000 A | 1970-01-01 |  |  | 0
380262931 | TNB | DISTRIBUTION | KUALA SELANGOR | Existing | BKSL/PCE/J00104/NDTX1 | 300022387 | LVDB | LVDB 1600 A - 2 in 8 out | D'PALWA (KRISTALINA) | INDOOR | [6 empty] | 1600.000 A | 1970-01-01 |  |  | 0
380263065 | TNB | DISTRIBUTION | KUALA SELANGOR | Existing | BKSL/PCE/J00103/NDTX1 | 300022380 | LVDB | LVDB 1600 A - 2 in 8 out | KOMPLEKS PKNS KSL | INDOOR | [6 empty] | 1600.000 A | 1970-01-01 |  |  | 0
380263142 | TNB | DISTRIBUTION | KUALA SELANGOR | Existing | BKSL/PCE/J00103/NDTX2 | 300022381 | LVDB | LVDB 1600 A - 2 in 8 out | KOMPLEKS PKNS KSL | INDOOR | [6 empty] | 1600.000 A | 1970-01-01 |  |  | 0
380263358 | TNB | DISTRIBUTION | KUALA SELANGOR | Existing |  |  | LVDB | LVDB 1600 A - 2 in 8 out | NTS | INDOOR | [6 empty] | 1600.000 A | 1970-01-01 |  |  | 0
380263483 | TNB | DISTRIBUTION | KUALA SELANGOR | Existing | BKSL/PCE/J00547/NDLB1 | 300313552 | LVDB | LVDB 1600 A - 2 in 8 out | TMN BENDAHARA NO 3 | INDOOR | [6 empty] | 1600.000 A | 1970-01-01 |  |  | 0
380263597 | TNB | DISTRIBUTION | KUALA SELANGOR | Existing | BKSL/PCE/J00527/NDTX | 300345705 | LVDB | LVDB 1600 A - 2 in 8 out | TMN MERANTI | INDOOR | [6 empty] | 1600.000 A | 1970-01-01 |  |  | 0
380263810 | TNB | DISTRIBUTION | KUALA SELANGOR | Existing |  |  | LVDB | LVDB 1600 A - 2 in 8 out | POULTRY FARM NO 2 | INDOOR | [6 empty] | 1600.000 A | 1970-01-01 |  |  | 0
380263924 | TNB | DISTRIBUTION | KUALA SELANGOR | Existing |  |  | LVDB | LVDB 1600 A - 2 in 8 out | POULTRY FARM NO 1 | INDOOR | [6 empty] | 1600.000 A | 1970-01-01 |  |  | 0
380264152 | TNB | DISTRIBUTION | KUALA SELANGOR | Existing |  |  | LVDB | LVDB 1600 A - 2 in 8 out | SG YU NO 1 | INDOOR | [6 empty] | 1600.000 A | 1970-01-01 |  |  | 0
380264398 | TNB | DISTRIBUTION | KUALA SELANGOR | Existing | BKSL/PCE/J00232/NDTX1 | 300022885 | LVDB | LVDB 1600 A - 2 in 8 out | SG YU NO 2 | INDOOR | [6 empty] | 1600.000 A | 1970-01-01 |  |  | 0
380264512 | TNB | DISTRIBUTION | KUALA SELANGOR | Existing |  |  | LVDB | LVDB 1600 A - 2 in 8 out | PE SG YU NO 3 | INDOOR | [6 empty] | 1600.000 A | 1970-01-01 |  |  | 2
380264628 | TNB | DISTRIBUTION | KUALA SELANGOR | Existing | BKSL/PCE/J00180/NDLB | 300313773 | LVDB | LVDB 1600 A - 2 in 8 out | PE MASJID SG TERAP | INDOOR | [6 empty] | 1600.000 A | 1970-01-01 |  |  | 0
380264789 | TNB | DISTRIBUTION | KUALA SELANGOR | Existing | BKSL/PCE/J00168/NDTX1 | 300022648 | LVDB | LVDB 1600 A - 2 in 8 out | PE PASAR TG KARANG | INDOOR | DB03032235 |  |  |  | POWERJOG |  | 1600.000 A | 1970-01-01 |  |  | 0
380264866 | TNB | DISTRIBUTION | KUALA SELANGOR | Existing | BKSL/PCE/J00168/NDTX2 | 300228856 | LVDB | LVDB 1600 A - 2 in 8 out | PE PASAR TG KARANG | INDOOR | J02/29-815 |  |  |  | ITEM |  | 1600.000 A | 1970-01-01 |  |  | 0
380264982 | TNB | DISTRIBUTION | KUALA SELANGOR | Existing |  |  | LVDB | LVDB 1600 A - 2 in 8 out | PE PADAT TOK ADAM | INDOOR | FP20010074 |  |  |  | MERLIN GERIN |  | 1600.000 A | 1970-01-01 |  |  | 0
380265105 | TNB | DISTRIBUTION | KUALA SELANGOR | Existing |  |  | LVDB | LVDB 1600 A - 2 in 8 out | PE SG TENGI KANAN NO 1 | INDOOR | [6 empty] | 1600.000 A | 1970-01-01 |  |  | 0
380265219 | TNB | DISTRIBUTION | KUALA SELANGOR | Existing |  |  | LVDB | LVDB 1600 A - 2 in 8 out | PE SG TENGI KANAN NO 3 | INDOOR | [6 empty] | 1600.000 A | 1970-01-01 |  |  | 0
380265342 | TNB | DISTRIBUTION | KUALA SELANGOR | Existing |  |  | LVDB | LVDB 1600 A - 2 in 8 out | PE SAWAH SEMPADAN NO 1 | INDOOR | [6 empty] | 1600.000 A | 1970-01-01 |  |  | 0
380265456 | TNB | DISTRIBUTION | KUALA SELANGOR | Existing |  |  | LVDB | LVDB 1600 A - 2 in 8 out | PE SAWAH SEMPADAN NO 2 | INDOOR | [6 empty] | 1600.000 A | 1970-01-01 |  |  | 0
380265579 | TNB | DISTRIBUTION | KUALA SELANGOR | Existing |  |  | LVDB | LVDB 1600 A - 2 in 8 out | PE SAWAH SEMPADAN NO 3 | INDOOR | [6 empty] | 1600.000 A | 1970-01-01 |  |  | 0
380265693 | TNB | DISTRIBUTION | KUALA SELANGOR | Existing | BKSL/PCE/J00207/NDFP | 300343333 | LVDB | LVDB 1600 A - 2 in 8 out | PE SAWAH SEMPADAN NO 4 | INDOOR | [6 empty] | 1600.000 A | 1970-01-01 |  |  | 0
380265807 | TNB | DISTRIBUTION | KUALA SELANGOR | Existing |  |  | LVDB | LVDB 1600 A - 2 in 8 out | PE SAWAH SEMPADAN NO 5 | INDOOR | [6 empty] | 1600.000 A | 1970-01-01 |  |  | 0
380265921 | TNB | DISTRIBUTION | KUALA SELANGOR | Existing |  |  | LVDB | LVDB 1600 A - 2 in 8 out | PE SAWAH SEMPADAN NO 6 | INDOOR | [6 empty] | 1600.000 A | 1970-01-01 |  |  | 0
380266156 | TNB | DISTRIBUTION | KUALA SELANGOR | Existing |  |  | LVDB | LVDB 1600 A - 2 in 8 out | PE PEKAN TG KARANG (RIVER SIDE) | INDOOR | 781/91 |  |  |  | GEC |  | 1600.000 A | 1970-01-01 |  |  | 0
380266272 | TNB | DISTRIBUTION | KUALA SELANGOR | Existing |  |  | LVDB | LVDB 1600 A - 2 in 8 out | PE TMN SRI TANJUNG (LOT 1970) | INDOOR | S/86/11528 |  |  |  | MTM |  | 1600.000 A | 1970-01-01 |  |  | 0
380266388 | TNB | DISTRIBUTION | KUALA SELANGOR | Existing |  |  | LVDB | LVDB 1600 A - 2 in 8 out | PE BALAI POLIS TG KARANG | INDOOR | S/88/1103 |  |  |  | MTM |  | 1600.000 A | 1970-01-01 |  |  | 0
380266513 | TNB | DISTRIBUTION | KUALA SELANGOR | Existing |  |  | LVDB | LVDB 1600 A - 2 in 8 out | PE JKR LOW COST | INDOOR | LV/04/0265 |  |  |  | Unknown |  | 1600.000 A | 1970-01-01 |  |  | 0
380266646 | TNB | DISTRIBUTION | KUALA SELANGOR | Existing |  |  | LVDB | LVDB 1600 A - 2 in 8 out | LKIM PASIR PENAMBANG | INDOOR | [6 empty] | 1600.000 A | 1970-01-01 |  |  | 0
380266814 | TNB | DISTRIBUTION | KUALA SELANGOR | Existing |  |  | LVDB | LVDB 1600 A - 2 in 8 out | PE HOSPITAL TG KARANG | INDOOR | [6 empty] | 1600.000 A | 1970-01-01 |  |  | 0
380266970 | TNB | DISTRIBUTION | KUALA SELANGOR | Existing |  |  | LVDB | LVDB 1600 A - 2 in 8 out | PE KO SEGAR | INDOOR | [6 empty] | 1600.000 A | 1970-01-01 |  |  | 0
380267176 | TNB | DISTRIBUTION | KUALA SELANGOR | Existing |  |  | LVDB | LVDB 1600 A - 2 in 8 out | PE TAMAN SERI MANIK | INDOOR | [6 empty] | 1600.000 A | 1970-01-01 |  |  | 1
380267290 | TNB | DISTRIBUTION | KUALA SELANGOR | Existing |  |  | LVDB | LVDB 1600 A - 2 in 8 out | PUSAT LATIHAN PERTANIAN | INDOOR | [6 empty] | 1600.000 A | 1970-01-01 |  |  | 0
380267404 | TNB | DISTRIBUTION | KUALA SELANGOR | Existing |  |  | LVDB | LVDB 1600 A - 2 in 8 out | PE TMN MAHSURI INDAH | INDOOR | [6 empty] | 1600.000 A | 1970-01-01 |  |  | 0
380267553 | TNB | DISTRIBUTION | KUALA SELANGOR | Existing |  |  | LVDB | LVDB 1600 A - 2 in 8 out | TMN RIA MAS NO.2 | INDOOR | [6 empty] | 1600.000 A | 1970-01-01 |  |  | 4
380267695 | TNB | DISTRIBUTION | KUALA SELANGOR | Existing |  |  | LVDB | LVDB 1600 A - 2 in 8 out | PADAT TMN SAHABAT | INDOOR | [6 empty] | 1600.000 A | 1970-01-01 |  |  | 0
380267834 | TNB | DISTRIBUTION | KUALA SELANGOR | Existing |  |  | LVDB | LVDB 1600 A - 2 in 8 out | KILANG IKAN KELI SG YU | INDOOR | [6 empty] | 1600.000 A | 1970-01-01 |  |  | 0
380521650 | TNB | DISTRIBUTION | KUALA SELANGOR | Existing |  |  | LVDB | LVDB 1600 A - 2 in 8 out | TENAGA KIMIA BT ARANG NO.2 | INDOOR | [6 empty] | 1600.000 A | 1970-01-01 |  |  | 0
380522189 | TNB | DISTRIBUTION | KUALA SELANGOR | Existing |  |  | LVDB | LVDB 1600 A - 2 in 8 out | RHONG KHEN INDUSTRI | INDOOR | [6 empty] | 1600.000 A | 1970-01-01 |  |  | 0
380522266 | TNB | DISTRIBUTION | KUALA SELANGOR | Existing |  |  | LVDB | LVDB 1600 A - 2 in 8 out | RHONG KHEN INDUSTRI | INDOOR | [6 empty] | 1600.000 A | 1970-01-01 |  |  | 0
380522408 | TNB | DISTRIBUTION | KUALA SELANGOR | Existing |  |  | LVDB | LVDB 1600 A - 2 in 8 out | LIM & LIM HARDWARE | INDOOR | [6 empty] | 1600.000 A | 1970-01-01 |  |  | 0
380522523 | TNB | DISTRIBUTION | KUALA SELANGOR | Existing |  |  | LVDB | LVDB 1600 A - 2 in 8 out | KOTA PUTERI PERSIARAN BT ARANG NO.1 | INDOOR | [6 empty] | 1600.000 A | 1970-01-01 |  |  | 0
380522917 | TNB | DISTRIBUTION | KUALA SELANGOR | Existing |  |  | LVDB | LVDB 1600 A - 2 in 8 out | PE SOO CHEW SHENG | INDOOR | [6 empty] | 1600.000 A | 1970-01-01 |  |  | 0
380534655 | TNB | DISTRIBUTION | KUALA SELANGOR | Existing |  |  | LVDB | LVDB 1600 A - 2 in 8 out | PUSAT NIAGA ASTANA ALAM 2 | INDOOR | [6 empty] | 1600.000 A | 1970-01-01 |  |  | 1
380534732 | TNB | DISTRIBUTION | KUALA SELANGOR | Existing |  |  | LVDB | LVDB 1600 A - 2 in 8 out | PUSAT NIAGA ASTANA ALAM 2 | INDOOR | [6 empty] | 1600.000 A | 1970-01-01 |  |  | 1
380534910 | TNB | DISTRIBUTION | KUALA SELANGOR | Existing |  |  | LVDB | LVDB 1600 A - 2 in 8 out | R/KEDAI PH 3B JLN ASTANA C13/C | INDOOR | [6 empty] | 1600.000 A | 1970-01-01 |  |  | 1
380534987 | TNB | DISTRIBUTION | KUALA SELANGOR | Existing |  |  | LVDB | LVDB 1600 A - 2 in 8 out | R/KEDAI PH 3B JLN ASTANA C13/C | INDOOR | [6 empty] | 1600.000 A | 1970-01-01 |  |  | 1
380535418 | TNB | DISTRIBUTION | KUALA SELANGOR | Existing | BKSL/PCE/J00729/NDTX | 300345921 | LVDB | LVDB 1600 A - 2 in 8 out | APARTMENT MELOR NO. 2 PUNCAK ALAM | INDOOR | [6 empty] | 1600.000 A | 1970-01-01 |  |  | 0
380535649 | TNB | DISTRIBUTION | KUALA SELANGOR | Existing | BKSL/PCE/J00124/NDTX1 | 300022497 | LVDB | LVDB 1600 A - 2 in 8 out | PT MAHANG NO 2 | INDOOR | [6 empty] | 1600.000 A | 1970-01-01 |  |  | 0
380564622 | TNB | DISTRIBUTION | KUALA SELANGOR | Existing | BKSL/PCE/J00064/NDFP | 300505095 | FEEDER PILLAR in PE | LVDB 1600 A - 2 in 8 out | TMN MALAWATI JAYA NO 1 | INDOOR | [6 empty] | 1600.000 A | 1970-01-01 |  |  | 0
380564763 | TNB | DISTRIBUTION | KUALA SELANGOR | Existing |  |  | LVDB | LVDB 1600 A - 2 in 8 out | TMN MALAWATI JAYA NO 2 | INDOOR | [6 empty] | 1600.000 A | 1970-01-01 |  |  | 0
380564897 | TNB | DISTRIBUTION | KUALA SELANGOR | Existing |  |  | LVDB | LVDB 1600 A - 2 in 8 out | MONDAY CANE | INDOOR | [6 empty] | 1600.000 A | 1970-01-01 |  |  | 0
380564974 | TNB | DISTRIBUTION | KUALA SELANGOR | Existing |  |  | LVDB | LVDB 1600 A - 2 in 8 out | MONDAY CANE | INDOOR | [6 empty] | 1600.000 A | 1970-01-01 |  |  | 0
380565088 | TNB | DISTRIBUTION | KUALA SELANGOR | Existing |  |  | LVDB | LVDB 1600 A - 2 in 8 out | K/UDANG API-API NO 1 | INDOOR | [6 empty] | 1600.000 A | 1970-01-01 |  |  | 0
380565320 | TNB | DISTRIBUTION | KUALA SELANGOR | Existing | BKSL/PCE/J00132/NDTX1 | 300242643 | LVDB | LVDB 1600 A - 2 in 8 out | TMN IMPIAN (C) | INDOOR | [6 empty] | 1600.000 A | 1970-01-01 |  |  | 0
380565436 | TNB | DISTRIBUTION | KUALA SELANGOR | Existing | BKSL/PCE/J00131/NDTX1 | 300022532 | FEEDER PILLAR in PE | LVDB 1600 A - 2 in 8 out | BAZAR SG BULOH | INDOOR | [6 empty] | 1600.000 A | 1970-01-01 |  |  | 1
380565701 | TNB | DISTRIBUTION | KUALA SELANGOR | Existing | BKSL/PCE/J00040/NDTX1 | 300022092 | FEEDER PILLAR in PE | LVDB 1600 A - 2 in 8 out | BT 2 JLN KLANG | INDOOR | [6 empty] | 1600.000 A | 1970-01-01 |  |  | 0
380565842 | TNB | DISTRIBUTION | KUALA SELANGOR | Existing | BKSL/PCE/J00542/NDLB | 300313574 | FEEDER PILLAR in PE | LVDB 1600 A - 2 in 8 out | TMN RHU PERMAI | INDOOR | [6 empty] | 1600.000 A | 1970-01-01 |  |  | 0
380565958 | TNB | DISTRIBUTION | KUALA SELANGOR | Existing | BKSL/PCE/J00045/NDTX1 | 300022117 | FEEDER PILLAR in PE | LVDB 1600 A - 2 in 8 out | TMN RHU | INDOOR | [6 empty] | 1600.000 A | 1970-01-01 |  |  | 0
380566072 | TNB | DISTRIBUTION | KUALA SELANGOR | Existing | BKSL/PCE/J00571/NDFP | 300313572 | FEEDER PILLAR in PE | LVDB 1600 A - 2 in 8 out | TMN SERINDIT | INDOOR | [6 empty] | 1600.000 A | 1970-01-01 |  |  | 0
380566188 | TNB | DISTRIBUTION | KUALA SELANGOR | Existing | BKSL/PCE/J00048/NDTX1 | 300022133 | LVDB | LVDB 1600 A - 2 in 8 out | TMN ASSAM JAWA (C) | INDOOR | [6 empty] | 1600.000 A | 1970-01-01 |  |  | 0
380566313 | TNB | DISTRIBUTION | KUALA SELANGOR | Existing | BKSL/PCE/J00047/NDTX1 | 300022128 | FEEDER PILLAR in PE | LVDB 1600 A - 2 in 8 out | PEKAN ASSAM JAWA | INDOOR | [6 empty] | 1600.000 A | 1970-01-01 |  |  | 0
380566429 | TNB | DISTRIBUTION | KUALA SELANGOR | Existing | BKSL/PCE/J00049/NDTX1 | 300022138 | FEEDER PILLAR in PE | LVDB 1600 A - 2 in 8 out | TMN MULIA | INDOOR | [6 empty] | 1600.000 A | 1970-01-01 |  |  | 0
380566545 | TNB | DISTRIBUTION | KUALA SELANGOR | Existing | BKSL/PCE/J00285/NDTX1 | 300242422 | LVDB | LVDB 1600 A - 2 in 8 out | TMN SELESA API API | INDOOR | [6 empty] | 1600.000 A | 1970-01-01 |  |  | 0
380566668 | TNB | DISTRIBUTION | KUALA SELANGOR | Existing |  |  | LVDB | LVDB 1600 A - 2 in 8 out | TAMAN BELIBIS | INDOOR | [6 empty] | 1600.000 A | 1970-01-01 |  |  | 0
380566784 | TNB | DISTRIBUTION | KUALA SELANGOR | Existing |  |  | LVDB | LVDB 1600 A - 2 in 8 out | LDG KSL | INDOOR | [6 empty] | 1600.000 A | 1970-01-01 |  |  | 0
380566900 | TNB | DISTRIBUTION | KUALA SELANGOR | Existing |  |  | LVDB | LVDB 1600 A - 2 in 8 out | PKNS SIME DARBY (TMN RAJAWALI) | INDOOR | S/87/8053 |  |  |  | MTM |  | 1600.000 A | 1970-01-01 |  |  | 0
380567290 | TNB | DISTRIBUTION | KUALA SELANGOR | Existing |  |  | LVDB | LVDB 1600 A - 2 in 8 out | PEKAN BKT ROTAN | INDOOR | [6 empty] | 1600.000 A | 1970-01-01 |  |  | 0
380567367 | TNB | DISTRIBUTION | KUALA SELANGOR | Existing |  |  | LVDB | LVDB 1600 A - 2 in 8 out | PEKAN BKT ROTAN | INDOOR | [6 empty] | 1600.000 A | 1970-01-01 |  |  | 0
380567522 | TNB | DISTRIBUTION | KUALA SELANGOR | Existing | BKSL/PCE/J00548/NDLB1 | 300313559 | LVDB | LVDB 1600 A - 2 in 8 out | TMN BENDAHARA NO 4 | INDOOR | [6 empty] | 1600.000 A | 1970-01-01 |  |  | 0
380567599 | TNB | DISTRIBUTION | KUALA SELANGOR | Existing | BKSL/PCE/J00548/NDLB2 | 300313560 | LVDB | LVDB 1600 A - 2 in 8 out | TMN BENDAHARA NO 4 | INDOOR | [6 empty] | 1600.000 A | 1970-01-01 |  |  | 0
380586189 | TNB | DISTRIBUTION | KUALA SELANGOR | Existing |  |  | LVDB | FP 1600 A - 2 in 8 out (PE) | PE TG KARANG DEVELOPMENT | [11 empty] | 0
380587167 | TNB | DISTRIBUTION | KUALA SELANGOR | Existing |  |  | LVDB | LVDB 1600 A - 2 in 8 out | SEKOLAH PT 3 | INDOOR | [6 empty] | 1600.000 A | 1970-01-01 |  |  | 0
380658874 | TNB | DISTRIBUTION | KUALA SELANGOR | Existing |  |  | LVDB | LVDB 1600 A - 2 in 8 out | BANDAR BARU NO.5 | INDOOR | [6 empty] | 1600.000 A | 1970-01-01 |  |  | 0
380659201 | TNB | DISTRIBUTION | KUALA SELANGOR | Existing |  |  | LVDB | LVDB 1600 A - 2 in 8 out | GIANT KSL | INDOOR | [6 empty] | 1600.000 A | 1970-01-01 |  |  | 0
380659278 | TNB | DISTRIBUTION | KUALA SELANGOR | Existing |  |  | LVDB | LVDB 1600 A - 2 in 8 out | GIANT KSL | INDOOR | [6 empty] | 1600.000 A | 1970-01-01 |  |  | 0
380659440 | TNB | DISTRIBUTION | KUALA SELANGOR | Existing |  |  | LVDB | LVDB 1600 A - 2 in 8 out | GOLDPAGE NO.3 | INDOOR | [6 empty] | 1600.000 A | 1970-01-01 |  |  | 0
380659578 | TNB | DISTRIBUTION | KUALA SELANGOR | Existing |  |  | LVDB | LVDB 1600 A - 2 in 8 out | PE TMN BOTANIK JLN 4 | INDOOR | [6 empty] | 1600.000 A | 1970-01-01 |  |  | 0
380659655 | TNB | DISTRIBUTION | KUALA SELANGOR | Existing |  |  | LVDB | LVDB 1600 A - 2 in 8 out | PE TMN BOTANIK JLN 4 | INDOOR | [6 empty] | 1600.000 A | 1970-01-01 |  |  | 0
380671737 | TNB | DISTRIBUTION | KUALA SELANGOR | Existing | BKSL/PCE/J00093/NDFP2 | 300313789 | FEEDER PILLAR in PE | LVDB 1600 A - 2 in 8 out | PKNS INDUSTRI (PERUSAHAAN RINGAN) | INDOOR | [6 empty] | 1600.000 A | 1970-01-01 |  |  | 0
380671928 | TNB | DISTRIBUTION | KUALA SELANGOR | Existing | BKSL/PCE/J00114/NDTX1 | 300022441 | FEEDER PILLAR in PE | LVDB 1600 A - 2 in 8 out | TMN SRI PERTAMA | [11 empty] | 0
380672075 | TNB | DISTRIBUTION | KUALA SELANGOR | Existing | BKSL/PCE/J00111/NDTX1 | 300022425 | FEEDER PILLAR in PE | LVDB 1600 A - 2 in 8 out | BELB API-API | INDOOR | [6 empty] | 1600.000 A | 1970-01-01 |  |  | 0
380672152 | TNB | DISTRIBUTION | KUALA SELANGOR | Existing |  |  | LVDB | LVDB 1600 A - 2 in 8 out | BELB API-API | INDOOR | [6 empty] | 1600.000 A | 1970-01-01 |  |  | 0
380672521 | TNB | DISTRIBUTION | KUALA SELANGOR | Existing | BKSL/PCE/J00839/NDFP |  | FEEDER PILLAR in PE | LVDB 1600 A - 2 in 8 out | TMN MELAWATI CERGAS | INDOOR | [6 empty] | 1600.000 A | 1970-01-01 |  |  | 1
380672598 | TNB | DISTRIBUTION | KUALA SELANGOR | Existing |  |  | LVDB | LVDB 1600 A - 2 in 8 out | TMN MELAWATI CERGAS | INDOOR | [6 empty] | 1600.000 A | 1970-01-01 |  |  | 1
380672735 | TNB | DISTRIBUTION | KUALA SELANGOR | Existing | BKSL/PCE/J00116/NDTX1 | 300022451 | FEEDER PILLAR in PE | LVDB 1600 A - 2 in 8 out | BKT KUCING TAMBAHAN | INDOOR | [6 empty] | 1600.000 A | 1970-01-01 |  |  | 0
380672884 | TNB | DISTRIBUTION | KUALA SELANGOR | Existing | BKSL/PCE/J00850/NDFP | 300540504 | LVDB | LVDB 1600 A - 2 in 8 out | TEXTILE CITY | INDOOR | [6 empty] | 1600.000 A | 1970-01-01 |  |  | 0
380672961 | TNB | DISTRIBUTION | KUALA SELANGOR | Existing | BKSL/PCE/J00850/NDFP2 | 300540505 | LVDB | LVDB 1600 A - 2 in 8 out | TEXTILE CITY | INDOOR | [6 empty] | 1600.000 A | 1970-01-01 |  |  | 0
380673087 | TNB | DISTRIBUTION | KUALA SELANGOR | Existing |  |  | LVDB | LVDB 1600 A - 2 in 8 out | PDT TOYOTA SHOOROOM | INDOOR | [6 empty] | 1600.000 A | 1970-01-01 |  |  | 0
380673241 | TNB | DISTRIBUTION | KUALA SELANGOR | Existing | BKSL/PCE/J00558/NDTX1 | 300345772 | FEEDER PILLAR in PE | LVDB 1600 A - 2 in 8 out | MEDAN NIAGA KSL | INDOOR | [6 empty] | 1600.000 A | 1970-01-01 |  |  | 0
380673318 | TNB | DISTRIBUTION | KUALA SELANGOR | Existing | BKSL/PCE/J00558/NDTX2 | 300345773 | FEEDER PILLAR in PE | LVDB 1600 A - 2 in 8 out | MEDAN NIAGA KSL | INDOOR | [6 empty] | 1600.000 A | 1970-01-01 |  |  | 0
380673505 | TNB | DISTRIBUTION | KUALA SELANGOR | Existing | BKSL/PCE/J00566/NDFP1 | 300313528 | LVDB | LVDB 1600 A - 2 in 8 out | TMN MELAWATI UTAMA | INDOOR | [6 empty] | 1600.000 A | 1970-01-01 |  |  | 0
380673582 | TNB | DISTRIBUTION | KUALA SELANGOR | Existing | BKSL/PCE/J00566/NDFP2 | 300313529 | LVDB | LVDB 1600 A - 2 in 8 out | TMN MELAWATI UTAMA | INDOOR | [6 empty] | 1600.000 A | 1970-01-01 |  |  | 0
380673702 | TNB | DISTRIBUTION | KUALA SELANGOR | Existing | BKSL/PCE/J00129/NDFP1 | 300313531 | LVDB | LVDB 1600 A - 2 in 8 out | IKS NO 4 | INDOOR | [6 empty] | 1600.000 A | 1970-01-01 |  |  | 0
380673957 | TNB | DISTRIBUTION | KUALA SELANGOR | Existing | BKSL/PCE/J00128/NDFP1 | 300313534 | LVDB | LVDB 1600 A - 2 in 8 out | IKS NO 3 | INDOOR | [6 empty] | 1600.000 A | 1970-01-01 |  |  | 0
380674034 | TNB | DISTRIBUTION | KUALA SELANGOR | Existing | BKSL/PCE/J00128/NDFP2 | 300313535 | FEEDER PILLAR in PE | LVDB 1600 A - 2 in 8 out | IKS NO 3 | INDOOR | [6 empty] | 1600.000 A | 1970-01-01 |  |  | 0
380674172 | TNB | DISTRIBUTION | KUALA SELANGOR | Existing |  |  | LVDB | LVDB 1600 A - 2 in 8 out | MEDIDATA | INDOOR | [6 empty] | 1600.000 A | 1970-01-01 |  |  | 0
380674249 | TNB | DISTRIBUTION | KUALA SELANGOR | Existing |  |  | LVDB | LVDB 1600 A - 2 in 8 out | MEDIDATA | INDOOR | [6 empty] | 1600.000 A | 1970-01-01 |  |  | 0
380674365 | TNB | DISTRIBUTION | KUALA SELANGOR | Existing | BKSL/PCE/J00127/NDFP1 | 300313537 | LVDB | LVDB 1600 A - 2 in 8 out | IKS NO 2 | INDOOR | [6 empty] | 1600.000 A | 1970-01-01 |  |  | 0
380674485 | TNB | DISTRIBUTION | KUALA SELANGOR | Existing | BKSL/PCE/J00126/NDTX1 | 300022503 | LVDB | LVDB 1600 A - 2 in 8 out | IKS NO 1 | INDOOR | [6 empty] | 1600.000 A | 1970-01-01 |  |  | 0
380674602 | TNB | DISTRIBUTION | KUALA SELANGOR | Existing |  |  | LVDB | LVDB 1600 A - 2 in 8 out | MAJLIS AGAMA ISLAM SELANGOR (MAIS) | INDOOR | [6 empty] | 1600.000 A | 1970-01-01 |  |  | 0
380674721 | TNB | DISTRIBUTION | KUALA SELANGOR | Existing | BKSL/PCE/J00582/NDFP | 300313541 | LVDB | LVDB 1600 A - 2 in 8 out | TMN YAYASAN | INDOOR | [6 empty] | 1600.000 A | 1970-01-01 |  |  | 0
380674984 | TNB | DISTRIBUTION | KUALA SELANGOR | Existing |  |  | LVDB | LVDB 1600 A - 2 in 8 out | KOMPLEKS PERTANIAN | INDOOR | [6 empty] | 1600.000 A | 1970-01-01 |  |  | 0
380675099 | TNB | DISTRIBUTION | KUALA SELANGOR | Existing | BKSL/PCE/J00581/NDFP | 300313545 | LVDB | LVDB 1600 A - 2 in 8 out | TMN DESERAN MELAWATI NO 3 | INDOOR | [6 empty] | 1600.000 A | 1970-01-01 |  |  | 0
380675216 | TNB | DISTRIBUTION | KUALA SELANGOR | Existing |  |  | LVDB | LVDB 1600 A - 2 in 8 out | TMN BAYU PUTRA | INDOOR | [6 empty] | 1600.000 A | 1970-01-01 |  |  | 0
380675333 | TNB | DISTRIBUTION | KUALA SELANGOR | Existing | BKSL/PCE/J00347/NDTX1 | 300243126 | LVDB | LVDB 1600 A - 2 in 8 out | TMN KOTA ALAM NO 2 | INDOOR | [6 empty] | 1600.000 A | 1970-01-01 |  |  | 0
380675449 | TNB | DISTRIBUTION | KUALA SELANGOR | Existing | BKSL/PCE/J00016/NDTX1 | 300228814 | LVDB | LVDB 1600 A - 2 in 8 out | TMN KOTA ALAM | INDOOR | [6 empty] | 1600.000 A | 1970-01-01 |  |  | 0
380675565 | TNB | DISTRIBUTION | KUALA SELANGOR | Existing | BKSL/PCE/J00020/NDTX1 | 300021991 | LVDB | LVDB 1600 A - 2 in 8 out | KEMAS KSL | INDOOR | [6 empty] | 1600.000 A | 1970-01-01 |  |  | 0
380675681 | TNB | DISTRIBUTION | KUALA SELANGOR | Existing |  |  | LVDB | LVDB 1600 A - 2 in 8 out | PERPUSTAKAAN | INDOOR | [6 empty] | 1600.000 A | 1970-01-01 |  |  | 0
380675797 | TNB | DISTRIBUTION | KUALA SELANGOR | Existing | BKSL/PCE/J00019/NDTX1 | 300021985 | LVDB | LVDB 1600 A - 2 in 8 out | DEWAN SERBAGUNA (UMNO) | INDOOR | [6 empty] | 1600.000 A | 1970-01-01 |  |  | 0
380675911 | TNB | DISTRIBUTION | KUALA SELANGOR | Existing |  |  | LVDB | LVDB 1600 A - 2 in 8 out | MAHKAMAH SYARIAH KUALA SELANGOR | INDOOR | [6 empty] | 1600.000 A | 1970-01-01 |  |  | 0
380676235 | TNB | DISTRIBUTION | KUALA SELANGOR | Existing |  |  | LVDB | LVDB 1600 A - 2 in 8 out | TMN SG BULOH | INDOOR | [6 empty] | 1600.000 A | 1970-01-01 |  |  | 0
380942260 | TNB | DISTRIBUTION | KUALA SELANGOR | Existing |  |  | LVDB | LVDB 1600 A - 2 in 8 out | BDR BARU NO 2 | INDOOR | [6 empty] | 1600.000 A | 1970-01-01 |  |  | 0
380942382 | TNB | DISTRIBUTION | KUALA SELANGOR | Existing | BKSL/PCE/J00356/NDTX1 | 300243254 | LVDB | LVDB 1600 A - 2 in 8 out | TMN JAYA K.SEL | INDOOR | [6 empty] | 1600.000 A | 1970-01-01 |  |  | 0
380942509 | TNB | DISTRIBUTION | KUALA SELANGOR | Existing | BKSL/PCE/J00015/NDTX1 | 300021967 | LVDB | LVDB 1600 A - 2 in 8 out | TMN SIRAMBAI | INDOOR | [6 empty] | 1600.000 A | 1970-01-01 |  |  | 0
380942633 | TNB | DISTRIBUTION | KUALA SELANGOR | Existing | BKSL/PCE/J00014/NDTX1 | 300228338 | LVDB | LVDB 1600 A - 2 in 8 out | TMN BENTARA | INDOOR | [6 empty] | 1600.000 A | 1970-01-01 |  |  | 0
380942756 | TNB | DISTRIBUTION | KUALA SELANGOR | Existing |  |  | LVDB | LVDB 1600 A - 2 in 8 out | SMK KUALA SELANGOR ( SI RAMBAI) | INDOOR | [6 empty] | 1600.000 A | 1970-01-01 |  |  | 0
380942992 | TNB | DISTRIBUTION | KUALA SELANGOR | Existing | BKSL/PCE/J00565/NDLB | 300313484 | LVDB | LVDB 1600 A - 2 in 8 out | TMN KUALA SELANGOR UTAMA | INDOOR | [6 empty] | 1600.000 A | 1970-01-01 |  |  | 0
380943128 | TNB | DISTRIBUTION | KUALA SELANGOR | Existing | BKSL/PCE/J00017/NDTX1 | 300021973 | FEEDER PILLAR in PE | LVDB 1600 A - 2 in 8 out | TLK PENYAMUN | INDOOR | [6 empty] | 1600.000 A | 1970-01-01 |  |  | 1
380943261 | TNB | DISTRIBUTION | KUALA SELANGOR | Existing | BKSL/PCE/J00018/NDTX1 | 300021979 | FEEDER PILLAR in PE | LVDB 1600 A - 2 in 8 out | TLK PENYAMUN-Kg sepakat | INDOOR | [6 empty] | 1600.000 A | 1970-01-01 |  |  | 0
380943385 | TNB | DISTRIBUTION | KUALA SELANGOR | Existing |  |  | LVDB | LVDB 1600 A - 2 in 8 out | K/UDANG TLK PENYAMUN | INDOOR | [6 empty] | 1600.000 A | 1970-01-01 |  |  | 0
380943516 | TNB | DISTRIBUTION | KUALA SELANGOR | Existing | BKSL/PCE/J00022/NDTX1 | 300022001 | FEEDER PILLAR in PE | LVDB 1600 A - 2 in 8 out | KG KUANTAN | INDOOR | [6 empty] | 1600.000 A | 1970-01-01 |  |  | 0
380943640 | TNB | DISTRIBUTION | KUALA SELANGOR | Existing |  |  | LVDB | LVDB 1600 A - 2 in 8 out | LDG KG KUANTAN | INDOOR | [6 empty] | 1600.000 A | 1970-01-01 |  |  | 0
380943888 | TNB | DISTRIBUTION | KUALA SELANGOR | Existing |  |  | LVDB | LVDB 1600 A - 2 in 8 out | MEDAN NIAGA NO.2 | INDOOR | [6 empty] | 1600.000 A | 1970-01-01 |  |  | 0
380944018 | TNB | DISTRIBUTION | KUALA SELANGOR | Existing | BKSL/PCE/J00851/ND | 300515139 | FEEDER PILLAR in PE | LVDB 1600 A - 2 in 8 out | PADAT TAMAN SERI BENDAHARA | INDOOR | [6 empty] | 1600.000 A | 1970-01-01 |  |  | 0
380944203 | TNB | DISTRIBUTION | KUALA SELANGOR | Existing |  |  | LVDB | LVDB 1600 A - 2 in 8 out | BMZ | INDOOR | [6 empty] | 1600.000 A | 1970-01-01 |  |  | 0
380944637 | TNB | DISTRIBUTION | KUALA SELANGOR | Existing |  |  | LVDB | LVDB 1600 A - 2 in 8 out | BMZ | [11 empty] | 0
380944902 | TNB | DISTRIBUTION | KUALA SELANGOR | Existing |  |  | LVDB | LVDB 1600 A - 2 in 8 out | STADIUM NO 1 (TERBUKA) | INDOOR | [6 empty] | 1600.000 A | 1970-01-01 |  |  | 0
380972381 | TNB | DISTRIBUTION | KUALA SELANGOR | Existing |  |  | LVDB | LVDB 1600 A - 2 in 8 out | BAGUS INDUSTRI | INDOOR | [6 empty] | 1600.000 A | 1970-01-01 |  |  | 0
380972508 | TNB | DISTRIBUTION | KUALA SELANGOR | Existing |  |  | LVDB | LVDB 1600 A - 2 in 8 out | KLG PLASTIK LIBEN LOT 1824 | INDOOR | [6 empty] | 1600.000 A | 1970-01-01 |  |  | 0
380972634 | TNB | DISTRIBUTION | KUALA SELANGOR | Existing |  |  | LVDB | LVDB 1600 A - 2 in 8 out | LAY HONG NO 4 (SPG RAJA ABDULLAH) | INDOOR | [6 empty] | 1600.000 A | 1970-01-01 |  |  | 0
380972889 | TNB | DISTRIBUTION | KUALA SELANGOR | Existing |  |  | LVDB | LVDB 1600 A - 2 in 8 out | RAJA ABDULLAH | INDOOR | [6 empty] | 1600.000 A | 1970-01-01 |  |  | 0
380973015 | TNB | DISTRIBUTION | KUALA SELANGOR | Existing |  |  | LVDB | LVDB 1600 A - 2 in 8 out | CARPENWISE | INDOOR | [6 empty] | 1600.000 A | 1970-01-01 |  |  | 0
380973163 | TNB | DISTRIBUTION | KUALA SELANGOR | Existing | BKSL/PCE/J00350/NDTX1 | 300243153 | LVDB | LVDB 1600 A - 2 in 10 out (CS) | MASJID PEKAN JERAM | INDOOR | [6 empty] | 1600.000 A | 1970-01-01 |  |  | 0
380973318 | TNB | DISTRIBUTION | KUALA SELANGOR | Existing |  |  | LVDB | LVDB 1600 A - 2 in 10 out (CS) | BALAI DAKWAH JERAM | INDOOR | [6 empty] | 1600.000 A | 1970-01-01 |  |  | 0
380973532 | TNB | DISTRIBUTION | KUALA SELANGOR | Existing | BKSL/PCE/J00087/NDTX1 | 300022296 | LVDB | LVDB 1600 A - 2 in 8 out | HIRA' | INDOOR | FP9606-0265 |  |  |  | SUN SYSTEM ENG. |  | 1600.000 A | 1970-01-01 |  |  | 0
380973664 | TNB | DISTRIBUTION | KUALA SELANGOR | Existing | BKSL/PCE/J00140/NDTX1 | 300242533 | LVDB | LVDB 1600 A - 2 in 8 out | MATAKKU | INDOOR | 21624 |  |  |  | GEC |  | 1600.000 A | 1970-01-01 |  |  | 0
380973787 | TNB | DISTRIBUTION | KUALA SELANGOR | Existing | BKSL/PCE/J00311/NDTX1 | 300343324 | LVDB | LVDB 1600 A - 2 in 8 out | EYU BER EER NO 2 | INDOOR | [6 empty] | 1600.000 A | 1970-01-01 |  |  | 0
380973921 | TNB | DISTRIBUTION | KUALA SELANGOR | Existing | BKSL/PCE/J00687/NDLVDB | 300343267 | LVDB | LVDB 1600 A - 2 in 8 out | SMK BKT KUCHING TENGAH | INDOOR | [6 empty] | 1600.000 A | 1970-01-01 |  |  | 0
380980974 | TNB | DISTRIBUTION | KUALA SELANGOR | Existing |  |  | LVDB | LVDB 1600 A - 2 in 8 out | PKNS BKT ROTAN (TMN KASAWARI) | INDOOR | LC31104003 |  |  |  | INDKOM |  | 1600.000 A | 1970-01-01 |  |  | 0
380981215 | TNB | DISTRIBUTION | KUALA SELANGOR | Existing |  |  | LVDB | LVDB 1600 A - 2 in 8 out | LDG MONMOUTH | INDOOR | [6 empty] | 1600.000 A | 1970-01-01 |  |  | 0
380981343 | TNB | DISTRIBUTION | KUALA SELANGOR | Existing |  |  | LVDB | LVDB 1600 A - 2 in 8 out | LDG RAJAGIRI | INDOOR | 2/909 |  |  |  | GEC |  | 1600.000 A | 1970-01-01 |  |  | 0
380981472 | TNB | DISTRIBUTION | KUALA SELANGOR | Existing |  |  | LVDB | LVDB 1600 A - 2 in 8 out | PLAZA TOL LATAR (IJOK) | INDOOR | [6 empty] | 1600.000 A | 1970-01-01 |  |  | 0
380981667 | TNB | DISTRIBUTION | KUALA SELANGOR | Existing |  |  | LVDB | LVDB 1600 A - 2 in 8 out | REBAN AYAM HJ ISMAIL PT MAHANG | INDOOR | [6 empty] | 1600.000 A | 1970-01-01 |  |  | 0
380998096 | TNB | DISTRIBUTION | KUALA SELANGOR | Existing |  |  | LVDB | LVDB 1600 A - 2 in 8 out | PUSAT PELUPUSAN SAMPAH JERAM | INDOOR | [6 empty] | 1600.000 A | 1970-01-01 |  |  | 1
380998302 | TNB | DISTRIBUTION | KUALA SELANGOR | Existing |  |  | LVDB | LVDB 1600 A - 2 in 8 out | KILANG SAWIT SIME DARBY | INDOOR | [6 empty] | 1600.000 A | 1970-01-01 |  |  | 1
380998435 | TNB | DISTRIBUTION | KUALA SELANGOR | Existing |  |  | LVDB | LVDB 1600 A - 2 in 8 out | PADAT LDG TUAN MEE CHERAKAH | INDOOR | [6 empty] | 1600.000 A | 1970-01-01 |  |  | 2
380998612 | TNB | DISTRIBUTION | KUALA SELANGOR | Existing |  |  | LVDB | LVDB 1600 A - 2 in 8 out | SOON LIEN FATT ENGINEERING | INDOOR | [6 empty] | 1600.000 A | 1970-01-01 |  |  | 2
380998733 | TNB | DISTRIBUTION | KUALA SELANGOR | Existing |  |  | LVDB | LVDB 1600 A - 2 in 8 out | KILANG PADI PUKAL | INDOOR | [6 empty] | 1600.000 A | 1970-01-01 |  |  | 1
381002370 | TNB | DISTRIBUTION | KUALA SELANGOR | Existing |  |  | LVDB | LVDB 1600 A - 2 in 8 out | KOLAM UDANG PARIT 3 | INDOOR | [6 empty] | 1600.000 A | 1970-01-01 |  |  | 0
381002498 | TNB | DISTRIBUTION | KUALA SELANGOR | Existing |  |  | LVDB | LVDB 1600 A - 2 in 8 out | SITE A SEKINCHAN | INDOOR | [6 empty] | 1600.000 A | 1970-01-01 |  |  | 0
381002681 | TNB | DISTRIBUTION | KUALA SELANGOR | Existing | BKSL/PCE/J00859 | 310223814 | LVDB | LVDB 1600 A - 2 in 8 out | RUMAH KEDAI PUNCAK BISTARI | INDOOR | [6 empty] | 1600.000 A | 1970-01-01 |  |  | 0
381002758 | TNB | DISTRIBUTION | KUALA SELANGOR | Existing |  |  | LVDB | LVDB 1600 A - 2 in 8 out | RUMAH KEDAI PUNCAK BISTARI | INDOOR | [6 empty] | 1600.000 A | 1970-01-01 |  |  | 0
381015245 | TNB | DISTRIBUTION | KUALA SELANGOR | Existing |  |  | LVDB | LVDB 1600 A - 2 in 8 out | TS ENG WORK ALAM JAYA | INDOOR | [6 empty] | 1600.000 A | 1970-01-01 |  |  | 0
381015382 | TNB | DISTRIBUTION | KUALA SELANGOR | Existing |  |  | LVDB | LVDB 1600 A - 2 in 8 out | PE YEAP JING FONG 2/6 | INDOOR | [6 empty] | 1600.000 A | 1970-01-01 |  |  | 0
381015511 | TNB | DISTRIBUTION | KUALA SELANGOR | Existing |  |  | LVDB | LVDB 1600 A - 2 in 8 out | CHUA ENG PHUA | INDOOR | [6 empty] | 1600.000 A | 1970-01-01 |  |  | 1
381015634 | TNB | DISTRIBUTION | KUALA SELANGOR | Existing |  |  | LVDB | LVDB 1600 A - 2 in 8 out | PE SANDARAN TIAJ 2/5 | INDOOR | [6 empty] | 1600.000 A | 1970-01-01 |  |  | 0
381015755 | TNB | DISTRIBUTION | KUALA SELANGOR | Existing |  |  | LVDB | LVDB 1600 A - 2 in 8 out | AIRSTATIC NO.1 POWDER COATING ENG | INDOOR | [6 empty] | 1600.000 A | 1970-01-01 |  |  | 0
381015869 | TNB | DISTRIBUTION | KUALA SELANGOR | Existing |  |  | LVDB | LVDB 1600 A - 2 in 8 out | AIRSTATIC NO.2 POWDER COATING ENG | INDOOR | [6 empty] | 1600.000 A | 1970-01-01 |  |  | 0
381016019 | TNB | DISTRIBUTION | KUALA SELANGOR | Existing |  |  | LVDB | LVDB 1600 A - 2 in 8 out | RUMAH PANGSA ALAM PERDANA | INDOOR | [6 empty] | 1600.000 A | 1970-01-01 |  |  | 0
381016580 | TNB | DISTRIBUTION | KUALA SELANGOR | Existing |  |  | LVDB | LVDB 1600 A - 2 in 8 out | RUMAH KEDAI PUNCAK ALAM JAYA | INDOOR | [6 empty] | 1600.000 A | 1970-01-01 |  |  | 0
381016657 | TNB | DISTRIBUTION | KUALA SELANGOR | Existing |  |  | LVDB | LVDB 1600 A - 2 in 8 out | RUMAH KEDAI PUNCAK ALAM JAYA | INDOOR | [6 empty] | 1600.000 A | 1970-01-01 |  |  | 0
381198218 | TNB | DISTRIBUTION | KUALA SELANGOR | Existing |  |  | LVDB | LVDB 1600 A - 2 in 8 out | KG.TALIAIR LAPAN, L936 | INDOOR | [6 empty] | 1600.000 A | 1970-01-01 |  |  | 0
381198353 | TNB | DISTRIBUTION | KUALA SELANGOR | Existing |  |  | LVDB | LVDB 1600 A - 2 in 8 out | SG.LEMAN, L673 | INDOOR | [6 empty] | 1600.000 A | 1970-01-01 |  |  | 0
381201264 | TNB | DISTRIBUTION | KUALA SELANGOR | Existing |  |  | LVDB | LVDB 1600 A - 2 in 8 out | TENNAMARAN ESTATE, L370 | INDOOR | [6 empty] | 1600.000 A | 1970-01-01 |  |  | 0
381201397 | TNB | DISTRIBUTION | KUALA SELANGOR | Existing |  |  | LVDB | LVDB 1600 A - 2 in 8 out | KLG PAPAN, L287 | INDOOR | [6 empty] | 1600.000 A | 1970-01-01 |  |  | 0
381201518 | TNB | DISTRIBUTION | KUALA SELANGOR | Existing |  |  | LVDB | LVDB 1600 A - 2 in 8 out | SERI MAKMUR, L118 | INDOOR | [6 empty] | 1600.000 A | 1970-01-01 |  |  | 0
381201645 | TNB | DISTRIBUTION | KUALA SELANGOR | Existing |  |  | LVDB | LVDB 1600 A - 2 in 8 out | BT.11 JLN RAJA MUSA, L783 | INDOOR | [6 empty] | 1600.000 A | 1970-01-01 |  |  | 0
381201772 | TNB | DISTRIBUTION | KUALA SELANGOR | Existing |  |  | LVDB | LVDB 1600 A - 2 in 8 out | KG RAJA MUSA, L326 | INDOOR | [6 empty] | 1600.000 A | 1970-01-01 |  |  | 0
381201935 | TNB | DISTRIBUTION | KUALA SELANGOR | Existing |  |  | LVDB | LVDB 1600 A - 2 in 8 out | SG. TINGGI ESTATE NO.1 - L631 | INDOOR | [6 empty] | 1600.000 A | 1970-01-01 |  |  | 0
381202062 | TNB | DISTRIBUTION | KUALA SELANGOR | Existing |  |  | LVDB | LVDB 1600 A - 2 in 8 out | SG TINGGI ESTATE NO.2, L601 | INDOOR | [6 empty] | 1600.000 A | 1970-01-01 |  |  | 0
381202339 | TNB | DISTRIBUTION | KUALA SELANGOR | Existing |  |  | LVDB | LVDB 1600 A - 2 in 8 out | MINYAK ESTATE, L848 | INDOOR | [6 empty] | 1600.000 A | 1970-01-01 |  |  | 0
381202474 | TNB | DISTRIBUTION | KUALA SELANGOR | Existing |  |  | LVDB | LVDB 1600 A - 2 in 8 out | KLG MINYAK, L847 | INDOOR | [6 empty] | 1600.000 A | 1970-01-01 |  |  | 0
381202624 | TNB | DISTRIBUTION | KUALA SELANGOR | Existing |  |  | LVDB | LVDB 1600 A - 2 in 8 out | MARRY ESTATE, L849 | INDOOR | [6 empty] | 1600.000 A | 1970-01-01 |  |  | 0
381314822 | TNB | DISTRIBUTION | KUALA SELANGOR | Existing |  |  | FEEDER PILLAR | FP 1600 A - 2 in 8 out |  | OUTDOOR | NA |  |  |  | SUN SYSTEM ENG. |  | 1600.000 A |  |  |  | 0
381314900 | TNB | DISTRIBUTION | KUALA SELANGOR | Existing |  |  | FEEDER PILLAR | FP 1600 A - 2 in 8 out |  | OUTDOOR | N/A |  |  |  | N/A |  | 1600.000 A |  |  |  | 0
381314978 | TNB | DISTRIBUTION | KUALA SELANGOR | Existing |  |  | FEEDER PILLAR | FP 1600 A - 2 in 8 out |  | OUTDOOR | FP707006 |  |  |  | INDKOM |  | 1600.000 A |  |  |  | 0
381315056 | TNB | DISTRIBUTION | KUALA SELANGOR | Existing |  |  | FEEDER PILLAR | FP 1600 A - 2 in 8 out |  | OUTDOOR | FP9606-0 |  |  |  | SUN SYSTEM ENG. |  | 1600.000 A |  |  |  | 0
381315134 | TNB | DISTRIBUTION | KUALA SELANGOR | Existing |  |  | FEEDER PILLAR | FP 1600 A - 2 in 8 out |  | OUTDOOR | FP9606-0 |  |  |  | SUN SYSTEM ENG. |  | 1600.000 A |  |  |  | 0
381315212 | TNB | DISTRIBUTION | KUALA SELANGOR | Existing |  |  | FEEDER PILLAR | FP 1600 A - 2 in 8 out |  | OUTDOOR | FP00/11- |  |  |  | POWERJOG |  | 1600.000 A |  |  |  | 0
381315290 | TNB | DISTRIBUTION | KUALA SELANGOR | Existing |  |  | FEEDER PILLAR | FP 1600 A - 2 in 8 out |  | OUTDOOR | FP9606-0 |  |  |  | SUN SYSTEM ENG. |  | 1600.000 A |  |  |  | 0
381315368 | TNB | DISTRIBUTION | KUALA SELANGOR | Existing |  |  | FEEDER PILLAR | FP 1600 A - 2 in 8 out |  | OUTDOOR | FP9606-1 |  |  |  | SUN SYSTEM ENG. |  | 1600.000 A |  |  |  | 0
381315446 | TNB | DISTRIBUTION | KUALA SELANGOR | Existing |  |  | FEEDER PILLAR | FP 1600 A - 2 in 8 out |  | OUTDOOR | FP9606-0 |  |  |  | SUN SYSTEM ENG. |  | 1600.000 A |  |  |  | 0
381315602 | TNB | DISTRIBUTION | KUALA SELANGOR | Existing |  |  | FEEDER PILLAR | FP 1600 A - 2 in 8 out |  | OUTDOOR | S00274 |  |  |  | SUN SYSTEM ENG. |  | 1600.000 A |  |  |  | 0
381315680 | TNB | DISTRIBUTION | KUALA SELANGOR | Existing |  |  | FEEDER PILLAR | FP 1600 A - 2 in 8 out |  | INDOOR | S00276 |  |  |  | N/A |  | 1600.000 A |  |  | PE MONDAY | 0
381315758 | TNB | DISTRIBUTION | KUALA SELANGOR | Existing |  |  | FEEDER PILLAR | FP 1600 A - 2 in 8 out | TMN SERINDIT | OUTDOOR | FP9703-1 |  |  |  | SUN SYSTEM ENG. |  | 1600.000 A |  |  |  | 0
381315836 | TNB | DISTRIBUTION | KUALA SELANGOR | Existing |  |  | FEEDER PILLAR | FP 1600 A - 2 in 8 out |  | OUTDOOR | FP9606-2 |  |  |  | SUN SYSTEM ENG. |  | 1600.000 A |  |  |  | 0
381315914 | TNB | DISTRIBUTION | KUALA SELANGOR | Existing |  |  | FEEDER PILLAR | FP 1600 A - 2 in 8 out |  | OUTDOOR | F9606-05 |  |  |  | SUN SYSTEM ENG. |  | 1600.000 A |  |  |  | 0
381315992 | TNB | DISTRIBUTION | KUALA SELANGOR | Existing |  |  | FEEDER PILLAR | FP 1600 A - 2 in 8 out |  | OUTDOOR |  |  |  |  | SUN SYSTEM ENG. |  | 1600.000 A |  |  |  | 0
381316070 | TNB | DISTRIBUTION | KUALA SELANGOR | Existing |  |  | FEEDER PILLAR | FP 1600 A - 2 in 8 out |  | OUTDOOR | 1058 |  |  |  | ITEM |  | 1600.000 A |  |  | 10 | 0
381316148 | TNB | DISTRIBUTION | KUALA SELANGOR | Existing |  |  | FEEDER PILLAR | FP 1600 A - 2 in 8 out |  | OUTDOOR | 621 |  |  |  | ITEM |  | 1600.000 A |  |  |  | 0
381316226 | TNB | DISTRIBUTION | KUALA SELANGOR | Existing |  |  | FEEDER PILLAR | FP 1600 A - 2 in 8 out |  | OUTDOOR | 1097 |  |  |  | ITEM |  | 1600.000 A |  |  |  | 0
381316304 | TNB | DISTRIBUTION | KUALA SELANGOR | Existing |  |  | FEEDER PILLAR | FP 1600 A - 2 in 8 out |  | OUTDOOR | 10197 |  |  |  | PSB POWER JOS |  | 1600.000 A |  |  | pUNCA BEKA | 0
381316382 | TNB | DISTRIBUTION | KUALA SELANGOR | Existing |  |  | FEEDER PILLAR | FP 1600 A - 2 in 8 out |  | OUTDOOR | 1039 |  |  |  | ITEM |  | 1600.000 A |  |  |  | 0
381316460 | TNB | DISTRIBUTION | KUALA SELANGOR | Existing |  |  | FEEDER PILLAR | FP 1600 A - 2 in 8 out |  | OUTDOOR | 10272 |  |  |  | POWERJOG |  | 1600.000 A |  |  |  | 0
381316538 | TNB | DISTRIBUTION | KUALA SELANGOR | Existing |  |  | FEEDER PILLAR | FP 1600 A - 2 in 8 out |  | INDOOR | S00054 B |  |  |  | TOPRANK |  | 1600.000 A |  |  | PE KG KUAN | 0
381351313 | TNB | DISTRIBUTION | KUALA SELANGOR | Existing |  |  | FEEDER PILLAR | FP 1600 A - 2 in 8 out |  | OUTDOOR | 001 |  |  |  | N/A |  | 1600.000 A |  |  | PE TENNAMA | 0
381351391 | TNB | DISTRIBUTION | KUALA SELANGOR | Existing |  |  | LVDB | FP 1600 A - 2 in 8 out |  | INDOOR | R01862B |  |  |  | GEC |  | 1600.000 A |  |  |  | 1
381351469 | TNB | DISTRIBUTION | KUALA SELANGOR | Existing |  |  | FEEDER PILLAR | FP 1600 A - 2 in 8 out |  | OUTDOOR | 001 |  |  |  | GEC |  | 1600.000 A |  |  |  | 0
381351547 | TNB | DISTRIBUTION | KUALA SELANGOR | Existing |  |  | FEEDER PILLAR | FP 1600 A - 2 in 8 out |  | OUTDOOR | 001 |  |  |  | SUN SYSTEM ENG. |  | 1600.000 A |  |  | P\E TMN SU | 0
381351687 | TNB | DISTRIBUTION | KUALA SELANGOR | Existing |  |  | FEEDER PILLAR | FP 1600 A - 2 in 8 out |  | OUTDOOR | N/A |  |  |  | N/A |  | 1600.000 A |  |  |  | 0
381351765 | TNB | DISTRIBUTION | KUALA SELANGOR | Existing |  |  | MINI FEEDER PILLAR | MINI FP 400 A - 2 in 6 out |  | OUTDOOR | N/A |  |  |  | N/A |  | 800.000 A |  |  |  | 0
381351827 | TNB | DISTRIBUTION | KUALA SELANGOR | Existing |  |  | MINI FEEDER PILLAR | MINI FP 400 A - 2 in 6 out |  | OUTDOOR | N/A |  |  |  | N/A |  | 800.000 A |  |  |  | 0
381351889 | TNB | DISTRIBUTION | KUALA SELANGOR | Existing |  |  | MINI FEEDER PILLAR | MINI FP 400 A - 2 in 6 out |  | OUTDOOR | N/A |  |  |  | N/A |  | 800.000 A |  |  |  | 0
381351951 | TNB | DISTRIBUTION | KUALA SELANGOR | Existing |  |  | FEEDER PILLAR | FP 1600 A - 2 in 8 out |  | OUTDOOR | N/A |  |  |  | N/A |  | 1600.000 A |  |  |  | 0
381352029 | TNB | DISTRIBUTION | KUALA SELANGOR | Existing |  |  | FEEDER PILLAR | FP 1600 A - 2 in 8 out |  | OUTDOOR | N/A |  |  |  | N/A |  | 1600.000 A |  |  |  | 0
381352107 | TNB | DISTRIBUTION | KUALA SELANGOR | Existing |  |  | FEEDER PILLAR | FP 1600 A - 2 in 8 out |  | OUTDOOR | N/A |  |  |  | N/A |  | 1600.000 A |  |  |  | 0
381352185 | TNB | DISTRIBUTION | KUALA SELANGOR | Existing |  |  | FEEDER PILLAR | FP 1600 A - 2 in 8 out |  | OUTDOOR | N/A |  |  |  | N/A |  | 1600.000 A |  |  |  | 0
381352263 | TNB | DISTRIBUTION | KUALA SELANGOR | Existing |  |  | FEEDER PILLAR | FP 1600 A - 2 in 8 out |  | OUTDOOR | N/A |  |  |  | N/A |  | 1600.000 A |  |  |  | 0
381352341 | TNB | DISTRIBUTION | KUALA SELANGOR | Existing |  |  | FEEDER PILLAR | FP 1600 A - 2 in 8 out |  | OUTDOOR | N/A |  |  |  | N/A |  | 1600.000 A |  |  |  | 0
381352419 | TNB | DISTRIBUTION | KUALA SELANGOR | Existing |  |  | FEEDER PILLAR | FP 1600 A - 2 in 8 out |  | OUTDOOR | N/A |  |  |  | N/A |  | 1600.000 A |  |  |  | 0
381352497 | TNB | DISTRIBUTION | KUALA SELANGOR | Existing |  |  | FEEDER PILLAR | FP 1600 A - 2 in 8 out |  | OUTDOOR | N/A |  |  |  | N/A |  | 1600.000 A |  |  |  | 0
381352816 | TNB | DISTRIBUTION | KUALA SELANGOR | Existing |  |  | FEEDER PILLAR | FP 1600 A - 2 in 8 out | [12 empty] | 0
381363092 | TNB | DISTRIBUTION | KUALA SELANGOR | Existing |  |  | LVDB | LVDB 1600 A - 2 in 8 out | TG.KARANG LOCAL Tx, L681 | INDOOR | [6 empty] | 1600.000 A | 1970-01-01 |  |  | 0
381363234 | TNB | DISTRIBUTION | KUALA SELANGOR | Existing |  |  | LVDB | LVDB 1600 A - 2 in 8 out | PT 2 BAN 1/2 L637 | INDOOR | [6 empty] | 1600.000 A | 1970-01-01 |  |  | 0
381363369 | TNB | DISTRIBUTION | KUALA SELANGOR | Existing |  |  | LVDB | LVDB 1600 A - 2 in 8 out | PT 4 BAN 1/2 L671 | INDOOR | [6 empty] | 1600.000 A | 1970-01-01 |  |  | 0
381363508 | TNB | DISTRIBUTION | KUALA SELANGOR | Existing |  |  | LVDB | LVDB 1600 A - 2 in 8 out | T/A 3 BAN 2, L766 | INDOOR | [6 empty] | 1600.000 A | 1970-01-01 |  |  | 0
381363652 | TNB | DISTRIBUTION | KUALA SELANGOR | Existing |  |  | LVDB | LVDB 1600 A - 2 in 8 out | PT 4 BAN 2, L105 | INDOOR | [6 empty] | 1600.000 A | 1970-01-01 |  |  | 0
381363785 | TNB | DISTRIBUTION | KUALA SELANGOR | Existing |  |  | LVDB | LVDB 1600 A - 2 in 8 out | T/A 2 BAN 2, L767 | INDOOR | [6 empty] | 1600.000 A | 1970-01-01 |  |  | 0
381363921 | TNB | DISTRIBUTION | KUALA SELANGOR | Existing |  |  | LVDB | LVDB 1600 A - 2 in 8 out | T/A 3 BAN.3, L768 | INDOOR | [6 empty] | 1600.000 A | 1970-01-01 |  |  | 0
381364048 | TNB | DISTRIBUTION | KUALA SELANGOR | Existing |  |  | LVDB | LVDB 1600 A - 2 in 8 out | SAWAH SEMPADAN, L353 | INDOOR | [6 empty] | 1600.000 A | 1970-01-01 |  |  | 0
381364179 | TNB | DISTRIBUTION | KUALA SELANGOR | Existing |  |  | LVDB | LVDB 1600 A - 2 in 8 out | PT SERONG, L182-jln setanjung | INDOOR | [6 empty] | 1600.000 A | 1970-01-01 |  |  | 0
381364325 | TNB | DISTRIBUTION | KUALA SELANGOR | Existing |  |  | LVDB | LVDB 1600 A - 2 in 8 out | LPN TG.KARANG, L184 | INDOOR | [6 empty] | 1600.000 A | 1970-01-01 |  |  | 0
381472965 | TNB | DISTRIBUTION | KUALA SELANGOR | Existing |  |  | FEEDER PILLAR | FP 1600 A - 2 in 8 out |  | OUTDOOR | FP6 |  |  |  | Unknown |  | 1600.000 A |  |  | DARI BATAN | 0
381473043 | TNB | DISTRIBUTION | KUALA SELANGOR | Existing |  |  | FEEDER PILLAR | FP 1600 A - 2 in 8 out |  | OUTDOOR | N\A |  |  |  | Unknown |  | 1600.000 A |  |  | DARI BATAN | 0
381473121 | TNB | DISTRIBUTION | KUALA SELANGOR | Existing |  |  | FEEDER PILLAR | FP 1600 A - 2 in 8 out |  | OUTDOOR | FP7 |  |  |  | Unknown |  | 1600.000 A |  |  | DARI BATAN | 0
381473199 | TNB | DISTRIBUTION | KUALA SELANGOR | Existing |  |  | FEEDER PILLAR | FP 1600 A - 2 in 8 out |  | OUTDOOR | FB 8 |  |  |  | Unknown |  | 1600.000 A |  |  | DARI BATAN | 0
381473277 | TNB | DISTRIBUTION | KUALA SELANGOR | Existing |  |  | FEEDER PILLAR | FP 1600 A - 2 in 8 out |  | OUTDOOR | FB 1 |  |  |  | Unknown |  | 1600.000 A |  |  | sub btg be | 0
381473355 | TNB | DISTRIBUTION | KUALA SELANGOR | Existing |  |  | FEEDER PILLAR | FP 1600 A - 2 in 8 out |  | OUTDOOR | FP |  |  |  | Unknown |  | 1600.000 A |  |  | DARI BATAN | 0
381473433 | TNB | DISTRIBUTION | KUALA SELANGOR | Existing |  |  | FEEDER PILLAR | FP 1600 A - 2 in 8 out |  | OUTDOOR | FP 3 |  |  |  | Unknown |  | 1600.000 A |  |  | DARI BTG B | 0
381473511 | TNB | DISTRIBUTION | KUALA SELANGOR | Existing |  |  | FEEDER PILLAR | FP 1600 A - 2 in 8 out |  | OUTDOOR | FP 3 |  |  |  | Unknown |  | 1600.000 A |  |  | DARI BATAN | 0
381473589 | TNB | DISTRIBUTION | KUALA SELANGOR | Existing |  |  | FEEDER PILLAR | FP 1600 A - 2 in 8 out |  | OUTDOOR | FP 4 |  |  |  | Unknown |  | 1600.000 A |  |  | DARI BATAN | 0
381473667 | TNB | DISTRIBUTION | KUALA SELANGOR | Existing |  |  | FEEDER PILLAR | FP 1600 A - 2 in 8 out |  | OUTDOOR | FP 1 |  |  |  | Unknown |  | 1600.000 A |  |  | DARI BATAN | 0
381473745 | TNB | DISTRIBUTION | KUALA SELANGOR | Existing |  |  | FEEDER PILLAR | FP 1600 A - 2 in 8 out |  | OUTDOOR | FP 2 |  |  |  | Unknown |  | 1600.000 A |  |  | DARI BATAN | 0
381473823 | TNB | DISTRIBUTION | KUALA SELANGOR | Existing |  |  | MINI FEEDER PILLAR | MINI FP 400 A - 2 in 6 out |  | OUTDOOR | m3842 |  |  |  | MAHKOTA |  | 400.000 A |  |  |  | 0
381473885 | TNB | DISTRIBUTION | KUALA SELANGOR | Existing |  |  | MINI FEEDER PILLAR | MINI FP 400 A - 2 in 6 out |  | OUTDOOR | m3869 |  |  |  | MAHKOTA |  | 400.000 A |  |  |  | 0
381473947 | TNB | DISTRIBUTION | KUALA SELANGOR | Existing |  |  | FEEDER PILLAR | FP 1600 A - 2 in 8 out |  | OUTDOOR | NA |  |  |  | SUN SYSTEM ENG. |  | 1600.000 A |  |  |  | 0
381474025 | TNB | DISTRIBUTION | KUALA SELANGOR | Existing |  |  | FEEDER PILLAR | FP 1600 A - 2 in 8 out |  | OUTDOOR | NA |  |  |  | Unknown |  | 1600.000 A |  |  |  | 0
381474103 | TNB | DISTRIBUTION | KUALA SELANGOR | Existing |  |  | FEEDER PILLAR | FP 1600 A - 2 in 8 out |  | OUTDOOR | FP 02/02 |  |  |  | POWERJOG |  | 1600.000 A |  |  |  | 0
381474181 | TNB | DISTRIBUTION | KUALA SELANGOR | Existing |  |  | FEEDER PILLAR | FP 1600 A - 2 in 8 out | SG RAMBAI NO 1 | OUTDOOR | N/A |  |  |  | Unknown |  | 1600.000 A |  |  |  | 0
381474259 | TNB | DISTRIBUTION | KUALA SELANGOR | Existing |  |  | FEEDER PILLAR | FP 1600 A - 2 in 8 out |  | OUTDOOR | bksl/pce |  |  |  | Unknown |  | 1600.000 A |  |  | feeder pil | 0
381474493 | TNB | DISTRIBUTION | KUALA SELANGOR | Existing |  |  | LVDB | FP 1600 A - 2 in 8 out |  | OUTDOOR | FP2029 |  |  |  | ALGEBRA |  | 1600.000 A |  |  |  | 0
381474571 | TNB | DISTRIBUTION | KUALA SELANGOR | Existing |  |  | LVDB | FP 1600 A - 2 in 8 out |  | OUTDOOR | FP2033 |  |  |  | ALGEBRA |  | 1600.000 A |  |  |  | 0
381474649 | TNB | DISTRIBUTION | KUALA SELANGOR | Existing |  |  | FEEDER PILLAR | FP 1600 A - 2 in 8 out |  | OUTDOOR | FP9606 3 |  |  |  | SUN SYSTEM ENG. |  | 1600.000 A |  |  |  | 0
381479021 | TNB | DISTRIBUTION | KUALA SELANGOR | Existing |  |  | FEEDER PILLAR | FP 1600 A - 2 in 8 out |  | OUTDOOR | FP9606 3 |  |  |  | SUN SYSTEM ENG. |  | 1600.000 A |  |  |  | 0
381479099 | TNB | DISTRIBUTION | KUALA SELANGOR | Existing |  |  | FEEDER PILLAR | FP 1600 A - 2 in 8 out |  | OUTDOOR | FP9606 3 |  |  |  | SUN SYSTEM ENG. |  | 1600.000 A |  |  |  | 0
381479177 | TNB | DISTRIBUTION | KUALA SELANGOR | Existing |  |  | FEEDER PILLAR | FP 1600 A - 2 in 8 out |  | OUTDOOR | FP |  |  |  | SUN SYSTEM ENG. |  | 1600.000 A |  |  |  | 0
381479255 | TNB | DISTRIBUTION | KUALA SELANGOR | Existing |  |  | LVDB | FP 1600 A - 2 in 8 out |  | OUTDOOR | FP9606 3 |  |  |  | SUN SYSTEM ENG. |  | 1600.000 A |  |  |  | 0
381479333 | TNB | DISTRIBUTION | KUALA SELANGOR | Existing |  |  | LVDB | FP 1600 A - 2 in 8 out |  | OUTDOOR | FP9606 3 |  |  |  | SUN SYSTEM ENG. |  | 1600.000 A |  |  |  | 0
381479411 | TNB | DISTRIBUTION | KUALA SELANGOR | Existing |  |  | FEEDER PILLAR | FP 1600 A - 2 in 8 out |  | OUTDOOR | FP2027 |  |  |  | ALGEBRA |  | 1600.000 A |  |  |  | 0
381479489 | TNB | DISTRIBUTION | KUALA SELANGOR | Existing |  |  | FEEDER PILLAR | FP 1600 A - 2 in 8 out |  | OUTDOOR | FP |  |  |  | SUN SYSTEM ENG. |  | 1600.000 A |  |  |  | 0
381479567 | TNB | DISTRIBUTION | KUALA SELANGOR | Existing |  |  | FEEDER PILLAR | FP 1600 A - 2 in 8 out |  | OUTDOOR | FP2028 |  |  |  | ALGEBRA |  | 1600.000 A |  |  |  | 0
381479645 | TNB | DISTRIBUTION | KUALA SELANGOR | Existing |  |  | FEEDER PILLAR | FP 1600 A - 2 in 8 out |  | OUTDOOR | FP 2024 |  |  |  | ALGEBRA |  | 1600.000 A |  |  |  | 0
381479723 | TNB | DISTRIBUTION | KUALA SELANGOR | Existing |  |  | LVDB | FP 1600 A - 2 in 8 out | TECHNOPARK NO 3 | OUTDOOR | FP9606 3 |  |  |  | SUN SYSTEM ENG. |  | 1600.000 A |  |  |  | 0
381479801 | TNB | DISTRIBUTION | KUALA SELANGOR | Existing |  |  | LVDB | FP 1600 A - 2 in 8 out | TECHNOPARK NO 3 | OUTDOOR | FP9606 3 |  |  |  | SUN SYSTEM ENG. |  | 1600.000 A |  |  |  | 0
381479879 | TNB | DISTRIBUTION | KUALA SELANGOR | Existing |  |  | FEEDER PILLAR | FP 1600 A - 2 in 8 out |  | OUTDOOR | FP2023 |  |  |  | ALGEBRA |  | 1600.000 A |  |  |  | 0
381479957 | TNB | DISTRIBUTION | KUALA SELANGOR | Existing |  |  | FEEDER PILLAR | FP 1600 A - 2 in 8 out |  | OUTDOOR | FP20 |  |  |  | ALGEBRA |  | 1600.000 A |  |  |  | 0
381480035 | TNB | DISTRIBUTION | KUALA SELANGOR | Existing |  |  | FEEDER PILLAR | FP 1600 A - 2 in 8 out |  | OUTDOOR | FP9606 3 |  |  |  | SUN SYSTEM ENG. |  | 1600.000 A |  |  |  | 0
381480113 | TNB | DISTRIBUTION | KUALA SELANGOR | Existing |  |  | FEEDER PILLAR | FP 1600 A - 2 in 8 out |  | OUTDOOR | FP9606 3 |  |  |  | SUN SYSTEM ENG. |  | 1600.000 A |  |  |  | 0
381482444 | TNB | DISTRIBUTION | KUALA SELANGOR | Existing |  |  | LVDB | LVDB 1600 A - 2 in 8 out | TMN SRI BISTARI | [11 empty] | 0
381575865 | TNB | DISTRIBUTION | KUALA SELANGOR | Existing |  |  | FEEDER PILLAR | FP 1600 A - 2 in 8 out |  | OUTDOOR | N/A |  |  |  | ITEM |  | 1600.000 A |  |  |  | 0
381576021 | TNB | DISTRIBUTION | KUALA SELANGOR | Existing |  |  | FEEDER PILLAR | FP 1600 A - 2 in 8 out |  | OUTDOOR | N/A |  |  |  | GEC |  | 1600.000 A |  |  |  | 0
381576099 | TNB | DISTRIBUTION | KUALA SELANGOR | Existing |  |  | FEEDER PILLAR | FP 1600 A - 2 in 8 out |  | OUTDOOR | N/A |  |  |  | Unknown |  | 1600.000 A |  |  | FP BARU | 0
381614108 | TNB | DISTRIBUTION | KUALA SELANGOR | Existing |  |  | FEEDER PILLAR | FP 1600 A - 2 in 8 out |  | OUTDOOR | tmn muar |  |  |  | Unknown |  | 1600.000 A |  |  |  | 0
381614186 | TNB | DISTRIBUTION | KUALA SELANGOR | Existing |  |  | FEEDER PILLAR | FP 1600 A - 2 in 8 out |  | OUTDOOR | tmn muar |  |  |  | Unknown |  | 1600.000 A |  |  |  | 0
381709973 | TNB | DISTRIBUTION | KUALA SELANGOR | Existing |  |  | FEEDER PILLAR | MINI FP 400 A - 2 in 6 out |  | OUTDOOR | FP/JERAM |  |  |  | SUN SYSTEM ENG. |  | 800.000 A |  |  |  | 0
381710097 | TNB | DISTRIBUTION | KUALA SELANGOR | Existing |  |  | FEEDER PILLAR | MINI FP 400 A - 2 in 6 out |  | OUTDOOR | FP/JERAM |  |  |  | ITEM |  | 800.000 A |  |  |  | 0
381710188 | TNB | DISTRIBUTION | KUALA SELANGOR | Existing |  |  | LVDB | LVDB 1600 A - 2 in 8 out | PE LDG BUKIT CERAKAH | [11 empty] | 0
381840648 | TNB | DISTRIBUTION | KUALA SELANGOR | Existing |  |  | FEEDER PILLAR | FP 1600 A - 2 in 8 out |  | OUTDOOR | FP 9606- |  |  |  | SUN SYSTEM ENG. |  | 1600.000 A |  |  |  | 0
381840726 | TNB | DISTRIBUTION | KUALA SELANGOR | Existing |  |  | FEEDER PILLAR | FP 1600 A - 2 in 8 out |  | OUTDOOR | F/F 1 |  |  |  | POWERJOG |  | 1600.000 A |  |  |  | 0
381840804 | TNB | DISTRIBUTION | KUALA SELANGOR | Existing |  |  | FEEDER PILLAR | MINI FP 400 A - 2 in 6 out |  | OUTDOOR | F/F 2 |  |  |  | SUN SYSTEM ENG. |  | 800.000 A |  |  |  | 0
381840944 | TNB | DISTRIBUTION | KUALA SELANGOR | Existing |  |  | FEEDER PILLAR | MINI FP 400 A - 2 in 6 out |  | OUTDOOR | FP 8 dan |  |  |  | INDKOM |  | 800.000 A |  |  | DR PE TOKO | 0
381841006 | TNB | DISTRIBUTION | KUALA SELANGOR | Existing |  |  | FEEDER PILLAR | FP 1600 A - 2 in 8 out |  | OUTDOOR | FP 9606- |  |  |  | SUN SYSTEM ENG. |  | 1600.000 A |  |  | BERKUNCI | 0
381841084 | TNB | DISTRIBUTION | KUALA SELANGOR | Existing |  |  | FEEDER PILLAR | FP 1600 A - 2 in 8 out |  | OUTDOOR | FP9606-0 |  |  |  | SUN SYSTEM ENG. |  | 1600.000 A |  |  | DR C/SUB S | 0
381841162 | TNB | DISTRIBUTION | KUALA SELANGOR | Existing |  |  | FEEDER PILLAR | FP 1600 A - 2 in 8 out |  | OUTDOOR | FP9606-0 |  |  |  | SUN SYSTEM ENG. |  | 1600.000 A |  |  | DR C/SUB S | 0
381841240 | TNB | DISTRIBUTION | KUALA SELANGOR | Existing |  |  | FEEDER PILLAR | MINI FP 400 A - 2 in 6 out |  | INDOOR | 001 |  |  |  | INDKOM |  | 400.000 A |  |  | FP NO 1 DA | 0
381841302 | TNB | DISTRIBUTION | KUALA SELANGOR | Existing |  |  | FEEDER PILLAR | MINI FP 400 A - 2 in 6 out |  | INDOOR | 003 |  |  |  | INDKOM |  | 400.000 A |  |  | F\P NO 3 D | 0
381841364 | TNB | DISTRIBUTION | KUALA SELANGOR | Existing |  |  | FEEDER PILLAR | MINI FP 400 A - 2 in 6 out |  | INDOOR | 002 |  |  |  | INDKOM |  | 400.000 A |  |  | F\P NO 2 D | 0
381841426 | TNB | DISTRIBUTION | KUALA SELANGOR | Existing |  |  | FEEDER PILLAR | MINI FP 400 A - 2 in 6 out |  | INDOOR | 004 |  |  |  | INDKOM |  | 400.000 A |  |  | F/P NO 3A | 0
381841488 | TNB | DISTRIBUTION | KUALA SELANGOR | Existing |  |  | FEEDER PILLAR | MINI FP 400 A - 2 in 6 out |  | INDOOR | 006 |  |  |  | INDKOM |  | 400.000 A |  |  | F\P NO 5 D | 0
381841550 | TNB | DISTRIBUTION | KUALA SELANGOR | Existing |  |  | FEEDER PILLAR | MINI FP 400 A - 2 in 6 out |  | INDOOR | 005 |  |  |  | INDKOM |  | 400.000 A |  |  | F\P NO 4 D | 0
381841617 | TNB | DISTRIBUTION | KUALA SELANGOR | Existing |  |  | FEEDER PILLAR | FP 800 A - 2 in 5 out |  | OUTDOOR |  |  |  |  | SUN SYSTEM ENG. | [5 empty] | 0
381891634 | TNB | DISTRIBUTION | KUALA SELANGOR | Existing |  |  | FEEDER PILLAR | FP 1600 A - 2 in 8 out |  | OUTDOOR | 001 |  |  |  | TOPRANK |  | 1600.000 A |  |  | TEPI PE | 0
381959609 | TNB | DISTRIBUTION | KUALA SELANGOR | Existing |  |  | FEEDER PILLAR | FP 1600 A - 2 in 8 out (PE) | PE BGN TENGKORAK TG KARANG | OUTDOOR | [10 empty] | 0
381971693 | TNB | DISTRIBUTION | KUALA SELANGOR | Existing |  |  | FEEDER PILLAR | MINI FP 400 A - 2 in 6 out |  | OUTDOOR | 001 |  |  |  | SUN SYSTEM ENG. |  | 800.000 A |  |  |  | 0
381971817 | TNB | DISTRIBUTION | KUALA SELANGOR | Existing |  |  | FEEDER PILLAR | MINI FP 400 A - 2 in 6 out |  | OUTDOOR | 001 |  |  |  | Unknown |  | 800.000 A |  |  |  | 0
381971957 | TNB | DISTRIBUTION | KUALA SELANGOR | Existing |  |  | MINI FEEDER PILLAR | MINI FP 400 A - 2 in 6 out |  | OUTDOOR | 001 |  |  |  | SUN SYSTEM ENG. |  | 400.000 A |  |  |  | 0
381972019 | TNB | DISTRIBUTION | KUALA SELANGOR | Existing |  |  | FEEDER PILLAR | FP 1600 A - 2 in 8 out |  | OUTDOOR | SFPO-162 |  |  |  | SUN SYSTEM ENG. |  | 1600.000 A |  |  | SERIAL NO | 0
381972097 | TNB | DISTRIBUTION | KUALA SELANGOR | Existing |  |  | FEEDER PILLAR | FP 1600 A - 2 in 8 out |  | OUTDOOR | LVDB TX1 |  |  |  | TOPRANK |  | 1600.000 A |  |  |  | 0
381972253 | TNB | DISTRIBUTION | KUALA SELANGOR | Existing |  |  | FEEDER PILLAR | FP 1600 A - 2 in 8 out |  | OUTDOOR | FP/PSGNA |  |  |  | SUN SYSTEM ENG. |  | 1600.000 A |  |  |  | 0
381972331 | TNB | DISTRIBUTION | KUALA SELANGOR | Existing |  |  | FEEDER PILLAR | MINI FP 400 A - 2 in 6 out |  | OUTDOOR | FP |  |  |  | GEC |  | 800.000 A |  |  |  | 0
381972393 | TNB | DISTRIBUTION | KUALA SELANGOR | Existing |  |  | FEEDER PILLAR | FP 1600 A - 2 in 8 out |  | OUTDOOR | FP/PSGNA |  |  |  | TOPRANK |  | 1600.000 A |  |  |  | 0
381972471 | TNB | DISTRIBUTION | KUALA SELANGOR | Existing |  |  | FEEDER PILLAR | FP 1600 A - 2 in 8 out |  | OUTDOOR | 002 |  |  |  | SUN SYSTEM ENG. |  | 1600.000 A |  |  |  | 0
382117233 | TNB | DISTRIBUTION | KUALA SELANGOR | Existing |  |  | FEEDER PILLAR | FP 1600 A - 2 in 8 out |  | OUTDOOR | N/A |  |  |  | N/A |  | 1600.000 A |  |  |  | 0
382117311 | TNB | DISTRIBUTION | KUALA SELANGOR | Existing |  |  | FEEDER PILLAR | FP 1600 A - 2 in 8 out |  | OUTDOOR | N/A |  |  |  | N/A |  | 1600.000 A |  |  | 24-2 / 24- | 0
382117389 | TNB | DISTRIBUTION | KUALA SELANGOR | Existing |  |  | FEEDER PILLAR | FP 1600 A - 2 in 8 out |  | OUTDOOR | N/A |  |  |  | N/A |  | 1600.000 A |  |  | 24-2 / 24- | 0
382117467 | TNB | DISTRIBUTION | KUALA SELANGOR | Existing |  |  | FEEDER PILLAR | MINI FP 400 A - 2 in 6 out |  | OUTDOOR | FP 9703 |  |  |  | SUN SYSTEM ENG. |  | 800.000 A |  |  |  | 0
382117998 | TNB | DISTRIBUTION | KUALA SELANGOR | Existing |  |  | LVDB | LVDB 1600 A - 2 in 8 out | PE BAGAN TANJUNG KARANG | [11 empty] | 0
382118226 | TNB | DISTRIBUTION | KUALA SELANGOR | Existing |  |  | LVDB | LVDB 1600 A - 2 in 8 out | KONG LEE ENG FARM | [11 empty] | 0
382196116 | TNB | DISTRIBUTION | KUALA SELANGOR | Existing |  |  | FEEDER PILLAR in PE | FP 1600 A - 2 in 8 out (PE) | TENGKORAK INDUSTRIES | [11 empty] | 0
382196193 | TNB | DISTRIBUTION | KUALA SELANGOR | Existing |  |  | FEEDER PILLAR in PE | FP 1600 A - 2 in 8 out (PE) | [12 empty] | 0
382208989 | TNB | DISTRIBUTION | KUALA SELANGOR | Existing |  |  | LVDB | LVDB 1600 A - 2 in 8 out | MAKMAL PENYELIDIKAN PELURU | INDOOR | LV466/2005 |  |  |  | TOPRANK |  | 1600.000 A | 1970-01-01 |  |  | 0
382209385 | TNB | DISTRIBUTION | KUALA SELANGOR | Existing |  |  | LVDB | LVDB 1600 A - 2 in 8 out | BOOSTER TG KARANG | INDOOR | [6 empty] | 1600.000 A | 1970-01-01 |  |  | 0
382250359 | TNB | DISTRIBUTION | KUALA SELANGOR | Existing |  |  | FEEDER PILLAR in PE | FP 1600 A - 2 in 8 out (PE) | PEKAN SG BULOH | [11 empty] | 0
382273403 | TNB | DISTRIBUTION | KUALA SELANGOR | Existing |  |  | LVDB | LVDB 1600 A - 2 in 8 out | SG SIREH BAN 2 | INDOOR | [6 empty] | 1600.000 A | 1970-01-01 |  |  | 0
382286358 | TNB | DISTRIBUTION | KUALA SELANGOR | Existing |  |  | FEEDER PILLAR in PE | FP 1600 A - 2 in 8 out (PE) | PETRONAS GAS | [11 empty] | 0
382359489 | TNB | DISTRIBUTION | KUALA SELANGOR | Existing |  |  | LVDB | LVDB 1600 A - 2 in 8 out | TENAGA KIMIA 33/0.415kV | INDOOR | [6 empty] | 1600.000 A | 1970-01-01 |  |  | 0
382359624 | TNB | DISTRIBUTION | KUALA SELANGOR | Existing |  |  | LVDB | LVDB 1600 A - 2 in 8 out | MALAYSIA EXPLOSIVE 33/0.415kV | INDOOR | S/86/8556 |  |  |  | MTM |  | 1600.000 A | 1970-01-01 |  |  | 0
382389332 | TNB | DISTRIBUTION | KUALA SELANGOR | Existing |  |  | LVDB | LVDB 1600 A - 2 in 8 out |  | INDOOR | [6 empty] | 1600.000 A | 1970-01-01 |  |  | 0
382389459 | TNB | DISTRIBUTION | KUALA SELANGOR | Existing |  |  | LVDB | LVDB 1600 A - 2 in 8 out |  | INDOOR | [6 empty] | 1600.000 A | 1970-01-01 |  |  | 0
382389617 | TNB | DISTRIBUTION | KUALA SELANGOR | Existing |  |  | LVDB | LVDB 1600 A - 2 in 8 out |  | INDOOR | [6 empty] | 1600.000 A | 1970-01-01 |  |  | 0
382389738 | TNB | DISTRIBUTION | KUALA SELANGOR | Existing |  |  | LVDB | LVDB 1600 A - 2 in 8 out |  | INDOOR | [6 empty] | 1600.000 A | 1970-01-01 |  |  | 0
382389865 | TNB | DISTRIBUTION | KUALA SELANGOR | Existing |  |  | LVDB | LVDB 1600 A - 2 in 8 out |  | INDOOR | [6 empty] | 1600.000 A | 1970-01-01 |  |  | 0
382389995 | TNB | DISTRIBUTION | KUALA SELANGOR | Existing |  |  | LVDB | LVDB 1600 A - 2 in 8 out |  | INDOOR | [6 empty] | 1600.000 A | 1970-01-01 |  |  | 0
382390116 | TNB | DISTRIBUTION | KUALA SELANGOR | Existing |  |  | LVDB | LVDB 1600 A - 2 in 8 out |  | INDOOR | [6 empty] | 1600.000 A | 1970-01-01 |  |  | 0
382390263 | TNB | DISTRIBUTION | KUALA SELANGOR | Existing |  |  | LVDB | LVDB 1600 A - 2 in 8 out | APARTMENT WARNASARI 2 | INDOOR | [6 empty] | 1600.000 A | 1970-01-01 |  |  | 2
382390340 | TNB | DISTRIBUTION | KUALA SELANGOR | Existing |  |  | LVDB | LVDB 1600 A - 2 in 8 out | APARTMENT WARNASARI 2 | INDOOR | [6 empty] | 1600.000 A | 1970-01-01 |  |  | 2
382390458 | TNB | DISTRIBUTION | KUALA SELANGOR | Existing |  |  | LVDB | LVDB 1600 A - 2 in 8 out |  | INDOOR | [6 empty] | 1600.000 A | 1970-01-01 |  |  | 0
382390586 | TNB | DISTRIBUTION | KUALA SELANGOR | Existing |  |  | LVDB | LVDB 1600 A - 2 in 8 out | TAMAN GELAMA | INDOOR | [6 empty] | 1600.000 A | 1970-01-01 |  |  | 0
382390711 | TNB | DISTRIBUTION | KUALA SELANGOR | Existing |  |  | LVDB | LVDB 1600 A - 2 in 8 out |  | INDOOR | [6 empty] | 1600.000 A | 1970-01-01 |  |  | 1
382390831 | TNB | DISTRIBUTION | KUALA SELANGOR | Existing | BKSL/PCE/J00620/NDFP | 300313754 | LVDB | LVDB 1600 A - 2 in 8 out | BEACON | INDOOR | [6 empty] | 1600.000 A | 1970-01-01 |  |  | 0
382390984 | TNB | DISTRIBUTION | KUALA SELANGOR | Existing |  |  | LVDB | LVDB 1600 A - 2 in 8 out |  | INDOOR | [6 empty] | 1600.000 A | 1970-01-01 |  |  | 0
382391117 | TNB | DISTRIBUTION | KUALA SELANGOR | Existing |  |  | LVDB | LVDB 1600 A - 2 in 8 out |  | INDOOR | [6 empty] | 1600.000 A | 1970-01-01 |  |  | 0
382391242 | TNB | DISTRIBUTION | KUALA SELANGOR | Existing |  |  | LVDB | LVDB 1600 A - 2 in 8 out |  | INDOOR | [6 empty] | 1600.000 A | 1970-01-01 |  |  | 0
382391360 | TNB | DISTRIBUTION | KUALA SELANGOR | Existing |  |  | LVDB | LVDB 1600 A - 2 in 8 out |  | INDOOR | [6 empty] | 1600.000 A | 1970-01-01 |  |  | 0
382391498 | TNB | DISTRIBUTION | KUALA SELANGOR | Existing |  |  | LVDB | LVDB 1600 A - 2 in 8 out |  | INDOOR | [6 empty] | 1600.000 A | 1970-01-01 |  |  | 0
382391623 | TNB | DISTRIBUTION | KUALA SELANGOR | Existing |  |  | LVDB | LVDB 1600 A - 2 in 8 out | SMK SERI TIRAM BUROK | INDOOR | [6 empty] | 1600.000 A | 1970-01-01 |  |  | 3
382391748 | TNB | DISTRIBUTION | KUALA SELANGOR | Existing |  |  | LVDB | LVDB 1600 A - 2 in 8 out | JLN ANGGERIK TIRAM BUROK | INDOOR | [6 empty] | 1600.000 A | 1970-01-01 |  |  | 0
382391867 | TNB | DISTRIBUTION | KUALA SELANGOR | Existing |  |  | LVDB | LVDB 1600 A - 2 in 8 out |  | INDOOR | [6 empty] | 1600.000 A | 1970-01-01 |  |  | 0
382392023 | TNB | DISTRIBUTION | KUALA SELANGOR | Existing |  |  | LVDB | LVDB 1600 A - 2 in 8 out | MAHSURI JLN PERDANA NO.1 | INDOOR | [6 empty] | 1600.000 A | 1970-01-01 |  |  | 0
382392149 | TNB | DISTRIBUTION | KUALA SELANGOR | Existing |  |  | LVDB | LVDB 1600 A - 2 in 8 out | APARTMENT SEKINCHAN | INDOOR | [6 empty] | 1600.000 A | 1970-01-01 |  |  | 0
382392379 | TNB | DISTRIBUTION | KUALA SELANGOR | Existing |  |  | LVDB | LVDB 1600 A - 2 in 8 out | APARTMENT ALAM PERDANA 4 | INDOOR | [6 empty] | 1600.000 A | 1970-01-01 |  |  | 0
382392456 | TNB | DISTRIBUTION | KUALA SELANGOR | Existing |  |  | LVDB | LVDB 1600 A - 2 in 8 out | APARTMENT ALAM PERDANA 4 | INDOOR | [6 empty] | 1600.000 A | 1970-01-01 |  |  | 0
382392604 | TNB | DISTRIBUTION | KUALA SELANGOR | Existing |  |  | LVDB | LVDB 1600 A - 2 in 8 out |  | INDOOR | [6 empty] | 1600.000 A | 1970-01-01 |  |  | 0
382392681 | TNB | DISTRIBUTION | KUALA SELANGOR | Existing |  |  | LVDB | LVDB 1600 A - 2 in 8 out |  | INDOOR | [6 empty] | 1600.000 A | 1970-01-01 |  |  | 0
382392844 | TNB | DISTRIBUTION | KUALA SELANGOR | Existing |  |  | LVDB | LVDB 1600 A - 2 in 8 out |  | INDOOR | [6 empty] | 1600.000 A | 1970-01-01 |  |  | 0
382392921 | TNB | DISTRIBUTION | KUALA SELANGOR | Existing |  |  | LVDB | LVDB 1600 A - 2 in 8 out |  | INDOOR | [6 empty] | 1600.000 A | 1970-01-01 |  |  | 0
382393050 | TNB | DISTRIBUTION | KUALA SELANGOR | Existing |  |  | LVDB | LVDB 1600 A - 2 in 8 out |  | INDOOR | [6 empty] | 1600.000 A | 1970-01-01 |  |  | 0
382393171 | TNB | DISTRIBUTION | KUALA SELANGOR | Existing |  |  | LVDB | LVDB 1600 A - 2 in 8 out | STP PERDANA ALAM JAYA | INDOOR | [6 empty] | 1600.000 A | 1970-01-01 |  |  | 0
382393334 | TNB | DISTRIBUTION | KUALA SELANGOR | Existing | BKSL/PCE/J00658/NDTX1 | 300345439 | LVDB | LVDB 1600 A - 2 in 8 out | PERDANA ALAM JAYA NO.1 | INDOOR | [6 empty] | 1600.000 A | 1970-01-01 |  |  | 0
382393411 | TNB | DISTRIBUTION | KUALA SELANGOR | Existing | BKSL/PCE/J00658/NDTX2 | 300345440 | LVDB | LVDB 1600 A - 2 in 8 out | PERDANA ALAM JAYA NO.1 | INDOOR | [6 empty] | 1600.000 A | 1970-01-01 |  |  | 0
382561184 | TNB | DISTRIBUTION | KUALA SELANGOR | Existing | BKSL/PCE/J00194/NDTX1 | 300022764 | LVDB | LVDB 1600 A - 2 in 8 out | BGN SG KAJANG | [11 empty] | 0
382711382 | TNB | DISTRIBUTION | KUALA SELANGOR | Existing |  |  | LVDB | LVDB 1600 A - 2 in 8 out | LYWOOD SG SEMBILANG | INDOOR | [6 empty] | 1600.000 A | 1970-01-01 |  |  | 0
382711507 | TNB | DISTRIBUTION | KUALA SELANGOR | Existing |  |  | LVDB | LVDB 1600 A - 2 in 8 out | ZON IKS SG GULANG-GULANG | INDOOR | [6 empty] | 1600.000 A | 1970-01-01 |  |  | 0
382711634 | TNB | DISTRIBUTION | KUALA SELANGOR | Existing | BKSL/PCE/J00552/NDFP | 300343341 | LVDB | LVDB 1600 A - 2 in 8 out | LDG MINYAK | INDOOR | [6 empty] | 1600.000 A | 1970-01-01 |  |  | 0
383385897 | TNB | DISTRIBUTION | KUALA SELANGOR | Existing |  |  | LVDB | LVDB 1600 A - 2 in 8 out | D-KSL-C17-1603 | INDOOR | [6 empty] | 1600.000 A | 1970-01-01 |  |  | 0
383432733 | TNB | DISTRIBUTION | KUALA SELANGOR | Existing | BRWG/PPU/G00011/NDLTX | 300050027 | FEEDER PILLAR | FP 800 A - 2 in 5 out | LOCAL TX PPU SDBY | [11 empty] | 0
383814947 | TNB | DISTRIBUTION | KUALA SELANGOR | Existing |  |  | LVDB | LVDB 1600 A - 2 in 8 out |  | INDOOR | [6 empty] | 1600.000 A | 1970-01-01 |  |  | 1
383815024 | TNB | DISTRIBUTION | KUALA SELANGOR | Existing |  |  | LVDB | LVDB 1600 A - 2 in 8 out |  | INDOOR | [6 empty] | 1600.000 A | 1970-01-01 |  |  | 2
383815154 | TNB | DISTRIBUTION | KUALA SELANGOR | Existing |  |  | LVDB | LVDB 1600 A - 2 in 8 out |  | INDOOR | [6 empty] | 1600.000 A | 1970-01-01 |  |  | 2
383815271 | TNB | DISTRIBUTION | KUALA SELANGOR | Existing |  |  | LVDB | LVDB 1600 A - 2 in 8 out |  | INDOOR | [6 empty] | 1600.000 A | 1970-01-01 |  |  | 1
383819221 | TNB | DISTRIBUTION | KUALA SELANGOR | Existing |  |  | LVDB | LVDB 1600 A - 2 in 8 out |  | INDOOR | [6 empty] | 1600.000 A | 1970-01-01 |  |  | 2
383819335 | TNB | DISTRIBUTION | KUALA SELANGOR | Existing |  |  | LVDB | LVDB 1600 A - 2 in 8 out |  | INDOOR | [6 empty] | 1600.000 A | 1970-01-01 |  |  | 2
383819449 | TNB | DISTRIBUTION | KUALA SELANGOR | Existing |  |  | LVDB | LVDB 1600 A - 2 in 8 out |  | INDOOR | [6 empty] | 1600.000 A | 1970-01-01 |  |  | 2
384274833 | TNB | DISTRIBUTION | KUALA SELANGOR | Existing |  |  | FEEDER PILLAR | FP 1600 A - 2 in 8 out | [12 empty] | 5
384888563 | TNB | DISTRIBUTION | KUALA SELANGOR | Existing |  |  | LVDB | LVDB 1600 A - 2 in 10 out (CS) |  | INDOOR | [6 empty] | 1600.000 A | 1970-01-01 |  |  | 1
384888719 | TNB | DISTRIBUTION | KUALA SELANGOR | Existing |  |  | LVDB | LVDB 1600 A - 2 in 8 out |  | INDOOR | [6 empty] | 1600.000 A | 1970-01-01 |  |  | 3
384892896 | TNB | DISTRIBUTION | KUALA SELANGOR | Existing | BKSL/PCE/J00448/NDTX1 | 310526287 | LVDB | LVDB 1600 A - 2 in 8 out | D-KSL-C17-1525 | INDOOR | DFP1600HL85 |  |  |  | Unknown |  | 1600.000 A | 1970-01-01 |  |  | 0
384893032 | TNB | DISTRIBUTION | KUALA SELANGOR | Existing |  |  | LVDB | LVDB 1600 A - 2 in 8 out | D-KSL-C17-1545 (tmn makmur) | INDOOR |  |  |  |  | Unknown |  | 1600.000 A | 1970-01-01 |  |  | 0
384893408 | TNB | DISTRIBUTION | KUALA SELANGOR | Existing | BKSL/PCE/J00442/NDTX1 | 310526279 | LVDB | LVDB 1600 A - 2 in 8 out | D-KSL-C17-1380 | INDOOR | DFP1600HL80 |  |  |  | Unknown |  | 1600.000 A | 1970-01-01 |  |  | 1
384893539 | TNB | DISTRIBUTION | KUALA SELANGOR | Existing |  |  | LVDB | LVDB 1600 A - 2 in 8 out | D-KSL-C17-1607 | INDOOR |  |  |  |  | Unknown |  | 1600.000 A | 1970-01-01 |  |  | 0
384965725 | TNB | DISTRIBUTION | KUALA SELANGOR | Existing | BKSL/PCE/J00883/NDTX1 | 310624633 | LVDB | LVDB 1600 A - 2 in 8 out | PE LOT 11311, JALAN TIAJ 2/5 TAMAN INDUSTRI ALAM JAYA | INDOOR | [6 empty] | 1600.000 A | 1970-01-01 |  |  | 3
385030110 | TNB | DISTRIBUTION | KUALA SELANGOR | Existing |  |  | LVDB | LVDB 1600 A - 2 in 8 out | SITE B SEKINCHAN | INDOOR | NA |  |  |  | Unknown | [5 empty] | 0
385030232 | TNB | DISTRIBUTION | KUALA SELANGOR | Existing |  |  | LVDB | LVDB 1600 A - 2 in 8 out | D-KSL-C17-1621 | INDOOR |  |  |  |  | Unknown |  | 1600.000 A | 1970-01-01 |  |  | 2
385502579 | TNB | DISTRIBUTION | KUALA SELANGOR | Existing |  |  | LVDB | LVDB 1600 A - 2 in 8 out |  | INDOOR | [6 empty] | 1600.000 A | 1970-01-01 |  |  | 1
385502656 | TNB | DISTRIBUTION | KUALA SELANGOR | Existing |  |  | LVDB | LVDB 1600 A - 2 in 8 out |  | INDOOR | [6 empty] | 1600.000 A | 1970-01-01 |  |  | 1
385502810 | TNB | DISTRIBUTION | KUALA SELANGOR | Existing | BKSL/PCE/J00881/NDTX1 | 310640436 | LVDB | LVDB 1600 A - 2 in 8 out | D-KSL-C17-1497 | INDOOR |  |  |  | TOSHIBA |  |  |  | 1970-01-01 |  |  | 0
385502887 | TNB | DISTRIBUTION | KUALA SELANGOR | Existing |  |  | LVDB | LVDB 1600 A - 2 in 8 out | PE JLN HILLPARK 11/4A | INDOOR | [6 empty] | 1600.000 A | 1970-01-01 |  |  | 2
385503251 | TNB | DISTRIBUTION | KUALA SELANGOR | Existing |  |  | LVDB | LVDB 1600 A - 2 in 8 out | D-KSL-C17-1588 | INDOOR | [6 empty] | 1600.000 A | 1970-01-01 |  |  | 0
385503328 | TNB | DISTRIBUTION | KUALA SELANGOR | Existing |  |  | LVDB | LVDB 1600 A - 2 in 8 out | D-KSL-C17-1588 | INDOOR | [6 empty] | 1600.000 A | 1970-01-01 |  |  | 0
386034987 | TNB | DISTRIBUTION | KUALA SELANGOR | Existing | BKSL/PCE/J00454/NDTX1 | 310624670 | LVDB | LVDB 1600 A - 2 in 8 out | D-KSL-C17-1497 | INDOOR |  |  |  | TOSHIBA |  |  |  | 1970-01-01 |  |  | 2
386035064 | TNB | DISTRIBUTION | KUALA SELANGOR | Existing |  |  | LVDB | LVDB 1600 A - 2 in 8 out | D-KSL-C17-1497 | INDOOR | [6 empty] | 1600.000 A | 1970-01-01 |  |  | 0
387817001 | TNB | DISTRIBUTION | KUALA SELANGOR | Existing |  |  | LVDB | LVDB 1600 A - 2 in 8 out | D-KSL-C18-1506 | INDOOR | [6 empty] | 1600.000 A | 1970-01-01 |  |  | 0
387817078 | TNB | DISTRIBUTION | KUALA SELANGOR | Existing |  |  | LVDB | LVDB 1600 A - 2 in 8 out | D-KSL-C18-1506 | INDOOR | [6 empty] | 1600.000 A | 1970-01-01 |  |  | 0
387817210 | TNB | DISTRIBUTION | KUALA SELANGOR | Existing | BKSL/PCE/J00898/NDTX1 | 310579459 | LVDB | LVDB 1600 A - 2 in 8 out | D-KSL-C18-1555 | INDOOR |  | INST | YTBC | ITEM |  | IIESB-D8498 |  | 1970-01-01 | FEEDER PILLAR,LV,DIN,1600A |  | 1
387817391 | TNB | DISTRIBUTION | KUALA SELANGOR | Existing |  |  | LVDB | LVDB 1600 A - 2 in 8 out | D-KSL-C18-1506 | INDOOR | [6 empty] | 1600.000 A | 1970-01-01 |  |  | 0
387817468 | TNB | DISTRIBUTION | KUALA SELANGOR | Existing |  |  | LVDB | LVDB 1600 A - 2 in 8 out | D-KSL-C18-1506 | INDOOR | [6 empty] | 1600.000 A | 1970-01-01 |  |  | 0
388117541 | TNB | DISTRIBUTION | KUALA SELANGOR | Existing |  |  | LVDB | LVDB 1600 A - 2 in 8 out |  | INDOOR | [6 empty] | 1600.000 A | 1970-01-01 |  |  | 2
388117618 | TNB | DISTRIBUTION | KUALA SELANGOR | Existing |  |  | LVDB | LVDB 1600 A - 2 in 8 out |  | INDOOR | [6 empty] | 1600.000 A | 1970-01-01 |  |  | 2
389036457 | TNB | DISTRIBUTION | KUALA SELANGOR | Existing | BKSL/PCE/J00244/NDTX1 | 300022931 | LVDB | LVDB 1600 A - 2 in 8 out | TMN BKT BELIMBING INDAH | INDOOR |  |  |  | SSE |  | FP9709-0566 | 1600.000 A | 14/02/1976 | LVDB 1 |  | 2
390513573 | TNB | DISTRIBUTION | KUALA SELANGOR | Existing |  |  | LVDB | LVDB 1600 A - 2 in 8 out | D-KSL-C18-1627 | INDOOR | [6 empty] | 1600.000 A | 1970-01-01 |  |  | 1
390513700 | TNB | DISTRIBUTION | KUALA SELANGOR | Existing |  |  | LVDB | LVDB 1600 A - 2 in 10 out (CS) | D-KSL-C18-1653 | INDOOR | [6 empty] | 1600.000 A | 1970-01-01 |  |  | 0
390513842 | TNB | DISTRIBUTION | KUALA SELANGOR | Existing | BKSL/PCE/J00891/NDTX1 | 310711956 | LVDB | LVDB 1600 A - 2 in 8 out | D-KSL-C19-1643 | INDOOR |  |  |  | ITEM |  | IIESB-9073 |  | 1970-01-01 | FEEDER PILLAR,LV,DIN,1600A |  | 2
392072782 | TNB | DISTRIBUTION | KUALA SELANGOR | Existing |  |  | FEEDER PILLAR | FP 800 A - 2 in 5 out |  | OUTDOOR | 9801-1154 | [9 empty] | 0
392716864 | TNB | DISTRIBUTION | KUALA SELANGOR | Existing |  |  | FEEDER PILLAR | FP 800 A - 2 in 5 out |  | OUTDOOR | FPE (TNB885/2011P) | [9 empty] | 0
392717601 | TNB | DISTRIBUTION | KUALA SELANGOR | Existing |  |  | FEEDER PILLAR | FP 800 A - 2 in 5 out |  | OUTDOOR | FPP | [9 empty] | 0
392717733 | TNB | DISTRIBUTION | KUALA SELANGOR | Existing |  |  | FEEDER PILLAR | FP 800 A - 2 in 5 out |  | OUTDOOR | FPB | [9 empty] | 0
392717787 | TNB | DISTRIBUTION | KUALA SELANGOR | Existing |  |  | FEEDER PILLAR | FP 800 A - 2 in 5 out |  | OUTDOOR | FPC | [9 empty] | 0
392717841 | TNB | DISTRIBUTION | KUALA SELANGOR | Existing |  |  | FEEDER PILLAR | FP 1600 A - 2 in 8 out |  | OUTDOOR | FPD | [9 empty] | 0
392717925 | TNB | DISTRIBUTION | KUALA SELANGOR | Existing |  |  | FEEDER PILLAR | FP 1600 A - 2 in 8 out |  | OUTDOOR | FPA (D0889) | [8 empty] | Incoming tidak diketahui | 0
393786178 | TNB | DISTRIBUTION | KUALA SELANGOR | Existing |  |  | LVDB | LVDB 1600 A - 2 in 8 out | D-KSL-C18-1668 | INDOOR | [6 empty] | 1600.000 A | 1970-01-01 |  |  | 0
393786255 | TNB | DISTRIBUTION | KUALA SELANGOR | Existing |  |  | LVDB | LVDB 1600 A - 2 in 8 out | D-KSL-C18-1668 | INDOOR | [6 empty] | 1600.000 A | 1970-01-01 |  |  | 0
393786380 | TNB | DISTRIBUTION | KUALA SELANGOR | Existing |  |  | LVDB | LVDB 800 A - 2 in 6 out (CS) | D-KSL-C18-1658 | INDOOR | [6 empty] | 1600.000 A | 1970-01-01 |  |  | 2
393786486 | TNB | DISTRIBUTION | KUALA SELANGOR | Existing |  |  | LVDB | LVDB 800 A - 2 in 6 out (CS) | D-KSL-C18-1646 | INDOOR | [6 empty] | 1600.000 A | 1970-01-01 |  |  | 1

## Output
Id | Owner Type | Owner Name | Operational Area | Status | ERMS Functional Location | ERMS Equipment No | Structure | Design | Distribution PE | LVDB/FP Location | Label | ERMS System Status | ERMS User Status | Manufacturer | Manufacturer _Old_ | Serial Number | LVDB/FP Rating | Date Commissioned | Description | Remarks | Structure Nodes | Check | Detail
255899825 | TNB | DISTRIBUTION | KUALA SELANGOR | Existing |  |  | LVDB |  | STP SERI PRISTANA | INDOOR | J02/29-681 |  |  |  | ITEM |  | 1600.000 A |  |  |  | 2 | Pass | null
255907500 | TNB | DISTRIBUTION | KUALA SELANGOR | Existing |  |  | LVDB | FP 1600 A - 2 in 8 out (PE) | TMN MAKMUR | INDOOR | LV37-6354 |  |  |  | SUN SYSTEM ENG. |  | 1600.000 A |  |  |  | 1 | Pass | null
255908070 | TNB | DISTRIBUTION | KUALA SELANGOR | Existing |  |  | LVDB | FP 1600 A - 2 in 8 out (PE) | JERAM NO 1 | INDOOR | FP9607-1091 |  |  |  | SUN SYSTEM ENG. |  | 1600.000 A |  |  |  | 0 | Pass | null
255918539 | TNB | DISTRIBUTION | KUALA SELANGOR | Existing |  |  | LVDB | FP 1600 A - 2 in 8 out (PE) | KIM LIAN HUAT | INDOOR | N/A |  |  |  | LUCY |  | 1600.000 A |  |  |  | 0 | Pass | null
255918581 | TNB | DISTRIBUTION | KUALA SELANGOR | Existing |  |  | LVDB | FP 1600 A - 2 in 8 out (PE) | BAGAN PASIR | INDOOR | 1193 |  |  |  | ITEM |  | 1600.000 A |  |  |  | 0 | Pass | null
255918628 | TNB | DISTRIBUTION | KUALA SELANGOR | Existing |  |  | LVDB | FP 1600 A - 2 in 8 out (PE) | PPRT SG KAJANG | INDOOR | N/A |  |  |  | Unknown |  | 1600.000 A |  |  |  | 0 | Pass | null
255919727 | TNB | DISTRIBUTION | KUALA SELANGOR | Existing |  |  | LVDB | FP 1600 A - 2 in 8 out (PE) | TAMAN PEKERTI | INDOOR | S/83/1119 |  |  |  | MTM |  | 1000.000 A |  |  |  | 0 | Pass | null
255929282 | TNB | DISTRIBUTION | KUALA SELANGOR | Existing |  |  | LVDB | FP 1600 A - 2 in 8 out (PE) | TAMAN NILAM | INDOOR | LV7060029 |  |  |  | INDKOM |  | 1600.000 A |  |  |  | 0 | Pass | null
255930529 | TNB | DISTRIBUTION | KUALA SELANGOR | Existing |  |  | LVDB | FP 1600 A - 2 in 8 out (PE) | 9 BUAH KEDAI IJOK | INDOOR |  |  |  |  | GEC |  | 1600.000 A |  |  |  | 0 | Pass | null
255930833 | TNB | DISTRIBUTION | KUALA SELANGOR | Existing |  |  | LVDB | FP 1600 A - 2 in 8 out (PE) | CHOP GUAN SENG | INDOOR | FP9606-0064 |  |  |  | SUN SYSTEM ENG. |  | 1600.000 A |  |  |  | 5 | Pass | null
255930899 | TNB | DISTRIBUTION | KUALA SELANGOR | Existing |  |  | LVDB | FP 1600 A - 2 in 8 out (PE) | TAWIE | INDOOR | FP9606-0030 |  |  |  | SUN SYSTEM ENG. |  | 1600.000 A |  |  |  | 3 | Pass | null
255931018 | TNB | DISTRIBUTION | KUALA SELANGOR | Existing | BKSL/PCE/J00473/NDLB | 300313345 | LVDB | LVDB 1600 A - 2 in 8 out | PE FISH POND NO 1 | INDOOR | DB 02/01-1438 |  |  |  | POWERJOG |  | 1600.000 A |  |  |  | 0 | Pass | null
255958841 | TNB | DISTRIBUTION | KUALA SELANGOR | Existing |  |  | LVDB | FP 1600 A - 2 in 8 out (PE) | IND ALAM JAYA NO 8 | INDOOR | LV 5040138 (B) |  |  |  | INDKOM |  | 1600.000 A |  |  |  | 0 | Pass | null
255964964 | TNB | DISTRIBUTION | KUALA SELANGOR | Existing |  |  | LVDB | FP 1600 A - 2 in 8 out (PE) | SUNGAI TERAP | INDOOR | 11734 |  |  |  | Unknown |  | 1600.000 A |  |  |  | 0 | Pass | null
255965014 | TNB | DISTRIBUTION | KUALA SELANGOR | Existing |  |  | LVDB | FP 1600 A - 2 in 8 out (PE) | EYE BER EE NO 1 | INDOOR | FPX167/2007 |  |  |  | TOPRANK |  | 1600.000 A |  |  |  | 3 | Pass | null
255965791 | TNB | DISTRIBUTION | KUALA SELANGOR | Existing |  |  | FEEDER PILLAR | FP 1600 A - 2 in 8 out (PE) | YUSRI | INDOOR | FP9606-0028 |  |  |  | SUN SYSTEM ENG. |  | 1600.000 A |  |  |  | 0 | Pass | null
255965851 | TNB | DISTRIBUTION | KUALA SELANGOR | Existing |  |  | FEEDER PILLAR | FP 1600 A - 2 in 8 out (PE) | BALAI POLIS JERAM | INDOOR | FP37-0165 |  |  |  | SUN SYSTEM ENG. |  | 1600.000 A |  |  |  | 0 | Pass | null
255965914 | TNB | DISTRIBUTION | KUALA SELANGOR | Existing |  |  | LVDB | FP 1600 A - 2 in 8 out (PE) | TMN SG SEMBILANG | INDOOR | S/86/1038 |  |  |  | MTM |  | 1600.000 A |  |  |  | 0 | Pass | null
255975106 | TNB | DISTRIBUTION | KUALA SELANGOR | Existing |  |  | LVDB | FP 1600 A - 2 in 8 out (PE) | KAMPONG BARU CINA TIRAM BUSUK | INDOOR | EP20010023 |  |  |  | MERLIN GERIN |  | 1600.000 A |  |  |  | 0 | Pass | null
255977227 | TNB | DISTRIBUTION | KUALA SELANGOR | Existing |  |  | LVDB | FP 1600 A - 2 in 8 out (PE) | TMN SRI PENAMBANG | INDOOR | N/A |  |  |  | Unknown |  | 800.000 A |  |  |  | 0 | Pass | null
255981903 | TNB | DISTRIBUTION | KUALA SELANGOR | Existing |  |  | LVDB | LVDB 1600 A - 2 in 8 out | KUARTERS STP BKT BADONG | INDOOR | FP9606-2689 |  |  |  | SUN SYSTEM ENG. |  | 1600.000 A |  |  |  | 0 | Pass | null
255984311 | TNB | DISTRIBUTION | KUALA SELANGOR | Existing |  |  | LVDB | FP 1600 A - 2 in 8 out (PE) | KUATERS GURU SEK MEN P PERMTANG | INDOOR | LV37-0249 |  |  |  | SUN SYSTEM ENG. |  | 1600.000 A |  |  |  | 0 | Pass | null
255984667 | TNB | DISTRIBUTION | KUALA SELANGOR | Existing |  |  | LVDB | FP 1600 A - 2 in 8 out (PE) | SEK MEN AGAMA P.PENAMBANG | INDOOR | S187/1029 |  |  |  | MTM |  | 1000.000 A |  |  |  | 0 | Pass | null
256124382 | TNB | DISTRIBUTION | KUALA SELANGOR | Existing |  |  | LVDB | FP 1600 A - 2 in 8 out (PE) | TG KARANG DEVELOPMENT | INDOOR | N/A |  |  |  | Unknown |  | 1600.000 A |  |  |  | 0 | Pass | null
256226643 | TNB | DISTRIBUTION | KUALA SELANGOR | Existing |  |  | LVDB | FP 1600 A - 2 in 8 out (PE) | FBK IND SDN BHD | INDOOR | LVV 1293 |  |  |  | TOPRANK |  | 1600.000 A |  |  |  | 4 | Pass | null
256341577 | TNB | DISTRIBUTION | KUALA SELANGOR | Existing |  |  | LVDB | FP 1600 A - 2 in 8 out (PE) | PE IND ALAM JAYA NO.8 | INDOOR | LV 5041197 (A) |  |  |  | INDKOM |  | 1600.000 A |  |  |  | 0 | Pass | null
256366573 | TNB | DISTRIBUTION | KUALA SELANGOR | Existing |  |  | LVDB | FP 1600 A - 2 in 8 out (PE) | IND ALAM JAYA NO 4 | INDOOR | LV 974-0501 |  |  |  | SUN SYSTEM ENG. |  | 1600.000 A |  |  |  | 0 | Pass | null
256368189 | TNB | DISTRIBUTION | KUALA SELANGOR | Existing |  |  | LVDB | FP 1600 A - 2 in 8 out (PE) | IND ALAM JAYA NO 6 | INDOOR | LV 2330 |  |  |  | ALGEBRA |  | 1600.000 A |  |  |  | 0 | Pass | null
256404584 | TNB | DISTRIBUTION | KUALA SELANGOR | Existing |  |  | FEEDER PILLAR |  |  | OUTDOOR |  |  |  |  | Unknown | [5 empty] | 0 | Pass | null
256442712 | TNB | DISTRIBUTION | KUALA SELANGOR | Existing |  |  | LVDB | FP 1600 A - 2 in 8 out (PE) | TMN RADEN JAYA NO 1 | INDOOR | LV01/03-529 |  |  |  | POWERJOG |  | 1600.000 A |  |  |  | 0 | Pass | null
256456488 | TNB | DISTRIBUTION | KUALA SELANGOR | Existing |  |  | LVDB | FP 1600 A - 2 in 8 out (PE) | PADANG GAJAH | INDOOR | S/86/1084 |  |  |  | MTM |  | 1600.000 A |  |  |  | 6 | Pass | null
256456586 | TNB | DISTRIBUTION | KUALA SELANGOR | Existing |  |  | LVDB | FP 1600 A - 2 in 8 out (PE) | PETRONAS SG SEMBILANG | INDOOR | J02/31-339 |  |  |  | ITEM |  | 1600.000 A |  |  |  | 0 | Pass | null
256456680 | TNB | DISTRIBUTION | KUALA SELANGOR | Existing |  |  | LVDB | FP 1600 A - 2 in 8 out (PE) | SUPERMARKET BILLION | INDOOR | LV974-0619 |  |  |  | SUN SYSTEM ENG. |  | 1600.000 A |  |  |  | 0 | Pass | null
256456745 | TNB | DISTRIBUTION | KUALA SELANGOR | Existing | BKSL/PCE/J00595/NDTX1 |  | LVDB | FP 1600 A - 2 in 8 out (PE) | TAMAN SETIA BUDI | INDOOR | N/A |  |  |  | Unknown |  | 1600.000 A |  |  |  | 0 | Pass | null
256457257 | TNB | DISTRIBUTION | KUALA SELANGOR | Existing |  |  | LVDB | FP 1600 A - 2 in 8 out (PE) | PASIR PENAMBANG | INDOOR | 00608 |  |  |  | TOPRANK |  | 1600.000 A |  |  |  | 0 | Pass | null
256457320 | TNB | DISTRIBUTION | KUALA SELANGOR | Existing |  |  | LVDB | FP 1600 A - 2 in 8 out (PE) | BAGAN SG YU | INDOOR | N/A |  |  |  | Unknown |  | 1600.000 A |  |  |  | 0 | Pass | null
256523745 | TNB | DISTRIBUTION | KUALA SELANGOR | Existing |  |  | LVDB | FP 1600 A - 2 in 8 out (PE) | TAMAN RADIN JAYA NO 2 | INDOOR | LV970-0802 |  |  |  | SUN SYSTEM ENG. |  | 1600.000 A |  |  |  | 0 | Pass | null
256534750 | TNB | DISTRIBUTION | KUALA SELANGOR | Existing | BKSL/PCE/J00195/NDTX1 |  | LVDB | FP 1600 A - 2 in 8 out (PE) | TAMAN DESA JAYA TG KARANG | INDOOR | N/A |  |  |  | Unknown |  | 1600.000 A |  |  |  | 0 | Pass | null
256609062 | TNB | DISTRIBUTION | KUALA SELANGOR | Existing |  |  | LVDB | FP 1600 A - 2 in 8 out (PE) | KG SG KAJANG | INDOOR | N/A |  |  |  | Unknown |  | 1600.000 A |  |  |  | 0 | Pass | null
256609098 | TNB | DISTRIBUTION | KUALA SELANGOR | Existing | BKSL/PCE/J00238/NDTX1 |  | LVDB | FP 1600 A - 2 in 8 out (PE) | LPN BATU 2 | INDOOR | N/A |  |  |  | Unknown |  | 1600.000 A |  |  |  | 0 | Pass | null
256623436 | TNB | DISTRIBUTION | KUALA SELANGOR | Existing |  |  | LVDB | FP 1600 A - 2 in 8 out (PE) | EYU TEK CHAI | INDOOR | N/A |  |  |  | Unknown |  | 1600.000 A |  |  |  | 4 | Pass | null
256623613 | TNB | DISTRIBUTION | KUALA SELANGOR | Existing | BKSL/PCE/J00306/NDLB | 300313781 | LVDB | FP 1600 A - 2 in 8 out (PE) | SM AGAMA JERAM | INDOOR | LV37-0874 |  |  |  | SUN SYSTEM ENG. |  | 1600.000 A |  |  |  | 0 | Pass | null
256624035 | TNB | DISTRIBUTION | KUALA SELANGOR | Existing |  |  | LVDB | FP 1600 A - 2 in 8 out (PE) | PT SERONG | INDOOR | 21730 |  |  |  | GEC |  | 1600.000 A |  |  |  | 0 | Pass | null
256624085 | TNB | DISTRIBUTION | KUALA SELANGOR | Existing |  |  | LVDB | FP 1600 A - 2 in 8 out (PE) | KIEN HUAT FURNITURE S/B | INDOOR | LV970-0081 |  |  |  | SUN SYSTEM ENG. |  | 1600.000 A |  |  |  | 0 | Pass | null
256624207 | TNB | DISTRIBUTION | KUALA SELANGOR | Existing | BKSL/PCE/J00201/NDTX1 |  | LVDB | FP 1600 A - 2 in 8 out (PE) | SG TENGI KANAN NO 2 | INDOOR | N/A |  |  |  | Unknown |  | 1600.000 A |  |  |  | 0 | Pass | null
256624626 | TNB | DISTRIBUTION | KUALA SELANGOR | Existing |  |  | LVDB | FP 1600 A - 2 in 8 out (PE) | JBTN TIMB JPJ | INDOOR | FP 9608-0052 |  |  |  | SUN SYSTEM ENG. |  | 800.000 A |  |  |  | 0 | Pass | null
256631130 | TNB | DISTRIBUTION | KUALA SELANGOR | Existing |  |  | LVDB | FP 1600 A - 2 in 8 out (PE) | TAMAN BAYU PASIR PENAMBANG | INDOOR | S/87/1030 |  |  |  | MTM |  | 1600.000 A |  |  |  | 2 | Pass | null
256768962 | TNB | DISTRIBUTION | KUALA SELANGOR | Existing |  |  | LVDB | FP 800 A - 2 in 5 out |  | INDOOR | N/A |  |  |  | Unknown |  | 1600.000 A |  |  |  | 3 | Pass | null
256787422 | TNB | DISTRIBUTION | KUALA SELANGOR | Existing |  |  | LVDB | FP 1600 A - 2 in 8 out (PE) | LAY HONG SPG 3 JERAM NO 2 | INDOOR | LV974-0811 |  |  |  | SUN SYSTEM ENG. |  | 1600.000 A |  |  |  | 0 | Pass | null
256793750 | TNB | DISTRIBUTION | KUALA SELANGOR | Existing |  |  | LVDB | FP 1600 A - 2 in 8 out (PE) |  | INDOOR | N/A |  |  |  | Unknown |  | 1600.000 A |  |  |  | 0 | Pass | null
256793920 | TNB | DISTRIBUTION | KUALA SELANGOR | Existing |  |  | LVDB | FP 1600 A - 2 in 8 out (PE) | TMN PERMAI SPG TIGA JERAM | INDOOR | LV970-0199 |  |  |  | SUN SYSTEM ENG. |  | 1600.000 A |  |  |  | 0 | Pass | null
256794037 | TNB | DISTRIBUTION | KUALA SELANGOR | Existing |  |  | LVDB | FP 1600 A - 2 in 8 out (PE) | SW/STN TAMBAK JAWA | INDOOR | FP9606-0112 |  |  |  | SUN SYSTEM ENG. |  | 1600.000 A |  |  |  | 6 | Pass | null
256794099 | TNB | DISTRIBUTION | KUALA SELANGOR | Existing |  |  | LVDB | FP 1600 A - 2 in 8 out (PE) | TAMAN KENARI | INDOOR | LV/B393 |  |  |  | TOPRANK |  | 1600.000 A |  |  |  | 0 | Pass | null
256798701 | TNB | DISTRIBUTION | KUALA SELANGOR | Existing |  |  | LVDB | FP 1600 A - 2 in 8 out (PE) | JERAM NO 2 | INDOOR | S/82/1215 |  |  |  | MTM |  | 800.000 A |  |  |  | 0 | Pass | null
256811422 | TNB | DISTRIBUTION | KUALA SELANGOR | Existing |  |  | LVDB | FP 1600 A - 2 in 8 out (PE) | TG KARANG PKPS | INDOOR | S/82/213 |  |  |  | MTM |  | 1600.000 A |  |  |  | 0 | Pass | null
376961729 | TNB | DISTRIBUTION | KUALA SELANGOR | Existing | BKSL/PCE/J00438/NDTX1 |  | LVDB | LVDB 1600 A - 2 in 8 out | D-KSL-C17-1560 | INDOOR | [6 empty] | 1600.000 A | 19700101 |  |  | 2 | Pass | null
376961851 | TNB | DISTRIBUTION | KUALA SELANGOR | Existing |  |  | LVDB | LVDB 1600 A - 2 in 10 out (CS) | TMN KELISA | INDOOR | [6 empty] | 1600.000 A | 19700101 |  |  | 2 | Pass | null
376961994 | TNB | DISTRIBUTION | KUALA SELANGOR | Existing |  |  | LVDB | LVDB 1600 A - 2 in 8 out | KG SRI TIRAM BUROK | INDOOR | [6 empty] | 1600.000 A | 19700101 |  |  | 0 | Pass | null
377034980 | TNB | DISTRIBUTION | KUALA SELANGOR | Existing |  |  | LVDB | LVDB 1600 A - 2 in 8 out | D-KSL-C17-1510 | INDOOR | [6 empty] | 1600.000 A | 19700101 |  |  | 4 | Pass | null
377966641 | TNB | DISTRIBUTION | KUALA SELANGOR | Existing |  |  | LVDB | LVDB 1600 A - 2 in 8 out | Grp: Substation Comp. 1 | INDOOR | [6 empty] | 1600.000 A | 19700101 |  |  | 1 | Pass | null
377966911 | TNB | DISTRIBUTION | KUALA SELANGOR | Existing |  |  | LVDB | LVDB 1600 A - 2 in 8 out | D-KSL-C17-1576 | INDOOR | [6 empty] | 1600.000 A | 19700101 |  |  | 2 | Pass | null
379512346 | TNB | DISTRIBUTION | KUALA SELANGOR | Existing | BKSL/PCE/J00452/NDTX1 | 310595375 | LVDB | LVDB 1600 A - 2 in 8 out | D-KSL-C17-1613 | INDOOR |  |  |  | SSE |  |  |  | 19700101 |  |  | 1 | Pass | null
379512477 | TNB | DISTRIBUTION | KUALA SELANGOR | Existing | BKSL/PCE/J00884/NDTX1 | 310624632 | LVDB | LVDB 1600 A - 2 in 8 out | D-KSL-C17-1268 | INDOOR |  |  |  | TOSHIBA |  |  |  | 19700101 |  |  | 2 | Pass | null
379632590 | TNB | DISTRIBUTION | KUALA SELANGOR | Existing |  |  | LVDB | LVDB 1600 A - 2 in 8 out |  | INDOOR | 21106 |  |  |  | GEC | [5 empty] | 0 | Pass | null
379787402 | TNB | DISTRIBUTION | KUALA SELANGOR | Existing |  |  | LVDB | LVDB 1600 A - 2 in 8 out | KOSSAN RUBBER NO 5 | INDOOR | [6 empty] | 1600.000 A | 19700101 |  |  | 0 | Pass | null
379787522 | TNB | DISTRIBUTION | KUALA SELANGOR | Existing |  |  | LVDB | LVDB 1600 A - 2 in 8 out | SYNLE HART | INDOOR | [6 empty] | 1600.000 A | 19700101 |  |  | 0 | Pass | null
379787618 | TNB | DISTRIBUTION | KUALA SELANGOR | Existing |  |  | LVDB | LVDB 1600 A - 2 in 8 out | KEM BINA INSAN | INDOOR | LV2890 |  |  |  | ALGEBRA |  | 1600.000 A | 19700101 |  |  | 0 | Pass | null
379787712 | TNB | DISTRIBUTION | KUALA SELANGOR | Existing |  |  | LVDB | LVDB 1600 A - 2 in 8 out | PANTAI REMIS | INDOOR | [6 empty] | 1600.000 A | 19700101 |  |  | 0 | Pass | null
379787928 | TNB | DISTRIBUTION | KUALA SELANGOR | Existing |  |  | LVDB | LVDB 1600 A - 2 in 8 out | TMN JATI | INDOOR | DB02/05-1527 |  |  |  | POWERJOG | [5 empty] | 5 | Pass | null
379791551 | TNB | DISTRIBUTION | KUALA SELANGOR | Existing | BKSL/PCE/J00160/NDTX1 | 300022622 | LVDB | LVDB 1600 A - 2 in 8 out | TMN SRI SEKINCHAN NO 1 | INDOOR | S/88/1117 |  |  |  | MTM |  | 1600.000 A | 19700101 |  |  | 0 | Pass | null
379791645 | TNB | DISTRIBUTION | KUALA SELANGOR | Existing | BKSL/PCE/J00313/NDTX1 | 300232745 | LVDB | LVDB 1600 A - 2 in 8 out | TMN SRI SEKINCHAN NO 2 (C) | INDOOR | LB 1402001 |  |  |  | INDKOM |  | 1600.000 A | 19700101 |  |  | 0 | Pass | null
379791748 | TNB | DISTRIBUTION | KUALA SELANGOR | Existing |  |  | LVDB | LVDB 1600 A - 2 in 8 out | SEAFOOD BGN SEKINCHAN | INDOOR | [6 empty] | 1600.000 A | 19700101 |  |  | 0 | Pass | null
379791842 | TNB | DISTRIBUTION | KUALA SELANGOR | Existing |  |  | LVDB | LVDB 1600 A - 2 in 8 out | TELEKOM SEKINCHAN | INDOOR | FP/05/J257 |  |  |  | TOPRANK |  | 1600.000 A | 19700101 |  |  | 0 | Pass | null
379791963 | TNB | DISTRIBUTION | KUALA SELANGOR | Existing |  |  | LVDB | LVDB 1600 A - 2 in 8 out | SURIA PRESS | INDOOR | [6 empty] | 1600.000 A | 19700101 |  |  | 0 | Pass | null
379792059 | TNB | DISTRIBUTION | KUALA SELANGOR | Existing |  |  | LVDB | LVDB 1600 A - 2 in 8 out | TMN RIA JAYA | INDOOR | [6 empty] | 1600.000 A | 19700101 |  |  | 0 | Pass | null
379792155 | TNB | DISTRIBUTION | KUALA SELANGOR | Existing |  |  | LVDB | LVDB 1600 A - 2 in 8 out | KEE HIN NO 1 | INDOOR | S/86/1092 |  |  |  | MTM |  | 1600.000 A | 19700101 |  |  | 0 | Pass | null
379792251 | TNB | DISTRIBUTION | KUALA SELANGOR | Existing | BKSL/PCE/J00162/NDFP | 300313494 | LVDB | LVDB 1600 A - 2 in 8 out | SEKINCHAN NO 2(DEPAN BALAI POLIS SKN) | INDOOR | [6 empty] | 1600.000 A | 19700101 |  |  | 0 | Pass | null
379792345 | TNB | DISTRIBUTION | KUALA SELANGOR | Existing |  |  | LVDB | LVDB 1600 A - 2 in 8 out | BGN SEKINCHAN | INDOOR | FP01/11-1219 |  |  |  | POWERJOG |  | 1600.000 A | 19700101 |  |  | 0 | Pass | null
379792439 | TNB | DISTRIBUTION | KUALA SELANGOR | Existing |  |  | LVDB | LVDB 1600 A - 2 in 8 out | PE PANJI MUARA | INDOOR | [6 empty] | 1600.000 A | 19700101 |  |  | 0 | Pass | null
379792535 | TNB | DISTRIBUTION | KUALA SELANGOR | Existing |  |  | LVDB | LVDB 1600 A - 2 in 8 out | SITE C SEKINCHAN | INDOOR | [6 empty] | 1600.000 A | 19700101 |  |  | 0 | Pass | null
379792631 | TNB | DISTRIBUTION | KUALA SELANGOR | Existing | BKSL/PCE/J00167/NDTX1 | 300342969 | LVDB | LVDB 1600 A - 2 in 8 out | SELOKA GAGAH NO 1 | INDOOR | [6 empty] | 1600.000 A | 19700101 |  |  | 0 | Pass | null
379792727 | TNB | DISTRIBUTION | KUALA SELANGOR | Existing | BKSL/PCE/J00176/NDFP3 | 300342973 | LVDB | LVDB 1600 A - 2 in 8 out | SELOKA GAGAH NO 2 | INDOOR | [6 empty] | 1600.000 A | 19700101 |  |  | 0 | Pass | null
379792821 | TNB | DISTRIBUTION | KUALA SELANGOR | Existing |  |  | LVDB | LVDB 1600 A - 2 in 10 out (CS) | SEK KEB SRI SEKINCAN | INDOOR | [6 empty] | 1600.000 A | 19700101 |  |  | 0 | Pass | null
379792925 | TNB | DISTRIBUTION | KUALA SELANGOR | Existing |  |  | LVDB | LVDB 1600 A - 2 in 8 out | ASIA AQUACULTURE BGN TENGKORAK | INDOOR | [6 empty] | 1600.000 A | 19700101 |  |  | 0 | Pass | null
379793122 | TNB | DISTRIBUTION | KUALA SELANGOR | Existing | BKSL/PCE/J00198/NDFP | 300313443 | LVDB | LVDB 1600 A - 2 in 8 out | K/UDANG BGN TENGKORAK | INDOOR | 21756 |  |  |  | GEC |  | 1600.000 A | 19700101 |  |  | 0 | Pass | null
379793364 | TNB | DISTRIBUTION | KUALA SELANGOR | Existing |  |  | LVDB | LVDB 1600 A - 2 in 8 out | GEMA JAYA | INDOOR | [6 empty] | 1600.000 A | 19700101 |  |  | 0 | Pass | null
379793458 | TNB | DISTRIBUTION | KUALA SELANGOR | Existing | BKSL/PCE/J00151/NDTX1 | 300022574 | LVDB | LVDB 1600 A - 2 in 8 out | JURU JAYA | INDOOR | S1/65/89/1076 |  |  |  | MTM |  | 1600.000 A | 19700101 |  |  | 0 | Pass | null
379793572 | TNB | DISTRIBUTION | KUALA SELANGOR | Existing | BKSL/PCE/J00152/NDFP | 300313474 | LVDB | LVDB 1600 A - 2 in 8 out | SITE B SEKINCHAN | INDOOR | FP9606-0753 |  |  |  | SUN SYSTEM ENG. |  | 1600.000 A | 19700101 |  |  | 2 | Pass | null
379793747 | TNB | DISTRIBUTION | KUALA SELANGOR | Existing |  |  | LVDB | LVDB 1600 A - 2 in 8 out | KLG SEMERAH PADI SITE A SEKINCHAN | INDOOR | LV5050051 |  |  |  | INDKOM |  | 1600.000 A | 19700101 |  |  | 0 | Pass | null
379794026 | TNB | DISTRIBUTION | KUALA SELANGOR | Existing |  |  | LVDB | LVDB 1600 A - 2 in 8 out | JALAN PARIT 5 SAI KIM | INDOOR | [6 empty] | 1600.000 A | 19700101 |  |  | 0 | Pass | null
379794197 | TNB | DISTRIBUTION | KUALA SELANGOR | Existing |  |  | LVDB | LVDB 1600 A - 2 in 8 out | KLG PADI DATARAN PUSAKA | INDOOR | [6 empty] | 1600.000 A | 19700101 |  |  | 0 | Pass | null
379794385 | TNB | DISTRIBUTION | KUALA SELANGOR | Existing | BKSL/PCE/J00153/NDFP | 300313475 | LVDB | LVDB 1600 A - 2 in 8 out | PE BERNAS (LPN) | INDOOR | [6 empty] | 1600.000 A | 19700101 |  |  | 0 | Pass | null
379794499 | TNB | DISTRIBUTION | KUALA SELANGOR | Existing | BKSL/PCE/J00826/ND | 300443262 | LVDB | LVDB 1600 A - 2 in 8 out | TAMAN INDAH 2 | INDOOR | [6 empty] | 1600.000 A | 19700101 |  |  | 0 | Pass | null
379794556 | TNB | DISTRIBUTION | KUALA SELANGOR | Existing | BKSL/PCE/J00826/NE | 300443275 | LVDB | LVDB 1600 A - 2 in 8 out | TAMAN INDAH 2 | INDOOR | [6 empty] | 1600.000 A | 19700101 |  |  | 0 | Pass | null
379794674 | TNB | DISTRIBUTION | KUALA SELANGOR | Existing |  |  | LVDB | LVDB 1600 A - 2 in 8 out | BALAI BOMBA SEKINCHAN | INDOOR | [6 empty] | 1600.000 A | 19700101 |  |  | 0 | Pass | null
379794731 | TNB | DISTRIBUTION | KUALA SELANGOR | Existing |  |  | LVDB | LVDB 1600 A - 2 in 8 out | BALAI BOMBA SEKINCHAN | INDOOR | [6 empty] | 1600.000 A | 19700101 |  |  | 0 | Pass | null
379794845 | TNB | DISTRIBUTION | KUALA SELANGOR | Existing |  |  | LVDB | LVDB 1600 A - 2 in 8 out | HOTEL DELUXE | INDOOR | FP3966 |  |  |  | ALGEBRA |  | 1600.000 A | 19700101 |  |  | 0 | Pass | null
379794902 | TNB | DISTRIBUTION | KUALA SELANGOR | Existing |  |  | LVDB | LVDB 1600 A - 2 in 8 out | HOTEL DELUXE | INDOOR | FP9606-0604 |  |  |  | SUN SYSTEM ENG. |  | 1600.000 A | 19700101 |  |  | 0 | Pass | null
379794996 | TNB | DISTRIBUTION | KUALA SELANGOR | Existing | BKSL/PCE/J00341/NDTX1 | 300241022 | LVDB | LVDB 1600 A - 2 in 8 out | TOKONG BUDHA SEKINCHAN | INDOOR | DB2378 |  |  |  | POWERJOG |  | 1600.000 A | 19700101 |  |  | 0 | Pass | null
379795092 | TNB | DISTRIBUTION | KUALA SELANGOR | Existing |  |  | LVDB | LVDB 1600 A - 2 in 8 out | TOKONG SEKINCHAN, L672 | INDOOR | [6 empty] | 1600.000 A | 19700101 |  |  | 0 | Pass | null
379795186 | TNB | DISTRIBUTION | KUALA SELANGOR | Existing |  |  | LVDB | LVDB 1600 A - 2 in 8 out | T/A 6 BAN 2 | INDOOR | [6 empty] | 1600.000 A | 19700101 |  |  | 0 | Pass | null
379795280 | TNB | DISTRIBUTION | KUALA SELANGOR | Existing |  |  | LVDB | LVDB 1600 A - 2 in 8 out | CTS COOKIES PT7 | INDOOR | [6 empty] | 1600.000 A | 19700101 |  |  | 0 | Pass | null
379795374 | TNB | DISTRIBUTION | KUALA SELANGOR | Existing |  |  | LVDB | LVDB 1600 A - 2 in 8 out | PT 7 BAN 2 | INDOOR | [6 empty] | 1600.000 A | 19700101 |  |  | 0 | Pass | null
379795468 | TNB | DISTRIBUTION | KUALA SELANGOR | Existing |  |  | LVDB | LVDB 1600 A - 2 in 8 out | PT 8 BAN 2 | INDOOR | [6 empty] | 1600.000 A | 19700101 |  |  | 0 | Pass | null
379795562 | TNB | DISTRIBUTION | KUALA SELANGOR | Existing |  |  | LVDB | LVDB 1600 A - 2 in 8 out | T/A 8 BAN 2 | INDOOR | [6 empty] | 1600.000 A | 19700101 |  |  | 0 | Pass | null
379795656 | TNB | DISTRIBUTION | KUALA SELANGOR | Existing |  |  | LVDB | LVDB 1600 A - 2 in 8 out | PT 9 BAN 2 | INDOOR | [6 empty] | 1600.000 A | 19700101 |  |  | 1 | Pass | null
379795775 | TNB | DISTRIBUTION | KUALA SELANGOR | Existing |  |  | LVDB | LVDB 1600 A - 2 in 8 out | GEMHARTA | INDOOR | [6 empty] | 1600.000 A | 19700101 |  |  | 0 | Pass | null
379795869 | TNB | DISTRIBUTION | KUALA SELANGOR | Existing |  |  | LVDB | LVDB 1600 A - 2 in 8 out | VPN MARKETING (M) | INDOOR | [6 empty] | 1600.000 A | 19700101 |  |  | 0 | Pass | null
379795963 | TNB | DISTRIBUTION | KUALA SELANGOR | Existing |  |  | LVDB | LVDB 1600 A - 2 in 8 out | KHUEN HING METAL SDN BHD | INDOOR | [6 empty] | 1600.000 A | 19700101 |  |  | 0 | Pass | null
379796057 | TNB | DISTRIBUTION | KUALA SELANGOR | Existing |  |  | LVDB | LVDB 1600 A - 2 in 8 out | HF MAROSHUMI ALAM JAYA | INDOOR | [6 empty] | 1600.000 A | 19700101 |  |  | 0 | Pass | null
379796151 | TNB | DISTRIBUTION | KUALA SELANGOR | Existing |  |  | LVDB | LVDB 1600 A - 2 in 8 out | KLG SANTEX | INDOOR | [6 empty] | 1600.000 A | 19700101 |  |  | 0 | Pass | null
379796245 | TNB | DISTRIBUTION | KUALA SELANGOR | Existing |  |  | LVDB | LVDB 1600 A - 2 in 8 out | MULTIGUNA NO.2 | INDOOR | [6 empty] | 1600.000 A | 19700101 |  |  | 0 | Pass | null
379796339 | TNB | DISTRIBUTION | KUALA SELANGOR | Existing |  |  | LVDB | LVDB 1600 A - 2 in 8 out | ADVANCE PRELUDE | INDOOR | [6 empty] | 1600.000 A | 19700101 |  |  | 0 | Pass | null
379796565 | TNB | DISTRIBUTION | KUALA SELANGOR | Existing |  |  | LVDB | LVDB 1600 A - 2 in 8 out | MANETWTECH BELLE ALAM JAYA | INDOOR | [6 empty] | 1600.000 A | 19700101 |  |  | 0 | Pass | null
379796622 | TNB | DISTRIBUTION | KUALA SELANGOR | Existing |  |  | LVDB | LVDB 1600 A - 2 in 8 out | MANETWTECH BELLE ALAM JAYA | INDOOR | [6 empty] | 1600.000 A | 19700101 |  |  | 0 | Pass | null
379796810 | TNB | DISTRIBUTION | KUALA SELANGOR | Existing |  |  | LVDB | LVDB 1600 A - 2 in 8 out | TOONG HENG LONG | INDOOR | [6 empty] | 1600.000 A | 19700101 |  |  | 0 | Pass | null
379796904 | TNB | DISTRIBUTION | KUALA SELANGOR | Existing |  |  | LVDB | LVDB 1600 A - 2 in 8 out | OHTSUKI SEIKO | INDOOR | [6 empty] | 1600.000 A | 19700101 |  |  | 0 | Pass | null
379796998 | TNB | DISTRIBUTION | KUALA SELANGOR | Existing |  |  | LVDB | LVDB 1600 A - 2 in 8 out | LITEX METAL SDN BHD | INDOOR | [6 empty] | 1600.000 A | 19700101 |  |  | 0 | Pass | null
379797092 | TNB | DISTRIBUTION | KUALA SELANGOR | Existing |  |  | LVDB | LVDB 1600 A - 2 in 8 out | FUJI BAKERY P.ALAM | INDOOR | [6 empty] | 1600.000 A | 19700101 |  |  | 0 | Pass | null
379797186 | TNB | DISTRIBUTION | KUALA SELANGOR | Existing |  |  | LVDB | LVDB 1600 A - 2 in 8 out | PROGRESSIVE FOAM | INDOOR | [6 empty] | 1600.000 A | 19700101 |  |  | 0 | Pass | null
379797280 | TNB | DISTRIBUTION | KUALA SELANGOR | Existing |  |  | LVDB | LVDB 1600 A - 2 in 8 out | PE AROTECH SDN BHD | INDOOR | [6 empty] | 1600.000 A | 19700101 |  |  | 0 | Pass | null
379797394 | TNB | DISTRIBUTION | KUALA SELANGOR | Existing |  |  | LVDB | LVDB 1600 A - 2 in 8 out | INDUSTRI ALAM JAYA NO.7 | INDOOR | [6 empty] | 1600.000 A | 19700101 |  |  | 0 | Pass | null
379797451 | TNB | DISTRIBUTION | KUALA SELANGOR | Existing |  |  | LVDB | LVDB 1600 A - 2 in 8 out | INDUSTRI ALAM JAYA NO.7 | INDOOR | [6 empty] | 1600.000 A | 19700101 |  |  | 0 | Pass | null
379797545 | TNB | DISTRIBUTION | KUALA SELANGOR | Existing |  |  | LVDB | LVDB 1600 A - 2 in 8 out | SANON PRINTING | INDOOR | [6 empty] | 1600.000 A | 19700101 |  |  | 0 | Pass | null
379797639 | TNB | DISTRIBUTION | KUALA SELANGOR | Existing |  |  | LVDB | LVDB 1600 A - 2 in 8 out | GIMATECH MALAYSIA | INDOOR | [6 empty] | 1600.000 A | 19700101 |  |  | 0 | Pass | null
379797733 | TNB | DISTRIBUTION | KUALA SELANGOR | Existing |  |  | LVDB | LVDB 1600 A - 2 in 8 out | MULTIGUNA TIAJ 2 /9 | INDOOR | [6 empty] | 1600.000 A | 19700101 |  |  | 0 | Pass | null
379798043 | TNB | DISTRIBUTION | KUALA SELANGOR | Existing | BKSL/PCE/J00807/NDTX1 | 300344243 | LVDB | LVDB 1600 A - 2 in 8 out | PPAJ NO.2 | INDOOR | [6 empty] | 1600.000 A | 19700101 |  |  | 0 | Pass | null
379798137 | TNB | DISTRIBUTION | KUALA SELANGOR | Existing |  |  | LVDB | LVDB 1600 A - 2 in 8 out | PASARAYA ECONSAVE ALAM JAYA | INDOOR | [6 empty] | 1600.000 A | 19700101 |  |  | 0 | Pass | null
379798419 | TNB | DISTRIBUTION | KUALA SELANGOR | Existing |  |  | LVDB | LVDB 1600 A - 2 in 8 out | LOJI PEMBENTUNGAN (NO.2) FASA 3 | INDOOR | [6 empty] | 1600.000 A | 19700101 |  |  | 0 | Pass | null
379864454 | TNB | DISTRIBUTION | KUALA SELANGOR | Existing |  |  | LVDB | LVDB 1600 A - 2 in 8 out | TALIAIR 9 BAN 2 | INDOOR | [6 empty] | 1600.000 A | 19700101 |  |  | 2 | Pass | null
379864679 | TNB | DISTRIBUTION | KUALA SELANGOR | Existing | BKSL/PCE/J00174/NDFP | 300313487 | LVDB | LVDB 1600 A - 2 in 8 out | KLG PADI PT 8 | INDOOR | FP3637 |  |  |  | ALGEBRA |  | 1600.000 A | 19700101 |  |  | 0 | Pass | null
379864773 | TNB | DISTRIBUTION | KUALA SELANGOR | Existing |  |  | LVDB | LVDB 1600 A - 2 in 8 out | PT 9 PASIR PANJANG | INDOOR | [6 empty] | 1600.000 A | 19700101 |  |  | 0 | Pass | null
379864867 | TNB | DISTRIBUTION | KUALA SELANGOR | Existing | BKSL/PCE/J00265/NDLB | 300343362 | LVDB | LVDB 1600 A - 2 in 8 out | MASRI PARIT 7 SG LEMAN | INDOOR | [6 empty] | 1600.000 A | 19700101 |  |  | 0 | Pass | null
379869037 | TNB | DISTRIBUTION | KUALA SELANGOR | Existing |  |  | LVDB | LVDB 1600 A - 2 in 8 out | GOOD NITE | INDOOR | [6 empty] | 1600.000 A | 19700101 |  |  | 4 | Pass | null
379869263 | TNB | DISTRIBUTION | KUALA SELANGOR | Existing |  |  | LVDB | LVDB 1600 A - 2 in 8 out | KOLAM UDANG SG JANGGUT | INDOOR | [6 empty] | 1600.000 A | 19700101 |  |  | 0 | Pass | null
379869661 | TNB | DISTRIBUTION | KUALA SELANGOR | Existing |  |  | LVDB | LVDB 1600 A - 2 in 8 out | SONG ENGINEERING | INDOOR | [6 empty] | 1600.000 A | 19700101 |  |  | 2 | Pass | null
379870541 | TNB | DISTRIBUTION | KUALA SELANGOR | Existing |  |  | LVDB | LVDB 1600 A - 2 in 8 out | TMN SEJAHTERA | INDOOR | [6 empty] | 1600.000 A | 19700101 |  |  | 0 | Pass | null
379871132 | TNB | DISTRIBUTION | KUALA SELANGOR | Existing |  |  | LVDB | LVDB 1600 A - 2 in 8 out | PE QUARTERS LDG BUKIT CERAKAH | INDOOR | [6 empty] | 1600.000 A | 19700101 |  |  | 0 | Pass | null
379873041 | TNB | DISTRIBUTION | KUALA SELANGOR | Existing |  |  | LVDB | LVDB 1600 A - 2 in 8 out | AIM WOOD | INDOOR | [6 empty] | 1600.000 A | 19700101 |  |  | 1 | Pass | null
379873135 | TNB | DISTRIBUTION | KUALA SELANGOR | Existing |  |  | LVDB | LVDB 1600 A - 2 in 8 out | WORLD STAR | INDOOR | [6 empty] | 1600.000 A | 19700101 |  |  | 1 | Pass | null
379873332 | TNB | DISTRIBUTION | KUALA SELANGOR | Existing |  |  | LVDB | LVDB 1600 A - 2 in 8 out | QMAC REHON (SG SERDANG) | INDOOR | [6 empty] | 1600.000 A | 19700101 |  |  | 1 | Pass | null
379873546 | TNB | DISTRIBUTION | KUALA SELANGOR | Existing |  |  | LVDB | LVDB 1600 A - 2 in 8 out | HUP CHONG | INDOOR | [6 empty] | 1600.000 A | 19700101 |  |  | 1 | Pass | null
379873666 | TNB | DISTRIBUTION | KUALA SELANGOR | Existing |  |  | LVDB | LVDB 1600 A - 2 in 8 out | ACTIVATED CARBON | INDOOR | [6 empty] | 1600.000 A | 19700101 |  |  | 2 | Pass | null
379873760 | TNB | DISTRIBUTION | KUALA SELANGOR | Existing |  |  | LVDB | LVDB 1600 A - 2 in 8 out | KLG PERABUT SG JANGGUT | INDOOR | [6 empty] | 1600.000 A | 19700101 |  |  | 2 | Pass | null
379873854 | TNB | DISTRIBUTION | KUALA SELANGOR | Existing |  |  | LVDB | LVDB 1600 A - 2 in 8 out | KAPAR COCONUT | INDOOR | [6 empty] | 1600.000 A | 19700101 |  |  | 2 | Pass | null
379890303 | TNB | DISTRIBUTION | KUALA SELANGOR | Existing |  |  | LVDB | LVDB 1600 A - 2 in 8 out | KOLAM AIR BT ARANG | INDOOR | [6 empty] | 1600.000 A | 19700101 |  |  | 0 | Pass | null
379890360 | TNB | DISTRIBUTION | KUALA SELANGOR | Existing |  |  | LVDB | LVDB 1600 A - 2 in 8 out | KOLAM AIR BT ARANG | INDOOR | [6 empty] | 1600.000 A | 19700101 |  |  | 0 | Pass | null
379890474 | TNB | DISTRIBUTION | KUALA SELANGOR | Existing |  |  | LVDB | LVDB 1600 A - 2 in 8 out | SEKSYEN 12 KOTA PUTERI BT ARANG | INDOOR | [6 empty] | 1600.000 A | 19700101 |  |  | 0 | Pass | null
379890531 | TNB | DISTRIBUTION | KUALA SELANGOR | Existing |  |  | LVDB | LVDB 1600 A - 2 in 8 out | SEKSYEN 12 KOTA PUTERI BT ARANG | INDOOR | [6 empty] | 1600.000 A | 19700101 |  |  | 0 | Pass | null
379890625 | TNB | DISTRIBUTION | KUALA SELANGOR | Existing |  |  | LVDB | LVDB 1600 A - 2 in 8 out | MALEX QTRS | INDOOR | [6 empty] | 1600.000 A | 19700101 |  |  | 0 | Pass | null
379890728 | TNB | DISTRIBUTION | KUALA SELANGOR | Existing |  |  | LVDB | LVDB 1600 A - 2 in 8 out | KG MELAYU A/T | INDOOR | [6 empty] | 1600.000 A | 19700101 |  |  | 0 | Pass | null
379890883 | TNB | DISTRIBUTION | KUALA SELANGOR | Existing |  |  | LVDB | LVDB 1600 A - 2 in 8 out | AMMO DEPOT (LARGE AMUNITION) | INDOOR | [6 empty] | 1600.000 A | 19700101 |  |  | 0 | Pass | null
379890997 | TNB | DISTRIBUTION | KUALA SELANGOR | Existing | BKSL/PCE/J00422/NDTX1 | 310000519 | LVDB | LVDB 1600 A - 2 in 8 out | TOWNHOUSE KP5 | INDOOR | [6 empty] | 1600.000 A | 19700101 |  |  | 0 | Pass | null
379891054 | TNB | DISTRIBUTION | KUALA SELANGOR | Existing |  |  | LVDB | LVDB 1600 A - 2 in 8 out | TOWN HOUSE KP 5 | INDOOR | [6 empty] | 1600.000 A | 19700101 |  |  | 0 | Pass | null
379891343 | TNB | DISTRIBUTION | KUALA SELANGOR | Existing |  |  | LVDB | LVDB 1600 A - 2 in 8 out | KOTA PUTERI NO.1 | INDOOR | [6 empty] | 1600.000 A | 19700101 |  |  | 0 | Pass | null
379891400 | TNB | DISTRIBUTION | KUALA SELANGOR | Existing |  |  | LVDB | LVDB 1600 A - 2 in 8 out | KOTA PUTERI NO.1 | INDOOR | [6 empty] | 1600.000 A | 19700101 |  |  | 0 | Pass | null
379891588 | TNB | DISTRIBUTION | KUALA SELANGOR | Existing |  |  | LVDB | LVDB 1600 A - 2 in 8 out | RESCUERS | INDOOR | [6 empty] | 1600.000 A | 19700101 |  |  | 0 | Pass | null
379891682 | TNB | DISTRIBUTION | KUALA SELANGOR | Existing |  |  | LVDB | LVDB 1600 A - 2 in 8 out | HUP SENG SANITARY | INDOOR | [6 empty] | 1600.000 A | 19700101 |  |  | 0 | Pass | null
379891776 | TNB | DISTRIBUTION | KUALA SELANGOR | Existing |  |  | LVDB | LVDB 1600 A - 2 in 8 out | KUATERS LOJI PEMBERSIHAN AIR BKT BADONG | INDOOR | [6 empty] | 1600.000 A | 19700101 |  |  | 0 | Pass | null
379891870 | TNB | DISTRIBUTION | KUALA SELANGOR | Existing |  |  | LVDB | LVDB 1600 A - 2 in 8 out | ADVANCE INDUSTRIES SDN BHD | INDOOR | [6 empty] | 1600.000 A | 19700101 |  |  | 0 | Pass | null
379891964 | TNB | DISTRIBUTION | KUALA SELANGOR | Existing |  |  | LVDB | LVDB 1600 A - 2 in 8 out | CHANG SHI MINERAL SDN BHD | INDOOR | [6 empty] | 1600.000 A | 19700101 |  |  | 0 | Pass | null
379892058 | TNB | DISTRIBUTION | KUALA SELANGOR | Existing |  |  | LVDB | LVDB 1600 A - 2 in 8 out | TAKE SIX | INDOOR | [6 empty] | 1600.000 A | 19700101 |  |  | 0 | Pass | null
379892514 | TNB | DISTRIBUTION | KUALA SELANGOR | Existing |  |  | LVDB | LVDB 1600 A - 2 in 8 out | KLG PAPAN SEKINCAN | INDOOR | [6 empty] | 1600.000 A | 19700101 |  |  | 0 | Pass | null
379892571 | TNB | DISTRIBUTION | KUALA SELANGOR | Existing |  |  | LVDB | LVDB 1600 A - 2 in 8 out | KLG PAPAN SEKINCAN | INDOOR | [6 empty] | 1600.000 A | 19700101 |  |  | 0 | Pass | null
379892665 | TNB | DISTRIBUTION | KUALA SELANGOR | Existing |  |  | LVDB | LVDB 1600 A - 2 in 8 out | KC PILE | INDOOR | [6 empty] | 1600.000 A | 19700101 |  |  | 0 | Pass | null
379892759 | TNB | DISTRIBUTION | KUALA SELANGOR | Existing |  |  | LVDB | LVDB 1600 A - 2 in 8 out | NOTION VENTURE | INDOOR | [6 empty] | 1600.000 A | 19700101 |  |  | 0 | Pass | null
379893008 | TNB | DISTRIBUTION | KUALA SELANGOR | Existing |  |  | LVDB | LVDB 1600 A - 2 in 8 out | GUARDIAN CAUCUS | INDOOR | [6 empty] | 1600.000 A | 19700101 |  |  | 0 | Pass | null
379893102 | TNB | DISTRIBUTION | KUALA SELANGOR | Existing |  |  | LVDB | LVDB 1600 A - 2 in 8 out | WORK SHOP MAMECH | INDOOR | [6 empty] | 1600.000 A | 19700101 |  |  | 0 | Pass | null
379893196 | TNB | DISTRIBUTION | KUALA SELANGOR | Existing |  |  | LVDB | LVDB 1600 A - 2 in 8 out | INTERSIT INDUSTRIES IJOK | INDOOR | [6 empty] | 1600.000 A | 19700101 |  |  | 0 | Pass | null
379893290 | TNB | DISTRIBUTION | KUALA SELANGOR | Existing |  |  | LVDB | LVDB 1600 A - 2 in 8 out | WILLY STEEL | INDOOR | [6 empty] | 1600.000 A | 19700101 |  |  | 0 | Pass | null
379893404 | TNB | DISTRIBUTION | KUALA SELANGOR | Existing | BKSL/PCE/J00656/NDTX1 | 300345424 | LVDB | LVDB 1600 A - 2 in 8 out | PERDANA ALAM JAYA NO.3 | INDOOR | [6 empty] | 1600.000 A | 19700101 |  |  | 0 | Pass | null
379893461 | TNB | DISTRIBUTION | KUALA SELANGOR | Existing | BKSL/PCE/J00656/NDTX2 | 300345425 | LVDB | LVDB 1600 A - 2 in 8 out | PERDANA ALAM JAYA NO.3 | INDOOR | [6 empty] | 1600.000 A | 19700101 |  |  | 0 | Pass | null
379893575 | TNB | DISTRIBUTION | KUALA SELANGOR | Existing |  |  | LVDB | LVDB 1600 A - 2 in 8 out | PERDANA ALAM JAYA NO.2 | INDOOR | [6 empty] | 1600.000 A | 19700101 |  |  | 0 | Pass | null
379893632 | TNB | DISTRIBUTION | KUALA SELANGOR | Existing | BKSL/PCE/J00657/NDTX1 | 300345394 | LVDB | LVDB 1600 A - 2 in 8 out | PERDANA ALAM JAYA NO.2 | INDOOR | [6 empty] | 1600.000 A | 19700101 |  |  | 0 | Pass | null
379893752 | TNB | DISTRIBUTION | KUALA SELANGOR | Existing |  |  | LVDB | LVDB 1600 A - 2 in 8 out | SOUTHPROP NO.1 | INDOOR | [6 empty] | 1600.000 A | 19700101 |  |  | 0 | Pass | null
379893846 | TNB | DISTRIBUTION | KUALA SELANGOR | Existing |  |  | LVDB | LVDB 1600 A - 2 in 8 out | KILANG MING ZHANG | INDOOR | [6 empty] | 1600.000 A | 19700101 |  |  | 0 | Pass | null
379893960 | TNB | DISTRIBUTION | KUALA SELANGOR | Existing |  |  | LVDB | LVDB 1600 A - 2 in 8 out | EVERFLOW | INDOOR | [6 empty] | 1600.000 A | 19700101 |  |  | 1 | Pass | null
379894017 | TNB | DISTRIBUTION | KUALA SELANGOR | Existing |  |  | LVDB | LVDB 1600 A - 2 in 8 out | EVERFLOW | INDOOR | [6 empty] | 1600.000 A | 19700101 |  |  | 1 | Pass | null
379894111 | TNB | DISTRIBUTION | KUALA SELANGOR | Existing |  |  | LVDB | LVDB 1600 A - 2 in 8 out | RUBPLAST JLN RUKUN | INDOOR | [6 empty] | 1600.000 A | 19700101 |  |  | 1 | Pass | null
379894205 | TNB | DISTRIBUTION | KUALA SELANGOR | Existing |  |  | LVDB | LVDB 1600 A - 2 in 8 out | SOUTH PROP NO.2 | INDOOR | [6 empty] | 1600.000 A | 19700101 |  |  | 0 | Pass | null
379894299 | TNB | DISTRIBUTION | KUALA SELANGOR | Existing |  |  | LVDB | LVDB 1600 A - 2 in 8 out | LBH BROTHERS | INDOOR | [6 empty] | 1600.000 A | 19700101 |  |  | 0 | Pass | null
379894413 | TNB | DISTRIBUTION | KUALA SELANGOR | Existing |  |  | LVDB | LVDB 1600 A - 2 in 8 out | BE PILE | INDOOR | [6 empty] | 1600.000 A | 19700101 |  |  | 0 | Pass | null
379894470 | TNB | DISTRIBUTION | KUALA SELANGOR | Existing |  |  | LVDB | LVDB 1600 A - 2 in 8 out | BE PILE | INDOOR | [6 empty] | 1600.000 A | 19700101 |  |  | 0 | Pass | null
379894787 | TNB | DISTRIBUTION | KUALA SELANGOR | Existing | BKSL/PCE/J00600/NDFP | 300313636 | LVDB | LVDB 1600 A - 2 in 8 out | KG BARU IJOK | INDOOR | [6 empty] | 1600.000 A | 19700101 |  |  | 0 | Pass | null
379894894 | TNB | DISTRIBUTION | KUALA SELANGOR | Existing | BKSL/PCE/J00599/NDLB | 300313640 | LVDB | LVDB 1600 A - 2 in 8 out | RUMAH PKNS IJOK | INDOOR | 0889 |  |  |  | TOPRANK |  | 1600.000 A | 19700101 |  |  | 0 | Pass | null
379894988 | TNB | DISTRIBUTION | KUALA SELANGOR | Existing |  |  | LVDB | LVDB 1600 A - 2 in 8 out | DURAFILL | INDOOR | [6 empty] | 1600.000 A | 19700101 |  |  | 0 | Pass | null
379895082 | TNB | DISTRIBUTION | KUALA SELANGOR | Existing | BKSL/PCE/J00672/NDLB | 300313657 | LVDB | LVDB 1600 A - 2 in 8 out | SOUTHERN FURNITURE | INDOOR | LV970-0327 |  |  |  | SUN SYSTEM ENG. |  | 1600.000 A | 19700101 |  |  | 0 | Pass | null
379895279 | TNB | DISTRIBUTION | KUALA SELANGOR | Existing | BKSL/PCE/J00625/NDFP | 300313160 | LVDB | LVDB 1600 A - 2 in 8 out | LOJI AIR BKT BDG | INDOOR |  |  |  |  | MTM |  | 1600.000 A | 19700101 |  |  | 0 | Pass | null
379895820 | TNB | DISTRIBUTION | KUALA SELANGOR | Existing | BKSL/PCE/J00602/NDLB | 300313680 | LVDB | LVDB 1600 A - 2 in 8 out | PADAT BT. 7 IJOK | INDOOR |  |  |  |  | MERLIN GERIN |  | 1600.000 A | 19700101 |  |  | 0 | Pass | null
379895916 | TNB | DISTRIBUTION | KUALA SELANGOR | Existing |  |  | LVDB | LVDB 1600 A - 2 in 8 out | TERNAKAN AYAM HING HONG | INDOOR | 12031 |  |  |  | GEC |  | 1600.000 A | 19700101 |  |  | 0 | Pass | null
379896010 | TNB | DISTRIBUTION | KUALA SELANGOR | Existing |  |  | LVDB | LVDB 1600 A - 2 in 8 out | RUMAH PKNS BKT BADONG | INDOOR |  |  |  |  | MTM |  | 1600.000 A | 19700101 |  |  | 0 | Pass | null
379896104 | TNB | DISTRIBUTION | KUALA SELANGOR | Existing |  |  | LVDB | LVDB 1600 A - 2 in 8 out | PST NIAGA NO 2 IJOK | INDOOR | [6 empty] | 1600.000 A | 19700101 |  |  | 0 | Pass | null
379896198 | TNB | DISTRIBUTION | KUALA SELANGOR | Existing |  |  | LVDB | LVDB 1600 A - 2 in 8 out | MASJID IJOK | INDOOR | [6 empty] | 1600.000 A | 19700101 |  |  | 0 | Pass | null
379896312 | TNB | DISTRIBUTION | KUALA SELANGOR | Existing |  |  | LVDB | LVDB 1600 A - 2 in 8 out | JLN MAKMUR BT 28 IJOK | INDOOR | [6 empty] | 1600.000 A | 19700101 |  |  | 2 | Pass | null
379896369 | TNB | DISTRIBUTION | KUALA SELANGOR | Existing |  |  | LVDB | LVDB 1600 A - 2 in 8 out | JLN MAKMUR BT 28 IJOK | INDOOR | [6 empty] | 1600.000 A | 19700101 |  |  | 2 | Pass | null
379896463 | TNB | DISTRIBUTION | KUALA SELANGOR | Existing | BKSL/PCE/J00833/ND | 300443354 | LVDB | LVDB 1600 A - 2 in 8 out | ASSOSIATED MANUFACTURE TRADER | INDOOR | [6 empty] | 1600.000 A | 19700101 |  |  | 0 | Pass | null
379896594 | TNB | DISTRIBUTION | KUALA SELANGOR | Existing |  |  | LVDB | LVDB 1600 A - 2 in 8 out | TERNAK LEMBU IJOK | INDOOR | [6 empty] | 1600.000 A | 19700101 |  |  | 0 | Pass | null
379896872 | TNB | DISTRIBUTION | KUALA SELANGOR | Existing | BKSL/PCE/J00610/NDLB | 300313758 | LVDB | LVDB 1600 A - 2 in 8 out | LOJI AIR BKT MAYUNG | INDOOR | LV/A083 |  |  |  | TOPRANK |  | 1600.000 A | 19700101 |  |  | 0 | Pass | null
379896966 | TNB | DISTRIBUTION | KUALA SELANGOR | Existing |  |  | LVDB | LVDB 1600 A - 2 in 8 out | KOTA PUTERI 6(2) JALAN KP 2/2 | INDOOR | [6 empty] | 1600.000 A | 19700101 |  |  | 0 | Pass | null
379897576 | TNB | DISTRIBUTION | KUALA SELANGOR | Existing | BKSL/PCE/J00478/NDFP1 | 300313342 | LVDB | LVDB 1600 A - 2 in 8 out | TMN SURIA | INDOOR | FP2101 |  |  |  | ALGEBRA |  | 1600.000 A | 19700101 |  |  | 2 | Pass | null
379897809 | TNB | DISTRIBUTION | KUALA SELANGOR | Existing |  |  | LVDB | LVDB 1600 A - 2 in 8 out | KG SG RAMBAI | INDOOR | 12022 |  |  |  | GEC |  | 1600.000 A | 19700101 |  |  | 0 | Pass | null
379897903 | TNB | DISTRIBUTION | KUALA SELANGOR | Existing | BKSL/PCE/J00493/NDFP | 300313368 | LVDB | LVDB 1600 A - 2 in 8 out | KG JAWA | INDOOR | FP 3655 |  |  |  | ALGEBRA |  | 1600.000 A | 19700101 |  |  | 0 | Pass | null
379897997 | TNB | DISTRIBUTION | KUALA SELANGOR | Existing | BKSL/PCE/J00501/NDLB |  | LVDB | LVDB 1600 A - 2 in 8 out | RESTORAN YU HEE SWALLOW | INDOOR | LVV306/2007 |  |  |  | TOPRANK |  | 1600.000 A | 19700101 |  |  | 0 | Pass | null
379898091 | TNB | DISTRIBUTION | KUALA SELANGOR | Existing |  |  | LVDB | LVDB 1600 A - 2 in 8 out | TMN KILAUAN | INDOOR | LV3006 |  |  |  | ALGEBRA |  | 1600.000 A | 19700101 |  |  | 0 | Pass | null
379898212 | TNB | DISTRIBUTION | KUALA SELANGOR | Existing | BKSL/PCE/J00814/NDTX | 30034440 | LVDB | LVDB 1600 A - 2 in 8 out | TAMAN RUI DEV | INDOOR | [6 empty] | 1600.000 A | 19700101 |  |  | 0 | Pass | null
379898306 | TNB | DISTRIBUTION | KUALA SELANGOR | Existing |  |  | LVDB | LVDB 1600 A - 2 in 8 out | WATASEKO | INDOOR | 200376FP |  |  |  | GEC |  | 1600.000 A | 19700101 |  |  | 0 | Pass | null
379898402 | TNB | DISTRIBUTION | KUALA SELANGOR | Existing | BKSL/PCE/J00497/NDLB | 300313435 | LVDB | LVDB 1600 A - 2 in 8 out | TMN SRI CAHAYA(C/S) | INDOOR | [6 empty] | 1600.000 A | 19700101 |  |  | 0 | Pass | null
379898498 | TNB | DISTRIBUTION | KUALA SELANGOR | Existing | BKSL/PCE/J00495/NDLB | 300313450 | LVDB | LVDB 1600 A - 2 in 8 out | SM TEKNIK BATANG BERJUNTAI | INDOOR | LV970-1417 |  |  |  | SUN SYSTEM ENG. |  | 1600.000 A | 19700101 |  |  | 0 | Pass | null
379898594 | TNB | DISTRIBUTION | KUALA SELANGOR | Existing | BKSL/PCE/J00494/NDLB | 300313456 | LVDB | LVDB 1600 A - 2 in 8 out | SK BATANG BERJUNTAI | INDOOR | LV3049 |  |  |  | ALGEBRA |  | 1600.000 A | 19700101 |  |  | 0 | Pass | null
379898688 | TNB | DISTRIBUTION | KUALA SELANGOR | Existing | BKSL/PCE/J00568/NDLB | 300313464 | LVDB | LVDB 1600 A - 2 in 8 out | TMN PELANGI | INDOOR | LVV932/2007 |  |  |  | TOPRANK |  | 1600.000 A | 19700101 |  |  | 0 | Pass | null
379916053 | TNB | DISTRIBUTION | KUALA SELANGOR | Existing |  |  | LVDB | LVDB 1600 A - 2 in 8 out | KLINIK KESIHATAN B/BERJUNTAI | INDOOR | [6 empty] | 1600.000 A | 19700101 |  |  | 0 | Pass | null
379916110 | TNB | DISTRIBUTION | KUALA SELANGOR | Existing |  |  | LVDB | LVDB 1600 A - 2 in 8 out | KLINIK KESIHATAN B/BERJUNTAI | INDOOR | [6 empty] | 1600.000 A | 19700101 |  |  | 0 | Pass | null
379916430 | TNB | DISTRIBUTION | KUALA SELANGOR | Existing | BKSL/PCE/J00557/NDFP | 300313301 | FEEDER PILLAR in PE | LVDB 1600 A - 2 in 8 out | LOJI AIR RANTAU PANJANG | INDOOR | [6 empty] | 1600.000 A | 19700101 |  |  | 0 | Pass | null
379916618 | TNB | DISTRIBUTION | KUALA SELANGOR | Existing | BKSL/PCE/J00612/NDTX | 300345365 | LVDB | LVDB 1600 A - 2 in 8 out | TANAMARAN NO.1 | INDOOR | [6 empty] | 1600.000 A | 19700101 |  |  | 0 | Pass | null
379916741 | TNB | DISTRIBUTION | KUALA SELANGOR | Existing |  |  | LVDB | LVDB 1600 A - 2 in 8 out | SW/STN BKT TALANG | INDOOR | [6 empty] | 1600.000 A | 19700101 |  |  | 0 | Pass | null
379916798 | TNB | DISTRIBUTION | KUALA SELANGOR | Existing |  |  | LVDB | LVDB 1600 A - 2 in 8 out | SW/STN BKT TALANG | INDOOR | [6 empty] | 1600.000 A | 19700101 |  |  | 0 | Pass | null
379916894 | TNB | DISTRIBUTION | KUALA SELANGOR | Existing | BKSL/PCE/J00477/NDFP | 300313199 | FEEDER PILLAR in PE | LVDB 1600 A - 2 in 8 out | HANG TUAH | INDOOR | [6 empty] | 1600.000 A | 19700101 |  |  | 0 | Pass | null
379917284 | TNB | DISTRIBUTION | KUALA SELANGOR | Existing | BKSL/PCE/J00479/NDFP | 300313357 | FEEDER PILLAR in PE | LVDB 1600 A - 2 in 8 out | BALAI POLIS BATANG BEJUNTAI | INDOOR | [6 empty] | 1600.000 A | 19700101 |  |  | 0 | Pass | null
379917482 | TNB | DISTRIBUTION | KUALA SELANGOR | Existing | BKSL/PCE/J00471/NDFP | 300313314 | LVDB | LVDB 1600 A - 2 in 8 out | HWA TEH | INDOOR | [6 empty] | 1600.000 A | 19700101 |  |  | 1 | Pass | null
379917576 | TNB | DISTRIBUTION | KUALA SELANGOR | Existing | BKSL/PCE/J00469/NDFP | 300313308 | FEEDER PILLAR in PE | LVDB 1600 A - 2 in 8 out | TMN SULUH BESTARI | INDOOR | [6 empty] | 1600.000 A | 19700101 |  |  | 0 | Pass | null
379917788 | TNB | DISTRIBUTION | KUALA SELANGOR | Existing |  |  | LVDB | LVDB 1600 A - 2 in 8 out | FRUIT VALLEY | INDOOR | [6 empty] | 1600.000 A | 19700101 |  |  | 0 | Pass | null
379917939 | TNB | DISTRIBUTION | KUALA SELANGOR | Existing | BKSL/PCE/J00474/NDLB | 300313327 | LVDB | LVDB 1600 A - 2 in 8 out | FISH POND NO 2 | INDOOR | [6 empty] | 1600.000 A | 19700101 |  |  | 0 | Pass | null
379918033 | TNB | DISTRIBUTION | KUALA SELANGOR | Existing | BKSL/PCE/J00227/NDLB | 300313370 | LVDB | LVDB 1600 A - 2 in 8 out | LDG TERNAK AYAM JLN RAJA MUSA | INDOOR | [6 empty] | 1600.000 A | 19700101 |  |  | 0 | Pass | null
379918127 | TNB | DISTRIBUTION | KUALA SELANGOR | Existing | BKSL/PCE/J00226/NDTX1 | 300022860 | LVDB | LVDB 1600 A - 2 in 8 out | PERMATA CITRA | INDOOR | [6 empty] | 1600.000 A | 19700101 |  |  | 0 | Pass | null
379918221 | TNB | DISTRIBUTION | KUALA SELANGOR | Existing | BKSL/PCE/J00281/NDLB | 300313387 | LVDB | LVDB 1600 A - 2 in 8 out | TMN AGROTEKNOLOGI | INDOOR | [6 empty] | 1600.000 A | 19700101 |  |  | 0 | Pass | null
379918315 | TNB | DISTRIBUTION | KUALA SELANGOR | Existing | BKSL/PCE/J00225/NDFP | 300313397 | FEEDER PILLAR in PE | LVDB 1600 A - 2 in 8 out | LDG BKT TALANG | INDOOR | [6 empty] | 1600.000 A | 19700101 |  |  | 0 | Pass | null
379918516 | TNB | DISTRIBUTION | KUALA SELANGOR | Existing | BKSL/PCE/J00224/NDTX1 | 300022854 | LVDB | LVDB 1600 A - 2 in 8 out | PKNS RAJA MUSA (TMN RAJA MUSA) | INDOOR | [6 empty] | 1600.000 A | 19700101 |  |  | 1 | Pass | null
379918610 | TNB | DISTRIBUTION | KUALA SELANGOR | Existing |  |  | LVDB | LVDB 1600 A - 2 in 8 out | LDG GUTHREY BKT TALANG | INDOOR | [6 empty] | 1600.000 A | 19700101 |  |  | 0 | Pass | null
379918704 | TNB | DISTRIBUTION | KUALA SELANGOR | Existing | BKSL/PCE/J00223/NDTX1 | 300022848 | FEEDER PILLAR in PE | LVDB 1600 A - 2 in 8 out | PE RJ MUSA NO 2(ESTATE) | INDOOR | [6 empty] | 1600.000 A | 19700101 |  |  | 0 | Pass | null
379918888 | TNB | DISTRIBUTION | KUALA SELANGOR | Existing | BKSL/PCE/J00222/NDTX1 | 300022842 | FEEDER PILLAR in PE | LVDB 1600 A - 2 in 8 out | PE RJ MUSA NO 1 (TMN MANICKAVASAGAM) | INDOOR | [6 empty] | 1600.000 A | 19700101 |  |  | 0 | Pass | null
379918991 | TNB | DISTRIBUTION | KUALA SELANGOR | Existing |  |  | LVDB | LVDB 1600 A - 2 in 8 out | SW/STN RJ MUSA | INDOOR | [6 empty] | 1600.000 A | 19700101 |  |  | 0 | Pass | null
379919223 | TNB | DISTRIBUTION | KUALA SELANGOR | Existing | BKSL/PCE/J00243/NDTX1 | 300022925 | LVDB | LVDB 1600 A - 2 in 8 out | PKNS BKT BELIMBING (R/MURAH) | INDOOR | [6 empty] | 1600.000 A | 19700101 |  |  | 2 | Pass | null
379919317 | TNB | DISTRIBUTION | KUALA SELANGOR | Existing |  |  | LVDB | LVDB 1600 A - 2 in 8 out | TOK 4 MAJID | INDOOR | [6 empty] | 1600.000 A | 19700101 |  |  | 0 | Pass | null
379919411 | TNB | DISTRIBUTION | KUALA SELANGOR | Existing |  |  | LVDB | LVDB 1600 A - 2 in 8 out | GOODWILL COCONUT | INDOOR | [6 empty] | 1600.000 A | 19700101 |  |  | 0 | Pass | null
379919505 | TNB | DISTRIBUTION | KUALA SELANGOR | Existing |  |  | LVDB | LVDB 1600 A - 2 in 8 out | FA HERB | INDOOR | [6 empty] | 1600.000 A | 19700101 |  |  | 0 | Pass | null
379919601 | TNB | DISTRIBUTION | KUALA SELANGOR | Existing | BKSL/PCE/J00339/NDTX1 | 300241019 | LVDB | LVDB 1600 A - 2 in 8 out | TMN MENGKUANG | INDOOR | [6 empty] | 1600.000 A | 19700101 |  |  | 0 | Pass | null
379919706 | TNB | DISTRIBUTION | KUALA SELANGOR | Existing | BKSL/PCE/J00255/NDFP | 300313629 | FEEDER PILLAR in PE | LVDB 1600 A - 2 in 8 out | SW/STN BKT BELIMBING | INDOOR | [6 empty] | 1600.000 A | 19700101 |  |  | 3 | Pass | null
379919894 | TNB | DISTRIBUTION | KUALA SELANGOR | Existing | BKSL/PCE/J00245/NDTX1 | 300022936 | LVDB | LVDB 1600 A - 2 in 8 out | KELIP-KELIP BKT BELIMBING | INDOOR | [6 empty] | 1600.000 A | 19700101 |  |  | 2 | Pass | null
379919988 | TNB | DISTRIBUTION | KUALA SELANGOR | Existing |  |  | LVDB | LVDB 1600 A - 2 in 8 out | INNOBRIDE NO 6 | INDOOR | [6 empty] | 1600.000 A | 19700101 |  |  | 3 | Pass | null
379920082 | TNB | DISTRIBUTION | KUALA SELANGOR | Existing |  |  | LVDB | LVDB 1600 A - 2 in 8 out | LUBOK PASANGAN | INDOOR | [6 empty] | 1600.000 A | 19700101 |  |  | 1 | Pass | null
379920176 | TNB | DISTRIBUTION | KUALA SELANGOR | Existing | BKSL/PCE/J00476/NDFP | 300313101 | LVDB | LVDB 1600 A - 2 in 8 out | QUARTERS TENNAMARAN | INDOOR | [6 empty] | 1600.000 A | 19700101 |  |  | 0 | Pass | null
379993273 | TNB | DISTRIBUTION | KUALA SELANGOR | Existing | BKSL/PCE/J00702/NDTX | 300344570 | LVDB | LVDB 1600 A - 2 in 10 out (CS) | PADAT RUMAH PAM JBA PUNCAK ALAM | INDOOR | [6 empty] | 1600.000 A | 19700101 |  |  | 2 | Pass | null
379993377 | TNB | DISTRIBUTION | KUALA SELANGOR | Existing | BKSL/PCE/J00703/NDLVDB | 300344573 | LVDB | LVDB 1600 A - 2 in 8 out | SEK REN KEB PUNCAK ALAM | INDOOR | [6 empty] | 1600.000 A | 19700101 |  |  | 2 | Pass | null
379993471 | TNB | DISTRIBUTION | KUALA SELANGOR | Existing |  |  | LVDB | LVDB 1600 A - 2 in 8 out | SEK MEN KEB PUNCAK ALAM | INDOOR | [6 empty] | 1600.000 A | 19700101 |  |  | 3 | Pass | null
379993679 | TNB | DISTRIBUTION | KUALA SELANGOR | Existing | BKSL/PCE/J00706/NDTX | 300344587 | LVDB | LVDB 1600 A - 2 in 8 out | ZON A2 FASA 2A PUNCAK ALAM | INDOOR | [6 empty] | 1600.000 A | 19700101 |  |  | 0 | Pass | null
379993736 | TNB | DISTRIBUTION | KUALA SELANGOR | Existing |  |  | LVDB | LVDB 1600 A - 2 in 8 out | ZON A2 FASA 2A PUNCAK ALAM | INDOOR | [6 empty] | 1600.000 A | 19700101 |  |  | 0 | Pass | null
379993850 | TNB | DISTRIBUTION | KUALA SELANGOR | Existing | BKSL/PCE/J00707/NDTX1 | 300344578 | LVDB | LVDB 1600 A - 2 in 8 out | ZON B FASA 2A PUNCAK ALAM | INDOOR | [6 empty] | 1600.000 A | 19700101 |  |  | 0 | Pass | null
379993907 | TNB | DISTRIBUTION | KUALA SELANGOR | Existing | BKSL/PCE/J00707/NDTX2 | 300344579 | LVDB | LVDB 1600 A - 2 in 8 out | ZON B FASA 2A PUNCAK ALAM | INDOOR | [6 empty] | 1600.000 A | 19700101 |  |  | 0 | Pass | null
379994001 | TNB | DISTRIBUTION | KUALA SELANGOR | Existing | BKSL/PCE/J00708/NDTX | 300346118 | LVDB | LVDB 1600 A - 2 in 8 out | SEK REN KEB PUNCAK ALAM FASA 2 | INDOOR | [6 empty] | 1600.000 A | 19700101 |  |  | 0 | Pass | null
379994115 | TNB | DISTRIBUTION | KUALA SELANGOR | Existing | BKSL/PCE/J00710/NDTX | 300346120 | LVDB | LVDB 1600 A - 2 in 8 out | ZON E FASA 2A PUNCAK ALAM | INDOOR | [6 empty] | 1600.000 A | 19700101 |  |  | 0 | Pass | null
379994172 | TNB | DISTRIBUTION | KUALA SELANGOR | Existing |  |  | LVDB | LVDB 1600 A - 2 in 8 out | ZON E FASA 2A PUNCAK ALAM | INDOOR | [6 empty] | 1600.000 A | 19700101 |  |  | 0 | Pass | null
379994286 | TNB | DISTRIBUTION | KUALA SELANGOR | Existing | BKSL/PCE/J00709/NDTX1 | 300346122 | LVDB | LVDB 1600 A - 2 in 8 out | ZON C FASA 2A PUNCAK ALAM | INDOOR | [6 empty] | 1600.000 A | 19700101 |  |  | 0 | Pass | null
379994343 | TNB | DISTRIBUTION | KUALA SELANGOR | Existing | BKSL/PCE/J00709/NDTX2 | 300346123 | LVDB | LVDB 1600 A - 2 in 8 out | ZON C FASA 2A PUNCAK ALAM | INDOOR | [6 empty] | 1600.000 A | 19700101 |  |  | 0 | Pass | null
379994457 | TNB | DISTRIBUTION | KUALA SELANGOR | Existing | BKSL/PCE/J00711/NDTX | 300346125 | LVDB | LVDB 1600 A - 2 in 8 out | SHAH ALAM 2 NO.4 PUNCAK ALAM | INDOOR | [6 empty] | 1600.000 A | 19700101 |  |  | 0 | Pass | null
379994514 | TNB | DISTRIBUTION | KUALA SELANGOR | Existing |  |  | LVDB | LVDB 1600 A - 2 in 8 out | SHAH ALAM 2 NO.4 PUNCAK ALAM | INDOOR | [6 empty] | 1600.000 A | 19700101 |  |  | 0 | Pass | null
379994628 | TNB | DISTRIBUTION | KUALA SELANGOR | Existing |  |  | LVDB | LVDB 1600 A - 2 in 8 out | SHAH ALAM 2 NO.6 PUNCAK ALAM | INDOOR | [6 empty] | 1600.000 A | 19700101 |  |  | 0 | Pass | null
379994685 | TNB | DISTRIBUTION | KUALA SELANGOR | Existing | BKSL/PCE/J00713/NDTX1 | 300346127 | LVDB | LVDB 1600 A - 2 in 8 out | SHAH ALAM 2 NO.6 PUNCAK ALAM | INDOOR | [6 empty] | 1600.000 A | 19700101 |  |  | 0 | Pass | null
379994779 | TNB | DISTRIBUTION | KUALA SELANGOR | Existing | BKSL/PCE/J00712/NDTX | 300346130 | LVDB | LVDB 1600 A - 2 in 8 out | SHAH ALAM 2 NO.5 PUNCAK ALAM | INDOOR | [6 empty] | 1600.000 A | 19700101 |  |  | 0 | Pass | null
379994873 | TNB | DISTRIBUTION | KUALA SELANGOR | Existing | BKSL/PCE/J00714/NDTX | 300346132 | LVDB | LVDB 1600 A - 2 in 8 out | SHAH ALAM 2 NO.7 PUNCAK ALAM | INDOOR | [6 empty] | 1600.000 A | 19700101 |  |  | 0 | Pass | null
379994967 | TNB | DISTRIBUTION | KUALA SELANGOR | Existing |  |  | LVDB | LVDB 1600 A - 2 in 8 out | SHAH ALAM 2 NO.3 PUNCAK ALAM | INDOOR | [6 empty] | 1600.000 A | 19700101 |  |  | 0 | Pass | null
379995081 | TNB | DISTRIBUTION | KUALA SELANGOR | Existing | BKSL/PCE/J00730/NDTX2 | 300345972 | LVDB | LVDB 1600 A - 2 in 8 out | ZON D FASA 2A PUNCAK ALAM | INDOOR | [6 empty] | 1600.000 A | 19700101 |  |  | 0 | Pass | null
379995138 | TNB | DISTRIBUTION | KUALA SELANGOR | Existing | BKSL/PCE/J00730/NDTX1 | 300345971 | LVDB | LVDB 1600 A - 2 in 8 out | ZON D FASA 2A PUNCAK ALAM | INDOOR | [6 empty] | 1600.000 A | 19700101 |  |  | 0 | Pass | null
379995241 | TNB | DISTRIBUTION | KUALA SELANGOR | Existing | BKSL/PCE/J00731/NDTX | 300345974 | LVDB | LVDB 1600 A - 2 in 8 out | LAVENDER VILLA | INDOOR | [6 empty] | 1600.000 A | 19700101 |  |  | 0 | Pass | null
379995335 | TNB | DISTRIBUTION | KUALA SELANGOR | Existing | BKSL/PCE/J00732/NDTX | 300345976 | LVDB | LVDB 1600 A - 2 in 8 out | ZON A3 FASA 2A PUNCAK ALAM | INDOOR | [6 empty] | 1600.000 A | 19700101 |  |  | 0 | Pass | null
379995449 | TNB | DISTRIBUTION | KUALA SELANGOR | Existing | BKSL/PCE/J00733/NDTX2 | 300345983 | LVDB | LVDB 1600 A - 2 in 8 out | SHAH ALAM 2 NO.1 | INDOOR | [6 empty] | 1600.000 A | 19700101 |  |  | 0 | Pass | null
379995506 | TNB | DISTRIBUTION | KUALA SELANGOR | Existing | BKSL/PCE/J00733/NDTX1 | 300345982 | LVDB | LVDB 1600 A - 2 in 8 out | SHAH ALAM 2 NO.1 | INDOOR | [6 empty] | 1600.000 A | 19700101 |  |  | 0 | Pass | null
379995620 | TNB | DISTRIBUTION | KUALA SELANGOR | Existing | BKSL/PCE/J00734/NDTX2 | 300345987 | LVDB | LVDB 1600 A - 2 in 8 out | SHAH ALAM 2 NO.2 | INDOOR | [6 empty] | 1600.000 A | 19700101 |  |  | 0 | Pass | null
379995677 | TNB | DISTRIBUTION | KUALA SELANGOR | Existing | BKSL/PCE/J00734/NDTX1 | 300345986 | LVDB | LVDB 1600 A - 2 in 8 out | SHAH ALAM 2 NO.2 | INDOOR | [6 empty] | 1600.000 A | 19700101 |  |  | 0 | Pass | null
379995791 | TNB | DISTRIBUTION | KUALA SELANGOR | Existing | BKSL/PCE/J00039/NDTX2 | 300346286 | LVDB | LVDB 1600 A - 2 in 8 out | BANDAR PUNCAK ALAM JAS | INDOOR | [6 empty] | 1600.000 A | 19700101 |  |  | 0 | Pass | null
379995848 | TNB | DISTRIBUTION | KUALA SELANGOR | Existing | BKSL/PCE/J00039/NDTX | 300346285 | LVDB | LVDB 1600 A - 2 in 8 out | BANDAR PUNCAK ALAM JAS | INDOOR | [6 empty] | 1600.000 A | 19700101 |  |  | 0 | Pass | null
379995962 | TNB | DISTRIBUTION | KUALA SELANGOR | Existing | BKSL/PCE/J00736/NDTX2 | 300345991 | LVDB | LVDB 1600 A - 2 in 8 out | SHAH ALAM 2 NO.8 | INDOOR | [6 empty] | 1600.000 A | 19700101 |  |  | 0 | Pass | null
379996019 | TNB | DISTRIBUTION | KUALA SELANGOR | Existing | BKSL/PCE/J00736/NDTX1 | 300345990 | LVDB | LVDB 1600 A - 2 in 8 out | SHAH ALAM 2 NO.8 | INDOOR | [6 empty] | 1600.000 A | 19700101 |  |  | 0 | Pass | null
379996113 | TNB | DISTRIBUTION | KUALA SELANGOR | Existing |  |  | LVDB | LVDB 1600 A - 2 in 8 out | SHAH ALAM 2 FASA 5A4 NO.1 | INDOOR | [6 empty] | 1600.000 A | 19700101 |  |  | 0 | Pass | null
379996227 | TNB | DISTRIBUTION | KUALA SELANGOR | Existing | BKSL/PCE/J00737/NDTX2 | 300345995 | LVDB | LVDB 1600 A - 2 in 8 out | BANDAR PUNCAK ALAM JLN ALAM SURIA 16/20 | INDOOR | [6 empty] | 1600.000 A | 19700101 |  |  | 0 | Pass | null
379996284 | TNB | DISTRIBUTION | KUALA SELANGOR | Existing | BKSL/PCE/J00737/NDTX1 | 300345994 | LVDB | LVDB 1600 A - 2 in 8 out | BANDAR PUNCAK ALAM JLN ALAM SURIA 16/20 | INDOOR | [6 empty] | 1600.000 A | 19700101 |  |  | 0 | Pass | null
379996378 | TNB | DISTRIBUTION | KUALA SELANGOR | Existing | BKSL/PCE/J00738/NDTX | 300345997 | LVDB | LVDB 1600 A - 2 in 8 out | SHAH ALAM 2 FASA 5B 3 | INDOOR | [6 empty] | 1600.000 A | 19700101 |  |  | 0 | Pass | null
379996492 | TNB | DISTRIBUTION | KUALA SELANGOR | Existing |  |  | LVDB | LVDB 1600 A - 2 in 8 out | PERUMAHAN FASA 1 PUNCAK BISTARI | INDOOR | [6 empty] | 1600.000 A | 19700101 |  |  | 0 | Pass | null
379996549 | TNB | DISTRIBUTION | KUALA SELANGOR | Existing |  |  | LVDB | LVDB 1600 A - 2 in 8 out | PERUMAHAN FASA 1 PUNCAK BISTARI | INDOOR | [6 empty] | 1600.000 A | 19700101 |  |  | 0 | Pass | null
379996672 | TNB | DISTRIBUTION | KUALA SELANGOR | Existing | BKSL/PCE/J00742/NDTX2 | 300345931 | LVDB | LVDB 1600 A - 2 in 8 out | FASA 3A6 PUNCAK ALAM | INDOOR | [6 empty] | 1600.000 A | 19700101 |  |  | 0 | Pass | null
379996729 | TNB | DISTRIBUTION | KUALA SELANGOR | Existing | BKSL/PCE/J00742/NDTX1 | 300345930 | LVDB | LVDB 1600 A - 2 in 8 out | FASA 3A6 PUNCAK ALAM | INDOOR | [6 empty] | 1600.000 A | 19700101 |  |  | 0 | Pass | null
379996843 | TNB | DISTRIBUTION | KUALA SELANGOR | Existing | BKSL/PCE/J00744/NDTX | 300345733 | LVDB | LVDB 1600 A - 2 in 8 out | APRTMENT MELATI NO.2 PUNCAK ALAM | INDOOR | [6 empty] | 1600.000 A | 19700101 |  |  | 0 | Pass | null
379996900 | TNB | DISTRIBUTION | KUALA SELANGOR | Existing |  |  | LVDB | LVDB 1600 A - 2 in 8 out | APRTMENT MELATI NO.2 PUNCAK ALAM | INDOOR | [6 empty] | 1600.000 A | 19700101 |  |  | 0 | Pass | null
379997014 | TNB | DISTRIBUTION | KUALA SELANGOR | Existing | BKSL/PCE/J00743/NDTX1 | 300345725 | LVDB | LVDB 1600 A - 2 in 8 out | APRTMENT MELATI NO.1 PUNCAK ALAM | INDOOR | [6 empty] | 1600.000 A | 19700101 |  |  | 0 | Pass | null
379997071 | TNB | DISTRIBUTION | KUALA SELANGOR | Existing | BKSL/PCE/J00743/NDTX2 | 300345726 | LVDB | LVDB 1600 A - 2 in 8 out | APRTMENT MELATI NO.1 PUNCAK ALAM | INDOOR | [6 empty] | 1600.000 A | 19700101 |  |  | 0 | Pass | null
379997165 | TNB | DISTRIBUTION | KUALA SELANGOR | Existing | BKSL/PCE/J00746/NDTX | 300346068 | LVDB | LVDB 1600 A - 2 in 8 out | INDUSTRI ALAM JAYA NO.1 | INDOOR | [6 empty] | 1600.000 A | 19700101 |  |  | 0 | Pass | null
379997259 | TNB | DISTRIBUTION | KUALA SELANGOR | Existing | BKSL/PCE/J00748/NDTX1 | 300346064 | LVDB | LVDB 1600 A - 2 in 8 out | INDUSTRI ALAM JAYA NO.2 | INDOOR | [6 empty] | 1600.000 A | 19700101 |  |  | 0 | Pass | null
379997353 | TNB | DISTRIBUTION | KUALA SELANGOR | Existing |  |  | LVDB | LVDB 1600 A - 2 in 8 out | CK CHEONG SDN BHD | INDOOR | [6 empty] | 1600.000 A | 19700101 |  |  | 0 | Pass | null
379997447 | TNB | DISTRIBUTION | KUALA SELANGOR | Existing |  |  | LVDB | LVDB 1600 A - 2 in 8 out | GUPPY PLASTIC ALAM JAYA | INDOOR | [6 empty] | 1600.000 A | 19700101 |  |  | 0 | Pass | null
379997649 | TNB | DISTRIBUTION | KUALA SELANGOR | Existing | BKSL/PCE/J00355/NDTX1 | 300243251 | LVDB | LVDB 1600 A - 2 in 8 out | QTRS MAJLIS DAERAH SEKINCHAN | INDOOR | [6 empty] | 1600.000 A | 19700101 |  |  | 0 | Pass | null
380041085 | TNB | DISTRIBUTION | KUALA SELANGOR | Existing |  |  | LVDB | LVDB 1600 A - 2 in 8 out | AADK TANJUNG KARANG | INDOOR | [6 empty] | 1600.000 A | 19700101 |  |  | 0 | Pass | null
380041230 | TNB | DISTRIBUTION | KUALA SELANGOR | Existing |  |  | LVDB | LVDB 1600 A - 2 in 8 out | TMN MAYANG(C/S) | INDOOR | [6 empty] | 1600.000 A | 19700101 |  |  | 0 | Pass | null
380041360 | TNB | DISTRIBUTION | KUALA SELANGOR | Existing |  |  | LVDB | LVDB 1600 A - 2 in 8 out | SW/STN SRI FUMA | INDOOR | [6 empty] | 1600.000 A | 19700101 |  |  | 0 | Pass | null
380041732 | TNB | DISTRIBUTION | KUALA SELANGOR | Existing |  |  | FEEDER PILLAR in PE | FP 1600 A - 2 in 8 out (PE) | PE PT 1 | [11 empty] | 0 | Pass | null
380042091 | TNB | DISTRIBUTION | KUALA SELANGOR | Existing |  |  | LVDB | LVDB 1600 A - 2 in 8 out | TAMAN NILAM NO 2 | INDOOR | [6 empty] | 1600.000 A | 19700101 |  |  | 0 | Pass | null
380042554 | TNB | DISTRIBUTION | KUALA SELANGOR | Existing |  |  | LVDB | LVDB 1600 A - 2 in 8 out | TMN DELIMA | INDOOR | [6 empty] | 1600.000 A | 19700101 |  |  | 0 | Pass | null
380043280 | TNB | DISTRIBUTION | KUALA SELANGOR | Existing |  |  | LVDB | LVDB 1600 A - 2 in 8 out | GOLDPAGE NO.2 | INDOOR | [6 empty] | 1600.000 A | 19700101 |  |  | 0 | Pass | null
380043337 | TNB | DISTRIBUTION | KUALA SELANGOR | Existing |  |  | LVDB | LVDB 1600 A - 2 in 8 out | GOLDPAGE NO.2 | INDOOR | [6 empty] | 1600.000 A | 19700101 |  |  | 0 | Pass | null
380043431 | TNB | DISTRIBUTION | KUALA SELANGOR | Existing |  |  | LVDB | LVDB 1600 A - 2 in 8 out | GOLDPAGE NO.1 | INDOOR | [6 empty] | 1600.000 A | 19700101 |  |  | 0 | Pass | null
380043643 | TNB | DISTRIBUTION | KUALA SELANGOR | Existing | BKSL/PCE/J00286/NDTX1 | 300242570 | LVDB | LVDB 1600 A - 2 in 10 out (CS) | PE BANJARAYA (C) | INDOOR | [6 empty] | 1600.000 A | 19700101 |  |  | 0 | Pass | null
380043773 | TNB | DISTRIBUTION | KUALA SELANGOR | Existing | BKSL/PCE/J00569/NDFP | 300313743 | LVDB | LVDB 1600 A - 2 in 8 out | PE TMN RIAMIN | INDOOR | [6 empty] | 1600.000 A | 19700101 |  |  | 0 | Pass | null
380043887 | TNB | DISTRIBUTION | KUALA SELANGOR | Existing | BKSL/PCE/J00387/NDTX1 | 300515999 | LVDB | LVDB 1600 A - 2 in 8 out | PE KG HAJI RAZALI | INDOOR | [6 empty] | 1600.000 A | 19700101 |  |  | 0 | Pass | null
380044003 | TNB | DISTRIBUTION | KUALA SELANGOR | Existing |  |  | LVDB | LVDB 1600 A - 2 in 8 out | PE TMN MASRIA | INDOOR | [6 empty] | 1600.000 A | 19700101 |  |  | 0 | Pass | null
380044119 | TNB | DISTRIBUTION | KUALA SELANGOR | Existing |  |  | LVDB | LVDB 1600 A - 2 in 8 out | TMN WAWASAN | INDOOR | [6 empty] | 1600.000 A | 19700101 |  |  | 0 | Pass | null
380044233 | TNB | DISTRIBUTION | KUALA SELANGOR | Existing | BKSL/PCE/J00533/NDLB | 300313780 | LVDB | LVDB 1600 A - 2 in 8 out | PE TMN KHATIJAH | INDOOR | [6 empty] | 1600.000 A | 19700101 |  |  | 0 | Pass | null
380044463 | TNB | DISTRIBUTION | KUALA SELANGOR | Existing | BKSL/PCE/G00027/NDFP | 300313497 | FEEDER PILLAR | LVDB 1600 A - 2 in 8 out |  | INDOOR | [6 empty] | 1600.000 A | 19700101 |  |  | 0 | Pass | null
380079195 | TNB | DISTRIBUTION | KUALA SELANGOR | Existing |  |  | LVDB | LVDB 1600 A - 2 in 8 out | SIME PLANTATION B.BERJUNTAI | INDOOR | [6 empty] | 1600.000 A | 19700101 |  |  | 0 | Pass | null
380079252 | TNB | DISTRIBUTION | KUALA SELANGOR | Existing |  |  | LVDB | LVDB 1600 A - 2 in 8 out | SIME PLANTATION B.BERJUNTAI | INDOOR | [6 empty] | 1600.000 A | 19700101 |  |  | 0 | Pass | null
380079523 | TNB | DISTRIBUTION | KUALA SELANGOR | Existing | BKSL/PCE/J00486/NDFP1 | 300313110 | LVDB | LVDB 1600 A - 2 in 8 out | BERJUNTAI MAJU(C/S) | INDOOR | [6 empty] | 1600.000 A | 19700101 |  |  | 0 | Pass | null
380079641 | TNB | DISTRIBUTION | KUALA SELANGOR | Existing | BKSL/PCE/J00487/NDLB1 | 300313120 | LVDB | LVDB 1600 A - 2 in 8 out | BERJUNTAI MAJU BTG BERJUNTAI | INDOOR | [6 empty] | 1600.000 A | 19700101 |  |  | 0 | Pass | null
380079698 | TNB | DISTRIBUTION | KUALA SELANGOR | Existing | BKSL/PCE/J00487/NDLB2 | 300313122 | LVDB | LVDB 1600 A - 2 in 8 out | BERJUNTAI MAJU BTG BERJUNTAI | INDOOR | [6 empty] | 1600.000 A | 19700101 |  |  | 0 | Pass | null
380079890 | TNB | DISTRIBUTION | KUALA SELANGOR | Existing | BKSL/PCE/J00489/NDFP | 300313124 | LVDB | LVDB 1600 A - 2 in 8 out | TELEKOM B/BEJUNTAI | INDOOR | [6 empty] | 1600.000 A | 19700101 |  |  | 0 | Pass | null
380079986 | TNB | DISTRIBUTION | KUALA SELANGOR | Existing | BKSL/PCE/J00490/NDLB | 300313127 | LVDB | LVDB 1600 A - 2 in 8 out | TMN SENTOSA | INDOOR | [6 empty] | 1600.000 A | 19700101 |  |  | 0 | Pass | null
380080082 | TNB | DISTRIBUTION | KUALA SELANGOR | Existing | BKSL/PCE/J00491/NDFP | 300313129 | LVDB | LVDB 1600 A - 2 in 8 out | PEKAN BATANG BEJUNTAI | INDOOR | [6 empty] | 1600.000 A | 19700101 |  |  | 0 | Pass | null
380080178 | TNB | DISTRIBUTION | KUALA SELANGOR | Existing | BKSL/PCE/J00492/NDFP | 300313131 | LVDB | LVDB 1600 A - 2 in 8 out | BINTANG JELITA | INDOOR | [6 empty] | 1600.000 A | 19700101 |  |  | 0 | Pass | null
380080326 | TNB | DISTRIBUTION | KUALA SELANGOR | Existing | BKSL/PCE/J00496/NDTX | 300345586 | LVDB | LVDB 1600 A - 2 in 8 out | PKNS TAMAN SRI INDAH | INDOOR | [6 empty] | 1600.000 A | 19700101 |  |  | 0 | Pass | null
380080429 | TNB | DISTRIBUTION | KUALA SELANGOR | Existing |  |  | LVDB | LVDB 1600 A - 2 in 8 out | SSU PKPS | INDOOR | [6 empty] | 1600.000 A | 19700101 |  |  | 0 | Pass | null
380080523 | TNB | DISTRIBUTION | KUALA SELANGOR | Existing | BKSL/PCE/J00507/NDLB | 300313091 | LVDB | LVDB 1600 A - 2 in 8 out | PUSAT PENYEMBELIHAN PKPS | INDOOR | [6 empty] | 1600.000 A | 19700101 |  |  | 0 | Pass | null
380080626 | TNB | DISTRIBUTION | KUALA SELANGOR | Existing | BKSL/PCE/J00509/NDFP | 300313093 | LVDB | LVDB 1600 A - 2 in 8 out | STP UNISEL | INDOOR | [6 empty] | 1600.000 A | 19700101 |  |  | 0 | Pass | null
380080720 | TNB | DISTRIBUTION | KUALA SELANGOR | Existing | BKSL/PCE/J00508/NDFP1 | 300313096 | LVDB | LVDB 1600 A - 2 in 8 out | RUMAH KAKITANGAN UNISEL | INDOOR | [6 empty] | 1600.000 A | 19700101 |  |  | 0 | Pass | null
380080838 | TNB | DISTRIBUTION | KUALA SELANGOR | Existing | BKSL/PCE/J00510/ND1 | 300343260 | LVDB | LVDB 1600 A - 2 in 8 out | ASRAMA PUTERI UNISEL | INDOOR | [6 empty] | 1600.000 A | 19700101 |  |  | 0 | Pass | null
380080895 | TNB | DISTRIBUTION | KUALA SELANGOR | Existing | BKSL/PCE/J00510/ND2 | 300343261 | LVDB | LVDB 1600 A - 2 in 8 out | ASRAMA PUTERI UNISEL | INDOOR | [6 empty] | 1600.000 A | 19700101 |  |  | 0 | Pass | null
380081039 | TNB | DISTRIBUTION | KUALA SELANGOR | Existing |  |  | LVDB | LVDB 1600 A - 2 in 8 out | ASRAMA PUTERA UNISEL | INDOOR | [6 empty] | 1600.000 A | 19700101 |  |  | 0 | Pass | null
380081096 | TNB | DISTRIBUTION | KUALA SELANGOR | Existing |  |  | LVDB | LVDB 1600 A - 2 in 8 out | ASRAMA PUTERA UNISEL | INDOOR | [6 empty] | 1600.000 A | 19700101 |  |  | 0 | Pass | null
380081190 | TNB | DISTRIBUTION | KUALA SELANGOR | Existing |  |  | LVDB | LVDB 1600 A - 2 in 8 out | SIME INAX | INDOOR | [6 empty] | 1600.000 A | 19700101 |  |  | 0 | Pass | null
380081341 | TNB | DISTRIBUTION | KUALA SELANGOR | Existing | BKSL/PCE/J00464/NDFP 1 | 300313237 | LVDB | LVDB 1600 A - 2 in 8 out | TECHNOPARK NO 1 | INDOOR | [6 empty] | 1600.000 A | 19700101 |  |  | 0 | Pass | null
380081398 | TNB | DISTRIBUTION | KUALA SELANGOR | Existing | BKSL/PCE/J00464/NDFP 2 | 300313238 | LVDB | LVDB 1600 A - 2 in 8 out | TECHNOPARK NO 1 | INDOOR | [6 empty] | 1600.000 A | 19700101 |  |  | 0 | Pass | null
380081683 | TNB | DISTRIBUTION | KUALA SELANGOR | Existing | BKSL/PCE/J00466/NDFP1 | 300313267 | FEEDER PILLAR in PE | LVDB 1600 A - 2 in 8 out | TECHNOPARK NO 3 | INDOOR | [6 empty] | 1600.000 A | 19700101 |  |  | 0 | Pass | null
380081740 | TNB | DISTRIBUTION | KUALA SELANGOR | Existing | BKSL/PCE/J00466/NDFP2 | 300313269 | FEEDER PILLAR in PE | LVDB 1600 A - 2 in 8 out | TECHNOPARK NO 3 | INDOOR | [6 empty] | 1600.000 A | 19700101 |  |  | 0 | Pass | null
380081854 | TNB | DISTRIBUTION | KUALA SELANGOR | Existing | BKSL/PCE/J00467/NDFP2 | 300313286 | LVDB | LVDB 1600 A - 2 in 8 out | TECHNOPARK NO 4 | INDOOR | [6 empty] | 1600.000 A | 19700101 |  |  | 0 | Pass | null
380081911 | TNB | DISTRIBUTION | KUALA SELANGOR | Existing | BKSL/PCE/J00467/NDFP1 | 300313289 | LVDB | LVDB 1600 A - 2 in 8 out | TECHNOPARK NO 4 | INDOOR | [6 empty] | 1600.000 A | 19700101 |  |  | 0 | Pass | null
380082005 | TNB | DISTRIBUTION | KUALA SELANGOR | Existing | BKSL/PCE/J00468/NDLB | 300313293 | LVDB | LVDB 1600 A - 2 in 8 out | PKNS RANTAU PANJANG | INDOOR | [6 empty] | 1600.000 A | 19700101 |  |  | 0 | Pass | null
380082127 | TNB | DISTRIBUTION | KUALA SELANGOR | Existing | BKSL/PCE/J00516/NDFP | 300313133 | FEEDER PILLAR in PE | LVDB 1600 A - 2 in 8 out | BERJUNTAI BESTARI NO 2 | INDOOR | [6 empty] | 1600.000 A | 19700101 |  |  | 0 | Pass | null
380082221 | TNB | DISTRIBUTION | KUALA SELANGOR | Existing | BKSL/PCE/J00515/NDFP | 300313173 | FEEDER PILLAR in PE | LVDB 1600 A - 2 in 8 out | BERJUNTAI BESTARI NO 1 | INDOOR | [6 empty] | 1600.000 A | 19700101 |  |  | 0 | Pass | null
380082315 | TNB | DISTRIBUTION | KUALA SELANGOR | Existing |  |  | LVDB | LVDB 1600 A - 2 in 8 out | ANGGERIK LAKSAMANA | INDOOR | [6 empty] | 1600.000 A | 19700101 |  |  | 0 | Pass | null
380082437 | TNB | DISTRIBUTION | KUALA SELANGOR | Existing | BKSL/PCE/J00577/NDLB | 300313196 | LVDB | LVDB 1600 A - 2 in 8 out | TMN ILMU BISTARI | INDOOR | [6 empty] | 1600.000 A | 19700101 |  |  | 0 | Pass | null
380083491 | TNB | DISTRIBUTION | KUALA SELANGOR | Existing |  |  | LVDB | LVDB 1600 A - 2 in 8 out | FORWARD SCOPE | INDOOR | [6 empty] | 1600.000 A | 19700101 |  |  | 0 | Pass | null
380083795 | TNB | DISTRIBUTION | KUALA SELANGOR | Existing |  |  | LVDB | LVDB 1600 A - 2 in 8 out | ASSIGN PRECISION | INDOOR | [6 empty] | 1600.000 A | 19700101 |  |  | 0 | Pass | null
380084036 | TNB | DISTRIBUTION | KUALA SELANGOR | Existing | BKSL/PCE/J00809/NDTX1 | 300344246 | LVDB | LVDB 1600 A - 2 in 8 out | PPAJ NO.4 | INDOOR | [6 empty] | 1600.000 A | 19700101 |  |  | 0 | Pass | null
380084151 | TNB | DISTRIBUTION | KUALA SELANGOR | Existing | BKSL/PCE/J00805/NDTX1 | 300344240 | LVDB | LVDB 1600 A - 2 in 8 out | PPAJ NO.3 | INDOOR | [6 empty] | 1600.000 A | 19700101 |  |  | 0 | Pass | null
380084250 | TNB | DISTRIBUTION | KUALA SELANGOR | Existing |  |  | LVDB | LVDB 1600 A - 2 in 8 out | PPAJ NO.6 | INDOOR | [6 empty] | 1600.000 A | 19700101 |  |  | 0 | Pass | null
380084354 | TNB | DISTRIBUTION | KUALA SELANGOR | Existing |  |  | LVDB | LVDB 1600 A - 2 in 10 out (CS) | PE PADAT BAN GUAT HUAT | INDOOR | [6 empty] | 1600.000 A | 19700101 |  |  | 0 | Pass | null
380084512 | TNB | DISTRIBUTION | KUALA SELANGOR | Existing |  |  | LVDB | LVDB 1600 A - 2 in 8 out | RUMAH PANGSA INDUSTRI ALAM JAYA NO.9 | INDOOR | [6 empty] | 1600.000 A | 19700101 |  |  | 0 | Pass | null
380084589 | TNB | DISTRIBUTION | KUALA SELANGOR | Existing |  |  | LVDB | LVDB 1600 A - 2 in 8 out | RUMAH PANGSA INDUSTRI ALAM JAYA NO.9 | INDOOR | [6 empty] | 1600.000 A | 19700101 |  |  | 0 | Pass | null
380085049 | TNB | DISTRIBUTION | KUALA SELANGOR | Existing |  |  | LVDB | LVDB 1600 A - 2 in 8 out | PE GREAT MARKETING | INDOOR | [6 empty] | 1600.000 A | 19700101 |  |  | 0 | Pass | null
380085192 | TNB | DISTRIBUTION | KUALA SELANGOR | Existing |  |  | LVDB | LVDB 1600 A - 2 in 8 out | JS CONSC TRUCTION & DEV SDN BHD LOT106 | INDOOR | [6 empty] | 1600.000 A | 19700101 |  |  | 1 | Pass | null
380085307 | TNB | DISTRIBUTION | KUALA SELANGOR | Existing |  |  | LVDB | LVDB 1600 A - 2 in 8 out | MULTI GUNA NO.3 | INDOOR | [6 empty] | 1600.000 A | 19700101 |  |  | 3 | Pass | null
380085605 | TNB | DISTRIBUTION | KUALA SELANGOR | Existing |  |  | LVDB | LVDB 1600 A - 2 in 8 out | RGB INDUSTRI 2/5 | INDOOR | [6 empty] | 1600.000 A | 19700101 |  |  | 0 | Pass | null
380085743 | TNB | DISTRIBUTION | KUALA SELANGOR | Existing |  |  | LVDB | LVDB 1600 A - 2 in 8 out | EXTRO GREAT | INDOOR | [6 empty] | 1600.000 A | 19700101 |  |  | 0 | Pass | null
380085820 | TNB | DISTRIBUTION | KUALA SELANGOR | Existing |  |  | LVDB | LVDB 1600 A - 2 in 8 out | EXTRO GREAT | INDOOR | [6 empty] | 1600.000 A | 19700101 |  |  | 0 | Pass | null
380085940 | TNB | DISTRIBUTION | KUALA SELANGOR | Existing |  |  | LVDB | LVDB 1600 A - 2 in 8 out | R&S PETROLEUM TIAJ 2/4 | INDOOR | [6 empty] | 1600.000 A | 19700101 |  |  | 0 | Pass | null
380086059 | TNB | DISTRIBUTION | KUALA SELANGOR | Existing |  |  | LVDB | LVDB 1600 A - 2 in 8 out | KLG LOT 7 ALAM JAYA | INDOOR | [6 empty] | 1600.000 A | 19700101 |  |  | 0 | Pass | null
380086178 | TNB | DISTRIBUTION | KUALA SELANGOR | Existing |  |  | LVDB | LVDB 1600 A - 2 in 8 out | KLG LOT 8 ALAM JAYA | INDOOR | [6 empty] | 1600.000 A | 19700101 |  |  | 0 | Pass | null
380086419 | TNB | DISTRIBUTION | KUALA SELANGOR | Existing |  |  | LVDB | LVDB 1600 A - 2 in 8 out | KLG LOT 9 ALAM JAYA | INDOOR | [6 empty] | 1600.000 A | 19700101 |  |  | 0 | Pass | null
380086539 | TNB | DISTRIBUTION | KUALA SELANGOR | Existing |  |  | LVDB | LVDB 1600 A - 2 in 8 out | YL TRADING | INDOOR | [6 empty] | 1600.000 A | 19700101 |  |  | 0 | Pass | null
380086790 | TNB | DISTRIBUTION | KUALA SELANGOR | Existing |  |  | LVDB | LVDB 1600 A - 2 in 8 out | APARTMENT ALAM PERDANA 1 | INDOOR | [6 empty] | 1600.000 A | 19700101 |  |  | 0 | Pass | null
380086867 | TNB | DISTRIBUTION | KUALA SELANGOR | Existing |  |  | LVDB | LVDB 1600 A - 2 in 8 out | APARTMENT ALAM PERDANA 1 | INDOOR | [6 empty] | 1600.000 A | 19700101 |  |  | 0 | Pass | null
380087078 | TNB | DISTRIBUTION | KUALA SELANGOR | Existing |  |  | LVDB | LVDB 1600 A - 2 in 8 out | BSC WATERFRONT | INDOOR | [6 empty] | 1600.000 A | 19700101 |  |  | 2 | Pass | null
380092108 | TNB | DISTRIBUTION | KUALA SELANGOR | Existing |  |  | LVDB | LVDB 1600 A - 2 in 8 out | SON STAR | INDOOR | [6 empty] | 1600.000 A | 19700101 |  |  | 0 | Pass | null
380092165 | TNB | DISTRIBUTION | KUALA SELANGOR | Existing |  |  | LVDB | LVDB 1600 A - 2 in 8 out | SON STAR | INDOOR | [6 empty] | 1600.000 A | 19700101 |  |  | 0 | Pass | null
380092381 | TNB | DISTRIBUTION | KUALA SELANGOR | Existing |  |  | LVDB | LVDB 1600 A - 2 in 8 out | LOT 256 SOUTH PROP HOLDING | INDOOR | [6 empty] | 1600.000 A | 19700101 |  |  | 0 | Pass | null
380092700 | TNB | DISTRIBUTION | KUALA SELANGOR | Existing |  |  | LVDB | LVDB 1600 A - 2 in 8 out | KOTA PUTERI NO.5 JLN KP 5/13 | INDOOR | [6 empty] | 1600.000 A | 19700101 |  |  | 0 | Pass | null
380092794 | TNB | DISTRIBUTION | KUALA SELANGOR | Existing |  |  | LVDB | LVDB 1600 A - 2 in 8 out | JLN KOTA PUTERI 5/14B | INDOOR | [6 empty] | 1600.000 A | 19700101 |  |  | 0 | Pass | null
380092888 | TNB | DISTRIBUTION | KUALA SELANGOR | Existing | BKSL/PCE/J00695/NDTX | 300345926 | LVDB | LVDB 1600 A - 2 in 8 out | KOTA PUTERI PERSIARAN BT ARANG NO.4 | INDOOR | [6 empty] | 1600.000 A | 19700101 |  |  | 0 | Pass | null
380093625 | TNB | DISTRIBUTION | KUALA SELANGOR | Existing |  |  | LVDB | LVDB 1600 A - 2 in 8 out | SSU KOTA PUTERI (CB8) | [11 empty] | 0 | Pass | null
380100602 | TNB | DISTRIBUTION | KUALA SELANGOR | Existing | BKSL/PCE/J00035/NDTX1 | 300022068 | LVDB | LVDB 1600 A - 2 in 8 out | SG RAMBAI NO 1 | INDOOR | [6 empty] | 1600.000 A | 19700101 |  |  | 0 | Pass | null
380100705 | TNB | DISTRIBUTION | KUALA SELANGOR | Existing |  |  | LVDB | LVDB 1600 A - 2 in 8 out | SW/STN SG RAMBAI ESTET | INDOOR | [6 empty] | 1600.000 A | 19700101 |  |  | 0 | Pass | null
380100801 | TNB | DISTRIBUTION | KUALA SELANGOR | Existing | BKSL/PCE/J00036/NDTX1 | 300022072 | LVDB | LVDB 1600 A - 2 in 8 out | SG RAMBAI NO 2 | INDOOR | S/88/8513 |  |  |  | MTM |  | 1600.000 A | 19700101 |  |  | 0 | Pass | null
380100895 | TNB | DISTRIBUTION | KUALA SELANGOR | Existing |  |  | LVDB | LVDB 1600 A - 2 in 8 out | R/PAM AIR JPS KG ASAHAN | INDOOR | [6 empty] | 1600.000 A | 19700101 |  |  | 0 | Pass | null
380101083 | TNB | DISTRIBUTION | KUALA SELANGOR | Existing | BKSL/PCE/J00033/NDTX | 300345536 | LVDB | LVDB 1600 A - 2 in 8 out | LDG SEL RIVER SIDE | INDOOR | FP 7070021 |  |  |  | MTM |  | 1600.000 A | 19700101 |  |  | 0 | Pass | null
380101179 | TNB | DISTRIBUTION | KUALA SELANGOR | Existing | BKSL/PCE/J00032/NDTX1 | 300022053 | LVDB | LVDB 1600 A - 2 in 8 out | PKNS KG KUANTAN | INDOOR | LV37-0371 |  |  |  | SUN SYSTEM ENG. |  | 1600.000 A | 19700101 |  |  | 0 | Pass | null
380101310 | TNB | DISTRIBUTION | KUALA SELANGOR | Existing |  |  | LVDB | LVDB 1600 A - 2 in 8 out | KG JAYA SETIA | INDOOR | [6 empty] | 1600.000 A | 19700101 |  |  | 2 | Pass | null
380101495 | TNB | DISTRIBUTION | KUALA SELANGOR | Existing | BKSL/PCE/J00485/NDFP | 300313075 | LVDB | LVDB 1600 A - 2 in 8 out | JAYA SETIA A/T | INDOOR | 067/2003 |  |  |  | TOPRANK |  | 1600.000 A | 19700101 |  |  | 1 | Pass | null
380101609 | TNB | DISTRIBUTION | KUALA SELANGOR | Existing | BKSL/PCE/J00407/NDTX1 | 300509007 | LVDB | LVDB 1600 A - 2 in 8 out | INDUSTRI BUKIT BADONG B | INDOOR | [6 empty] | 1600.000 A | 19700101 |  |  | 0 | Pass | null
380101666 | TNB | DISTRIBUTION | KUALA SELANGOR | Existing |  |  | LVDB | LVDB 1600 A - 2 in 8 out | TMN IND BUKIT BADONG B | INDOOR | [6 empty] | 1600.000 A | 19700101 |  |  | 0 | Pass | null
380101780 | TNB | DISTRIBUTION | KUALA SELANGOR | Existing | BKSL/PCE/J00406/NDTX1 | 300509040 | LVDB | LVDB 1600 A - 2 in 8 out | INDUSTRI BUKIT BADONG A | INDOOR | [6 empty] | 1600.000 A | 19700101 |  |  | 0 | Pass | null
380101837 | TNB | DISTRIBUTION | KUALA SELANGOR | Existing | BKSL/PCE/J00406/NDTX2 | 300509004 | LVDB | LVDB 1600 A - 2 in 8 out | INDUSTRI BUKIT BADONG A | INDOOR | [6 empty] | 1600.000 A | 19700101 |  |  | 2 | Pass | null
380101942 | TNB | DISTRIBUTION | KUALA SELANGOR | Existing |  |  | LVDB | LVDB 1600 A - 2 in 8 out | TAMAN HARMONI | INDOOR | LV974-1235 |  |  |  | SUN SYSTEM ENG. |  | 1600.000 A | 19700101 |  |  | 0 | Pass | null
380102036 | TNB | DISTRIBUTION | KUALA SELANGOR | Existing | BKSL/PCE/J00634/NDLB | 300313304 | LVDB | LVDB 1600 A - 2 in 8 out | RUMAH KEDAI IJOK | INDOOR | [6 empty] | 1600.000 A | 19700101 |  |  | 0 | Pass | null
380102130 | TNB | DISTRIBUTION | KUALA SELANGOR | Existing |  |  | LVDB | LVDB 1600 A - 2 in 10 out (CS) | PADAT TAMAN IJOK DAMAI | INDOOR | [6 empty] | 1600.000 A | 19700101 |  |  | 0 | Pass | null
380102224 | TNB | DISTRIBUTION | KUALA SELANGOR | Existing | BKSL/PCE/J00684/NDLB | 300313732 | LVDB | LVDB 1600 A - 2 in 10 out (CS) | PADAT JLN BKT ROBINSON | INDOOR | FP 2001 0004 |  |  |  | MERLIN GERIN |  | 1600.000 A | 19700101 |  |  | 0 | Pass | null
380102396 | TNB | DISTRIBUTION | KUALA SELANGOR | Existing | BKSL/PCE/J00683/NDLB | 300313729 | LVDB | LVDB 1600 A - 2 in 8 out | LEE LEE KONG | INDOOR | FP6010175 |  |  |  | INDKOM |  | 1600.000 A | 19700101 |  |  | 0 | Pass | null
380102511 | TNB | DISTRIBUTION | KUALA SELANGOR | Existing | BKSL/PCE/J00682/NDLB | 300313725 | LVDB | LVDB 1600 A - 2 in 8 out | TMN IJOK UTAMA | INDOOR | LVV171 |  |  |  | TOPRANK |  | 1600.000 A | 19700101 |  |  | 0 | Pass | null
380102568 | TNB | DISTRIBUTION | KUALA SELANGOR | Existing | BKSL/PCE/J00682/NDLB2 | 300342961 | LVDB | LVDB 1600 A - 2 in 8 out | TMN IJOK UTAMA | INDOOR | LVV184 |  |  |  | TOPRANK |  | 1600.000 A | 19700101 |  |  | 0 | Pass | null
380102875 | TNB | DISTRIBUTION | KUALA SELANGOR | Existing | BKSL/PCE/J00825/ND | 300443278 | LVDB | LVDB 1600 A - 2 in 8 out | TAMAN SEJATI JALAN 9 | INDOOR | [6 empty] | 1600.000 A | 19700101 |  |  | 0 | Pass | null
380102932 | TNB | DISTRIBUTION | KUALA SELANGOR | Existing |  |  | LVDB | LVDB 1600 A - 2 in 8 out | TAMAN SEJATI JALAN 9 | INDOOR | [6 empty] | 1600.000 A | 19700101 |  |  | 0 | Pass | null
380103046 | TNB | DISTRIBUTION | KUALA SELANGOR | Existing |  |  | LVDB | LVDB 1600 A - 2 in 8 out | TMN IJOK UTAMA NO 2 | INDOOR | [6 empty] | 1600.000 A | 19700101 |  |  | 0 | Pass | null
380103103 | TNB | DISTRIBUTION | KUALA SELANGOR | Existing |  |  | LVDB | LVDB 1600 A - 2 in 8 out | TMN IJOK UTAMA NO 2 | INDOOR | [6 empty] | 1600.000 A | 19700101 |  |  | 0 | Pass | null
380103197 | TNB | DISTRIBUTION | KUALA SELANGOR | Existing | BKSL/PCE/J00680/NDLB | 300313711 | LVDB | LVDB 1600 A - 2 in 8 out | TMN SRI IJOK | INDOOR | [6 empty] | 1600.000 A | 19700101 |  |  | 0 | Pass | null
380103293 | TNB | DISTRIBUTION | KUALA SELANGOR | Existing | BKSL/PCE/J00679/NDLB | 300313707 | LVDB | LVDB 1600 A - 2 in 8 out | TMN KOPERASI BENA IJOK | INDOOR | LV 2080124 |  |  |  | INDKOM |  | 1600.000 A | 19700101 |  |  | 0 | Pass | null
380103389 | TNB | DISTRIBUTION | KUALA SELANGOR | Existing |  |  | LVDB | LVDB 1600 A - 2 in 10 out (CS) | PADAT BT. 8 IJOK | INDOOR |  |  |  |  | MERLIN GERIN |  | 1600.000 A | 19700101 |  |  | 0 | Pass | null
380103493 | TNB | DISTRIBUTION | KUALA SELANGOR | Existing | BKSL/PCE/J00677/NDLB | 300313700 | LVDB | LVDB 1600 A - 2 in 8 out | KG BKT BADONG NO 2 A/T | INDOOR | [6 empty] | 1600.000 A | 19700101 |  |  | 0 | Pass | null
380103587 | TNB | DISTRIBUTION | KUALA SELANGOR | Existing | BKSL/PCE/J00676/NDFP | 300313697 | LVDB | LVDB 1600 A - 2 in 8 out | KG BKT BADONG NO 1 A/T | INDOOR | [6 empty] | 1600.000 A | 19700101 |  |  | 0 | Pass | null
380103710 | TNB | DISTRIBUTION | KUALA SELANGOR | Existing | BKSL/PCE/J00675/NDFP | 300313693 | LVDB | LVDB 1600 A - 2 in 8 out | KG BKT BADONG | INDOOR | 70300110-3 |  |  |  | TAMCO CUTLER HAMMER |  | 1600.000 A | 19700101 |  |  | 0 | Pass | null
380103989 | TNB | DISTRIBUTION | KUALA SELANGOR | Existing |  |  | LVDB | LVDB 1600 A - 2 in 8 out | ISITO | INDOOR |  |  |  |  | TOPRANK |  | 1600.000 A | 19700101 |  |  | 0 | Pass | null
380104089 | TNB | DISTRIBUTION | KUALA SELANGOR | Existing |  |  | LVDB | LVDB 1600 A - 2 in 8 out | IBU SAWAT TELEKOM IJOK | INDOOR |  |  |  |  | TOPRANK |  | 1600.000 A | 19700101 |  |  | 0 | Pass | null
380104891 | TNB | DISTRIBUTION | KUALA SELANGOR | Existing | BKSL/PCE/J00750/NDTX | 300346078 | LVDB | LVDB 1600 A - 2 in 10 out (CS) | PADAT MULTI GUNA TMN ALAM JAYA 2/1 | INDOOR | [6 empty] | 1600.000 A | 19700101 |  |  | 0 | Pass | null
380104995 | TNB | DISTRIBUTION | KUALA SELANGOR | Existing |  |  | LVDB | LVDB 1600 A - 2 in 8 out | GUPPY PLASTIC NO.2 ALAM JAYA | INDOOR | [6 empty] | 1600.000 A | 19700101 |  |  | 0 | Pass | null
380105089 | TNB | DISTRIBUTION | KUALA SELANGOR | Existing |  |  | LVDB | LVDB 1600 A - 2 in 8 out | GUPPY PLASTIC NO.3 ALAM JAYA | INDOOR | [6 empty] | 1600.000 A | 19700101 |  |  | 0 | Pass | null
380105229 | TNB | DISTRIBUTION | KUALA SELANGOR | Existing |  |  | LVDB | LVDB 1600 A - 2 in 8 out | HLCT LAND TIAJ 2/1 | INDOOR | [6 empty] | 1600.000 A | 19700101 |  |  | 1 | Pass | null
380105343 | TNB | DISTRIBUTION | KUALA SELANGOR | Existing | BKSL/PCE/J00753/NDTX1 | 300346113 | LVDB | LVDB 1600 A - 2 in 8 out | PLANTFIELD NO.1 | INDOOR | [6 empty] | 1600.000 A | 19700101 |  |  | 1 | Pass | null
380105400 | TNB | DISTRIBUTION | KUALA SELANGOR | Existing | BKSL/PCE/J00753/NDTX2 | 300346114 | LVDB | LVDB 1600 A - 2 in 8 out | PLANTFIELD NO.1 | INDOOR | [6 empty] | 1600.000 A | 19700101 |  |  | 1 | Pass | null
380105514 | TNB | DISTRIBUTION | KUALA SELANGOR | Existing | BKSL/PCE/J00754/NDTX1 | 300344231 | LVDB | LVDB 1600 A - 2 in 8 out | PLANTFIELD NO.2 | INDOOR | [6 empty] | 1600.000 A | 19700101 |  |  | 1 | Pass | null
380105571 | TNB | DISTRIBUTION | KUALA SELANGOR | Existing |  |  | LVDB | LVDB 1600 A - 2 in 8 out | PLANTFIELD NO.2 | INDOOR | [6 empty] | 1600.000 A | 19700101 |  |  | 1 | Pass | null
380105665 | TNB | DISTRIBUTION | KUALA SELANGOR | Existing | BKSL/PCE/J00795/NDTX | 300344607 | LVDB | LVDB 1600 A - 2 in 8 out | MULTIGUNA CONSTRUCTION & DEV JLN 2/6 AL | INDOOR | [6 empty] | 1600.000 A | 19700101 |  |  | 0 | Pass | null
380105759 | TNB | DISTRIBUTION | KUALA SELANGOR | Existing |  |  | LVDB | LVDB 1600 A - 2 in 8 out | MACHMAR INDS NO.2 | INDOOR | [6 empty] | 1600.000 A | 19700101 |  |  | 2 | Pass | null
380105853 | TNB | DISTRIBUTION | KUALA SELANGOR | Existing |  |  | LVDB | LVDB 1600 A - 2 in 8 out | MARKLON INDS | INDOOR | [6 empty] | 1600.000 A | 19700101 |  |  | 1 | Pass | null
380105947 | TNB | DISTRIBUTION | KUALA SELANGOR | Existing |  |  | LVDB | LVDB 1600 A - 2 in 8 out | MACHMAR INDS | INDOOR | [6 empty] | 1600.000 A | 19700101 |  |  | 1 | Pass | null
380106061 | TNB | DISTRIBUTION | KUALA SELANGOR | Existing | BKSL/PCE/J00719/NDTX1 | 300345843 | LVDB | LVDB 1600 A - 2 in 8 out | FASA 3A 2 PUNCAK ALAM | INDOOR | [6 empty] | 1600.000 A | 19700101 |  |  | 0 | Pass | null
380106118 | TNB | DISTRIBUTION | KUALA SELANGOR | Existing | BKSL/PCE/J00719/NDTX2 | 300345844 | LVDB | LVDB 1600 A - 2 in 8 out | FASA 3A 2 PUNCAK ALAM | INDOOR | [6 empty] | 1600.000 A | 19700101 |  |  | 0 | Pass | null
380106232 | TNB | DISTRIBUTION | KUALA SELANGOR | Existing | BKSL/PCE/J00720/NDTX2 | 300345848 | LVDB | LVDB 1600 A - 2 in 8 out | APRT NO.4 PUNCAK ALAM | INDOOR | [6 empty] | 1600.000 A | 19700101 |  |  | 0 | Pass | null
380106289 | TNB | DISTRIBUTION | KUALA SELANGOR | Existing | BKSL/PCE/J00720/NDTX1 | 300345847 | LVDB | LVDB 1600 A - 2 in 8 out | APRT NO.4 PUNCAK ALAM | INDOOR | [6 empty] | 1600.000 A | 19700101 |  |  | 0 | Pass | null
380106403 | TNB | DISTRIBUTION | KUALA SELANGOR | Existing | BKSL/PCE/J00721/NDTX2 | 300345888 | LVDB | LVDB 1600 A - 2 in 8 out | APRT NO.3 PUNCAK ALAM | INDOOR | [6 empty] | 1600.000 A | 19700101 |  |  | 0 | Pass | null
380106460 | TNB | DISTRIBUTION | KUALA SELANGOR | Existing | BKSL/PCE/J00721/NDTX1 | 300345887 | LVDB | LVDB 1600 A - 2 in 8 out | APRT NO.3 PUNCAK ALAM | INDOOR | [6 empty] | 1600.000 A | 19700101 |  |  | 0 | Pass | null
380106574 | TNB | DISTRIBUTION | KUALA SELANGOR | Existing |  |  | LVDB | LVDB 1600 A - 2 in 8 out | APRT NO.2 PUNCAK ALAM | INDOOR | [6 empty] | 1600.000 A | 19700101 |  |  | 0 | Pass | null
380106631 | TNB | DISTRIBUTION | KUALA SELANGOR | Existing |  |  | LVDB | LVDB 1600 A - 2 in 8 out | APRT NO.2 PUNCAK ALAM | INDOOR | [6 empty] | 1600.000 A | 19700101 |  |  | 0 | Pass | null
380106745 | TNB | DISTRIBUTION | KUALA SELANGOR | Existing | BKSL/PCE/J00723/NDTX2 | 300345896 | LVDB | LVDB 1600 A - 2 in 8 out | APRT NO.1 PUNCAK ALAM | INDOOR | [6 empty] | 1600.000 A | 19700101 |  |  | 1 | Pass | null
380106802 | TNB | DISTRIBUTION | KUALA SELANGOR | Existing | BKSL/PCE/J00723/NDTX1 | 300345895 | LVDB | LVDB 1600 A - 2 in 8 out | APRT NO.1 PUNCAK ALAM | INDOOR | [6 empty] | 1600.000 A | 19700101 |  |  | 1 | Pass | null
380106916 | TNB | DISTRIBUTION | KUALA SELANGOR | Existing | BKSL/PCE/J00725/NDTX2 | 300345908 | LVDB | LVDB 1600 A - 2 in 8 out | JUWITA FASA 3 C NO 2 | INDOOR | [6 empty] | 1600.000 A | 19700101 |  |  | 1 | Pass | null
380106973 | TNB | DISTRIBUTION | KUALA SELANGOR | Existing | BKSL/PCE/J00725/NDTX1 | 300345907 | LVDB | LVDB 1600 A - 2 in 8 out | JUWITA FASA 3 C NO 2 | INDOOR | [6 empty] | 1600.000 A | 19700101 |  |  | 1 | Pass | null
380107067 | TNB | DISTRIBUTION | KUALA SELANGOR | Existing |  |  | LVDB | LVDB 1600 A - 2 in 8 out | SEK KEB P/ALAM 3 | INDOOR | [6 empty] | 1600.000 A | 19700101 |  |  | 1 | Pass | null
380107161 | TNB | DISTRIBUTION | KUALA SELANGOR | Existing | BKSL/PCE/J00728/NDTX | 300346080 | LVDB | LVDB 1600 A - 2 in 8 out | RMH PAM AIR JBA PH3 PUNCAK ALAM | INDOOR | [6 empty] | 1600.000 A | 19700101 |  |  | 1 | Pass | null
380107275 | TNB | DISTRIBUTION | KUALA SELANGOR | Existing | BKSL/PCE/J00745/NDTX2 | 300345919 | LVDB | LVDB 1600 A - 2 in 8 out | APRTMENT MELOR NO.1 PUNCAK ALAM | INDOOR | [6 empty] | 1600.000 A | 19700101 |  |  | 1 | Pass | null
380107332 | TNB | DISTRIBUTION | KUALA SELANGOR | Existing | BKSL/PCE/J00745/NDTX1 | 300345918 | LVDB | LVDB 1600 A - 2 in 8 out | APRTMENT MELOR NO.1 PUNCAK ALAM | INDOOR | [6 empty] | 1600.000 A | 19700101 |  |  | 1 | Pass | null
380107435 | TNB | DISTRIBUTION | KUALA SELANGOR | Existing |  |  | LVDB | LVDB 1600 A - 2 in 8 out | STP 1 PHASE 1 PUNCAK ALAM | INDOOR | [6 empty] | 1600.000 A | 19700101 |  |  | 4 | Pass | null
380107549 | TNB | DISTRIBUTION | KUALA SELANGOR | Existing | BKSL/PCE/J00698/NDTX2 | 300344594 | LVDB | LVDB 1600 A - 2 in 8 out | SEKSYEN 3 PHASE 1B PUNCAK ALAM | INDOOR | [6 empty] | 1600.000 A | 19700101 |  |  | 2 | Pass | null
380107606 | TNB | DISTRIBUTION | KUALA SELANGOR | Existing | BKSL/PCE/J00698/NDTX2 | 300344594 | LVDB | LVDB 1600 A - 2 in 8 out | SEKSYEN 3 PHASE 1B PUNCAK ALAM | INDOOR | [6 empty] | 1600.000 A | 19700101 |  |  | 2 | Pass | null
380107700 | TNB | DISTRIBUTION | KUALA SELANGOR | Existing |  |  | LVDB | LVDB 1600 A - 2 in 8 out | STP UITM | INDOOR | [6 empty] | 1600.000 A | 19700101 |  |  | 1 | Pass | null
380107794 | TNB | DISTRIBUTION | KUALA SELANGOR | Existing |  |  | LVDB | LVDB 1600 A - 2 in 8 out | UITM 1 | INDOOR | [6 empty] | 1600.000 A | 19700101 |  |  | 2 | Pass | null
380107936 | TNB | DISTRIBUTION | KUALA SELANGOR | Existing | BKSL/PCE/J00739/NDTX | 300346002 | LVDB | LVDB 1600 A - 2 in 8 out | SHAH ALAM 2 NO.5B 7 | INDOOR | [6 empty] | 1600.000 A | 19700101 |  |  | 1 | Pass | null
380108205 | TNB | DISTRIBUTION | KUALA SELANGOR | Existing | BKSL/PCE/J00121/NDTX1 | 300022480 | LVDB | LVDB 1600 A - 2 in 8 out | BKT HIJAU NO 2 | INDOOR | [6 empty] | 1600.000 A | 19700101 |  |  | 0 | Pass | null
380108299 | TNB | DISTRIBUTION | KUALA SELANGOR | Existing | BKSL/PCE/J00120/NDTX1 | 300022475 | LVDB | LVDB 1600 A - 2 in 8 out | BKT HIJAU NO 1 | INDOOR | [6 empty] | 1600.000 A | 19700101 |  |  | 0 | Pass | null
380108393 | TNB | DISTRIBUTION | KUALA SELANGOR | Existing | BKSL/PCE/J00119/NDTX1 | 300022469 | LVDB | LVDB 1600 A - 2 in 8 out | SW/STN BKT HIJAU | INDOOR | [6 empty] | 1600.000 A | 19700101 |  |  | 0 | Pass | null
380108487 | TNB | DISTRIBUTION | KUALA SELANGOR | Existing | BKSL/PCE/J00118/NDTX1 | 300022463 | LVDB | LVDB 1600 A - 2 in 8 out | REZAB ZAZULI | INDOOR | [6 empty] | 1600.000 A | 19700101 |  |  | 0 | Pass | null
380108581 | TNB | DISTRIBUTION | KUALA SELANGOR | Existing | BKSL/PCE/J00560/NDTX | V | LVDB | LVDB 1600 A - 2 in 8 out | REBAN AYAM BKT HIJAU | INDOOR | [6 empty] | 1600.000 A | 19700101 |  |  | 0 | Pass | null
380108675 | TNB | DISTRIBUTION | KUALA SELANGOR | Existing | BKSL/PCE/J00122/NDTX1 | 300022485 | LVDB | LVDB 1600 A - 2 in 8 out | SOUTHERN REALTY | INDOOR | [6 empty] | 1600.000 A | 19700101 |  |  | 0 | Pass | null
380108769 | TNB | DISTRIBUTION | KUALA SELANGOR | Existing | BKSL/PCE/J00123/NDTX1 | 300022491 | LVDB | LVDB 1600 A - 2 in 8 out | PT MAHANG NO 1 | INDOOR | [6 empty] | 1600.000 A | 19700101 |  |  | 0 | Pass | null
380108863 | TNB | DISTRIBUTION | KUALA SELANGOR | Existing | BKSL/PCE/J00130/NDTX1 | 300022527 | LVDB | LVDB 1600 A - 2 in 8 out | PKNS PT MAHANG (TMN DESA MAHANG) | INDOOR | [6 empty] | 1600.000 A | 19700101 |  |  | 0 | Pass | null
380109213 | TNB | DISTRIBUTION | KUALA SELANGOR | Existing | BKSL/PCE/J00543/NDLB | 300313555 | LVDB | LVDB 1600 A - 2 in 8 out | TMN BENDAHARA NO 2 | INDOOR | LV974-0808 |  |  |  | SUN SYSTEM ENG. |  | 1600.000 A | 19700101 |  |  | 0 | Pass | null
380109327 | TNB | DISTRIBUTION | KUALA SELANGOR | Existing | BKSL/PCE/J00012/NDTX1 | 300228315 | LVDB | LVDB 1600 A - 2 in 8 out | TMN BENDAHARA NO 1 | INDOOR | LV970-0743 |  |  |  | SUN SYSTEM ENG. |  | 1600.000 A | 19700101 |  |  | 0 | Pass | null
380109384 | TNB | DISTRIBUTION | KUALA SELANGOR | Existing | BKSL/PCE/J00012/NDTX2 | 300228316 | LVDB | LVDB 1600 A - 2 in 8 out | TMN BENDAHARA NO 1 | INDOOR | LV970-0743 |  |  |  | SUN SYSTEM ENG. |  | 1600.000 A | 19700101 |  |  | 0 | Pass | null
380109478 | TNB | DISTRIBUTION | KUALA SELANGOR | Existing | BKSL/PCE/J00001/NDTX1 | 300021910 | LVDB | LVDB 1600 A - 2 in 8 out | TMN PENGGAWA | INDOOR | S/08/18081 |  |  |  | MTM |  | 1600.000 A | 19700101 |  |  | 0 | Pass | null
380109602 | TNB | DISTRIBUTION | KUALA SELANGOR | Existing | BKSL/PCE/J00003/NDTX1 | 300023125 | LVDB | FP 1600 A - 2 in 8 out (PE) | TLK PIAH | INDOOR | FP9606-0020 |  |  |  | SUN SYSTEM ENG. |  | 1600.000 A | 19700101 |  |  | 0 | Pass | null
380109809 | TNB | DISTRIBUTION | KUALA SELANGOR | Existing | BKSL/PCE/J00004/NDTX1 | 300021925 | LVDB | LVDB 1600 A - 2 in 10 out (CS) | BDR MELAWATI (C) | INDOOR |  |  |  |  | WEBER VERTIGROUP |  | 1600.000 A | 19700101 |  |  | 0 | Pass | null
380109913 | TNB | DISTRIBUTION | KUALA SELANGOR | Existing | BKSL/PCE/J00005/NDTX1 | 300021930 | LVDB | LVDB 1600 A - 2 in 8 out | PEJABAT DAERAH | INDOOR | S/88/2033 |  |  |  | MTM |  | 1600.000 A | 19700101 |  |  | 0 | Pass | null
380110007 | TNB | DISTRIBUTION | KUALA SELANGOR | Existing |  |  | LVDB | LVDB 1600 A - 2 in 8 out | KOMPLEKS PEJABAT BARAT LAUT | INDOOR | [6 empty] | 1600.000 A | 19700101 |  |  | 0 | Pass | null
380110121 | TNB | DISTRIBUTION | KUALA SELANGOR | Existing |  |  | LVDB | LVDB 1600 A - 2 in 8 out | JLN KLINIK | INDOOR | S/81/44 |  |  |  | MTM |  | 1600.000 A | 19700101 |  |  | 0 | Pass | null
380110292 | TNB | DISTRIBUTION | KUALA SELANGOR | Existing | BKSL/PCE/J00544/NDLB1 | 300313566 | LVDB | LVDB 1600 A - 2 in 8 out | BAZAR PEKAN K/SELANGOR | INDOOR | [6 empty] | 1600.000 A | 19700101 |  |  | 0 | Pass | null
380110349 | TNB | DISTRIBUTION | KUALA SELANGOR | Existing | BKSL/PCE/J00544/NDLB2 | 300313567 | LVDB | LVDB 1600 A - 2 in 8 out | BAZAR PEKAN K/SELANGOR | INDOOR | DB 032199 |  |  |  | POWERJOG |  | 1600.000 A | 19700101 |  |  | 0 | Pass | null
380110443 | TNB | DISTRIBUTION | KUALA SELANGOR | Existing | BKSL/PCE/J00043/NDTX1 | 300022107 | LVDB | LVDB 1600 A - 2 in 8 out | PANGSAPURI KSL | INDOOR | 0341 |  |  |  | TOPRANK |  | 1600.000 A | 19700101 |  |  | 0 | Pass | null
380110537 | TNB | DISTRIBUTION | KUALA SELANGOR | Existing | BKSL/PCE/J00007/NDTX1 | 300021941 | LVDB | LVDB 1600 A - 2 in 8 out | VIP KSL | INDOOR | FP 9606-1035 |  |  |  | SUN SYSTEM ENG. |  | 1600.000 A | 19700101 |  |  | 0 | Pass | null
380110631 | TNB | DISTRIBUTION | KUALA SELANGOR | Existing | BKSL/PCE/J00008/NDTX1 | 300021946 | FEEDER PILLAR in PE | FP 1600 A - 2 in 8 out (PE) | TG KERAMAT | OUTDOOR | 21915 |  |  |  | GEC |  | 1600.000 A | 19700101 |  |  | 0 | Pass | null
380110781 | TNB | DISTRIBUTION | KUALA SELANGOR | Existing | BKSL/PCE/J00810/ND | 300342901 | LVDB | LVDB 1600 A - 2 in 8 out | SRJK AIK THEE | INDOOR | [6 empty] | 1600.000 A | 19700101 |  |  | 0 | Pass | null
380110875 | TNB | DISTRIBUTION | KUALA SELANGOR | Existing | BKSL/PCE/J00010/NDLB | 300313570 | LVDB | LVDB 1600 A - 2 in 8 out | HOTEL D'PALMA | INDOOR |  |  |  |  | TAMCO CUTLER HAMMER |  | 1600.000 A | 19700101 |  |  | 0 | Pass | null
380110969 | TNB | DISTRIBUTION | KUALA SELANGOR | Existing |  |  | LVDB | LVDB 1600 A - 2 in 8 out | DEWAN BANQUIT D-PALMA | INDOOR | [6 empty] | 1600.000 A | 19700101 |  |  | 0 | Pass | null
380111089 | TNB | DISTRIBUTION | KUALA SELANGOR | Existing | BKSL/PCE/J00013/NDTX1 | 300021961 | LVDB | LVDB 1600 A - 2 in 8 out | PEKAN KSL (TNB) | INDOOR | FP 9606-2888 |  |  |  | SUN SYSTEM ENG. |  | 1600.000 A | 19700101 |  |  | 0 | Pass | null
380111194 | TNB | DISTRIBUTION | KUALA SELANGOR | Existing | BKSL/PCE/J00011/NDTX1 | 300021956 | LVDB | LVDB 1600 A - 2 in 8 out | KAKI BKT MELAWATI | INDOOR | FP 9606-0022 |  |  |  | SUN SYSTEM ENG. |  | 1600.000 A | 19700101 |  |  | 0 | Pass | null
380111290 | TNB | DISTRIBUTION | KUALA SELANGOR | Existing |  |  | LVDB | LVDB 1600 A - 2 in 8 out | PEJABAT HAIWAN | INDOOR | LV 1632 |  |  |  | ALGEBRA |  | 1600.000 A | 19700101 |  |  | 0 | Pass | null
380111425 | TNB | DISTRIBUTION | KUALA SELANGOR | Existing |  |  | LVDB | LVDB 1600 A - 2 in 8 out | OCEAN LAND NO 2 | INDOOR | [6 empty] | 1600.000 A | 19700101 |  |  | 0 | Pass | null
380111530 | TNB | DISTRIBUTION | KUALA SELANGOR | Existing | BKSL/PCE/J00338/NDTX1 | 300240550 | LVDB | LVDB 1600 A - 2 in 8 out | QTRS MDKS K.SEL | INDOOR | [6 empty] | 1600.000 A | 19700101 |  |  | 0 | Pass | null
380111626 | TNB | DISTRIBUTION | KUALA SELANGOR | Existing | BKSL/PCE/J00519/NDTX | 300345780 | FEEDER PILLAR in PE | LVDB 1600 A - 2 in 8 out | K/UDANG API-API NO 3 | INDOOR | [6 empty] | 1600.000 A | 19700101 |  |  | 0 | Pass | null
380111720 | TNB | DISTRIBUTION | KUALA SELANGOR | Existing |  |  | LVDB | LVDB 1600 A - 2 in 8 out | K/UDANG API-API NO 4 | INDOOR | [6 empty] | 1600.000 A | 19700101 |  |  | 0 | Pass | null
380111814 | TNB | DISTRIBUTION | KUALA SELANGOR | Existing |  |  | LVDB | LVDB 1600 A - 2 in 8 out | K/UDANG API-API NO 2 | INDOOR | [6 empty] | 1600.000 A | 19700101 |  |  | 0 | Pass | null
380111908 | TNB | DISTRIBUTION | KUALA SELANGOR | Existing |  |  | LVDB | LVDB 1600 A - 2 in 8 out | K/UDANG API-API NO 5 | INDOOR | [6 empty] | 1600.000 A | 19700101 |  |  | 0 | Pass | null
380112002 | TNB | DISTRIBUTION | KUALA SELANGOR | Existing |  |  | LVDB | LVDB 1600 A - 2 in 8 out | K/UDANG API-API NO 6 | INDOOR | [6 empty] | 1600.000 A | 19700101 |  |  | 0 | Pass | null
380112096 | TNB | DISTRIBUTION | KUALA SELANGOR | Existing |  |  | LVDB | LVDB 1600 A - 2 in 8 out | K/UDANG API-API NO 7 | INDOOR | [6 empty] | 1600.000 A | 19700101 |  |  | 0 | Pass | null
380112190 | TNB | DISTRIBUTION | KUALA SELANGOR | Existing |  |  | LVDB | LVDB 1600 A - 2 in 8 out | K/UDANG API-API NO 8 | INDOOR | [6 empty] | 1600.000 A | 19700101 |  |  | 0 | Pass | null
380112284 | TNB | DISTRIBUTION | KUALA SELANGOR | Existing |  |  | LVDB | LVDB 1600 A - 2 in 8 out | K/UDANG API-API NO 9 | INDOOR | [6 empty] | 1600.000 A | 19700101 |  |  | 0 | Pass | null
380112380 | TNB | DISTRIBUTION | KUALA SELANGOR | Existing | BKSL/PCE/J00115/NDTX1 | 300022446 | FEEDER PILLAR in PE | LVDB 1600 A - 2 in 8 out | TMN SENANGIN SG.BULOH | INDOOR | [6 empty] | 1600.000 A | 19700101 |  |  | 1 | Pass | null
380112474 | TNB | DISTRIBUTION | KUALA SELANGOR | Existing |  |  | LVDB | LVDB 1600 A - 2 in 8 out | EMINEM FARM | INDOOR | [6 empty] | 1600.000 A | 19700101 |  |  | 2 | Pass | null
380112568 | TNB | DISTRIBUTION | KUALA SELANGOR | Existing |  |  | LVDB | LVDB 1600 A - 2 in 8 out | EXCEL GROWTECH | INDOOR | [6 empty] | 1600.000 A | 19700101 |  |  | 0 | Pass | null
380112673 | TNB | DISTRIBUTION | KUALA SELANGOR | Existing |  |  | LVDB | LVDB 1600 A - 2 in 8 out | MUARA NO 1 | INDOOR | DB032236 |  |  |  | POWERJOG |  | 1600.000 A | 19700101 |  |  | 0 | Pass | null
380112769 | TNB | DISTRIBUTION | KUALA SELANGOR | Existing |  |  | LVDB | LVDB 1600 A - 2 in 8 out | MUARA NO 2 | INDOOR | DB032245 |  |  |  | POWERJOG |  | 1600.000 A | 19700101 |  |  | 0 | Pass | null
380112865 | TNB | DISTRIBUTION | KUALA SELANGOR | Existing |  |  | LVDB | LVDB 1600 A - 2 in 8 out | JLN JATI SG BULOH | INDOOR | LV970-0010 |  |  |  | SUN SYSTEM ENG. |  | 1600.000 A | 19700101 |  |  | 0 | Pass | null
380112990 | TNB | DISTRIBUTION | KUALA SELANGOR | Existing |  |  | LVDB | LVDB 1600 A - 2 in 8 out | SPG RJ ABDULLAH | INDOOR | S1/71/91/8132 |  |  |  | MTM |  | 1600.000 A | 19700101 |  |  | 0 | Pass | null
380113111 | TNB | DISTRIBUTION | KUALA SELANGOR | Existing |  |  | LVDB | LVDB 1600 A - 2 in 8 out | TALIKOM SG BULOH | INDOOR | [6 empty] | 1600.000 A | 19700101 |  |  | 0 | Pass | null
380113227 | TNB | DISTRIBUTION | KUALA SELANGOR | Existing |  |  | LVDB | LVDB 1600 A - 2 in 8 out | WISMA PELADANG SG BULOH | INDOOR | LV970-1706 |  |  |  | SUN SYSTEM ENG. |  | 1600.000 A | 19700101 |  |  | 0 | Pass | null
380117828 | TNB | DISTRIBUTION | KUALA SELANGOR | Existing |  |  | LVDB | LVDB 1600 A - 2 in 8 out | AMAN SURIA | INDOOR | [6 empty] | 1600.000 A | 19700101 |  |  | 0 | Pass | null
380117977 | TNB | DISTRIBUTION | KUALA SELANGOR | Existing | BKSL/PCE/J00465/NDFP1 | 300313251 | FEEDER PILLAR in PE | LVDB 1600 A - 2 in 8 out | TECHNOPARK NO 2 | INDOOR | [6 empty] | 1600.000 A | 19700101 |  |  | 0 | Pass | null
380118034 | TNB | DISTRIBUTION | KUALA SELANGOR | Existing | BKSL/PCE/J00465/NDFP2 | 300313256 | FEEDER PILLAR in PE | LVDB 1600 A - 2 in 8 out | TECHNOPARK NO 2 | INDOOR | [6 empty] | 1600.000 A | 19700101 |  |  | 0 | Pass | null
380118234 | TNB | DISTRIBUTION | KUALA SELANGOR | Existing | BKSL/PCE/J00463/NDFP | 300313209 | FEEDER PILLAR in PE | LVDB 1600 A - 2 in 8 out | TMN MUHIBBAH | INDOOR | [6 empty] | 1600.000 A | 19700101 |  |  | 0 | Pass | null
380118355 | TNB | DISTRIBUTION | KUALA SELANGOR | Existing | BKSL/PCE/J00584/NDLB | 300313348 | LVDB | LVDB 1600 A - 2 in 8 out | TMN SURIA BESTARI | INDOOR | [6 empty] | 1600.000 A | 19700101 |  |  | 0 | Pass | null
380118486 | TNB | DISTRIBUTION | KUALA SELANGOR | Existing | BKSL/PCE/J00613/NDTX | 300345367 | LVDB | LVDB 1600 A - 2 in 8 out | TANAMARAN NO.2 | INDOOR | [6 empty] | 1600.000 A | 19700101 |  |  | 0 | Pass | null
380118636 | TNB | DISTRIBUTION | KUALA SELANGOR | Existing | BKSL/PCE/J00349/NDTX1 | 300243132 | LVDB | LVDB 1600 A - 2 in 8 out | QTRS LADANG BKT TALANG NO 2 | INDOOR | [6 empty] | 1600.000 A | 19700101 |  |  | 0 | Pass | null
380118817 | TNB | DISTRIBUTION | KUALA SELANGOR | Existing | BKSL/PCE/J00239/NDTX1 | 300022905 | LVDB | LVDB 1600 A - 2 in 8 out | UJONG PERMATANG | INDOOR | [6 empty] | 1600.000 A | 19700101 |  |  | 0 | Pass | null
380134986 | TNB | DISTRIBUTION | KUALA SELANGOR | Existing | BKSL/PCE/J00740/NDTX | 300346005 | LVDB | LVDB 1600 A - 2 in 8 out | SHAH ALAM 2 NO.5B 1 | INDOOR | [6 empty] | 1600.000 A | 19700101 |  |  | 0 | Pass | null
380135100 | TNB | DISTRIBUTION | KUALA SELANGOR | Existing | BKSL/PCE/J00735/NDTX2 | 300346010 | LVDB | LVDB 1600 A - 2 in 8 out | SHAH ALAM 2 FASA 5A5/1 | INDOOR | [6 empty] | 1600.000 A | 19700101 |  |  | 0 | Pass | null
380135157 | TNB | DISTRIBUTION | KUALA SELANGOR | Existing | BKSL/PCE/J00735/NDTX1 | 300346009 | LVDB | LVDB 800 A - 2 in 6 out (CS) | SHAH ALAM 2 FASA 5A5/1 | INDOOR | [6 empty] | 1600.000 A | 19700101 |  |  | 0 | Pass | null
380135259 | TNB | DISTRIBUTION | KUALA SELANGOR | Existing | BKSL/PCE/J00790/NDTX2 | 300344310 | LVDB | LVDB 1600 A - 2 in 8 out | INDS ALAM JAYA NO.5 | INDOOR | [6 empty] | 1600.000 A | 19700101 |  |  | 1 | Pass | null
380135316 | TNB | DISTRIBUTION | KUALA SELANGOR | Existing | BKSL/PCE/J00790/NDTX1 | 300344309 | LVDB | LVDB 1600 A - 2 in 8 out | INDS ALAM JAYA NO.5 | INDOOR | [6 empty] | 1600.000 A | 19700101 |  |  | 1 | Pass | null
380135410 | TNB | DISTRIBUTION | KUALA SELANGOR | Existing | BKSL/PCE/J00791/NDTX | 300346116 | LVDB | LVDB 1600 A - 2 in 8 out | PERDANA PARK NO.1 | INDOOR | [6 empty] | 1600.000 A | 19700101 |  |  | 0 | Pass | null
380135504 | TNB | DISTRIBUTION | KUALA SELANGOR | Existing |  |  | LVDB | LVDB 1600 A - 2 in 8 out | KLG LOT 63 UNICAN ALAM JAYA | INDOOR | [6 empty] | 1600.000 A | 19700101 |  |  | 1 | Pass | null
380135598 | TNB | DISTRIBUTION | KUALA SELANGOR | Existing |  |  | LVDB | LVDB 1600 A - 2 in 8 out | KLG LOT 62 ALAM JAYA | INDOOR | [6 empty] | 1600.000 A | 19700101 |  |  | 2 | Pass | null
380135692 | TNB | DISTRIBUTION | KUALA SELANGOR | Existing | BKSL/PCE/J00823/NDLB | 300443564 | LVDB | LVDB 1600 A - 2 in 8 out | GUDANG BESI JLN 2/6 | INDOOR | [6 empty] | 1600.000 A | 19700101 |  |  | 2 | Pass | null
380135786 | TNB | DISTRIBUTION | KUALA SELANGOR | Existing |  |  | LVDB | LVDB 1600 A - 2 in 8 out | LOT 65 JS CON ALAM JAYA | INDOOR | [6 empty] | 1600.000 A | 19700101 |  |  | 1 | Pass | null
380135880 | TNB | DISTRIBUTION | KUALA SELANGOR | Existing |  |  | LVDB | LVDB 1600 A - 2 in 8 out | KILANG LOT 11273 JLN 2/6 | INDOOR | [6 empty] | 1600.000 A | 19700101 |  |  | 1 | Pass | null
380136094 | TNB | DISTRIBUTION | KUALA SELANGOR | Existing |  |  | LVDB | LVDB 1600 A - 2 in 8 out | MULTIGUNA CON & DEV | INDOOR | [6 empty] | 1600.000 A | 19700101 |  |  | 1 | Pass | null
380136188 | TNB | DISTRIBUTION | KUALA SELANGOR | Existing |  |  | LVDB | LVDB 1600 A - 2 in 8 out | KLG LOT 58 ALAM JAYA | INDOOR | [6 empty] | 1600.000 A | 19700101 |  |  | 1 | Pass | null
380136282 | TNB | DISTRIBUTION | KUALA SELANGOR | Existing |  |  | LVDB | LVDB 1600 A - 2 in 8 out | KYODO STEEL | INDOOR | [6 empty] | 1600.000 A | 19700101 |  |  | 1 | Pass | null
380136402 | TNB | DISTRIBUTION | KUALA SELANGOR | Existing |  |  | LVDB | LVDB 1600 A - 2 in 8 out | KLG KAYU PAPAN & LOGAM BERJAYA | INDOOR | [6 empty] | 1600.000 A | 19700101 |  |  | 0 | Pass | null
380136496 | TNB | DISTRIBUTION | KUALA SELANGOR | Existing |  |  | LVDB | LVDB 1600 A - 2 in 8 out | KWAN SENS WARE | INDOOR | [6 empty] | 1600.000 A | 19700101 |  |  | 0 | Pass | null
380136590 | TNB | DISTRIBUTION | KUALA SELANGOR | Existing |  |  | LVDB | LVDB 1600 A - 2 in 8 out | NATURE LEADER | INDOOR | [6 empty] | 1600.000 A | 19700101 |  |  | 0 | Pass | null
380136778 | TNB | DISTRIBUTION | KUALA SELANGOR | Existing | BKSL/PCE/J00788/NDTX1 | 300344303 | LVDB | LVDB 1600 A - 2 in 10 out (CS) | PADAT MULTIGUNA TMN ALAM JAYA 2/5 | INDOOR | [6 empty] | 1600.000 A | 19700101 |  |  | 0 | Pass | null
380136924 | TNB | DISTRIBUTION | KUALA SELANGOR | Existing | BKSL/PCE/J00698/NDTX1 | 300344593 | LVDB | LVDB 1600 A - 2 in 8 out | STESEN SUIS SECTION 2 PHASE 1B P.ALAM | [11 empty] | 7 | Pass | null
380137166 | TNB | DISTRIBUTION | KUALA SELANGOR | Existing | BKSL/PCE/J00716/NDTX2 | 300345837 | LVDB | LVDB 1600 A - 2 in 8 out | STESEN SUIS FASA 3A PUNCAK ALAM | INDOOR | [6 empty] | 1600.000 A | 19700101 |  |  | 0 | Pass | null
380137243 | TNB | DISTRIBUTION | KUALA SELANGOR | Existing | BKSL/PCE/J00716/NDTX1 | 300345836 | LVDB | LVDB 1600 A - 2 in 8 out | STESEN SUIS FASA 3A PUNCAK ALAM | INDOOR | [6 empty] | 1600.000 A | 19700101 |  |  | 0 | Pass | null
380137377 | TNB | DISTRIBUTION | KUALA SELANGOR | Existing |  |  | LVDB | LVDB 1600 A - 2 in 8 out | FASA 3A1 PUNCAK ALAM | INDOOR | [6 empty] | 1600.000 A | 19700101 |  |  | 0 | Pass | null
380137454 | TNB | DISTRIBUTION | KUALA SELANGOR | Existing |  |  | LVDB | LVDB 1600 A - 2 in 8 out | FASA 3A1 PUNCAK ALAM | INDOOR | [6 empty] | 1600.000 A | 19700101 |  |  | 0 | Pass | null
380137595 | TNB | DISTRIBUTION | KUALA SELANGOR | Existing |  |  | LVDB | LVDB 1600 A - 2 in 8 out | SMK PUNCAK ALAM 3 | INDOOR | [6 empty] | 1600.000 A | 19700101 |  |  | 1 | Pass | null
380137729 | TNB | DISTRIBUTION | KUALA SELANGOR | Existing | BKSL/PCE/J00724/NDTX2 | 300345899 | LVDB | LVDB 1600 A - 2 in 8 out | JUWITA FASA 3 C NO 3 | INDOOR | [6 empty] | 1600.000 A | 19700101 |  |  | 1 | Pass | null
380137806 | TNB | DISTRIBUTION | KUALA SELANGOR | Existing | BKSL/PCE/J00724/NDTX1 | 300345898 | LVDB | LVDB 1600 A - 2 in 8 out | JUWITA FASA 3 C NO 3 | INDOOR | [6 empty] | 1600.000 A | 19700101 |  |  | 1 | Pass | null
380137940 | TNB | DISTRIBUTION | KUALA SELANGOR | Existing | BKSL/PCE/J00726/NDTX1 | 300345911 | LVDB | LVDB 1600 A - 2 in 8 out | JUWITA FASA 3 C NO 1 | INDOOR | [6 empty] | 1600.000 A | 19700101 |  |  | 1 | Pass | null
380138017 | TNB | DISTRIBUTION | KUALA SELANGOR | Existing | BKSL/PCE/J00726/NDTX2 | 300345912 | LVDB | LVDB 1600 A - 2 in 8 out | JUWITA FASA 3 C NO 1 | INDOOR | [6 empty] | 1600.000 A | 19700101 |  |  | 1 | Pass | null
380138218 | TNB | DISTRIBUTION | KUALA SELANGOR | Existing |  |  | LVDB | LVDB 1600 A - 2 in 8 out | RUMAH PAM PUNCAK BESTARI | INDOOR | [6 empty] | 1600.000 A | 19700101 |  |  | 0 | Pass | null
380138295 | TNB | DISTRIBUTION | KUALA SELANGOR | Existing |  |  | LVDB | LVDB 1600 A - 2 in 8 out | RUMAH PAM PUNCAK BESTARI | INDOOR | [6 empty] | 1600.000 A | 19700101 |  |  | 0 | Pass | null
380138409 | TNB | DISTRIBUTION | KUALA SELANGOR | Existing |  |  | LVDB | LVDB 1600 A - 2 in 8 out | MASJID BARU PUNCAK ALAM | INDOOR | [6 empty] | 1600.000 A | 19700101 |  |  | 0 | Pass | null
380138532 | TNB | DISTRIBUTION | KUALA SELANGOR | Existing | BKSL/PCE/J00117/NDTX1 | 300022457 | LVDB | LVDB 1600 A - 2 in 8 out | BKT KUCING KLINIK | INDOOR | [6 empty] | 1600.000 A | 19700101 |  |  | 3 | Pass | null
380138666 | TNB | DISTRIBUTION | KUALA SELANGOR | Existing |  |  | LVDB | LVDB 1600 A - 2 in 8 out | TAMAN ALAM SUTERA ALAM JAYA | INDOOR | [6 empty] | 1600.000 A | 19700101 |  |  | 0 | Pass | null
380138743 | TNB | DISTRIBUTION | KUALA SELANGOR | Existing |  |  | LVDB | LVDB 1600 A - 2 in 8 out | TAMAN ALAM SUTERA ALAM JAYA | INDOOR | [6 empty] | 1600.000 A | 19700101 |  |  | 0 | Pass | null
380152278 | TNB | DISTRIBUTION | KUALA SELANGOR | Existing |  |  | LVDB | LVDB 1600 A - 2 in 8 out | PE SG SIREH BAN 3 | INDOOR | [6 empty] | 1600.000 A | 19700101 |  |  | 0 | Pass | null
380152392 | TNB | DISTRIBUTION | KUALA SELANGOR | Existing | BKSL/PCE/J00857/NDFP | 300515666 | LVDB | LVDB 1600 A - 2 in 8 out | PE SG SIREH BAN 4 | INDOOR | [6 empty] | 1600.000 A | 19700101 |  |  | 0 | Pass | null
380152506 | TNB | DISTRIBUTION | KUALA SELANGOR | Existing | BKSL/PCE/J00871/NDTX1 | 300515677 | FEEDER PILLAR in PE | LVDB 1600 A - 2 in 8 out | LOJI AIR SG SIREH | INDOOR | [6 empty] | 1600.000 A | 19700101 |  |  | 0 | Pass | null
380152620 | TNB | DISTRIBUTION | KUALA SELANGOR | Existing |  |  | LVDB | LVDB 1600 A - 2 in 8 out | PE PT 2 | INDOOR | [6 empty] | 1600.000 A | 19700101 |  |  | 0 | Pass | null
380152734 | TNB | DISTRIBUTION | KUALA SELANGOR | Existing | BKSL/PCE/J00157/NDTX1 | 300022606 | LVDB | LVDB 1600 A - 2 in 8 out | PE KLG BIJI BENIH T/AIR 2 | INDOOR | [6 empty] | 1600.000 A | 19700101 |  |  | 0 | Pass | null
380152848 | TNB | DISTRIBUTION | KUALA SELANGOR | Existing |  |  | LVDB | LVDB 1600 A - 2 in 8 out | PE PT 3 | INDOOR | [6 empty] | 1600.000 A | 19700101 |  |  | 0 | Pass | null
380152964 | TNB | DISTRIBUTION | KUALA SELANGOR | Existing | BKSL/PCE/J00155/NDTX1 | 300022596 | LVDB | LVDB 1600 A - 2 in 8 out |  | INDOOR | PARIT 4 | [5 empty] | 1600.000 A | 19700101 |  |  | 0 | Pass | null
380153078 | TNB | DISTRIBUTION | KUALA SELANGOR | Existing |  |  | LVDB | LVDB 1600 A - 2 in 8 out | PE ZHONG LEE FISHERY | INDOOR | [6 empty] | 1600.000 A | 19700101 |  |  | 0 | Pass | null
380153192 | TNB | DISTRIBUTION | KUALA SELANGOR | Existing | BKSL/PCE/J00208/NDTX1 | 300242565 | LVDB | LVDB 1600 A - 2 in 8 out | PE GAWAR-GAWAR (JENTAYU TUAH) | INDOOR | [6 empty] | 1600.000 A | 19700101 |  |  | 0 | Pass | null
380153308 | TNB | DISTRIBUTION | KUALA SELANGOR | Existing |  |  | LVDB | LVDB 1600 A - 2 in 8 out | SG GULANG-GULANG | INDOOR | [6 empty] | 1600.000 A | 19700101 |  |  | 0 | Pass | null
380153606 | TNB | DISTRIBUTION | KUALA SELANGOR | Existing | BKSL/PCE/J00212/NDTX1 | 300022825 | FEEDER PILLAR | FP 1600 A - 2 in 8 out (PE) | SG TUNGGUL | INDOOR | [6 empty] | 1600.000 A | 19700101 |  |  | 0 | Pass | null
380153720 | TNB | DISTRIBUTION | KUALA SELANGOR | Existing |  |  | LVDB | LVDB 1600 A - 2 in 8 out | INNOBRIDE NO 1 | INDOOR | [6 empty] | 1600.000 A | 19700101 |  |  | 0 | Pass | null
380153834 | TNB | DISTRIBUTION | KUALA SELANGOR | Existing |  |  | LVDB | LVDB 1600 A - 2 in 8 out | INNOBRIDE NO 2 | INDOOR | [6 empty] | 1600.000 A | 19700101 |  |  | 0 | Pass | null
380153948 | TNB | DISTRIBUTION | KUALA SELANGOR | Existing |  |  | LVDB | LVDB 1600 A - 2 in 8 out | INNOBRIDE NO 3 | INDOOR | [6 empty] | 1600.000 A | 19700101 |  |  | 0 | Pass | null
380154062 | TNB | DISTRIBUTION | KUALA SELANGOR | Existing |  |  | LVDB | LVDB 1600 A - 2 in 8 out | INNOBRIDE NO 4 | INDOOR | [6 empty] | 1600.000 A | 19700101 |  |  | 0 | Pass | null
380154176 | TNB | DISTRIBUTION | KUALA SELANGOR | Existing |  |  | LVDB | LVDB 1600 A - 2 in 8 out | INNOBRIDE NO 5 | INDOOR | [6 empty] | 1600.000 A | 19700101 |  |  | 0 | Pass | null
380154292 | TNB | DISTRIBUTION | KUALA SELANGOR | Existing | BKSL/PCE/J00177/NDFP | 300313807 | LVDB | LVDB 1600 A - 2 in 8 out | TMN RADEN MAS | INDOOR | [6 empty] | 1600.000 A | 19700101 |  |  | 0 | Pass | null
380154408 | TNB | DISTRIBUTION | KUALA SELANGOR | Existing |  |  | LVDB | LVDB 1600 A - 2 in 8 out | TMN RIA MAS | INDOOR | [6 empty] | 1600.000 A | 19700101 |  |  | 3 | Pass | null
380154522 | TNB | DISTRIBUTION | KUALA SELANGOR | Existing |  |  | LVDB | LVDB 1600 A - 2 in 8 out | RESTORAN MEWAH TG.KARANG | INDOOR | [6 empty] | 1600.000 A | 19700101 |  |  | 0 | Pass | null
380154772 | TNB | DISTRIBUTION | KUALA SELANGOR | Existing | BKSL/PCE/J00173/NDTX1 | 300344088 | LVDB | LVDB 1600 A - 2 in 8 out | SURIA INDAH | INDOOR | [6 empty] | 1600.000 A | 19700101 |  |  | 0 | Pass | null
380154849 | TNB | DISTRIBUTION | KUALA SELANGOR | Existing | BKSL/PCE/J00173/NDTX2 | 300344089 | LVDB | LVDB 1600 A - 2 in 8 out | SURIA INDAH | INDOOR | [6 empty] | 1600.000 A | 19700101 |  |  | 0 | Pass | null
380154966 | TNB | DISTRIBUTION | KUALA SELANGOR | Existing |  |  | LVDB | LVDB 1600 A - 2 in 8 out | INDUSTRI BENG LEE | INDOOR | [6 empty] | 1600.000 A | 19700101 |  |  | 0 | Pass | null
380155569 | TNB | DISTRIBUTION | KUALA SELANGOR | Existing |  |  | LVDB | LVDB 1600 A - 2 in 8 out | BANYU EMAS (FIRMA RENA) | INDOOR | [6 empty] | 1600.000 A | 19700101 |  |  | 0 | Pass | null
380155646 | TNB | DISTRIBUTION | KUALA SELANGOR | Existing |  |  | LVDB | LVDB 1600 A - 2 in 8 out | BANYU EMAS (FIRMA RENA) | INDOOR | [6 empty] | 1600.000 A | 19700101 |  |  | 0 | Pass | null
380155908 | TNB | DISTRIBUTION | KUALA SELANGOR | Existing |  |  | LVDB | LVDB 1600 A - 2 in 8 out | BANYU EMAS (FIRMA RENA) | [11 empty] | 0 | Pass | null
380156054 | TNB | DISTRIBUTION | KUALA SELANGOR | Existing | BKSL/PCE/J00137/NDTX1 | 300232741 | LVDB | LVDB 1600 A - 2 in 8 out | DESA MAWAR N0 2 | INDOOR | LV37-0250 |  |  |  | SUN SYSTEM ENG. |  | 1600.000 A | 19700101 |  |  | 0 | Pass | null
380156131 | TNB | DISTRIBUTION | KUALA SELANGOR | Existing | BKSL/PCE/J00137/NDTX2 | 300232742 | LVDB | LVDB 1600 A - 2 in 8 out | DESA MAWAR N0 2 | INDOOR | LV37-0251 |  |  |  | SUN SYSTEM ENG. |  | 1600.000 A | 19700101 |  |  | 0 | Pass | null
380156269 | TNB | DISTRIBUTION | KUALA SELANGOR | Existing | BKSL/PCE/J00259/NDTX1 | 300232736 | LVDB | LVDB 1600 A - 2 in 8 out | DESA MAWAR N0 1 | INDOOR | LV 3020 |  |  |  | ALGEBRA |  | 1600.000 A | 19700101 |  |  | 0 | Pass | null
380156346 | TNB | DISTRIBUTION | KUALA SELANGOR | Existing | BKSL/PCE/J00259/NDTX2 | 300232737 | LVDB | LVDB 1600 A - 2 in 8 out | DESA MAWAR N0 1 | INDOOR | LV 3019 |  |  |  | ALGEBRA |  | 1600.000 A | 19700101 |  |  | 0 | Pass | null
380225167 | TNB | DISTRIBUTION | KUALA SELANGOR | Existing | BKSL/PCE/J00405/NDTX2 | 300509006 | LVDB | LVDB 1600 A - 2 in 8 out | SSU INDUSTRI BUKIT BADONG | [11 empty] | 4 | Pass | null
380225244 | TNB | DISTRIBUTION | KUALA SELANGOR | Existing | BKSL/PCE/J00405/NDTX1 | 300509029 | LVDB | LVDB 1600 A - 2 in 8 out | SSU INDUSTRI BUKIT BADONG | [11 empty] | 2 | Pass | null
380225590 | TNB | DISTRIBUTION | KUALA SELANGOR | Existing | BKSL/PCE/J00621/NDLB | 300313763 | LVDB | LVDB 1600 A - 2 in 8 out | STP KOTA PUTERI | INDOOR | [6 empty] | 1600.000 A | 19700101 |  |  | 0 | Pass | null
380225910 | TNB | DISTRIBUTION | KUALA SELANGOR | Existing |  |  | LVDB | LVDB 1600 A - 2 in 8 out | KG ASAHAN | INDOOR | [6 empty] | 1600.000 A | 19700101 |  |  | 0 | Pass | null
380226180 | TNB | DISTRIBUTION | KUALA SELANGOR | Existing |  |  | LVDB | LVDB 1600 A - 2 in 8 out | TAMAN SEJATI | INDOOR | [6 empty] | 1600.000 A | 19700101 |  |  | 0 | Pass | null
380226257 | TNB | DISTRIBUTION | KUALA SELANGOR | Existing |  |  | LVDB | LVDB 1600 A - 2 in 8 out | TAMAN SEJATI | INDOOR | LV2090012 |  |  |  | INDKOM |  | 1600.000 A | 19700101 |  |  | 0 | Pass | null
380259589 | TNB | DISTRIBUTION | KUALA SELANGOR | Existing |  |  | LVDB | LVDB 1600 A - 2 in 8 out | KEMAYAN | INDOOR |  |  |  |  | Unknown |  | 1600.000 A | 19700101 |  |  | 0 | Pass | null
380259728 | TNB | DISTRIBUTION | KUALA SELANGOR | Existing |  |  | LVDB | LVDB 1600 A - 2 in 8 out | TMN SOLOMON | INDOOR | DB021856 |  |  |  | POWERJOG |  | 1600.000 A | 19700101 |  |  | 0 | Pass | null
380259844 | TNB | DISTRIBUTION | KUALA SELANGOR | Existing |  |  | LVDB | LVDB 1600 A - 2 in 8 out | TMN PARI | INDOOR |  |  |  |  | Unknown |  | 1600.000 A | 19700101 |  |  | 0 | Pass | null
380259958 | TNB | DISTRIBUTION | KUALA SELANGOR | Existing |  |  | LVDB | LVDB 1600 A - 2 in 8 out | TMN YU | INDOOR | [6 empty] | 1600.000 A | 19700101 |  |  | 0 | Pass | null
380260074 | TNB | DISTRIBUTION | KUALA SELANGOR | Existing |  |  | LVDB | LVDB 1600 A - 2 in 8 out | TMN SIAKAP | INDOOR | LVV1294/2007 |  |  |  | TAMCO CORPORATE HOLDING |  | 1600.000 A | 19700101 |  |  | 0 | Pass | null
380260306 | TNB | DISTRIBUTION | KUALA SELANGOR | Existing |  |  | LVDB | LVDB 1600 A - 2 in 8 out | TMN BAWAL PUTIH | INDOOR | LV970-0801 |  |  |  | SUN SYSTEM ENG. |  | 1600.000 A | 19700101 |  |  | 0 | Pass | null
380260420 | TNB | DISTRIBUTION | KUALA SELANGOR | Existing |  |  | LVDB | LVDB 1600 A - 2 in 8 out | KLG EKZOS (UNITED EVERCO) | INDOOR | [6 empty] | 1600.000 A | 19700101 |  |  | 0 | Pass | null
380260536 | TNB | DISTRIBUTION | KUALA SELANGOR | Existing |  |  | LVDB | LVDB 1600 A - 2 in 8 out | EDAR BERAS | INDOOR | FP 20010011 |  |  |  | MERLIN GERIN |  | 1600.000 A | 19700101 |  |  | 0 | Pass | null
380260650 | TNB | DISTRIBUTION | KUALA SELANGOR | Existing |  |  | LVDB | LVDB 1600 A - 2 in 8 out | KLG BATU-BATA | INDOOR |  |  |  |  | Unknown |  | 1600.000 A | 19700101 |  |  | 0 | Pass | null
380260764 | TNB | DISTRIBUTION | KUALA SELANGOR | Existing |  |  | LVDB | LVDB 1600 A - 2 in 8 out | KG API API | INDOOR | [6 empty] | 1600.000 A | 19700101 |  |  | 0 | Pass | null
380260880 | TNB | DISTRIBUTION | KUALA SELANGOR | Existing | BKSL/PCE/J00092/NDTX1 | 300022321 | LVDB | LVDB 1600 A - 2 in 8 out | BALAI POLIS KSL | INDOOR | [6 empty] | 1600.000 A | 19700101 |  |  | 0 | Pass | null
380260994 | TNB | DISTRIBUTION | KUALA SELANGOR | Existing |  |  | LVDB | LVDB 1600 A - 2 in 8 out | TALIKOM KSL | INDOOR | [6 empty] | 1600.000 A | 19700101 |  |  | 0 | Pass | null
380261119 | TNB | DISTRIBUTION | KUALA SELANGOR | Existing | BKSL/PCE/J00095/NDTX1 | 300022337 | LVDB | LVDB 1600 A - 2 in 8 out | BDR BARU NO 1 | INDOOR | [6 empty] | 1600.000 A | 19700101 |  |  | 0 | Pass | null
380261235 | TNB | DISTRIBUTION | KUALA SELANGOR | Existing |  |  | LVDB | LVDB 1600 A - 2 in 8 out | SK BDR BARU | INDOOR | [6 empty] | 1600.000 A | 19700101 |  |  | 0 | Pass | null
380261399 | TNB | DISTRIBUTION | KUALA SELANGOR | Existing |  |  | LVDB | LVDB 1600 A - 2 in 8 out | KOMPLEKS MAHKAMAH | INDOOR | [6 empty] | 1600.000 A | 19700101 |  |  | 0 | Pass | null
380261629 | TNB | DISTRIBUTION | KUALA SELANGOR | Existing | BKSL/PCE/J00596/NDFP | 300342902 | LVDB | LVDB 1600 A - 2 in 8 out | TMN WARISAN | INDOOR | [6 empty] | 1600.000 A | 19700101 |  |  | 0 | Pass | null
380261743 | TNB | DISTRIBUTION | KUALA SELANGOR | Existing | BKSL/PCE/J00097/NDTX1 | 300022348 | LVDB | LVDB 1600 A - 2 in 8 out | BDR BARU NO 3 | INDOOR | [6 empty] | 1600.000 A | 19700101 |  |  | 0 | Pass | null
380261868 | TNB | DISTRIBUTION | KUALA SELANGOR | Existing | BKSL/PCE/J00098/NDTX1 | 300022354 | LVDB | LVDB 1600 A - 2 in 8 out | BDR BARU NO 4 | INDOOR | [6 empty] | 1600.000 A | 19700101 |  |  | 0 | Pass | null
380261982 | TNB | DISTRIBUTION | KUALA SELANGOR | Existing | BKSL/PCE/J00099/NDTX1 | 300022360 | LVDB | LVDB 1600 A - 2 in 8 out | SM SAINS KSL | INDOOR | [6 empty] | 1600.000 A | 19700101 |  |  | 0 | Pass | null
380262098 | TNB | DISTRIBUTION | KUALA SELANGOR | Existing | BKSL/PCE/J00070/NDTX1 | 300228369 | LVDB | LVDB 1600 A - 2 in 8 out | QTRS GURU SM SAINS KSL | INDOOR | [6 empty] | 1600.000 A | 19700101 |  |  | 0 | Pass | null
380262212 | TNB | DISTRIBUTION | KUALA SELANGOR | Existing |  |  | LVDB | LVDB 1600 A - 2 in 8 out | STADIUM NO 2 (TERTUTUP) | INDOOR | [6 empty] | 1600.000 A | 19700101 |  |  | 0 | Pass | null
380262490 | TNB | DISTRIBUTION | KUALA SELANGOR | Existing |  |  | LVDB | LVDB 1600 A - 2 in 8 out | JABATAN PENGALIRAN DAN SALIRAN | INDOOR | [6 empty] | 1600.000 A | 19700101 |  |  | 0 | Pass | null
380262738 | TNB | DISTRIBUTION | KUALA SELANGOR | Existing |  |  | LVDB | LVDB 1600 A - 2 in 8 out | SCHULTZ | INDOOR | [6 empty] | 1600.000 A | 19700101 |  |  | 0 | Pass | null
380262815 | TNB | DISTRIBUTION | KUALA SELANGOR | Existing |  |  | LVDB | LVDB 1600 A - 2 in 8 out | SCHULTZ | INDOOR | [6 empty] | 1600.000 A | 19700101 |  |  | 0 | Pass | null
380262931 | TNB | DISTRIBUTION | KUALA SELANGOR | Existing | BKSL/PCE/J00104/NDTX1 | 300022387 | LVDB | LVDB 1600 A - 2 in 8 out | D'PALWA (KRISTALINA) | INDOOR | [6 empty] | 1600.000 A | 19700101 |  |  | 0 | Pass | null
380263065 | TNB | DISTRIBUTION | KUALA SELANGOR | Existing | BKSL/PCE/J00103/NDTX1 | 300022380 | LVDB | LVDB 1600 A - 2 in 8 out | KOMPLEKS PKNS KSL | INDOOR | [6 empty] | 1600.000 A | 19700101 |  |  | 0 | Pass | null
380263142 | TNB | DISTRIBUTION | KUALA SELANGOR | Existing | BKSL/PCE/J00103/NDTX2 | 300022381 | LVDB | LVDB 1600 A - 2 in 8 out | KOMPLEKS PKNS KSL | INDOOR | [6 empty] | 1600.000 A | 19700101 |  |  | 0 | Pass | null
380263358 | TNB | DISTRIBUTION | KUALA SELANGOR | Existing |  |  | LVDB | LVDB 1600 A - 2 in 8 out | NTS | INDOOR | [6 empty] | 1600.000 A | 19700101 |  |  | 0 | Pass | null
380263483 | TNB | DISTRIBUTION | KUALA SELANGOR | Existing | BKSL/PCE/J00547/NDLB1 | 300313552 | LVDB | LVDB 1600 A - 2 in 8 out | TMN BENDAHARA NO 3 | INDOOR | [6 empty] | 1600.000 A | 19700101 |  |  | 0 | Pass | null
380263597 | TNB | DISTRIBUTION | KUALA SELANGOR | Existing | BKSL/PCE/J00527/NDTX | 300345705 | LVDB | LVDB 1600 A - 2 in 8 out | TMN MERANTI | INDOOR | [6 empty] | 1600.000 A | 19700101 |  |  | 0 | Pass | null
380263810 | TNB | DISTRIBUTION | KUALA SELANGOR | Existing |  |  | LVDB | LVDB 1600 A - 2 in 8 out | POULTRY FARM NO 2 | INDOOR | [6 empty] | 1600.000 A | 19700101 |  |  | 0 | Pass | null
380263924 | TNB | DISTRIBUTION | KUALA SELANGOR | Existing |  |  | LVDB | LVDB 1600 A - 2 in 8 out | POULTRY FARM NO 1 | INDOOR | [6 empty] | 1600.000 A | 19700101 |  |  | 0 | Pass | null
380264152 | TNB | DISTRIBUTION | KUALA SELANGOR | Existing |  |  | LVDB | LVDB 1600 A - 2 in 8 out | SG YU NO 1 | INDOOR | [6 empty] | 1600.000 A | 19700101 |  |  | 0 | Pass | null
380264398 | TNB | DISTRIBUTION | KUALA SELANGOR | Existing | BKSL/PCE/J00232/NDTX1 | 300022885 | LVDB | LVDB 1600 A - 2 in 8 out | SG YU NO 2 | INDOOR | [6 empty] | 1600.000 A | 19700101 |  |  | 0 | Pass | null
380264512 | TNB | DISTRIBUTION | KUALA SELANGOR | Existing |  |  | LVDB | LVDB 1600 A - 2 in 8 out | PE SG YU NO 3 | INDOOR | [6 empty] | 1600.000 A | 19700101 |  |  | 2 | Pass | null
380264628 | TNB | DISTRIBUTION | KUALA SELANGOR | Existing | BKSL/PCE/J00180/NDLB | 300313773 | LVDB | LVDB 1600 A - 2 in 8 out | PE MASJID SG TERAP | INDOOR | [6 empty] | 1600.000 A | 19700101 |  |  | 0 | Pass | null
380264789 | TNB | DISTRIBUTION | KUALA SELANGOR | Existing | BKSL/PCE/J00168/NDTX1 | 300022648 | LVDB | LVDB 1600 A - 2 in 8 out | PE PASAR TG KARANG | INDOOR | DB03032235 |  |  |  | POWERJOG |  | 1600.000 A | 19700101 |  |  | 0 | Pass | null
380264866 | TNB | DISTRIBUTION | KUALA SELANGOR | Existing | BKSL/PCE/J00168/NDTX2 | 300228856 | LVDB | LVDB 1600 A - 2 in 8 out | PE PASAR TG KARANG | INDOOR | J02/29-815 |  |  |  | ITEM |  | 1600.000 A | 19700101 |  |  | 0 | Pass | null
380264982 | TNB | DISTRIBUTION | KUALA SELANGOR | Existing |  |  | LVDB | LVDB 1600 A - 2 in 8 out | PE PADAT TOK ADAM | INDOOR | FP20010074 |  |  |  | MERLIN GERIN |  | 1600.000 A | 19700101 |  |  | 0 | Pass | null
380265105 | TNB | DISTRIBUTION | KUALA SELANGOR | Existing |  |  | LVDB | LVDB 1600 A - 2 in 8 out | PE SG TENGI KANAN NO 1 | INDOOR | [6 empty] | 1600.000 A | 19700101 |  |  | 0 | Pass | null
380265219 | TNB | DISTRIBUTION | KUALA SELANGOR | Existing |  |  | LVDB | LVDB 1600 A - 2 in 8 out | PE SG TENGI KANAN NO 3 | INDOOR | [6 empty] | 1600.000 A | 19700101 |  |  | 0 | Pass | null
380265342 | TNB | DISTRIBUTION | KUALA SELANGOR | Existing |  |  | LVDB | LVDB 1600 A - 2 in 8 out | PE SAWAH SEMPADAN NO 1 | INDOOR | [6 empty] | 1600.000 A | 19700101 |  |  | 0 | Pass | null
380265456 | TNB | DISTRIBUTION | KUALA SELANGOR | Existing |  |  | LVDB | LVDB 1600 A - 2 in 8 out | PE SAWAH SEMPADAN NO 2 | INDOOR | [6 empty] | 1600.000 A | 19700101 |  |  | 0 | Pass | null
380265579 | TNB | DISTRIBUTION | KUALA SELANGOR | Existing |  |  | LVDB | LVDB 1600 A - 2 in 8 out | PE SAWAH SEMPADAN NO 3 | INDOOR | [6 empty] | 1600.000 A | 19700101 |  |  | 0 | Pass | null
380265693 | TNB | DISTRIBUTION | KUALA SELANGOR | Existing | BKSL/PCE/J00207/NDFP | 300343333 | LVDB | LVDB 1600 A - 2 in 8 out | PE SAWAH SEMPADAN NO 4 | INDOOR | [6 empty] | 1600.000 A | 19700101 |  |  | 0 | Pass | null
380265807 | TNB | DISTRIBUTION | KUALA SELANGOR | Existing |  |  | LVDB | LVDB 1600 A - 2 in 8 out | PE SAWAH SEMPADAN NO 5 | INDOOR | [6 empty] | 1600.000 A | 19700101 |  |  | 0 | Pass | null
380265921 | TNB | DISTRIBUTION | KUALA SELANGOR | Existing |  |  | LVDB | LVDB 1600 A - 2 in 8 out | PE SAWAH SEMPADAN NO 6 | INDOOR | [6 empty] | 1600.000 A | 19700101 |  |  | 0 | Pass | null
380266156 | TNB | DISTRIBUTION | KUALA SELANGOR | Existing |  |  | LVDB | LVDB 1600 A - 2 in 8 out | PE PEKAN TG KARANG (RIVER SIDE) | INDOOR | 781/91 |  |  |  | GEC |  | 1600.000 A | 19700101 |  |  | 0 | Pass | null
380266272 | TNB | DISTRIBUTION | KUALA SELANGOR | Existing |  |  | LVDB | LVDB 1600 A - 2 in 8 out | PE TMN SRI TANJUNG (LOT 1970) | INDOOR | S/86/11528 |  |  |  | MTM |  | 1600.000 A | 19700101 |  |  | 0 | Pass | null
380266388 | TNB | DISTRIBUTION | KUALA SELANGOR | Existing |  |  | LVDB | LVDB 1600 A - 2 in 8 out | PE BALAI POLIS TG KARANG | INDOOR | S/88/1103 |  |  |  | MTM |  | 1600.000 A | 19700101 |  |  | 0 | Pass | null
380266513 | TNB | DISTRIBUTION | KUALA SELANGOR | Existing |  |  | LVDB | LVDB 1600 A - 2 in 8 out | PE JKR LOW COST | INDOOR | LV/04/0265 |  |  |  | Unknown |  | 1600.000 A | 19700101 |  |  | 0 | Pass | null
380266646 | TNB | DISTRIBUTION | KUALA SELANGOR | Existing |  |  | LVDB | LVDB 1600 A - 2 in 8 out | LKIM PASIR PENAMBANG | INDOOR | [6 empty] | 1600.000 A | 19700101 |  |  | 0 | Pass | null
380266814 | TNB | DISTRIBUTION | KUALA SELANGOR | Existing |  |  | LVDB | LVDB 1600 A - 2 in 8 out | PE HOSPITAL TG KARANG | INDOOR | [6 empty] | 1600.000 A | 19700101 |  |  | 0 | Pass | null
380266970 | TNB | DISTRIBUTION | KUALA SELANGOR | Existing |  |  | LVDB | LVDB 1600 A - 2 in 8 out | PE KO SEGAR | INDOOR | [6 empty] | 1600.000 A | 19700101 |  |  | 0 | Pass | null
380267176 | TNB | DISTRIBUTION | KUALA SELANGOR | Existing |  |  | LVDB | LVDB 1600 A - 2 in 8 out | PE TAMAN SERI MANIK | INDOOR | [6 empty] | 1600.000 A | 19700101 |  |  | 1 | Pass | null
380267290 | TNB | DISTRIBUTION | KUALA SELANGOR | Existing |  |  | LVDB | LVDB 1600 A - 2 in 8 out | PUSAT LATIHAN PERTANIAN | INDOOR | [6 empty] | 1600.000 A | 19700101 |  |  | 0 | Pass | null
380267404 | TNB | DISTRIBUTION | KUALA SELANGOR | Existing |  |  | LVDB | LVDB 1600 A - 2 in 8 out | PE TMN MAHSURI INDAH | INDOOR | [6 empty] | 1600.000 A | 19700101 |  |  | 0 | Pass | null
380267553 | TNB | DISTRIBUTION | KUALA SELANGOR | Existing |  |  | LVDB | LVDB 1600 A - 2 in 8 out | TMN RIA MAS NO.2 | INDOOR | [6 empty] | 1600.000 A | 19700101 |  |  | 4 | Pass | null
380267695 | TNB | DISTRIBUTION | KUALA SELANGOR | Existing |  |  | LVDB | LVDB 1600 A - 2 in 8 out | PADAT TMN SAHABAT | INDOOR | [6 empty] | 1600.000 A | 19700101 |  |  | 0 | Pass | null
380267834 | TNB | DISTRIBUTION | KUALA SELANGOR | Existing |  |  | LVDB | LVDB 1600 A - 2 in 8 out | KILANG IKAN KELI SG YU | INDOOR | [6 empty] | 1600.000 A | 19700101 |  |  | 0 | Pass | null
380521650 | TNB | DISTRIBUTION | KUALA SELANGOR | Existing |  |  | LVDB | LVDB 1600 A - 2 in 8 out | TENAGA KIMIA BT ARANG NO.2 | INDOOR | [6 empty] | 1600.000 A | 19700101 |  |  | 0 | Pass | null
380522189 | TNB | DISTRIBUTION | KUALA SELANGOR | Existing |  |  | LVDB | LVDB 1600 A - 2 in 8 out | RHONG KHEN INDUSTRI | INDOOR | [6 empty] | 1600.000 A | 19700101 |  |  | 0 | Pass | null
380522266 | TNB | DISTRIBUTION | KUALA SELANGOR | Existing |  |  | LVDB | LVDB 1600 A - 2 in 8 out | RHONG KHEN INDUSTRI | INDOOR | [6 empty] | 1600.000 A | 19700101 |  |  | 0 | Pass | null
380522408 | TNB | DISTRIBUTION | KUALA SELANGOR | Existing |  |  | LVDB | LVDB 1600 A - 2 in 8 out | LIM & LIM HARDWARE | INDOOR | [6 empty] | 1600.000 A | 19700101 |  |  | 0 | Pass | null
380522523 | TNB | DISTRIBUTION | KUALA SELANGOR | Existing |  |  | LVDB | LVDB 1600 A - 2 in 8 out | KOTA PUTERI PERSIARAN BT ARANG NO.1 | INDOOR | [6 empty] | 1600.000 A | 19700101 |  |  | 0 | Pass | null
380522917 | TNB | DISTRIBUTION | KUALA SELANGOR | Existing |  |  | LVDB | LVDB 1600 A - 2 in 8 out | PE SOO CHEW SHENG | INDOOR | [6 empty] | 1600.000 A | 19700101 |  |  | 0 | Pass | null
380534655 | TNB | DISTRIBUTION | KUALA SELANGOR | Existing |  |  | LVDB | LVDB 1600 A - 2 in 8 out | PUSAT NIAGA ASTANA ALAM 2 | INDOOR | [6 empty] | 1600.000 A | 19700101 |  |  | 1 | Pass | null
380534732 | TNB | DISTRIBUTION | KUALA SELANGOR | Existing |  |  | LVDB | LVDB 1600 A - 2 in 8 out | PUSAT NIAGA ASTANA ALAM 2 | INDOOR | [6 empty] | 1600.000 A | 19700101 |  |  | 1 | Pass | null
380534910 | TNB | DISTRIBUTION | KUALA SELANGOR | Existing |  |  | LVDB | LVDB 1600 A - 2 in 8 out | R/KEDAI PH 3B JLN ASTANA C13/C | INDOOR | [6 empty] | 1600.000 A | 19700101 |  |  | 1 | Pass | null
380534987 | TNB | DISTRIBUTION | KUALA SELANGOR | Existing |  |  | LVDB | LVDB 1600 A - 2 in 8 out | R/KEDAI PH 3B JLN ASTANA C13/C | INDOOR | [6 empty] | 1600.000 A | 19700101 |  |  | 1 | Pass | null
380535418 | TNB | DISTRIBUTION | KUALA SELANGOR | Existing | BKSL/PCE/J00729/NDTX | 300345921 | LVDB | LVDB 1600 A - 2 in 8 out | APARTMENT MELOR NO. 2 PUNCAK ALAM | INDOOR | [6 empty] | 1600.000 A | 19700101 |  |  | 0 | Pass | null
380535649 | TNB | DISTRIBUTION | KUALA SELANGOR | Existing | BKSL/PCE/J00124/NDTX1 | 300022497 | LVDB | LVDB 1600 A - 2 in 8 out | PT MAHANG NO 2 | INDOOR | [6 empty] | 1600.000 A | 19700101 |  |  | 0 | Pass | null
380564622 | TNB | DISTRIBUTION | KUALA SELANGOR | Existing | BKSL/PCE/J00064/NDFP | 300505095 | FEEDER PILLAR in PE | LVDB 1600 A - 2 in 8 out | TMN MALAWATI JAYA NO 1 | INDOOR | [6 empty] | 1600.000 A | 19700101 |  |  | 0 | Pass | null
380564763 | TNB | DISTRIBUTION | KUALA SELANGOR | Existing |  |  | LVDB | LVDB 1600 A - 2 in 8 out | TMN MALAWATI JAYA NO 2 | INDOOR | [6 empty] | 1600.000 A | 19700101 |  |  | 0 | Pass | null
380564897 | TNB | DISTRIBUTION | KUALA SELANGOR | Existing |  |  | LVDB | LVDB 1600 A - 2 in 8 out | MONDAY CANE | INDOOR | [6 empty] | 1600.000 A | 19700101 |  |  | 0 | Pass | null
380564974 | TNB | DISTRIBUTION | KUALA SELANGOR | Existing |  |  | LVDB | LVDB 1600 A - 2 in 8 out | MONDAY CANE | INDOOR | [6 empty] | 1600.000 A | 19700101 |  |  | 0 | Pass | null
380565088 | TNB | DISTRIBUTION | KUALA SELANGOR | Existing |  |  | LVDB | LVDB 1600 A - 2 in 8 out | K/UDANG API-API NO 1 | INDOOR | [6 empty] | 1600.000 A | 19700101 |  |  | 0 | Pass | null
380565320 | TNB | DISTRIBUTION | KUALA SELANGOR | Existing | BKSL/PCE/J00132/NDTX1 | 300242643 | LVDB | LVDB 1600 A - 2 in 8 out | TMN IMPIAN (C) | INDOOR | [6 empty] | 1600.000 A | 19700101 |  |  | 0 | Pass | null
380565436 | TNB | DISTRIBUTION | KUALA SELANGOR | Existing | BKSL/PCE/J00131/NDTX1 | 300022532 | FEEDER PILLAR in PE | LVDB 1600 A - 2 in 8 out | BAZAR SG BULOH | INDOOR | [6 empty] | 1600.000 A | 19700101 |  |  | 1 | Pass | null
380565701 | TNB | DISTRIBUTION | KUALA SELANGOR | Existing | BKSL/PCE/J00040/NDTX1 | 300022092 | FEEDER PILLAR in PE | LVDB 1600 A - 2 in 8 out | BT 2 JLN KLANG | INDOOR | [6 empty] | 1600.000 A | 19700101 |  |  | 0 | Pass | null
380565842 | TNB | DISTRIBUTION | KUALA SELANGOR | Existing | BKSL/PCE/J00542/NDLB | 300313574 | FEEDER PILLAR in PE | LVDB 1600 A - 2 in 8 out | TMN RHU PERMAI | INDOOR | [6 empty] | 1600.000 A | 19700101 |  |  | 0 | Pass | null
380565958 | TNB | DISTRIBUTION | KUALA SELANGOR | Existing | BKSL/PCE/J00045/NDTX1 | 300022117 | FEEDER PILLAR in PE | LVDB 1600 A - 2 in 8 out | TMN RHU | INDOOR | [6 empty] | 1600.000 A | 19700101 |  |  | 0 | Pass | null
380566072 | TNB | DISTRIBUTION | KUALA SELANGOR | Existing | BKSL/PCE/J00571/NDFP | 300313572 | FEEDER PILLAR in PE | LVDB 1600 A - 2 in 8 out | TMN SERINDIT | INDOOR | [6 empty] | 1600.000 A | 19700101 |  |  | 0 | Pass | null
380566188 | TNB | DISTRIBUTION | KUALA SELANGOR | Existing | BKSL/PCE/J00048/NDTX1 | 300022133 | LVDB | LVDB 1600 A - 2 in 8 out | TMN ASSAM JAWA (C) | INDOOR | [6 empty] | 1600.000 A | 19700101 |  |  | 0 | Pass | null
380566313 | TNB | DISTRIBUTION | KUALA SELANGOR | Existing | BKSL/PCE/J00047/NDTX1 | 300022128 | FEEDER PILLAR in PE | LVDB 1600 A - 2 in 8 out | PEKAN ASSAM JAWA | INDOOR | [6 empty] | 1600.000 A | 19700101 |  |  | 0 | Pass | null
380566429 | TNB | DISTRIBUTION | KUALA SELANGOR | Existing | BKSL/PCE/J00049/NDTX1 | 300022138 | FEEDER PILLAR in PE | LVDB 1600 A - 2 in 8 out | TMN MULIA | INDOOR | [6 empty] | 1600.000 A | 19700101 |  |  | 0 | Pass | null
380566545 | TNB | DISTRIBUTION | KUALA SELANGOR | Existing | BKSL/PCE/J00285/NDTX1 | 300242422 | LVDB | LVDB 1600 A - 2 in 8 out | TMN SELESA API API | INDOOR | [6 empty] | 1600.000 A | 19700101 |  |  | 0 | Pass | null
380566668 | TNB | DISTRIBUTION | KUALA SELANGOR | Existing |  |  | LVDB | LVDB 1600 A - 2 in 8 out | TAMAN BELIBIS | INDOOR | [6 empty] | 1600.000 A | 19700101 |  |  | 0 | Pass | null
380566784 | TNB | DISTRIBUTION | KUALA SELANGOR | Existing |  |  | LVDB | LVDB 1600 A - 2 in 8 out | LDG KSL | INDOOR | [6 empty] | 1600.000 A | 19700101 |  |  | 0 | Pass | null
380566900 | TNB | DISTRIBUTION | KUALA SELANGOR | Existing |  |  | LVDB | LVDB 1600 A - 2 in 8 out | PKNS SIME DARBY (TMN RAJAWALI) | INDOOR | S/87/8053 |  |  |  | MTM |  | 1600.000 A | 19700101 |  |  | 0 | Pass | null
380567290 | TNB | DISTRIBUTION | KUALA SELANGOR | Existing |  |  | LVDB | LVDB 1600 A - 2 in 8 out | PEKAN BKT ROTAN | INDOOR | [6 empty] | 1600.000 A | 19700101 |  |  | 0 | Pass | null
380567367 | TNB | DISTRIBUTION | KUALA SELANGOR | Existing |  |  | LVDB | LVDB 1600 A - 2 in 8 out | PEKAN BKT ROTAN | INDOOR | [6 empty] | 1600.000 A | 19700101 |  |  | 0 | Pass | null
380567522 | TNB | DISTRIBUTION | KUALA SELANGOR | Existing | BKSL/PCE/J00548/NDLB1 | 300313559 | LVDB | LVDB 1600 A - 2 in 8 out | TMN BENDAHARA NO 4 | INDOOR | [6 empty] | 1600.000 A | 19700101 |  |  | 0 | Pass | null
380567599 | TNB | DISTRIBUTION | KUALA SELANGOR | Existing | BKSL/PCE/J00548/NDLB2 | 300313560 | LVDB | LVDB 1600 A - 2 in 8 out | TMN BENDAHARA NO 4 | INDOOR | [6 empty] | 1600.000 A | 19700101 |  |  | 0 | Pass | null
380586189 | TNB | DISTRIBUTION | KUALA SELANGOR | Existing |  |  | LVDB | FP 1600 A - 2 in 8 out (PE) | PE TG KARANG DEVELOPMENT | [11 empty] | 0 | Pass | null
380587167 | TNB | DISTRIBUTION | KUALA SELANGOR | Existing |  |  | LVDB | LVDB 1600 A - 2 in 8 out | SEKOLAH PT 3 | INDOOR | [6 empty] | 1600.000 A | 19700101 |  |  | 0 | Pass | null
380658874 | TNB | DISTRIBUTION | KUALA SELANGOR | Existing |  |  | LVDB | LVDB 1600 A - 2 in 8 out | BANDAR BARU NO.5 | INDOOR | [6 empty] | 1600.000 A | 19700101 |  |  | 0 | Pass | null
380659201 | TNB | DISTRIBUTION | KUALA SELANGOR | Existing |  |  | LVDB | LVDB 1600 A - 2 in 8 out | GIANT KSL | INDOOR | [6 empty] | 1600.000 A | 19700101 |  |  | 0 | Pass | null
380659278 | TNB | DISTRIBUTION | KUALA SELANGOR | Existing |  |  | LVDB | LVDB 1600 A - 2 in 8 out | GIANT KSL | INDOOR | [6 empty] | 1600.000 A | 19700101 |  |  | 0 | Pass | null
380659440 | TNB | DISTRIBUTION | KUALA SELANGOR | Existing |  |  | LVDB | LVDB 1600 A - 2 in 8 out | GOLDPAGE NO.3 | INDOOR | [6 empty] | 1600.000 A | 19700101 |  |  | 0 | Pass | null
380659578 | TNB | DISTRIBUTION | KUALA SELANGOR | Existing |  |  | LVDB | LVDB 1600 A - 2 in 8 out | PE TMN BOTANIK JLN 4 | INDOOR | [6 empty] | 1600.000 A | 19700101 |  |  | 0 | Pass | null
380659655 | TNB | DISTRIBUTION | KUALA SELANGOR | Existing |  |  | LVDB | LVDB 1600 A - 2 in 8 out | PE TMN BOTANIK JLN 4 | INDOOR | [6 empty] | 1600.000 A | 19700101 |  |  | 0 | Pass | null
380671737 | TNB | DISTRIBUTION | KUALA SELANGOR | Existing | BKSL/PCE/J00093/NDFP2 | 300313789 | FEEDER PILLAR in PE | LVDB 1600 A - 2 in 8 out | PKNS INDUSTRI (PERUSAHAAN RINGAN) | INDOOR | [6 empty] | 1600.000 A | 19700101 |  |  | 0 | Pass | null
380671928 | TNB | DISTRIBUTION | KUALA SELANGOR | Existing | BKSL/PCE/J00114/NDTX1 | 300022441 | FEEDER PILLAR in PE | LVDB 1600 A - 2 in 8 out | TMN SRI PERTAMA | [11 empty] | 0 | Pass | null
380672075 | TNB | DISTRIBUTION | KUALA SELANGOR | Existing | BKSL/PCE/J00111/NDTX1 | 300022425 | FEEDER PILLAR in PE | LVDB 1600 A - 2 in 8 out | BELB API-API | INDOOR | [6 empty] | 1600.000 A | 19700101 |  |  | 0 | Pass | null
380672152 | TNB | DISTRIBUTION | KUALA SELANGOR | Existing |  |  | LVDB | LVDB 1600 A - 2 in 8 out | BELB API-API | INDOOR | [6 empty] | 1600.000 A | 19700101 |  |  | 0 | Pass | null
380672521 | TNB | DISTRIBUTION | KUALA SELANGOR | Existing | BKSL/PCE/J00839/NDFP |  | FEEDER PILLAR in PE | LVDB 1600 A - 2 in 8 out | TMN MELAWATI CERGAS | INDOOR | [6 empty] | 1600.000 A | 19700101 |  |  | 1 | Pass | null
380672598 | TNB | DISTRIBUTION | KUALA SELANGOR | Existing |  |  | LVDB | LVDB 1600 A - 2 in 8 out | TMN MELAWATI CERGAS | INDOOR | [6 empty] | 1600.000 A | 19700101 |  |  | 1 | Pass | null
380672735 | TNB | DISTRIBUTION | KUALA SELANGOR | Existing | BKSL/PCE/J00116/NDTX1 | 300022451 | FEEDER PILLAR in PE | LVDB 1600 A - 2 in 8 out | BKT KUCING TAMBAHAN | INDOOR | [6 empty] | 1600.000 A | 19700101 |  |  | 0 | Pass | null
380672884 | TNB | DISTRIBUTION | KUALA SELANGOR | Existing | BKSL/PCE/J00850/NDFP | 300540504 | LVDB | LVDB 1600 A - 2 in 8 out | TEXTILE CITY | INDOOR | [6 empty] | 1600.000 A | 19700101 |  |  | 0 | Pass | null
380672961 | TNB | DISTRIBUTION | KUALA SELANGOR | Existing | BKSL/PCE/J00850/NDFP2 | 300540505 | LVDB | LVDB 1600 A - 2 in 8 out | TEXTILE CITY | INDOOR | [6 empty] | 1600.000 A | 19700101 |  |  | 0 | Pass | null
380673087 | TNB | DISTRIBUTION | KUALA SELANGOR | Existing |  |  | LVDB | LVDB 1600 A - 2 in 8 out | PDT TOYOTA SHOOROOM | INDOOR | [6 empty] | 1600.000 A | 19700101 |  |  | 0 | Pass | null
380673241 | TNB | DISTRIBUTION | KUALA SELANGOR | Existing | BKSL/PCE/J00558/NDTX1 | 300345772 | FEEDER PILLAR in PE | LVDB 1600 A - 2 in 8 out | MEDAN NIAGA KSL | INDOOR | [6 empty] | 1600.000 A | 19700101 |  |  | 0 | Pass | null
380673318 | TNB | DISTRIBUTION | KUALA SELANGOR | Existing | BKSL/PCE/J00558/NDTX2 | 300345773 | FEEDER PILLAR in PE | LVDB 1600 A - 2 in 8 out | MEDAN NIAGA KSL | INDOOR | [6 empty] | 1600.000 A | 19700101 |  |  | 0 | Pass | null
380673505 | TNB | DISTRIBUTION | KUALA SELANGOR | Existing | BKSL/PCE/J00566/NDFP1 | 300313528 | LVDB | LVDB 1600 A - 2 in 8 out | TMN MELAWATI UTAMA | INDOOR | [6 empty] | 1600.000 A | 19700101 |  |  | 0 | Pass | null
380673582 | TNB | DISTRIBUTION | KUALA SELANGOR | Existing | BKSL/PCE/J00566/NDFP2 | 300313529 | LVDB | LVDB 1600 A - 2 in 8 out | TMN MELAWATI UTAMA | INDOOR | [6 empty] | 1600.000 A | 19700101 |  |  | 0 | Pass | null
380673702 | TNB | DISTRIBUTION | KUALA SELANGOR | Existing | BKSL/PCE/J00129/NDFP1 | 300313531 | LVDB | LVDB 1600 A - 2 in 8 out | IKS NO 4 | INDOOR | [6 empty] | 1600.000 A | 19700101 |  |  | 0 | Pass | null
380673957 | TNB | DISTRIBUTION | KUALA SELANGOR | Existing | BKSL/PCE/J00128/NDFP1 | 300313534 | LVDB | LVDB 1600 A - 2 in 8 out | IKS NO 3 | INDOOR | [6 empty] | 1600.000 A | 19700101 |  |  | 0 | Pass | null
380674034 | TNB | DISTRIBUTION | KUALA SELANGOR | Existing | BKSL/PCE/J00128/NDFP2 | 300313535 | FEEDER PILLAR in PE | LVDB 1600 A - 2 in 8 out | IKS NO 3 | INDOOR | [6 empty] | 1600.000 A | 19700101 |  |  | 0 | Pass | null
380674172 | TNB | DISTRIBUTION | KUALA SELANGOR | Existing |  |  | LVDB | LVDB 1600 A - 2 in 8 out | MEDIDATA | INDOOR | [6 empty] | 1600.000 A | 19700101 |  |  | 0 | Pass | null
380674249 | TNB | DISTRIBUTION | KUALA SELANGOR | Existing |  |  | LVDB | LVDB 1600 A - 2 in 8 out | MEDIDATA | INDOOR | [6 empty] | 1600.000 A | 19700101 |  |  | 0 | Pass | null
380674365 | TNB | DISTRIBUTION | KUALA SELANGOR | Existing | BKSL/PCE/J00127/NDFP1 | 300313537 | LVDB | LVDB 1600 A - 2 in 8 out | IKS NO 2 | INDOOR | [6 empty] | 1600.000 A | 19700101 |  |  | 0 | Pass | null
380674485 | TNB | DISTRIBUTION | KUALA SELANGOR | Existing | BKSL/PCE/J00126/NDTX1 | 300022503 | LVDB | LVDB 1600 A - 2 in 8 out | IKS NO 1 | INDOOR | [6 empty] | 1600.000 A | 19700101 |  |  | 0 | Pass | null
380674602 | TNB | DISTRIBUTION | KUALA SELANGOR | Existing |  |  | LVDB | LVDB 1600 A - 2 in 8 out | MAJLIS AGAMA ISLAM SELANGOR (MAIS) | INDOOR | [6 empty] | 1600.000 A | 19700101 |  |  | 0 | Pass | null
380674721 | TNB | DISTRIBUTION | KUALA SELANGOR | Existing | BKSL/PCE/J00582/NDFP | 300313541 | LVDB | LVDB 1600 A - 2 in 8 out | TMN YAYASAN | INDOOR | [6 empty] | 1600.000 A | 19700101 |  |  | 0 | Pass | null
380674984 | TNB | DISTRIBUTION | KUALA SELANGOR | Existing |  |  | LVDB | LVDB 1600 A - 2 in 8 out | KOMPLEKS PERTANIAN | INDOOR | [6 empty] | 1600.000 A | 19700101 |  |  | 0 | Pass | null
380675099 | TNB | DISTRIBUTION | KUALA SELANGOR | Existing | BKSL/PCE/J00581/NDFP | 300313545 | LVDB | LVDB 1600 A - 2 in 8 out | TMN DESERAN MELAWATI NO 3 | INDOOR | [6 empty] | 1600.000 A | 19700101 |  |  | 0 | Pass | null
380675216 | TNB | DISTRIBUTION | KUALA SELANGOR | Existing |  |  | LVDB | LVDB 1600 A - 2 in 8 out | TMN BAYU PUTRA | INDOOR | [6 empty] | 1600.000 A | 19700101 |  |  | 0 | Pass | null
380675333 | TNB | DISTRIBUTION | KUALA SELANGOR | Existing | BKSL/PCE/J00347/NDTX1 | 300243126 | LVDB | LVDB 1600 A - 2 in 8 out | TMN KOTA ALAM NO 2 | INDOOR | [6 empty] | 1600.000 A | 19700101 |  |  | 0 | Pass | null
380675449 | TNB | DISTRIBUTION | KUALA SELANGOR | Existing | BKSL/PCE/J00016/NDTX1 | 300228814 | LVDB | LVDB 1600 A - 2 in 8 out | TMN KOTA ALAM | INDOOR | [6 empty] | 1600.000 A | 19700101 |  |  | 0 | Pass | null
380675565 | TNB | DISTRIBUTION | KUALA SELANGOR | Existing | BKSL/PCE/J00020/NDTX1 | 300021991 | LVDB | LVDB 1600 A - 2 in 8 out | KEMAS KSL | INDOOR | [6 empty] | 1600.000 A | 19700101 |  |  | 0 | Pass | null
380675681 | TNB | DISTRIBUTION | KUALA SELANGOR | Existing |  |  | LVDB | LVDB 1600 A - 2 in 8 out | PERPUSTAKAAN | INDOOR | [6 empty] | 1600.000 A | 19700101 |  |  | 0 | Pass | null
380675797 | TNB | DISTRIBUTION | KUALA SELANGOR | Existing | BKSL/PCE/J00019/NDTX1 | 300021985 | LVDB | LVDB 1600 A - 2 in 8 out | DEWAN SERBAGUNA (UMNO) | INDOOR | [6 empty] | 1600.000 A | 19700101 |  |  | 0 | Pass | null
380675911 | TNB | DISTRIBUTION | KUALA SELANGOR | Existing |  |  | LVDB | LVDB 1600 A - 2 in 8 out | MAHKAMAH SYARIAH KUALA SELANGOR | INDOOR | [6 empty] | 1600.000 A | 19700101 |  |  | 0 | Pass | null
380676235 | TNB | DISTRIBUTION | KUALA SELANGOR | Existing |  |  | LVDB | LVDB 1600 A - 2 in 8 out | TMN SG BULOH | INDOOR | [6 empty] | 1600.000 A | 19700101 |  |  | 0 | Pass | null
380942260 | TNB | DISTRIBUTION | KUALA SELANGOR | Existing |  |  | LVDB | LVDB 1600 A - 2 in 8 out | BDR BARU NO 2 | INDOOR | [6 empty] | 1600.000 A | 19700101 |  |  | 0 | Pass | null
380942382 | TNB | DISTRIBUTION | KUALA SELANGOR | Existing | BKSL/PCE/J00356/NDTX1 | 300243254 | LVDB | LVDB 1600 A - 2 in 8 out | TMN JAYA K.SEL | INDOOR | [6 empty] | 1600.000 A | 19700101 |  |  | 0 | Pass | null
380942509 | TNB | DISTRIBUTION | KUALA SELANGOR | Existing | BKSL/PCE/J00015/NDTX1 | 300021967 | LVDB | LVDB 1600 A - 2 in 8 out | TMN SIRAMBAI | INDOOR | [6 empty] | 1600.000 A | 19700101 |  |  | 0 | Pass | null
380942633 | TNB | DISTRIBUTION | KUALA SELANGOR | Existing | BKSL/PCE/J00014/NDTX1 | 300228338 | LVDB | LVDB 1600 A - 2 in 8 out | TMN BENTARA | INDOOR | [6 empty] | 1600.000 A | 19700101 |  |  | 0 | Pass | null
380942756 | TNB | DISTRIBUTION | KUALA SELANGOR | Existing |  |  | LVDB | LVDB 1600 A - 2 in 8 out | SMK KUALA SELANGOR ( SI RAMBAI) | INDOOR | [6 empty] | 1600.000 A | 19700101 |  |  | 0 | Pass | null
380942992 | TNB | DISTRIBUTION | KUALA SELANGOR | Existing | BKSL/PCE/J00565/NDLB | 300313484 | LVDB | LVDB 1600 A - 2 in 8 out | TMN KUALA SELANGOR UTAMA | INDOOR | [6 empty] | 1600.000 A | 19700101 |  |  | 0 | Pass | null
380943128 | TNB | DISTRIBUTION | KUALA SELANGOR | Existing | BKSL/PCE/J00017/NDTX1 | 300021973 | FEEDER PILLAR in PE | LVDB 1600 A - 2 in 8 out | TLK PENYAMUN | INDOOR | [6 empty] | 1600.000 A | 19700101 |  |  | 1 | Pass | null
380943261 | TNB | DISTRIBUTION | KUALA SELANGOR | Existing | BKSL/PCE/J00018/NDTX1 | 300021979 | FEEDER PILLAR in PE | LVDB 1600 A - 2 in 8 out | TLK PENYAMUN-Kg sepakat | INDOOR | [6 empty] | 1600.000 A | 19700101 |  |  | 0 | Pass | null
380943385 | TNB | DISTRIBUTION | KUALA SELANGOR | Existing |  |  | LVDB | LVDB 1600 A - 2 in 8 out | K/UDANG TLK PENYAMUN | INDOOR | [6 empty] | 1600.000 A | 19700101 |  |  | 0 | Pass | null
380943516 | TNB | DISTRIBUTION | KUALA SELANGOR | Existing | BKSL/PCE/J00022/NDTX1 | 300022001 | FEEDER PILLAR in PE | LVDB 1600 A - 2 in 8 out | KG KUANTAN | INDOOR | [6 empty] | 1600.000 A | 19700101 |  |  | 0 | Pass | null
380943640 | TNB | DISTRIBUTION | KUALA SELANGOR | Existing |  |  | LVDB | LVDB 1600 A - 2 in 8 out | LDG KG KUANTAN | INDOOR | [6 empty] | 1600.000 A | 19700101 |  |  | 0 | Pass | null
380943888 | TNB | DISTRIBUTION | KUALA SELANGOR | Existing |  |  | LVDB | LVDB 1600 A - 2 in 8 out | MEDAN NIAGA NO.2 | INDOOR | [6 empty] | 1600.000 A | 19700101 |  |  | 0 | Pass | null
380944018 | TNB | DISTRIBUTION | KUALA SELANGOR | Existing | BKSL/PCE/J00851/ND | 300515139 | FEEDER PILLAR in PE | LVDB 1600 A - 2 in 8 out | PADAT TAMAN SERI BENDAHARA | INDOOR | [6 empty] | 1600.000 A | 19700101 |  |  | 0 | Pass | null
380944203 | TNB | DISTRIBUTION | KUALA SELANGOR | Existing |  |  | LVDB | LVDB 1600 A - 2 in 8 out | BMZ | INDOOR | [6 empty] | 1600.000 A | 19700101 |  |  | 0 | Pass | null
380944637 | TNB | DISTRIBUTION | KUALA SELANGOR | Existing |  |  | LVDB | LVDB 1600 A - 2 in 8 out | BMZ | [11 empty] | 0 | Pass | null
380944902 | TNB | DISTRIBUTION | KUALA SELANGOR | Existing |  |  | LVDB | LVDB 1600 A - 2 in 8 out | STADIUM NO 1 (TERBUKA) | INDOOR | [6 empty] | 1600.000 A | 19700101 |  |  | 0 | Pass | null
380972381 | TNB | DISTRIBUTION | KUALA SELANGOR | Existing |  |  | LVDB | LVDB 1600 A - 2 in 8 out | BAGUS INDUSTRI | INDOOR | [6 empty] | 1600.000 A | 19700101 |  |  | 0 | Pass | null
380972508 | TNB | DISTRIBUTION | KUALA SELANGOR | Existing |  |  | LVDB | LVDB 1600 A - 2 in 8 out | KLG PLASTIK LIBEN LOT 1824 | INDOOR | [6 empty] | 1600.000 A | 19700101 |  |  | 0 | Pass | null
380972634 | TNB | DISTRIBUTION | KUALA SELANGOR | Existing |  |  | LVDB | LVDB 1600 A - 2 in 8 out | LAY HONG NO 4 (SPG RAJA ABDULLAH) | INDOOR | [6 empty] | 1600.000 A | 19700101 |  |  | 0 | Pass | null
380972889 | TNB | DISTRIBUTION | KUALA SELANGOR | Existing |  |  | LVDB | LVDB 1600 A - 2 in 8 out | RAJA ABDULLAH | INDOOR | [6 empty] | 1600.000 A | 19700101 |  |  | 0 | Pass | null
380973015 | TNB | DISTRIBUTION | KUALA SELANGOR | Existing |  |  | LVDB | LVDB 1600 A - 2 in 8 out | CARPENWISE | INDOOR | [6 empty] | 1600.000 A | 19700101 |  |  | 0 | Pass | null
380973163 | TNB | DISTRIBUTION | KUALA SELANGOR | Existing | BKSL/PCE/J00350/NDTX1 | 300243153 | LVDB | LVDB 1600 A - 2 in 10 out (CS) | MASJID PEKAN JERAM | INDOOR | [6 empty] | 1600.000 A | 19700101 |  |  | 0 | Pass | null
380973318 | TNB | DISTRIBUTION | KUALA SELANGOR | Existing |  |  | LVDB | LVDB 1600 A - 2 in 10 out (CS) | BALAI DAKWAH JERAM | INDOOR | [6 empty] | 1600.000 A | 19700101 |  |  | 0 | Pass | null
380973532 | TNB | DISTRIBUTION | KUALA SELANGOR | Existing | BKSL/PCE/J00087/NDTX1 | 300022296 | LVDB | LVDB 1600 A - 2 in 8 out | HIRA' | INDOOR | FP9606-0265 |  |  |  | SUN SYSTEM ENG. |  | 1600.000 A | 19700101 |  |  | 0 | Pass | null
380973664 | TNB | DISTRIBUTION | KUALA SELANGOR | Existing | BKSL/PCE/J00140/NDTX1 | 300242533 | LVDB | LVDB 1600 A - 2 in 8 out | MATAKKU | INDOOR | 21624 |  |  |  | GEC |  | 1600.000 A | 19700101 |  |  | 0 | Pass | null
380973787 | TNB | DISTRIBUTION | KUALA SELANGOR | Existing | BKSL/PCE/J00311/NDTX1 | 300343324 | LVDB | LVDB 1600 A - 2 in 8 out | EYU BER EER NO 2 | INDOOR | [6 empty] | 1600.000 A | 19700101 |  |  | 0 | Pass | null
380973921 | TNB | DISTRIBUTION | KUALA SELANGOR | Existing | BKSL/PCE/J00687/NDLVDB | 300343267 | LVDB | LVDB 1600 A - 2 in 8 out | SMK BKT KUCHING TENGAH | INDOOR | [6 empty] | 1600.000 A | 19700101 |  |  | 0 | Pass | null
380980974 | TNB | DISTRIBUTION | KUALA SELANGOR | Existing |  |  | LVDB | LVDB 1600 A - 2 in 8 out | PKNS BKT ROTAN (TMN KASAWARI) | INDOOR | LC31104003 |  |  |  | INDKOM |  | 1600.000 A | 19700101 |  |  | 0 | Pass | null
380981215 | TNB | DISTRIBUTION | KUALA SELANGOR | Existing |  |  | LVDB | LVDB 1600 A - 2 in 8 out | LDG MONMOUTH | INDOOR | [6 empty] | 1600.000 A | 19700101 |  |  | 0 | Pass | null
380981343 | TNB | DISTRIBUTION | KUALA SELANGOR | Existing |  |  | LVDB | LVDB 1600 A - 2 in 8 out | LDG RAJAGIRI | INDOOR | 2/909 |  |  |  | GEC |  | 1600.000 A | 19700101 |  |  | 0 | Pass | null
380981472 | TNB | DISTRIBUTION | KUALA SELANGOR | Existing |  |  | LVDB | LVDB 1600 A - 2 in 8 out | PLAZA TOL LATAR (IJOK) | INDOOR | [6 empty] | 1600.000 A | 19700101 |  |  | 0 | Pass | null
380981667 | TNB | DISTRIBUTION | KUALA SELANGOR | Existing |  |  | LVDB | LVDB 1600 A - 2 in 8 out | REBAN AYAM HJ ISMAIL PT MAHANG | INDOOR | [6 empty] | 1600.000 A | 19700101 |  |  | 0 | Pass | null
380998096 | TNB | DISTRIBUTION | KUALA SELANGOR | Existing |  |  | LVDB | LVDB 1600 A - 2 in 8 out | PUSAT PELUPUSAN SAMPAH JERAM | INDOOR | [6 empty] | 1600.000 A | 19700101 |  |  | 1 | Pass | null
380998302 | TNB | DISTRIBUTION | KUALA SELANGOR | Existing |  |  | LVDB | LVDB 1600 A - 2 in 8 out | KILANG SAWIT SIME DARBY | INDOOR | [6 empty] | 1600.000 A | 19700101 |  |  | 1 | Pass | null
380998435 | TNB | DISTRIBUTION | KUALA SELANGOR | Existing |  |  | LVDB | LVDB 1600 A - 2 in 8 out | PADAT LDG TUAN MEE CHERAKAH | INDOOR | [6 empty] | 1600.000 A | 19700101 |  |  | 2 | Pass | null
380998612 | TNB | DISTRIBUTION | KUALA SELANGOR | Existing |  |  | LVDB | LVDB 1600 A - 2 in 8 out | SOON LIEN FATT ENGINEERING | INDOOR | [6 empty] | 1600.000 A | 19700101 |  |  | 2 | Pass | null
380998733 | TNB | DISTRIBUTION | KUALA SELANGOR | Existing |  |  | LVDB | LVDB 1600 A - 2 in 8 out | KILANG PADI PUKAL | INDOOR | [6 empty] | 1600.000 A | 19700101 |  |  | 1 | Pass | null
381002370 | TNB | DISTRIBUTION | KUALA SELANGOR | Existing |  |  | LVDB | LVDB 1600 A - 2 in 8 out | KOLAM UDANG PARIT 3 | INDOOR | [6 empty] | 1600.000 A | 19700101 |  |  | 0 | Pass | null
381002498 | TNB | DISTRIBUTION | KUALA SELANGOR | Existing |  |  | LVDB | LVDB 1600 A - 2 in 8 out | SITE A SEKINCHAN | INDOOR | [6 empty] | 1600.000 A | 19700101 |  |  | 0 | Pass | null
381002681 | TNB | DISTRIBUTION | KUALA SELANGOR | Existing | BKSL/PCE/J00859 | 310223814 | LVDB | LVDB 1600 A - 2 in 8 out | RUMAH KEDAI PUNCAK BISTARI | INDOOR | [6 empty] | 1600.000 A | 19700101 |  |  | 0 | Pass | null
381002758 | TNB | DISTRIBUTION | KUALA SELANGOR | Existing |  |  | LVDB | LVDB 1600 A - 2 in 8 out | RUMAH KEDAI PUNCAK BISTARI | INDOOR | [6 empty] | 1600.000 A | 19700101 |  |  | 0 | Pass | null
381015245 | TNB | DISTRIBUTION | KUALA SELANGOR | Existing |  |  | LVDB | LVDB 1600 A - 2 in 8 out | TS ENG WORK ALAM JAYA | INDOOR | [6 empty] | 1600.000 A | 19700101 |  |  | 0 | Pass | null
381015382 | TNB | DISTRIBUTION | KUALA SELANGOR | Existing |  |  | LVDB | LVDB 1600 A - 2 in 8 out | PE YEAP JING FONG 2/6 | INDOOR | [6 empty] | 1600.000 A | 19700101 |  |  | 0 | Pass | null
381015511 | TNB | DISTRIBUTION | KUALA SELANGOR | Existing |  |  | LVDB | LVDB 1600 A - 2 in 8 out | CHUA ENG PHUA | INDOOR | [6 empty] | 1600.000 A | 19700101 |  |  | 1 | Pass | null
381015634 | TNB | DISTRIBUTION | KUALA SELANGOR | Existing |  |  | LVDB | LVDB 1600 A - 2 in 8 out | PE SANDARAN TIAJ 2/5 | INDOOR | [6 empty] | 1600.000 A | 19700101 |  |  | 0 | Pass | null
381015755 | TNB | DISTRIBUTION | KUALA SELANGOR | Existing |  |  | LVDB | LVDB 1600 A - 2 in 8 out | AIRSTATIC NO.1 POWDER COATING ENG | INDOOR | [6 empty] | 1600.000 A | 19700101 |  |  | 0 | Pass | null
381015869 | TNB | DISTRIBUTION | KUALA SELANGOR | Existing |  |  | LVDB | LVDB 1600 A - 2 in 8 out | AIRSTATIC NO.2 POWDER COATING ENG | INDOOR | [6 empty] | 1600.000 A | 19700101 |  |  | 0 | Pass | null
381016019 | TNB | DISTRIBUTION | KUALA SELANGOR | Existing |  |  | LVDB | LVDB 1600 A - 2 in 8 out | RUMAH PANGSA ALAM PERDANA | INDOOR | [6 empty] | 1600.000 A | 19700101 |  |  | 0 | Pass | null
381016580 | TNB | DISTRIBUTION | KUALA SELANGOR | Existing |  |  | LVDB | LVDB 1600 A - 2 in 8 out | RUMAH KEDAI PUNCAK ALAM JAYA | INDOOR | [6 empty] | 1600.000 A | 19700101 |  |  | 0 | Pass | null
381016657 | TNB | DISTRIBUTION | KUALA SELANGOR | Existing |  |  | LVDB | LVDB 1600 A - 2 in 8 out | RUMAH KEDAI PUNCAK ALAM JAYA | INDOOR | [6 empty] | 1600.000 A | 19700101 |  |  | 0 | Pass | null
381198218 | TNB | DISTRIBUTION | KUALA SELANGOR | Existing |  |  | LVDB | LVDB 1600 A - 2 in 8 out | KG.TALIAIR LAPAN, L936 | INDOOR | [6 empty] | 1600.000 A | 19700101 |  |  | 0 | Pass | null
381198353 | TNB | DISTRIBUTION | KUALA SELANGOR | Existing |  |  | LVDB | LVDB 1600 A - 2 in 8 out | SG.LEMAN, L673 | INDOOR | [6 empty] | 1600.000 A | 19700101 |  |  | 0 | Pass | null
381201264 | TNB | DISTRIBUTION | KUALA SELANGOR | Existing |  |  | LVDB | LVDB 1600 A - 2 in 8 out | TENNAMARAN ESTATE, L370 | INDOOR | [6 empty] | 1600.000 A | 19700101 |  |  | 0 | Pass | null
381201397 | TNB | DISTRIBUTION | KUALA SELANGOR | Existing |  |  | LVDB | LVDB 1600 A - 2 in 8 out | KLG PAPAN, L287 | INDOOR | [6 empty] | 1600.000 A | 19700101 |  |  | 0 | Pass | null
381201518 | TNB | DISTRIBUTION | KUALA SELANGOR | Existing |  |  | LVDB | LVDB 1600 A - 2 in 8 out | SERI MAKMUR, L118 | INDOOR | [6 empty] | 1600.000 A | 19700101 |  |  | 0 | Pass | null
381201645 | TNB | DISTRIBUTION | KUALA SELANGOR | Existing |  |  | LVDB | LVDB 1600 A - 2 in 8 out | BT.11 JLN RAJA MUSA, L783 | INDOOR | [6 empty] | 1600.000 A | 19700101 |  |  | 0 | Pass | null
381201772 | TNB | DISTRIBUTION | KUALA SELANGOR | Existing |  |  | LVDB | LVDB 1600 A - 2 in 8 out | KG RAJA MUSA, L326 | INDOOR | [6 empty] | 1600.000 A | 19700101 |  |  | 0 | Pass | null
381201935 | TNB | DISTRIBUTION | KUALA SELANGOR | Existing |  |  | LVDB | LVDB 1600 A - 2 in 8 out | SG. TINGGI ESTATE NO.1 - L631 | INDOOR | [6 empty] | 1600.000 A | 19700101 |  |  | 0 | Pass | null
381202062 | TNB | DISTRIBUTION | KUALA SELANGOR | Existing |  |  | LVDB | LVDB 1600 A - 2 in 8 out | SG TINGGI ESTATE NO.2, L601 | INDOOR | [6 empty] | 1600.000 A | 19700101 |  |  | 0 | Pass | null
381202339 | TNB | DISTRIBUTION | KUALA SELANGOR | Existing |  |  | LVDB | LVDB 1600 A - 2 in 8 out | MINYAK ESTATE, L848 | INDOOR | [6 empty] | 1600.000 A | 19700101 |  |  | 0 | Pass | null
381202474 | TNB | DISTRIBUTION | KUALA SELANGOR | Existing |  |  | LVDB | LVDB 1600 A - 2 in 8 out | KLG MINYAK, L847 | INDOOR | [6 empty] | 1600.000 A | 19700101 |  |  | 0 | Pass | null
381202624 | TNB | DISTRIBUTION | KUALA SELANGOR | Existing |  |  | LVDB | LVDB 1600 A - 2 in 8 out | MARRY ESTATE, L849 | INDOOR | [6 empty] | 1600.000 A | 19700101 |  |  | 0 | Pass | null
381314822 | TNB | DISTRIBUTION | KUALA SELANGOR | Existing |  |  | FEEDER PILLAR | FP 1600 A - 2 in 8 out |  | OUTDOOR | NA |  |  |  | SUN SYSTEM ENG. |  | 1600.000 A |  |  |  | 0 | Pass | null
381314900 | TNB | DISTRIBUTION | KUALA SELANGOR | Existing |  |  | FEEDER PILLAR | FP 1600 A - 2 in 8 out |  | OUTDOOR | N/A |  |  |  | N/A |  | 1600.000 A |  |  |  | 0 | Pass | null
381314978 | TNB | DISTRIBUTION | KUALA SELANGOR | Existing |  |  | FEEDER PILLAR | FP 1600 A - 2 in 8 out |  | OUTDOOR | FP707006 |  |  |  | INDKOM |  | 1600.000 A |  |  |  | 0 | Pass | null
381315056 | TNB | DISTRIBUTION | KUALA SELANGOR | Existing |  |  | FEEDER PILLAR | FP 1600 A - 2 in 8 out |  | OUTDOOR | FP9606-0 |  |  |  | SUN SYSTEM ENG. |  | 1600.000 A |  |  |  | 0 | Pass | null
381315134 | TNB | DISTRIBUTION | KUALA SELANGOR | Existing |  |  | FEEDER PILLAR | FP 1600 A - 2 in 8 out |  | OUTDOOR | FP9606-0 |  |  |  | SUN SYSTEM ENG. |  | 1600.000 A |  |  |  | 0 | Pass | null
381315212 | TNB | DISTRIBUTION | KUALA SELANGOR | Existing |  |  | FEEDER PILLAR | FP 1600 A - 2 in 8 out |  | OUTDOOR | FP00/11- |  |  |  | POWERJOG |  | 1600.000 A |  |  |  | 0 | Pass | null
381315290 | TNB | DISTRIBUTION | KUALA SELANGOR | Existing |  |  | FEEDER PILLAR | FP 1600 A - 2 in 8 out |  | OUTDOOR | FP9606-0 |  |  |  | SUN SYSTEM ENG. |  | 1600.000 A |  |  |  | 0 | Pass | null
381315368 | TNB | DISTRIBUTION | KUALA SELANGOR | Existing |  |  | FEEDER PILLAR | FP 1600 A - 2 in 8 out |  | OUTDOOR | FP9606-1 |  |  |  | SUN SYSTEM ENG. |  | 1600.000 A |  |  |  | 0 | Pass | null
381315446 | TNB | DISTRIBUTION | KUALA SELANGOR | Existing |  |  | FEEDER PILLAR | FP 1600 A - 2 in 8 out |  | OUTDOOR | FP9606-0 |  |  |  | SUN SYSTEM ENG. |  | 1600.000 A |  |  |  | 0 | Pass | null
381315602 | TNB | DISTRIBUTION | KUALA SELANGOR | Existing |  |  | FEEDER PILLAR | FP 1600 A - 2 in 8 out |  | OUTDOOR | S00274 |  |  |  | SUN SYSTEM ENG. |  | 1600.000 A |  |  |  | 0 | Pass | null
381315680 | TNB | DISTRIBUTION | KUALA SELANGOR | Existing |  |  | FEEDER PILLAR | FP 1600 A - 2 in 8 out |  | INDOOR | S00276 |  |  |  | N/A |  | 1600.000 A |  |  | PE MONDAY | 0 | Pass | null
381315758 | TNB | DISTRIBUTION | KUALA SELANGOR | Existing |  |  | FEEDER PILLAR | FP 1600 A - 2 in 8 out | TMN SERINDIT | OUTDOOR | FP9703-1 |  |  |  | SUN SYSTEM ENG. |  | 1600.000 A |  |  |  | 0 | Pass | null
381315836 | TNB | DISTRIBUTION | KUALA SELANGOR | Existing |  |  | FEEDER PILLAR | FP 1600 A - 2 in 8 out |  | OUTDOOR | FP9606-2 |  |  |  | SUN SYSTEM ENG. |  | 1600.000 A |  |  |  | 0 | Pass | null
381315914 | TNB | DISTRIBUTION | KUALA SELANGOR | Existing |  |  | FEEDER PILLAR | FP 1600 A - 2 in 8 out |  | OUTDOOR | F9606-05 |  |  |  | SUN SYSTEM ENG. |  | 1600.000 A |  |  |  | 0 | Pass | null
381315992 | TNB | DISTRIBUTION | KUALA SELANGOR | Existing |  |  | FEEDER PILLAR | FP 1600 A - 2 in 8 out |  | OUTDOOR |  |  |  |  | SUN SYSTEM ENG. |  | 1600.000 A |  |  |  | 0 | Pass | null
381316070 | TNB | DISTRIBUTION | KUALA SELANGOR | Existing |  |  | FEEDER PILLAR | FP 1600 A - 2 in 8 out |  | OUTDOOR | 1058 |  |  |  | ITEM |  | 1600.000 A |  |  | 10 | 0 | Pass | null
381316148 | TNB | DISTRIBUTION | KUALA SELANGOR | Existing |  |  | FEEDER PILLAR | FP 1600 A - 2 in 8 out |  | OUTDOOR | 621 |  |  |  | ITEM |  | 1600.000 A |  |  |  | 0 | Pass | null
381316226 | TNB | DISTRIBUTION | KUALA SELANGOR | Existing |  |  | FEEDER PILLAR | FP 1600 A - 2 in 8 out |  | OUTDOOR | 1097 |  |  |  | ITEM |  | 1600.000 A |  |  |  | 0 | Pass | null
381316304 | TNB | DISTRIBUTION | KUALA SELANGOR | Existing |  |  | FEEDER PILLAR | FP 1600 A - 2 in 8 out |  | OUTDOOR | 10197 |  |  |  | PSB POWER JOS |  | 1600.000 A |  |  | pUNCA BEKA | 0 | Pass | null
381316382 | TNB | DISTRIBUTION | KUALA SELANGOR | Existing |  |  | FEEDER PILLAR | FP 1600 A - 2 in 8 out |  | OUTDOOR | 1039 |  |  |  | ITEM |  | 1600.000 A |  |  |  | 0 | Pass | null
381316460 | TNB | DISTRIBUTION | KUALA SELANGOR | Existing |  |  | FEEDER PILLAR | FP 1600 A - 2 in 8 out |  | OUTDOOR | 10272 |  |  |  | POWERJOG |  | 1600.000 A |  |  |  | 0 | Pass | null
381316538 | TNB | DISTRIBUTION | KUALA SELANGOR | Existing |  |  | FEEDER PILLAR | FP 1600 A - 2 in 8 out |  | INDOOR | S00054 B |  |  |  | TOPRANK |  | 1600.000 A |  |  | PE KG KUAN | 0 | Pass | null
381351313 | TNB | DISTRIBUTION | KUALA SELANGOR | Existing |  |  | FEEDER PILLAR | FP 1600 A - 2 in 8 out |  | OUTDOOR | 001 |  |  |  | N/A |  | 1600.000 A |  |  | PE TENNAMA | 0 | Pass | null
381351391 | TNB | DISTRIBUTION | KUALA SELANGOR | Existing |  |  | LVDB | FP 1600 A - 2 in 8 out |  | INDOOR | R01862B |  |  |  | GEC |  | 1600.000 A |  |  |  | 1 | Pass | null
381351469 | TNB | DISTRIBUTION | KUALA SELANGOR | Existing |  |  | FEEDER PILLAR | FP 1600 A - 2 in 8 out |  | OUTDOOR | 001 |  |  |  | GEC |  | 1600.000 A |  |  |  | 0 | Pass | null
381351547 | TNB | DISTRIBUTION | KUALA SELANGOR | Existing |  |  | FEEDER PILLAR | FP 1600 A - 2 in 8 out |  | OUTDOOR | 001 |  |  |  | SUN SYSTEM ENG. |  | 1600.000 A |  |  | P\E TMN SU | 0 | Pass | null
381351687 | TNB | DISTRIBUTION | KUALA SELANGOR | Existing |  |  | FEEDER PILLAR | FP 1600 A - 2 in 8 out |  | OUTDOOR | N/A |  |  |  | N/A |  | 1600.000 A |  |  |  | 0 | Pass | null
381351765 | TNB | DISTRIBUTION | KUALA SELANGOR | Existing |  |  | MINI FEEDER PILLAR | MINI FP 400 A - 2 in 6 out |  | OUTDOOR | N/A |  |  |  | N/A |  | 800.000 A |  |  |  | 0 | Pass | null
381351827 | TNB | DISTRIBUTION | KUALA SELANGOR | Existing |  |  | MINI FEEDER PILLAR | MINI FP 400 A - 2 in 6 out |  | OUTDOOR | N/A |  |  |  | N/A |  | 800.000 A |  |  |  | 0 | Pass | null
381351889 | TNB | DISTRIBUTION | KUALA SELANGOR | Existing |  |  | MINI FEEDER PILLAR | MINI FP 400 A - 2 in 6 out |  | OUTDOOR | N/A |  |  |  | N/A |  | 800.000 A |  |  |  | 0 | Pass | null
381351951 | TNB | DISTRIBUTION | KUALA SELANGOR | Existing |  |  | FEEDER PILLAR | FP 1600 A - 2 in 8 out |  | OUTDOOR | N/A |  |  |  | N/A |  | 1600.000 A |  |  |  | 0 | Pass | null
381352029 | TNB | DISTRIBUTION | KUALA SELANGOR | Existing |  |  | FEEDER PILLAR | FP 1600 A - 2 in 8 out |  | OUTDOOR | N/A |  |  |  | N/A |  | 1600.000 A |  |  |  | 0 | Pass | null
381352107 | TNB | DISTRIBUTION | KUALA SELANGOR | Existing |  |  | FEEDER PILLAR | FP 1600 A - 2 in 8 out |  | OUTDOOR | N/A |  |  |  | N/A |  | 1600.000 A |  |  |  | 0 | Pass | null
381352185 | TNB | DISTRIBUTION | KUALA SELANGOR | Existing |  |  | FEEDER PILLAR | FP 1600 A - 2 in 8 out |  | OUTDOOR | N/A |  |  |  | N/A |  | 1600.000 A |  |  |  | 0 | Pass | null
381352263 | TNB | DISTRIBUTION | KUALA SELANGOR | Existing |  |  | FEEDER PILLAR | FP 1600 A - 2 in 8 out |  | OUTDOOR | N/A |  |  |  | N/A |  | 1600.000 A |  |  |  | 0 | Pass | null
381352341 | TNB | DISTRIBUTION | KUALA SELANGOR | Existing |  |  | FEEDER PILLAR | FP 1600 A - 2 in 8 out |  | OUTDOOR | N/A |  |  |  | N/A |  | 1600.000 A |  |  |  | 0 | Pass | null
381352419 | TNB | DISTRIBUTION | KUALA SELANGOR | Existing |  |  | FEEDER PILLAR | FP 1600 A - 2 in 8 out |  | OUTDOOR | N/A |  |  |  | N/A |  | 1600.000 A |  |  |  | 0 | Pass | null
381352497 | TNB | DISTRIBUTION | KUALA SELANGOR | Existing |  |  | FEEDER PILLAR | FP 1600 A - 2 in 8 out |  | OUTDOOR | N/A |  |  |  | N/A |  | 1600.000 A |  |  |  | 0 | Pass | null
381352816 | TNB | DISTRIBUTION | KUALA SELANGOR | Existing |  |  | FEEDER PILLAR | FP 1600 A - 2 in 8 out | [12 empty] | 0 | Pass | null
381363092 | TNB | DISTRIBUTION | KUALA SELANGOR | Existing |  |  | LVDB | LVDB 1600 A - 2 in 8 out | TG.KARANG LOCAL Tx, L681 | INDOOR | [6 empty] | 1600.000 A | 19700101 |  |  | 0 | Pass | null
381363234 | TNB | DISTRIBUTION | KUALA SELANGOR | Existing |  |  | LVDB | LVDB 1600 A - 2 in 8 out | PT 2 BAN 1/2 L637 | INDOOR | [6 empty] | 1600.000 A | 19700101 |  |  | 0 | Pass | null
381363369 | TNB | DISTRIBUTION | KUALA SELANGOR | Existing |  |  | LVDB | LVDB 1600 A - 2 in 8 out | PT 4 BAN 1/2 L671 | INDOOR | [6 empty] | 1600.000 A | 19700101 |  |  | 0 | Pass | null
381363508 | TNB | DISTRIBUTION | KUALA SELANGOR | Existing |  |  | LVDB | LVDB 1600 A - 2 in 8 out | T/A 3 BAN 2, L766 | INDOOR | [6 empty] | 1600.000 A | 19700101 |  |  | 0 | Pass | null
381363652 | TNB | DISTRIBUTION | KUALA SELANGOR | Existing |  |  | LVDB | LVDB 1600 A - 2 in 8 out | PT 4 BAN 2, L105 | INDOOR | [6 empty] | 1600.000 A | 19700101 |  |  | 0 | Pass | null
381363785 | TNB | DISTRIBUTION | KUALA SELANGOR | Existing |  |  | LVDB | LVDB 1600 A - 2 in 8 out | T/A 2 BAN 2, L767 | INDOOR | [6 empty] | 1600.000 A | 19700101 |  |  | 0 | Pass | null
381363921 | TNB | DISTRIBUTION | KUALA SELANGOR | Existing |  |  | LVDB | LVDB 1600 A - 2 in 8 out | T/A 3 BAN.3, L768 | INDOOR | [6 empty] | 1600.000 A | 19700101 |  |  | 0 | Pass | null
381364048 | TNB | DISTRIBUTION | KUALA SELANGOR | Existing |  |  | LVDB | LVDB 1600 A - 2 in 8 out | SAWAH SEMPADAN, L353 | INDOOR | [6 empty] | 1600.000 A | 19700101 |  |  | 0 | Pass | null
381364179 | TNB | DISTRIBUTION | KUALA SELANGOR | Existing |  |  | LVDB | LVDB 1600 A - 2 in 8 out | PT SERONG, L182-jln setanjung | INDOOR | [6 empty] | 1600.000 A | 19700101 |  |  | 0 | Pass | null
381364325 | TNB | DISTRIBUTION | KUALA SELANGOR | Existing |  |  | LVDB | LVDB 1600 A - 2 in 8 out | LPN TG.KARANG, L184 | INDOOR | [6 empty] | 1600.000 A | 19700101 |  |  | 0 | Pass | null
381472965 | TNB | DISTRIBUTION | KUALA SELANGOR | Existing |  |  | FEEDER PILLAR | FP 1600 A - 2 in 8 out |  | OUTDOOR | FP6 |  |  |  | Unknown |  | 1600.000 A |  |  | DARI BATAN | 0 | Pass | null
381473043 | TNB | DISTRIBUTION | KUALA SELANGOR | Existing |  |  | FEEDER PILLAR | FP 1600 A - 2 in 8 out |  | OUTDOOR | N\A |  |  |  | Unknown |  | 1600.000 A |  |  | DARI BATAN | 0 | Pass | null
381473121 | TNB | DISTRIBUTION | KUALA SELANGOR | Existing |  |  | FEEDER PILLAR | FP 1600 A - 2 in 8 out |  | OUTDOOR | FP7 |  |  |  | Unknown |  | 1600.000 A |  |  | DARI BATAN | 0 | Pass | null
381473199 | TNB | DISTRIBUTION | KUALA SELANGOR | Existing |  |  | FEEDER PILLAR | FP 1600 A - 2 in 8 out |  | OUTDOOR | FB 8 |  |  |  | Unknown |  | 1600.000 A |  |  | DARI BATAN | 0 | Pass | null
381473277 | TNB | DISTRIBUTION | KUALA SELANGOR | Existing |  |  | FEEDER PILLAR | FP 1600 A - 2 in 8 out |  | OUTDOOR | FB 1 |  |  |  | Unknown |  | 1600.000 A |  |  | sub btg be | 0 | Pass | null
381473355 | TNB | DISTRIBUTION | KUALA SELANGOR | Existing |  |  | FEEDER PILLAR | FP 1600 A - 2 in 8 out |  | OUTDOOR | FP |  |  |  | Unknown |  | 1600.000 A |  |  | DARI BATAN | 0 | Pass | null
381473433 | TNB | DISTRIBUTION | KUALA SELANGOR | Existing |  |  | FEEDER PILLAR | FP 1600 A - 2 in 8 out |  | OUTDOOR | FP 3 |  |  |  | Unknown |  | 1600.000 A |  |  | DARI BTG B | 0 | Pass | null
381473511 | TNB | DISTRIBUTION | KUALA SELANGOR | Existing |  |  | FEEDER PILLAR | FP 1600 A - 2 in 8 out |  | OUTDOOR | FP 3 |  |  |  | Unknown |  | 1600.000 A |  |  | DARI BATAN | 0 | Pass | null
381473589 | TNB | DISTRIBUTION | KUALA SELANGOR | Existing |  |  | FEEDER PILLAR | FP 1600 A - 2 in 8 out |  | OUTDOOR | FP 4 |  |  |  | Unknown |  | 1600.000 A |  |  | DARI BATAN | 0 | Pass | null
381473667 | TNB | DISTRIBUTION | KUALA SELANGOR | Existing |  |  | FEEDER PILLAR | FP 1600 A - 2 in 8 out |  | OUTDOOR | FP 1 |  |  |  | Unknown |  | 1600.000 A |  |  | DARI BATAN | 0 | Pass | null
381473745 | TNB | DISTRIBUTION | KUALA SELANGOR | Existing |  |  | FEEDER PILLAR | FP 1600 A - 2 in 8 out |  | OUTDOOR | FP 2 |  |  |  | Unknown |  | 1600.000 A |  |  | DARI BATAN | 0 | Pass | null
381473823 | TNB | DISTRIBUTION | KUALA SELANGOR | Existing |  |  | MINI FEEDER PILLAR | MINI FP 400 A - 2 in 6 out |  | OUTDOOR | m3842 |  |  |  | MAHKOTA |  | 400.000 A |  |  |  | 0 | Pass | null
381473885 | TNB | DISTRIBUTION | KUALA SELANGOR | Existing |  |  | MINI FEEDER PILLAR | MINI FP 400 A - 2 in 6 out |  | OUTDOOR | m3869 |  |  |  | MAHKOTA |  | 400.000 A |  |  |  | 0 | Pass | null
381473947 | TNB | DISTRIBUTION | KUALA SELANGOR | Existing |  |  | FEEDER PILLAR | FP 1600 A - 2 in 8 out |  | OUTDOOR | NA |  |  |  | SUN SYSTEM ENG. |  | 1600.000 A |  |  |  | 0 | Pass | null
381474025 | TNB | DISTRIBUTION | KUALA SELANGOR | Existing |  |  | FEEDER PILLAR | FP 1600 A - 2 in 8 out |  | OUTDOOR | NA |  |  |  | Unknown |  | 1600.000 A |  |  |  | 0 | Pass | null
381474103 | TNB | DISTRIBUTION | KUALA SELANGOR | Existing |  |  | FEEDER PILLAR | FP 1600 A - 2 in 8 out |  | OUTDOOR | FP 02/02 |  |  |  | POWERJOG |  | 1600.000 A |  |  |  | 0 | Pass | null
381474181 | TNB | DISTRIBUTION | KUALA SELANGOR | Existing |  |  | FEEDER PILLAR | FP 1600 A - 2 in 8 out | SG RAMBAI NO 1 | OUTDOOR | N/A |  |  |  | Unknown |  | 1600.000 A |  |  |  | 0 | Pass | null
381474259 | TNB | DISTRIBUTION | KUALA SELANGOR | Existing |  |  | FEEDER PILLAR | FP 1600 A - 2 in 8 out |  | OUTDOOR | bksl/pce |  |  |  | Unknown |  | 1600.000 A |  |  | feeder pil | 0 | Pass | null
381474493 | TNB | DISTRIBUTION | KUALA SELANGOR | Existing |  |  | LVDB | FP 1600 A - 2 in 8 out |  | OUTDOOR | FP2029 |  |  |  | ALGEBRA |  | 1600.000 A |  |  |  | 0 | Pass | null
381474571 | TNB | DISTRIBUTION | KUALA SELANGOR | Existing |  |  | LVDB | FP 1600 A - 2 in 8 out |  | OUTDOOR | FP2033 |  |  |  | ALGEBRA |  | 1600.000 A |  |  |  | 0 | Pass | null
381474649 | TNB | DISTRIBUTION | KUALA SELANGOR | Existing |  |  | FEEDER PILLAR | FP 1600 A - 2 in 8 out |  | OUTDOOR | FP9606 3 |  |  |  | SUN SYSTEM ENG. |  | 1600.000 A |  |  |  | 0 | Pass | null
381479021 | TNB | DISTRIBUTION | KUALA SELANGOR | Existing |  |  | FEEDER PILLAR | FP 1600 A - 2 in 8 out |  | OUTDOOR | FP9606 3 |  |  |  | SUN SYSTEM ENG. |  | 1600.000 A |  |  |  | 0 | Pass | null
381479099 | TNB | DISTRIBUTION | KUALA SELANGOR | Existing |  |  | FEEDER PILLAR | FP 1600 A - 2 in 8 out |  | OUTDOOR | FP9606 3 |  |  |  | SUN SYSTEM ENG. |  | 1600.000 A |  |  |  | 0 | Pass | null
381479177 | TNB | DISTRIBUTION | KUALA SELANGOR | Existing |  |  | FEEDER PILLAR | FP 1600 A - 2 in 8 out |  | OUTDOOR | FP |  |  |  | SUN SYSTEM ENG. |  | 1600.000 A |  |  |  | 0 | Pass | null
381479255 | TNB | DISTRIBUTION | KUALA SELANGOR | Existing |  |  | LVDB | FP 1600 A - 2 in 8 out |  | OUTDOOR | FP9606 3 |  |  |  | SUN SYSTEM ENG. |  | 1600.000 A |  |  |  | 0 | Pass | null
381479333 | TNB | DISTRIBUTION | KUALA SELANGOR | Existing |  |  | LVDB | FP 1600 A - 2 in 8 out |  | OUTDOOR | FP9606 3 |  |  |  | SUN SYSTEM ENG. |  | 1600.000 A |  |  |  | 0 | Pass | null
381479411 | TNB | DISTRIBUTION | KUALA SELANGOR | Existing |  |  | FEEDER PILLAR | FP 1600 A - 2 in 8 out |  | OUTDOOR | FP2027 |  |  |  | ALGEBRA |  | 1600.000 A |  |  |  | 0 | Pass | null
381479489 | TNB | DISTRIBUTION | KUALA SELANGOR | Existing |  |  | FEEDER PILLAR | FP 1600 A - 2 in 8 out |  | OUTDOOR | FP |  |  |  | SUN SYSTEM ENG. |  | 1600.000 A |  |  |  | 0 | Pass | null
381479567 | TNB | DISTRIBUTION | KUALA SELANGOR | Existing |  |  | FEEDER PILLAR | FP 1600 A - 2 in 8 out |  | OUTDOOR | FP2028 |  |  |  | ALGEBRA |  | 1600.000 A |  |  |  | 0 | Pass | null
381479645 | TNB | DISTRIBUTION | KUALA SELANGOR | Existing |  |  | FEEDER PILLAR | FP 1600 A - 2 in 8 out |  | OUTDOOR | FP 2024 |  |  |  | ALGEBRA |  | 1600.000 A |  |  |  | 0 | Pass | null
381479723 | TNB | DISTRIBUTION | KUALA SELANGOR | Existing |  |  | LVDB | FP 1600 A - 2 in 8 out | TECHNOPARK NO 3 | OUTDOOR | FP9606 3 |  |  |  | SUN SYSTEM ENG. |  | 1600.000 A |  |  |  | 0 | Pass | null
381479801 | TNB | DISTRIBUTION | KUALA SELANGOR | Existing |  |  | LVDB | FP 1600 A - 2 in 8 out | TECHNOPARK NO 3 | OUTDOOR | FP9606 3 |  |  |  | SUN SYSTEM ENG. |  | 1600.000 A |  |  |  | 0 | Pass | null
381479879 | TNB | DISTRIBUTION | KUALA SELANGOR | Existing |  |  | FEEDER PILLAR | FP 1600 A - 2 in 8 out |  | OUTDOOR | FP2023 |  |  |  | ALGEBRA |  | 1600.000 A |  |  |  | 0 | Pass | null
381479957 | TNB | DISTRIBUTION | KUALA SELANGOR | Existing |  |  | FEEDER PILLAR | FP 1600 A - 2 in 8 out |  | OUTDOOR | FP20 |  |  |  | ALGEBRA |  | 1600.000 A |  |  |  | 0 | Pass | null
381480035 | TNB | DISTRIBUTION | KUALA SELANGOR | Existing |  |  | FEEDER PILLAR | FP 1600 A - 2 in 8 out |  | OUTDOOR | FP9606 3 |  |  |  | SUN SYSTEM ENG. |  | 1600.000 A |  |  |  | 0 | Pass | null
381480113 | TNB | DISTRIBUTION | KUALA SELANGOR | Existing |  |  | FEEDER PILLAR | FP 1600 A - 2 in 8 out |  | OUTDOOR | FP9606 3 |  |  |  | SUN SYSTEM ENG. |  | 1600.000 A |  |  |  | 0 | Pass | null
381482444 | TNB | DISTRIBUTION | KUALA SELANGOR | Existing |  |  | LVDB | LVDB 1600 A - 2 in 8 out | TMN SRI BISTARI | [11 empty] | 0 | Pass | null
381575865 | TNB | DISTRIBUTION | KUALA SELANGOR | Existing |  |  | FEEDER PILLAR | FP 1600 A - 2 in 8 out |  | OUTDOOR | N/A |  |  |  | ITEM |  | 1600.000 A |  |  |  | 0 | Pass | null
381576021 | TNB | DISTRIBUTION | KUALA SELANGOR | Existing |  |  | FEEDER PILLAR | FP 1600 A - 2 in 8 out |  | OUTDOOR | N/A |  |  |  | GEC |  | 1600.000 A |  |  |  | 0 | Pass | null
381576099 | TNB | DISTRIBUTION | KUALA SELANGOR | Existing |  |  | FEEDER PILLAR | FP 1600 A - 2 in 8 out |  | OUTDOOR | N/A |  |  |  | Unknown |  | 1600.000 A |  |  | FP BARU | 0 | Pass | null
381614108 | TNB | DISTRIBUTION | KUALA SELANGOR | Existing |  |  | FEEDER PILLAR | FP 1600 A - 2 in 8 out |  | OUTDOOR | tmn muar |  |  |  | Unknown |  | 1600.000 A |  |  |  | 0 | Pass | null
381614186 | TNB | DISTRIBUTION | KUALA SELANGOR | Existing |  |  | FEEDER PILLAR | FP 1600 A - 2 in 8 out |  | OUTDOOR | tmn muar |  |  |  | Unknown |  | 1600.000 A |  |  |  | 0 | Pass | null
381709973 | TNB | DISTRIBUTION | KUALA SELANGOR | Existing |  |  | FEEDER PILLAR | MINI FP 400 A - 2 in 6 out |  | OUTDOOR | FP/JERAM |  |  |  | SUN SYSTEM ENG. |  | 800.000 A |  |  |  | 0 | Pass | null
381710097 | TNB | DISTRIBUTION | KUALA SELANGOR | Existing |  |  | FEEDER PILLAR | MINI FP 400 A - 2 in 6 out |  | OUTDOOR | FP/JERAM |  |  |  | ITEM |  | 800.000 A |  |  |  | 0 | Pass | null
381710188 | TNB | DISTRIBUTION | KUALA SELANGOR | Existing |  |  | LVDB | LVDB 1600 A - 2 in 8 out | PE LDG BUKIT CERAKAH | [11 empty] | 0 | Pass | null
381840648 | TNB | DISTRIBUTION | KUALA SELANGOR | Existing |  |  | FEEDER PILLAR | FP 1600 A - 2 in 8 out |  | OUTDOOR | FP 9606- |  |  |  | SUN SYSTEM ENG. |  | 1600.000 A |  |  |  | 0 | Pass | null
381840726 | TNB | DISTRIBUTION | KUALA SELANGOR | Existing |  |  | FEEDER PILLAR | FP 1600 A - 2 in 8 out |  | OUTDOOR | F/F 1 |  |  |  | POWERJOG |  | 1600.000 A |  |  |  | 0 | Pass | null
381840804 | TNB | DISTRIBUTION | KUALA SELANGOR | Existing |  |  | FEEDER PILLAR | MINI FP 400 A - 2 in 6 out |  | OUTDOOR | F/F 2 |  |  |  | SUN SYSTEM ENG. |  | 800.000 A |  |  |  | 0 | Pass | null
381840944 | TNB | DISTRIBUTION | KUALA SELANGOR | Existing |  |  | FEEDER PILLAR | MINI FP 400 A - 2 in 6 out |  | OUTDOOR | FP 8 dan |  |  |  | INDKOM |  | 800.000 A |  |  | DR PE TOKO | 0 | Pass | null
381841006 | TNB | DISTRIBUTION | KUALA SELANGOR | Existing |  |  | FEEDER PILLAR | FP 1600 A - 2 in 8 out |  | OUTDOOR | FP 9606- |  |  |  | SUN SYSTEM ENG. |  | 1600.000 A |  |  | BERKUNCI | 0 | Pass | null
381841084 | TNB | DISTRIBUTION | KUALA SELANGOR | Existing |  |  | FEEDER PILLAR | FP 1600 A - 2 in 8 out |  | OUTDOOR | FP9606-0 |  |  |  | SUN SYSTEM ENG. |  | 1600.000 A |  |  | DR C/SUB S | 0 | Pass | null
381841162 | TNB | DISTRIBUTION | KUALA SELANGOR | Existing |  |  | FEEDER PILLAR | FP 1600 A - 2 in 8 out |  | OUTDOOR | FP9606-0 |  |  |  | SUN SYSTEM ENG. |  | 1600.000 A |  |  | DR C/SUB S | 0 | Pass | null
381841240 | TNB | DISTRIBUTION | KUALA SELANGOR | Existing |  |  | FEEDER PILLAR | MINI FP 400 A - 2 in 6 out |  | INDOOR | 001 |  |  |  | INDKOM |  | 400.000 A |  |  | FP NO 1 DA | 0 | Pass | null
381841302 | TNB | DISTRIBUTION | KUALA SELANGOR | Existing |  |  | FEEDER PILLAR | MINI FP 400 A - 2 in 6 out |  | INDOOR | 003 |  |  |  | INDKOM |  | 400.000 A |  |  | F\P NO 3 D | 0 | Pass | null
381841364 | TNB | DISTRIBUTION | KUALA SELANGOR | Existing |  |  | FEEDER PILLAR | MINI FP 400 A - 2 in 6 out |  | INDOOR | 002 |  |  |  | INDKOM |  | 400.000 A |  |  | F\P NO 2 D | 0 | Pass | null
381841426 | TNB | DISTRIBUTION | KUALA SELANGOR | Existing |  |  | FEEDER PILLAR | MINI FP 400 A - 2 in 6 out |  | INDOOR | 004 |  |  |  | INDKOM |  | 400.000 A |  |  | F/P NO 3A | 0 | Pass | null
381841488 | TNB | DISTRIBUTION | KUALA SELANGOR | Existing |  |  | FEEDER PILLAR | MINI FP 400 A - 2 in 6 out |  | INDOOR | 006 |  |  |  | INDKOM |  | 400.000 A |  |  | F\P NO 5 D | 0 | Pass | null
381841550 | TNB | DISTRIBUTION | KUALA SELANGOR | Existing |  |  | FEEDER PILLAR | MINI FP 400 A - 2 in 6 out |  | INDOOR | 005 |  |  |  | INDKOM |  | 400.000 A |  |  | F\P NO 4 D | 0 | Pass | null
381841617 | TNB | DISTRIBUTION | KUALA SELANGOR | Existing |  |  | FEEDER PILLAR | FP 800 A - 2 in 5 out |  | OUTDOOR |  |  |  |  | SUN SYSTEM ENG. | [5 empty] | 0 | Pass | null
381891634 | TNB | DISTRIBUTION | KUALA SELANGOR | Existing |  |  | FEEDER PILLAR | FP 1600 A - 2 in 8 out |  | OUTDOOR | 001 |  |  |  | TOPRANK |  | 1600.000 A |  |  | TEPI PE | 0 | Pass | null
381959609 | TNB | DISTRIBUTION | KUALA SELANGOR | Existing |  |  | FEEDER PILLAR | FP 1600 A - 2 in 8 out (PE) | PE BGN TENGKORAK TG KARANG | OUTDOOR | [10 empty] | 0 | Pass | null
381971693 | TNB | DISTRIBUTION | KUALA SELANGOR | Existing |  |  | FEEDER PILLAR | MINI FP 400 A - 2 in 6 out |  | OUTDOOR | 001 |  |  |  | SUN SYSTEM ENG. |  | 800.000 A |  |  |  | 0 | Pass | null
381971817 | TNB | DISTRIBUTION | KUALA SELANGOR | Existing |  |  | FEEDER PILLAR | MINI FP 400 A - 2 in 6 out |  | OUTDOOR | 001 |  |  |  | Unknown |  | 800.000 A |  |  |  | 0 | Pass | null
381971957 | TNB | DISTRIBUTION | KUALA SELANGOR | Existing |  |  | MINI FEEDER PILLAR | MINI FP 400 A - 2 in 6 out |  | OUTDOOR | 001 |  |  |  | SUN SYSTEM ENG. |  | 400.000 A |  |  |  | 0 | Pass | null
381972019 | TNB | DISTRIBUTION | KUALA SELANGOR | Existing |  |  | FEEDER PILLAR | FP 1600 A - 2 in 8 out |  | OUTDOOR | SFPO-162 |  |  |  | SUN SYSTEM ENG. |  | 1600.000 A |  |  | SERIAL NO | 0 | Pass | null
381972097 | TNB | DISTRIBUTION | KUALA SELANGOR | Existing |  |  | FEEDER PILLAR | FP 1600 A - 2 in 8 out |  | OUTDOOR | LVDB TX1 |  |  |  | TOPRANK |  | 1600.000 A |  |  |  | 0 | Pass | null
381972253 | TNB | DISTRIBUTION | KUALA SELANGOR | Existing |  |  | FEEDER PILLAR | FP 1600 A - 2 in 8 out |  | OUTDOOR | FP/PSGNA |  |  |  | SUN SYSTEM ENG. |  | 1600.000 A |  |  |  | 0 | Pass | null
381972331 | TNB | DISTRIBUTION | KUALA SELANGOR | Existing |  |  | FEEDER PILLAR | MINI FP 400 A - 2 in 6 out |  | OUTDOOR | FP |  |  |  | GEC |  | 800.000 A |  |  |  | 0 | Pass | null
381972393 | TNB | DISTRIBUTION | KUALA SELANGOR | Existing |  |  | FEEDER PILLAR | FP 1600 A - 2 in 8 out |  | OUTDOOR | FP/PSGNA |  |  |  | TOPRANK |  | 1600.000 A |  |  |  | 0 | Pass | null
381972471 | TNB | DISTRIBUTION | KUALA SELANGOR | Existing |  |  | FEEDER PILLAR | FP 1600 A - 2 in 8 out |  | OUTDOOR | 002 |  |  |  | SUN SYSTEM ENG. |  | 1600.000 A |  |  |  | 0 | Pass | null
382117233 | TNB | DISTRIBUTION | KUALA SELANGOR | Existing |  |  | FEEDER PILLAR | FP 1600 A - 2 in 8 out |  | OUTDOOR | N/A |  |  |  | N/A |  | 1600.000 A |  |  |  | 0 | Pass | null
382117311 | TNB | DISTRIBUTION | KUALA SELANGOR | Existing |  |  | FEEDER PILLAR | FP 1600 A - 2 in 8 out |  | OUTDOOR | N/A |  |  |  | N/A |  | 1600.000 A |  |  | 24-2 / 24- | 0 | Pass | null
382117389 | TNB | DISTRIBUTION | KUALA SELANGOR | Existing |  |  | FEEDER PILLAR | FP 1600 A - 2 in 8 out |  | OUTDOOR | N/A |  |  |  | N/A |  | 1600.000 A |  |  | 24-2 / 24- | 0 | Pass | null
382117467 | TNB | DISTRIBUTION | KUALA SELANGOR | Existing |  |  | FEEDER PILLAR | MINI FP 400 A - 2 in 6 out |  | OUTDOOR | FP 9703 |  |  |  | SUN SYSTEM ENG. |  | 800.000 A |  |  |  | 0 | Pass | null
382117998 | TNB | DISTRIBUTION | KUALA SELANGOR | Existing |  |  | LVDB | LVDB 1600 A - 2 in 8 out | PE BAGAN TANJUNG KARANG | [11 empty] | 0 | Pass | null
382118226 | TNB | DISTRIBUTION | KUALA SELANGOR | Existing |  |  | LVDB | LVDB 1600 A - 2 in 8 out | KONG LEE ENG FARM | [11 empty] | 0 | Pass | null
382196116 | TNB | DISTRIBUTION | KUALA SELANGOR | Existing |  |  | FEEDER PILLAR in PE | FP 1600 A - 2 in 8 out (PE) | TENGKORAK INDUSTRIES | [11 empty] | 0 | Pass | null
382196193 | TNB | DISTRIBUTION | KUALA SELANGOR | Existing |  |  | FEEDER PILLAR in PE | FP 1600 A - 2 in 8 out (PE) | [12 empty] | 0 | Pass | null
382208989 | TNB | DISTRIBUTION | KUALA SELANGOR | Existing |  |  | LVDB | LVDB 1600 A - 2 in 8 out | MAKMAL PENYELIDIKAN PELURU | INDOOR | LV466/2005 |  |  |  | TOPRANK |  | 1600.000 A | 19700101 |  |  | 0 | Pass | null
382209385 | TNB | DISTRIBUTION | KUALA SELANGOR | Existing |  |  | LVDB | LVDB 1600 A - 2 in 8 out | BOOSTER TG KARANG | INDOOR | [6 empty] | 1600.000 A | 19700101 |  |  | 0 | Pass | null
382250359 | TNB | DISTRIBUTION | KUALA SELANGOR | Existing |  |  | FEEDER PILLAR in PE | FP 1600 A - 2 in 8 out (PE) | PEKAN SG BULOH | [11 empty] | 0 | Pass | null
382273403 | TNB | DISTRIBUTION | KUALA SELANGOR | Existing |  |  | LVDB | LVDB 1600 A - 2 in 8 out | SG SIREH BAN 2 | INDOOR | [6 empty] | 1600.000 A | 19700101 |  |  | 0 | Pass | null
382286358 | TNB | DISTRIBUTION | KUALA SELANGOR | Existing |  |  | FEEDER PILLAR in PE | FP 1600 A - 2 in 8 out (PE) | PETRONAS GAS | [11 empty] | 0 | Pass | null
382359489 | TNB | DISTRIBUTION | KUALA SELANGOR | Existing |  |  | LVDB | LVDB 1600 A - 2 in 8 out | TENAGA KIMIA 33/0.415kV | INDOOR | [6 empty] | 1600.000 A | 19700101 |  |  | 0 | Pass | null
382359624 | TNB | DISTRIBUTION | KUALA SELANGOR | Existing |  |  | LVDB | LVDB 1600 A - 2 in 8 out | MALAYSIA EXPLOSIVE 33/0.415kV | INDOOR | S/86/8556 |  |  |  | MTM |  | 1600.000 A | 19700101 |  |  | 0 | Pass | null
382389332 | TNB | DISTRIBUTION | KUALA SELANGOR | Existing |  |  | LVDB | LVDB 1600 A - 2 in 8 out |  | INDOOR | [6 empty] | 1600.000 A | 19700101 |  |  | 0 | Pass | null
382389459 | TNB | DISTRIBUTION | KUALA SELANGOR | Existing |  |  | LVDB | LVDB 1600 A - 2 in 8 out |  | INDOOR | [6 empty] | 1600.000 A | 19700101 |  |  | 0 | Pass | null
382389617 | TNB | DISTRIBUTION | KUALA SELANGOR | Existing |  |  | LVDB | LVDB 1600 A - 2 in 8 out |  | INDOOR | [6 empty] | 1600.000 A | 19700101 |  |  | 0 | Pass | null
382389738 | TNB | DISTRIBUTION | KUALA SELANGOR | Existing |  |  | LVDB | LVDB 1600 A - 2 in 8 out |  | INDOOR | [6 empty] | 1600.000 A | 19700101 |  |  | 0 | Pass | null
382389865 | TNB | DISTRIBUTION | KUALA SELANGOR | Existing |  |  | LVDB | LVDB 1600 A - 2 in 8 out |  | INDOOR | [6 empty] | 1600.000 A | 19700101 |  |  | 0 | Pass | null
382389995 | TNB | DISTRIBUTION | KUALA SELANGOR | Existing |  |  | LVDB | LVDB 1600 A - 2 in 8 out |  | INDOOR | [6 empty] | 1600.000 A | 19700101 |  |  | 0 | Pass | null
382390116 | TNB | DISTRIBUTION | KUALA SELANGOR | Existing |  |  | LVDB | LVDB 1600 A - 2 in 8 out |  | INDOOR | [6 empty] | 1600.000 A | 19700101 |  |  | 0 | Pass | null
382390263 | TNB | DISTRIBUTION | KUALA SELANGOR | Existing |  |  | LVDB | LVDB 1600 A - 2 in 8 out | APARTMENT WARNASARI 2 | INDOOR | [6 empty] | 1600.000 A | 19700101 |  |  | 2 | Pass | null
382390340 | TNB | DISTRIBUTION | KUALA SELANGOR | Existing |  |  | LVDB | LVDB 1600 A - 2 in 8 out | APARTMENT WARNASARI 2 | INDOOR | [6 empty] | 1600.000 A | 19700101 |  |  | 2 | Pass | null
382390458 | TNB | DISTRIBUTION | KUALA SELANGOR | Existing |  |  | LVDB | LVDB 1600 A - 2 in 8 out |  | INDOOR | [6 empty] | 1600.000 A | 19700101 |  |  | 0 | Pass | null
382390586 | TNB | DISTRIBUTION | KUALA SELANGOR | Existing |  |  | LVDB | LVDB 1600 A - 2 in 8 out | TAMAN GELAMA | INDOOR | [6 empty] | 1600.000 A | 19700101 |  |  | 0 | Pass | null
382390711 | TNB | DISTRIBUTION | KUALA SELANGOR | Existing |  |  | LVDB | LVDB 1600 A - 2 in 8 out |  | INDOOR | [6 empty] | 1600.000 A | 19700101 |  |  | 1 | Pass | null
382390831 | TNB | DISTRIBUTION | KUALA SELANGOR | Existing | BKSL/PCE/J00620/NDFP | 300313754 | LVDB | LVDB 1600 A - 2 in 8 out | BEACON | INDOOR | [6 empty] | 1600.000 A | 19700101 |  |  | 0 | Pass | null
382390984 | TNB | DISTRIBUTION | KUALA SELANGOR | Existing |  |  | LVDB | LVDB 1600 A - 2 in 8 out |  | INDOOR | [6 empty] | 1600.000 A | 19700101 |  |  | 0 | Pass | null
382391117 | TNB | DISTRIBUTION | KUALA SELANGOR | Existing |  |  | LVDB | LVDB 1600 A - 2 in 8 out |  | INDOOR | [6 empty] | 1600.000 A | 19700101 |  |  | 0 | Pass | null
382391242 | TNB | DISTRIBUTION | KUALA SELANGOR | Existing |  |  | LVDB | LVDB 1600 A - 2 in 8 out |  | INDOOR | [6 empty] | 1600.000 A | 19700101 |  |  | 0 | Pass | null
382391360 | TNB | DISTRIBUTION | KUALA SELANGOR | Existing |  |  | LVDB | LVDB 1600 A - 2 in 8 out |  | INDOOR | [6 empty] | 1600.000 A | 19700101 |  |  | 0 | Pass | null
382391498 | TNB | DISTRIBUTION | KUALA SELANGOR | Existing |  |  | LVDB | LVDB 1600 A - 2 in 8 out |  | INDOOR | [6 empty] | 1600.000 A | 19700101 |  |  | 0 | Pass | null
382391623 | TNB | DISTRIBUTION | KUALA SELANGOR | Existing |  |  | LVDB | LVDB 1600 A - 2 in 8 out | SMK SERI TIRAM BUROK | INDOOR | [6 empty] | 1600.000 A | 19700101 |  |  | 3 | Pass | null
382391748 | TNB | DISTRIBUTION | KUALA SELANGOR | Existing |  |  | LVDB | LVDB 1600 A - 2 in 8 out | JLN ANGGERIK TIRAM BUROK | INDOOR | [6 empty] | 1600.000 A | 19700101 |  |  | 0 | Pass | null
382391867 | TNB | DISTRIBUTION | KUALA SELANGOR | Existing |  |  | LVDB | LVDB 1600 A - 2 in 8 out |  | INDOOR | [6 empty] | 1600.000 A | 19700101 |  |  | 0 | Pass | null
382392023 | TNB | DISTRIBUTION | KUALA SELANGOR | Existing |  |  | LVDB | LVDB 1600 A - 2 in 8 out | MAHSURI JLN PERDANA NO.1 | INDOOR | [6 empty] | 1600.000 A | 19700101 |  |  | 0 | Pass | null
382392149 | TNB | DISTRIBUTION | KUALA SELANGOR | Existing |  |  | LVDB | LVDB 1600 A - 2 in 8 out | APARTMENT SEKINCHAN | INDOOR | [6 empty] | 1600.000 A | 19700101 |  |  | 0 | Pass | null
382392379 | TNB | DISTRIBUTION | KUALA SELANGOR | Existing |  |  | LVDB | LVDB 1600 A - 2 in 8 out | APARTMENT ALAM PERDANA 4 | INDOOR | [6 empty] | 1600.000 A | 19700101 |  |  | 0 | Pass | null
382392456 | TNB | DISTRIBUTION | KUALA SELANGOR | Existing |  |  | LVDB | LVDB 1600 A - 2 in 8 out | APARTMENT ALAM PERDANA 4 | INDOOR | [6 empty] | 1600.000 A | 19700101 |  |  | 0 | Pass | null
382392604 | TNB | DISTRIBUTION | KUALA SELANGOR | Existing |  |  | LVDB | LVDB 1600 A - 2 in 8 out |  | INDOOR | [6 empty] | 1600.000 A | 19700101 |  |  | 0 | Pass | null
382392681 | TNB | DISTRIBUTION | KUALA SELANGOR | Existing |  |  | LVDB | LVDB 1600 A - 2 in 8 out |  | INDOOR | [6 empty] | 1600.000 A | 19700101 |  |  | 0 | Pass | null
382392844 | TNB | DISTRIBUTION | KUALA SELANGOR | Existing |  |  | LVDB | LVDB 1600 A - 2 in 8 out |  | INDOOR | [6 empty] | 1600.000 A | 19700101 |  |  | 0 | Pass | null
382392921 | TNB | DISTRIBUTION | KUALA SELANGOR | Existing |  |  | LVDB | LVDB 1600 A - 2 in 8 out |  | INDOOR | [6 empty] | 1600.000 A | 19700101 |  |  | 0 | Pass | null
382393050 | TNB | DISTRIBUTION | KUALA SELANGOR | Existing |  |  | LVDB | LVDB 1600 A - 2 in 8 out |  | INDOOR | [6 empty] | 1600.000 A | 19700101 |  |  | 0 | Pass | null
382393171 | TNB | DISTRIBUTION | KUALA SELANGOR | Existing |  |  | LVDB | LVDB 1600 A - 2 in 8 out | STP PERDANA ALAM JAYA | INDOOR | [6 empty] | 1600.000 A | 19700101 |  |  | 0 | Pass | null
382393334 | TNB | DISTRIBUTION | KUALA SELANGOR | Existing | BKSL/PCE/J00658/NDTX1 | 300345439 | LVDB | LVDB 1600 A - 2 in 8 out | PERDANA ALAM JAYA NO.1 | INDOOR | [6 empty] | 1600.000 A | 19700101 |  |  | 0 | Pass | null
382393411 | TNB | DISTRIBUTION | KUALA SELANGOR | Existing | BKSL/PCE/J00658/NDTX2 | 300345440 | LVDB | LVDB 1600 A - 2 in 8 out | PERDANA ALAM JAYA NO.1 | INDOOR | [6 empty] | 1600.000 A | 19700101 |  |  | 0 | Pass | null
382561184 | TNB | DISTRIBUTION | KUALA SELANGOR | Existing | BKSL/PCE/J00194/NDTX1 | 300022764 | LVDB | LVDB 1600 A - 2 in 8 out | BGN SG KAJANG | [11 empty] | 0 | Pass | null
382711382 | TNB | DISTRIBUTION | KUALA SELANGOR | Existing |  |  | LVDB | LVDB 1600 A - 2 in 8 out | LYWOOD SG SEMBILANG | INDOOR | [6 empty] | 1600.000 A | 19700101 |  |  | 0 | Pass | null
382711507 | TNB | DISTRIBUTION | KUALA SELANGOR | Existing |  |  | LVDB | LVDB 1600 A - 2 in 8 out | ZON IKS SG GULANG-GULANG | INDOOR | [6 empty] | 1600.000 A | 19700101 |  |  | 0 | Pass | null
382711634 | TNB | DISTRIBUTION | KUALA SELANGOR | Existing | BKSL/PCE/J00552/NDFP | 300343341 | LVDB | LVDB 1600 A - 2 in 8 out | LDG MINYAK | INDOOR | [6 empty] | 1600.000 A | 19700101 |  |  | 0 | Pass | null
383385897 | TNB | DISTRIBUTION | KUALA SELANGOR | Existing |  |  | LVDB | LVDB 1600 A - 2 in 8 out | D-KSL-C17-1603 | INDOOR | [6 empty] | 1600.000 A | 19700101 |  |  | 0 | Pass | null
383432733 | TNB | DISTRIBUTION | KUALA SELANGOR | Existing | BRWG/PPU/G00011/NDLTX | 300050027 | FEEDER PILLAR | FP 800 A - 2 in 5 out | LOCAL TX PPU SDBY | [11 empty] | 0 | Pass | null
383814947 | TNB | DISTRIBUTION | KUALA SELANGOR | Existing |  |  | LVDB | LVDB 1600 A - 2 in 8 out |  | INDOOR | [6 empty] | 1600.000 A | 19700101 |  |  | 1 | Pass | null
383815024 | TNB | DISTRIBUTION | KUALA SELANGOR | Existing |  |  | LVDB | LVDB 1600 A - 2 in 8 out |  | INDOOR | [6 empty] | 1600.000 A | 19700101 |  |  | 2 | Pass | null
383815154 | TNB | DISTRIBUTION | KUALA SELANGOR | Existing |  |  | LVDB | LVDB 1600 A - 2 in 8 out |  | INDOOR | [6 empty] | 1600.000 A | 19700101 |  |  | 2 | Pass | null
383815271 | TNB | DISTRIBUTION | KUALA SELANGOR | Existing |  |  | LVDB | LVDB 1600 A - 2 in 8 out |  | INDOOR | [6 empty] | 1600.000 A | 19700101 |  |  | 1 | Pass | null
383819221 | TNB | DISTRIBUTION | KUALA SELANGOR | Existing |  |  | LVDB | LVDB 1600 A - 2 in 8 out |  | INDOOR | [6 empty] | 1600.000 A | 19700101 |  |  | 2 | Pass | null
383819335 | TNB | DISTRIBUTION | KUALA SELANGOR | Existing |  |  | LVDB | LVDB 1600 A - 2 in 8 out |  | INDOOR | [6 empty] | 1600.000 A | 19700101 |  |  | 2 | Pass | null
383819449 | TNB | DISTRIBUTION | KUALA SELANGOR | Existing |  |  | LVDB | LVDB 1600 A - 2 in 8 out |  | INDOOR | [6 empty] | 1600.000 A | 19700101 |  |  | 2 | Pass | null
384274833 | TNB | DISTRIBUTION | KUALA SELANGOR | Existing |  |  | FEEDER PILLAR | FP 1600 A - 2 in 8 out | [12 empty] | 5 | Pass | null
384888563 | TNB | DISTRIBUTION | KUALA SELANGOR | Existing |  |  | LVDB | LVDB 1600 A - 2 in 10 out (CS) |  | INDOOR | [6 empty] | 1600.000 A | 19700101 |  |  | 1 | Pass | null
384888719 | TNB | DISTRIBUTION | KUALA SELANGOR | Existing |  |  | LVDB | LVDB 1600 A - 2 in 8 out |  | INDOOR | [6 empty] | 1600.000 A | 19700101 |  |  | 3 | Pass | null
384892896 | TNB | DISTRIBUTION | KUALA SELANGOR | Existing | BKSL/PCE/J00448/NDTX1 | 310526287 | LVDB | LVDB 1600 A - 2 in 8 out | D-KSL-C17-1525 | INDOOR | DFP1600HL85 |  |  |  | Unknown |  | 1600.000 A | 19700101 |  |  | 0 | Pass | null
384893032 | TNB | DISTRIBUTION | KUALA SELANGOR | Existing |  |  | LVDB | LVDB 1600 A - 2 in 8 out | D-KSL-C17-1545 (tmn makmur) | INDOOR |  |  |  |  | Unknown |  | 1600.000 A | 19700101 |  |  | 0 | Pass | null
384893408 | TNB | DISTRIBUTION | KUALA SELANGOR | Existing | BKSL/PCE/J00442/NDTX1 | 310526279 | LVDB | LVDB 1600 A - 2 in 8 out | D-KSL-C17-1380 | INDOOR | DFP1600HL80 |  |  |  | Unknown |  | 1600.000 A | 19700101 |  |  | 1 | Pass | null
384893539 | TNB | DISTRIBUTION | KUALA SELANGOR | Existing |  |  | LVDB | LVDB 1600 A - 2 in 8 out | D-KSL-C17-1607 | INDOOR |  |  |  |  | Unknown |  | 1600.000 A | 19700101 |  |  | 0 | Pass | null
384965725 | TNB | DISTRIBUTION | KUALA SELANGOR | Existing | BKSL/PCE/J00883/NDTX1 | 310624633 | LVDB | LVDB 1600 A - 2 in 8 out | PE LOT 11311, JALAN TIAJ 2/5 TAMAN INDUSTRI ALAM JAYA | INDOOR | [6 empty] | 1600.000 A | 19700101 |  |  | 3 | Pass | null
385030110 | TNB | DISTRIBUTION | KUALA SELANGOR | Existing |  |  | LVDB | LVDB 1600 A - 2 in 8 out | SITE B SEKINCHAN | INDOOR | NA |  |  |  | Unknown | [5 empty] | 0 | Pass | null
385030232 | TNB | DISTRIBUTION | KUALA SELANGOR | Existing |  |  | LVDB | LVDB 1600 A - 2 in 8 out | D-KSL-C17-1621 | INDOOR |  |  |  |  | Unknown |  | 1600.000 A | 19700101 |  |  | 2 | Pass | null
385502579 | TNB | DISTRIBUTION | KUALA SELANGOR | Existing |  |  | LVDB | LVDB 1600 A - 2 in 8 out |  | INDOOR | [6 empty] | 1600.000 A | 19700101 |  |  | 1 | Pass | null
385502656 | TNB | DISTRIBUTION | KUALA SELANGOR | Existing |  |  | LVDB | LVDB 1600 A - 2 in 8 out |  | INDOOR | [6 empty] | 1600.000 A | 19700101 |  |  | 1 | Pass | null
385502810 | TNB | DISTRIBUTION | KUALA SELANGOR | Existing | BKSL/PCE/J00881/NDTX1 | 310640436 | LVDB | LVDB 1600 A - 2 in 8 out | D-KSL-C17-1497 | INDOOR |  |  |  | TOSHIBA |  |  |  | 19700101 |  |  | 0 | Pass | null
385502887 | TNB | DISTRIBUTION | KUALA SELANGOR | Existing |  |  | LVDB | LVDB 1600 A - 2 in 8 out | PE JLN HILLPARK 11/4A | INDOOR | [6 empty] | 1600.000 A | 19700101 |  |  | 2 | Pass | null
385503251 | TNB | DISTRIBUTION | KUALA SELANGOR | Existing |  |  | LVDB | LVDB 1600 A - 2 in 8 out | D-KSL-C17-1588 | INDOOR | [6 empty] | 1600.000 A | 19700101 |  |  | 0 | Pass | null
385503328 | TNB | DISTRIBUTION | KUALA SELANGOR | Existing |  |  | LVDB | LVDB 1600 A - 2 in 8 out | D-KSL-C17-1588 | INDOOR | [6 empty] | 1600.000 A | 19700101 |  |  | 0 | Pass | null
386034987 | TNB | DISTRIBUTION | KUALA SELANGOR | Existing | BKSL/PCE/J00454/NDTX1 | 310624670 | LVDB | LVDB 1600 A - 2 in 8 out | D-KSL-C17-1497 | INDOOR |  |  |  | TOSHIBA |  |  |  | 19700101 |  |  | 2 | Pass | null
386035064 | TNB | DISTRIBUTION | KUALA SELANGOR | Existing |  |  | LVDB | LVDB 1600 A - 2 in 8 out | D-KSL-C17-1497 | INDOOR | [6 empty] | 1600.000 A | 19700101 |  |  | 0 | Pass | null
387817001 | TNB | DISTRIBUTION | KUALA SELANGOR | Existing |  |  | LVDB | LVDB 1600 A - 2 in 8 out | D-KSL-C18-1506 | INDOOR | [6 empty] | 1600.000 A | 19700101 |  |  | 0 | Pass | null
387817078 | TNB | DISTRIBUTION | KUALA SELANGOR | Existing |  |  | LVDB | LVDB 1600 A - 2 in 8 out | D-KSL-C18-1506 | INDOOR | [6 empty] | 1600.000 A | 19700101 |  |  | 0 | Pass | null
387817210 | TNB | DISTRIBUTION | KUALA SELANGOR | Existing | BKSL/PCE/J00898/NDTX1 | 310579459 | LVDB | LVDB 1600 A - 2 in 8 out | D-KSL-C18-1555 | INDOOR |  | INST | YTBC | ITEM |  | IIESB-D8498 |  | 19700101 | FEEDER PILLAR,LV,DIN,1600A |  | 1 | Pass | null
387817391 | TNB | DISTRIBUTION | KUALA SELANGOR | Existing |  |  | LVDB | LVDB 1600 A - 2 in 8 out | D-KSL-C18-1506 | INDOOR | [6 empty] | 1600.000 A | 19700101 |  |  | 0 | Pass | null
387817468 | TNB | DISTRIBUTION | KUALA SELANGOR | Existing |  |  | LVDB | LVDB 1600 A - 2 in 8 out | D-KSL-C18-1506 | INDOOR | [6 empty] | 1600.000 A | 19700101 |  |  | 0 | Pass | null
388117541 | TNB | DISTRIBUTION | KUALA SELANGOR | Existing |  |  | LVDB | LVDB 1600 A - 2 in 8 out |  | INDOOR | [6 empty] | 1600.000 A | 19700101 |  |  | 2 | Pass | null
388117618 | TNB | DISTRIBUTION | KUALA SELANGOR | Existing |  |  | LVDB | LVDB 1600 A - 2 in 8 out |  | INDOOR | [6 empty] | 1600.000 A | 19700101 |  |  | 2 | Pass | null
389036457 | TNB | DISTRIBUTION | KUALA SELANGOR | Existing | BKSL/PCE/J00244/NDTX1 | 300022931 | LVDB | LVDB 1600 A - 2 in 8 out | TMN BKT BELIMBING INDAH | INDOOR |  |  |  | SSE |  | FP9709-0566 | 1600.000 A | 14/02/1976 | LVDB 1 |  | 2 | Pass | null
390513573 | TNB | DISTRIBUTION | KUALA SELANGOR | Existing |  |  | LVDB | LVDB 1600 A - 2 in 8 out | D-KSL-C18-1627 | INDOOR | [6 empty] | 1600.000 A | 19700101 |  |  | 1 | Pass | null
390513700 | TNB | DISTRIBUTION | KUALA SELANGOR | Existing |  |  | LVDB | LVDB 1600 A - 2 in 10 out (CS) | D-KSL-C18-1653 | INDOOR | [6 empty] | 1600.000 A | 19700101 |  |  | 0 | Pass | null
390513842 | TNB | DISTRIBUTION | KUALA SELANGOR | Existing | BKSL/PCE/J00891/NDTX1 | 310711956 | LVDB | LVDB 1600 A - 2 in 8 out | D-KSL-C19-1643 | INDOOR |  |  |  | ITEM |  | IIESB-9073 |  | 19700101 | FEEDER PILLAR,LV,DIN,1600A |  | 2 | Pass | null
392072782 | TNB | DISTRIBUTION | KUALA SELANGOR | Existing |  |  | FEEDER PILLAR | FP 800 A - 2 in 5 out |  | OUTDOOR | 9801-1154 | [9 empty] | 0 | Pass | null
392716864 | TNB | DISTRIBUTION | KUALA SELANGOR | Existing |  |  | FEEDER PILLAR | FP 800 A - 2 in 5 out |  | OUTDOOR | FPE (TNB885/2011P) | [9 empty] | 0 | Pass | null
392717601 | TNB | DISTRIBUTION | KUALA SELANGOR | Existing |  |  | FEEDER PILLAR | FP 800 A - 2 in 5 out |  | OUTDOOR | FPP | [9 empty] | 0 | Pass | null
392717733 | TNB | DISTRIBUTION | KUALA SELANGOR | Existing |  |  | FEEDER PILLAR | FP 800 A - 2 in 5 out |  | OUTDOOR | FPB | [9 empty] | 0 | Pass | null
392717787 | TNB | DISTRIBUTION | KUALA SELANGOR | Existing |  |  | FEEDER PILLAR | FP 800 A - 2 in 5 out |  | OUTDOOR | FPC | [9 empty] | 0 | Pass | null
392717841 | TNB | DISTRIBUTION | KUALA SELANGOR | Existing |  |  | FEEDER PILLAR | FP 1600 A - 2 in 8 out |  | OUTDOOR | FPD | [9 empty] | 0 | Pass | null
392717925 | TNB | DISTRIBUTION | KUALA SELANGOR | Existing |  |  | FEEDER PILLAR | FP 1600 A - 2 in 8 out |  | OUTDOOR | FPA (D0889) | [8 empty] | Incoming tidak diketahui | 0 | Pass | null
393786178 | TNB | DISTRIBUTION | KUALA SELANGOR | Existing |  |  | LVDB | LVDB 1600 A - 2 in 8 out | D-KSL-C18-1668 | INDOOR | [6 empty] | 1600.000 A | 19700101 |  |  | 0 | Pass | null
393786255 | TNB | DISTRIBUTION | KUALA SELANGOR | Existing |  |  | LVDB | LVDB 1600 A - 2 in 8 out | D-KSL-C18-1668 | INDOOR | [6 empty] | 1600.000 A | 19700101 |  |  | 0 | Pass | null
393786380 | TNB | DISTRIBUTION | KUALA SELANGOR | Existing |  |  | LVDB | LVDB 800 A - 2 in 6 out (CS) | D-KSL-C18-1658 | INDOOR | [6 empty] | 1600.000 A | 19700101 |  |  | 2 | Pass | null
393786486 | TNB | DISTRIBUTION | KUALA SELANGOR | Existing |  |  | LVDB | LVDB 800 A - 2 in 6 out (CS) | D-KSL-C18-1646 | INDOOR | [6 empty] | 1600.000 A | 19700101 |  |  | 1 | Pass | null