## Distribution PE
Id | Owner Type | Owner Name | Operational Area | Status | ERMS Functional Location | Label | Switchgear Configuration | Design | ERMS System Status | ERMS User Status | Name | Substation Type | Voltage In/Out | Voltage In/Out [Old] | Date Commissioned | Remarks | Feeder Points
301405728 | TNB | DISTRIBUTION | KUALA SELANGOR | Existing | BKSL/PCE/J00184 | PKPS TG KARANG | RMU 2S + 1F | RMU 2S + 1F |  |  | PKPS TG KARANG | INDOOR SINGLE CHAMBER |  | 11/0.415 kV | 1999-10-10 | S 0464 | 0
301405877 | TNB | DISTRIBUTION | KUALA SELANGOR | Existing | BKSL/PCE/J00185 | PASARAYA BILLION | RMU 3S+1F | RMU 3S+1F |  |  | PASARAYA BILLION | INDOOR DOUBLE CHAMBER |  | 11/0.415 kV | 27/11/1993 | S0112 | 0
301408377 | TNB | DISTRIBUTION | KUALA SELANGOR | Existing | BKSL/PCE/J00220 | PT SERONG | RMU 3S+1F | RMU 3S+1F |  |  | PT SERONG | SEMI INDOOR |  | 11/0.415 kV | 22/03/1996 |  | 0
301409318 | TNB | DISTRIBUTION | KUALA SELANGOR | Existing | BKSL/PCE/J00314 | PADAT KEM CINA TIRAM BUROK | RMU 2S + 1F | RMU 2S + 1F |  |  | PADAT KEM CINA TIRAM BUROK | COMPACT SUBS |  | 11/0.415 kV | 17/07/2004 |  | 0
301409434 | TNB | DISTRIBUTION | KUALA SELANGOR | Existing | BKSL/PCE/J00237 | YUSRI | RMU 2S + 1F | RMU 2S + 1F |  |  | YUSRI | OUTDOOR (OD WITH SWTCHGEAR) |  | 11/0.415 kV | 1994-11-10 |  | 0
301410322 | TNB | DISTRIBUTION | KUALA SELANGOR | Existing | BKSL/PCE/J00306 | SM AGAMA JERAM | CB 4S + 1F | CB + 1 TX |  |  | SM AGAMA JERAM | SEMI INDOOR |  | 11/0.415 kV | 1994-10-12 |  | 0
301410580 | TNB | DISTRIBUTION | KUALA SELANGOR | Existing | BKSL/PCE/J00138 | PANGSAPURI PANTAI INDAH | RMU 2S+1F | RMU 2S + 1F |  |  | PANGSAPURI PANTAI INDAH | ATTACHED SINGLE |  | 11/0.415 kV | 27/11/1984 |  | 0
301410697 | TNB | DISTRIBUTION | KUALA SELANGOR | Existing | BKSL/PCE/J00304 | TMN KENARI | RMU 2S + 1F | RMU 2S + 1F |  |  | TMN KENARI | INDOOR SINGLE CHAMBER |  | 11/0.415 kV | 27/11/2004 |  | 0
301410813 | TNB | DISTRIBUTION | KUALA SELANGOR | Existing | BKSL/PCE/J00595 | TMN SETIA BUDI | RMU 2S + 1F | RMU 2S + 1F |  |  | TMN SETIA BUDI | INDOOR SINGLE CHAMBER |  | 11/0.415 kV | 18/08/2010 |  | 0
301410929 | TNB | DISTRIBUTION | KUALA SELANGOR | Existing | BKSL/PCE/J00044 | KIEN HUAT FURNITURE | RMU 2S + 1F | RMU 2S + 1F |  |  | KIEN HUAT FURNITURE | INDOOR SINGLE CHAMBER |  | 11/0.415 kV | 19/02/1990 |  | 0
301411045 | TNB | DISTRIBUTION | KUALA SELANGOR | Existing | BKSL/PCE/J00076 | PETRONAS SG SEMBILANG | RMU 2S + 1F | RMU 2S + 1F |  |  | PETRONAS SG SEMBILANG | OUTDOOR (OD WITH SWTCHGEAR) |  | 11/0.415 kV | 14/02/1976 | S0073 | 0
301411161 | TNB | DISTRIBUTION | KUALA SELANGOR | Existing | BKSL/PCE/J00075 | KOSSAN 2 | CB 4S | CB |  |  | KOSSAN 2 | INDOOR SINGLE CHAMBER |  | 11/0.415 kV | 1976-10-12 |  | 0
301411486 | TNB | DISTRIBUTION | KUALA SELANGOR | Existing | BKSL/PCE/J00077 | TMN SG SEMBILANG | RMU 2S + 1F | RMU 2S + 1F |  |  | TMN SG SEMBILANG | INDOOR SINGLE CHAMBER |  | 11/0.415 kV | 18/03/1983 |  | 0
301420643 | TNB | DISTRIBUTION | KUALA SELANGOR | Existing | BKSL/PCE/J00258 | QTRS GURU P/PERMATANG | RMU 2S + 1F | RMU 2S + 1F |  |  | QTRS GURU P/PERMATANG | INDOOR SINGLE CHAMBER |  | 11/0.415 kV | 22/09/1993 |  | 0
301420759 | TNB | DISTRIBUTION | KUALA SELANGOR | Existing | BKSL/PCE/J00249 | S.AGAMA KSL (P/PENAMBANG) | RMU 2S + 1F | RMU 2S + 1F |  |  | S.AGAMA KSL (P/PENAMBANG) | INDOOR SINGLE CHAMBER |  | 11/0.415 kV | 27/11/1996 |  | 0
301420870 | TNB | DISTRIBUTION | KUALA SELANGOR | Existing | BKSL/PCE/J00250 | BGN SUNGAI YU | RMU 3S+1F | RMU 3S+1F |  |  | BGN SUNGAI YU | OUTDOOR (OD WITH SWTCHGEAR) |  | 11/0.415 kV | 1996-10-12 |  | 0
301421024 | TNB | DISTRIBUTION | KUALA SELANGOR | Existing | BKSL/PCE/J00340 | TMN SRI PENAMBANG | RMU 2S + 1F | RMU 2S + 1F |  |  | TMN SRI PENAMBANG | INDOOR SINGLE CHAMBER |  | 11/0.415 kV | 1995-10-10 |  | 0
301421140 | TNB | DISTRIBUTION | KUALA SELANGOR | Existing | BKSL/PCE/J00253 | JPJ P/PENAMBANG | RMU 2S + 1F | RMU 2S + 1F |  |  | JPJ P/PENAMBANG | OUTDOOR (OD WITH SWTCHGEAR) |  | 11/0.415 kV | 19/04/1987 | NO PE:S0159 | 0
301422827 | TNB | DISTRIBUTION | KUALA SELANGOR | Existing | BKSL/PCE/J00201 | SG TENGI KANAN NO 2 | RMU 3S+1F | RMU 3S+1F |  |  | SG TENGI KANAN NO 2 | OUTDOOR (OD WITH SWTCHGEAR) |  | 11/0.415 kV | 28/06/1992 |  | 0
301430488 | TNB | DISTRIBUTION | KUALA SELANGOR | Existing | BKSL/PCE/J00085 | CHOP GUAN SENG | RMU 3S+1F | RMU 3S+1F |  |  | CHOP GUAN SENG | INDOOR SINGLE CHAMBER |  | 11 kV | 14/11/1999 |  | 0
301430604 | TNB | DISTRIBUTION | KUALA SELANGOR | Existing | BKSL/PCE/J00083 | TAWEI SG SERDANG | RMU 2S+1F | RMU 2S + 1F |  |  | TAWEI SG SERDANG | OUTDOOR (OD WITH SWTCHGEAR) |  | 11 kV | 22/09/2001 |  | 0
301431731 | TNB | DISTRIBUTION | KUALA SELANGOR | Existing | BKSL/PCE/J00110 | PADANG GAJAH | RMU 2S + 1F | RMU 2S + 1F |  |  | PADANG GAJAH | OUTDOOR (OD WITH SWTCHGEAR) |  | 11 kV | 22/03/1999 |  | 0
301431847 | TNB | DISTRIBUTION | KUALA SELANGOR | Existing | BKSL/PCE/J00088 | EYU BER EER NO 1 | RMU 2S + 1F | RMU 2S + 1F |  |  | EYU BER EER NO 1 | SEMI INDOOR |  | 11 kV | 22/03/1998 |  | 0
301449726 | TNB | DISTRIBUTION | KUALA SELANGOR | Existing | BKSL/PCE/J00238 | LPN BATU 2 | RMU 3S+1F | RMU 3S+1F |  |  | LPN BATU 2 | OUTDOOR (OD WITH SWTCHGEAR) |  | 11/0.415 kV | 14/11/1991 |  | 0
301449880 | TNB | DISTRIBUTION | KUALA SELANGOR | Existing | BKSL/PCE/J00248 | COLD ROOM | RMU 3S+1F | RMU 3S+1F |  |  | COLD ROOM | INDOOR SINGLE CHAMBER |  | 11/0.415 kV | 1987-10-10 | NO PE :S0154 | 0
301627060 | TNB | DISTRIBUTION | KUALA SELANGOR | Existing | BKSL/PCE/J00254 | TMN RADIN JAYA NO 1 | RMU 2S + 1F | RMU 2S + 1F |  |  | TMN RADIN JAYA NO 1 | INDOOR SINGLE CHAMBER |  | 11/0.415 kV | 20/05/1996 |  | 0
301737806 | TNB | DISTRIBUTION | KUALA SELANGOR | Existing | BKSL/PCE/J00181 | KIM LIAN HUAT | RMU 3S+1F | RMU 3S+1F |  |  | KIM LIAN HUAT | OUTDOOR (OD WITH SWTCHGEAR) |  | 11/0.415 kV | 1997-11-07 | NO PE :S0198 | 0
301738270 | TNB | DISTRIBUTION | KUALA SELANGOR | Existing | BKSL/PCE/J00194 | BGN SG KAJANG | RMU 2S + 1F | RMU 2S + 1F |  |  | BGN SG KAJANG | PENCAWANG ATAS TIANG (PAT) |  | 11/0.415 kV | 22/09/1998 |  | 0
301738381 | TNB | DISTRIBUTION | KUALA SELANGOR | Existing | BKSL/PCE/J00193 | PPRT SG KAJANG | RMU 3S+1F | RMU 3S+1F |  |  | PPRT SG KAJANG | OUTDOOR (OD WITH SWTCHGEAR) |  | 11/0.415 kV | 18/08/1988 | NO PE:S01480 | 0
301999010 | TNB | DISTRIBUTION | KUALA SELANGOR | Existing | BKSL/PCE/J00063 | JERAM NO 2 | RMU 2S + 1F | RMU 2S + 1F |  |  | JERAM NO 2 | OUTDOOR (OD WITH SWTCHGEAR) |  | 11/0.415 kV | 1983-11-10 |  | 0
301999164 | TNB | DISTRIBUTION | KUALA SELANGOR | Existing | BKSL/PCE/J00065 | PKNS TMN PERMAI JERAM | RMU 2S + 1F | RMU 2S + 1F |  |  | PKNS TMN PERMAI JERAM | INDOOR DOUBLE CHAMBER |  | 11/0.415 kV | 15/12/1983 | S0443 | 0
301999707 | TNB | DISTRIBUTION | KUALA SELANGOR | Existing | BKSL/PCE/J00197 | TENGKORAK INDUSTRIES | RMU 2S + 1F | RMU 2S + 1F |  |  | TENGKORAK INDUSTRIES | OUTDOOR (OD WITH SWTCHGEAR) |  | 11/0.415 kV | 15/12/1990 |  | 0
302017185 | TNB | DISTRIBUTION | KUALA SELANGOR | Existing | BKSL/PCE/J00196 | K/UDANG SRI FUMA | RMU 2S + 1F | RMU 2S + 1F |  |  | K/UDANG SRI FUMA | SEMI INDOOR |  | 11/0.415 kV | 14/11/1994 | S 0120 | 0
302018140 | TNB | DISTRIBUTION | KUALA SELANGOR | Existing | BKSL/PCE/J00504 | SIME HYUNDAI | RMU 3S | RMU 3S |  |  | SIME HYUNDAI | INDOOR SINGLE CHAMBER |  | 11/0.415 kV | 19/02/2008 |  | 0
302018214 | TNB | DISTRIBUTION | KUALA SELANGOR | Existing | BKSL/PCE/J00310 | TMN RADIN JAYA NO 2 | RMU 2S + 1F | RMU 2S + 1F |  |  | TMN RADIN JAYA NO 2 | INDOOR SINGLE CHAMBER |  | 11/0.415 kV | 18/03/2000 |  | 0
302049047 | TNB | DISTRIBUTION | KUALA SELANGOR | Existing | BKSL/PCE/J00343 | K/UDANG SRI FUMA NO 2 | RMU 2S + 1F | RMU 2S + 1F |  |  | K/UDANG SRI FUMA NO 2 | SEMI INDOOR |  | 11/0.415 kV | 2003-10-12 |  | 0
302050132 | TNB | DISTRIBUTION | KUALA SELANGOR | Existing | BKSL/PCE/J00179 | TMN MAKMUR KSL | RMU 2S+1F | RMU 2S + 1F |  |  | TMN MAKMUR KSL | INDOOR SINGLE CHAMBER |  | 11/0.415 kV | 19/04/2001 | NO PE:S0462 | 0
302066091 | TNB | DISTRIBUTION | KUALA SELANGOR | Existing | BKSL/PCE/J00333 | SW/STN BGN TENGKORAK | RMU 4S | RMU 3S+1F |  |  | SW/STN BGN TENGKORAK | OUTDOOR (OD WITH SWTCHGEAR) |  | 11/0.415 kV | 19/02/1997 |  | 0
302067659 | TNB | DISTRIBUTION | KUALA SELANGOR | Existing | BKSL/PCE/J00282 | BGN TENGKORAK TG KARANG | RMU 2S + 1F | RMU 2S + 1F |  |  | BGN TENGKORAK TG KARANG | PENCAWANG ATAS TIANG (PAT) |  | 11/0.415 kV | 19/02/1999 |  | 0
302085412 | TNB | DISTRIBUTION | KUALA SELANGOR | Existing | BKSL/PCE/J00192 | SG KAJANG | RMU 2S + 1F | RMU 2S + 1F |  |  | SG KAJANG | OUTDOOR (OD WITH SWTCHGEAR) |  | 11/0.415 kV | 17/07/1990 |  | 0
302085528 | TNB | DISTRIBUTION | KUALA SELANGOR | Existing | BKSL/PCE/J00191 | UKM | RMU 2S + 1F | RMU 2S + 1F |  |  | UKM | INDOOR SINGLE CHAMBER |  | 11/0.415 kV | 26/06/1991 | PE :S00467 | 0
302089477 | TNB | DISTRIBUTION | KUALA SELANGOR | Existing | BKSL/PCE/J00062 | JERAM NO 1 | RMU 2S + 1F | RMU 2S + 1F |  |  | JERAM NO 1 | OUTDOOR (OD WITH SWTCHGEAR) |  | 11/0.415 kV | 22/09/1995 |  | 0
302108358 | TNB | DISTRIBUTION | KUALA SELANGOR | Existing | BKSL/PCE/J00334 | SW/STN LAY HONG | RMU 3S | RMU 3S |  |  | SW/STN LAY HONG | OUTDOOR (OD WITH SWTCHGEAR) |  | 11 kV | 22/03/2005 |  | 0
302326342 | TNB | DISTRIBUTION | KUALA SELANGOR | Existing | BKSL/PCE/J00771 | INDUSTRI ALAM JAYA NO.8 | RMU 2S+2F | RMU 2S + 2F |  |  | INDUSTRI ALAM JAYA NO.8 | INDOOR DOUBLE CHAMBER |  | 11/0.415 kV | 2006-10-10 |  | 0
302340113 | TNB | DISTRIBUTION | KUALA SELANGOR | Existing | BKSL/PCE/J00665 | INDUSTRI ALAM JAYA NO.4 | RMU 2S+1F | RMU 2S + 1F |  |  | INDUSTRI ALAM JAYA NO.4 | INDOOR DOUBLE CHAMBER |  | 11/0.415 kV | 18/03/2006 | NO PE : S0375 | 0
302586527 | TNB | DISTRIBUTION | KUALA SELANGOR | Existing | BKSL/PCE/J00585 | PUA YU NEN(FBK SYSTEM) | RMU 2S + 1F | RMU 2S + 1F |  |  | PUA YU NEN(FBK SYSTEM) | INDOOR DOUBLE CHAMBER |  | 11 kV | 18/08/2007 |  | 0
302676998 | TNB | DISTRIBUTION | KUALA SELANGOR | Existing | BKSL/PCE/J00567 | TMN NILAM | RMU 2S + 1F | RMU 2S + 1F |  |  | TMN NILAM | INDOOR SINGLE CHAMBER |  | 11/0.415 kV | 14/11/2008 |  | 0
302685583 | TNB | DISTRIBUTION | KUALA SELANGOR | Existing | BKSL/PCE/J00251 | INNOBRIDE BGN TENGKORAK(B) | RMU 3S | RMU 3S |  |  | INNOBRIDE BGN TENGKORAK(B) | ATTACHED SINGLE |  | 11/0.415 kV | 14/02/2002 |  | 0
302764598 | TNB | DISTRIBUTION | KUALA SELANGOR | Existing | BKSL/PCE/J00195 | TMN DESA JAYA | RMU 3S+1F | RMU 3S+1F |  |  | TMN DESA JAYA | OUTDOOR (OD WITH SWTCHGEAR) |  | 11/0.415 kV | 1994-11-10 |  | 0
302810150 | TNB | DISTRIBUTION | KUALA SELANGOR | Existing | BKSL/PCE/J00078 | EYU TECK CHAI | RMU 2S + 1F | RMU 2S + 1F |  |  | EYU TECK CHAI | SEMI INDOOR |  | 11 kV | 19/04/1988 |  | 0
302814822 | TNB | DISTRIBUTION | KUALA SELANGOR | Existing | BKSL/PCE/J00537 | KONG LEE ENG FARM | RMU 2S + 1F | RMU 2S + 1F |  |  | KONG LEE ENG FARM | INDOOR SINGLE CHAMBER |  | 11/0.415 kV | 18/03/2008 |  | 0
302814938 | TNB | DISTRIBUTION | KUALA SELANGOR | Existing | BKSL/PCE/J00139 | TMN BAYU P/PENAMBANG | RMU 2S + 1F | RMU 2S + 1F |  |  | TMN BAYU P/PENAMBANG | INDOOR DOUBLE CHAMBER |  | 11/0.415 kV | 1984-10-12 |  | 0
302845850 | TNB | DISTRIBUTION | KUALA SELANGOR | Existing | BKSL/PCE/J00530 | KENTUNE FURNITURE (SHE CHE SING) | RMU 2S + 1F | RMU 2S + 1F |  |  | KENTUNE FURNITURE (SHE CHE SING) | INDOOR SINGLE CHAMBER |  | 11/0.415 kV | 18/08/1993 |  | 0
302903188 | TNB | DISTRIBUTION | KUALA SELANGOR | Existing | BKSL/PCE/J00091 | LAY HONG (BT 14 SG SERDANG)NO 1 | RMU 2S+1F | RMU 2S + 1F |  |  | LAY HONG (BT 14 SG SERDANG)NO 1 | OUTDOOR (OD WITH SWTCHGEAR) |  | 11 kV | 2000-11-07 |  | 0
303004038 | TNB | DISTRIBUTION | KUALA SELANGOR | Existing | BKSL/PCE/J00159 | PT 1 | RMU 3S+1F | RMU 3S+1F |  |  | PT 1 | OUTDOOR (OD WITH SWTCHGEAR) |  | 11/0.415 kV | 20/09/1993 |  | 0
303029730 | TNB | DISTRIBUTION | KUALA SELANGOR | Existing | BKSL/PCE/J00147 | TAMBAK JAWA | RMU 3S+1F | RMU 3S+1F |  |  | TAMBAK JAWA | OUTDOOR (OD WITH SWTCHGEAR) |  | 11 kV | 18/08/1990 |  | 0
303045309 | TNB | DISTRIBUTION | KUALA SELANGOR | Existing | BKSL/PCE/J00534 | INNOBRIDE BAGAN TENGKORAK(A) | RMU 2S + 1F | RMU 2S + 1F |  |  | INNOBRIDE BAGAN TENGKORAK(A) | ATTACHED SINGLE |  | 11/0.415 kV | 27/11/2008 |  | 0
303093441 | TNB | DISTRIBUTION | KUALA SELANGOR | Existing | BKSL/PCE/J00229 | SG TERAP | RMU 3S+1F | RMU 3S+1F |  |  | SG TERAP | OUTDOOR (OD WITH SWTCHGEAR) |  | 11/0.415 kV | 14/02/1990 | NO PE :S0147 | 0
303144734 | TNB | DISTRIBUTION | KUALA SELANGOR | Existing | BKSL/PCE/J00284 | LAY HONG (SPG 3 JERAM) NO 2 | CB 2S+1F | CB + 1 TX |  |  | LAY HONG (SPG 3 JERAM) NO 2 | INDOOR SINGLE CHAMBER |  | 11/0.415 kV | 19/04/1994 | S0442 | 0
303170866 | TNB | DISTRIBUTION | KUALA SELANGOR | Existing | BKSL/PCE/J00473 | FISH POND NO 1 | RMU 3S+1F | RMU 3S+1F |  |  | FISH POND NO 1 | INDOOR SINGLE CHAMBER |  | 11/0.415 kV | 19/04/2008 |  | 0
303211489 | TNB | DISTRIBUTION | KUALA SELANGOR | Existing | BKSL/PCE/J00061 | BALAI POLIS JERAM | RMU 3S+1F | RMU 3S+1F |  |  | BALAI POLIS JERAM | OUTDOOR (OD WITH SWTCHGEAR) |  | 11/0.415 kV | 18/08/1996 |  | 0
303470652 | TNB | DISTRIBUTION | KUALA SELANGOR | Existing | BKSL/PCE/J00336 | KOSSAN 4 | RMU 2S + 1F | RMU 2S + 1F |  |  | KOSSAN 4 | INDOOR SINGLE CHAMBER |  | 11/0.415 kV | 28/06/1984 |  | 0
303472169 | TNB | DISTRIBUTION | KUALA SELANGOR | Existing | BKSL/PCE/J00182 | TG KARANG DEVELOPMENT | RMU 2S + 2F | RMU 2S + 2F |  |  | TG KARANG DEVELOPMENT | INDOOR SINGLE CHAMBER |  | 11/0.415 kV | 18/08/1983 |  | 0
303509268 | TNB | DISTRIBUTION | KUALA SELANGOR | Existing | BKSL/PCE/J00770 | INDUSTRI ALAM JAYA NO.6 | RMU 2S+2F | RMU 2S + 1F |  |  | INDUSTRI ALAM JAYA NO.6 | INDOOR DOUBLE CHAMBER |  | 11/0.415 kV | 20/09/2006 |  | 0
303568962 | TNB | DISTRIBUTION | KUALA SELANGOR | Existing | BKSL/PCE/J00067 | LDG BUKIT CERAKAH | RMU 2S + 1F | RMU 2S + 1F |  |  | LDG BUKIT CERAKAH | OUTDOOR (OD WITH SWTCHGEAR) |  | 11/0.415 kV | 22/03/1983 |  | 0
303583471 | TNB | DISTRIBUTION | KUALA SELANGOR | Existing | BKSL/PCE/J00066 | PKNS TMN PEKERTI JERAM | RMU 3S+1F | RMU 3S+1F |  |  | PKNS TMN PEKERTI JERAM | INDOOR DOUBLE CHAMBER |  | 11/0.415 kV | 19/02/1997 | S063 | 0
303649264 | TNB | DISTRIBUTION | KUALA SELANGOR | Existing | BKSL/PCE/J00475 | TIP TOP MEAT | CB 5S | CB |  |  | TIP TOP MEAT | INDOOR SINGLE CHAMBER |  | 11/0.415 kV | 26/06/2004 |  | 0
303730741 | TNB | DISTRIBUTION | KUALA SELANGOR | Existing | BKSL/PCE/J00457 | BGN PASIR TG KARANG | RMU 2S + 1F | RMU 2S + 1F |  |  | BGN PASIR TG KARANG | OUTDOOR (OD WITH SWTCHGEAR) |  | 11/0.415 kV | 19/02/2004 | NO PE:S0463 | 0
303749885 | TNB | DISTRIBUTION | KUALA SELANGOR | Existing | BKSL/PCE/J00256 | S.AGAMA TG KARANG | CB 3S | CB + 1 TX |  |  | S.AGAMA TG KARANG | INDOOR DOUBLE CHAMBER |  | 11/0.415 kV | 17/07/2002 |  | 0
303750051 | TNB | DISTRIBUTION | KUALA SELANGOR | Existing | BKSL/PCE/J00529 | LAY HONG NO 5(SPG 3 JERAM) | RMU 2S + 1F | RMU 2S + 1F |  |  | LAY HONG NO 5(SPG 3 JERAM) | INDOOR SINGLE CHAMBER |  | 11/0.415 kV | 1993-11-07 |  | 0
303802571 | TNB | DISTRIBUTION | KUALA SELANGOR | Existing | BKSL/PCE/J00228 | KOKO FAMA | RMU 2S + 1F | RMU 2S + 1F |  |  | KOKO FAMA | OUTDOOR (OD WITH SWTCHGEAR) |  | 11/0.415 kV | 1978-10-12 |  | 0
303826760 | TNB | DISTRIBUTION | KUALA SELANGOR | Existing | BKSL/PCE/J00252 | PEKAN P/PENAMBANG | RMU 2S + 1F | RMU 2S + 1F |  |  | PEKAN P/PENAMBANG | SEMI INDOOR |  | 11/0.415 kV | 18/03/1995 |  | 0
425990726 | TNB | DISTRIBUTION | KUALA SELANGOR | Existing | BKSL/PCE/J00438 | EASTBAY ENG TIAJ 2/8 | RMU 2S + 1F | RMU 2S + 1F |  |  | EASTBAY ENG TIAJ 2/8 | INDOOR SINGLE CHAMBER | 11/0.415 kV | 11/0.415 kV | 25/05/2017 | PE EASTBAY ENG TIAJ 2/8 | 0
425991387 | TNB | DISTRIBUTION | KUALA SELANGOR | Existing | BKSL/PCE/J00416 | TMN KELISA | RMU 2S + 1F | RMU 2S + 1F |  |  | TMN KELISA | COMPACT SUBS |  | 11/0.415 kV | 25/10/2016 | DLM SCADA MASIH TIADA SWITCHGEAR | 0
425992158 | TNB | DISTRIBUTION | KUALA SELANGOR | Existing | BKSL/PCE/J00371 | KG SRI TIRAM BUROK | RMU 2S + 1F | RMU 2S + 1F |  |  | KG SRI TIRAM BUROK | OUTDOOR (OD WITH SWTCHGEAR) |  | 11/0.415 kV | 2014-08-10 |  | 0
426574590 | TNB | DISTRIBUTION | KUALA SELANGOR | Existing | BKSL/PCE/J00433 | D-KSL-C17-1510 | RMU 2S + 1F | RMU 2S + 1F |  |  | D-KSL-C17-1510 | ATTACHED |  |  |  | PE TMN RIA MAS NO. 3 | 0
428841889 | TNB | DISTRIBUTION | KUALA SELANGOR | Existing | BKSL/PCE/J00452 | D-KSL-C17-1613 | RMU | RMU 2S + 1F |  |  | D-KSL-C17-1613 | ATTACHED |  |  |  | PE KONGLEE ENG FARMRAJAMUSA | 0
428842500 | TNB | DISTRIBUTION | KUALA SELANGOR | Existing | BKSL/PCE/J00884 | D-KSL-C17-1268 | RMU | RMU 2S + 1F |  |  | D-KSL-C17-1268 | ATTACHED |  |  |  | P/E PASAR PASIR PENAMBANG | 0
434025137 | TNB | DISTRIBUTION | KUALA SELANGOR | Existing | BKSL/PCE/J00090 | AIM WOOD | RMU 2S + 1F | RMU 2S + 1F |  |  | AIM WOOD | ATTACHED SINGLE |  |  | 28/06/1992 |  | 0
434025729 | TNB | DISTRIBUTION | KUALA SELANGOR | Existing | BKSL/PCE/J00089 | WORLD STAR | RMU 2S + 1F | RMU 2S + 1F |  |  | WORLD STAR | SEMI INDOOR |  |  | 19/04/1992 |  | 0
434026914 | TNB | DISTRIBUTION | KUALA SELANGOR | Existing | BKSL/PCE/J00307 | QMAC REHON (SG SERDANG) | RMU 3S+1F | RMU 3S+1F |  |  | QMAC REHON (SG SERDANG) | INDOOR SINGLE CHAMBER |  |  | 14/02/1989 |  | 0
434028365 | TNB | DISTRIBUTION | KUALA SELANGOR | Existing | BKSL/PCE/J00593 | HUP CHONG | RMU 2S + 1F | RMU 2S + 1F |  |  | HUP CHONG | INDOOR SINGLE CHAMBER |  |  | 28/06/2010 |  | 0
434050404 | TNB | DISTRIBUTION | KUALA SELANGOR | Existing | BKSL/PCE/J00611 | YEAP JING HONG | RMU | RMU 3S |  |  | YEAP JING HONG | ATTACHED DOUBLE |  | 11/0.415 kV | 19/02/1998 |  | 0
434051182 | TNB | DISTRIBUTION | KUALA SELANGOR | Existing | BKSL/PCE/J00780 | VPN MARKETING (M) | RMU | RMU 2S + 1F |  |  | VPN MARKETING (M) | ATTACHED SINGLE |  | 11/0.415 kV | 18/08/2006 |  | 0
434051774 | TNB | DISTRIBUTION | KUALA SELANGOR | Existing | BKSL/PCE/J00779 | KHUEN HING METAL SDN BHD | RMU | RMU 2S + 1F |  |  | KHUEN HING METAL SDN BHD | ATTACHED SINGLE |  | 11/0.415 kV | 17/07/2006 |  | 0
434052366 | TNB | DISTRIBUTION | KUALA SELANGOR | Existing | BKSL/PCE/J00778 | HF MAROSHUMI ALAM JAYA | RMU | RMU 2S + 1F |  |  | HF MAROSHUMI ALAM JAYA | INDOOR SINGLE CHAMBER |  | 11/0.415 kV | 26/06/2006 |  | 0
434052958 | TNB | DISTRIBUTION | KUALA SELANGOR | Existing | BKSL/PCE/J00777 | KLG SANTEX | RMU 2S + 1F | RMU 2S + 1F |  |  | KLG SANTEX | ATTACHED SINGLE |  | 11/0.415 kV | 20/05/2006 |  | 0
434053550 | TNB | DISTRIBUTION | KUALA SELANGOR | Existing | BKSL/PCE/J00776 | MULTIGUNA NO.2 | RMU 2S + 1F | RMU 2S + 1F |  |  | MULTIGUNA NO.2 | ATTACHED SINGLE |  | 11/0.415 kV | 19/04/2006 |  | 0
434054145 | TNB | DISTRIBUTION | KUALA SELANGOR | Existing | BKSL/PCE/J00775 | ADVANCE PRELUDE | RMU | RMU 2S + 1F |  |  | ADVANCE PRELUDE | ATTACHED SINGLE |  | 11/0.415 kV | 18/03/2006 |  | 0
434059604 | TNB | DISTRIBUTION | KUALA SELANGOR | Existing | BKSL/PCE/J00074 | KOSSAN 1 | CB 4S | CB + 1 TX |  |  | KOSSAN 1 | ATTACHED SINGLE |  | 11/0.415 kV | 27/11/1980 |  | 0
434060405 | TNB | DISTRIBUTION | KUALA SELANGOR | Existing | BKSL/PCE/J00540 | KOSSAN RUBBER NO 6 | RMU 3S | RMU 3S |  |  | KOSSAN RUBBER NO 6 | INDOOR SINGLE CHAMBER |  | 11/0.415 kV | 26/06/2008 |  | 0
434060591 | TNB | DISTRIBUTION | KUALA SELANGOR | Existing | BKSL/PCE/J00531 | KOSSAN RUBBER NO 5 | RMU | RMU 2S + 1F |  |  | KOSSAN RUBBER NO 5 | INDOOR SINGLE CHAMBER |  | 11/0.415 kV | 20/09/1990 |  | 0
434061183 | TNB | DISTRIBUTION | KUALA SELANGOR | Existing | BKSL/PCE/J00072 | KOSSAN 3 | RMU 3S | RMU 3S |  |  | KOSSAN 3 | ATTACHED SINGLE |  | 11/0.415 kV | 20/09/1980 |  | 0
434061370 | TNB | DISTRIBUTION | KUALA SELANGOR | Existing | BKSL/PCE/J00073 | SYNLE HART | RMU | RMU 2S + 1F |  |  | SYNLE HART | ATTACHED SINGLE |  | 11/0.415 kV | 1980-10-10 |  | 0
434061962 | TNB | DISTRIBUTION | KUALA SELANGOR | Existing | BKSL/PCE/J00142 | KEM BINA INSAN SG SEMBILANG | RMU 2S + 1F | RMU 2S + 1F |  |  | KEM BINA INSAN SG SEMBILANG | INDOOR SINGLE CHAMBER |  | 11/0.415 kV | 19/04/1990 |  | 0
434062560 | TNB | DISTRIBUTION | KUALA SELANGOR | Existing | BKSL/PCE/J00068 | PANTAI REMIS | RMU 2S + 1F | RMU 2S + 1F |  |  | PANTAI REMIS | INDOOR SINGLE CHAMBER |  | 11/0.415 kV | 19/04/1997 |  | 0
434063153 | TNB | DISTRIBUTION | KUALA SELANGOR | Existing | BKSL/PCE/J00141 | SW/STN TMN JATI | CB 5S | SSU 11kV Single Bus (BS) |  |  | SW/STN TMN JATI | INDOOR SINGLE CHAMBER |  |  | 18/03/1998 |  | 0
434063876 | TNB | DISTRIBUTION | KUALA SELANGOR | Existing | BKSL/PCE/J00160 | TMN SRI SEKINCHAN NO 1 | RMU 2S + 1F | RMU 2S + 1F |  |  | TMN SRI SEKINCHAN NO 1 | OUTDOOR (OD WITH SWTCHGEAR) |  | 11/0.415 kV | 1993-10-10 |  | 0
434064474 | TNB | DISTRIBUTION | KUALA SELANGOR | Existing | BKSL/PCE/J00313 | TMN SRI SEKINCHAN NO 2 (C) | RMU 2S + 1F | RMU 2S + 1F |  |  | TMN SRI SEKINCHAN NO 2 (C) | COMPACT SUBS |  | 11/0.415 kV | 26/06/2002 |  | 0
434065066 | TNB | DISTRIBUTION | KUALA SELANGOR | Existing | BKSL/PCE/J00161 | SEAFOOD BGN SEKINCHAN | RMU 3S+1F | RMU 3S+1F |  |  | SEAFOOD BGN SEKINCHAN | ATTACHED SINGLE |  | 11/0.415 kV | 27/11/1993 |  | 0
434065716 | TNB | DISTRIBUTION | KUALA SELANGOR | Existing | BKSL/PCE/J00164 | TELEKOM SEKINCHAN | RMU 2S + 1F | RMU 2S + 1F |  |  | TELEKOM SEKINCHAN | OUTDOOR (OD WITH SWTCHGEAR) |  | 11/0.415 kV | 18/03/1993 |  | 0
434066518 | TNB | DISTRIBUTION | KUALA SELANGOR | Existing | BKSL/PCE/J00691 | SURIA PRESS | RMU 2S + 1F | RMU 2S + 1F |  |  | SURIA PRESS | SEMI INDOOR |  | 11/0.415 kV | 18/08/2006 |  | 0
434067110 | TNB | DISTRIBUTION | KUALA SELANGOR | Existing | BKSL/PCE/J00143 | TMN RIA JAYA | RMU 2S + 1F | RMU 2S + 1F |  |  | TMN RIA JAYA | INDOOR SINGLE CHAMBER |  | 11/0.415 kV | 20/05/1997 |  | 0
434080589 | TNB | DISTRIBUTION | KUALA SELANGOR | Existing | BKSL/PCE/J00165 | KEE HIN NO 1 | RMU 2S + 1F | RMU 2S + 1F |  |  | KEE HIN NO 1 | INDOOR SINGLE CHAMBER |  | 11/0.415 kV | 19/04/1993 |  | 0
434081187 | TNB | DISTRIBUTION | KUALA SELANGOR | Existing | BKSL/PCE/J00162 | SEKINCHAN NO 2(DEPAN BALAI POLIS SKN) | RMU 2S + 1F | RMU 2S + 1F |  |  | SEKINCHAN NO 2(DEPAN BALAI POLIS SKN) | OUTDOOR (OD WITH SWTCHGEAR) |  | 11/0.415 kV | 1993-10-12 |  | 0
434081786 | TNB | DISTRIBUTION | KUALA SELANGOR | Existing | BKSL/PCE/J00163 | BGN SEKINCHAN | RMU 2S + 1F | RMU 2S + 1F |  |  | BGN SEKINCHAN | OUTDOOR (OD WITH SWTCHGEAR) |  | 11/0.415 kV | 14/02/1993 |  | 0
434082378 | TNB | DISTRIBUTION | KUALA SELANGOR | Existing | BKSL/PCE/J00619 | PANJI MUARA | RMU 2S + 1F | RMU 2S + 1F |  |  | PANJI MUARA | INDOOR SINGLE CHAMBER |  | 11/0.415 kV | 27/11/2000 |  | 0
434082969 | TNB | DISTRIBUTION | KUALA SELANGOR | Existing | BKSL/PCE/J00166 | SITE C SEKINCHAN | RMU 2S + 1F | RMU 2S + 1F |  |  | SITE C SEKINCHAN | OUTDOOR (OD WITH SWTCHGEAR) |  | 11/0.415 kV | 20/05/1993 |  | 0
434083567 | TNB | DISTRIBUTION | KUALA SELANGOR | Existing | BKSL/PCE/J00167 | SELOKA GAGAH NO 1 | RMU 2S + 1F | RMU 2S + 1F |  |  | SELOKA GAGAH NO 1 | COMPACT SUBS |  | 11/0.415 kV | 26/06/1993 |  | 0
434084166 | TNB | DISTRIBUTION | KUALA SELANGOR | Existing | BKSL/PCE/J00176 | SELOKA GAGAH NO 2 | RMU 2S + 1F | RMU 2S + 1F |  |  | SELOKA GAGAH NO 2 | OUTDOOR (OD WITH SWTCHGEAR) |  | 11/0.415 kV | 15/12/1990 |  | 0
434114823 | TNB | DISTRIBUTION | KUALA SELANGOR | Existing | BKSL/PCE/J00589 | SEK KEB SRI SEKINCAN | RMU | RMU 2S + 1F |  |  | SEK KEB SRI SEKINCAN | COMPACT SUBS |  | 11/0.415 kV | 15/12/2011 |  | 0
434115503 | TNB | DISTRIBUTION | KUALA SELANGOR | Existing | BKSL/PCE/J00535 | ASIA AQUACULTURE BGN TENGKORAK | RMU 2S + 1F | RMU 2S + 1F |  |  | ASIA AQUACULTURE BGN TENGKORAK | INDOOR SINGLE CHAMBER |  | 11/0.415 kV | 2007-10-12 |  | 0
434116772 | TNB | DISTRIBUTION | KUALA SELANGOR | Existing | BKSL/PCE/J00198 | K/UDANG BGN TENGKORAK | RMU 2S + 1F | RMU 2S + 1F |  |  | K/UDANG BGN TENGKORAK | OUTDOOR (OD WITH SWTCHGEAR) |  | 11/0.415 kV | 19/02/1975 |  | 0
434117366 | TNB | DISTRIBUTION | KUALA SELANGOR | Existing | BKSL/PCE/J00149 | KEE HIN NO 2 | RMU 2S + 1F | RMU 2S + 1F |  |  | KEE HIN NO 2 | INDOOR SINGLE CHAMBER |  | 11/0.415 kV | 22/09/1983 |  | 0
434118282 | TNB | DISTRIBUTION | KUALA SELANGOR | Existing | BKSL/PCE/J00150 | GEMA JAYA | RMU 2S + 1F | RMU 2S + 1F |  |  | GEMA JAYA | INDOOR SINGLE CHAMBER |  | 11/0.415 kV | 1990-11-10 |  | 0
434118880 | TNB | DISTRIBUTION | KUALA SELANGOR | Existing | BKSL/PCE/J00151 | JURU JAYA | RMU 2S + 1F | RMU 2S + 1F |  |  | JURU JAYA | INDOOR SINGLE CHAMBER |  | 11/0.415 kV | 14/11/1999 |  | 0
434136990 | TNB | DISTRIBUTION | KUALA SELANGOR | Existing | BKSL/PCE/J00767 | MANETWTECH BELLE ALAM JAYA | RMU 3S+2F | RMU 3S+2F |  |  | MANETWTECH BELLE ALAM JAYA | INDOOR SINGLE CHAMBER |  | 11/0.415 kV | 28/06/2006 |  | 0
434138713 | TNB | DISTRIBUTION | KUALA SELANGOR | Existing | BKSL/PCE/J00835 | TOONG HENG LONG | RMU 2S + 1F | RMU 2S + 1F |  |  | TOONG HENG LONG | ATTACHED SINGLE |  | 11/0.415 kV |  |  | 0
434139306 | TNB | DISTRIBUTION | KUALA SELANGOR | Existing | BKSL/PCE/J00759 | OHTSUKI SEIKO | RMU | RMU 2S + 1F |  |  | OHTSUKI SEIKO | ATTACHED SINGLE |  | 11/0.415 kV | 18/08/2006 |  | 0
434139898 | TNB | DISTRIBUTION | KUALA SELANGOR | Existing | BKSL/PCE/J00760 | LITEX METAL SDN BHD | RMU | RMU 2S + 1F |  |  | LITEX METAL SDN BHD | ATTACHED SINGLE |  | 11/0.415 kV | 22/09/2006 |  | 0
434140490 | TNB | DISTRIBUTION | KUALA SELANGOR | Existing | BKSL/PCE/J00761 | FUJI BAKERY P.ALAM | RMU | RMU 2S + 1F |  |  | FUJI BAKERY P.ALAM | ATTACHED SINGLE |  | 11/0.415 kV | 2006-11-10 |  | 0
434175296 | TNB | DISTRIBUTION | KUALA SELANGOR | Existing | BKSL/PCE/J00152 | SITE B SEKINCHAN | RMU 2S + 2F | RMU 2S + 2F |  |  | SITE B SEKINCHAN | OUTDOOR (OD WITH SWTCHGEAR) |  | 11/0.415 kV | 15/12/1997 |  | 0
434176367 | TNB | DISTRIBUTION | KUALA SELANGOR | Existing | BKSL/PCE/J00348 | KLG SEMERAH PADI SITE A SEKINCHAN | RMU 2S + 2F | RMU 2S + 2F |  |  | KLG SEMERAH PADI SITE A SEKINCHAN | INDOOR SINGLE CHAMBER |  | 11/0.415 kV | 19/04/2003 |  | 0
434178098 | TNB | DISTRIBUTION | KUALA SELANGOR | Existing | BKSL/PCE/J00412 | JALAN PARIT 5 SAI KIM | CB 4S | CB + 1 TX |  |  | JALAN PARIT 5 SAI KIM | INDOOR SINGLE CHAMBER |  | 11/0.415 kV |  |  | 0
434178879 | TNB | DISTRIBUTION | KUALA SELANGOR | Existing | BKSL/PCE/J00555 | KLG PADI DATARAN PUSAKA | RMU 2S + 2F | RMU 2S + 2F |  |  | KLG PADI DATARAN PUSAKA | INDOOR DOUBLE CHAMBER |  | 11/0.415 kV | 2011-10-10 |  | 0
434184022 | TNB | DISTRIBUTION | KUALA SELANGOR | Existing | BKSL/PCE/J00762 | PROGRESSIVE FOAM | RMU | RMU 2S + 1F |  |  | PROGRESSIVE FOAM | ATTACHED SINGLE |  | 11/0.415 kV | 14/11/2006 |  | 0
434184614 | TNB | DISTRIBUTION | KUALA SELANGOR | Existing | BKSL/PCE/J00763 | AGRO TECH ALAM JAYA | RMU 2S + 1F | RMU 2S + 1F |  |  | AGRO TECH ALAM JAYA | ATTACHED SINGLE |  | 11/0.415 kV | 15/12/2006 |  | 0
434185206 | TNB | DISTRIBUTION | KUALA SELANGOR | Existing | BKSL/PCE/J00764 | INDUSTRI ALAM JAYA NO.7 | RMU | RMU 2S + 2F |  |  | INDUSTRI ALAM JAYA NO.7 | INDOOR DOUBLE CHAMBER |  | 11/0.415 kV | 19/02/2006 |  | 0
434186258 | TNB | DISTRIBUTION | KUALA SELANGOR | Existing | BKSL/PCE/J00765 | SANON PRINTING | RMU 2S + 1F | RMU 2S + 1F |  |  | SANON PRINTING | ATTACHED SINGLE |  | 11/0.415 kV | 22/03/2006 |  | 0
434186853 | TNB | DISTRIBUTION | KUALA SELANGOR | Existing | BKSL/PCE/J00766 | GIMATECH MALAYSIA | RMU 2S + 1F | RMU 2S + 1F |  |  | GIMATECH MALAYSIA | ATTACHED SINGLE |  | 11/0.415 kV | 19/04/2006 |  | 0
434187445 | TNB | DISTRIBUTION | KUALA SELANGOR | Existing | BKSL/PCE/J00768 | MULTIGUNA TIAJ 2 /9 | RMU | RMU 2S + 1F |  |  | MULTIGUNA TIAJ 2 /9 | COMPACT SUBS |  | 11/0.415 kV | 2006-11-07 |  | 0
434201403 | TNB | DISTRIBUTION | KUALA SELANGOR | Existing | BKSL/PCE/J00153 | BERNAS (LPN) | RMU 6S + 2F | RMU 2X (2S + 1F) |  |  | BERNAS (LPN) | SEMI INDOOR |  | 11/0.415 kV | 19/02/1975 |  | 0
434202579 | TNB | DISTRIBUTION | KUALA SELANGOR | Existing | BKSL/PCE/J00826 | TAMAN INDAH 2 | RMU | RMU 2S + 2F |  |  | TAMAN INDAH 2 | INDOOR SINGLE CHAMBER |  | 11/0.415 kV | 2013-12-07 |  | 0
434203635 | TNB | DISTRIBUTION | KUALA SELANGOR | Existing | BKSL/PCE/J00312 | BALAI BOMBA SEKINCHAN | RMU 2S + 2F | RMU 2S + 2F |  |  | BALAI BOMBA SEKINCHAN | INDOOR DOUBLE CHAMBER |  | 11/0.415 kV | 20/05/2002 |  | 0
434204701 | TNB | DISTRIBUTION | KUALA SELANGOR | Existing | BKSL/PCE/J00144 | HOTEL DELUXE | RMU 2S + 2F | RMU 2S + 2F |  |  | HOTEL DELUXE | OUTDOOR (OD WITH SWTCHGEAR) |  | 11/0.415 kV | 26/06/1990 |  | 0
434222931 | TNB | DISTRIBUTION | KUALA SELANGOR | Existing | BKSL/PCE/J00341 | TOKONG BUDHA SEKINCHAN | RMU 2S + 1F | RMU 2S + 1F |  |  | TOKONG BUDHA SEKINCHAN | INDOOR SINGLE CHAMBER |  | 11/0.415 kV | 27/11/1997 |  | 0
434223524 | TNB | DISTRIBUTION | KUALA SELANGOR | Existing | BKSL/PCE/J00878 | L672 TOKONG CINA | RMU 2S + 1F | RMU 2S + 1F |  |  | L672 TOKONG CINA | OUTDOOR (OD WITH SWTCHGEAR) |  | 11/0.415 kV | 24/08/1979 |  | 0
434224122 | TNB | DISTRIBUTION | KUALA SELANGOR | Existing | BKSL/PCE/J00562 | T/A 6 BAN 2 | RMU 2S + 1F | RMU 2S + 1F |  |  | T/A 6 BAN 2 | PENCAWANG ATAS TIANG (PAT) |  | 11/0.415 kV | 26/06/2007 |  | 0
434224714 | TNB | DISTRIBUTION | KUALA SELANGOR | Existing | BKSL/PCE/J00415 | CTS COOKIES PARIT 7 | RMU 2S + 1F | RMU 2S + 1F |  |  | CTS COOKIES PARIT 7 | COMPACT SUBS |  | 11/0.415 kV | 2016-12-08 |  | 0
434225307 | TNB | DISTRIBUTION | KUALA SELANGOR | Existing | BKSL/PCE/J00315 | PT 7 BAN 2 | RMU 2S + 1F | RMU 2S + 1F |  |  | PT 7 BAN 2 | PENCAWANG ATAS TIANG (PAT) |  | 11/0.415 kV | 18/08/2004 |  | 0
434225899 | TNB | DISTRIBUTION | KUALA SELANGOR | Existing | BKSL/PCE/J00316 | PT 8 BAN 2 | RMU 2S + 1F | RMU 2S + 1F |  |  | PT 8 BAN 2 | PENCAWANG ATAS TIANG (PAT) |  | 11/0.415 kV | 22/09/2004 |  | 0
434226683 | TNB | DISTRIBUTION | KUALA SELANGOR | Existing | BKSL/PCE/J00741 | STN SUIS BASIC AVENUE ALAM JAYA | SSU 6S + 1BS | SSU 11kV Single Bus (BS) |  |  | STN SUIS BASIC AVENUE ALAM JAYA | INDOOR SINGLE CHAMBER |  | 11/0.415 kV | 15/12/2011 |  | 0
434227838 | TNB | DISTRIBUTION | KUALA SELANGOR | Existing | BKSL/PCE/J00806 | SSU PPAJ NO.1 JLN PPAJ (CB10) | SSU | SSU 11kV Single Bus (BS) |  |  | SSU PPAJ NO.1 JLN PPAJ (CB10) | INDOOR DOUBLE CHAMBER |  | 11/0.415 kV | 22/09/2009 |  | 0
434228385 | TNB | DISTRIBUTION | KUALA SELANGOR | Existing | BKSL/PCE/J00807 | PPAJ NO.2 | RMU 2S + 1F | RMU 2S + 1F |  |  | PPAJ NO.2 | INDOOR DOUBLE CHAMBER |  | 11/0.415 kV | 2009-11-10 |  | 0
434228977 | TNB | DISTRIBUTION | KUALA SELANGOR | Existing | BKSL/PCE/J00808 | PASARAYA ECONSAVE ALAM JAYA | RMU | RMU 2S + 1F |  |  | PASARAYA ECONSAVE ALAM JAYA | ATTACHED DOUBLE |  | 11/0.415 kV | 14/11/2009 |  | 0
434230746 | TNB | DISTRIBUTION | KUALA SELANGOR | Existing | BKSL/PCE/J00819 | LOJI PEMBENTUNGAN (NO.2) FASA 3 | RMU | RMU 2S + 1F |  |  | LOJI PEMBENTUNGAN (NO.2) FASA 3 | INDOOR DOUBLE CHAMBER |  | 11/0.415 kV | 2011-10-12 |  | 0
434246463 | TNB | DISTRIBUTION | KUALA SELANGOR | Existing | BKSL/PCE/J00418 | Grp: Substation Comp. 1 | RMU 2S + 1F | RMU 2S + 1F |  |  | Grp: Substation Comp. 1 | ATTACHED |  | 11 kV | 20/12/2016 | PE TAMAN WAWASAN | 0
434247716 | TNB | DISTRIBUTION | KUALA SELANGOR | Existing | BKSL/PCE/J00421 | Grp: Substation Comp. 1 | CB 3S | CB |  |  | Grp: Substation Comp. 1 | ATTACHED |  | 11 kV | 2017-05-08 | PE BRIGHTWAY SG DARAH | 0
434256549 | TNB | DISTRIBUTION | KUALA SELANGOR | Existing | BKSL/PCE/J00317 | T/A 8 BAN 2 | RMU 2S + 1F | RMU 2S + 1F |  |  | T/A 8 BAN 2 | PENCAWANG ATAS TIANG (PAT) |  | 11/0.415 kV | 1987-11-10 |  | 0
434257141 | TNB | DISTRIBUTION | KUALA SELANGOR | Existing | BKSL/PCE/J00576 | PT 9 BAN 2 | RMU 2S + 1F | RMU 2S + 1F |  |  | PT 9 BAN 2 | PENCAWANG ATAS TIANG (PAT) |  | 11/0.415 kV | 2008-10-10 |  | 0
434257733 | TNB | DISTRIBUTION | KUALA SELANGOR | Existing | BKSL/PCE/J00318 | TALIAIR 9 BAN 2 | RMU 2S + 1F | RMU 2S + 1F |  |  | TALIAIR 9 BAN 2 | PENCAWANG ATAS TIANG (PAT) |  | 11/0.415 kV | 14/11/2004 |  | 0
434259088 | TNB | DISTRIBUTION | KUALA SELANGOR | Existing | BKSL/PCE/J00174 | KLG PADI PT 8 | RMU | RMU 3S+1F |  |  | KLG PADI PT 8 | INDOOR SINGLE CHAMBER |  | 11/0.415 kV | 1990-11-10 |  | 0
434259740 | TNB | DISTRIBUTION | KUALA SELANGOR | Existing | BKSL/PCE/J00170 | PT 9 PASIR PANJANG | RMU 2S + 1F | RMU 2S + 1F |  |  | PT 9 PASIR PANJANG | OUTDOOR (OD WITH SWTCHGEAR) |  | 11/0.415 kV | 18/08/1990 |  | 0
434260336 | TNB | DISTRIBUTION | KUALA SELANGOR | Existing | BKSL/PCE/J00265 | MASRI PARIT 7 SG LEMAN | RMU 2S + 1F | RMU 2S + 1F |  |  | MASRI PARIT 7 SG LEMAN | COMPACT SUBS |  | 11/0.415 kV | 14/11/1988 |  | 0
434274384 | TNB | DISTRIBUTION | KUALA SELANGOR | Existing | BKSL/PCE/J00856 | CHEW ER | VCB 5S | SSU 11kV Single Bus (BS) |  |  | CHEW ER | INDOOR SINGLE CHAMBER |  |  |  |  | 0
434275802 | TNB | DISTRIBUTION | KUALA SELANGOR | Existing | BKSL/PCE/J00551 | GOOD NITE | RMU 2S + 1F | RMU 2S + 1F |  |  | GOOD NITE | ATTACHED SINGLE |  |  | 28/06/2009 |  | 0
434277396 | TNB | DISTRIBUTION | KUALA SELANGOR | Existing | BKSL/PCE/J00411 | KOLAM UDANG SG JANGGUT | RMU 2S + 1F | RMU 2S + 1F |  |  | KOLAM UDANG SG JANGGUT | COMPACT SUBS |  | 11/0.415 kV | 2016-08-04 |  | 0
434282303 | TNB | DISTRIBUTION | KUALA SELANGOR | Existing | BKSL/PCE/J00578 | PLEASURE LATEX (11KV) | RMU 3S | RMU 3S |  |  | PLEASURE LATEX (11KV) | INDOOR SINGLE CHAMBER |  |  | 2008-10-12 |  | 0
434282489 | TNB | DISTRIBUTION | KUALA SELANGOR | Existing | BKSL/PCE/J00082 | ACTIVATED CARBON | RMU 2S + 1F | RMU 2S + 1F |  |  | ACTIVATED CARBON | OUTDOOR (OD WITH SWTCHGEAR) |  |  | 18/08/1991 |  | 0
434283081 | TNB | DISTRIBUTION | KUALA SELANGOR | Existing | BKSL/PCE/J00081 | KLG PERABUT SG JANGGUT | RMU 2S + 1F | RMU 2S + 1F |  |  | KLG PERABUT SG JANGGUT | OUTDOOR (OD WITH SWTCHGEAR) |  |  | 17/07/1997 |  | 0
434283673 | TNB | DISTRIBUTION | KUALA SELANGOR | Existing | BKSL/PCE/J00080 | KAPAR COCONUT | RMU 2S + 1F | RMU 2S + 1F |  |  | KAPAR COCONUT | SEMI INDOOR |  |  | 26/06/1992 |  | 0
434308466 | TNB | DISTRIBUTION | KUALA SELANGOR | Existing | BKSL/PCE/J00617 | KOLAM AIR BT ARANG | RMU 2S + 2F | RMU 2S + 2F |  |  | KOLAM AIR BT ARANG | INDOOR SINGLE CHAMBER |  | 11/0.415 kV | 20/09/1998 |  | 0
434309521 | TNB | DISTRIBUTION | KUALA SELANGOR | Existing | BKSL/PCE/J00636 | SEKSYEN 12 KOTA PUTERI BT ARANG | RMU 2S + 2F | RMU 2S + 2F |  |  | SEKSYEN 12 KOTA PUTERI BT ARANG | INDOOR SINGLE CHAMBER |  | 11/0.415 kV | 28/06/2004 |  | 0
434310576 | TNB | DISTRIBUTION | KUALA SELANGOR | Existing | BKSL/PCE/J00637 | MALEX QTRS | RMU | RMU 2S + 1F |  |  | MALEX QTRS | OUTDOOR (OD WITH SWTCHGEAR) |  | 11/0.415 kV | 2004-11-07 |  | 0
434311168 | TNB | DISTRIBUTION | KUALA SELANGOR | Existing | BKSL/PCE/J00641 | KG MELAYU A/T | RMU | RMU 3S+1F |  |  | KG MELAYU A/T | PENCAWANG ATAS TIANG (PAT) |  | 11/0.415 kV | 2004-10-10 |  | 0
434311818 | TNB | DISTRIBUTION | KUALA SELANGOR | Existing | BKSL/PCE/J00393 | KILANG PELURU (SME ORDINANCE) | SSU | SSU 11kV Single Bus (BS) |  |  | KILANG PELURU (SME ORDINANCE) | INDOOR SINGLE CHAMBER |  | 11/0.415 kV |  |  | 0
434312337 | TNB | DISTRIBUTION | KUALA SELANGOR | Existing | BKSL/PCE/J00405 | SSU INDUSTRI BUKIT BADONG | CB 7S + 2F + 1BS | SSU 11kV Single Bus (BS) |  |  | SSU INDUSTRI BUKIT BADONG | INDOOR SINGLE CHAMBER |  | 11/0.415 kV | 28/01/2016 |  | 0
434312898 | TNB | DISTRIBUTION | KUALA SELANGOR | Existing | BKSL/PCE/J00113 | UNITED PAPER BOARD | CB 6S + 1BS | SSU 11kV Single Bus (BS) |  |  | UNITED PAPER BOARD | INDOOR SINGLE CHAMBER |  | 11/0.415 kV | 2002-11-07 |  | 0
434313688 | TNB | DISTRIBUTION | KUALA SELANGOR | Existing | BKSL/PCE/J00600 | KG BARU IJOK | RMU 6S + 1F | RMU 2X (2S + 1F) |  |  | KG BARU IJOK | OUTDOOR (OD WITH SWTCHGEAR) |  | 11/0.415 kV | 14/02/2010 |  | 0
434314941 | TNB | DISTRIBUTION | KUALA SELANGOR | Existing | BKSL/PCE/J00599 | RUMAH PKNS IJOK | RMU 2S + 1F | RMU 2S + 1F |  |  | RUMAH PKNS IJOK | INDOOR SINGLE CHAMBER |  | 11/0.415 kV | 2011-10-12 |  | 0
434315534 | TNB | DISTRIBUTION | KUALA SELANGOR | Existing | BKSL/PCE/J00674 | DURAFILL | RMU 2S + 1F | RMU 2S + 1F |  |  | DURAFILL | ATTACHED SINGLE |  | 11/0.415 kV | 15/12/2006 |  | 0
434316126 | TNB | DISTRIBUTION | KUALA SELANGOR | Existing | BKSL/PCE/J00672 | SOUTHERN FURNITURE | RMU 2S + 1F | RMU 2S + 1F |  |  | SOUTHERN FURNITURE | INDOOR SINGLE CHAMBER |  | 11/0.415 kV | 2006-11-10 |  | 0
434351656 | TNB | DISTRIBUTION | KUALA SELANGOR | Existing | BKSL/PCE/J00586 | KLINIK KESIHATAN B/BERJUNTAI | RMU | RMU 2S + 2F |  |  | KLINIK KESIHATAN B/BERJUNTAI | INDOOR DOUBLE CHAMBER |  | 11/0.415 kV | 22/09/2007 |  | 0
434369918 | TNB | DISTRIBUTION | KUALA SELANGOR | Existing | BKSL/PCE/J00689 | SONG ENGINEERING | RMU 3S+1F | RMU 3S+1F |  |  | SONG ENGINEERING | INDOOR SINGLE CHAMBER |  |  | 26/06/2006 |  | 0
434394626 | TNB | DISTRIBUTION | KUALA SELANGOR | Existing | BKSL/PCE/J00625 | LOJI AIR BKT BDG | RMU 3S+1F | RMU 3S+1F |  |  | LOJI AIR BKT BDG | INDOOR DOUBLE CHAMBER |  | 11/0.415 kV | 26/06/2011 |  | 0
434395277 | TNB | DISTRIBUTION | KUALA SELANGOR | Existing | BKSL/PCE/J00847 | KILANG BESI BT 7 JALAN IJOK | CB 5S | SSU 11kV Single Bus (BS) |  |  | KILANG BESI BT 7 JALAN IJOK | INDOOR DOUBLE CHAMBER |  | 11/0.415 kV |  |  | 0
434395800 | TNB | DISTRIBUTION | KUALA SELANGOR | Existing | BKSL/PCE/J00854 | KILANG BESI BT 7 JALAN KANDAR | CB 4S | SSU 11kV Single Bus (BS) |  |  | KILANG BESI BT 7 JALAN KANDAR | INDOOR DOUBLE CHAMBER |  | 11/0.415 kV |  |  | 0
434396853 | TNB | DISTRIBUTION | KUALA SELANGOR | Existing | BKSL/PCE/J00606 | KUARTERS STP BKT BADONG | CB 6S + 1BS | SSU 11kV Single Bus (BS) |  |  | KUARTERS STP BKT BADONG | INDOOR SINGLE CHAMBER |  | 11/0.415 kV | 18/08/1998 |  | 0
434397382 | TNB | DISTRIBUTION | KUALA SELANGOR | Existing | BKSL/PCE/J00605 | ENG TEX METAL BOX | CB | CB |  |  | ENG TEX METAL BOX | ATTACHED SINGLE |  | 11/0.415 kV | 17/07/2010 |  | 0
434397747 | TNB | DISTRIBUTION | KUALA SELANGOR | Existing | BKSL/PCE/J00603 | BINAAN TEPAT IJOK 9 BUAH KILANG | CB 5S + 1BS | SSU 11kV Single Bus (BS) |  |  | BINAAN TEPAT IJOK 9 BUAH KILANG | INDOOR SINGLE CHAMBER |  | 11/0.415 kV | 20/05/2011 |  | 0
434418618 | TNB | DISTRIBUTION | KUALA SELANGOR | Existing | BKSL/PCE/J00563 | TMN SEJAHTERA | RMU 2S + 1F | RMU 2S + 1F |  |  | TMN SEJAHTERA | INDOOR SINGLE CHAMBER |  | 11/0.415 kV | 17/07/2007 |  | 0
434424655 | TNB | DISTRIBUTION | KUALA SELANGOR | Existing | BKSL/PCE/J00557 | LOJI AIR RANTAU PANJANG | RMU | RMU 2S + 1F |  |  | LOJI AIR RANTAU PANJANG | OUTDOOR (OD WITH SWTCHGEAR) |  | 11/0.415 kV | 2008-10-12 |  | 0
434426265 | TNB | DISTRIBUTION | KUALA SELANGOR | Existing | BKSL/PCE/J00612 | TANAMARAN NO.1 | RMU 2S + 1F | RMU 2S + 1F |  |  | TANAMARAN NO.1 | INDOOR SINGLE CHAMBER |  | 11/0.415 kV | 22/03/1998 |  | 0
434427176 | TNB | DISTRIBUTION | KUALA SELANGOR | Existing | BKSL/PCE/J00234 | SW/STN BKT TALANG | RMU | RMU 3S+2F |  |  | SW/STN BKT TALANG | OUTDOOR (OD WITH SWTCHGEAR) |  | 11/0.415 kV | 17/07/1988 |  | 0
434437463 | TNB | DISTRIBUTION | KUALA SELANGOR | Existing | BKSL/PCE/J00602 | PADAT BT. 7 IJOK | RMU 2S + 1F | RMU 2S + 1F |  |  | PADAT BT. 7 IJOK | COMPACT SUBS |  | 11/0.415 kV | 19/04/2011 |  | 0
434438062 | TNB | DISTRIBUTION | KUALA SELANGOR | Existing | BKSL/PCE/J00604 | TERNAKAN AYAM HING HONG | RMU 2S + 1F | RMU 2S + 1F |  |  | TERNAKAN AYAM HING HONG | OUTDOOR (OD WITH SWTCHGEAR) |  | 11/0.415 kV | 26/06/2008 |  | 0
434438660 | TNB | DISTRIBUTION | KUALA SELANGOR | Existing | BKSL/PCE/J00608 | RUMAH PKNS BKT BADONG | RMU 2S + 1F | RMU 2S + 1F |  |  | RUMAH PKNS BKT BADONG | INDOOR SINGLE CHAMBER |  | 11/0.415 kV | 1998-11-10 |  | 0
434439252 | TNB | DISTRIBUTION | KUALA SELANGOR | Existing | BKSL/PCE/J00852 | PADAT PUSAT NIAGA IJOK PERMAI | RMU 2S + 1F | RMU 2S + 1F |  |  | PADAT PUSAT NIAGA IJOK PERMAI | COMPACT SUBS |  |  |  |  | 0
434439844 | TNB | DISTRIBUTION | KUALA SELANGOR | Existing | BKSL/PCE/J00832 | MASJID IJOK | RMU 2S + 1F | RMU 2S + 1F |  |  | MASJID IJOK | COMPACT SUBS |  | 11 kV | 16/11/2013 |  | 0
434440436 | TNB | DISTRIBUTION | KUALA SELANGOR | Existing | BKSL/PCE/J00394 | JLN MAKMUR BT 28 IJOK | RMU 2S + 2F | RMU 2S + 2F |  |  | JLN MAKMUR BT 28 IJOK | INDOOR SINGLE CHAMBER |  | 11/0.415 kV |  |  | 0
434443930 | TNB | DISTRIBUTION | KUALA SELANGOR | Existing | BKSL/PCE/J00553 | QUARTERS LDG BUKIT CERAKAH | RMU | RMU 2S + 1F |  |  | QUARTERS LDG BUKIT CERAKAH | INDOOR SINGLE CHAMBER |  | 11/0.415 kV | 18/08/2008 |  | 0
434444823 | TNB | DISTRIBUTION | KUALA SELANGOR | Existing | BKSL/PCE/J00588 | LAY HONG NO.6 | RMU | RMU 2S + 1F |  |  | LAY HONG NO.6 | INDOOR SINGLE CHAMBER |  | 11/0.415 kV | 14/11/2011 |  | 0
434449749 | TNB | DISTRIBUTION | KUALA SELANGOR | Existing | BKSL/PCE/J00639 | AMMO DEPOT (LARGE AMUNITION) | RMU | RMU 2S + 1F |  |  | AMMO DEPOT (LARGE AMUNITION) | INDOOR SINGLE CHAMBER |  | 11/0.415 kV | 18/08/2005 |  | 0
434450341 | TNB | DISTRIBUTION | KUALA SELANGOR | Existing | BKSL/PCE/J00422 | TOWNHOUSE KP5 | RMU 2S + 2F | RMU 2S + 2F |  |  | TOWNHOUSE KP5 | COMPACT SUBS |  | 11/0.415 kV | 19/10/2016 |  | 0
434452491 | TNB | DISTRIBUTION | KUALA SELANGOR | Existing | BKSL/PCE/J00622 | KOTA PUTERI NO.1 | RMU | RMU 2S + 2F |  |  | KOTA PUTERI NO.1 | INDOOR DOUBLE CHAMBER |  | 11/0.415 kV | 18/03/2000 |  | 0
434462740 | TNB | DISTRIBUTION | KUALA SELANGOR | Existing | BKSL/PCE/J00623 | RESCUEVERS | RMU 2S + 1F | RMU 2S + 1F |  |  | RESCUEVERS | INDOOR SINGLE CHAMBER |  | 11/0.415 kV | 19/04/2000 |  | 0
434463332 | TNB | DISTRIBUTION | KUALA SELANGOR | Existing | BKSL/PCE/J00624 | HUP SENG SANITARY | RMU | RMU 2S + 1F |  |  | HUP SENG SANITARY | INDOOR SINGLE CHAMBER |  | 11/0.415 kV | 20/05/2000 |  | 0
434463924 | TNB | DISTRIBUTION | KUALA SELANGOR | Existing | BKSL/PCE/J00607 | KUATERS LOJI PEMBERSIHAN AIR BKT BADONG | RMU | RMU 2S + 1F |  |  | KUATERS LOJI PEMBERSIHAN AIR BKT BADONG | INDOOR DOUBLE CHAMBER |  | 11/0.415 kV | 22/09/1998 |  | 0
434464516 | TNB | DISTRIBUTION | KUALA SELANGOR | Existing | BKSL/PCE/J00626 | ADVANCE INDUSTRIES SDN BHD | RMU | RMU 2S + 1F |  |  | ADVANCE INDUSTRIES SDN BHD | INDOOR SINGLE CHAMBER |  | 11/0.415 kV | 17/07/1990 |  | 0
434465108 | TNB | DISTRIBUTION | KUALA SELANGOR | Existing | BKSL/PCE/J00627 | CHANG SHI MINERAL SDN BHD | RMU | RMU 2S + 1F |  |  | CHANG SHI MINERAL SDN BHD | INDOOR SINGLE CHAMBER |  | 11/0.415 kV | 18/08/2006 |  | 0
434465700 | TNB | DISTRIBUTION | KUALA SELANGOR | Existing | BKSL/PCE/J00628 | TAKE SIX | RMU | RMU 2S + 1F |  |  | TAKE SIX | INDOOR SINGLE CHAMBER |  | 11/0.415 kV | 22/09/2004 |  | 0
434475842 | TNB | DISTRIBUTION | KUALA SELANGOR | Existing | BKSL/PCE/J00833 | ASSOSIATED MANUFACTURE TRADER | RMU 2S + 1F | RMU 2S + 1F |  |  | ASSOSIATED MANUFACTURE TRADER | INDOOR SINGLE CHAMBER |  | 11/0.415 kV | 16/11/2013 |  | 0
434476435 | TNB | DISTRIBUTION | KUALA SELANGOR | Existing | BKSL/PCE/J00609 | TERNAK LEMBU IJOK | RMU 6S + 1F | RMU 2X (2S + 1F) |  |  | TERNAK LEMBU IJOK | OUTDOOR (OD WITH SWTCHGEAR) |  | 11/0.415 kV | 14/11/1998 |  | 0
434478334 | TNB | DISTRIBUTION | KUALA SELANGOR | Existing | BKSL/PCE/J00610 | LOJI AIR BKT MAYUNG | RMU 2S + 1F | RMU 2S + 1F |  |  | LOJI AIR BKT MAYUNG | INDOOR SINGLE CHAMBER |  | 11/0.415 kV | 15/12/1998 |  | 0
434478927 | TNB | DISTRIBUTION | KUALA SELANGOR | Existing | BKSL/PCE/J00425 | KOTA PUTERI 6(2) JALAN KP 2/2 | RMU 2S + 1F | RMU 2S + 1F |  |  | KOTA PUTERI 6(2) JALAN KP 2/2 | INDOOR SINGLE CHAMBER |  | 11/0.415 kV |  |  | 0
434479713 | TNB | DISTRIBUTION | KUALA SELANGOR | Existing | BKSL/PCE/J00423 | MAY POLYESTER | CB | CB |  |  | MAY POLYESTER | INDOOR SINGLE CHAMBER |  | 11/0.415 kV |  |  | 0
434484112 | TNB | DISTRIBUTION | KUALA SELANGOR | Existing | BKSL/PCE/J00477 | HANG TUAH | RMU | RMU 2S + 1F |  |  | HANG TUAH | PENCAWANG ATAS TIANG (PAT) |  | 11/0.415 kV | 18/08/2006 |  | 0
434486525 | TNB | DISTRIBUTION | KUALA SELANGOR | Existing | BKSL/PCE/J00479 | BALAI POLIS BATANG BEJUNTAI | RMU | RMU 2S + 1F |  |  | BALAI POLIS BATANG BEJUNTAI | OUTDOOR (OD WITH SWTCHGEAR) |  | 11/0.415 kV | 2005-11-10 |  | 0
434487123 | TNB | DISTRIBUTION | KUALA SELANGOR | Existing | BKSL/PCE/J00570 | TMN SRI BISTARI | RMU 2S + 1F | RMU 2S + 1F |  |  | TMN SRI BISTARI | INDOOR SINGLE CHAMBER |  | 11/0.415 kV | 22/03/2011 |  | 0
434487800 | TNB | DISTRIBUTION | KUALA SELANGOR | Existing | BKSL/PCE/J00471 | HWA TEH | RMU | RMU 2S + 1F |  |  | HWA TEH | INDOOR SINGLE CHAMBER |  | 11/0.415 kV | 14/02/2007 |  | 0
434527044 | TNB | DISTRIBUTION | KUALA SELANGOR | Existing | BKSL/PCE/J00469 | TMN SULUH BESTARI | RMU | RMU 2S + 1F |  |  | TMN SULUH BESTARI | OUTDOOR (OD WITH SWTCHGEAR) |  | 11/0.415 kV | 27/11/2006 |  | 0
434528256 | TNB | DISTRIBUTION | KUALA SELANGOR | Existing | BKSL/PCE/J00470 | FRUIT VALLEY | RMU 2S + 2F | RMU 2S + 2F |  |  | FRUIT VALLEY | INDOOR SINGLE CHAMBER |  | 11/0.415 kV | 2009-10-12 |  | 0
434529323 | TNB | DISTRIBUTION | KUALA SELANGOR | Existing | BKSL/PCE/J00474 | FISH POND NO 2 | RMU 2S + 1F | RMU 2S + 1F |  |  | FISH POND NO 2 | INDOOR SINGLE CHAMBER |  | 11/0.415 kV | 20/05/2005 |  | 0
434529915 | TNB | DISTRIBUTION | KUALA SELANGOR | Existing | BKSL/PCE/J00227 | LDG TERNAK AYAM JLN RAJA MUSA | RMU | RMU 2S + 1F |  |  | LDG TERNAK AYAM JLN RAJA MUSA | ATTACHED SINGLE |  | 11/0.415 kV | 27/11/1980 |  | 0
434530507 | TNB | DISTRIBUTION | KUALA SELANGOR | Existing | BKSL/PCE/J00226 | PERMATA CITRA | RMU | RMU 2S + 1F |  |  | PERMATA CITRA | SEMI INDOOR |  | 11/0.415 kV | 1982-10-10 |  | 0
434531099 | TNB | DISTRIBUTION | KUALA SELANGOR | Existing | BKSL/PCE/J00281 | TMN AGROTEKNOLOGI | RMU | RMU 2S + 1F |  |  | TMN AGROTEKNOLOGI | INDOOR SINGLE CHAMBER |  | 11/0.415 kV | 15/12/2002 |  | 0
434574271 | TNB | DISTRIBUTION | KUALA SELANGOR | Existing | BKSL/PCE/J00702 | PADAT RUMAH PAM JBA PUNCAK ALAM | RMU | RMU 2S + 1F |  |  | PADAT RUMAH PAM JBA PUNCAK ALAM | COMPACT SUBS |  |  | 18/08/2006 |  | 0
434574952 | TNB | DISTRIBUTION | KUALA SELANGOR | Existing | BKSL/PCE/J00703 | SEK REN KEB PUNCAK ALAM | RMU | RMU 2S + 1F |  |  | SEK REN KEB PUNCAK ALAM | INDOOR SINGLE CHAMBER |  |  | 20/09/2006 |  | 0
434575545 | TNB | DISTRIBUTION | KUALA SELANGOR | Existing | BKSL/PCE/J00704 | SEK MEN KEB PUNCAK ALAM | RMU | RMU 2S + 1F |  |  | SEK MEN KEB PUNCAK ALAM | INDOOR SINGLE CHAMBER |  |  | 20/09/2007 |  | 0
434576137 | TNB | DISTRIBUTION | KUALA SELANGOR | Existing | BKSL/PCE/J00705 | ZON A1 FASA 2A PUNCAK ALAM | RMU | RMU 2S + 1F |  |  | ZON A1 FASA 2A PUNCAK ALAM | INDOOR DOUBLE CHAMBER |  |  | 2006-10-10 |  | 0
434576786 | TNB | DISTRIBUTION | KUALA SELANGOR | Existing | BKSL/PCE/J00706 | ZON A2 FASA 2A PUNCAK ALAM | RMU | RMU 2S + 2F |  |  | ZON A2 FASA 2A PUNCAK ALAM | INDOOR SINGLE CHAMBER |  | 11/0.415 kV | 2007-10-10 |  | 0
434577841 | TNB | DISTRIBUTION | KUALA SELANGOR | Existing | BKSL/PCE/J00707 | ZON B FASA 2A PUNCAK ALAM | RMU | RMU 2S + 2F |  |  | ZON B FASA 2A PUNCAK ALAM | INDOOR SINGLE CHAMBER |  | 11/0.415 kV | 2008-10-10 |  | 0
434580006 | TNB | DISTRIBUTION | KUALA SELANGOR | Existing | BKSL/PCE/J00630 | KLG PAPAN SEKINCAN | RMU | RMU 2S + 2F |  |  | KLG PAPAN SEKINCAN | OUTDOOR (OD WITH SWTCHGEAR) |  | 11/0.415 kV | 14/11/2004 |  | 0
434581061 | TNB | DISTRIBUTION | KUALA SELANGOR | Existing | BKSL/PCE/J00631 | KC PILE | RMU | RMU 2S + 1F |  |  | KC PILE | ATTACHED SINGLE |  | 11/0.415 kV | 15/12/2004 |  | 0
434581653 | TNB | DISTRIBUTION | KUALA SELANGOR | Existing | BKSL/PCE/J00815 | NOTION VENTURE | RMU | RMU 2S + 1F |  |  | NOTION VENTURE | INDOOR SINGLE CHAMBER |  | 11/0.415 kV | 18/08/2011 |  | 0
434582840 | TNB | DISTRIBUTION | KUALA SELANGOR | Existing | BKSL/PCE/J00655 | OSCAR CANARY | SSU | SSU 11kV Single Bus (BS) |  |  | OSCAR CANARY | ATTACHED SINGLE |  | 11/0.415 kV | 19/02/1990 |  | 0
434583219 | TNB | DISTRIBUTION | KUALA SELANGOR | Existing | BKSL/PCE/J00225 | LDG BKT TALANG | RMU | RMU 2S + 1F |  |  | LDG BKT TALANG | SEMI INDOOR |  | 11/0.415 kV | 20/09/1984 |  | 0
434584409 | TNB | DISTRIBUTION | KUALA SELANGOR | Existing | BKSL/PCE/J00224 | PKNS RAJA MUSA (TMN RAJA MUSA) | RMU | RMU 3S+1F |  |  | PKNS RAJA MUSA (TMN RAJA MUSA) | INDOOR SINGLE CHAMBER |  | 11/0.415 kV | 18/08/1997 |  | 0
434585085 | TNB | DISTRIBUTION | KUALA SELANGOR | Existing | BKSL/PCE/J00541 | LDG GUTHREY BKT TALANG | RMU | RMU 2S + 1F |  |  | LDG GUTHREY BKT TALANG | INDOOR SINGLE CHAMBER |  | 11/0.415 kV | 17/07/2009 |  | 0
434585677 | TNB | DISTRIBUTION | KUALA SELANGOR | Existing | BKSL/PCE/J00223 | RJ MUSA NO 2(ESTATE) | RMU | RMU 2S + 1F |  |  | RJ MUSA NO 2(ESTATE) | SEMI INDOOR |  | 11/0.415 kV | 1976-11-07 |  | 0
434586269 | TNB | DISTRIBUTION | KUALA SELANGOR | Existing | BKSL/PCE/J00222 | RJ MUSA NO 1 (TMN MANICKAVASAGAM) | RMU | RMU 3S+2F |  |  | RJ MUSA NO 1 (TMN MANICKAVASAGAM) | SEMI INDOOR |  | 11/0.415 kV | 28/06/1996 |  | 0
434587685 | TNB | DISTRIBUTION | KUALA SELANGOR | Existing | BKSL/PCE/J00355 | QTRS MAJLIS DAERAH SEKINCHAN | RMU 2S + 1F | RMU 2S + 1F |  |  | QTRS MAJLIS DAERAH SEKINCHAN | ATTACHED SINGLE |  | 11/0.415 kV | 14/11/2005 |  | 0
434588719 | TNB | DISTRIBUTION | KUALA SELANGOR | Existing | BKSL/PCE/J00539 | PUAS SEKINCHAN | RMU 2S + 1F | RMU 2S + 1F |  |  | PUAS SEKINCHAN | INDOOR SINGLE CHAMBER |  | 11/0.415 kV | 20/05/2009 |  | 0
434591779 | TNB | DISTRIBUTION | KUALA SELANGOR | Existing | BKSL/PCE/J00708 | SEK REN KEB PUNCAK ALAM FASA 2 | RMU | RMU 2S + 1F |  |  | SEK REN KEB PUNCAK ALAM FASA 2 | INDOOR DOUBLE CHAMBER |  | 11/0.415 kV | 27/11/2006 |  | 0
434592373 | TNB | DISTRIBUTION | KUALA SELANGOR | Existing | BKSL/PCE/J00710 | ZON E FASA 2A PUNCAK ALAM | RMU | RMU 2S + 2F |  |  | ZON E FASA 2A PUNCAK ALAM | INDOOR DOUBLE CHAMBER |  | 11/0.415 kV | 14/02/2006 |  | 0
434593428 | TNB | DISTRIBUTION | KUALA SELANGOR | Existing | BKSL/PCE/J00709 | ZON C FASA 2A PUNCAK ALAM | RMU | RMU 2S + 2F |  |  | ZON C FASA 2A PUNCAK ALAM | INDOOR DOUBLE CHAMBER |  | 11/0.415 kV | 2006-10-12 |  | 0
434594484 | TNB | DISTRIBUTION | KUALA SELANGOR | Existing | BKSL/PCE/J00711 | SHAH ALAM 2 NO.4 PUNCAK ALAM | RMU 2S + 2F | RMU 2S + 2F |  |  | SHAH ALAM 2 NO.4 PUNCAK ALAM | INDOOR DOUBLE CHAMBER |  | 11/0.415 kV | 18/03/2006 |  | 0
434595538 | TNB | DISTRIBUTION | KUALA SELANGOR | Existing | BKSL/PCE/J00713 | SHAH ALAM 2 NO.6 PUNCAK ALAM | RMU | RMU 2S + 2F |  |  | SHAH ALAM 2 NO.6 PUNCAK ALAM | INDOOR DOUBLE CHAMBER |  | 11/0.415 kV | 20/05/2006 |  | 0
434600277 | TNB | DISTRIBUTION | KUALA SELANGOR | Existing | BKSL/PCE/J00236 | SW/STN RJ MUSA | RMU 3S+1F | RMU 3S+1F |  |  | SW/STN RJ MUSA | OUTDOOR (OD WITH SWTCHGEAR) |  | 11/0.415 kV | 22/09/1988 |  | 0
434600927 | TNB | DISTRIBUTION | KUALA SELANGOR | Existing | BKSL/PCE/J00583 | SW/STN SIME DARBY NO 2 | RMU | RMU 3S |  |  | SW/STN SIME DARBY NO 2 | OUTDOOR (OD WITH SWTCHGEAR) |  | 11/0.415 kV | 26/06/2008 |  | 0
434601754 | TNB | DISTRIBUTION | KUALA SELANGOR | Existing | BKSL/PCE/J00243 | PKNS BKT BELIMBING (R/MURAH) | RMU | RMU 3S+1F |  |  | PKNS BKT BELIMBING (R/MURAH) | INDOOR SINGLE CHAMBER |  | 11/0.415 kV | 19/04/1993 |  | 0
434602404 | TNB | DISTRIBUTION | KUALA SELANGOR | Existing | BKSL/PCE/J00242 | TOK 4 MAJID | RMU | RMU 2S + 1F |  |  | TOK 4 MAJID | OUTDOOR (OD WITH SWTCHGEAR) |  | 11/0.415 kV | 22/03/1984 |  | 0
434602996 | TNB | DISTRIBUTION | KUALA SELANGOR | Existing | BKSL/PCE/J00240 | GOODWILL COCONUT | RMU | RMU 2S + 1F |  |  | GOODWILL COCONUT | OUTDOOR (OD WITH SWTCHGEAR) |  | 11/0.415 kV | 19/02/1997 |  | 0
434603588 | TNB | DISTRIBUTION | KUALA SELANGOR | Existing | BKSL/PCE/J00554 | FA HERB | RMU | RMU 2S + 1F |  |  | FA HERB | SEMI INDOOR |  | 11/0.415 kV | 20/09/2008 |  | 0
434604180 | TNB | DISTRIBUTION | KUALA SELANGOR | Existing | BKSL/PCE/J00339 | TMN MENGKUANG | RMU | RMU 2S + 1F |  |  | TMN MENGKUANG | INDOOR SINGLE CHAMBER |  | 11/0.415 kV | 20/09/1983 |  | 0
434686451 | TNB | DISTRIBUTION | KUALA SELANGOR | Existing | BKSL/PCE/J00667 | GUARDIAN CAUCUS | RMU 2S + 1F | RMU 2S + 1F |  |  | GUARDIAN CAUCUS | INDOOR SINGLE CHAMBER |  | 11/0.415 kV | 20/05/2006 |  | 0
434687043 | TNB | DISTRIBUTION | KUALA SELANGOR | Existing | BKSL/PCE/J00666 | WORK SHOP MAMECH | RMU 2S + 1F | RMU 2S + 1F |  |  | WORK SHOP MAMECH | INDOOR SINGLE CHAMBER |  | 11/0.415 kV | 19/04/2006 |  | 0
434687635 | TNB | DISTRIBUTION | KUALA SELANGOR | Existing | BKSL/PCE/J00668 | INTERSIT INDUSTRIES IJOK | RMU | RMU 2S + 1F |  |  | INTERSIT INDUSTRIES IJOK | INDOOR DOUBLE CHAMBER |  | 11/0.415 kV | 26/06/2006 |  | 0
434688227 | TNB | DISTRIBUTION | KUALA SELANGOR | Existing | BKSL/PCE/J00669 | WILLY STEEL | RMU | RMU 2S + 1F |  |  | WILLY STEEL | ATTACHED DOUBLE |  | 11/0.415 kV | 17/07/2006 |  | 0
434688819 | TNB | DISTRIBUTION | KUALA SELANGOR | Existing | BKSL/PCE/J00656 | PERDANA ALAM JAYA NO.3 | RMU 2S + 2F | RMU 2S + 2F |  |  | PERDANA ALAM JAYA NO.3 | INDOOR DOUBLE CHAMBER |  | 11/0.415 kV | 22/03/1990 |  | 0
434689874 | TNB | DISTRIBUTION | KUALA SELANGOR | Existing | BKSL/PCE/J00657 | PERDANA ALAM JAYA NO.2 | RMU 2S + 2F | RMU 2S + 2F |  |  | PERDANA ALAM JAYA NO.2 | INDOOR DOUBLE CHAMBER |  | 11/0.415 kV | 19/04/1990 |  | 0
434695355 | TNB | DISTRIBUTION | KUALA SELANGOR | Existing | BKSL/PCE/J00712 | SHAH ALAM 2 NO.5 PUNCAK ALAM | RMU | RMU 2S + 1F |  |  | SHAH ALAM 2 NO.5 PUNCAK ALAM | INDOOR DOUBLE CHAMBER |  | 11/0.415 kV | 19/04/2006 |  | 0
434695948 | TNB | DISTRIBUTION | KUALA SELANGOR | Existing | BKSL/PCE/J00714 | SHAH ALAM 2 NO.7 PUNCAK ALAM | RMU | RMU 2S + 1F |  |  | SHAH ALAM 2 NO.7 PUNCAK ALAM | INDOOR DOUBLE CHAMBER |  | 11/0.415 kV | 26/06/2006 |  | 0
434696541 | TNB | DISTRIBUTION | KUALA SELANGOR | Existing | BKSL/PCE/J00715 | SHAH ALAM 2 NO.3 PUNCAK ALAM | RMU | RMU 2S + 1F |  |  | SHAH ALAM 2 NO.3 PUNCAK ALAM | INDOOR DOUBLE CHAMBER |  | 11/0.415 kV | 17/07/2006 |  | 0
434697133 | TNB | DISTRIBUTION | KUALA SELANGOR | Existing | BKSL/PCE/J00730 | ZON D FASA 2A PUNCAK ALAM | RMU | RMU 2S + 2F |  |  | ZON D FASA 2A PUNCAK ALAM | INDOOR DOUBLE CHAMBER |  | 11/0.415 kV | 2006-10-12 |  | 0
434698189 | TNB | DISTRIBUTION | KUALA SELANGOR | Existing | BKSL/PCE/J00731 | LAVENDER VILLA | RMU | RMU 3S+1F |  |  | LAVENDER VILLA | INDOOR DOUBLE CHAMBER |  | 11/0.415 kV | 14/02/2006 |  | 0
434707076 | TNB | DISTRIBUTION | KUALA SELANGOR | Existing | BKSL/PCE/J00587 | AADK TANJUNG KARANG | RMU 2S + 1F | RMU 2S + 1F |  |  | AADK TANJUNG KARANG | INDOOR SINGLE CHAMBER |  | 11/0.415 kV | 2006-11-10 |  | 0
434720310 | TNB | DISTRIBUTION | KUALA SELANGOR | Existing | BKSL/PCE/J00732 | ZON A3 FASA 2A PUNCAK ALAM | RMU | RMU 2S + 1F |  |  | ZON A3 FASA 2A PUNCAK ALAM | INDOOR DOUBLE CHAMBER |  | 11/0.415 kV | 18/03/2006 |  | 0
434720903 | TNB | DISTRIBUTION | KUALA SELANGOR | Existing | BKSL/PCE/J00733 | SHAH ALAM 2 NO.1 | RMU 2S + 2F | RMU 2S + 2F |  |  | SHAH ALAM 2 NO.1 | INDOOR DOUBLE CHAMBER |  | 11/0.415 kV | 19/04/2006 |  | 0
434721959 | TNB | DISTRIBUTION | KUALA SELANGOR | Existing | BKSL/PCE/J00734 | SHAH ALAM 2 NO.2 | RMU 2S + 2F | RMU 2S + 2F |  |  | SHAH ALAM 2 NO.2 | INDOOR DOUBLE CHAMBER |  | 11/0.415 kV | 20/05/2006 |  | 0
434723015 | TNB | DISTRIBUTION | KUALA SELANGOR | Existing | BKSL/PCE/J00039 | BANDAR PUNCAK ALAM JAS | RMU | RMU 2S + 2F |  |  | BANDAR PUNCAK ALAM JAS | INDOOR SINGLE CHAMBER |  | 11/0.415 kV | 18/08/1991 |  | 0
434724071 | TNB | DISTRIBUTION | KUALA SELANGOR | Existing | BKSL/PCE/J00736 | SHAH ALAM 2 NO.8 | RMU | RMU 2S + 2F |  |  | SHAH ALAM 2 NO.8 | INDOOR DOUBLE CHAMBER |  | 11/0.415 kV | 17/07/2006 |  | 0
434737892 | TNB | DISTRIBUTION | KUALA SELANGOR | Existing | BKSL/PCE/J00255 | SW/STN BKT BELIMBING | RMU 3S+1F | RMU 3S+1F |  |  | SW/STN BKT BELIMBING | OUTDOOR (OD WITH SWTCHGEAR) |  | 11/0.415 kV | 26/06/1996 |  | 0
434739140 | TNB | DISTRIBUTION | KUALA SELANGOR | Existing | BKSL/PCE/J00245 | KELIP-KELIP BKT BELIMBING | RMU | RMU 2S + 1F |  |  | KELIP-KELIP BKT BELIMBING | OUTDOOR (OD WITH SWTCHGEAR) |  | 11/0.415 kV | 1987-11-07 |  | 0
434739732 | TNB | DISTRIBUTION | KUALA SELANGOR | Existing | BKSL/PCE/J00246 | INNOBRIDE NO 6 | RMU | RMU 2S + 1F |  |  | INNOBRIDE NO 6 | OUTDOOR (OD WITH SWTCHGEAR) |  | 11/0.415 kV | 18/08/1987 |  | 0
434740324 | TNB | DISTRIBUTION | KUALA SELANGOR | Existing | BKSL/PCE/J00247 | LUBOK PASANGAN | RMU 2S + 1F | RMU 2S + 1F |  |  | LUBOK PASANGAN | OUTDOOR (OD WITH SWTCHGEAR) |  | 11/0.415 kV | 20/09/1987 |  | 0
434740916 | TNB | DISTRIBUTION | KUALA SELANGOR | Existing | BKSL/PCE/J00476 | QUARTERS TENNAMARAN | RMU | RMU 2S + 1F |  |  | QUARTERS TENNAMARAN | OUTDOOR (OD WITH SWTCHGEAR) |  | 11/0.415 kV | 17/07/2005 |  | 0
434741641 | TNB | DISTRIBUTION | KUALA SELANGOR | Existing | BKSL/PCE/J00579 | SIME PLANTATION B.BERJUNTAI | RMU | RMU 2S + 2F |  |  | SIME PLANTATION B.BERJUNTAI | INDOOR DOUBLE CHAMBER |  | 11/0.415 kV | 14/02/2008 |  | 0
434746322 | TNB | DISTRIBUTION | KUALA SELANGOR | Existing | BKSL/PCE/J00480 | VASATECH | RMU 2S + 2F | RMU 2S + 2F |  |  | VASATECH | INDOOR DOUBLE CHAMBER |  | 11/0.415 kV | 14/11/2007 |  | 0
434749044 | TNB | DISTRIBUTION | KUALA SELANGOR | Existing | BKSL/PCE/J00478 | TMN SURIA | RMU 3S+1F | RMU 3S+1F |  |  | TMN SURIA | INDOOR DOUBLE CHAMBER |  | 11/0.415 kV | 22/09/2005 |  | 0
434749773 | TNB | DISTRIBUTION | KUALA SELANGOR | Existing | BKSL/PCE/J00483 | STALHAEM NO.2 | RMU 3S+1F | RMU 3S+1F |  |  | STALHAEM NO.2 | INDOOR SINGLE CHAMBER |  | 11/0.415 kV | 22/03/2005 |  | 0
434755957 | TNB | DISTRIBUTION | KUALA SELANGOR | Existing | BKSL/PCE/J00827 | FORWARD SCOPE | RMU | RMU 2S + 1F |  |  | FORWARD SCOPE | INDOOR SINGLE CHAMBER |  | 11/0.415 kV | 2013-12-07 |  | 0
434757891 | TNB | DISTRIBUTION | KUALA SELANGOR | Existing | BKSL/PCE/J00409 | ASSIGN PRECISION | RMU 2S + 1F | RMU 2S + 1F |  |  | ASSIGN PRECISION | INDOOR SINGLE CHAMBER |  | 11/0.415 kV | 23/10/2015 |  | 0
434759633 | TNB | DISTRIBUTION | KUALA SELANGOR | Existing | BKSL/PCE/J00644 | POLYMIX PLASTIC BT ARANG | RMU | RMU 3S |  |  | POLYMIX PLASTIC BT ARANG | INDOOR SINGLE CHAMBER |  | 11/0.415 kV | 14/02/2012 |  | 0
434759819 | TNB | DISTRIBUTION | KUALA SELANGOR | Existing | BKSL/PCE/J00645 | SOUTHPROP NO.1 | RMU | RMU 2S + 1F |  |  | SOUTHPROP NO.1 | INDOOR SINGLE CHAMBER |  | 11/0.415 kV | 18/03/2004 |  | 0
434760411 | TNB | DISTRIBUTION | KUALA SELANGOR | Existing | BKSL/PCE/J00817 | KILANG MING ZHANG | RMU | RMU 2S + 1F |  |  | KILANG MING ZHANG | INDOOR SINGLE CHAMBER |  | 11/0.415 kV | 2010-10-10 |  | 0
434761003 | TNB | DISTRIBUTION | KUALA SELANGOR | Existing | BKSL/PCE/J00635 | EVERFLOW | RMU 2S + 2F | RMU 2S + 2F |  |  | EVERFLOW | INDOOR SINGLE CHAMBER |  | 11/0.415 kV | 19/09/2013 |  | 0
434762058 | TNB | DISTRIBUTION | KUALA SELANGOR | Existing | BKSL/PCE/J00834 | RUBPLAST JLN RUKUN | RMU | RMU 2S + 1F |  |  | RUBPLAST JLN RUKUN | INDOOR SINGLE CHAMBER |  | 11/0.415 kV |  |  | 0
434762650 | TNB | DISTRIBUTION | KUALA SELANGOR | Existing | BKSL/PCE/J00482 | SOUTH PROP NO.2 | RMU | RMU 2S + 1F |  |  | SOUTH PROP NO.2 | INDOOR SINGLE CHAMBER |  | 11/0.415 kV | 19/02/2005 |  | 0
434772361 | TNB | DISTRIBUTION | KUALA SELANGOR | Existing | BKSL/PCE/J00864 | SHAH ALAM 2 FASA 5A4 NO.2 | RMU | RMU 2S + 1F |  |  | SHAH ALAM 2 FASA 5A4 NO.2 | INDOOR DOUBLE CHAMBER |  | 11/0.415 kV |  |  | 0
434772953 | TNB | DISTRIBUTION | KUALA SELANGOR | Existing | BKSL/PCE/J00737 | BANDAR PUNCAK ALAM JLN ALAM SURIA 16/20 | RMU | RMU 2S + 2F |  |  | BANDAR PUNCAK ALAM JLN ALAM SURIA 16/20 | INDOOR DOUBLE CHAMBER |  | 11/0.415 kV | 18/08/2006 |  | 0
434774009 | TNB | DISTRIBUTION | KUALA SELANGOR | Existing | BKSL/PCE/J00738 | SHAH ALAM 2 FASA 5B 3 | RMU | RMU 2S + 1F |  |  | SHAH ALAM 2 FASA 5B 3 | INDOOR DOUBLE CHAMBER |  | 11/0.415 kV | 22/09/2006 |  | 0
434774602 | TNB | DISTRIBUTION | KUALA SELANGOR | Existing | BKSL/PCE/J00860 | PERUMAHAN FASA 1 PUNCAK BISTARI | RMU 2S + 2F | RMU 2S + 2F |  |  | PERUMAHAN FASA 1 PUNCAK BISTARI | INDOOR DOUBLE CHAMBER |  | 11/0.415 kV |  |  | 0
434775656 | TNB | DISTRIBUTION | KUALA SELANGOR | Existing | BKSL/PCE/J00742 | FASA 3A6 PUNCAK ALAM | RMU 3S+2F | RMU 3S+2F |  |  | FASA 3A6 PUNCAK ALAM | INDOOR DOUBLE CHAMBER |  | 11/0.415 kV | 19/02/2006 |  | 0
434784712 | TNB | DISTRIBUTION | KUALA SELANGOR | Existing | BKSL/PCE/J00646 | LBH BROTHERS | RMU | RMU 2S + 1F |  |  | LBH BROTHERS | ATTACHED SINGLE |  | 11/0.415 kV | 19/04/2004 |  | 0
434785304 | TNB | DISTRIBUTION | KUALA SELANGOR | Existing | BKSL/PCE/J00647 | BE PILE | RMU | RMU 2S + 2F |  |  | BE PILE | INDOOR DOUBLE CHAMBER |  | 11/0.415 kV | 20/05/2004 |  | 0
434786359 | TNB | DISTRIBUTION | KUALA SELANGOR | Existing | BKSL/PCE/J00648 | SON STAR | RMU | RMU 2S + 2F |  |  | SON STAR | INDOOR DOUBLE CHAMBER |  | 11/0.415 kV | 26/06/1990 |  | 0
434787414 | TNB | DISTRIBUTION | KUALA SELANGOR | Existing | BKSL/SSU/J00012 | SSU JASA RINGGIT | CB 4S + 1BS | SSU 11kV Single Bus (BS) |  |  | SSU JASA RINGGIT | ATTACHED |  |  | 2004-10-12 |  | 0
434787937 | TNB | DISTRIBUTION | KUALA SELANGOR | Existing | BKSL/PCE/J00692 | SSU KOTA PUTERI (CB9) | SSU | SSU 11kV Single Bus (BS) |  |  | SSU KOTA PUTERI (CB9) | INDOOR SINGLE CHAMBER |  | 11/0.415 kV | 22/09/2006 |  | 0
434788460 | TNB | DISTRIBUTION | KUALA SELANGOR | Existing | BKSL/PCE/J00821 | LOT 256 SOUTH PROP HOLDING | RMU | RMU 2S + 1F |  |  | LOT 256 SOUTH PROP HOLDING | INDOOR DOUBLE CHAMBER |  | 11/0.415 kV | 18/03/2012 |  | 0
434803926 | TNB | DISTRIBUTION | KUALA SELANGOR | Existing | BKSL/PCE/J00486 | BERJUNTAI MAJU(C/S) | RMU | RMU 2S + 1F |  |  | BERJUNTAI MAJU(C/S) | COMPACT SUBS |  | 11/0.415 kV | 2008-11-07 |  | 0
434804524 | TNB | DISTRIBUTION | KUALA SELANGOR | Existing | BKSL/PCE/J00487 | BERJUNTAI MAJU BTG BERJUNTAI | RMU 2S + 2F | RMU 2S + 2F |  |  | BERJUNTAI MAJU BTG BERJUNTAI | INDOOR DOUBLE CHAMBER |  | 11/0.415 kV | 18/08/2009 |  | 0
434806132 | TNB | DISTRIBUTION | KUALA SELANGOR | Existing | BKSL/PCE/J00489 | TELEKOM B/BEJUNTAI | RMU | RMU 2S + 1F |  |  | TELEKOM B/BEJUNTAI | OUTDOOR (OD WITH SWTCHGEAR) |  | 11/0.415 kV | 20/09/2009 |  | 0
434815419 | TNB | DISTRIBUTION | KUALA SELANGOR | Existing | BKSL/PCE/J00538 | TMN MAYANG(C/S) | RMU 2S + 1F | RMU 2S + 1F |  |  | TMN MAYANG(C/S) | COMPACT SUBS |  | 11/0.415 kV | 19/04/2007 |  | 0
434816394 | TNB | DISTRIBUTION | KUALA SELANGOR | Existing | BKSL/PCE/J00332 | SW/STN SRI FUMA | RMU | RMU 3S+1F |  |  | SW/STN SRI FUMA | OUTDOOR (OD WITH SWTCHGEAR) |  | 11/0.415 kV | 15/12/2004 |  | 0
434819260 | TNB | DISTRIBUTION | KUALA SELANGOR | Existing | BKSL/PCE/J00500 | KG SG RAMBAI | RMU 3S+1F | RMU 3S+1F |  |  | KG SG RAMBAI | OUTDOOR (OD WITH SWTCHGEAR) |  | 11/0.415 kV | 22/09/2007 |  | 0
434819909 | TNB | DISTRIBUTION | KUALA SELANGOR | Existing | BKSL/PCE/J00493 | KG JAWA | RMU 2S + 1F | RMU 2S + 1F |  |  | KG JAWA | OUTDOOR (OD WITH SWTCHGEAR) |  | 11/0.415 kV | 14/02/2008 |  | 0
434820531 | TNB | DISTRIBUTION | KUALA SELANGOR | Existing | BKSL/PCE/J00501 | RESTORAN YU HEE SWALLOW | RMU 2S + 1F | RMU 2S + 1F |  |  | RESTORAN YU HEE SWALLOW | INDOOR SINGLE CHAMBER |  | 11/0.415 kV | 2007-11-10 |  | 0
434821132 | TNB | DISTRIBUTION | KUALA SELANGOR | Existing | BKSL/PCE/J00499 | TMN KILAUAN | RMU 2S + 1F | RMU 2S + 1F |  |  | TMN KILAUAN | INDOOR SINGLE CHAMBER |  | 11/0.415 kV | 18/08/2008 |  | 0
434821865 | TNB | DISTRIBUTION | KUALA SELANGOR | Existing | BKSL/PCE/J00814 | TAMAN RUI DEV | RMU 2S + 1F | RMU 2S + 1F |  |  | TAMAN RUI DEV | OUTDOOR (OD WITH SWTCHGEAR) |  | 11/0.415 kV | 1993-11-07 |  | 0
434822465 | TNB | DISTRIBUTION | KUALA SELANGOR | Existing | BKSL/PCE/J00498 | WATASEKO | RMU 2S + 1F | RMU 2S + 1F |  |  | WATASEKO | INDOOR SINGLE CHAMBER |  | 11/0.415 kV | 17/07/2008 |  | 0
434823057 | TNB | DISTRIBUTION | KUALA SELANGOR | Existing | BKSL/PCE/J00497 | TMN SRI CAHAYA(C/S) | RMU 2S + 1F | RMU 2S + 1F |  |  | TMN SRI CAHAYA(C/S) | COMPACT SUBS |  | 11/0.415 kV | 26/06/2000 |  | 0
434828200 | TNB | DISTRIBUTION | KUALA SELANGOR | Existing | BKSL/PCE/J00490 | TMN SENTOSA | RMU | RMU 2S + 1F |  |  | TMN SENTOSA | INDOOR SINGLE CHAMBER |  | 11/0.415 kV | 2009-10-10 |  | 0
434828798 | TNB | DISTRIBUTION | KUALA SELANGOR | Existing | BKSL/PCE/J00491 | PEKAN BATANG BEJUNTAI | RMU | RMU 2S + 1F |  |  | PEKAN BATANG BEJUNTAI | OUTDOOR (OD WITH SWTCHGEAR) |  | 11/0.415 kV | 27/11/2009 |  | 0
434829396 | TNB | DISTRIBUTION | KUALA SELANGOR | Existing | BKSL/PCE/J00492 | BINTANG JELITA | RMU | RMU 2S + 1F |  |  | BINTANG JELITA | OUTDOOR (OD WITH SWTCHGEAR) |  | 11/0.415 kV | 2008-10-12 |  | 0
434830318 | TNB | DISTRIBUTION | KUALA SELANGOR | Existing | BKSL/PCE/J00496 | PKNS TAMAN SRI INDAH | RMU | RMU 2S + 1F |  |  | PKNS TAMAN SRI INDAH | INDOOR SINGLE CHAMBER |  | 11/0.415 kV | 20/05/2007 |  | 0
434830917 | TNB | DISTRIBUTION | KUALA SELANGOR | Existing | BKSL/PCE/J00506 | SSU PKPS | RMU | RMU 3S+1F |  |  | SSU PKPS | OUTDOOR (OD WITH SWTCHGEAR) |  | 11/0.415 kV | 19/04/2008 |  | 0
434831567 | TNB | DISTRIBUTION | KUALA SELANGOR | Existing | BKSL/PCE/J00507 | PUSAT PENYEMBELIHAN PKPS | RMU | RMU 2S + 1F |  |  | PUSAT PENYEMBELIHAN PKPS | INDOOR SINGLE CHAMBER |  | 11/0.415 kV | 28/06/2009 |  | 0
434834406 | TNB | DISTRIBUTION | KUALA SELANGOR | Existing | BKSL/PCE/J00652 | TAMAN NILAM NO 2 | CB 3S | CB + 1 TX |  |  | TAMAN NILAM NO 2 | INDOOR SINGLE CHAMBER |  | 11/0.415 kV | 1990-11-10 |  | 0
434845142 | TNB | DISTRIBUTION | KUALA SELANGOR | Existing | BKSL/PCE/J00495 | SM TEKNIK BATANG BERJUNTAI | RMU 2S + 1F | RMU 2S + 1F |  |  | SM TEKNIK BATANG BERJUNTAI | INDOOR SINGLE CHAMBER |  | 11/0.415 kV | 19/04/2009 |  | 0
434845749 | TNB | DISTRIBUTION | KUALA SELANGOR | Existing | BKSL/PCE/J00494 | SK BATANG BERJUNTAI | RMU 2S + 1F | RMU 2S + 1F |  |  | SK BATANG BERJUNTAI | INDOOR SINGLE CHAMBER |  | 11/0.415 kV | 18/03/2008 |  | 0
434846356 | TNB | DISTRIBUTION | KUALA SELANGOR | Existing | BKSL/PCE/J00568 | TMN PELANGI | RMU 2S + 1F | RMU 2S + 1F |  |  | TMN PELANGI | INDOOR SINGLE CHAMBER |  | 11/0.415 kV | 15/12/2011 |  | 0
434846957 | TNB | DISTRIBUTION | KUALA SELANGOR | Existing | BKSL/PCE/J00035 | SG RAMBAI NO 1 | RMU 2S + 1F | RMU 2S + 1F |  |  | SG RAMBAI NO 1 | OUTDOOR (OD WITH SWTCHGEAR) |  | 11/0.415 kV | 20/05/1988 |  | 0
434847556 | TNB | DISTRIBUTION | KUALA SELANGOR | Existing | BKSL/PCE/J00133 | SW/STN SG RAMBAI ESTET | RMU 3S+1F | RMU 3S+1F |  |  | SW/STN SG RAMBAI ESTET | OUTDOOR (OD WITH SWTCHGEAR) |  | 11/0.415 kV | 28/06/1982 |  | 0
434848235 | TNB | DISTRIBUTION | KUALA SELANGOR | Existing | BKSL/PCE/J00036 | SG RAMBAI NO 2 | RMU 2S + 1F | RMU 2S + 1F |  |  | SG RAMBAI NO 2 | OUTDOOR (OD WITH SWTCHGEAR) |  | 11/0.415 kV | 26/06/1997 |  | 0
434848842 | TNB | DISTRIBUTION | KUALA SELANGOR | Existing | BKSL/PCE/J00136 | R/PAM AIR JPS KG ASAHAN | RMU 2S + 1F | RMU 2S + 1F |  |  | R/PAM AIR JPS KG ASAHAN | INDOOR SINGLE CHAMBER |  | 11/0.415 kV | 20/09/1992 |  | 0
434854065 | TNB | DISTRIBUTION | KUALA SELANGOR | Existing | BKSL/PCE/J00744 | APRTMENT MELATI NO.2 PUNCAK ALAM | RMU | RMU 2S + 2F |  |  | APRTMENT MELATI NO.2 PUNCAK ALAM | INDOOR DOUBLE CHAMBER |  | 11/0.415 kV | 19/04/2006 |  | 0
434855121 | TNB | DISTRIBUTION | KUALA SELANGOR | Existing | BKSL/PCE/J00743 | APRTMENT MELATI NO.1 PUNCAK ALAM | RMU | RMU 2S + 2F |  |  | APRTMENT MELATI NO.1 PUNCAK ALAM | INDOOR DOUBLE CHAMBER |  | 11/0.415 kV | 22/03/2006 |  | 0
434856177 | TNB | DISTRIBUTION | KUALA SELANGOR | Existing | BKSL/PCE/J00746 | INDUSTRI ALAM JAYA NO.1 | RMU | RMU 2S + 1F |  |  | INDUSTRI ALAM JAYA NO.1 | INDOOR SINGLE CHAMBER |  | 11/0.415 kV | 2006-11-07 |  | 0
434856770 | TNB | DISTRIBUTION | KUALA SELANGOR | Existing | BKSL/PCE/J00748 | INDUSTRI ALAM JAYA NO.2 | RMU | RMU 2S + 1F |  |  | INDUSTRI ALAM JAYA NO.2 | INDOOR DOUBLE CHAMBER |  | 11/0.415 kV | 20/09/2006 |  | 0
434857364 | TNB | DISTRIBUTION | KUALA SELANGOR | Existing | BKSL/PCE/J00818 | CK CHEONG SDN BHD | RMU | RMU 2S + 1F |  |  | CK CHEONG SDN BHD | ATTACHED SINGLE |  | 11/0.415 kV | 27/11/2012 |  | 0
434859273 | TNB | DISTRIBUTION | KUALA SELANGOR | Existing | BKSL/PCE/J00413 | TMN DELIMA | RMU 2S + 1F | RMU 2S + 1F |  |  | TMN DELIMA | INDOOR SINGLE CHAMBER |  | 11/0.415 kV |  |  | 0
434866511 | TNB | DISTRIBUTION | KUALA SELANGOR | Existing | BKSL/PCE/J00509 | STP UNISEL | RMU | RMU 3S+1F |  |  | STP UNISEL | OUTDOOR (OD WITH SWTCHGEAR) |  | 11/0.415 kV | 18/08/2007 |  | 0
434867161 | TNB | DISTRIBUTION | KUALA SELANGOR | Existing | BKSL/PCE/J00508 | RUMAH KAKITANGAN UNISEL | RMU | RMU 2S + 1F |  |  | RUMAH KAKITANGAN UNISEL | INDOOR SINGLE CHAMBER |  | 11/0.415 kV | 2007-11-07 |  | 0
434867753 | TNB | DISTRIBUTION | KUALA SELANGOR | Existing | BKSL/PCE/J00510 | ASRAMA PUTERI UNISEL | RMU | RMU 2S + 2F |  |  | ASRAMA PUTERI UNISEL | INDOOR DOUBLE CHAMBER |  | 11/0.415 kV | 20/09/2006 |  | 0
434868820 | TNB | DISTRIBUTION | KUALA SELANGOR | Existing | BKSL/PCE/J00512 | SSU UNISEL | RMU | RMU 3S |  |  | SSU UNISEL | INDOOR SINGLE CHAMBER |  | 11/0.415 kV | 27/11/2008 |  | 0
434869006 | TNB | DISTRIBUTION | KUALA SELANGOR | Existing | BKSL/PCE/J00511 | ASRAMA PUTERA UNISEL | RMU | RMU 2S + 2F |  |  | ASRAMA PUTERA UNISEL | INDOOR DOUBLE CHAMBER |  | 11/0.415 kV | 2007-10-10 |  | 0
434870073 | TNB | DISTRIBUTION | KUALA SELANGOR | Existing | BKSL/PCE/J00505 | SIME INAX | RMU 2S + 1F | RMU 2S + 1F |  |  | SIME INAX | INDOOR SINGLE CHAMBER |  | 11/0.415 kV | 22/03/2009 |  | 0
434884831 | TNB | DISTRIBUTION | KUALA SELANGOR | Existing | BKSL/PCE/J00696 | KOTA PUTERI NO.5 JLN KP 5/13 | RMU | RMU 2S + 1F |  |  | KOTA PUTERI NO.5 JLN KP 5/13 | INDOOR DOUBLE CHAMBER |  | 11/0.415 kV | 19/02/2006 |  | 0
434885423 | TNB | DISTRIBUTION | KUALA SELANGOR | Existing | BKSL/PCE/J00694 | JLN KOTA PUTERI 5/14B | RMU | RMU 2S + 1F |  |  | JLN KOTA PUTERI 5/14B | INDOOR DOUBLE CHAMBER |  | 11/0.415 kV | 14/11/2006 |  | 0
434886015 | TNB | DISTRIBUTION | KUALA SELANGOR | Existing | BKSL/PCE/J00695 | KOTA PUTERI PERSIARAN BT ARANG NO.4 | RMU 2S + 1F | RMU 2S + 1F |  |  | KOTA PUTERI PERSIARAN BT ARANG NO.4 | INDOOR DOUBLE CHAMBER |  | 11/0.415 kV | 15/12/2006 |  | 0
434892308 | TNB | DISTRIBUTION | KUALA SELANGOR | Existing | BKSL/PCE/J00749 | GUPPY PLASTIC ALAM JAYA | RMU | RMU 2S + 1F |  |  | GUPPY PLASTIC ALAM JAYA | ATTACHED SINGLE |  | 11/0.415 kV | 2006-10-10 |  | 0
434892900 | TNB | DISTRIBUTION | KUALA SELANGOR | Existing | BKSL/PCE/J00750 | PADAT MULTI GUNA TMN ALAM JAYA 2/1 | RMU | RMU 2S + 1F |  |  | PADAT MULTI GUNA TMN ALAM JAYA 2/1 | COMPACT SUBS |  | 11/0.415 kV | 27/11/2006 |  | 0
434893581 | TNB | DISTRIBUTION | KUALA SELANGOR | Existing | BKSL/PCE/J00751 | GUPPY PLASTIC NO.2 ALAM JAYA | RMU | RMU 2S + 1F |  |  | GUPPY PLASTIC NO.2 ALAM JAYA | ATTACHED SINGLE |  | 11/0.415 kV | 2006-10-12 |  | 0
434894173 | TNB | DISTRIBUTION | KUALA SELANGOR | Existing | BKSL/PCE/J00752 | GUPPY PLASTIC NO.3 ALAM JAYA | RMU | RMU 2S + 1F |  |  | GUPPY PLASTIC NO.3 ALAM JAYA | ATTACHED SINGLE |  | 11/0.415 kV | 14/02/2006 |  | 0
434894948 | TNB | DISTRIBUTION | KUALA SELANGOR | Existing | BKSL/PCE/J00870 | HLCT LAND TIAJ 2/1 | RMU | RMU 3S+1F |  |  | HLCT LAND TIAJ 2/1 | INDOOR SINGLE CHAMBER |  | 11/0.415 kV |  |  | 0
434895598 | TNB | DISTRIBUTION | KUALA SELANGOR | Existing | BKSL/PCE/J00753 | PLANTFIELD NO.1 | RMU | RMU 2S + 2F |  |  | PLANTFIELD NO.1 | INDOOR DOUBLE CHAMBER |  | 11/0.415 kV | 18/03/2006 |  | 0
434897276 | TNB | DISTRIBUTION | KUALA SELANGOR | Existing | BKSL/PCE/J00033 | LDG SEL RIVER SIDE | RMU 2S + 1F | RMU 2S + 1F |  |  | LDG SEL RIVER SIDE | OUTDOOR (OD WITH SWTCHGEAR) |  | 11/0.415 kV | 18/03/1984 |  | 0
434897877 | TNB | DISTRIBUTION | KUALA SELANGOR | Existing | BKSL/PCE/J00032 | PKNS KG KUANTAN | RMU 2S + 1F | RMU 2S + 1F |  |  | PKNS KG KUANTAN | INDOOR DOUBLE CHAMBER |  | 11/0.415 kV | 14/02/2002 |  | 0
434898484 | TNB | DISTRIBUTION | KUALA SELANGOR | Existing | BKSL/PCE/J00484 | KG JAYA SETIA | RMU 7S + 1F | RMU 2X (2S + 1F) |  |  | KG JAYA SETIA | OUTDOOR (OD WITH SWTCHGEAR) |  | 11/0.415 kV | 19/04/2007 |  | 0
434899845 | TNB | DISTRIBUTION | KUALA SELANGOR | Existing | BKSL/PCE/J00485 | JAYA SETIA A/T | RMU 2S + 1F | RMU 2S + 1F |  |  | JAYA SETIA A/T | PENCAWANG ATAS TIANG (PAT) |  | 11/0.415 kV | 28/06/2007 |  | 0
434900438 | TNB | DISTRIBUTION | KUALA SELANGOR | Existing | BKSL/PCE/J00407 | INDUSTRI BUKIT BADONG B | RMU 2S + 2F | RMU 2S + 2F |  |  | INDUSTRI BUKIT BADONG B | INDOOR SINGLE CHAMBER |  | 11/0.415 kV | 28/01/2016 |  | 0
434900948 | TNB | DISTRIBUTION | KUALA SELANGOR | Existing | BKSL/PCE/J00754 | PLANTFIELD NO.2 | RMU | RMU 2S + 2F |  |  | PLANTFIELD NO.2 | INDOOR DOUBLE CHAMBER |  | 11/0.415 kV | 19/04/2006 |  | 0
434902003 | TNB | DISTRIBUTION | KUALA SELANGOR | Existing | BKSL/PCE/J00795 | MULTIGUNA CONSTRUCTION & DEV JLN 2/6 AL | RMU | RMU 2S + 1F |  |  | MULTIGUNA CONSTRUCTION & DEV JLN 2/6 AL | INDOOR SINGLE CHAMBER |  | 11/0.415 kV | 2011-10-10 |  | 0
434902594 | TNB | DISTRIBUTION | KUALA SELANGOR | Existing | BKSL/PCE/J00869 | MACHMAR INDS NO.2 | RMU 2S + 1F | RMU 2S + 1F |  |  | MACHMAR INDS NO.2 | INDOOR SINGLE CHAMBER |  | 11/0.415 kV |  |  | 0
434903186 | TNB | DISTRIBUTION | KUALA SELANGOR | Existing | BKSL/PCE/J00758 | MARKLON INDS | RMU | RMU 2S + 1F |  |  | MARKLON INDS | ATTACHED SINGLE |  | 11/0.415 kV | 17/07/2006 |  | 0
434903778 | TNB | DISTRIBUTION | KUALA SELANGOR | Existing | BKSL/PCE/J00756 | MACHMAR INDS | RMU | RMU 2S + 1F |  |  | MACHMAR INDS | ATTACHED SINGLE |  | 11/0.415 kV | 20/05/2006 |  | 0
434904370 | TNB | DISTRIBUTION | KUALA SELANGOR | Existing | BKSL/PCE/J00719 | FASA 3A 2 PUNCAK ALAM | RMU | RMU 2S + 2F |  |  | FASA 3A 2 PUNCAK ALAM | INDOOR DOUBLE CHAMBER |  | 11/0.415 kV | 14/11/2006 |  | 0
434905017 | TNB | DISTRIBUTION | KUALA SELANGOR | Existing | BKSL/PCE/J00464 | TECHNOPARK NO 1 | CB | CB + 2 TX |  |  | TECHNOPARK NO 1 | INDOOR DOUBLE CHAMBER |  | 11/0.415 kV | 28/06/2006 |  | 0
434907358 | TNB | DISTRIBUTION | KUALA SELANGOR | Existing | BKSL/PCE/J00466 | TECHNOPARK NO 3 | RMU | RMU 2S + 2F |  |  | TECHNOPARK NO 3 | INDOOR DOUBLE CHAMBER |  | 11/0.415 kV | 18/08/2008 |  | 0
434908413 | TNB | DISTRIBUTION | KUALA SELANGOR | Existing | BKSL/PCE/J00467 | TECHNOPARK NO 4 | RMU | RMU 2S + 2F |  |  | TECHNOPARK NO 4 | INDOOR DOUBLE CHAMBER |  | 11/0.415 kV | 20/09/2008 |  | 0
434909203 | TNB | DISTRIBUTION | KUALA SELANGOR | Existing | BKSL/PCE/J00543 | TMN BENDAHARA NO 2 | RMU 2S + 1F | RMU 2S + 1F |  |  | TMN BENDAHARA NO 2 | INDOOR DOUBLE CHAMBER |  | 11/0.415 kV | 22/09/2009 |  | 0
434909809 | TNB | DISTRIBUTION | KUALA SELANGOR | Existing | BKSL/PCE/J00012 | TMN BENDAHARA NO 1 | RMU 2S + 2F | RMU 2S + 2F |  |  | TMN BENDAHARA NO 1 | INDOOR DOUBLE CHAMBER |  | 11/0.415 kV | 18/03/2000 |  | 0
434910885 | TNB | DISTRIBUTION | KUALA SELANGOR | Existing | BKSL/PCE/J00001 | TMN PENGGAWA | RMU 2S + 1F | RMU 2S + 1F |  |  | TMN PENGGAWA | COMPACT SUBS |  | 11/0.415 kV | 19/02/1980 |  | 0
434911485 | TNB | DISTRIBUTION | KUALA SELANGOR | Existing | BKSL/PCE/J00003 | TLK PIAH | RMU 3S + 1F | RMU 2S + 2F |  |  | TLK PIAH | OUTDOOR (OD WITH SWTCHGEAR) |  | 11/0.415 kV | 19/04/1999 |  | 0
434912855 | TNB | DISTRIBUTION | KUALA SELANGOR | Existing | BKSL/PCE/J00004 | BDR MELAWATI (C) | RMU 2S + 1F | RMU 2S + 1F |  |  | BDR MELAWATI (C) | COMPACT SUBS |  | 11/0.415 kV | 28/06/1999 |  | 0
434913762 | TNB | DISTRIBUTION | KUALA SELANGOR | Existing | BKSL/PCE/J00468 | PKNS RANTAU PANJANG | RMU 2S + 1F | RMU 2S + 1F |  |  | PKNS RANTAU PANJANG | INDOOR SINGLE CHAMBER |  | 11/0.415 kV | 2006-10-10 |  | 0
434914354 | TNB | DISTRIBUTION | KUALA SELANGOR | Existing | BKSL/PCE/J00561 | SYABAS RANTAU PANJANG | RMU 3S | RMU 3S |  |  | SYABAS RANTAU PANJANG | INDOOR SINGLE CHAMBER |  | 11/0.415 kV | 20/05/2007 |  | 0
434914540 | TNB | DISTRIBUTION | KUALA SELANGOR | Existing | BKSL/PCE/J00516 | BERJUNTAI BESTARI NO 2 | RMU | RMU 2S + 1F |  |  | BERJUNTAI BESTARI NO 2 | OUTDOOR (OD WITH SWTCHGEAR) |  | 11/0.415 kV | 19/04/2008 |  | 0
434915138 | TNB | DISTRIBUTION | KUALA SELANGOR | Existing | BKSL/PCE/J00515 | BERJUNTAI BESTARI NO 1 | RMU | RMU 2S + 1F |  |  | BERJUNTAI BESTARI NO 1 | OUTDOOR (OD WITH SWTCHGEAR) |  | 11/0.415 kV | 18/03/2008 |  | 0
434915730 | TNB | DISTRIBUTION | KUALA SELANGOR | Existing | BKSL/PCE/J00514 | ANGGERIK LAKSAMANA | RMU | RMU 2S + 1F |  |  | ANGGERIK LAKSAMANA | INDOOR SINGLE CHAMBER |  | 11/0.415 kV | 14/02/2008 |  | 0
434916322 | TNB | DISTRIBUTION | KUALA SELANGOR | Existing | BKSL/PCE/J00513 | SEGINIAGA | RMU | RMU 3S |  |  | SEGINIAGA | INDOOR SINGLE CHAMBER |  | 11/0.415 kV | 2008-10-12 |  | 0
434916508 | TNB | DISTRIBUTION | KUALA SELANGOR | Existing | BKSL/PCE/J00577 | TMN ILMU BISTARI | RMU | RMU 2S + 1F |  |  | TMN ILMU BISTARI | INDOOR SINGLE CHAMBER |  | 11/0.415 kV | 27/11/2008 |  | 0
434922131 | TNB | DISTRIBUTION | KUALA SELANGOR | Existing | BKSL/PCE/J00005 | PEJABAT DAERAH | RMU 2S + 1F | RMU 2S + 1F |  |  | PEJABAT DAERAH | INDOOR SINGLE CHAMBER |  | 11/0.415 kV | 1990-11-07 |  | 0
434922731 | TNB | DISTRIBUTION | KUALA SELANGOR | Existing | BKSL/PCE/J00591 | KOMPLEKS PEJABAT BARAT LAUT | RMU 2S + 1F | RMU 2S + 1F |  |  | KOMPLEKS PEJABAT BARAT LAUT | ATTACHED SINGLE |  | 11/0.415 kV | 22/03/2011 |  | 0
434923330 | TNB | DISTRIBUTION | KUALA SELANGOR | Existing | BKSL/PCE/J00006 | JLN KLINIK | RMU 3S + 1F | RMU 2S + 2F |  |  | JLN KLINIK | INDOOR DOUBLE CHAMBER |  | 11/0.415 kV | 18/08/1985 |  | 0
434924404 | TNB | DISTRIBUTION | KUALA SELANGOR | Existing | BKSL/PCE/J00544 | BAZAR PEKAN K/SELANGOR | RMU 2S + 2F | RMU 2S + 2F |  |  | BAZAR PEKAN K/SELANGOR | INDOOR DOUBLE CHAMBER |  | 11/0.415 kV | 2007-11-10 |  | 0
434925480 | TNB | DISTRIBUTION | KUALA SELANGOR | Existing | BKSL/PCE/J00043 | PANGSAPURI KSL | RMU 2S + 1F | RMU 2S + 1F |  |  | PANGSAPURI KSL | INDOOR SINGLE CHAMBER |  | 11/0.415 kV | 15/12/2000 |  | 0
434926080 | TNB | DISTRIBUTION | KUALA SELANGOR | Existing | BKSL/PCE/J00007 | VIP KSL | RMU 2S + 1F | RMU 2S + 1F |  |  | VIP KSL | OUTDOOR (OD WITH SWTCHGEAR) |  | 11/0.415 kV | 20/09/1992 |  | 0
434927276 | TNB | DISTRIBUTION | KUALA SELANGOR | Existing | BKSL/PCE/J00406 | INDUSTRI BUKIT BADONG A | RMU 2S + 2F | RMU 2S + 2F |  |  | INDUSTRI BUKIT BADONG A | INDOOR SINGLE CHAMBER |  | 11/0.415 kV | 28/01/2016 |  | 0
434928330 | TNB | DISTRIBUTION | KUALA SELANGOR | Existing | BKSL/PCE/J00633 | TAMAN HARMONI | RMU 3S+1F | RMU 3S+1F |  |  | TAMAN HARMONI | INDOOR SINGLE CHAMBER |  | 11/0.415 kV | 19/02/2004 |  | 0
434929010 | TNB | DISTRIBUTION | KUALA SELANGOR | Existing | BKSL/PCE/J00634 | RUMAH KEDAI IJOK | RMU 2S + 1F | RMU 2S + 1F |  |  | RUMAH KEDAI IJOK | INDOOR SINGLE CHAMBER |  | 11/0.415 kV | 22/03/2004 |  | 0
434929612 | TNB | DISTRIBUTION | KUALA SELANGOR | Existing | BKSL/PCE/J00848 | TAMAN DAMAI IJOK | RMU 2S + 1F | RMU 2S + 1F |  |  | TAMAN DAMAI IJOK | COMPACT SUBS |  | 11/0.415 kV |  |  | 0
434930204 | TNB | DISTRIBUTION | KUALA SELANGOR | Existing | BKSL/PCE/J00684 | PADAT JLN BKT ROBINSON | RMU 2S + 1F | RMU 2S + 1F |  |  | PADAT JLN BKT ROBINSON | COMPACT SUBS |  | 11/0.415 kV | 2006-10-12 |  | 0
434935268 | TNB | DISTRIBUTION | KUALA SELANGOR | Existing | BKSL/PCE/J00008 | TG KERAMAT | RMU 2S + 1F | RMU 2S + 1F |  |  | TG KERAMAT | OUTDOOR (OD WITH SWTCHGEAR) |  | 11/0.415 kV | 1995-10-10 |  | 0
434936162 | TNB | DISTRIBUTION | KUALA SELANGOR | Existing | BKSL/PCE/J00810 | SRJK AIK THEE | RMU 2S + 1F | RMU 2S + 1F |  |  | SRJK AIK THEE | COMPACT SUBS |  | 11/0.415 kV | 19/02/2011 |  | 0
434936762 | TNB | DISTRIBUTION | KUALA SELANGOR | Existing | BKSL/PCE/J00010 | HOTEL D'PALMA | RMU 2S + 1F | RMU 2S + 1F |  |  | HOTEL D'PALMA | ATTACHED SINGLE |  | 11/0.415 kV | 1996-10-12 |  | 0
434937366 | TNB | DISTRIBUTION | KUALA SELANGOR | Existing | BKSL/PCE/J00556 | DEWAN BANQUIT D-PALMA | RMU 2S + 1F | RMU 2S + 1F |  |  | DEWAN BANQUIT D-PALMA | ATTACHED SINGLE |  | 11/0.415 kV | 27/11/2009 |  | 0
434938151 | TNB | DISTRIBUTION | KUALA SELANGOR | Existing | BKSL/PCE/J00013 | PEKAN KSL (TNB) | RMU 2S + 1F | RMU 2S + 1F |  |  | PEKAN KSL (TNB) | OUTDOOR (OD WITH SWTCHGEAR) |  | 11/0.415 kV | 19/04/1980 |  | 0
434938743 | TNB | DISTRIBUTION | KUALA SELANGOR | Existing | BKSL/PCE/J00011 | KAKI BKT MELAWATI | RMU 3S+1F | RMU 3S+1F |  |  | KAKI BKT MELAWATI | OUTDOOR (OD WITH SWTCHGEAR) |  | 11/0.415 kV | 14/02/1980 |  | 0
434941247 | TNB | DISTRIBUTION | KUALA SELANGOR | Existing | BKSL/PCE/J00829 | GOLDPAGE NO.2 | RMU 2S + 2F | RMU 2S + 2F |  |  | GOLDPAGE NO.2 | ATTACHED DOUBLE |  | 11/0.415 kV | 13/09/2013 |  | 0
434942305 | TNB | DISTRIBUTION | KUALA SELANGOR | Existing | BKSL/PCE/J00789 | GOLDPAGE NO.1 | RMU | RMU 2S + 1F |  |  | GOLDPAGE NO.1 | ATTACHED SINGLE |  | 11/0.415 kV | 19/04/2006 |  | 0
434943541 | TNB | DISTRIBUTION | KUALA SELANGOR | Existing | BKSL/PCE/J00286 | BANJARAYA (C) | RMU 2S + 1F | RMU 2S + 1F |  |  | BANJARAYA (C) | COMPACT SUBS |  | 11/0.415 kV | 2003-11-07 |  | 0
434948539 | TNB | DISTRIBUTION | KUALA SELANGOR | Existing | BKSL/PCE/J00683 | LEE LEE KONG | RMU 2S + 1F | RMU 2S + 1F |  |  | LEE LEE KONG | INDOOR SINGLE CHAMBER |  | 11/0.415 kV | 27/11/2006 |  | 0
434949146 | TNB | DISTRIBUTION | KUALA SELANGOR | Existing | BKSL/PCE/J00682 | TMN IJOK UTAMA | RMU 2S + 2F | RMU 2S + 2F |  |  | TMN IJOK UTAMA | INDOOR DOUBLE CHAMBER |  | 11/0.415 kV | 2006-10-10 |  | 0
434951360 | TNB | DISTRIBUTION | KUALA SELANGOR | Existing | BKSL/PCE/J00825 | TAMAN SEJATI JALAN 9 | RMU 3S+2F | RMU 3S+2F |  |  | TAMAN SEJATI JALAN 9 | INDOOR SINGLE CHAMBER |  | 11/0.415 kV | 2013-12-06 |  | 0
434961246 | TNB | DISTRIBUTION | KUALA SELANGOR | Existing | BKSL/PCE/J00720 | APRT NO.4 PUNCAK ALAM | RMU | RMU 2S + 2F |  |  | APRT NO.4 PUNCAK ALAM | INDOOR DOUBLE CHAMBER |  | 11/0.415 kV | 15/12/2006 |  | 0
434962304 | TNB | DISTRIBUTION | KUALA SELANGOR | Existing | BKSL/PCE/J00721 | APRT NO.3 PUNCAK ALAM | RMU | RMU 2S + 2F |  |  | APRT NO.3 PUNCAK ALAM | INDOOR DOUBLE CHAMBER |  | 11/0.415 kV | 19/02/2006 |  | 0
434963360 | TNB | DISTRIBUTION | KUALA SELANGOR | Existing | BKSL/PCE/J00722 | APRT NO.2 PUNCAK ALAM | RMU | RMU 2S + 2F |  |  | APRT NO.2 PUNCAK ALAM | INDOOR DOUBLE CHAMBER |  | 11/0.415 kV | 22/03/2006 |  | 0
434964414 | TNB | DISTRIBUTION | KUALA SELANGOR | Existing | BKSL/PCE/J00723 | APRT NO.1 PUNCAK ALAM | RMU | RMU 2S + 2F |  |  | APRT NO.1 PUNCAK ALAM | INDOOR DOUBLE CHAMBER |  | 11/0.415 kV | 19/04/2006 |  | 0
434965568 | TNB | DISTRIBUTION | KUALA SELANGOR | Existing | BKSL/PCE/J00831 | AMAN SURIA | RMU | RMU 2S + 1F |  |  | AMAN SURIA | INDOOR SINGLE CHAMBER |  | 11/0.415 kV |  |  | 0
434967009 | TNB | DISTRIBUTION | KUALA SELANGOR | Existing | BKSL/PCE/J00465 | TECHNOPARK NO 2 | RMU | RMU 2S + 2F |  |  | TECHNOPARK NO 2 | INDOOR DOUBLE CHAMBER |  | 11/0.415 kV | 2007-11-07 |  | 0
434968466 | TNB | DISTRIBUTION | KUALA SELANGOR | Existing | BKSL/PCE/J00502 | SPECIAL MADE IRON &STEEL | CB 6S+1BS | SSU 11kV Single Bus (BS) |  |  | SPECIAL MADE IRON &STEEL | INDOOR SINGLE CHAMBER |  | 11/0.415 kV | 14/11/2007 |  | 0
434978239 | TNB | DISTRIBUTION | KUALA SELANGOR | Existing | BKSL/PCE/J00389 | TMN IJOK UTAMA NO 2 | RMU 2S + 2F | RMU 2S + 2F |  |  | TMN IJOK UTAMA NO 2 | INDOOR SINGLE CHAMBER |  | 11/0.415 kV |  |  | 0
434979313 | TNB | DISTRIBUTION | KUALA SELANGOR | Existing | BKSL/PCE/J00680 | TMN SRI IJOK | RMU 2S + 1F | RMU 2S + 1F |  |  | TMN SRI IJOK | INDOOR SINGLE CHAMBER |  | 11/0.415 kV | 18/08/2006 |  | 0
434979914 | TNB | DISTRIBUTION | KUALA SELANGOR | Existing | BKSL/PCE/J00679 | TMN KOPERASI BENA IJOK | RMU 2S + 1F | RMU 2S + 1F |  |  | TMN KOPERASI BENA IJOK | INDOOR SINGLE CHAMBER |  | 11/0.415 kV | 2006-11-07 |  | 0
434980522 | TNB | DISTRIBUTION | KUALA SELANGOR | Existing | BKSL/PCE/J00678 | PADAT BT. 8 IJOK | RMU 2S + 1F | RMU 2S + 1F |  |  | PADAT BT. 8 IJOK | COMPACT SUBS |  | 11/0.415 kV | 28/06/2006 |  | 0
434981216 | TNB | DISTRIBUTION | KUALA SELANGOR | Existing | BKSL/PCE/J00677 | KG BKT BADONG NO 2 A/T | RMU 2S + 1F | RMU 2S + 1F |  |  | KG BKT BADONG NO 2 A/T | OUTDOOR (OD WITH SWTCHGEAR) |  | 11/0.415 kV | 19/04/2006 |  | 0
434981817 | TNB | DISTRIBUTION | KUALA SELANGOR | Existing | BKSL/PCE/J00676 | KG BKT BADONG NO 1 A/T | RMU 2S + 1F | RMU 2S + 1F |  |  | KG BKT BADONG NO 1 A/T | OUTDOOR (OD WITH SWTCHGEAR) |  | 11/0.415 kV | 22/03/2006 |  | 0
434982646 | TNB | DISTRIBUTION | KUALA SELANGOR | Existing | BKSL/PCE/J00725 | JUWITA FASA 3 C NO 2 | RMU | RMU 2S + 2F |  |  | JUWITA FASA 3 C NO 2 | INDOOR DOUBLE CHAMBER |  | 11/0.415 kV | 2006-11-07 |  | 0
434983702 | TNB | DISTRIBUTION | KUALA SELANGOR | Existing | BKSL/PCE/J00727 | SEK KEB P/ALAM 3 | RMU | RMU 2S + 1F |  |  | SEK KEB P/ALAM 3 | INDOOR SINGLE CHAMBER |  | 11/0.415 kV | 20/09/2006 |  | 0
434984294 | TNB | DISTRIBUTION | KUALA SELANGOR | Existing | BKSL/PCE/J00728 | RMH PAM AIR JBA PH3 PUNCAK ALAM | RMU | RMU 2S + 1F |  |  | RMH PAM AIR JBA PH3 PUNCAK ALAM | COMPACT SUBS |  | 11/0.415 kV | 2006-10-10 |  | 0
434984887 | TNB | DISTRIBUTION | KUALA SELANGOR | Existing | BKSL/PCE/J00745 | APRTMENT MELOR NO.1 PUNCAK ALAM | RMU 2S + 2F | RMU 2S + 2F |  |  | APRTMENT MELOR NO.1 PUNCAK ALAM | INDOOR DOUBLE CHAMBER |  | 11/0.415 kV | 28/06/2006 |  | 0
434985943 | TNB | DISTRIBUTION | KUALA SELANGOR | Existing | BKSL/PCE/J00717 | STP 1 PHASE 1 PUNCAK ALAM | RMU 3S+1F | RMU 3S+1F |  |  | STP 1 PHASE 1 PUNCAK ALAM | INDOOR DOUBLE CHAMBER |  | 11 kV | 22/09/2006 |  | 0
434986712 | TNB | DISTRIBUTION | KUALA SELANGOR | Existing | BKSL/PCE/J00675 | KG BKT BADONG | RMU 3S+2F | RMU 3S+2F |  |  | KG BKT BADONG | OUTDOOR (OD WITH SWTCHGEAR) |  | 11/0.415 kV | 19/02/2006 |  | 0
434988492 | TNB | DISTRIBUTION | KUALA SELANGOR | Existing | BKSL/PCE/J00673 | ISITO | CB + 1 TX | CB + 1 TX |  |  | ISITO | ATTACHED SINGLE |  | 11/0.415 kV | 14/11/2006 |  | 0
434989322 | TNB | DISTRIBUTION | KUALA SELANGOR | Existing | BKSL/PCE/J00598 | IBU SAWAT TELEKOM IJOK | RMU 2S + 1F | RMU 2S + 1F |  |  | IBU SAWAT TELEKOM IJOK | OUTDOOR (OD WITH SWTCHGEAR) |  | 11/0.415 kV | 27/11/2011 |  | 0
434995221 | TNB | DISTRIBUTION | KUALA SELANGOR | Existing | BKSL/PCE/J00009 | PEJABAT HAIWAN | RMU 2S + 1F | RMU 2S + 1F |  |  | PEJABAT HAIWAN | INDOOR SINGLE CHAMBER |  | 11/0.415 kV | 27/11/2002 |  | 0
434995820 | TNB | DISTRIBUTION | KUALA SELANGOR | Existing | BKSL/PCE/J00125 | OCEAN LAND NO.1 | CB | CB |  |  | OCEAN LAND NO.1 | INDOOR SINGLE CHAMBER |  | 11/0.415 kV | 18/08/2002 |  | 0
434996184 | TNB | DISTRIBUTION | KUALA SELANGOR | Existing | BKSL/PCE/J00546 | OCEAN LAND NO 2 | RMU | RMU 2S + 1F |  |  | OCEAN LAND NO 2 | INDOOR SINGLE CHAMBER |  | 11/0.415 kV | 14/11/2006 |  | 0
434996776 | TNB | DISTRIBUTION | KUALA SELANGOR | Existing | BKSL/PCE/J00338 | QTRS MDKS K.SEL | RMU | RMU 3S+1F |  |  | QTRS MDKS K.SEL | INDOOR SINGLE CHAMBER |  | 11/0.415 kV | 18/08/2003 |  | 0
434997432 | TNB | DISTRIBUTION | KUALA SELANGOR | Existing | BKSL/PCE/J00519 | K/UDANG API-API NO 3 | RMU | RMU 2S + 1F |  |  | K/UDANG API-API NO 3 | INDOOR SINGLE CHAMBER |  | 11/0.415 kV | 17/07/2009 |  | 0
434998030 | TNB | DISTRIBUTION | KUALA SELANGOR | Existing | BKSL/PCE/J00521 | K/UDANG API-API NO 4 | RMU | RMU 2S + 1F |  |  | K/UDANG API-API NO 4 | INDOOR SINGLE CHAMBER |  | 11/0.415 kV | 22/09/2008 |  | 0
434998622 | TNB | DISTRIBUTION | KUALA SELANGOR | Existing | BKSL/PCE/J00135 | K/UDANG API-API NO 2 | RMU | RMU 2S + 1F |  |  | K/UDANG API-API NO 2 | INDOOR SINGLE CHAMBER |  | 11/0.415 kV | 18/08/1987 |  | 0
434999214 | TNB | DISTRIBUTION | KUALA SELANGOR | Existing | BKSL/PCE/J00522 | K/UDANG API-API NO 5 | RMU | RMU 2S + 1F |  |  | K/UDANG API-API NO 5 | INDOOR SINGLE CHAMBER |  | 11/0.415 kV | 2007-11-10 |  | 0
434999476 | TNB | DISTRIBUTION | KUALA SELANGOR | Existing | BKSL/PCE/J00698 | SEKSYEN 3 PHASE 1B PUNCAK ALAM | RMU | RMU 2S + 2F |  |  | SEKSYEN 3 PHASE 1B PUNCAK ALAM | INDOOR DOUBLE CHAMBER |  |  | 19/04/2006 |  | 0
435000532 | TNB | DISTRIBUTION | KUALA SELANGOR | Existing | BKSL/PCE/J00700 | STP UITM | RMU | RMU 2S + 1F |  |  | STP UITM | INDOOR SINGLE CHAMBER |  |  | 2006-11-07 |  | 0
435001124 | TNB | DISTRIBUTION | KUALA SELANGOR | Existing | BKSL/PCE/J00701 | UITM 1 | RMU | RMU 2S + 1F |  |  | UITM 1 | INDOOR SINGLE CHAMBER |  |  | 2007-11-07 |  | 0
435001717 | TNB | DISTRIBUTION | KUALA SELANGOR | Existing | BKSL/PCE/J00739 | SHAH ALAM 2 NO.5B 7 | CB 8S + 1F | SSU 11kV Single Bus (Cable Tie) |  |  | SHAH ALAM 2 NO.5B 7 | INDOOR DOUBLE CHAMBER |  | 11/0.415 kV | 2006-11-10 |  | 0
435003697 | TNB | DISTRIBUTION | KUALA SELANGOR | Existing | BKSL/PCE/J00809 | PPAJ NO.4 | RMU 2X (2S + 1F) | RMU 2X (2S + 1F) |  |  | PPAJ NO.4 | INDOOR DOUBLE CHAMBER |  | 11/0.415 kV | 15/12/2009 |  | 0
435005009 | TNB | DISTRIBUTION | KUALA SELANGOR | Existing | BKSL/PCE/J00805 | PPAJ NO.3 | RMU 2S + 1F | RMU 2S + 1F |  |  | PPAJ NO.3 | INDOOR SINGLE CHAMBER |  | 11/0.415 kV | 18/08/2006 |  | 0
435005644 | TNB | DISTRIBUTION | KUALA SELANGOR | Existing | BKSL/PCE/J00804 | PPAJ NO.6 | RMU | RMU 2S + 1F |  |  | PPAJ NO.6 | ATTACHED DOUBLE |  | 11/0.415 kV | 17/07/2003 |  | 0
435006301 | TNB | DISTRIBUTION | KUALA SELANGOR | Existing | BKSL/PCE/J00747 | PADAT BAN GUAT HUAT TAJ JLN 2/6 | RMU 2S + 1F | RMU 2S + 1F |  |  | PADAT BAN GUAT HUAT TAJ JLN 2/6 | INDOOR SINGLE CHAMBER |  | 11/0.415 kV | 18/08/2006 |  | 0
435007071 | TNB | DISTRIBUTION | KUALA SELANGOR | Existing | BKSL/PCE/J00769 | RUMAH PANGSA INDUSTRI ALAM JAYA NO.9 | RMU 2S + 2F | RMU 2S + 2F |  |  | RUMAH PANGSA INDUSTRI ALAM JAYA NO.9 | INDOOR DOUBLE CHAMBER |  | 11/0.415 kV | 18/08/2006 |  | 0
435008393 | TNB | DISTRIBUTION | KUALA SELANGOR | Existing | BKSL/PCE/J00523 | K/UDANG API-API NO 6 | RMU | RMU 2S + 1F |  |  | K/UDANG API-API NO 6 | INDOOR SINGLE CHAMBER |  | 11/0.415 kV | 14/11/2007 |  | 0
435008985 | TNB | DISTRIBUTION | KUALA SELANGOR | Existing | BKSL/PCE/J00524 | K/UDANG API-API NO 7 | RMU | RMU 2S + 1F |  |  | K/UDANG API-API NO 7 | INDOOR SINGLE CHAMBER |  | 11/0.415 kV | 15/12/2007 |  | 0
435009577 | TNB | DISTRIBUTION | KUALA SELANGOR | Existing | BKSL/PCE/J00525 | K/UDANG API-API NO 8 | RMU | RMU 2S + 1F |  |  | K/UDANG API-API NO 8 | INDOOR SINGLE CHAMBER |  | 11/0.415 kV | 19/02/2007 |  | 0
435010169 | TNB | DISTRIBUTION | KUALA SELANGOR | Existing | BKSL/PCE/J00526 | K/UDANG API-API NO 9 | RMU | RMU 2S + 1F |  |  | K/UDANG API-API NO 9 | INDOOR SINGLE CHAMBER |  | 11/0.415 kV | 22/03/2006 |  | 0
435010761 | TNB | DISTRIBUTION | KUALA SELANGOR | Existing | BKSL/PCE/J00115 | TMN SENANGIN SG.BULOH | RMU | RMU 2S + 1F |  |  | TMN SENANGIN SG.BULOH | OUTDOOR (OD WITH SWTCHGEAR) |  | 11/0.415 kV | 20/09/2000 |  | 0
435011359 | TNB | DISTRIBUTION | KUALA SELANGOR | Existing | BKSL/PCE/J00335 | EMINEM FARM | RMU | RMU 2S + 1F |  |  | EMINEM FARM | INDOOR SINGLE CHAMBER |  | 11/0.415 kV | 19/04/1991 |  | 0
435011951 | TNB | DISTRIBUTION | KUALA SELANGOR | Existing | BKSL/PCE/J00830 | EXCEL GROWTECH | RMU | RMU 2S + 1F |  |  | EXCEL GROWTECH | INDOOR SINGLE CHAMBER |  | 11/0.415 kV | 13/11/2013 |  | 0
435012347 | TNB | DISTRIBUTION | KUALA SELANGOR | Existing | BKSL/PCE/J00121 | BKT HIJAU NO 2 | RMU | RMU 3S+1F |  |  | BKT HIJAU NO 2 | OUTDOOR (OD WITH SWTCHGEAR) |  | 11/0.415 kV | 19/04/1981 |  | 0
435012998 | TNB | DISTRIBUTION | KUALA SELANGOR | Existing | BKSL/PCE/J00120 | BKT HIJAU NO 1 | RMU | RMU 2S + 1F |  |  | BKT HIJAU NO 1 | OUTDOOR (OD WITH SWTCHGEAR) |  | 11/0.415 kV | 18/03/1992 |  | 0
435013591 | TNB | DISTRIBUTION | KUALA SELANGOR | Existing | BKSL/PCE/J00119 | SW/STN BKT HIJAU | RMU | RMU 2S + 1F |  |  | SW/STN BKT HIJAU | OUTDOOR (OD WITH SWTCHGEAR) |  | 11/0.415 kV | 14/02/1987 |  | 0
435014184 | TNB | DISTRIBUTION | KUALA SELANGOR | Existing | BKSL/PCE/J00118 | REZAB ZAZULI | RMU | RMU 2S + 1F |  |  | REZAB ZAZULI | OUTDOOR (OD WITH SWTCHGEAR) |  | 11/0.415 kV | 1993-10-12 |  | 0
435014780 | TNB | DISTRIBUTION | KUALA SELANGOR | Existing | BKSL/PCE/J00560 | REBAN AYAM BKT HIJAU | RMU | RMU 2S + 1F |  |  | REBAN AYAM BKT HIJAU | OUTDOOR (OD WITH SWTCHGEAR) |  | 11/0.415 kV | 19/04/2007 |  | 0
435015375 | TNB | DISTRIBUTION | KUALA SELANGOR | Existing | BKSL/PCE/J00122 | SOUTHERN REALTY | RMU | RMU 2S + 1F |  |  | SOUTHERN REALTY | INDOOR SINGLE CHAMBER |  | 11/0.415 kV | 20/05/1984 |  | 0
435015976 | TNB | DISTRIBUTION | KUALA SELANGOR | Existing | BKSL/PCE/J00123 | PT MAHANG NO 1 | RMU | RMU 2S + 1F |  |  | PT MAHANG NO 1 | OUTDOOR (OD WITH SWTCHGEAR) |  | 11/0.415 kV | 26/06/1966 |  | 0
435029451 | TNB | DISTRIBUTION | KUALA SELANGOR | Existing | BKSL/PCE/J00130 | PKNS PT MAHANG (TMN DESA MAHANG) | RMU | RMU 2S + 1F |  |  | PKNS PT MAHANG (TMN DESA MAHANG) | COMPACT SUBS |  | 11/0.415 kV | 19/02/1990 |  | 0
435031755 | TNB | DISTRIBUTION | KUALA SELANGOR | Existing | BKSL/PCE/J00740 | SHAH ALAM 2 NO.5B 1 | RMU | RMU 2S + 1F |  |  | SHAH ALAM 2 NO.5B 1 | INDOOR DOUBLE CHAMBER |  | 11/0.415 kV | 14/11/2006 |  | 0
435032356 | TNB | DISTRIBUTION | KUALA SELANGOR | Existing | BKSL/PCE/J00735 | SHAH ALAM 2 FASA 5A5/1 | RMU | RMU 2S + 2F |  |  | SHAH ALAM 2 FASA 5A5/1 | INDOOR DOUBLE CHAMBER |  | 11/0.415 kV | 26/06/2006 |  | 0
435033330 | TNB | DISTRIBUTION | KUALA SELANGOR | Existing | BKSL/PCE/J00790 | INDS ALAM JAYA NO.5 | RMU | RMU 2S + 2F |  |  | INDS ALAM JAYA NO.5 | ATTACHED DOUBLE |  | 11/0.415 kV | 28/06/2006 |  | 0
435044272 | TNB | DISTRIBUTION | KUALA SELANGOR | Existing | BKSL/PCE/J00653 | SSU UNITED PAPER BOARD | RMU 6S | RMU 2X (2S + 1F) |  |  | SSU UNITED PAPER BOARD | OUTDOOR (OD WITH SWTCHGEAR) |  | 11/0.415 kV | 14/11/1990 |  | 0
435045706 | TNB | DISTRIBUTION | KUALA SELANGOR | Existing | BKSL/PCE/J00439 | SRJKC JLN SASARAN | RMU 2S + 1F | RMU 2S + 1F |  |  | SRJKC JLN SASARAN | ATTACHED |  |  |  | PE PDT SRJKC JLN SASARAN | 0
435051562 | TNB | DISTRIBUTION | KUALA SELANGOR | Existing | BKSL/PCE/J00791 | PERDANA PARK NO.1 | RMU | RMU 2S + 1F |  |  | PERDANA PARK NO.1 | INDOOR DOUBLE CHAMBER |  | 11/0.415 kV | 2006-11-07 |  | 0
435052163 | TNB | DISTRIBUTION | KUALA SELANGOR | Existing | BKSL/PCE/J00792 | KLG LOT 63 UNICAN ALAM JAYA | RMU | RMU 2S + 1F |  |  | KLG LOT 63 UNICAN ALAM JAYA | INDOOR SINGLE CHAMBER |  | 11/0.415 kV | 2007-11-07 |  | 0
435052763 | TNB | DISTRIBUTION | KUALA SELANGOR | Existing | BKSL/PCE/J00793 | KLG LOT 62 ALAM JAYA | RMU | RMU 2S + 1F |  |  | KLG LOT 62 ALAM JAYA | ATTACHED SINGLE |  | 11/0.415 kV | 18/08/2006 |  | 0
435053363 | TNB | DISTRIBUTION | KUALA SELANGOR | Existing | BKSL/PCE/J00823 | GUDANG BESI JLN 2/6 | RMU | RMU 2S + 1F |  |  | GUDANG BESI JLN 2/6 | INDOOR SINGLE CHAMBER |  | 11/0.415 kV | 20/05/1998 |  | 0
435053964 | TNB | DISTRIBUTION | KUALA SELANGOR | Existing | BKSL/PCE/J00796 | LOT 65 JS CON ALAM JAYA | RMU | RMU 2S + 1F |  |  | LOT 65 JS CON ALAM JAYA | ATTACHED SINGLE |  | 11/0.415 kV | 27/11/2010 |  | 0
435054564 | TNB | DISTRIBUTION | KUALA SELANGOR | Existing | BKSL/PCE/J00816 | KILANG LOT 11273 JLN 2/6 | RMU | RMU 2S + 1F |  |  | KILANG LOT 11273 JLN 2/6 | ATTACHED SINGLE |  | 11/0.415 kV | 31/08/2012 |  | 0
435055880 | TNB | DISTRIBUTION | KUALA SELANGOR | Existing | BKSL/PCE/J00569 | TMN RIAMIN | RMU 2S + 1F | RMU 2S + 1F |  |  | TMN RIAMIN | INDOOR SINGLE CHAMBER |  | 11/0.415 kV | 19/02/2011 |  | 0
435056481 | TNB | DISTRIBUTION | KUALA SELANGOR | Existing | BKSL/PCE/J00387 | KG HAJI RAZALI | RMU 2S + 1F | RMU 2S + 1F |  |  | KG HAJI RAZALI | OUTDOOR (OD WITH SWTCHGEAR) |  | 11/0.415 kV |  |  | 0
435057082 | TNB | DISTRIBUTION | KUALA SELANGOR | Existing | BKSL/PCE/J00188 | MASRIA | RMU 2S + 1F | RMU 2S + 1F |  |  | MASRIA | OUTDOOR (OD WITH SWTCHGEAR) |  | 11/0.415 kV | 18/03/1983 |  | 0
435057688 | TNB | DISTRIBUTION | KUALA SELANGOR | Existing | BKSL/PCE/J00283 | TMN WAWASAN | RMU 2S + 1F | RMU 2S + 1F |  |  | TMN WAWASAN | INDOOR SINGLE CHAMBER |  | 11/0.415 kV | 22/03/2002 |  | 0
435058290 | TNB | DISTRIBUTION | KUALA SELANGOR | Existing | BKSL/PCE/J00533 | TMN KHATIJAH | RMU 2S + 1F | RMU 2S + 1F |  |  | TMN KHATIJAH | INDOOR SINGLE CHAMBER |  | 11/0.415 kV | 2009-10-10 |  | 0
435059491 | TNB | DISTRIBUTION | KUALA SELANGOR | Existing | BKSL/PCE/J00386 | MARDI SG SIREH | RMU 2S + 1F | RMU 2S + 1F |  |  | MARDI SG SIREH | OUTDOOR (OD WITH SWTCHGEAR) |  | 11/0.415 kV | 1979-01-04 |  | 0
435061997 | TNB | DISTRIBUTION | KUALA SELANGOR | Existing | BKSL/PCE/J00388 | SG SIREH BAN 3 | RMU 2S + 1F | RMU 2S + 1F |  |  | SG SIREH BAN 3 | OUTDOOR (OD WITH SWTCHGEAR) |  | 11/0.415 kV |  |  | 0
435062589 | TNB | DISTRIBUTION | KUALA SELANGOR | Existing | BKSL/PCE/J00857 | SG SIREH BAN 4 | RMU 2S + 1F | RMU 2S + 1F |  |  | SG SIREH BAN 4 | OUTDOOR (OD WITH SWTCHGEAR) |  | 11/0.415 kV |  |  | 0
435063198 | TNB | DISTRIBUTION | KUALA SELANGOR | Existing | BKSL/PCE/J00871 | LOJI AIR SG SIREH | RMU 2S + 1F | RMU 2S + 1F |  |  | LOJI AIR SG SIREH | OUTDOOR (OD WITH SWTCHGEAR) |  | 11/0.415 kV | 29/08/1979 |  | 0
435128209 | TNB | DISTRIBUTION | KUALA SELANGOR | Existing | BKSL/PCE/J00158 | PT 2 | RMU 2S + 1F | RMU 2S + 1F |  |  | PT 2 | OUTDOOR (OD WITH SWTCHGEAR) |  | 11/0.415 kV | 18/08/1993 |  | 0
435128802 | TNB | DISTRIBUTION | KUALA SELANGOR | Existing | BKSL/PCE/J00157 | KLG BIJI BENIH T/AIR 2 | RMU 2S + 1F | RMU 2S + 1F |  |  | KLG BIJI BENIH T/AIR 2 | INDOOR SINGLE CHAMBER |  | 11/0.415 kV | 1994-11-07 |  | 0
435129403 | TNB | DISTRIBUTION | KUALA SELANGOR | Existing | BKSL/PCE/J00156 | PT 3 | RMU 2S + 1F | RMU 2S + 1F |  |  | PT 3 | OUTDOOR (OD WITH SWTCHGEAR) |  | 11/0.415 kV | 28/06/1994 |  | 0
435130003 | TNB | DISTRIBUTION | KUALA SELANGOR | Existing | BKSL/PCE/J00155 | PT 4 | RMU 2S + 1F | RMU 2S + 1F |  |  | PT 4 | OUTDOOR (OD WITH SWTCHGEAR) |  | 11/0.415 kV | 19/04/1997 |  | 0
435130610 | TNB | DISTRIBUTION | KUALA SELANGOR | Existing | BKSL/PCE/J00575 | ZHONG LEE FISHERY | RMU 2S + 1F | RMU 2S + 1F |  |  | ZHONG LEE FISHERY | SEMI INDOOR |  | 11/0.415 kV | 20/09/2008 |  | 0
435131210 | TNB | DISTRIBUTION | KUALA SELANGOR | Existing | BKSL/PCE/J00208 | GAWAR-GAWAR (JENTAYU TUAH) | RMU 2S + 1F | RMU 2S + 1F |  |  | GAWAR-GAWAR (JENTAYU TUAH) | SEMI INDOOR |  | 11/0.415 kV | 14/02/1992 |  | 0
435131811 | TNB | DISTRIBUTION | KUALA SELANGOR | Existing | BKSL/PCE/J00210 | SG GULANG-GULANG | RMU 2S + 1F | RMU 2S + 1F |  |  | SG GULANG-GULANG | OUTDOOR (OD WITH SWTCHGEAR) |  | 11/0.415 kV | 19/04/1984 |  | 0
435210356 | TNB | DISTRIBUTION | KUALA SELANGOR | Existing | BKSL/PCE/J00794 | ICECLUB ALAM JAYA | RMU | RMU 3S |  |  | ICECLUB ALAM JAYA | ATTACHED SINGLE |  | 11/0.415 kV | 20/09/2006 |  | 0
435210550 | TNB | DISTRIBUTION | KUALA SELANGOR | Existing | BKSL/PCE/J00755 | MULTIGUNA CON & DEV | RMU | RMU 2S + 1F |  |  | MULTIGUNA CON & DEV | INDOOR SINGLE CHAMBER |  | 11/0.415 kV | 19/04/2007 |  | 0
435211150 | TNB | DISTRIBUTION | KUALA SELANGOR | Existing | BKSL/PCE/J00799 | KLG LOT 58 ALAM JAYA | RMU 2S + 1F | RMU 2S + 1F |  |  | KLG LOT 58 ALAM JAYA | ATTACHED SINGLE |  | 11/0.415 kV | 18/03/2004 |  | 0
435211750 | TNB | DISTRIBUTION | KUALA SELANGOR | Existing | BKSL/PCE/J00797 | KYODO STEEL | RMU | RMU 2S + 1F |  |  | KYODO STEEL | ATTACHED SINGLE |  | 11/0.415 kV | 2011-10-12 |  | 0
435212544 | TNB | DISTRIBUTION | KUALA SELANGOR | Existing | BKSL/PCE/J00800 | KLG KAYU PAPAN & LOGAM BERJAYA | RMU | RMU 2S + 1F |  |  | KLG KAYU PAPAN & LOGAM BERJAYA | OUTDOOR (OD WITH SWTCHGEAR) |  | 11/0.415 kV | 18/03/2005 |  | 0
435213144 | TNB | DISTRIBUTION | KUALA SELANGOR | Existing | BKSL/PCE/J00801 | KWAN SENS WARE | RMU | RMU 2S + 1F |  |  | KWAN SENS WARE | ATTACHED SINGLE |  | 11/0.415 kV | 19/04/2006 |  | 0
435213744 | TNB | DISTRIBUTION | KUALA SELANGOR | Existing | BKSL/PCE/J00802 | NATURE LEADER | RMU | RMU 2S + 1F |  |  | NATURE LEADER | ATTACHED SINGLE |  | 11/0.415 kV | 20/05/2008 |  | 0
435257883 | TNB | DISTRIBUTION | KUALA SELANGOR | Existing | BKSL/PCE/J00788 | PADAT MULTIGUNA TMN ALAM JAYA 2/5 | RMU | RMU 2S + 1F |  |  | PADAT MULTIGUNA TMN ALAM JAYA 2/5 | COMPACT SUBS |  | 11/0.415 kV | 22/03/2006 |  | 0
435258584 | TNB | DISTRIBUTION | KUALA SELANGOR | Existing | BKSL/PCE/J00697 | STESEN SUIS SECTION 2 PHASE 1B P.ALAM | CB 9S + 1BS | SSU 11kV Single Bus (BS) |  |  | STESEN SUIS SECTION 2 PHASE 1B P.ALAM | INDOOR DOUBLE CHAMBER |  |  | 22/03/2006 |  | 0
435260161 | TNB | DISTRIBUTION | KUALA SELANGOR | Existing | BKSL/PCE/J00716 | STESEN SUIS FASA 3A PUNCAK ALAM | CB | CB + 2 TX |  |  | STESEN SUIS FASA 3A PUNCAK ALAM | INDOOR DOUBLE CHAMBER |  | 11/0.415 kV | 18/08/2006 |  | 0
435263287 | TNB | DISTRIBUTION | KUALA SELANGOR | Existing | BKSL/PCE/J00868 | GREAT MARKETING | RMU 2S + 1F | RMU 2S + 1F |  |  | GREAT MARKETING | INDOOR SINGLE CHAMBER |  | 11/0.415 kV |  |  | 0
435264079 | TNB | DISTRIBUTION | KUALA SELANGOR | Existing | BKSL/PCE/J00772 | JS CONSC TRUCTION & DEV SDN BHD LOT106 | RMU | RMU 2S + 1F |  |  | JS CONSC TRUCTION & DEV SDN BHD LOT106 | INDOOR SINGLE CHAMBER |  | 11/0.415 kV | 27/11/2006 |  | 0
435264686 | TNB | DISTRIBUTION | KUALA SELANGOR | Existing | BKSL/PCE/J00773 | MULTI GUNA NO.3 | RMU 2S + 1F | RMU 2S + 1F |  |  | MULTI GUNA NO.3 | ATTACHED SINGLE |  | 11/0.415 kV | 2006-10-12 |  | 0
435265303 | TNB | DISTRIBUTION | KUALA SELANGOR | Existing | BKSL/PCE/J00235 | TMT INDUSTRI | CB | CB |  |  | TMT INDUSTRI | INDOOR SINGLE CHAMBER |  | 11/0.415 kV | 18/08/2010 |  | 0
435268515 | TNB | DISTRIBUTION | KUALA SELANGOR | Existing | BKSL/PCE/J00621 | STP KOTA PUTERI | RMU 3S+1F | RMU 3S+1F |  |  | STP KOTA PUTERI | INDOOR DOUBLE CHAMBER |  | 11/0.415 kV | 14/02/2000 |  | 0
435270183 | TNB | DISTRIBUTION | KUALA SELANGOR | Existing | BKSL/PCE/J00071 | MUARA NO 1 | RMU | RMU 3S+1F |  |  | MUARA NO 1 | INDOOR SINGLE CHAMBER |  | 11/0.415 kV | 18/08/1980 |  | 0
435270839 | TNB | DISTRIBUTION | KUALA SELANGOR | Existing | BKSL/PCE/J00079 | MUARA NO 2 | RMU | RMU 2S + 1F |  |  | MUARA NO 2 | INDOOR DOUBLE CHAMBER |  | 11/0.415 kV | 20/05/1992 |  | 0
435271437 | TNB | DISTRIBUTION | KUALA SELANGOR | Existing | BKSL/PCE/J00059 | JLN JATI SG BULOH | RMU 2S + 1F | RMU 2S + 1F |  |  | JLN JATI SG BULOH | INDOOR SINGLE CHAMBER |  | 11/0.415 kV | 26/06/1994 |  | 0
435272035 | TNB | DISTRIBUTION | KUALA SELANGOR | Existing | BKSL/PCE/J00060 | SPG RJ ABDULLAH | RMU | RMU 3S+1F |  |  | SPG RJ ABDULLAH | OUTDOOR (OD WITH SWTCHGEAR) |  | 11/0.415 kV | 17/07/1992 |  | 0
435272696 | TNB | DISTRIBUTION | KUALA SELANGOR | Existing | BKSL/PCE/J00058 | TALIKOM SG BULOH | RMU | RMU 2S + 1F |  |  | TALIKOM SG BULOH | OUTDOOR (OD WITH SWTCHGEAR) |  | 11/0.415 kV | 20/05/1997 |  | 0
435273294 | TNB | DISTRIBUTION | KUALA SELANGOR | Existing | BKSL/PCE/J00057 | WISMA PELADANG SG BULOH | RMU | RMU 2S + 1F |  |  | WISMA PELADANG SG BULOH | ATTACHED SINGLE |  | 11/0.415 kV | 19/04/1991 |  | 0
435273892 | TNB | DISTRIBUTION | KUALA SELANGOR | Existing | BKSL/PCE/J00056 | PEKAN SG BULOH | RMU 3S+1F | RMU 3S+1F |  |  | PEKAN SG BULOH | OUTDOOR (OD WITH SWTCHGEAR) |  | 11/0.415 kV | 18/03/1997 |  | 0
435296722 | TNB | DISTRIBUTION | KUALA SELANGOR | Existing | BKSL/PCE/J00212 | SG TUNGGUL | RMU 3S+1F | RMU 3S+1F |  |  | SG TUNGGUL | OUTDOOR (OD WITH SWTCHGEAR) |  | 11/0.415 kV | 26/06/1992 |  | 0
435297393 | TNB | DISTRIBUTION | KUALA SELANGOR | Existing | BKSL/PCE/J00216 | INNOBRIDE NO 1 | RMU 2S + 1F | RMU 2S + 1F |  |  | INNOBRIDE NO 1 | OUTDOOR (OD WITH SWTCHGEAR) |  | 11/0.415 kV | 1984-11-10 |  | 0
435297993 | TNB | DISTRIBUTION | KUALA SELANGOR | Existing | BKSL/PCE/J00217 | INNOBRIDE NO 2 | RMU 2S + 1F | RMU 2S + 1F |  |  | INNOBRIDE NO 2 | OUTDOOR (OD WITH SWTCHGEAR) |  | 11/0.415 kV | 14/11/1982 |  | 0
435298593 | TNB | DISTRIBUTION | KUALA SELANGOR | Existing | BKSL/PCE/J00218 | INNOBRIDE NO 3 | RMU 2S + 1F | RMU 2S + 1F |  |  | INNOBRIDE NO 3 | OUTDOOR (OD WITH SWTCHGEAR) |  | 11/0.415 kV | 15/12/1982 |  | 0
435299193 | TNB | DISTRIBUTION | KUALA SELANGOR | Existing | BKSL/PCE/J00219 | INNOBRIDE NO 4 | RMU 2S + 1F | RMU 2S + 1F |  |  | INNOBRIDE NO 4 | OUTDOOR (OD WITH SWTCHGEAR) |  | 11/0.415 kV | 19/02/1982 |  | 0
435299793 | TNB | DISTRIBUTION | KUALA SELANGOR | Existing | BKSL/PCE/J00215 | INNOBRIDE NO 5 | RMU 2S + 1F | RMU 2S + 1F |  |  | INNOBRIDE NO 5 | OUTDOOR (OD WITH SWTCHGEAR) |  | 11/0.415 kV | 22/09/1992 |  | 0
435305315 | TNB | DISTRIBUTION | KUALA SELANGOR | Existing | BKSL/PCE/J00419 | RGB INDUSTRIES 2/5 | RMU 2S + 1F | RMU 2S + 1F |  |  | RGB INDUSTRIES 2/5 | ATTACHED |  | 11/0.415 kV |  |  | 0
435305925 | TNB | DISTRIBUTION | KUALA SELANGOR | Existing | BKSL/PCE/J00757 | EXTRO GREAT | RMU | RMU 2S + 2F |  |  | EXTRO GREAT | INDOOR DOUBLE CHAMBER |  | 11/0.415 kV | 26/06/2006 |  | 0
435307036 | TNB | DISTRIBUTION | KUALA SELANGOR | Existing | BKSL/PCE/J00844 | R&S PETROLEUM TIAJ 2/4 | RMU 2S + 1F | RMU 2S + 1F |  |  | R&S PETROLEUM TIAJ 2/4 | INDOOR SINGLE CHAMBER |  |  | 15/01/2016 |  | 0
435307653 | TNB | DISTRIBUTION | KUALA SELANGOR | Existing | BKSL/PCE/J00785 | KLG LOT 7 ALAM JAYA | RMU | RMU 2S + 1F |  |  | KLG LOT 7 ALAM JAYA | INDOOR SINGLE CHAMBER |  | 11/0.415 kV | 15/12/2007 |  | 0
435308266 | TNB | DISTRIBUTION | KUALA SELANGOR | Existing | BKSL/PCE/J00784 | KLG LOT 8 ALAM JAYA | RMU | RMU 2S + 1F |  |  | KLG LOT 8 ALAM JAYA | ATTACHED SINGLE |  | 11/0.415 kV | 15/12/2006 |  | 0
435308985 | TNB | DISTRIBUTION | KUALA SELANGOR | Existing | BKSL/PCE/J00177 | TMN RADEN MAS | RMU 2S + 1F | RMU 2S + 1F |  |  | TMN RADEN MAS | INDOOR DOUBLE CHAMBER |  | 11/0.415 kV | 19/02/1999 |  | 0
435309592 | TNB | DISTRIBUTION | KUALA SELANGOR | Existing | BKSL/PCE/J00536 | TMN RIA MAS | RMU 2S + 1F | RMU 2S + 1F |  |  | TMN RIA MAS | INDOOR SINGLE CHAMBER |  | 11/0.415 kV | 14/02/2007 |  | 0
435310198 | TNB | DISTRIBUTION | KUALA SELANGOR | Existing | BKSL/PCE/J00813 | RESTORAN MEWAH TG.KARANG | RMU 2S + 1F | RMU 2S + 1F |  |  | RESTORAN MEWAH TG.KARANG | OUTDOOR (OD WITH SWTCHGEAR) |  | 11/0.415 kV | 28/06/2012 |  | 0
435311419 | TNB | DISTRIBUTION | KUALA SELANGOR | Existing | BKSL/PCE/J00173 | SURIA INDAH | RMU 2S + 2F | RMU 2S + 2F |  |  | SURIA INDAH | INDOOR DOUBLE CHAMBER |  | 11/0.415 kV | 22/09/1999 |  | 0
435312501 | TNB | DISTRIBUTION | KUALA SELANGOR | Existing | BKSL/PCE/J00209 | INDUSTRI BENG LEE | RMU 2S + 1F | RMU 2S + 1F |  |  | INDUSTRI BENG LEE | SEMI INDOOR |  | 11/0.415 kV | 18/03/1992 |  | 0
435317264 | TNB | DISTRIBUTION | KUALA SELANGOR | Existing | BKSL/PCE/J00718 | FASA 3A1 PUNCAK ALAM | RMU | RMU 2S + 2F |  |  | FASA 3A1 PUNCAK ALAM | INDOOR DOUBLE CHAMBER |  | 11/0.415 kV | 2006-11-10 |  | 0
435318577 | TNB | DISTRIBUTION | KUALA SELANGOR | Existing | BKSL/PCE/J00866 | SMK PUNCAK ALAM FASA 3 | RMU 2S + 1F | RMU 2S + 1F |  |  | SMK PUNCAK ALAM FASA 3 | INDOOR SINGLE CHAMBER |  |  |  |  | 0
435319177 | TNB | DISTRIBUTION | KUALA SELANGOR | Existing | BKSL/PCE/J00724 | JUWITA FASA 3 C NO 3 | RMU | RMU 2S + 2F |  |  | JUWITA FASA 3 C NO 3 | INDOOR DOUBLE CHAMBER |  | 11/0.415 kV | 28/06/2006 |  | 0
435320253 | TNB | DISTRIBUTION | KUALA SELANGOR | Existing | BKSL/PCE/J00726 | JUWITA FASA 3 C NO 1 | RMU | RMU 2S + 2F |  |  | JUWITA FASA 3 C NO 1 | INDOOR DOUBLE CHAMBER |  | 11/0.415 kV | 18/08/2006 |  | 0
435351749 | TNB | DISTRIBUTION | KUALA SELANGOR | Existing | BKSL/PCE/J00861 | TESCO PUNCAK ALAM | CB | CB |  |  | TESCO PUNCAK ALAM | INDOOR DOUBLE CHAMBER |  | 11/0.415 kV |  |  | 0
435352134 | TNB | DISTRIBUTION | KUALA SELANGOR | Existing | BKSL/PCE/J00849 | RUMAH PAM PUNCAK BESTARI | RMU | RMU 2S + 2F |  |  | RUMAH PAM PUNCAK BESTARI | INDOOR SINGLE CHAMBER |  | 11/0.415 kV |  |  | 0
435353216 | TNB | DISTRIBUTION | KUALA SELANGOR | Existing | BKSL/PCE/J00863 | MASJID BARU PUNCAK ALAM | RMU | RMU 2S + 1F |  |  | MASJID BARU PUNCAK ALAM | INDOOR DOUBLE CHAMBER |  | 11/0.415 kV |  |  | 0
435353816 | TNB | DISTRIBUTION | KUALA SELANGOR | Existing | BKSL/PCE/J00117 | BKT KUCING KLINIK | RMU 3S+1F | RMU 3S+1F |  |  | BKT KUCING KLINIK | OUTDOOR (OD WITH SWTCHGEAR) |  | 11/0.415 kV | 27/11/1982 |  | 0
435354499 | TNB | DISTRIBUTION | KUALA SELANGOR | Existing | BKSL/PCE/J00352 | TAMAN ALAM SUTERA ALAM JAYA | RMU | RMU 2S + 2F |  |  | TAMAN ALAM SUTERA ALAM JAYA | INDOOR DOUBLE CHAMBER |  | 11/0.415 kV | 18/08/2003 |  | 0
435358300 | TNB | DISTRIBUTION | KUALA SELANGOR | Existing | BKSL/PCE/J00211 | BANYU EMAS (FIRMA RENA) | RMU 2X (2S + 1F) | RMU 2X (2S + 1F) |  |  | BANYU EMAS (FIRMA RENA) | OUTDOOR (OD WITH SWTCHGEAR) |  | 11/0.415 kV | 20/05/1982 |  | 0
435364504 | TNB | DISTRIBUTION | KUALA SELANGOR | Existing | BKSL/PCE/J00463 | TMN MUHIBBAH | RMU | RMU 3S+1F |  |  | TMN MUHIBBAH | OUTDOOR (OD WITH SWTCHGEAR) |  | 11/0.415 kV | 19/04/2007 |  | 0
435365276 | TNB | DISTRIBUTION | KUALA SELANGOR | Existing | BKSL/PCE/J00584 | TMN SURIA BESTARI | RMU | RMU 2S + 1F |  |  | TMN SURIA BESTARI | INDOOR SINGLE CHAMBER |  | 11/0.415 kV | 17/07/2007 |  | 0
435366177 | TNB | DISTRIBUTION | KUALA SELANGOR | Existing | BKSL/PCE/J00613 | TANAMARAN NO.2 | RMU 2S + 1F | RMU 2S + 1F |  |  | TANAMARAN NO.2 | INDOOR SINGLE CHAMBER |  | 11/0.415 kV | 19/04/1998 |  | 0
435367521 | TNB | DISTRIBUTION | KUALA SELANGOR | Existing | BKSL/PCE/J00349 | QTRS LADANG BKT TALANG NO 2 | RMU 2S + 1F | RMU 2S + 1F |  |  | QTRS LADANG BKT TALANG NO 2 | INDOOR SINGLE CHAMBER |  | 11/0.415 kV | 20/05/2004 |  | 0
435369651 | TNB | DISTRIBUTION | KUALA SELANGOR | Existing | BKSL/PCE/J00782 | KLG LOT 9 ALAM JAYA | RMU 3S+1F | RMU 3S+1F | CRTE |  | KLG LOT 9 ALAM JAYA | ATTACHED SINGLE | 11/0.415 KV | 11/0.415 kV | 2006-11-10 |  | 0
435370351 | TNB | DISTRIBUTION | KUALA SELANGOR | Existing | BKSL/PCE/J00783 | YL TRADING | RMU | RMU 2S + 1F |  |  | YL TRADING | INDOOR SINGLE CHAMBER |  | 11/0.415 kV | 14/11/2006 |  | 0
435371579 | TNB | DISTRIBUTION | KUALA SELANGOR | Existing | BKSL/PCE/J00298 | APARTMENT ALAM PERDANA 1 | RMU 2S + 2F | RMU 2S + 2F |  |  | APARTMENT ALAM PERDANA 1 | INDOOR DOUBLE CHAMBER |  | 11/0.415 kV | 20/09/1996 |  | 0
435373635 | TNB | DISTRIBUTION | KUALA SELANGOR | Existing | BKSL/PCE/J00137 | DESA MAWAR N0 2 | RMU 2S + 2F | RMU 2S + 2F |  |  | DESA MAWAR N0 2 | INDOOR DOUBLE CHAMBER |  | 11/0.415 kV | 1981-10-10 |  | 0
435374726 | TNB | DISTRIBUTION | KUALA SELANGOR | Existing | BKSL/PCE/J00259 | DESA MAWAR N0 1 | RMU 2S + 2F | RMU 2S + 2F |  |  | DESA MAWAR N0 1 | INDOOR DOUBLE CHAMBER |  | 11/0.415 kV | 1987-11-10 |  | 0
435375795 | TNB | DISTRIBUTION | KUALA SELANGOR | Existing | BKSL/PCE/J00214 | POULTRY FARM NO 2 | RMU 2S + 1F | RMU 2S + 1F |  |  | POULTRY FARM NO 2 | OUTDOOR (OD WITH SWTCHGEAR) |  | 11/0.415 kV | 18/08/1982 |  | 0
435376395 | TNB | DISTRIBUTION | KUALA SELANGOR | Existing | BKSL/PCE/J00213 | POULTRY FARM NO 1 | RMU 2S + 1F | RMU 2S + 1F |  |  | POULTRY FARM NO 1 | OUTDOOR (OD WITH SWTCHGEAR) |  | 11/0.415 kV | 17/07/1984 |  | 0
435378234 | TNB | DISTRIBUTION | KUALA SELANGOR | Existing | BKSL/PCE/J00055 | KEMAYAN | RMU | RMU 3S+1F |  |  | KEMAYAN | OUTDOOR (OD WITH SWTCHGEAR) |  | 11/0.415 kV | 14/02/1994 |  | 0
435378890 | TNB | DISTRIBUTION | KUALA SELANGOR | Existing | BKSL/PCE/J00100 | TMN SOLOMON | CB 3S | CB + 1 TX |  |  | TMN SOLOMON | INDOOR SINGLE CHAMBER |  | 11/0.415 kV | 20/05/2002 |  | 0
435379681 | TNB | DISTRIBUTION | KUALA SELANGOR | Existing | BKSL/PCE/J00351 | TMN PARI | RMU | RMU 2S + 1F |  |  | TMN PARI | COMPACT SUBS |  | 11/0.415 kV | 17/07/2002 |  | 0
435380273 | TNB | DISTRIBUTION | KUALA SELANGOR | Existing | BKSL/PCE/J00573 | TMN YU | RMU | RMU 2S + 1F |  |  | TMN YU | INDOOR DOUBLE CHAMBER |  | 11/0.415 kV | 2007-11-07 |  | 0
435380870 | TNB | DISTRIBUTION | KUALA SELANGOR | Existing | BKSL/PCE/J00572 | TMN SIAKAP | RMU 2S + 1F | RMU 2S + 1F |  |  | TMN SIAKAP | INDOOR SINGLE CHAMBER |  | 11/0.415 kV | 28/06/2009 |  | 0
435399242 | TNB | DISTRIBUTION | KUALA SELANGOR | Existing | BKSL/PCE/J00101 | TMN BAWAL PUTIH | RMU 2S + 1F | RMU 2S + 1F |  |  | TMN BAWAL PUTIH | INDOOR SINGLE CHAMBER |  | 11/0.415 kV | 26/06/1997 |  | 0
435399840 | TNB | DISTRIBUTION | KUALA SELANGOR | Existing | BKSL/PCE/J00053 | KLG EKZOS (UNITED EVERCO) | RMU | RMU 2S + 1F |  |  | KLG EKZOS (UNITED EVERCO) | OUTDOOR (OD WITH SWTCHGEAR) |  | 11/0.415 kV | 27/11/1956 |  | 0
435400432 | TNB | DISTRIBUTION | KUALA SELANGOR | Existing | BKSL/PCE/J00052 | EDAR BERAS | RMU 2S + 1F | RMU 2S + 1F |  |  | EDAR BERAS | OUTDOOR (OD WITH SWTCHGEAR) |  | 11/0.415 kV | 1989-10-10 |  | 0
435401030 | TNB | DISTRIBUTION | KUALA SELANGOR | Existing | BKSL/PCE/J00051 | KLG BATU-BATA | RMU | RMU 2S + 1F |  |  | KLG BATU-BATA | OUTDOOR (OD WITH SWTCHGEAR) |  | 11/0.415 kV | 20/09/1994 |  | 0
435401622 | TNB | DISTRIBUTION | KUALA SELANGOR | Existing | BKSL/PCE/J00050 | KG API API | RMU 2S + 1F | RMU 2S + 1F |  |  | KG API API | OUTDOOR (OD WITH SWTCHGEAR) |  | 11/0.415 kV | 18/08/1984 |  | 0
435402214 | TNB | DISTRIBUTION | KUALA SELANGOR | Existing | BKSL/PCE/J00092 | BALAI POLIS KSL | RMU | RMU 2S + 1F |  |  | BALAI POLIS KSL | INDOOR SINGLE CHAMBER |  | 11/0.415 kV | 18/08/1992 |  | 0
435402812 | TNB | DISTRIBUTION | KUALA SELANGOR | Existing | BKSL/PCE/J00094 | TALIKOM KSL | RMU | RMU 2S + 1F |  |  | TALIKOM KSL | INDOOR SINGLE CHAMBER |  | 11/0.415 kV | 1984-10-10 |  | 0
435403351 | TNB | DISTRIBUTION | KUALA SELANGOR | Existing | BKSL/PCE/J00231 | SG YU NO 1 | RMU 2S + 1F | RMU 2S + 1F |  |  | SG YU NO 1 | PENCAWANG ATAS TIANG (PAT) |  | 11/0.415 kV | 19/04/1990 |  | 0
435403986 | TNB | DISTRIBUTION | KUALA SELANGOR | Existing | BKSL/PCE/J00230 | KG SG YU | RMU 3S+1F | RMU 3S+1F |  |  | KG SG YU | OUTDOOR (OD WITH SWTCHGEAR) |  | 11/0.415 kV | 18/03/1990 |  | 0
435404720 | TNB | DISTRIBUTION | KUALA SELANGOR | Existing | BKSL/PCE/J00232 | SG YU NO 2 | RMU 2S + 1F | RMU 2S + 1F |  |  | SG YU NO 2 | PENCAWANG ATAS TIANG (PAT) |  | 11/0.415 kV | 20/05/1988 |  | 0
435405322 | TNB | DISTRIBUTION | KUALA SELANGOR | Existing | BKSL/PCE/J00233 | SG YU NO 3 | RMU 2S + 1F | RMU 2S + 1F |  |  | SG YU NO 3 | PENCAWANG ATAS TIANG (PAT) |  | 11/0.415 kV | 26/06/2000 |  | 0
435405923 | TNB | DISTRIBUTION | KUALA SELANGOR | Existing | BKSL/PCE/J00180 | MASJID SG TERAP | RMU 2S + 1F | RMU 2S + 1F |  |  | MASJID SG TERAP | COMPACT SUBS |  | 11/0.415 kV | 28/06/2000 |  | 0
435406663 | TNB | DISTRIBUTION | KUALA SELANGOR | Existing | BKSL/PCE/J00168 | PASAR TG KARANG | RMU 2S + 2F | RMU 2S + 2F |  |  | PASAR TG KARANG | INDOOR DOUBLE CHAMBER |  | 11/0.415 kV | 17/07/1999 |  | 0
435433462 | TNB | DISTRIBUTION | KUALA SELANGOR | Existing | BKSL/PCE/J00095 | BDR BARU NO 1 | RMU | RMU 3S+1F |  |  | BDR BARU NO 1 | INDOOR DOUBLE CHAMBER |  | 11/0.415 kV | 27/11/1984 |  | 0
435434117 | TNB | DISTRIBUTION | KUALA SELANGOR | Existing | BKSL/PCE/J00096 | SK BDR BARU | RMU | RMU 2S + 1F |  |  | SK BDR BARU | OUTDOOR (OD WITH SWTCHGEAR) |  | 11/0.415 kV | 1975-10-12 |  | 0
435435034 | TNB | DISTRIBUTION | KUALA SELANGOR | Existing | BKSL/PCE/J00337 | KOMPLEKS MAHKAMAH | RMU | RMU 2S + 1F |  |  | KOMPLEKS MAHKAMAH | ATTACHED SINGLE |  | 11/0.415 kV | 1984-11-07 |  | 0
435436224 | TNB | DISTRIBUTION | KUALA SELANGOR | Existing | BKSL/PCE/J00596 | TMN WARISAN | RMU | RMU 2S + 1F |  |  | TMN WARISAN | INDOOR SINGLE CHAMBER |  | 11/0.415 kV | 20/09/2009 |  | 0
435436816 | TNB | DISTRIBUTION | KUALA SELANGOR | Existing | BKSL/PCE/J00097 | BDR BARU NO 3 | RMU | RMU 2S + 1F |  |  | BDR BARU NO 3 | INDOOR DOUBLE CHAMBER |  | 11/0.415 kV | 14/02/1996 |  | 0
435446365 | TNB | DISTRIBUTION | KUALA SELANGOR | Existing | BKSL/PCE/J00199 | TOK ADAM | RMU 2S + 1F | RMU 2S + 1F |  |  | TOK ADAM | COMPACT SUBS |  | 11/0.415 kV | 22/03/1988 |  | 0
435446971 | TNB | DISTRIBUTION | KUALA SELANGOR | Existing | BKSL/PCE/J00200 | SG TENGI KANAN NO 1 | RMU 3S+1F | RMU 3S+1F |  |  | SG TENGI KANAN NO 1 | OUTDOOR (OD WITH SWTCHGEAR) |  | 11/0.415 kV | 19/04/1993 |  | 0
435447621 | TNB | DISTRIBUTION | KUALA SELANGOR | Existing | BKSL/PCE/J00178 | SG TENGI KANAN NO 3 | RMU 2S + 1F | RMU 2S + 1F |  |  | SG TENGI KANAN NO 3 | OUTDOOR (OD WITH SWTCHGEAR) |  | 11/0.415 kV | 22/03/1990 |  | 0
435448221 | TNB | DISTRIBUTION | KUALA SELANGOR | Existing | BKSL/PCE/J00202 | SAWAH SEMP NO 1 | RMU 3S+1F | RMU 3S+1F |  |  | SAWAH SEMP NO 1 | PENCAWANG ATAS TIANG (PAT) |  | 11/0.415 kV | 1988-11-07 |  | 0
435448871 | TNB | DISTRIBUTION | KUALA SELANGOR | Existing | BKSL/PCE/J00203 | SAWAH SEMP NO 2 | RMU 2S + 1F | RMU 2S + 1F |  |  | SAWAH SEMP NO 2 | PENCAWANG ATAS TIANG (PAT) |  | 11/0.415 kV | 18/08/1993 |  | 0
435449471 | TNB | DISTRIBUTION | KUALA SELANGOR | Existing | BKSL/PCE/J00204 | SAWAH SEMP NO 3 | RMU 3S+1F | RMU 3S+1F |  |  | SAWAH SEMP NO 3 | PENCAWANG ATAS TIANG (PAT) |  | 11/0.415 kV | 20/09/1992 |  | 0
435450142 | TNB | DISTRIBUTION | KUALA SELANGOR | Existing | BKSL/PCE/J00207 | SAWAH SEMP NO 4 | RMU 2S + 1F | RMU 2S + 1F |  |  | SAWAH SEMP NO 4 | PENCAWANG ATAS TIANG (PAT) |  | 11/0.415 kV | 1993-10-12 |  | 0
435463617 | TNB | DISTRIBUTION | KUALA SELANGOR | Existing | BKSL/PCE/J00205 | SAWAH SEMP NO 5 | RMU 2S + 1F | RMU 2S + 1F |  |  | SAWAH SEMP NO 5 | PENCAWANG ATAS TIANG (PAT) |  | 11/0.415 kV | 1988-10-10 |  | 0
435464217 | TNB | DISTRIBUTION | KUALA SELANGOR | Existing | BKSL/PCE/J00206 | SAWAH SEMP NO 6 | RMU 2S + 1F | RMU 2S + 1F |  |  | SAWAH SEMP NO 6 | PENCAWANG ATAS TIANG (PAT) |  | 11/0.415 kV | 27/11/1993 |  | 0
435465482 | TNB | DISTRIBUTION | KUALA SELANGOR | Existing | BKSL/PCE/J00186 | PEKAN TG KARANG (RIVER SIDE) | RMU 3S+1F | RMU 3S+1F |  |  | PEKAN TG KARANG (RIVER SIDE) | OUTDOOR (OD WITH SWTCHGEAR) |  | 11/0.415 kV | 1995-10-12 |  | 0
435466158 | TNB | DISTRIBUTION | KUALA SELANGOR | Existing | BKSL/PCE/J00187 | TMN SRI TANJUNG (LOT 1970) | RMU | RMU 2S + 1F |  |  | TMN SRI TANJUNG (LOT 1970) | INDOOR SINGLE CHAMBER |  | 11/0.415 kV | 14/02/1997 |  | 0
435466764 | TNB | DISTRIBUTION | KUALA SELANGOR | Existing | BKSL/PCE/J00189 | BALAI POLIS TG KARANG | RMU | RMU 2S + 1F |  |  | BALAI POLIS TG KARANG | INDOOR SINGLE CHAMBER |  | 11/0.415 kV | 19/04/1959 |  | 0
435467370 | TNB | DISTRIBUTION | KUALA SELANGOR | Existing | BKSL/PCE/J00190 | JKR LOW COST | RMU 3S+1F | RMU 3S+1F |  |  | JKR LOW COST | INDOOR SINGLE CHAMBER |  | 11/0.415 kV | 20/05/1997 |  | 0
435566866 | TNB | DISTRIBUTION | KUALA SELANGOR | Existing | BKSL/PCE/J00618 | LKIM PASIR PENAMBANG | RMU 2S + 1F | RMU 2S + 1F |  |  | LKIM PASIR PENAMBANG | INDOOR SINGLE CHAMBER |  | 11/0.415 kV | 1998-10-10 |  | 0
435567808 | TNB | DISTRIBUTION | KUALA SELANGOR | Existing | BKSL/PCE/J00183 | HOSPITAL TG KARANG | RMU 3S+1F | RMU 3S+1F |  |  | HOSPITAL TG KARANG | INDOOR SINGLE CHAMBER |  | 11/0.415 kV | 20/09/1997 |  | 0
435568878 | TNB | DISTRIBUTION | KUALA SELANGOR | Existing | BKSL/PCE/J00812 | KO SEGAR | RMU 2S + 1F | RMU 2S + 1F |  |  | KO SEGAR | INDOOR SINGLE CHAMBER |  | 11/0.415 kV | 19/04/2013 |  | 0
435824718 | TNB | DISTRIBUTION | KUALA SELANGOR | Existing | BKSL/PCE/J00638 | P/PENURUN BALAI POLIS BATU ARANG | RMU | RMU 3S+1F |  |  | P/PENURUN BALAI POLIS BATU ARANG | OUTDOOR (OD WITH SWTCHGEAR) |  | 11/0.415 kV | 18/08/2004 |  | 0
435825570 | TNB | DISTRIBUTION | KUALA SELANGOR | Existing | BKSL/PCE/J00640 | TENAGA KIMIA BT ARANG | RMU | RMU 2S + 1F |  |  | TENAGA KIMIA BT ARANG | INDOOR SINGLE CHAMBER |  | 11/0.415 kV | 20/09/2004 |  | 0
435828675 | TNB | DISTRIBUTION | KUALA SELANGOR | Existing | BKSL/PCE/J00430 | TMN SERI MANIK | RMU 2S + 1F | RMU 2S + 1F |  |  | TMN SERI MANIK | COMPACT SUBS |  | 11/0.415 kV |  |  | 0
435829271 | TNB | DISTRIBUTION | KUALA SELANGOR | Existing | BKSL/PCE/J00426 | PUSAT LATIHAN PERTANIAN | RMU 2S + 1F | RMU 2S + 1F |  |  | PUSAT LATIHAN PERTANIAN | INDOOR SINGLE CHAMBER |  | 11/0.415 kV |  |  | 0
435829869 | TNB | DISTRIBUTION | KUALA SELANGOR | Existing | BKSL/PCE/J00420 | TMN MAHSURI INDAH | RMU 2S + 1F | RMU 2S + 1F |  |  | TMN MAHSURI INDAH | ATTACHED |  |  |  |  | 0
435830852 | TNB | DISTRIBUTION | KUALA SELANGOR | Existing | BKSL/PCE/J00377 | TMN RIA MAS NO.2 | RMU 2S + 1F | RMU 2S + 1F |  |  | TMN RIA MAS NO.2 | COMPACT SUBS |  | 11/0.415 kV |  |  | 0
435831663 | TNB | DISTRIBUTION | KUALA SELANGOR | Existing | BKSL/PCE/J00855 | PADAT TMN SAHABAT | RMU 2S + 1F | RMU 2S + 1F |  |  | PADAT TMN SAHABAT | COMPACT SUBS |  | 11/0.415 kV |  |  | 0
435836750 | TNB | DISTRIBUTION | KUALA SELANGOR | Existing | BKSL/PCE/J00098 | BDR BARU NO 4 | RMU | RMU 3S+1F |  |  | BDR BARU NO 4 | INDOOR SINGLE CHAMBER |  | 11/0.415 kV | 18/03/1998 |  | 0
435837406 | TNB | DISTRIBUTION | KUALA SELANGOR | Existing | BKSL/PCE/J00099 | SM SAINS KSL | RMU | RMU 2S + 1F |  |  | SM SAINS KSL | INDOOR DOUBLE CHAMBER |  | 11/0.415 kV | 19/04/1996 |  | 0
435837998 | TNB | DISTRIBUTION | KUALA SELANGOR | Existing | BKSL/PCE/J00070 | QTRS GURU SM SAINS KSL | RMU | RMU 2S + 1F |  |  | QTRS GURU SM SAINS KSL | INDOOR SINGLE CHAMBER |  | 11/0.415 kV | 1980-11-07 |  | 0
435838595 | TNB | DISTRIBUTION | KUALA SELANGOR | Existing | BKSL/PCE/J00107 | STADIUM NO 2 (TERTUTUP) | RMU | RMU 2S + 1F |  |  | STADIUM NO 2 (TERTUTUP) | INDOOR SINGLE CHAMBER |  | 11/0.415 kV | 15/12/1990 |  | 0
435840097 | TNB | DISTRIBUTION | KUALA SELANGOR | Existing | BKSL/PCE/J00597 | JABATAN PENGALIRAN DAN SALIRAN | RMU | RMU 2S + 1F |  |  | JABATAN PENGALIRAN DAN SALIRAN | INDOOR SINGLE CHAMBER |  | 11/0.415 kV | 1986-10-10 |  | 0
435847967 | TNB | DISTRIBUTION | KUALA SELANGOR | Existing | BKSL/PCE/J00874 | PUSAT NIAGA ASTANA ALAM 2 | RMU | RMU 2S + 2F |  |  | PUSAT NIAGA ASTANA ALAM 2 | INDOOR SINGLE CHAMBER |  | 11/0.415 kV |  |  | 0
435849418 | TNB | DISTRIBUTION | KUALA SELANGOR | Existing | BKSL/PCE/J00876 | R/KEDAI PH 3B JLN ASTANA C13/C | RMU | RMU 2S + 2F |  |  | R/KEDAI PH 3B JLN ASTANA C13/C | INDOOR SINGLE CHAMBER |  | 11/0.415 kV |  |  | 0
435862791 | TNB | DISTRIBUTION | KUALA SELANGOR | Existing | BKSL/PCE/J00105 | SCHULTZ | RMU | RMU 2S + 2F |  |  | SCHULTZ | ATTACHED SINGLE |  | 11/0.415 kV | 2000-11-10 |  | 0
435863846 | TNB | DISTRIBUTION | KUALA SELANGOR | Existing | BKSL/PCE/J00104 | D'PALWA (KRISTALINA) | RMU | RMU 2S + 1F |  |  | D'PALWA (KRISTALINA) | INDOOR SINGLE CHAMBER |  | 11/0.415 kV | 22/09/2000 |  | 0
435864444 | TNB | DISTRIBUTION | KUALA SELANGOR | Existing | BKSL/PCE/J00103 | KOMPLEKS PKNS KSL | RMU | RMU 2S + 2F |  |  | KOMPLEKS PKNS KSL | INDOOR DOUBLE CHAMBER |  | 11/0.415 kV | 18/08/1998 |  | 0
435865860 | TNB | DISTRIBUTION | KUALA SELANGOR | Existing | BKSL/PCE/J00590 | ONE PLAZA | SSU | SSU 11kV Single Bus (BS) |  |  | ONE PLAZA | INDOOR SINGLE CHAMBER |  | 11/0.415 kV | 19/02/2011 |  | 0
435866399 | TNB | DISTRIBUTION | KUALA SELANGOR | Existing | BKSL/PCE/J00559 | NTS | RMU | RMU 2S + 1F |  |  | NTS | ATTACHED SINGLE |  | 11/0.415 kV | 18/03/2007 |  | 0
435875888 | TNB | DISTRIBUTION | KUALA SELANGOR | Existing | BKSL/PCE/J00034 | KG ASAHAN | RMU 2S + 1F | RMU 2S + 1F |  |  | KG ASAHAN | OUTDOOR (OD WITH SWTCHGEAR) |  | 11/0.415 kV | 19/04/2004 |  | 0
435877615 | TNB | DISTRIBUTION | KUALA SELANGOR | Existing | BKSL/PCE/J00681 | TAMAN SEJATI | RMU 2S + 2F | RMU 2S + 2F |  |  | TAMAN SEJATI | INDOOR DOUBLE CHAMBER |  | 11/0.415 kV | 20/09/2006 |  | 0
435879873 | TNB | DISTRIBUTION | KUALA SELANGOR | Existing | BKSL/PCE/J00547 | TMN BENDAHARA NO 3 | RMU | RMU 3S+1F |  |  | TMN BENDAHARA NO 3 | INDOOR DOUBLE CHAMBER |  | 11/0.415 kV | 15/12/2007 |  | 0
435880529 | TNB | DISTRIBUTION | KUALA SELANGOR | Existing | BKSL/PCE/J00527 | TMN MERANTI | RMU | RMU 2S + 1F |  |  | TMN MERANTI | INDOOR SINGLE CHAMBER |  | 11/0.415 kV | 19/04/2007 |  | 0
435882792 | TNB | DISTRIBUTION | KUALA SELANGOR | Existing | BKSL/PCE/J00064 | TMN MALAWATI JAYA NO 1 | RMU | RMU 2S + 1F |  |  | TMN MALAWATI JAYA NO 1 | INDOOR DOUBLE CHAMBER |  | 11/0.415 kV | 14/11/1991 |  | 0
435884302 | TNB | DISTRIBUTION | KUALA SELANGOR | Existing | BKSL/PCE/J00670 | KILANG IKAN KELI SG YU | RMU | RMU 2S + 1F |  |  | KILANG IKAN KELI SG YU | OUTDOOR (OD WITH SWTCHGEAR) |  | 11/0.415 kV | 18/08/2006 |  | 0
435922587 | TNB | DISTRIBUTION | KUALA SELANGOR | Existing | BKSL/PCE/J00069 | TMN MALAWATI JAYA NO 2 | CB | CB + 1 TX |  |  | TMN MALAWATI JAYA NO 2 | INDOOR SINGLE CHAMBER |  | 11/0.415 kV | 28/06/1998 |  | 0
435923373 | TNB | DISTRIBUTION | KUALA SELANGOR | Existing | BKSL/PCE/J00109 | MONDAY CANE | RMU 2S + 2F | RMU 2S + 2F |  |  | MONDAY CANE | OUTDOOR (OD WITH SWTCHGEAR) |  | 11/0.415 kV | 19/02/1991 |  | 0
435924428 | TNB | DISTRIBUTION | KUALA SELANGOR | Existing | BKSL/PCE/J00112 | K/UDANG API-API NO 1 | RMU | RMU 2S + 1F |  |  | K/UDANG API-API NO 1 | INDOOR SINGLE CHAMBER |  | 11/0.415 kV | 28/06/1994 |  | 0
435925561 | TNB | DISTRIBUTION | KUALA SELANGOR | Existing | BKSL/PCE/J00132 | TMN IMPIAN (C) | RMU | RMU 2S + 1F |  |  | TMN IMPIAN (C) | COMPACT SUBS |  | 11/0.415 kV | 19/04/1996 |  | 0
435926159 | TNB | DISTRIBUTION | KUALA SELANGOR | Existing | BKSL/PCE/J00131 | BAZAR SG BULOH | RMU | RMU 2S + 1F |  |  | BAZAR SG BULOH | COMPACT SUBS |  | 11/0.415 kV | 22/03/2003 |  | 0
435926757 | TNB | DISTRIBUTION | KUALA SELANGOR | Existing | BKSL/PCE/J00114 | TMN SRI PERTAMA | RMU | RMU 3S+1F |  |  | TMN SRI PERTAMA | OUTDOOR (OD WITH SWTCHGEAR) |  | 11/0.415 kV | 18/08/1988 |  | 0
435948803 | TNB | DISTRIBUTION | KUALA SELANGOR | Existing | BKSL/PCE/J00239 | UJONG PERMATANG | RMU | RMU 2S + 1F |  |  | UJONG PERMATANG | OUTDOOR (OD WITH SWTCHGEAR) |  | 11/0.415 kV | 15/12/1983 |  | 0
436011931 | TNB | DISTRIBUTION | KUALA SELANGOR | Existing | BKSL/PCE/J00729 | APARTMENT MELOR NO. 2 PUNCAK ALAM | RMU 2S + 1F | RMU 2S + 1F |  |  | APARTMENT MELOR NO. 2 PUNCAK ALAM | INDOOR DOUBLE CHAMBER |  | 11/0.415 kV | 27/11/2006 |  | 0
436087443 | TNB | DISTRIBUTION | KUALA SELANGOR | Existing | BKSL/PCE/J00580 | SEKOLAH PT 3 | RMU 2S + 1F | RMU 2S + 1F |  |  | SEKOLAH PT 3 | INDOOR SINGLE CHAMBER |  | 11/0.415 kV | 18/03/2009 |  | 0
436094917 | TNB | DISTRIBUTION | KUALA SELANGOR | Existing | BKSL/PCE/J00574 | TESCO KUALA SELNGOR | RMU | RMU 3S |  |  | TESCO KUALA SELNGOR | ATTACHED SINGLE |  | 11/0.415 kV | 18/08/2008 |  | 0
436095103 | TNB | DISTRIBUTION | KUALA SELANGOR | Existing | BKSL/PCE/J00040 | BT 2 JLN KLANG | RMU | RMU 2S + 1F |  |  | BT 2 JLN KLANG | OUTDOOR (OD WITH SWTCHGEAR) |  | 11/0.415 kV | 22/09/1992 |  | 0
436095695 | TNB | DISTRIBUTION | KUALA SELANGOR | Existing | BKSL/PCE/J00542 | TMN RHU PERMAI | CB | CB + 1 TX |  |  | TMN RHU PERMAI | INDOOR SINGLE CHAMBER |  | 11/0.415 kV | 18/08/2007 |  | 0
436096501 | TNB | DISTRIBUTION | KUALA SELANGOR | Existing | BKSL/PCE/J00045 | TMN RHU | RMU | RMU 2S + 1F |  |  | TMN RHU | OUTDOOR (OD WITH SWTCHGEAR) |  | 11/0.415 kV | 22/03/1994 |  | 0
436097099 | TNB | DISTRIBUTION | KUALA SELANGOR | Existing | BKSL/PCE/J00571 | TMN SERINDIT | RMU | RMU 2S + 1F |  |  | TMN SERINDIT | SEMI INDOOR |  | 11/0.415 kV | 19/04/2011 |  | 0
436097699 | TNB | DISTRIBUTION | KUALA SELANGOR | Existing | BKSL/PCE/J00048 | TMN ASSAM JAWA (C) | RMU | RMU 2S + 1F |  |  | TMN ASSAM JAWA (C) | COMPACT SUBS |  | 11/0.415 kV | 28/06/2002 |  | 0
436098305 | TNB | DISTRIBUTION | KUALA SELANGOR | Existing | BKSL/PCE/J00047 | PEKAN ASSAM JAWA | RMU | RMU 3S+1F |  |  | PEKAN ASSAM JAWA | OUTDOOR (OD WITH SWTCHGEAR) |  | 11/0.415 kV | 19/04/1975 |  | 0
436107966 | TNB | DISTRIBUTION | KUALA SELANGOR | Existing | BKSL/PCE/J00629 | RHONG KHEN INDUSTRI | CB | CB + 2 TX |  |  | RHONG KHEN INDUSTRI | ATTACHED DOUBLE |  | 11/0.415 kV | 2004-11-10 |  | 0
436109459 | TNB | DISTRIBUTION | KUALA SELANGOR | Existing | BKSL/PCE/J00632 | LIM & LIM HARDWARE | RMU | RMU 2S + 1F |  |  | LIM & LIM HARDWARE | INDOOR SINGLE CHAMBER |  | 11/0.415 kV | 15/12/2005 |  | 0
436110076 | TNB | DISTRIBUTION | KUALA SELANGOR | Existing | BKSL/PCE/J00654 | KOTA PUTERI PERSIARAN BT ARANG NO.1 | RMU | RMU 2S + 1F |  |  | KOTA PUTERI PERSIARAN BT ARANG NO.1 | INDOOR DOUBLE CHAMBER |  | 11/0.415 kV | 15/12/1990 |  | 0
436141921 | TNB | DISTRIBUTION | KUALA SELANGOR | Existing | BKSL/PCE/J00049 | TMN MULIA | RMU | RMU 2S + 1F |  |  | TMN MULIA | INDOOR SINGLE CHAMBER |  | 11/0.415 kV | 1984-11-07 |  | 0
436142527 | TNB | DISTRIBUTION | KUALA SELANGOR | Existing | BKSL/PCE/J00285 | TMN SELESA API API | RMU | RMU 2S + 1F |  |  | TMN SELESA API API | INDOOR SINGLE CHAMBER |  | 11/0.415 kV | 28/06/2003 |  | 0
436143145 | TNB | DISTRIBUTION | KUALA SELANGOR | Existing | BKSL/PCE/J00616 | TAMAN BELIBIS | RMU 3S+1F | RMU 3S+1F |  |  | TAMAN BELIBIS | INDOOR SINGLE CHAMBER |  | 11/0.415 kV | 18/08/1998 |  | 0
436143819 | TNB | DISTRIBUTION | KUALA SELANGOR | Existing | BKSL/PCE/J00029 | LDG KSL | RMU 2S + 1F | RMU 2S + 1F |  |  | LDG KSL | OUTDOOR (OD WITH SWTCHGEAR) |  | 11/0.415 kV | 1979-10-10 |  | 0
436144425 | TNB | DISTRIBUTION | KUALA SELANGOR | Existing | BKSL/PCE/J00028 | PKNS SIME DARBY (TMN RAJAWALI) | RMU | RMU 2S + 1F |  |  | PKNS SIME DARBY (TMN RAJAWALI) | OUTDOOR (OD WITH SWTCHGEAR) |  | 11/0.415 kV | 20/09/1994 |  | 0
436185054 | TNB | DISTRIBUTION | KUALA SELANGOR | Existing | BKSL/PCE/J00024 | PEKAN BKT ROTAN | RMU 5S + 2F | RMU 2X (2S + 1F) |  |  | PEKAN BKT ROTAN | OUTDOOR (OD WITH SWTCHGEAR) |  | 11/0.415 kV | 19/04/1997 |  | 0
436186334 | TNB | DISTRIBUTION | KUALA SELANGOR | Existing | BKSL/PCE/J00548 | TMN BENDAHARA NO 4 | RMU | RMU 2S + 2F |  |  | TMN BENDAHARA NO 4 | INDOOR DOUBLE CHAMBER |  | 11/0.415 kV | 19/02/2008 |  | 0
436193311 | TNB | DISTRIBUTION | KUALA SELANGOR | Existing | BKSL/PCE/J00661 | BANDAR BARU NO.5 | RMU 2S + 1F | RMU 2S + 1F |  |  | BANDAR BARU NO.5 | INDOOR SINGLE CHAMBER |  | 11/0.415 kV | 2005-10-10 |  | 0
436194995 | TNB | DISTRIBUTION | KUALA SELANGOR | Existing | BKSL/PCE/J00824 | GIANT KSL | RMU 3S+2F | RMU 3S+2F |  |  | GIANT KSL | INDOOR DOUBLE CHAMBER |  | 11/0.415 kV | 2012-12-10 |  | 0
436196345 | TNB | DISTRIBUTION | KUALA SELANGOR | Existing | BKSL/PCE/J00368 | GOLDPAGE NO.3 | RMU 2S + 1F | RMU 2S + 1F |  |  | GOLDPAGE NO.3 | INDOOR DOUBLE CHAMBER |  | 11/0.415 kV |  |  | 0
436196972 | TNB | DISTRIBUTION | KUALA SELANGOR | Existing | BKSL/PCE/J00841 | PE TMN BOTANIK JLN 4 | RMU 2S + 2F | RMU 2S + 2F |  |  | PE TMN BOTANIK JLN 4 | INDOOR DOUBLE CHAMBER |  | 11/0.415 kV | 18/08/2014 |  | 0
436210909 | TNB | DISTRIBUTION | KUALA SELANGOR | Existing | BKSL/PCE/J00124 | PT MAHANG NO 2 | RMU | RMU 2S + 1F |  |  | PT MAHANG NO 2 | OUTDOOR (OD WITH SWTCHGEAR) |  | 11/0.415 kV | 17/07/2000 |  | 0
436214747 | TNB | DISTRIBUTION | KUALA SELANGOR | Existing | BKSL/PCE/J00093 | PKNS INDUSTRI (PERUSAHAAN RINGAN) | RMU | RMU 3S+1F |  |  | PKNS INDUSTRI (PERUSAHAAN RINGAN) | INDOOR DOUBLE CHAMBER |  | 11/0.415 kV | 20/09/1965 |  | 0
436217293 | TNB | DISTRIBUTION | KUALA SELANGOR | Existing | BKSL/PCE/J00111 | BELB API-API | RMU | RMU 2S + 2F |  |  | BELB API-API | OUTDOOR (OD WITH SWTCHGEAR) |  | 11/0.415 kV | 19/04/1983 |  | 0
436220948 | TNB | DISTRIBUTION | KUALA SELANGOR | Existing | BKSL/PCE/J00054 | TMN SG BULOH | RMU 2S + 1F | RMU 2S + 1F |  |  | TMN SG BULOH | OUTDOOR (OD WITH SWTCHGEAR) |  | 11/0.415 kV | 1988-10-12 |  | 0
436305182 | TNB | DISTRIBUTION | KUALA SELANGOR | Existing | BKSL/PCE/J00643 | JASA RINGGIT HOLDINGS | CB 3S | CB |  |  | JASA RINGGIT HOLDINGS | ATTACHED SINGLE |  | 11/0.415 kV | 2004-10-12 |  | 0
436305676 | TNB | DISTRIBUTION | KUALA SELANGOR | Existing | BKSL/PCE/J00363 | PE SOO CHEW SHENG | CB | SSU 11kV Single Bus (BS) |  |  | PE SOO CHEW SHENG | INDOOR SINGLE CHAMBER |  | 11/0.415 kV | 18/08/2014 |  | 0
436795065 | TNB | DISTRIBUTION | KUALA SELANGOR | Existing | BKSL/PCE/J00839 | TMN MELAWATI CERGAS | RMU | RMU 3S+2F |  |  | TMN MELAWATI CERGAS | INDOOR DOUBLE CHAMBER |  | 11/0.415 kV |  |  | 0
436796506 | TNB | DISTRIBUTION | KUALA SELANGOR | Existing | BKSL/PCE/J00116 | BKT KUCING TAMBAHAN | RMU | RMU 2S + 1F |  |  | BKT KUCING TAMBAHAN | OUTDOOR (OD WITH SWTCHGEAR) |  | 11/0.415 kV | 1996-10-10 |  | 0
436797191 | TNB | DISTRIBUTION | KUALA SELANGOR | Existing | BKSL/PCE/J00850 | TEXTILE CITY | RMU | RMU 2S + 2F |  |  | TEXTILE CITY | ATTACHED SINGLE |  | 11/0.415 kV |  |  | 0
436798436 | TNB | DISTRIBUTION | KUALA SELANGOR | Existing | BKSL/PCE/J00845 | TOYOTA SHOWROOM | RMU 2S + 1F | RMU 2S + 1F |  |  | TOYOTA SHOWROOM | COMPACT SUBS |  |  | 27/08/2014 |  | 0
436820696 | TNB | DISTRIBUTION | KUALA SELANGOR | Existing | BKSL/PCE/J00558 | MEDAN NIAGA KSL | RMU | RMU 2S + 2F |  |  | MEDAN NIAGA KSL | INDOOR DOUBLE CHAMBER |  | 11/0.415 kV | 14/02/2008 |  | 0
436822231 | TNB | DISTRIBUTION | KUALA SELANGOR | Existing | BKSL/PCE/J00566 | TMN MELAWATI UTAMA | RMU | RMU 2S + 2F |  |  | TMN MELAWATI UTAMA | INDOOR DOUBLE CHAMBER |  | 11/0.415 kV | 2008-11-10 |  | 0
436823338 | TNB | DISTRIBUTION | KUALA SELANGOR | Existing | BKSL/PCE/J00129 | IKS NO 4 | RMU | RMU 2S + 1F |  |  | IKS NO 4 | INDOOR DOUBLE CHAMBER |  | 11/0.415 kV | 15/12/2001 |  | 0
436858952 | TNB | DISTRIBUTION | KUALA SELANGOR | Existing | BKSL/PCE/J00128 | IKS NO 3 | RMU | RMU 2S + 2F |  |  | IKS NO 3 | INDOOR DOUBLE CHAMBER |  | 11/0.415 kV | 14/11/2001 |  | 0
436860055 | TNB | DISTRIBUTION | KUALA SELANGOR | Existing | BKSL/PCE/J00358 | MEDIDATA | RMU | RMU 2S + 2F |  |  | MEDIDATA | INDOOR SINGLE CHAMBER |  | 11/0.415 kV |  |  | 0
436861148 | TNB | DISTRIBUTION | KUALA SELANGOR | Existing | BKSL/PCE/J00127 | IKS NO 2 | RMU | RMU 2S + 1F |  |  | IKS NO 2 | INDOOR DOUBLE CHAMBER |  | 11/0.415 kV | 2000-11-10 |  | 0
436861785 | TNB | DISTRIBUTION | KUALA SELANGOR | Existing | BKSL/PCE/J00126 | IKS NO 1 | RMU | RMU 2S + 1F |  |  | IKS NO 1 | INDOOR DOUBLE CHAMBER |  | 11/0.415 kV | 22/09/2000 |  | 0
436862427 | TNB | DISTRIBUTION | KUALA SELANGOR | Existing | BKSL/PCE/J00391 | MAJLIS AGAMA ISLAM SELANGOR (MAIS) | RMU | RMU 2S + 1F |  |  | MAJLIS AGAMA ISLAM SELANGOR (MAIS) | INDOOR SINGLE CHAMBER |  | 11/0.415 kV |  |  | 0
436863037 | TNB | DISTRIBUTION | KUALA SELANGOR | Existing | BKSL/PCE/J00582 | TMN YAYASAN | RMU | RMU 2S + 1F |  |  | TMN YAYASAN | INDOOR DOUBLE CHAMBER |  | 11/0.415 kV | 20/05/2008 |  | 0
436863666 | TNB | DISTRIBUTION | KUALA SELANGOR | Existing | BKSL/PCE/J00134 | IKK | CB | CB + 1 TX |  |  | IKK | ATTACHED SINGLE |  | 11/0.415 kV | 1993-11-07 |  | 0
436864512 | TNB | DISTRIBUTION | KUALA SELANGOR | Existing | BKSL/PCE/J00462 | KOMPLEKS PERTANIAN | RMU | RMU 2S + 1F |  |  | KOMPLEKS PERTANIAN | INDOOR SINGLE CHAMBER |  | 11/0.415 kV | 22/03/2006 |  | 0
436865119 | TNB | DISTRIBUTION | KUALA SELANGOR | Existing | BKSL/PCE/J00581 | TMN DESERAN MELAWATI NO 3 | RMU | RMU 2S + 1F |  |  | TMN DESERAN MELAWATI NO 3 | INDOOR DOUBLE CHAMBER |  | 11/0.415 kV | 19/04/2009 |  | 0
436865749 | TNB | DISTRIBUTION | KUALA SELANGOR | Existing | BKSL/PCE/J00564 | TMN BAYU PUTRA | RMU | RMU 2S + 1F |  |  | TMN BAYU PUTRA | INDOOR DOUBLE CHAMBER |  | 11/0.415 kV | 18/08/2006 |  | 0
436866420 | TNB | DISTRIBUTION | KUALA SELANGOR | Existing | BKSL/PCE/J00347 | TMN KOTA ALAM NO 2 | RMU | RMU 2S + 1F |  |  | TMN KOTA ALAM NO 2 | INDOOR SINGLE CHAMBER |  | 11/0.415 kV | 18/03/2005 |  | 0
436867051 | TNB | DISTRIBUTION | KUALA SELANGOR | Existing | BKSL/PCE/J00016 | TMN KOTA ALAM | RMU | RMU 2S + 1F |  |  | TMN KOTA ALAM | INDOOR DOUBLE CHAMBER |  | 11/0.415 kV | 17/07/1992 |  | 0
436880580 | TNB | DISTRIBUTION | KUALA SELANGOR | Existing | BKSL/PCE/J00020 | KEMAS KSL | RMU | RMU 2S + 1F |  |  | KEMAS KSL | ATTACHED SINGLE |  | 11/0.415 kV | 14/11/2002 |  | 0
436881195 | TNB | DISTRIBUTION | KUALA SELANGOR | Existing | BKSL/PCE/J00042 | PERPUSTAKAAN | RMU | RMU 2S + 1F |  |  | PERPUSTAKAAN | ATTACHED SINGLE |  | 11/0.415 kV | 14/11/1996 |  | 0
436881817 | TNB | DISTRIBUTION | KUALA SELANGOR | Existing | BKSL/PCE/J00019 | DEWAN SERBAGUNA (UMNO) | RMU | RMU 2S + 1F |  |  | DEWAN SERBAGUNA (UMNO) | ATTACHED SINGLE |  | 11/0.415 kV | 1998-11-10 |  | 0
436882422 | TNB | DISTRIBUTION | KUALA SELANGOR | Existing | BKSL/PCE/J00594 | MAHKAMAH SYARIAH KUALA SELANGOR | RMU | RMU 2S + 1F |  |  | MAHKAMAH SYARIAH KUALA SELANGOR | INDOOR SINGLE CHAMBER |  | 11/0.415 kV | 1990-11-07 |  | 0
436883053 | TNB | DISTRIBUTION | KUALA SELANGOR | Existing | BKSL/PCE/J00002 | BDR BARU NO 2 | RMU | RMU 2S + 1F |  |  | BDR BARU NO 2 | INDOOR SINGLE CHAMBER |  | 11/0.415 kV | 22/03/1980 |  | 0
436883708 | TNB | DISTRIBUTION | KUALA SELANGOR | Existing | BKSL/PCE/J00356 | TMN JAYA K.SEL | RMU | RMU 2S + 1F |  |  | TMN JAYA K.SEL | INDOOR SINGLE CHAMBER |  | 11/0.415 kV | 15/12/2005 |  | 0
436884340 | TNB | DISTRIBUTION | KUALA SELANGOR | Existing | BKSL/PCE/J00015 | TMN SIRAMBAI | RMU | RMU 2S + 1F |  |  | TMN SIRAMBAI | OUTDOOR (OD WITH SWTCHGEAR) |  | 11/0.415 kV | 26/06/2003 |  | 0
436906523 | TNB | DISTRIBUTION | KUALA SELANGOR | Existing | BKSL/PCE/J00014 | TMN BENTARA | RMU | RMU 2S + 1F |  |  | TMN BENTARA | INDOOR DOUBLE CHAMBER |  | 11/0.415 kV | 20/05/1980 |  | 0
436907138 | TNB | DISTRIBUTION | KUALA SELANGOR | Existing | BKSL/PCE/J00614 | SMK KUALA SELANGOR ( SI RAMBAI) | RMU | RMU 2S + 1F |  |  | SMK KUALA SELANGOR ( SI RAMBAI) | INDOOR SINGLE CHAMBER |  | 11/0.415 kV | 28/06/1998 |  | 0
436908358 | TNB | DISTRIBUTION | KUALA SELANGOR | Existing | BKSL/PCE/J00565 | TMN KUALA SELANGOR UTAMA | RMU | RMU 2S + 1F |  |  | TMN KUALA SELANGOR UTAMA | INDOOR SINGLE CHAMBER |  | 11/0.415 kV | 22/09/2007 |  | 0
436909011 | TNB | DISTRIBUTION | KUALA SELANGOR | Existing | BKSL/PCE/J00017 | TLK PENYAMUN | RMU | RMU 3S+1F |  |  | TLK PENYAMUN | OUTDOOR (OD WITH SWTCHGEAR) |  | 11/0.415 kV | 18/08/1996 |  | 0
436909734 | TNB | DISTRIBUTION | KUALA SELANGOR | Existing | BKSL/PCE/J00018 | TLK PENYAMUN-Kg sepakat | RMU | RMU 2S + 1F |  |  | TLK PENYAMUN-Kg sepakat | OUTDOOR (OD WITH SWTCHGEAR) |  | 11/0.415 kV | 22/09/1994 |  | 0
436923638 | TNB | DISTRIBUTION | KUALA SELANGOR | Existing | BKSL/PCE/J00038 | BAGUS INDUSTRI | RMU 2S + 1F | RMU 2S + 1F |  |  | BAGUS INDUSTRI | OUTDOOR (OD WITH SWTCHGEAR) |  | 11/0.415 kV | 18/08/1990 |  | 0
436924256 | TNB | DISTRIBUTION | KUALA SELANGOR | Existing | BKSL/PCE/J00037 | KLG PLASTIK LIBEN LOT 1824 | RMU 2S + 1F | RMU 2S + 1F |  |  | KLG PLASTIK LIBEN LOT 1824 | INDOOR SINGLE CHAMBER |  | 11/0.415 kV | 17/07/1997 |  | 0
436924869 | TNB | DISTRIBUTION | KUALA SELANGOR | Existing | BKSL/PCE/J00528 | LAY HONG NO 4 (SPG RAJA ABDULLAH) | RMU 2S + 1F | RMU 2S + 1F |  |  | LAY HONG NO 4 (SPG RAJA ABDULLAH) | INDOOR SINGLE CHAMBER |  | 11/0.415 kV | 28/06/2008 |  | 0
436925490 | TNB | DISTRIBUTION | KUALA SELANGOR | Existing | BKSL/PCE/J00146 | LAY HONG (JLN RJ ABDULLAH)NO3 | RMU 2S + 1F | RMU 2S + 1F |  |  | LAY HONG (JLN RJ ABDULLAH)NO3 | INDOOR SINGLE CHAMBER |  | 11/0.415 kV | 17/07/1997 |  | 0
436926116 | TNB | DISTRIBUTION | KUALA SELANGOR | Existing | BKSL/PCE/J00041 | RAJA ABDULLAH | RMU 2S + 1F | RMU 2S + 1F |  |  | RAJA ABDULLAH | OUTDOOR (OD WITH SWTCHGEAR) |  | 11/0.415 kV | 1991-11-10 |  | 0
436926730 | TNB | DISTRIBUTION | KUALA SELANGOR | Existing | BKSL/PCE/J00671 | CARPENWISE | RMU 2S + 1F | RMU 2S + 1F |  |  | CARPENWISE | INDOOR SINGLE CHAMBER |  | 11/0.415 kV | 22/09/2006 |  | 0
436936129 | TNB | DISTRIBUTION | KUALA SELANGOR | Existing | BKSL/PCE/J00021 | K/UDANG TLK PENYAMUN | RMU | RMU 2S + 1F |  |  | K/UDANG TLK PENYAMUN | OUTDOOR (OD WITH SWTCHGEAR) |  | 11/0.415 kV | 15/12/1994 |  | 0
436936746 | TNB | DISTRIBUTION | KUALA SELANGOR | Existing | BKSL/PCE/J00022 | KG KUANTAN | RMU | RMU 3S+1F |  |  | KG KUANTAN | OUTDOOR (OD WITH SWTCHGEAR) |  | 11/0.415 kV | 19/02/1986 |  | 0
436937439 | TNB | DISTRIBUTION | KUALA SELANGOR | Existing | BKSL/PCE/J00023 | LDG KG KUANTAN | RMU | RMU 2S + 1F |  |  | LDG KG KUANTAN | OUTDOOR (OD WITH SWTCHGEAR) |  | 11/0.415 kV | 22/03/1980 |  | 0
436938067 | TNB | DISTRIBUTION | KUALA SELANGOR | Existing | BKSL/PCE/J00685 | MEDAN NIAGA NO.2 | RMU | RMU 2X (2S + 1F) |  |  | MEDAN NIAGA NO.2 | ATTACHED DOUBLE |  | 11/0.415 kV | 14/02/2006 |  | 0
436939279 | TNB | DISTRIBUTION | KUALA SELANGOR | Existing | BKSL/PCE/J00851 | PADAT TAMAN SERI BENDAHARA | RMU | RMU 2S + 1F |  |  | PADAT TAMAN SERI BENDAHARA | COMPACT SUBS |  | 11/0.415 kV |  |  | 0
436939940 | TNB | DISTRIBUTION | KUALA SELANGOR | Existing | BKSL/PCE/J00102 | BNZ | RMU 2X (2S + 1F) | RMU 2X (2S + 1F) |  |  | BNZ | INDOOR DOUBLE CHAMBER |  | 11/0.415 kV | 17/07/1997 |  | 0
436940562 | TNB | DISTRIBUTION | KUALA SELANGOR | Existing | BKSL/PCE/J00025 | PKNS BKT ROTAN (TMN KASAWARI) | RMU 2S + 1F | RMU 2S + 1F |  |  | PKNS BKT ROTAN (TMN KASAWARI) | COMPACT SUBS |  | 11/0.415 kV | 28/06/2001 |  | 0
436941222 | TNB | DISTRIBUTION | KUALA SELANGOR | Existing | BKSL/PCE/J00027 | PETRONAS GAS | RMU 2S + 1F | RMU 2S + 1F |  |  | PETRONAS GAS | OUTDOOR (OD WITH SWTCHGEAR) |  | 11/0.415 kV | 18/08/1980 |  | 0
436941897 | TNB | DISTRIBUTION | KUALA SELANGOR | Existing | BKSL/PCE/J00030 | LDG MONMOUTH | RMU 2S + 1F | RMU 2S + 1F |  |  | LDG MONMOUTH | OUTDOOR (OD WITH SWTCHGEAR) |  | 11/0.415 kV | 27/11/1997 |  | 0
436942550 | TNB | DISTRIBUTION | KUALA SELANGOR | Existing | BKSL/PCE/J00031 | LDG RAJAGIRI | RMU 3S+1F | RMU 3S+1F |  |  | LDG RAJAGIRI | OUTDOOR (OD WITH SWTCHGEAR) |  | 11/0.415 kV | 1990-10-12 |  | 0
436943272 | TNB | DISTRIBUTION | KUALA SELANGOR | Existing | BKSL/PCE/J00615 | PLAZA TOL LATAR (IJOK) | RMU 2S + 1F | RMU 2S + 1F |  |  | PLAZA TOL LATAR (IJOK) | INDOOR DOUBLE CHAMBER |  | 11/0.415 kV | 1998-11-07 |  | 0
436944283 | TNB | DISTRIBUTION | KUALA SELANGOR | Existing | BKSL/PCE/J00660 | REBAN AYAM HJ ISMAIL PT MAHANG | RMU 2S + 1F | RMU 2S + 1F |  |  | REBAN AYAM HJ ISMAIL PT MAHANG | SEMI INDOOR |  | 11/0.415 kV | 20/09/2005 |  | 0
436951891 | TNB | DISTRIBUTION | KUALA SELANGOR | Existing | BKSL/PCE/J00106 | STADIUM NO 1 (TERBUKA) | RMU | RMU 2S + 1F |  |  | STADIUM NO 1 (TERBUKA) | INDOOR SINGLE CHAMBER |  | 11/0.415 kV | 14/11/1996 |  | 0
436957480 | TNB | DISTRIBUTION | KUALA SELANGOR | Existing | BKSL/PCE/J00350 | MASJID PEKAN JERAM | RMU 2S + 1F | RMU 2S + 1F |  |  | MASJID PEKAN JERAM | OUTDOOR (OD WITH SWTCHGEAR) |  | 11/0.415 kV | 26/06/2003 |  | 0
436958326 | TNB | DISTRIBUTION | KUALA SELANGOR | Existing | BKSL/PCE/J00086 | BALAI DAKWAH JERAM | RMU 2S + 1F | RMU 2S + 1F |  |  | BALAI DAKWAH JERAM | COMPACT SUBS |  | 11/0.415 kV | 15/12/2000 |  | 0
436959366 | TNB | DISTRIBUTION | KUALA SELANGOR | Existing | BKSL/PCE/J00087 | HIRA' | RMU 2S + 1F | RMU 2S + 1F |  |  | HIRA' | SEMI INDOOR |  | 11/0.415 kV | 19/02/1994 |  | 0
436960044 | TNB | DISTRIBUTION | KUALA SELANGOR | Existing | BKSL/PCE/J00140 | MATAKKU | RMU 3S+1F | RMU 3S+1F |  |  | MATAKKU | OUTDOOR (OD WITH SWTCHGEAR) |  | 11/0.415 kV | 14/02/1997 |  | 0
436960783 | TNB | DISTRIBUTION | KUALA SELANGOR | Existing | BKSL/PCE/J00311 | EYU BER EER NO 2 | RMU 2S + 1F | RMU 2S + 1F |  |  | EYU BER EER NO 2 | INDOOR SINGLE CHAMBER |  | 11/0.415 kV | 19/04/2002 |  | 0
436978938 | TNB | DISTRIBUTION | KUALA SELANGOR | Existing | BKSL/PCE/J00687 | SMK BKT KUCHING TENGAH | RMU 2S + 1F | RMU 2S + 1F |  |  | SMK BKT KUCHING TENGAH | INDOOR SINGLE CHAMBER |  | 11/0.415 kV | 19/04/2006 |  | 0
436987499 | TNB | DISTRIBUTION | KUALA SELANGOR | Existing | BKSL/PCE/J00550 | PUSAT PELUPUSAN SAMPAH JERAM | RMU 2S + 2F | RMU 2S + 2F |  |  | PUSAT PELUPUSAN SAMPAH JERAM | INDOOR SINGLE CHAMBER |  |  | 19/04/2008 |  | 0
436990474 | TNB | DISTRIBUTION | KUALA SELANGOR | Existing | BKSL/PCE/J00688 | KILANG SAWIT SIME DARBY | RMU 2S + 1F | RMU 2S + 1F |  |  | KILANG SAWIT SIME DARBY | INDOOR SINGLE CHAMBER |  |  | 20/05/2006 |  | 0
436991644 | TNB | DISTRIBUTION | KUALA SELANGOR | Existing | BKSL/PCE/J00686 | PADAT LDG TUAN MEE CHERAKAH | RMU 2S + 1F | RMU 2S + 1F |  |  | PADAT LDG TUAN MEE CHERAKAH | COMPACT SUBS |  |  | 18/03/2006 |  | 0
436991793 | TNB | DISTRIBUTION | KUALA SELANGOR | Existing | BKSL/PCE/J00379 | KOLAM UDANG PARIT 3 | RMU 2S + 1F | RMU 2S + 1F |  |  | KOLAM UDANG PARIT 3 | COMPACT SUBS |  | 11/0.415 kV |  |  | 0
436992455 | TNB | DISTRIBUTION | KUALA SELANGOR | Existing | BKSL/PCE/J00877 | SITE A SEKINCHAN | RMU 2S + 1F | RMU 2S + 1F |  |  | SITE A SEKINCHAN | OUTDOOR (OD WITH SWTCHGEAR) |  | 11/0.415 kV |  |  | 0
436993164 | TNB | DISTRIBUTION | KUALA SELANGOR | Existing | BKSL/PCE/J00859 | RUMAH KEDAI PUNCAK BISTARI | RMU 2S + 2F | RMU 2S + 2F |  |  | RUMAH KEDAI PUNCAK BISTARI | INDOOR DOUBLE CHAMBER |  | 11/0.415 kV |  |  | 0
436997858 | TNB | DISTRIBUTION | KUALA SELANGOR | Existing | BKSL/PCE/J00396 | KILANG ISI SAWIT | CB 3S | CB |  |  | KILANG ISI SAWIT | INDOOR SINGLE CHAMBER |  |  |  |  | 0
436998272 | TNB | DISTRIBUTION | KUALA SELANGOR | Existing | BKSL/PCE/J00592 | SOON LIEN FATT ENGINEERING | RMU 2S + 1F | RMU 2S + 1F |  |  | SOON LIEN FATT ENGINEERING | INDOOR SINGLE CHAMBER |  |  | 19/04/2011 |  | 0
436998940 | TNB | DISTRIBUTION | KUALA SELANGOR | Existing | BKSL/PCE/J00431 | KILANG PADI PUKAL | RMU 2S + 1F | RMU 2S + 1F |  |  | KILANG PADI PUKAL | INDOOR SINGLE CHAMBER |  | 11/0.415 kV |  |  | 0
436999536 | TNB | DISTRIBUTION | KUALA SELANGOR | Existing | BKSL/PCE/J00662 | DETIK ATURAN | CB 7S | SSU 11kV Single Bus (BS) |  |  | DETIK ATURAN | INDOOR SINGLE CHAMBER |  | 11/0.415 kV | 27/11/2011 |  | 0
437008969 | TNB | DISTRIBUTION | KUALA SELANGOR | Existing | BKSL/PCE/J00774 | TS ENG WORK ALAM JAYA | RMU | RMU 2S + 1F |  |  | TS ENG WORK ALAM JAYA | ATTACHED SINGLE |  | 11/0.415 kV | 14/02/2006 |  | 0
437009617 | TNB | DISTRIBUTION | KUALA SELANGOR | Existing | BKSL/PCE/J00879 | YEAP JING FONG 2/6 | RMU 2S + 1F | RMU 2S + 1F |  |  | YEAP JING FONG 2/6 | INDOOR SINGLE CHAMBER |  | 11/0.415 kV |  |  | 0
437010316 | TNB | DISTRIBUTION | KUALA SELANGOR | Existing | BKSL/PCE/J00828 | CHUA ENG PHUA | RMU | RMU 2S + 1F |  |  | CHUA ENG PHUA | ATTACHED SINGLE |  | 11 kV |  |  | 0
437011021 | TNB | DISTRIBUTION | KUALA SELANGOR | Existing | BKSL/PCE/J00404 | SANDARAN TIAJ 2/5 | RMU 2S + 1F | RMU 2S + 1F |  |  | SANDARAN TIAJ 2/5 | COMPACT SUBS |  | 11/0.415 kV | 2016-03-03 |  | 0
437011661 | TNB | DISTRIBUTION | KUALA SELANGOR | Existing | BKSL/PCE/J00786 | AIRSTATIC NO.1 POWDER COATING ENG | RMU | RMU 2S + 1F |  |  | AIRSTATIC NO.1 POWDER COATING ENG | ATTACHED SINGLE |  | 11/0.415 kV | 15/12/2008 |  | 0
437012252 | TNB | DISTRIBUTION | KUALA SELANGOR | Existing | BKSL/PCE/J00787 | AIRSTATIC NO.2 POWDER COATING ENG | RMU | RMU 2S + 1F |  |  | AIRSTATIC NO.2 POWDER COATING ENG | ATTACHED SINGLE |  | 11/0.415 kV | 19/02/2006 |  | 0
437012914 | TNB | DISTRIBUTION | KUALA SELANGOR | Existing | BKSL/PCE/J00663 | RUMAH PANGSA ALAM PERDANA | RMU 2S + 1F | RMU 2S + 1F |  |  | RUMAH PANGSA ALAM PERDANA | INDOOR DOUBLE CHAMBER |  | 11/0.415 kV | 2005-10-12 |  | 0
437041352 | TNB | DISTRIBUTION | KUALA SELANGOR | Existing | BKSL/PCE/J00872 | RUMAH KEDAI PUNCAK ALAM JAYA | RMU 2S + 2F | RMU 2S + 2F |  |  | RUMAH KEDAI PUNCAK ALAM JAYA | INDOOR DOUBLE CHAMBER |  | 11/0.415 kV |  |  | 0
437596308 | TNB | DISTRIBUTION | KUALA SELANGOR | Existing | BKSL/PCE/G00012 | TENNAMARAN ESTATE, L370 | PENURUN | PENURUN WITH LOAD BREAK SWITCH |  |  | TENNAMARAN ESTATE, L370 | SEMI PAT (OD WITH DROP FUSE) |  | 33/0.415 kV | 16/08/1977 |  | 0
437596896 | TNB | DISTRIBUTION | KUALA SELANGOR | Existing | BKSL/PCE/G00013 | KLG PAPAN, L287 | PENURUN | PENURUN WITH LOAD BREAK SWITCH |  |  | KLG PAPAN, L287 | SEMI PAT (OD WITH DROP FUSE) |  | 33/0.415 kV | 19/09/1977 |  | 0
437910946 | TNB | DISTRIBUTION | KUALA SELANGOR | Existing | BKSL/PCE/G00014 | SERI MAKMUR, L118 | PENURUN | PENURUN |  |  | SERI MAKMUR, L118 | SEMI PAT (OD WITH DROP FUSE) |  | 33/0.415 kV | 27/02/1977 |  | 0
437911534 | TNB | DISTRIBUTION | KUALA SELANGOR | Existing | BKSL/PCE/G00015 | BT.11 JLN RAJA MUSA, L783 | PENURUN | PENURUN WITH LOAD BREAK SWITCH |  |  | BT.11 JLN RAJA MUSA, L783 | SEMI PAT (OD WITH DROP FUSE) |  | 33/0.415 kV | 1977-12-04 |  | 0
437912124 | TNB | DISTRIBUTION | KUALA SELANGOR | Existing | BKSL/PCE/G00016 | KG RAJA MUSA, L326 | PENURUN | PENURUN WITH LOAD BREAK SWITCH |  |  | KG RAJA MUSA, L326 | SEMI PAT (OD WITH DROP FUSE) |  | 33/0.415 kV | 29/04/1977 |  | 0
437913105 | TNB | DISTRIBUTION | KUALA SELANGOR | Existing | BKSL/PCE/G00002 | SG. TINGGI ESTATE NO.1 - L631 | PENURUN | PENURUN |  |  | SG. TINGGI ESTATE NO.1 - L631 | OUTDOOR (OD WITH SWTCHGEAR) |  | 33/0.415 kV | 19/06/1975 |  | 0
437913684 | TNB | DISTRIBUTION | KUALA SELANGOR | Existing | BKSL/PCE/G00003 | SG TINGGI ESTATE NO.2, L601 | PENURUN | PENURUN |  |  | SG TINGGI ESTATE NO.2, L601 | OUTDOOR (OD WITH SWTCHGEAR) |  | 33/0.415 kV | 19/06/1975 |  | 0
437914878 | TNB | DISTRIBUTION | KUALA SELANGOR | Existing | BKSL/PCE/G00006 | MINYAK ESTATE, L848 | PENURUN | PENURUN |  |  | MINYAK ESTATE, L848 | SEMI PAT (OD WITH DROP FUSE) |  | 33/0.415 kV | 26/11/1974 |  | 0
438345693 | TNB | DISTRIBUTION | KUALA SELANGOR | Existing | BKSL/PCE/G00040 | KG.TALIAIR LAPAN, L936 | PENURUN | PENURUN WITH LOAD BREAK SWITCH |  |  | KG.TALIAIR LAPAN, L936 | PENCAWANG ATAS TIANG (PAT) |  | 33/0.415 kV | 17/12/1985 |  | 0
438346371 | TNB | DISTRIBUTION | KUALA SELANGOR | Existing | BKSL/PCE/G00041 | SG.LEMAN, L673 | PENURUN | PENURUN WITH LOAD BREAK SWITCH |  |  | SG.LEMAN, L673 | PENCAWANG ATAS TIANG (PAT) |  | 33/0.415 kV | 17/03/1982 |  | 0
438387445 | TNB | DISTRIBUTION | KUALA SELANGOR | Existing | BKSL/PCE/G00024 | TG.KARANG LOCAL Tx, L681 | PENURUN | PENURUN WITH LOAD BREAK SWITCH |  |  | TG.KARANG LOCAL Tx, L681 | SEMI PAT (OD WITH DROP FUSE) |  | 33/0.415 kV | 14/04/1973 |  | 0
438388397 | TNB | DISTRIBUTION | KUALA SELANGOR | Existing | BKSL/PCE/G00032 | PT 2 BAN 1/2 L637 | PENURUN | PENURUN WITH LOAD BREAK SWITCH |  |  | PT 2 BAN 1/2 L637 | SEMI PAT (OD WITH DROP FUSE) |  | 33/0.415 kV | 1979-12-10 |  | 0
438389033 | TNB | DISTRIBUTION | KUALA SELANGOR | Existing | BKSL/PCE/G00037 | PT 4 BAN 1/2 L671 | PENURUN | PENURUN WITH LOAD BREAK SWITCH |  |  | PT 4 BAN 1/2 L671 | PENCAWANG ATAS TIANG (PAT) |  | 33/0.415 kV | 21/11/1979 |  | 0
438389753 | TNB | DISTRIBUTION | KUALA SELANGOR | Existing | BKSL/PCE/G00033 | T/A 3 BAN 2, L766 | PENURUN | PENURUN WITH LOAD BREAK SWITCH |  |  | T/A 3 BAN 2, L766 | PENCAWANG ATAS TIANG (PAT) |  | 33/0.415 kV | 13/02/1979 |  | 0
438390479 | TNB | DISTRIBUTION | KUALA SELANGOR | Existing | BKSL/PCE/G00034 | PT 4 BAN 2, L105 | PENURUN | PENURUN WITH LOAD BREAK SWITCH |  |  | PT 4 BAN 2, L105 | PENCAWANG ATAS TIANG (PAT) |  | 33/0.415 kV | 14/04/1979 |  | 0
438391166 | TNB | DISTRIBUTION | KUALA SELANGOR | Existing | BKSL/PCE/G00035 | T/A 2 BAN 2, L767 | PENURUN | PENURUN WITH LOAD BREAK SWITCH |  |  | T/A 2 BAN 2, L767 | PENCAWANG ATAS TIANG (PAT) |  | 33/0.415 kV | 17/03/1979 |  | 0
438413605 | TNB | DISTRIBUTION | KUALA SELANGOR | Existing | BKSL/PCE/G00004 | KLG MINYAK, L847 | PENURUN | PENURUN |  |  | KLG MINYAK, L847 | OUTDOOR (OD WITH SWTCHGEAR) |  | 33/0.415 kV | 1985-10-10 |  | 0
438414262 | TNB | DISTRIBUTION | KUALA SELANGOR | Existing | BKSL/PCE/G00007 | MARRY ESTATE, L849 | PENURUN | PENURUN |  |  | MARRY ESTATE, L849 | SEMI PAT (OD WITH DROP FUSE) |  | 33/0.415 kV | 18/09/1974 |  | 0
438430437 | TNB | DISTRIBUTION | KUALA SELANGOR | Existing | BKSL/PCE/G00036 | T/A 3 BAN.3, L768 | PENURUN | PENURUN WITH LOAD BREAK SWITCH |  |  | T/A 3 BAN.3, L768 | PENCAWANG ATAS TIANG (PAT) |  | 33/0.415 kV | 19/12/1979 |  | 0
438431092 | TNB | DISTRIBUTION | KUALA SELANGOR | Existing | BKSL/PCE/G00018 | SAWAH SEMPADAN, L353 | PENURUN | PENURUN WITH LOAD BREAK SWITCH |  |  | SAWAH SEMPADAN, L353 | PENCAWANG ATAS TIANG (PAT) |  | 33/0.415 kV | 15/05/1978 |  | 0
438431691 | TNB | DISTRIBUTION | KUALA SELANGOR | Existing | BKSL/PCE/G00019 | PT SERONG, L182-jln setanjung | PENURUN | PENURUN WITH LOAD BREAK SWITCH |  |  | PT SERONG, L182-jln setanjung | SEMI PAT (OD WITH DROP FUSE) |  | 33/0.415 kV | 13/02/1973 |  | 0
438432329 | TNB | DISTRIBUTION | KUALA SELANGOR | Existing | BKSL/PCE/G00022 | LPN TG.KARANG, L184 | PENURUN | PENURUN WITH LOAD BREAK SWITCH |  |  | LPN TG.KARANG, L184 | SEMI PAT (OD WITH DROP FUSE) |  | 33/0.415 kV | 14/10/1979 |  | 0
440530116 | TNB | DISTRIBUTION | KUALA SELANGOR | Existing | BKSL/PCE/J00642 | MAKMAL PENYELIDIKAN PELURU | RMU 2S + 1F | RMU 2S + 1F |  |  | MAKMAL PENYELIDIKAN PELURU | INDOOR SINGLE CHAMBER |  | 11/0.415 kV | 27/11/2004 |  | 0
440531915 | TNB | DISTRIBUTION | KUALA SELANGOR | Existing | BKSL/SSU/J00011 | SSU TMN MAKMUR | CB 6S+1BS | SSU 11kV Single Bus (BS) |  |  | SSU TMN MAKMUR | INDOOR DOUBLE CHAMBER |  | 11/0.415 kV |  |  | 0
440532452 | TNB | DISTRIBUTION | KUALA SELANGOR | Existing | BKSL/PCE/J00378 | BOOSTER TG KARANG | RMU 2S + 1F | RMU 2S + 1F |  |  | BOOSTER TG KARANG | OUTDOOR (OD WITH SWTCHGEAR) |  | 11/0.415 kV |  |  | 0
440663203 | TNB | DISTRIBUTION | KUALA SELANGOR | Existing | BKSL/PCE/J00369 | SG SIREH BAN 2 | RMU 3S+1F | RMU 3S+1F |  |  | SG SIREH BAN 2 | OUTDOOR (OD WITH SWTCHGEAR) |  | 11/0.415 kV |  |  | 0
440819644 | TNB | DISTRIBUTION | KUALA SELANGOR | Existing | BKSL/PCE/G00042 | TENAGA KIMIA, L414 | PENURUN | PENURUN WITH LOAD BREAK SWITCH |  |  | TENAGA KIMIA, L414 | SEMI PAT (OD WITH DROP FUSE) |  | 33/0.415 kV | 1985-02-10 |  | 0
440820266 | TNB | DISTRIBUTION | KUALA SELANGOR | Existing | BKSL/PCE/G00043 | SYKT MALAYSIA EXPLOSIVE, L415 | PENURUN | PENURUN WITH LOAD BREAK SWITCH |  |  | SYKT MALAYSIA EXPLOSIVE, L415 | SEMI PAT (OD WITH DROP FUSE) |  | 33/0.415 kV | 1985-09-10 |  | 0
440820911 | TNB | DISTRIBUTION | KUALA SELANGOR | Existing | BKSL/PCE/G00044 | KILANG PELURU, L410 | PENURUN | PENURUN WITH LOAD BREAK SWITCH |  |  | KILANG PELURU, L410 | SEMI PAT (OD WITH DROP FUSE) |  |  | 15/04/1985 | STANDBY TX 33kV | 0
440869275 | TNB | DISTRIBUTION | KUALA SELANGOR | Existing | BKSL/PCE/J00364 | LAUTAN SAMUDERA | RMU 2S + 1F | RMU 2S + 1F |  |  | LAUTAN SAMUDERA | INDOOR DOUBLE CHAMBER |  | 11/0.415 kV |  |  | 0
440869909 | TNB | DISTRIBUTION | KUALA SELANGOR | Existing | BKSL/PCE/J00865 | SHAH ALAM 2 FASA 5A6 NO.1 | RMU 2S + 1F | RMU 2S + 1F |  |  | SHAH ALAM 2 FASA 5A6 NO.1 | INDOOR DOUBLE CHAMBER |  | 11/0.415 kV |  |  | 0
440870638 | TNB | DISTRIBUTION | KUALA SELANGOR | Existing | BKSL/PCE/J00362 | SHAH ALAM 2 5A6 NO 2 | RMU 2S + 1F | RMU 2S + 1F |  |  | SHAH ALAM 2 5A6 NO 2 | INDOOR DOUBLE CHAMBER |  | 11/0.415 kV | 13/10/2014 |  | 0
440871235 | TNB | DISTRIBUTION | KUALA SELANGOR | Existing | BKSL/PCE/J00811 | SHAH ALAM 2 FASA 5A5/2 | RMU 3S+1F | RMU 3S+1F |  |  | SHAH ALAM 2 FASA 5A5/2 | INDOOR DOUBLE CHAMBER |  | 11/0.415 kV | 22/03/2012 |  | 0
440871966 | TNB | DISTRIBUTION | KUALA SELANGOR | Existing | BKSL/PCE/J00862 | SHAH ALAM 2 FASA 5A4 NO.1 | RMU 2S + 1F | RMU 2S + 1F |  |  | SHAH ALAM 2 FASA 5A4 NO.1 | INDOOR DOUBLE CHAMBER |  | 11/0.415 kV |  |  | 0
440872706 | TNB | DISTRIBUTION | KUALA SELANGOR | Existing | BKSL/PCE/J00843 | SHAH ALAM 2 5C 4 NO.1 | RMU 3S+1F | RMU 3S+1F |  |  | SHAH ALAM 2 5C 4 NO.1 | INDOOR DOUBLE CHAMBER |  |  |  | Switchgear berpandukan Scada. Data switchgear ERMS belum lengkap | 0
440873352 | TNB | DISTRIBUTION | KUALA SELANGOR | Existing | BKSL/PCE/J00417 | SHAH ALAM 2 5C 4 NO.2 | RMU 3S+1F | RMU 3S+1F |  |  | SHAH ALAM 2 5C 4 NO.2 | INDOOR DOUBLE CHAMBER |  | 11/0.415 kV | 24/01/2017 | Switchgear berpandukan Scada. Data switchgear ERMS belum lengkap | 0
441002892 | TNB | DISTRIBUTION | KUALA SELANGOR | Existing | BKSL/PCE/J00875 | APARTMENT WARNASARI 2 | RMU 2S + 2F | RMU 2S + 2F |  |  | APARTMENT WARNASARI 2 | INDOOR SINGLE CHAMBER |  | 11/0.415 kV |  |  | 0
441003999 | TNB | DISTRIBUTION | KUALA SELANGOR | Existing | BKSL/PCE/J00842 | IRON WORK 2/6 | RMU 2S + 1F | RMU 2S + 1F |  |  | IRON WORK 2/6 | INDOOR DOUBLE CHAMBER |  | 11/0.415 kV |  |  | 0
441004636 | TNB | DISTRIBUTION | KUALA SELANGOR | Existing | BKSL/PCE/J00398 | TAMAN GELAMA | RMU 2S + 1F | RMU 2S + 1F |  |  | TAMAN GELAMA | INDOOR SINGLE CHAMBER |  | 11/0.415 kV | 25/08/2015 |  | 0
441005263 | TNB | DISTRIBUTION | KUALA SELANGOR | Existing | BKSL/PCE/J00837 | PADAT RUMAH KEDAI SASARAN | RMU 2S + 1F | RMU 2S + 1F |  |  | PADAT RUMAH KEDAI SASARAN | COMPACT SUBS |  | 11/0.415 kV |  |  | 0
441005898 | TNB | DISTRIBUTION | KUALA SELANGOR | Existing | BKSL/PCE/J00620 | BEACON | RMU 2S + 1F | RMU 2S + 1F |  |  | BEACON | INDOOR SINGLE CHAMBER |  | 11/0.415 kV | 2000-10-12 |  | 0
441006671 | TNB | DISTRIBUTION | KUALA SELANGOR | Existing | BKSL/PCE/J00873 | RUMAH BANGLO PUNCAK ALAM JAYA 2 | RMU 3S+1F | RMU 3S+1F |  |  | RUMAH BANGLO PUNCAK ALAM JAYA 2 | INDOOR DOUBLE CHAMBER |  | 11/0.415 kV |  |  | 0
441058984 | TNB | DISTRIBUTION | KUALA SELANGOR | Existing | BKSL/PCE/J00382 | VHF BATU ARANG | RMU 2S + 1F | RMU 2S + 1F |  |  | VHF BATU ARANG | OUTDOOR (OD WITH SWTCHGEAR) |  | 11/0.415 kV |  |  | 0
441059616 | TNB | DISTRIBUTION | KUALA SELANGOR | Existing | BKSL/PCE/J00853 | TMN KSU FASA 5 NO.1 | RMU 3S+1F | RMU 3S+1F |  |  | TMN KSU FASA 5 NO.1 | COMPACT SUBS |  |  |  |  | 0
441060303 | TNB | DISTRIBUTION | KUALA SELANGOR | Existing | BKSL/PCE/J00367 | STP PASIR PENAMBANG | RMU 2S + 1F | RMU 2S + 1F |  |  | STP PASIR PENAMBANG | INDOOR SINGLE CHAMBER |  | 11/0.415 kV |  |  | 0
441060973 | TNB | DISTRIBUTION | KUALA SELANGOR | Existing | BKSL/PCE/J00373 | PEWIRA RAYA | RMU 2S + 1F | RMU 2S + 1F |  |  | PEWIRA RAYA | OUTDOOR (OD WITH SWTCHGEAR) |  | 11/0.415 kV | 27/08/2014 |  | 0
441061602 | TNB | DISTRIBUTION | KUALA SELANGOR | Existing | BKSL/PCE/J00370 | SMK SERI TIRAM BUROK | RMU 2S + 1F | RMU 3S+1F |  |  | SMK SERI TIRAM BUROK | OUTDOOR (OD WITH SWTCHGEAR) |  | 11/0.415 kV | 18/10/2014 |  | 0
441062219 | TNB | DISTRIBUTION | KUALA SELANGOR | Existing | BKSL/PCE/J00372 | JLN ANGGERIK TIRAM BUROK | RMU 2S + 1F | RMU 2S + 1F |  |  | JLN ANGGERIK TIRAM BUROK | OUTDOOR (OD WITH SWTCHGEAR) |  | 11/0.415 kV | 27/08/2014 |  | 0
441140160 | TNB | DISTRIBUTION | KUALA SELANGOR | Existing | BKSL/PCE/J00380 | LADANG HOPEFUL | RMU 2S + 1F | RMU 2S + 1F |  |  | LADANG HOPEFUL | OUTDOOR (OD WITH SWTCHGEAR) |  |  |  |  | 0
441141592 | TNB | DISTRIBUTION | KUALA SELANGOR | Existing | BKSL/PCE/J00357 | MAHSURI JLN PERDANA NO.1 | RMU 2S + 1F | RMU 2S + 1F |  |  | MAHSURI JLN PERDANA NO.1 | ATTACHED DOUBLE |  | 11/0.415 kV |  |  | 0
441142224 | TNB | DISTRIBUTION | KUALA SELANGOR | Existing | BKSL/PCE/J00361 | APARTMENT SEKINCHAN | RMU 2S + 1F | RMU 2S + 1F |  |  | APARTMENT SEKINCHAN | INDOOR SINGLE CHAMBER |  | 11/0.415 kV | 28/07/2015 |  | 0
441143045 | TNB | DISTRIBUTION | KUALA SELANGOR | Existing | BKSL/PCE/J00601 | SW/STN KOTA PUTERI | RMU 3S | RMU 3S |  |  | SW/STN KOTA PUTERI | OUTDOOR (OD WITH SWTCHGEAR) |  | 11/0.415 kV | 18/03/2011 |  | 0
441143312 | TNB | DISTRIBUTION | KUALA SELANGOR | Existing | BKSL/PCE/J00354 | APARTMENT ALAM PERDANA 4 | RMU 2S + 2F | RMU 2S + 2F |  |  | APARTMENT ALAM PERDANA 4 | INDOOR DOUBLE CHAMBER |  | 11/0.415 kV | 2004-11-10 |  | 0
441174434 | TNB | DISTRIBUTION | KUALA SELANGOR | Existing | BKSL/PCE/J00353 | APARTMENT ALAM PERDANA 3 | RMU 2S + 2F | RMU 2S + 2F |  |  | APARTMENT ALAM PERDANA 3 | INDOOR DOUBLE CHAMBER |  | 11/0.415 kV | 22/09/2005 |  | 0
441175567 | TNB | DISTRIBUTION | KUALA SELANGOR | Existing | BKSL/PCE/J00301 | APARTMENT ALAM PERDANA 2 | RMU 2S + 2F | RMU 2S + 2F |  |  | APARTMENT ALAM PERDANA 2 | INDOOR SINGLE CHAMBER |  | 11/0.415 kV | 1996-10-10 |  | 0
441176656 | TNB | DISTRIBUTION | KUALA SELANGOR | Existing | BKSL/PCE/J00664 | LOJI AIR ALAM PERDANA P.ALAM | RMU 2S + 1F | RMU 2S + 1F |  |  | LOJI AIR ALAM PERDANA P.ALAM | INDOOR SINGLE CHAMBER |  | 11/0.415 kV | 14/02/2005 |  | 0
441177272 | TNB | DISTRIBUTION | KUALA SELANGOR | Existing | BKSL/PCE/J00659 | STP PERDANA ALAM JAYA | RMU 2S + 1F | RMU 2S + 1F |  |  | STP PERDANA ALAM JAYA | INDOOR DOUBLE CHAMBER |  | 11/0.415 kV | 1990-11-07 |  | 0
441177954 | TNB | DISTRIBUTION | KUALA SELANGOR | Existing | BKSL/PCE/J00658 | PERDANA ALAM JAYA NO.1 | RMU 2S + 2F | RMU 2S + 2F |  |  | PERDANA ALAM JAYA NO.1 | INDOOR DOUBLE CHAMBER |  | 11/0.415 kV | 28/06/1990 |  | 0
441320145 | TNB | DISTRIBUTION | KUALA SELANGOR | Existing | BKSL/PCE/J00820 | LYWOOD SG SEMBILANG | RMU 2S + 1F | RMU 2S + 1F |  |  | LYWOOD SG SEMBILANG | INDOOR SINGLE CHAMBER |  | 11/0.415 kV | 14/02/2009 |  | 0
441320774 | TNB | DISTRIBUTION | KUALA SELANGOR | Existing | BKSL/PCE/J00836 | ZON IKS SG GULANG-GULANG | RMU 2S + 1F | RMU 2S + 1F |  |  | ZON IKS SG GULANG-GULANG | ATTACHED |  | 11/0.415 kV |  |  | 0
441321401 | TNB | DISTRIBUTION | KUALA SELANGOR | Existing | BKSL/PCE/J00552 | LDG MINYAK | RMU 2S + 1F | RMU 2S + 1F |  |  | LDG MINYAK | SEMI INDOOR |  | 11/0.415 kV | 2008-11-07 |  | 0
442258044 | TNB | DISTRIBUTION | KUALA SELANGOR | Existing | BKSL/PCE/J00436 | TYCOPLUS BT 22 IJOK | RMU 2S + 1F | RMU 2S + 1F |  |  | TYCOPLUS BT 22 IJOK | INDOOR SINGLE CHAMBER |  |  | 24/02/2017 | PE TYCOPLAST | 0
442797281 | TNB | DISTRIBUTION | KUALA SELANGOR | Existing | BKSL/PCE/J00414 | PERUMAHAN FASA 4 PUNCAK BESTARI | RMU | RMU 2S + 2F |  |  | PERUMAHAN FASA 4 PUNCAK BESTARI | INDOOR DOUBLE CHAMBER |  | 11/0.415 kV |  |  | 0
442798408 | TNB | DISTRIBUTION | KUALA SELANGOR | Existing | BKSL/PCE/J00424 | REBAN AYAM BAIZILAH | RMU | RMU 2S + 1F |  |  | REBAN AYAM BAIZILAH | INDOOR SINGLE CHAMBER |  | 11/0.415 kV |  |  | 0
442799056 | TNB | DISTRIBUTION | KUALA SELANGOR | Existing | BKSL/PCE/J00434 | Grp: Substation Comp. 1 | RMU | RMU 2S + 1F |  |  | Grp: Substation Comp. 1 | ATTACHED |  |  | 13/01/2017 |  | 0
442801575 | TNB | DISTRIBUTION | KUALA SELANGOR | Existing | BKSL/PCE/J00432 | ONE SEKINCAN | RMU | RMU 2S + 1F |  |  | ONE SEKINCAN | INDOOR SINGLE CHAMBER |  | 11/0.415 kV |  |  | 0
442802190 | TNB | DISTRIBUTION | KUALA SELANGOR | Existing | BKSL/PCE/J00435 | Grp: Substation Comp. 1 | RMU | RMU 2S + 1F |  |  | Grp: Substation Comp. 1 | ATTACHED |  |  | 30/12/2016 |  | 0
442802823 | TNB | DISTRIBUTION | KUALA SELANGOR | Existing | BKSL/PCE/J00437 | REBAN AYAM D/EMAS | RMU | RMU 2S + 1F |  |  | Grp: Substation Comp. 1 | ATTACHED |  |  | 2017-01-04 |  | 0
445941225 | TNB | DISTRIBUTION | KUALA SELANGOR | Existing | BKSL/PCE/J00443 | D-KSL-C17-1624 | RMU 2S + 1F | RMU 2S + 1F |  |  | D-KSL-C17-1624 | ATTACHED |  |  |  | PE SALES GALLERY ALAM PERDANA(PADAT) | 0
445942090 | TNB | DISTRIBUTION | KUALA SELANGOR | Existing | BKSL/PCE/J00451 | D-KSL-C17-1592 | RMU 2S + 1F | RMU 2S + 1F |  |  | D-KSL-C17-1592 | ATTACHED |  |  |  | PE SYNCOATES (M) SDN BHD JALAN PLATINUM | 0
445945673 | TNB | DISTRIBUTION | KUALA SELANGOR | Existing | BKSL/PCE/J00448 | D-KSL-C17-1525 | RMU | RMU 2S + 1F |  |  | D-KSL-C17-1525 | ATTACHED |  |  |  | PE TAMAN PADI SUTERA | 0
445946383 | TNB | DISTRIBUTION | KUALA SELANGOR | Existing | BKSL/PCE/J00450 | D-KSL-C17-1545 (tmn makmur) | RMU | RMU 2S + 1F |  |  | D-KSL-C17-1545 (tmn makmur) | ATTACHED |  |  |  | PE PADAT JALAN MAKMUR 4 TAMAN MAKMUR | 0
445948313 | TNB | DISTRIBUTION | KUALA SELANGOR | Existing | BKSL/PCE/J00442 | D-KSL-C17-1380 | RMU | RMU 3S+1F |  |  | D-KSL-C17-1380 | ATTACHED |  |  |  | PE JALAN PENINSULA LILI 2 PENINSULA PARK | 0
445949008 | TNB | DISTRIBUTION | KUALA SELANGOR | Existing | BKSL/PCE/J00444 | D-KSL-C17-1607 | RMU 2S + 1F | RMU 2S + 1F |  |  | D-KSL-C17-1607 | ATTACHED |  |  |  | PE YUEN TUNG PREMIX JALAN PADANG GAJAH | 0
446034957 | TNB | DISTRIBUTION | KUALA SELANGOR | Existing | BKSL/PCE/J00883 | LOT 11311 TIAJ 2/5 | RMU | RMU 2S + 1F |  |  | LOT 11311 TIAJ 2/5 | ATTACHED |  |  |  | PE LOT 11311, JALAN TIAJ 2/5 TAMAN INDUSTRI ALAM JAYA | 0
446104073 | TNB | DISTRIBUTION | KUALA SELANGOR | Existing | BKSL/PCE/J00453 | D-KSL-C17-1621 | RMU 2S + 1F | RMU 2S + 1F |  |  | D-KSL-C17-1621 | ATTACHED |  |  |  | PE PDT JLN HOLMWOOD | 0
446648999 | TNB | DISTRIBUTION | KUALA SELANGOR | Existing | BKSL/PCE/J00449 | D-KSL-C17-1588 | RMU | RMU 2S + 2F |  |  | D-KSL-C17-1588 | ATTACHED |  | 11 kV |  | PE KOTA PUTERI JLN KP 2/3 | 0
446649013 | TNB | DISTRIBUTION | KUALA SELANGOR | Existing | BKSL/PCE/J00881 | D-KSL-C17-1497 | RMU | RMU 2S + 2F |  |  | D-KSL-C17-1497 | ATTACHED |  | 11 kV |  | PE JLN HILLPARK 11/4A | 0
446649497 | TNB | DISTRIBUTION | KUALA SELANGOR | Existing | BKSL/PCE/J00882 | D-KSL-C17-1638 | RMU | RMU 2S + 2F |  |  | D-KSL-C17-1638 | ATTACHED |  |  |  | PE JLN HILLPARK 11/9 | 0
447576553 | TNB | DISTRIBUTION | KUALA SELANGOR | Existing | BKSL/PCE/J00454 | D-KSL-C17-1497 | CB | CB + 2 TX |  |  | D-KSL-C17-1497 | ATTACHED |  |  |  | PE JLN HILLPARK 11/2 | 0
451295127 | TNB | DISTRIBUTION | KUALA SELANGOR | Existing | BKSL/PCE/J00889 | D-KSL-C18-1506 | CB 4S | CB + 2 TX | CRTE | YTBC | D-KSL-C18-1506 | ATTACHED |  |  |  | SSU IND JLN KP2 | 0
451296361 | TNB | DISTRIBUTION | KUALA SELANGOR | Existing | BKSL/PCE/J00898 | D-KSL-C18-1555 | RMU 2S + 1F | RMU 2S + 1F | CRTE | YTBC | D-KSL-C18-1555 | ATTACHED |  |  |  | PE JLN TUNGSTON IJOK | 0
451296983 | TNB | DISTRIBUTION | KUALA SELANGOR | Existing | BKSL/PCE/J00904 | D-KSL-C18-1522 | CB 3S | CB | CRTE | YTBC | D-KSL-C18-1522 | ATTACHED |  |  |  | PE GREAT ECO GLOVE | 0
451297346 | TNB | DISTRIBUTION | KUALA SELANGOR | Existing |  | D-KSL-C18-1506 | RMU 2S + 2F | RMU 2S + 2F |  |  |  | Unknown |  |  |  | PE INDS JLN KP2 NO 1 | 0
451836151 | TNB | DISTRIBUTION | KUALA SELANGOR | Existing | BKSL/PCE/J00428 | SHAH ALAM 2 5A7 | RMU | RMU 2S + 2F |  |  | SHAH ALAM 2 5A7 | INDOOR SINGLE CHAMBER | 11/0.415 kV |  |  |  | 0
453292279 | TNB | DISTRIBUTION | KUALA SELANGOR | Existing | BKSL/PCE/J00798 | SUBANG VENTURE | CB | CB |  |  | SUBANG VENTURE | INDOOR SINGLE CHAMBER | 11/0.415 KV |  | 14/02/2012 | BKSL/PCE/J00798 | 0
453639738 | TNB | DISTRIBUTION | KUALA SELANGOR | Existing | BKSL/PCE/J00244 | TMN BKT BELIMBING INDAH | CB | CB + 1 TX |  |  | TMN BKT BELIMBING INDAH | INDOOR SINGLE CHAMBER | 11/0.415 KV |  | 28/06/1987 |  | 0
456490847 | TNB | DISTRIBUTION | KUALA SELANGOR | Existing | BKSL/PCE/J00886 | D-KSL-C18-1627 | RMU | RMU 2S + 1F |  |  | D-KSL-C18-1627 | ATTACHED |  |  |  |  | 0
456491480 | TNB | DISTRIBUTION | KUALA SELANGOR | Existing | BKSL/PCE/J00887 | D-KSL-C18-1653 | RMU | RMU 2S + 1F |  |  | D-KSL-C18-1653 | ATTACHED |  |  |  |  | 0
456492202 | TNB | DISTRIBUTION | KUALA SELANGOR | Existing | BKSL/PCE/J00891 | D-KSL-C19-1643 | RMU | RMU 2S + 1F |  |  | D-KSL-C19-1643 | ATTACHED |  |  |  |  | 0
460938003 | TNB | DISTRIBUTION | KUALA SELANGOR | Existing | BKSL/PCE/J00906 | D-KSL-C18-1668 | RMU | RMU 2S + 2F | CRTE | YTBC | D-KSL-C18-1668 | ATTACHED |  |  |  | PE OVERFLOW NO.2 | 0
460939144 | TNB | DISTRIBUTION | KUALA SELANGOR | Existing | BKSL/PCE/J00905 | D-KSL-C18-1658 | RMU | RMU 2S + 1F | CRTE | YTBC | D-KSL-C18-1658 | ATTACHED |  |  |  | PDT REBAN AYAM 2 JLN BAHAGIA | 0
461025580 | TNB | DISTRIBUTION | KUALA SELANGOR | Existing | BKSL/PCE/J00908 | D-KSL-C18-1646 | RMU | RMU 2S + 1F | CRTE | YTBC | D-KSL-C18-1646 | ATTACHED |  |  |  | PE TMN JASA SETIA 1 | 0

## Output
Id | Owner Type | Owner Name | Operational Area | Status | ERMS Functional Location | Label | Switchgear Configuration | Design | ERMS System Status | ERMS User Status | Name | Substation Type | Voltage In/Out | Voltage In/Out _Old_ | Date Commissioned | Remarks | Feeder Points | Check | Detail
301405728 | TNB | DISTRIBUTION | KUALA SELANGOR | Existing | BKSL/PCE/J00184 | PKPS TG KARANG | RMU 2S + 1F | RMU 2S + 1F |  |  | PKPS TG KARANG | INDOOR SINGLE CHAMBER |  | 11/0.415 kV | 19991010 | S 0464 | 0 | Pass | null
301405877 | TNB | DISTRIBUTION | KUALA SELANGOR | Existing | BKSL/PCE/J00185 | PASARAYA BILLION | RMU 3S+1F | RMU 3S+1F |  |  | PASARAYA BILLION | INDOOR DOUBLE CHAMBER |  | 11/0.415 kV | 27/11/1993 | S0112 | 0 | Pass | null
301408377 | TNB | DISTRIBUTION | KUALA SELANGOR | Existing | BKSL/PCE/J00220 | PT SERONG | RMU 3S+1F | RMU 3S+1F |  |  | PT SERONG | SEMI INDOOR |  | 11/0.415 kV | 22/03/1996 |  | 0 | Pass | null
301409318 | TNB | DISTRIBUTION | KUALA SELANGOR | Existing | BKSL/PCE/J00314 | PADAT KEM CINA TIRAM BUROK | RMU 2S + 1F | RMU 2S + 1F |  |  | PADAT KEM CINA TIRAM BUROK | COMPACT SUBS |  | 11/0.415 kV | 17/07/2004 |  | 0 | Pass | null
301409434 | TNB | DISTRIBUTION | KUALA SELANGOR | Existing | BKSL/PCE/J00237 | YUSRI | RMU 2S + 1F | RMU 2S + 1F |  |  | YUSRI | OUTDOOR (OD WITH SWTCHGEAR) |  | 11/0.415 kV | 19941110 |  | 0 | Pass | null
301410322 | TNB | DISTRIBUTION | KUALA SELANGOR | Existing | BKSL/PCE/J00306 | SM AGAMA JERAM | CB 4S + 1F | CB + 1 TX |  |  | SM AGAMA JERAM | SEMI INDOOR |  | 11/0.415 kV | 19941012 |  | 0 | Pass | null
301410580 | TNB | DISTRIBUTION | KUALA SELANGOR | Existing | BKSL/PCE/J00138 | PANGSAPURI PANTAI INDAH | RMU 2S+1F | RMU 2S + 1F |  |  | PANGSAPURI PANTAI INDAH | ATTACHED SINGLE |  | 11/0.415 kV | 27/11/1984 |  | 0 | Pass | null
301410697 | TNB | DISTRIBUTION | KUALA SELANGOR | Existing | BKSL/PCE/J00304 | TMN KENARI | RMU 2S + 1F | RMU 2S + 1F |  |  | TMN KENARI | INDOOR SINGLE CHAMBER |  | 11/0.415 kV | 27/11/2004 |  | 0 | Pass | null
301410813 | TNB | DISTRIBUTION | KUALA SELANGOR | Existing | BKSL/PCE/J00595 | TMN SETIA BUDI | RMU 2S + 1F | RMU 2S + 1F |  |  | TMN SETIA BUDI | INDOOR SINGLE CHAMBER |  | 11/0.415 kV | 18/08/2010 |  | 0 | Pass | null
301410929 | TNB | DISTRIBUTION | KUALA SELANGOR | Existing | BKSL/PCE/J00044 | KIEN HUAT FURNITURE | RMU 2S + 1F | RMU 2S + 1F |  |  | KIEN HUAT FURNITURE | INDOOR SINGLE CHAMBER |  | 11/0.415 kV | 19/02/1990 |  | 0 | Pass | null
301411045 | TNB | DISTRIBUTION | KUALA SELANGOR | Existing | BKSL/PCE/J00076 | PETRONAS SG SEMBILANG | RMU 2S + 1F | RMU 2S + 1F |  |  | PETRONAS SG SEMBILANG | OUTDOOR (OD WITH SWTCHGEAR) |  | 11/0.415 kV | 14/02/1976 | S0073 | 0 | Pass | null
301411161 | TNB | DISTRIBUTION | KUALA SELANGOR | Existing | BKSL/PCE/J00075 | KOSSAN 2 | CB 4S | CB |  |  | KOSSAN 2 | INDOOR SINGLE CHAMBER |  | 11/0.415 kV | 19761012 |  | 0 | Pass | null
301411486 | TNB | DISTRIBUTION | KUALA SELANGOR | Existing | BKSL/PCE/J00077 | TMN SG SEMBILANG | RMU 2S + 1F | RMU 2S + 1F |  |  | TMN SG SEMBILANG | INDOOR SINGLE CHAMBER |  | 11/0.415 kV | 18/03/1983 |  | 0 | Pass | null
301420643 | TNB | DISTRIBUTION | KUALA SELANGOR | Existing | BKSL/PCE/J00258 | QTRS GURU P/PERMATANG | RMU 2S + 1F | RMU 2S + 1F |  |  | QTRS GURU P/PERMATANG | INDOOR SINGLE CHAMBER |  | 11/0.415 kV | 22/09/1993 |  | 0 | Pass | null
301420759 | TNB | DISTRIBUTION | KUALA SELANGOR | Existing | BKSL/PCE/J00249 | S.AGAMA KSL (P/PENAMBANG) | RMU 2S + 1F | RMU 2S + 1F |  |  | S.AGAMA KSL (P/PENAMBANG) | INDOOR SINGLE CHAMBER |  | 11/0.415 kV | 27/11/1996 |  | 0 | Pass | null
301420870 | TNB | DISTRIBUTION | KUALA SELANGOR | Existing | BKSL/PCE/J00250 | BGN SUNGAI YU | RMU 3S+1F | RMU 3S+1F |  |  | BGN SUNGAI YU | OUTDOOR (OD WITH SWTCHGEAR) |  | 11/0.415 kV | 19961012 |  | 0 | Pass | null
301421024 | TNB | DISTRIBUTION | KUALA SELANGOR | Existing | BKSL/PCE/J00340 | TMN SRI PENAMBANG | RMU 2S + 1F | RMU 2S + 1F |  |  | TMN SRI PENAMBANG | INDOOR SINGLE CHAMBER |  | 11/0.415 kV | 19951010 |  | 0 | Pass | null
301421140 | TNB | DISTRIBUTION | KUALA SELANGOR | Existing | BKSL/PCE/J00253 | JPJ P/PENAMBANG | RMU 2S + 1F | RMU 2S + 1F |  |  | JPJ P/PENAMBANG | OUTDOOR (OD WITH SWTCHGEAR) |  | 11/0.415 kV | 19/04/1987 | NO PE:S0159 | 0 | Pass | null
301422827 | TNB | DISTRIBUTION | KUALA SELANGOR | Existing | BKSL/PCE/J00201 | SG TENGI KANAN NO 2 | RMU 3S+1F | RMU 3S+1F |  |  | SG TENGI KANAN NO 2 | OUTDOOR (OD WITH SWTCHGEAR) |  | 11/0.415 kV | 28/06/1992 |  | 0 | Pass | null
301430488 | TNB | DISTRIBUTION | KUALA SELANGOR | Existing | BKSL/PCE/J00085 | CHOP GUAN SENG | RMU 3S+1F | RMU 3S+1F |  |  | CHOP GUAN SENG | INDOOR SINGLE CHAMBER |  | 11 kV | 14/11/1999 |  | 0 | Pass | null
301430604 | TNB | DISTRIBUTION | KUALA SELANGOR | Existing | BKSL/PCE/J00083 | TAWEI SG SERDANG | RMU 2S+1F | RMU 2S + 1F |  |  | TAWEI SG SERDANG | OUTDOOR (OD WITH SWTCHGEAR) |  | 11 kV | 22/09/2001 |  | 0 | Pass | null
301431731 | TNB | DISTRIBUTION | KUALA SELANGOR | Existing | BKSL/PCE/J00110 | PADANG GAJAH | RMU 2S + 1F | RMU 2S + 1F |  |  | PADANG GAJAH | OUTDOOR (OD WITH SWTCHGEAR) |  | 11 kV | 22/03/1999 |  | 0 | Pass | null
301431847 | TNB | DISTRIBUTION | KUALA SELANGOR | Existing | BKSL/PCE/J00088 | EYU BER EER NO 1 | RMU 2S + 1F | RMU 2S + 1F |  |  | EYU BER EER NO 1 | SEMI INDOOR |  | 11 kV | 22/03/1998 |  | 0 | Pass | null
301449726 | TNB | DISTRIBUTION | KUALA SELANGOR | Existing | BKSL/PCE/J00238 | LPN BATU 2 | RMU 3S+1F | RMU 3S+1F |  |  | LPN BATU 2 | OUTDOOR (OD WITH SWTCHGEAR) |  | 11/0.415 kV | 14/11/1991 |  | 0 | Pass | null
301449880 | TNB | DISTRIBUTION | KUALA SELANGOR | Existing | BKSL/PCE/J00248 | COLD ROOM | RMU 3S+1F | RMU 3S+1F |  |  | COLD ROOM | INDOOR SINGLE CHAMBER |  | 11/0.415 kV | 19871010 | NO PE :S0154 | 0 | Pass | null
301627060 | TNB | DISTRIBUTION | KUALA SELANGOR | Existing | BKSL/PCE/J00254 | TMN RADIN JAYA NO 1 | RMU 2S + 1F | RMU 2S + 1F |  |  | TMN RADIN JAYA NO 1 | INDOOR SINGLE CHAMBER |  | 11/0.415 kV | 20/05/1996 |  | 0 | Pass | null
301737806 | TNB | DISTRIBUTION | KUALA SELANGOR | Existing | BKSL/PCE/J00181 | KIM LIAN HUAT | RMU 3S+1F | RMU 3S+1F |  |  | KIM LIAN HUAT | OUTDOOR (OD WITH SWTCHGEAR) |  | 11/0.415 kV | 19971107 | NO PE :S0198 | 0 | Pass | null
301738270 | TNB | DISTRIBUTION | KUALA SELANGOR | Existing | BKSL/PCE/J00194 | BGN SG KAJANG | RMU 2S + 1F | RMU 2S + 1F |  |  | BGN SG KAJANG | PENCAWANG ATAS TIANG (PAT) |  | 11/0.415 kV | 22/09/1998 |  | 0 | Fail | Please check "Switchgear Configuration"
301738381 | TNB | DISTRIBUTION | KUALA SELANGOR | Existing | BKSL/PCE/J00193 | PPRT SG KAJANG | RMU 3S+1F | RMU 3S+1F |  |  | PPRT SG KAJANG | OUTDOOR (OD WITH SWTCHGEAR) |  | 11/0.415 kV | 18/08/1988 | NO PE:S01480 | 0 | Pass | null
301999010 | TNB | DISTRIBUTION | KUALA SELANGOR | Existing | BKSL/PCE/J00063 | JERAM NO 2 | RMU 2S + 1F | RMU 2S + 1F |  |  | JERAM NO 2 | OUTDOOR (OD WITH SWTCHGEAR) |  | 11/0.415 kV | 19831110 |  | 0 | Pass | null
301999164 | TNB | DISTRIBUTION | KUALA SELANGOR | Existing | BKSL/PCE/J00065 | PKNS TMN PERMAI JERAM | RMU 2S + 1F | RMU 2S + 1F |  |  | PKNS TMN PERMAI JERAM | INDOOR DOUBLE CHAMBER |  | 11/0.415 kV | 15/12/1983 | S0443 | 0 | Pass | null
301999707 | TNB | DISTRIBUTION | KUALA SELANGOR | Existing | BKSL/PCE/J00197 | TENGKORAK INDUSTRIES | RMU 2S + 1F | RMU 2S + 1F |  |  | TENGKORAK INDUSTRIES | OUTDOOR (OD WITH SWTCHGEAR) |  | 11/0.415 kV | 15/12/1990 |  | 0 | Pass | null
302017185 | TNB | DISTRIBUTION | KUALA SELANGOR | Existing | BKSL/PCE/J00196 | K/UDANG SRI FUMA | RMU 2S + 1F | RMU 2S + 1F |  |  | K/UDANG SRI FUMA | SEMI INDOOR |  | 11/0.415 kV | 14/11/1994 | S 0120 | 0 | Pass | null
302018140 | TNB | DISTRIBUTION | KUALA SELANGOR | Existing | BKSL/PCE/J00504 | SIME HYUNDAI | RMU 3S | RMU 3S |  |  | SIME HYUNDAI | INDOOR SINGLE CHAMBER |  | 11/0.415 kV | 19/02/2008 |  | 0 | Pass | null
302018214 | TNB | DISTRIBUTION | KUALA SELANGOR | Existing | BKSL/PCE/J00310 | TMN RADIN JAYA NO 2 | RMU 2S + 1F | RMU 2S + 1F |  |  | TMN RADIN JAYA NO 2 | INDOOR SINGLE CHAMBER |  | 11/0.415 kV | 18/03/2000 |  | 0 | Pass | null
302049047 | TNB | DISTRIBUTION | KUALA SELANGOR | Existing | BKSL/PCE/J00343 | K/UDANG SRI FUMA NO 2 | RMU 2S + 1F | RMU 2S + 1F |  |  | K/UDANG SRI FUMA NO 2 | SEMI INDOOR |  | 11/0.415 kV | 20031012 |  | 0 | Pass | null
302050132 | TNB | DISTRIBUTION | KUALA SELANGOR | Existing | BKSL/PCE/J00179 | TMN MAKMUR KSL | RMU 2S+1F | RMU 2S + 1F |  |  | TMN MAKMUR KSL | INDOOR SINGLE CHAMBER |  | 11/0.415 kV | 19/04/2001 | NO PE:S0462 | 0 | Pass | null
302066091 | TNB | DISTRIBUTION | KUALA SELANGOR | Existing | BKSL/PCE/J00333 | SW/STN BGN TENGKORAK | RMU 4S | RMU 3S+1F |  |  | SW/STN BGN TENGKORAK | OUTDOOR (OD WITH SWTCHGEAR) |  | 11/0.415 kV | 19/02/1997 |  | 0 | Pass | null
302067659 | TNB | DISTRIBUTION | KUALA SELANGOR | Existing | BKSL/PCE/J00282 | BGN TENGKORAK TG KARANG | RMU 2S + 1F | RMU 2S + 1F |  |  | BGN TENGKORAK TG KARANG | PENCAWANG ATAS TIANG (PAT) |  | 11/0.415 kV | 19/02/1999 |  | 0 | Fail | Please check "Switchgear Configuration"
302085412 | TNB | DISTRIBUTION | KUALA SELANGOR | Existing | BKSL/PCE/J00192 | SG KAJANG | RMU 2S + 1F | RMU 2S + 1F |  |  | SG KAJANG | OUTDOOR (OD WITH SWTCHGEAR) |  | 11/0.415 kV | 17/07/1990 |  | 0 | Pass | null
302085528 | TNB | DISTRIBUTION | KUALA SELANGOR | Existing | BKSL/PCE/J00191 | UKM | RMU 2S + 1F | RMU 2S + 1F |  |  | UKM | INDOOR SINGLE CHAMBER |  | 11/0.415 kV | 26/06/1991 | PE :S00467 | 0 | Pass | null
302089477 | TNB | DISTRIBUTION | KUALA SELANGOR | Existing | BKSL/PCE/J00062 | JERAM NO 1 | RMU 2S + 1F | RMU 2S + 1F |  |  | JERAM NO 1 | OUTDOOR (OD WITH SWTCHGEAR) |  | 11/0.415 kV | 22/09/1995 |  | 0 | Pass | null
302108358 | TNB | DISTRIBUTION | KUALA SELANGOR | Existing | BKSL/PCE/J00334 | SW/STN LAY HONG | RMU 3S | RMU 3S |  |  | SW/STN LAY HONG | OUTDOOR (OD WITH SWTCHGEAR) |  | 11 kV | 22/03/2005 |  | 0 | Pass | null
302326342 | TNB | DISTRIBUTION | KUALA SELANGOR | Existing | BKSL/PCE/J00771 | INDUSTRI ALAM JAYA NO.8 | RMU 2S+2F | RMU 2S + 2F |  |  | INDUSTRI ALAM JAYA NO.8 | INDOOR DOUBLE CHAMBER |  | 11/0.415 kV | 20061010 |  | 0 | Pass | null
302340113 | TNB | DISTRIBUTION | KUALA SELANGOR | Existing | BKSL/PCE/J00665 | INDUSTRI ALAM JAYA NO.4 | RMU 2S+1F | RMU 2S + 1F |  |  | INDUSTRI ALAM JAYA NO.4 | INDOOR DOUBLE CHAMBER |  | 11/0.415 kV | 18/03/2006 | NO PE : S0375 | 0 | Pass | null
302586527 | TNB | DISTRIBUTION | KUALA SELANGOR | Existing | BKSL/PCE/J00585 | PUA YU NEN(FBK SYSTEM) | RMU 2S + 1F | RMU 2S + 1F |  |  | PUA YU NEN(FBK SYSTEM) | INDOOR DOUBLE CHAMBER |  | 11 kV | 18/08/2007 |  | 0 | Pass | null
302676998 | TNB | DISTRIBUTION | KUALA SELANGOR | Existing | BKSL/PCE/J00567 | TMN NILAM | RMU 2S + 1F | RMU 2S + 1F |  |  | TMN NILAM | INDOOR SINGLE CHAMBER |  | 11/0.415 kV | 14/11/2008 |  | 0 | Pass | null
302685583 | TNB | DISTRIBUTION | KUALA SELANGOR | Existing | BKSL/PCE/J00251 | INNOBRIDE BGN TENGKORAK(B) | RMU 3S | RMU 3S |  |  | INNOBRIDE BGN TENGKORAK(B) | ATTACHED SINGLE |  | 11/0.415 kV | 14/02/2002 |  | 0 | Pass | null
302764598 | TNB | DISTRIBUTION | KUALA SELANGOR | Existing | BKSL/PCE/J00195 | TMN DESA JAYA | RMU 3S+1F | RMU 3S+1F |  |  | TMN DESA JAYA | OUTDOOR (OD WITH SWTCHGEAR) |  | 11/0.415 kV | 19941110 |  | 0 | Pass | null
302810150 | TNB | DISTRIBUTION | KUALA SELANGOR | Existing | BKSL/PCE/J00078 | EYU TECK CHAI | RMU 2S + 1F | RMU 2S + 1F |  |  | EYU TECK CHAI | SEMI INDOOR |  | 11 kV | 19/04/1988 |  | 0 | Pass | null
302814822 | TNB | DISTRIBUTION | KUALA SELANGOR | Existing | BKSL/PCE/J00537 | KONG LEE ENG FARM | RMU 2S + 1F | RMU 2S + 1F |  |  | KONG LEE ENG FARM | INDOOR SINGLE CHAMBER |  | 11/0.415 kV | 18/03/2008 |  | 0 | Pass | null
302814938 | TNB | DISTRIBUTION | KUALA SELANGOR | Existing | BKSL/PCE/J00139 | TMN BAYU P/PENAMBANG | RMU 2S + 1F | RMU 2S + 1F |  |  | TMN BAYU P/PENAMBANG | INDOOR DOUBLE CHAMBER |  | 11/0.415 kV | 19841012 |  | 0 | Pass | null
302845850 | TNB | DISTRIBUTION | KUALA SELANGOR | Existing | BKSL/PCE/J00530 | KENTUNE FURNITURE (SHE CHE SING) | RMU 2S + 1F | RMU 2S + 1F |  |  | KENTUNE FURNITURE (SHE CHE SING) | INDOOR SINGLE CHAMBER |  | 11/0.415 kV | 18/08/1993 |  | 0 | Pass | null
302903188 | TNB | DISTRIBUTION | KUALA SELANGOR | Existing | BKSL/PCE/J00091 | LAY HONG (BT 14 SG SERDANG)NO 1 | RMU 2S+1F | RMU 2S + 1F |  |  | LAY HONG (BT 14 SG SERDANG)NO 1 | OUTDOOR (OD WITH SWTCHGEAR) |  | 11 kV | 20001107 |  | 0 | Pass | null
303004038 | TNB | DISTRIBUTION | KUALA SELANGOR | Existing | BKSL/PCE/J00159 | PT 1 | RMU 3S+1F | RMU 3S+1F |  |  | PT 1 | OUTDOOR (OD WITH SWTCHGEAR) |  | 11/0.415 kV | 20/09/1993 |  | 0 | Pass | null
303029730 | TNB | DISTRIBUTION | KUALA SELANGOR | Existing | BKSL/PCE/J00147 | TAMBAK JAWA | RMU 3S+1F | RMU 3S+1F |  |  | TAMBAK JAWA | OUTDOOR (OD WITH SWTCHGEAR) |  | 11 kV | 18/08/1990 |  | 0 | Pass | null
303045309 | TNB | DISTRIBUTION | KUALA SELANGOR | Existing | BKSL/PCE/J00534 | INNOBRIDE BAGAN TENGKORAK(A) | RMU 2S + 1F | RMU 2S + 1F |  |  | INNOBRIDE BAGAN TENGKORAK(A) | ATTACHED SINGLE |  | 11/0.415 kV | 27/11/2008 |  | 0 | Pass | null
303093441 | TNB | DISTRIBUTION | KUALA SELANGOR | Existing | BKSL/PCE/J00229 | SG TERAP | RMU 3S+1F | RMU 3S+1F |  |  | SG TERAP | OUTDOOR (OD WITH SWTCHGEAR) |  | 11/0.415 kV | 14/02/1990 | NO PE :S0147 | 0 | Pass | null
303144734 | TNB | DISTRIBUTION | KUALA SELANGOR | Existing | BKSL/PCE/J00284 | LAY HONG (SPG 3 JERAM) NO 2 | CB 2S+1F | CB + 1 TX |  |  | LAY HONG (SPG 3 JERAM) NO 2 | INDOOR SINGLE CHAMBER |  | 11/0.415 kV | 19/04/1994 | S0442 | 0 | Pass | null
303170866 | TNB | DISTRIBUTION | KUALA SELANGOR | Existing | BKSL/PCE/J00473 | FISH POND NO 1 | RMU 3S+1F | RMU 3S+1F |  |  | FISH POND NO 1 | INDOOR SINGLE CHAMBER |  | 11/0.415 kV | 19/04/2008 |  | 0 | Pass | null
303211489 | TNB | DISTRIBUTION | KUALA SELANGOR | Existing | BKSL/PCE/J00061 | BALAI POLIS JERAM | RMU 3S+1F | RMU 3S+1F |  |  | BALAI POLIS JERAM | OUTDOOR (OD WITH SWTCHGEAR) |  | 11/0.415 kV | 18/08/1996 |  | 0 | Pass | null
303470652 | TNB | DISTRIBUTION | KUALA SELANGOR | Existing | BKSL/PCE/J00336 | KOSSAN 4 | RMU 2S + 1F | RMU 2S + 1F |  |  | KOSSAN 4 | INDOOR SINGLE CHAMBER |  | 11/0.415 kV | 28/06/1984 |  | 0 | Pass | null
303472169 | TNB | DISTRIBUTION | KUALA SELANGOR | Existing | BKSL/PCE/J00182 | TG KARANG DEVELOPMENT | RMU 2S + 2F | RMU 2S + 2F |  |  | TG KARANG DEVELOPMENT | INDOOR SINGLE CHAMBER |  | 11/0.415 kV | 18/08/1983 |  | 0 | Pass | null
303509268 | TNB | DISTRIBUTION | KUALA SELANGOR | Existing | BKSL/PCE/J00770 | INDUSTRI ALAM JAYA NO.6 | RMU 2S+2F | RMU 2S + 1F |  |  | INDUSTRI ALAM JAYA NO.6 | INDOOR DOUBLE CHAMBER |  | 11/0.415 kV | 20/09/2006 |  | 0 | Pass | null
303568962 | TNB | DISTRIBUTION | KUALA SELANGOR | Existing | BKSL/PCE/J00067 | LDG BUKIT CERAKAH | RMU 2S + 1F | RMU 2S + 1F |  |  | LDG BUKIT CERAKAH | OUTDOOR (OD WITH SWTCHGEAR) |  | 11/0.415 kV | 22/03/1983 |  | 0 | Pass | null
303583471 | TNB | DISTRIBUTION | KUALA SELANGOR | Existing | BKSL/PCE/J00066 | PKNS TMN PEKERTI JERAM | RMU 3S+1F | RMU 3S+1F |  |  | PKNS TMN PEKERTI JERAM | INDOOR DOUBLE CHAMBER |  | 11/0.415 kV | 19/02/1997 | S063 | 0 | Pass | null
303649264 | TNB | DISTRIBUTION | KUALA SELANGOR | Existing | BKSL/PCE/J00475 | TIP TOP MEAT | CB 5S | CB |  |  | TIP TOP MEAT | INDOOR SINGLE CHAMBER |  | 11/0.415 kV | 26/06/2004 |  | 0 | Pass | null
303730741 | TNB | DISTRIBUTION | KUALA SELANGOR | Existing | BKSL/PCE/J00457 | BGN PASIR TG KARANG | RMU 2S + 1F | RMU 2S + 1F |  |  | BGN PASIR TG KARANG | OUTDOOR (OD WITH SWTCHGEAR) |  | 11/0.415 kV | 19/02/2004 | NO PE:S0463 | 0 | Pass | null
303749885 | TNB | DISTRIBUTION | KUALA SELANGOR | Existing | BKSL/PCE/J00256 | S.AGAMA TG KARANG | CB 3S | CB + 1 TX |  |  | S.AGAMA TG KARANG | INDOOR DOUBLE CHAMBER |  | 11/0.415 kV | 17/07/2002 |  | 0 | Pass | null
303750051 | TNB | DISTRIBUTION | KUALA SELANGOR | Existing | BKSL/PCE/J00529 | LAY HONG NO 5(SPG 3 JERAM) | RMU 2S + 1F | RMU 2S + 1F |  |  | LAY HONG NO 5(SPG 3 JERAM) | INDOOR SINGLE CHAMBER |  | 11/0.415 kV | 19931107 |  | 0 | Pass | null
303802571 | TNB | DISTRIBUTION | KUALA SELANGOR | Existing | BKSL/PCE/J00228 | KOKO FAMA | RMU 2S + 1F | RMU 2S + 1F |  |  | KOKO FAMA | OUTDOOR (OD WITH SWTCHGEAR) |  | 11/0.415 kV | 19781012 |  | 0 | Pass | null
303826760 | TNB | DISTRIBUTION | KUALA SELANGOR | Existing | BKSL/PCE/J00252 | PEKAN P/PENAMBANG | RMU 2S + 1F | RMU 2S + 1F |  |  | PEKAN P/PENAMBANG | SEMI INDOOR |  | 11/0.415 kV | 18/03/1995 |  | 0 | Pass | null
425990726 | TNB | DISTRIBUTION | KUALA SELANGOR | Existing | BKSL/PCE/J00438 | EASTBAY ENG TIAJ 2/8 | RMU 2S + 1F | RMU 2S + 1F |  |  | EASTBAY ENG TIAJ 2/8 | INDOOR SINGLE CHAMBER | 11/0.415 kV | 11/0.415 kV | 25/05/2017 | PE EASTBAY ENG TIAJ 2/8 | 0 | Pass | null
425991387 | TNB | DISTRIBUTION | KUALA SELANGOR | Existing | BKSL/PCE/J00416 | TMN KELISA | RMU 2S + 1F | RMU 2S + 1F |  |  | TMN KELISA | COMPACT SUBS |  | 11/0.415 kV | 25/10/2016 | DLM SCADA MASIH TIADA SWITCHGEAR | 0 | Pass | null
425992158 | TNB | DISTRIBUTION | KUALA SELANGOR | Existing | BKSL/PCE/J00371 | KG SRI TIRAM BUROK | RMU 2S + 1F | RMU 2S + 1F |  |  | KG SRI TIRAM BUROK | OUTDOOR (OD WITH SWTCHGEAR) |  | 11/0.415 kV | 20140810 |  | 0 | Pass | null
426574590 | TNB | DISTRIBUTION | KUALA SELANGOR | Existing | BKSL/PCE/J00433 | D-KSL-C17-1510 | RMU 2S + 1F | RMU 2S + 1F |  |  | D-KSL-C17-1510 | ATTACHED |  |  |  | PE TMN RIA MAS NO. 3 | 0 | Pass | null
428841889 | TNB | DISTRIBUTION | KUALA SELANGOR | Existing | BKSL/PCE/J00452 | D-KSL-C17-1613 | RMU | RMU 2S + 1F |  |  | D-KSL-C17-1613 | ATTACHED |  |  |  | PE KONGLEE ENG FARMRAJAMUSA | 0 | Pass | null
428842500 | TNB | DISTRIBUTION | KUALA SELANGOR | Existing | BKSL/PCE/J00884 | D-KSL-C17-1268 | RMU | RMU 2S + 1F |  |  | D-KSL-C17-1268 | ATTACHED |  |  |  | P/E PASAR PASIR PENAMBANG | 0 | Pass | null
434025137 | TNB | DISTRIBUTION | KUALA SELANGOR | Existing | BKSL/PCE/J00090 | AIM WOOD | RMU 2S + 1F | RMU 2S + 1F |  |  | AIM WOOD | ATTACHED SINGLE |  |  | 28/06/1992 |  | 0 | Pass | null
434025729 | TNB | DISTRIBUTION | KUALA SELANGOR | Existing | BKSL/PCE/J00089 | WORLD STAR | RMU 2S + 1F | RMU 2S + 1F |  |  | WORLD STAR | SEMI INDOOR |  |  | 19/04/1992 |  | 0 | Pass | null
434026914 | TNB | DISTRIBUTION | KUALA SELANGOR | Existing | BKSL/PCE/J00307 | QMAC REHON (SG SERDANG) | RMU 3S+1F | RMU 3S+1F |  |  | QMAC REHON (SG SERDANG) | INDOOR SINGLE CHAMBER |  |  | 14/02/1989 |  | 0 | Pass | null
434028365 | TNB | DISTRIBUTION | KUALA SELANGOR | Existing | BKSL/PCE/J00593 | HUP CHONG | RMU 2S + 1F | RMU 2S + 1F |  |  | HUP CHONG | INDOOR SINGLE CHAMBER |  |  | 28/06/2010 |  | 0 | Pass | null
434050404 | TNB | DISTRIBUTION | KUALA SELANGOR | Existing | BKSL/PCE/J00611 | YEAP JING HONG | RMU | RMU 3S |  |  | YEAP JING HONG | ATTACHED DOUBLE |  | 11/0.415 kV | 19/02/1998 |  | 0 | Pass | null
434051182 | TNB | DISTRIBUTION | KUALA SELANGOR | Existing | BKSL/PCE/J00780 | VPN MARKETING (M) | RMU | RMU 2S + 1F |  |  | VPN MARKETING (M) | ATTACHED SINGLE |  | 11/0.415 kV | 18/08/2006 |  | 0 | Pass | null
434051774 | TNB | DISTRIBUTION | KUALA SELANGOR | Existing | BKSL/PCE/J00779 | KHUEN HING METAL SDN BHD | RMU | RMU 2S + 1F |  |  | KHUEN HING METAL SDN BHD | ATTACHED SINGLE |  | 11/0.415 kV | 17/07/2006 |  | 0 | Pass | null
434052366 | TNB | DISTRIBUTION | KUALA SELANGOR | Existing | BKSL/PCE/J00778 | HF MAROSHUMI ALAM JAYA | RMU | RMU 2S + 1F |  |  | HF MAROSHUMI ALAM JAYA | INDOOR SINGLE CHAMBER |  | 11/0.415 kV | 26/06/2006 |  | 0 | Pass | null
434052958 | TNB | DISTRIBUTION | KUALA SELANGOR | Existing | BKSL/PCE/J00777 | KLG SANTEX | RMU 2S + 1F | RMU 2S + 1F |  |  | KLG SANTEX | ATTACHED SINGLE |  | 11/0.415 kV | 20/05/2006 |  | 0 | Pass | null
434053550 | TNB | DISTRIBUTION | KUALA SELANGOR | Existing | BKSL/PCE/J00776 | MULTIGUNA NO.2 | RMU 2S + 1F | RMU 2S + 1F |  |  | MULTIGUNA NO.2 | ATTACHED SINGLE |  | 11/0.415 kV | 19/04/2006 |  | 0 | Pass | null
434054145 | TNB | DISTRIBUTION | KUALA SELANGOR | Existing | BKSL/PCE/J00775 | ADVANCE PRELUDE | RMU | RMU 2S + 1F |  |  | ADVANCE PRELUDE | ATTACHED SINGLE |  | 11/0.415 kV | 18/03/2006 |  | 0 | Pass | null
434059604 | TNB | DISTRIBUTION | KUALA SELANGOR | Existing | BKSL/PCE/J00074 | KOSSAN 1 | CB 4S | CB + 1 TX |  |  | KOSSAN 1 | ATTACHED SINGLE |  | 11/0.415 kV | 27/11/1980 |  | 0 | Pass | null
434060405 | TNB | DISTRIBUTION | KUALA SELANGOR | Existing | BKSL/PCE/J00540 | KOSSAN RUBBER NO 6 | RMU 3S | RMU 3S |  |  | KOSSAN RUBBER NO 6 | INDOOR SINGLE CHAMBER |  | 11/0.415 kV | 26/06/2008 |  | 0 | Pass | null
434060591 | TNB | DISTRIBUTION | KUALA SELANGOR | Existing | BKSL/PCE/J00531 | KOSSAN RUBBER NO 5 | RMU | RMU 2S + 1F |  |  | KOSSAN RUBBER NO 5 | INDOOR SINGLE CHAMBER |  | 11/0.415 kV | 20/09/1990 |  | 0 | Pass | null
434061183 | TNB | DISTRIBUTION | KUALA SELANGOR | Existing | BKSL/PCE/J00072 | KOSSAN 3 | RMU 3S | RMU 3S |  |  | KOSSAN 3 | ATTACHED SINGLE |  | 11/0.415 kV | 20/09/1980 |  | 0 | Pass | null
434061370 | TNB | DISTRIBUTION | KUALA SELANGOR | Existing | BKSL/PCE/J00073 | SYNLE HART | RMU | RMU 2S + 1F |  |  | SYNLE HART | ATTACHED SINGLE |  | 11/0.415 kV | 19801010 |  | 0 | Pass | null
434061962 | TNB | DISTRIBUTION | KUALA SELANGOR | Existing | BKSL/PCE/J00142 | KEM BINA INSAN SG SEMBILANG | RMU 2S + 1F | RMU 2S + 1F |  |  | KEM BINA INSAN SG SEMBILANG | INDOOR SINGLE CHAMBER |  | 11/0.415 kV | 19/04/1990 |  | 0 | Pass | null
434062560 | TNB | DISTRIBUTION | KUALA SELANGOR | Existing | BKSL/PCE/J00068 | PANTAI REMIS | RMU 2S + 1F | RMU 2S + 1F |  |  | PANTAI REMIS | INDOOR SINGLE CHAMBER |  | 11/0.415 kV | 19/04/1997 |  | 0 | Pass | null
434063153 | TNB | DISTRIBUTION | KUALA SELANGOR | Existing | BKSL/PCE/J00141 | SW/STN TMN JATI | CB 5S | SSU 11kV Single Bus (BS) |  |  | SW/STN TMN JATI | INDOOR SINGLE CHAMBER |  |  | 18/03/1998 |  | 0 | Pass | null
434063876 | TNB | DISTRIBUTION | KUALA SELANGOR | Existing | BKSL/PCE/J00160 | TMN SRI SEKINCHAN NO 1 | RMU 2S + 1F | RMU 2S + 1F |  |  | TMN SRI SEKINCHAN NO 1 | OUTDOOR (OD WITH SWTCHGEAR) |  | 11/0.415 kV | 19931010 |  | 0 | Pass | null
434064474 | TNB | DISTRIBUTION | KUALA SELANGOR | Existing | BKSL/PCE/J00313 | TMN SRI SEKINCHAN NO 2 (C) | RMU 2S + 1F | RMU 2S + 1F |  |  | TMN SRI SEKINCHAN NO 2 (C) | COMPACT SUBS |  | 11/0.415 kV | 26/06/2002 |  | 0 | Pass | null
434065066 | TNB | DISTRIBUTION | KUALA SELANGOR | Existing | BKSL/PCE/J00161 | SEAFOOD BGN SEKINCHAN | RMU 3S+1F | RMU 3S+1F |  |  | SEAFOOD BGN SEKINCHAN | ATTACHED SINGLE |  | 11/0.415 kV | 27/11/1993 |  | 0 | Pass | null
434065716 | TNB | DISTRIBUTION | KUALA SELANGOR | Existing | BKSL/PCE/J00164 | TELEKOM SEKINCHAN | RMU 2S + 1F | RMU 2S + 1F |  |  | TELEKOM SEKINCHAN | OUTDOOR (OD WITH SWTCHGEAR) |  | 11/0.415 kV | 18/03/1993 |  | 0 | Pass | null
434066518 | TNB | DISTRIBUTION | KUALA SELANGOR | Existing | BKSL/PCE/J00691 | SURIA PRESS | RMU 2S + 1F | RMU 2S + 1F |  |  | SURIA PRESS | SEMI INDOOR |  | 11/0.415 kV | 18/08/2006 |  | 0 | Pass | null
434067110 | TNB | DISTRIBUTION | KUALA SELANGOR | Existing | BKSL/PCE/J00143 | TMN RIA JAYA | RMU 2S + 1F | RMU 2S + 1F |  |  | TMN RIA JAYA | INDOOR SINGLE CHAMBER |  | 11/0.415 kV | 20/05/1997 |  | 0 | Pass | null
434080589 | TNB | DISTRIBUTION | KUALA SELANGOR | Existing | BKSL/PCE/J00165 | KEE HIN NO 1 | RMU 2S + 1F | RMU 2S + 1F |  |  | KEE HIN NO 1 | INDOOR SINGLE CHAMBER |  | 11/0.415 kV | 19/04/1993 |  | 0 | Pass | null
434081187 | TNB | DISTRIBUTION | KUALA SELANGOR | Existing | BKSL/PCE/J00162 | SEKINCHAN NO 2(DEPAN BALAI POLIS SKN) | RMU 2S + 1F | RMU 2S + 1F |  |  | SEKINCHAN NO 2(DEPAN BALAI POLIS SKN) | OUTDOOR (OD WITH SWTCHGEAR) |  | 11/0.415 kV | 19931012 |  | 0 | Pass | null
434081786 | TNB | DISTRIBUTION | KUALA SELANGOR | Existing | BKSL/PCE/J00163 | BGN SEKINCHAN | RMU 2S + 1F | RMU 2S + 1F |  |  | BGN SEKINCHAN | OUTDOOR (OD WITH SWTCHGEAR) |  | 11/0.415 kV | 14/02/1993 |  | 0 | Pass | null
434082378 | TNB | DISTRIBUTION | KUALA SELANGOR | Existing | BKSL/PCE/J00619 | PANJI MUARA | RMU 2S + 1F | RMU 2S + 1F |  |  | PANJI MUARA | INDOOR SINGLE CHAMBER |  | 11/0.415 kV | 27/11/2000 |  | 0 | Pass | null
434082969 | TNB | DISTRIBUTION | KUALA SELANGOR | Existing | BKSL/PCE/J00166 | SITE C SEKINCHAN | RMU 2S + 1F | RMU 2S + 1F |  |  | SITE C SEKINCHAN | OUTDOOR (OD WITH SWTCHGEAR) |  | 11/0.415 kV | 20/05/1993 |  | 0 | Pass | null
434083567 | TNB | DISTRIBUTION | KUALA SELANGOR | Existing | BKSL/PCE/J00167 | SELOKA GAGAH NO 1 | RMU 2S + 1F | RMU 2S + 1F |  |  | SELOKA GAGAH NO 1 | COMPACT SUBS |  | 11/0.415 kV | 26/06/1993 |  | 0 | Pass | null
434084166 | TNB | DISTRIBUTION | KUALA SELANGOR | Existing | BKSL/PCE/J00176 | SELOKA GAGAH NO 2 | RMU 2S + 1F | RMU 2S + 1F |  |  | SELOKA GAGAH NO 2 | OUTDOOR (OD WITH SWTCHGEAR) |  | 11/0.415 kV | 15/12/1990 |  | 0 | Pass | null
434114823 | TNB | DISTRIBUTION | KUALA SELANGOR | Existing | BKSL/PCE/J00589 | SEK KEB SRI SEKINCAN | RMU | RMU 2S + 1F |  |  | SEK KEB SRI SEKINCAN | COMPACT SUBS |  | 11/0.415 kV | 15/12/2011 |  | 0 | Pass | null
434115503 | TNB | DISTRIBUTION | KUALA SELANGOR | Existing | BKSL/PCE/J00535 | ASIA AQUACULTURE BGN TENGKORAK | RMU 2S + 1F | RMU 2S + 1F |  |  | ASIA AQUACULTURE BGN TENGKORAK | INDOOR SINGLE CHAMBER |  | 11/0.415 kV | 20071012 |  | 0 | Pass | null
434116772 | TNB | DISTRIBUTION | KUALA SELANGOR | Existing | BKSL/PCE/J00198 | K/UDANG BGN TENGKORAK | RMU 2S + 1F | RMU 2S + 1F |  |  | K/UDANG BGN TENGKORAK | OUTDOOR (OD WITH SWTCHGEAR) |  | 11/0.415 kV | 19/02/1975 |  | 0 | Pass | null
434117366 | TNB | DISTRIBUTION | KUALA SELANGOR | Existing | BKSL/PCE/J00149 | KEE HIN NO 2 | RMU 2S + 1F | RMU 2S + 1F |  |  | KEE HIN NO 2 | INDOOR SINGLE CHAMBER |  | 11/0.415 kV | 22/09/1983 |  | 0 | Pass | null
434118282 | TNB | DISTRIBUTION | KUALA SELANGOR | Existing | BKSL/PCE/J00150 | GEMA JAYA | RMU 2S + 1F | RMU 2S + 1F |  |  | GEMA JAYA | INDOOR SINGLE CHAMBER |  | 11/0.415 kV | 19901110 |  | 0 | Pass | null
434118880 | TNB | DISTRIBUTION | KUALA SELANGOR | Existing | BKSL/PCE/J00151 | JURU JAYA | RMU 2S + 1F | RMU 2S + 1F |  |  | JURU JAYA | INDOOR SINGLE CHAMBER |  | 11/0.415 kV | 14/11/1999 |  | 0 | Pass | null
434136990 | TNB | DISTRIBUTION | KUALA SELANGOR | Existing | BKSL/PCE/J00767 | MANETWTECH BELLE ALAM JAYA | RMU 3S+2F | RMU 3S+2F |  |  | MANETWTECH BELLE ALAM JAYA | INDOOR SINGLE CHAMBER |  | 11/0.415 kV | 28/06/2006 |  | 0 | Pass | null
434138713 | TNB | DISTRIBUTION | KUALA SELANGOR | Existing | BKSL/PCE/J00835 | TOONG HENG LONG | RMU 2S + 1F | RMU 2S + 1F |  |  | TOONG HENG LONG | ATTACHED SINGLE |  | 11/0.415 kV |  |  | 0 | Pass | null
434139306 | TNB | DISTRIBUTION | KUALA SELANGOR | Existing | BKSL/PCE/J00759 | OHTSUKI SEIKO | RMU | RMU 2S + 1F |  |  | OHTSUKI SEIKO | ATTACHED SINGLE |  | 11/0.415 kV | 18/08/2006 |  | 0 | Pass | null
434139898 | TNB | DISTRIBUTION | KUALA SELANGOR | Existing | BKSL/PCE/J00760 | LITEX METAL SDN BHD | RMU | RMU 2S + 1F |  |  | LITEX METAL SDN BHD | ATTACHED SINGLE |  | 11/0.415 kV | 22/09/2006 |  | 0 | Pass | null
434140490 | TNB | DISTRIBUTION | KUALA SELANGOR | Existing | BKSL/PCE/J00761 | FUJI BAKERY P.ALAM | RMU | RMU 2S + 1F |  |  | FUJI BAKERY P.ALAM | ATTACHED SINGLE |  | 11/0.415 kV | 20061110 |  | 0 | Pass | null
434175296 | TNB | DISTRIBUTION | KUALA SELANGOR | Existing | BKSL/PCE/J00152 | SITE B SEKINCHAN | RMU 2S + 2F | RMU 2S + 2F |  |  | SITE B SEKINCHAN | OUTDOOR (OD WITH SWTCHGEAR) |  | 11/0.415 kV | 15/12/1997 |  | 0 | Pass | null
434176367 | TNB | DISTRIBUTION | KUALA SELANGOR | Existing | BKSL/PCE/J00348 | KLG SEMERAH PADI SITE A SEKINCHAN | RMU 2S + 2F | RMU 2S + 2F |  |  | KLG SEMERAH PADI SITE A SEKINCHAN | INDOOR SINGLE CHAMBER |  | 11/0.415 kV | 19/04/2003 |  | 0 | Pass | null
434178098 | TNB | DISTRIBUTION | KUALA SELANGOR | Existing | BKSL/PCE/J00412 | JALAN PARIT 5 SAI KIM | CB 4S | CB + 1 TX |  |  | JALAN PARIT 5 SAI KIM | INDOOR SINGLE CHAMBER |  | 11/0.415 kV |  |  | 0 | Pass | null
434178879 | TNB | DISTRIBUTION | KUALA SELANGOR | Existing | BKSL/PCE/J00555 | KLG PADI DATARAN PUSAKA | RMU 2S + 2F | RMU 2S + 2F |  |  | KLG PADI DATARAN PUSAKA | INDOOR DOUBLE CHAMBER |  | 11/0.415 kV | 20111010 |  | 0 | Pass | null
434184022 | TNB | DISTRIBUTION | KUALA SELANGOR | Existing | BKSL/PCE/J00762 | PROGRESSIVE FOAM | RMU | RMU 2S + 1F |  |  | PROGRESSIVE FOAM | ATTACHED SINGLE |  | 11/0.415 kV | 14/11/2006 |  | 0 | Pass | null
434184614 | TNB | DISTRIBUTION | KUALA SELANGOR | Existing | BKSL/PCE/J00763 | AGRO TECH ALAM JAYA | RMU 2S + 1F | RMU 2S + 1F |  |  | AGRO TECH ALAM JAYA | ATTACHED SINGLE |  | 11/0.415 kV | 15/12/2006 |  | 0 | Pass | null
434185206 | TNB | DISTRIBUTION | KUALA SELANGOR | Existing | BKSL/PCE/J00764 | INDUSTRI ALAM JAYA NO.7 | RMU | RMU 2S + 2F |  |  | INDUSTRI ALAM JAYA NO.7 | INDOOR DOUBLE CHAMBER |  | 11/0.415 kV | 19/02/2006 |  | 0 | Pass | null
434186258 | TNB | DISTRIBUTION | KUALA SELANGOR | Existing | BKSL/PCE/J00765 | SANON PRINTING | RMU 2S + 1F | RMU 2S + 1F |  |  | SANON PRINTING | ATTACHED SINGLE |  | 11/0.415 kV | 22/03/2006 |  | 0 | Pass | null
434186853 | TNB | DISTRIBUTION | KUALA SELANGOR | Existing | BKSL/PCE/J00766 | GIMATECH MALAYSIA | RMU 2S + 1F | RMU 2S + 1F |  |  | GIMATECH MALAYSIA | ATTACHED SINGLE |  | 11/0.415 kV | 19/04/2006 |  | 0 | Pass | null
434187445 | TNB | DISTRIBUTION | KUALA SELANGOR | Existing | BKSL/PCE/J00768 | MULTIGUNA TIAJ 2 /9 | RMU | RMU 2S + 1F |  |  | MULTIGUNA TIAJ 2 /9 | COMPACT SUBS |  | 11/0.415 kV | 20061107 |  | 0 | Pass | null
434201403 | TNB | DISTRIBUTION | KUALA SELANGOR | Existing | BKSL/PCE/J00153 | BERNAS (LPN) | RMU 6S + 2F | RMU 2X (2S + 1F) |  |  | BERNAS (LPN) | SEMI INDOOR |  | 11/0.415 kV | 19/02/1975 |  | 0 | Pass | null
434202579 | TNB | DISTRIBUTION | KUALA SELANGOR | Existing | BKSL/PCE/J00826 | TAMAN INDAH 2 | RMU | RMU 2S + 2F |  |  | TAMAN INDAH 2 | INDOOR SINGLE CHAMBER |  | 11/0.415 kV | 20131207 |  | 0 | Pass | null
434203635 | TNB | DISTRIBUTION | KUALA SELANGOR | Existing | BKSL/PCE/J00312 | BALAI BOMBA SEKINCHAN | RMU 2S + 2F | RMU 2S + 2F |  |  | BALAI BOMBA SEKINCHAN | INDOOR DOUBLE CHAMBER |  | 11/0.415 kV | 20/05/2002 |  | 0 | Pass | null
434204701 | TNB | DISTRIBUTION | KUALA SELANGOR | Existing | BKSL/PCE/J00144 | HOTEL DELUXE | RMU 2S + 2F | RMU 2S + 2F |  |  | HOTEL DELUXE | OUTDOOR (OD WITH SWTCHGEAR) |  | 11/0.415 kV | 26/06/1990 |  | 0 | Pass | null
434222931 | TNB | DISTRIBUTION | KUALA SELANGOR | Existing | BKSL/PCE/J00341 | TOKONG BUDHA SEKINCHAN | RMU 2S + 1F | RMU 2S + 1F |  |  | TOKONG BUDHA SEKINCHAN | INDOOR SINGLE CHAMBER |  | 11/0.415 kV | 27/11/1997 |  | 0 | Pass | null
434223524 | TNB | DISTRIBUTION | KUALA SELANGOR | Existing | BKSL/PCE/J00878 | L672 TOKONG CINA | RMU 2S + 1F | RMU 2S + 1F |  |  | L672 TOKONG CINA | OUTDOOR (OD WITH SWTCHGEAR) |  | 11/0.415 kV | 24/08/1979 |  | 0 | Pass | null
434224122 | TNB | DISTRIBUTION | KUALA SELANGOR | Existing | BKSL/PCE/J00562 | T/A 6 BAN 2 | RMU 2S + 1F | RMU 2S + 1F |  |  | T/A 6 BAN 2 | PENCAWANG ATAS TIANG (PAT) |  | 11/0.415 kV | 26/06/2007 |  | 0 | Fail | Please check "Switchgear Configuration"
434224714 | TNB | DISTRIBUTION | KUALA SELANGOR | Existing | BKSL/PCE/J00415 | CTS COOKIES PARIT 7 | RMU 2S + 1F | RMU 2S + 1F |  |  | CTS COOKIES PARIT 7 | COMPACT SUBS |  | 11/0.415 kV | 20161208 |  | 0 | Pass | null
434225307 | TNB | DISTRIBUTION | KUALA SELANGOR | Existing | BKSL/PCE/J00315 | PT 7 BAN 2 | RMU 2S + 1F | RMU 2S + 1F |  |  | PT 7 BAN 2 | PENCAWANG ATAS TIANG (PAT) |  | 11/0.415 kV | 18/08/2004 |  | 0 | Fail | Please check "Switchgear Configuration"
434225899 | TNB | DISTRIBUTION | KUALA SELANGOR | Existing | BKSL/PCE/J00316 | PT 8 BAN 2 | RMU 2S + 1F | RMU 2S + 1F |  |  | PT 8 BAN 2 | PENCAWANG ATAS TIANG (PAT) |  | 11/0.415 kV | 22/09/2004 |  | 0 | Fail | Please check "Switchgear Configuration"
434226683 | TNB | DISTRIBUTION | KUALA SELANGOR | Existing | BKSL/PCE/J00741 | STN SUIS BASIC AVENUE ALAM JAYA | SSU 6S + 1BS | SSU 11kV Single Bus (BS) |  |  | STN SUIS BASIC AVENUE ALAM JAYA | INDOOR SINGLE CHAMBER |  | 11/0.415 kV | 15/12/2011 |  | 0 | Fail | Please check "Switchgear Configuration"
434227838 | TNB | DISTRIBUTION | KUALA SELANGOR | Existing | BKSL/PCE/J00806 | SSU PPAJ NO.1 JLN PPAJ (CB10) | SSU | SSU 11kV Single Bus (BS) |  |  | SSU PPAJ NO.1 JLN PPAJ (CB10) | INDOOR DOUBLE CHAMBER |  | 11/0.415 kV | 22/09/2009 |  | 0 | Fail | Please check "Switchgear Configuration"
434228385 | TNB | DISTRIBUTION | KUALA SELANGOR | Existing | BKSL/PCE/J00807 | PPAJ NO.2 | RMU 2S + 1F | RMU 2S + 1F |  |  | PPAJ NO.2 | INDOOR DOUBLE CHAMBER |  | 11/0.415 kV | 20091110 |  | 0 | Pass | null
434228977 | TNB | DISTRIBUTION | KUALA SELANGOR | Existing | BKSL/PCE/J00808 | PASARAYA ECONSAVE ALAM JAYA | RMU | RMU 2S + 1F |  |  | PASARAYA ECONSAVE ALAM JAYA | ATTACHED DOUBLE |  | 11/0.415 kV | 14/11/2009 |  | 0 | Pass | null
434230746 | TNB | DISTRIBUTION | KUALA SELANGOR | Existing | BKSL/PCE/J00819 | LOJI PEMBENTUNGAN (NO.2) FASA 3 | RMU | RMU 2S + 1F |  |  | LOJI PEMBENTUNGAN (NO.2) FASA 3 | INDOOR DOUBLE CHAMBER |  | 11/0.415 kV | 20111012 |  | 0 | Pass | null
434246463 | TNB | DISTRIBUTION | KUALA SELANGOR | Existing | BKSL/PCE/J00418 | Grp: Substation Comp. 1 | RMU 2S + 1F | RMU 2S + 1F |  |  | Grp: Substation Comp. 1 | ATTACHED |  | 11 kV | 20/12/2016 | PE TAMAN WAWASAN | 0 | Pass | null
434247716 | TNB | DISTRIBUTION | KUALA SELANGOR | Existing | BKSL/PCE/J00421 | Grp: Substation Comp. 1 | CB 3S | CB |  |  | Grp: Substation Comp. 1 | ATTACHED |  | 11 kV | 20170508 | PE BRIGHTWAY SG DARAH | 0 | Pass | null
434256549 | TNB | DISTRIBUTION | KUALA SELANGOR | Existing | BKSL/PCE/J00317 | T/A 8 BAN 2 | RMU 2S + 1F | RMU 2S + 1F |  |  | T/A 8 BAN 2 | PENCAWANG ATAS TIANG (PAT) |  | 11/0.415 kV | 19871110 |  | 0 | Fail | Please check "Switchgear Configuration"
434257141 | TNB | DISTRIBUTION | KUALA SELANGOR | Existing | BKSL/PCE/J00576 | PT 9 BAN 2 | RMU 2S + 1F | RMU 2S + 1F |  |  | PT 9 BAN 2 | PENCAWANG ATAS TIANG (PAT) |  | 11/0.415 kV | 20081010 |  | 0 | Fail | Please check "Switchgear Configuration"
434257733 | TNB | DISTRIBUTION | KUALA SELANGOR | Existing | BKSL/PCE/J00318 | TALIAIR 9 BAN 2 | RMU 2S + 1F | RMU 2S + 1F |  |  | TALIAIR 9 BAN 2 | PENCAWANG ATAS TIANG (PAT) |  | 11/0.415 kV | 14/11/2004 |  | 0 | Fail | Please check "Switchgear Configuration"
434259088 | TNB | DISTRIBUTION | KUALA SELANGOR | Existing | BKSL/PCE/J00174 | KLG PADI PT 8 | RMU | RMU 3S+1F |  |  | KLG PADI PT 8 | INDOOR SINGLE CHAMBER |  | 11/0.415 kV | 19901110 |  | 0 | Pass | null
434259740 | TNB | DISTRIBUTION | KUALA SELANGOR | Existing | BKSL/PCE/J00170 | PT 9 PASIR PANJANG | RMU 2S + 1F | RMU 2S + 1F |  |  | PT 9 PASIR PANJANG | OUTDOOR (OD WITH SWTCHGEAR) |  | 11/0.415 kV | 18/08/1990 |  | 0 | Pass | null
434260336 | TNB | DISTRIBUTION | KUALA SELANGOR | Existing | BKSL/PCE/J00265 | MASRI PARIT 7 SG LEMAN | RMU 2S + 1F | RMU 2S + 1F |  |  | MASRI PARIT 7 SG LEMAN | COMPACT SUBS |  | 11/0.415 kV | 14/11/1988 |  | 0 | Pass | null
434274384 | TNB | DISTRIBUTION | KUALA SELANGOR | Existing | BKSL/PCE/J00856 | CHEW ER | VCB 5S | SSU 11kV Single Bus (BS) |  |  | CHEW ER | INDOOR SINGLE CHAMBER |  |  |  |  | 0 | Pass | null
434275802 | TNB | DISTRIBUTION | KUALA SELANGOR | Existing | BKSL/PCE/J00551 | GOOD NITE | RMU 2S + 1F | RMU 2S + 1F |  |  | GOOD NITE | ATTACHED SINGLE |  |  | 28/06/2009 |  | 0 | Pass | null
434277396 | TNB | DISTRIBUTION | KUALA SELANGOR | Existing | BKSL/PCE/J00411 | KOLAM UDANG SG JANGGUT | RMU 2S + 1F | RMU 2S + 1F |  |  | KOLAM UDANG SG JANGGUT | COMPACT SUBS |  | 11/0.415 kV | 20160804 |  | 0 | Pass | null
434282303 | TNB | DISTRIBUTION | KUALA SELANGOR | Existing | BKSL/PCE/J00578 | PLEASURE LATEX (11KV) | RMU 3S | RMU 3S |  |  | PLEASURE LATEX (11KV) | INDOOR SINGLE CHAMBER |  |  | 20081012 |  | 0 | Pass | null
434282489 | TNB | DISTRIBUTION | KUALA SELANGOR | Existing | BKSL/PCE/J00082 | ACTIVATED CARBON | RMU 2S + 1F | RMU 2S + 1F |  |  | ACTIVATED CARBON | OUTDOOR (OD WITH SWTCHGEAR) |  |  | 18/08/1991 |  | 0 | Pass | null
434283081 | TNB | DISTRIBUTION | KUALA SELANGOR | Existing | BKSL/PCE/J00081 | KLG PERABUT SG JANGGUT | RMU 2S + 1F | RMU 2S + 1F |  |  | KLG PERABUT SG JANGGUT | OUTDOOR (OD WITH SWTCHGEAR) |  |  | 17/07/1997 |  | 0 | Pass | null
434283673 | TNB | DISTRIBUTION | KUALA SELANGOR | Existing | BKSL/PCE/J00080 | KAPAR COCONUT | RMU 2S + 1F | RMU 2S + 1F |  |  | KAPAR COCONUT | SEMI INDOOR |  |  | 26/06/1992 |  | 0 | Pass | null
434308466 | TNB | DISTRIBUTION | KUALA SELANGOR | Existing | BKSL/PCE/J00617 | KOLAM AIR BT ARANG | RMU 2S + 2F | RMU 2S + 2F |  |  | KOLAM AIR BT ARANG | INDOOR SINGLE CHAMBER |  | 11/0.415 kV | 20/09/1998 |  | 0 | Pass | null
434309521 | TNB | DISTRIBUTION | KUALA SELANGOR | Existing | BKSL/PCE/J00636 | SEKSYEN 12 KOTA PUTERI BT ARANG | RMU 2S + 2F | RMU 2S + 2F |  |  | SEKSYEN 12 KOTA PUTERI BT ARANG | INDOOR SINGLE CHAMBER |  | 11/0.415 kV | 28/06/2004 |  | 0 | Pass | null
434310576 | TNB | DISTRIBUTION | KUALA SELANGOR | Existing | BKSL/PCE/J00637 | MALEX QTRS | RMU | RMU 2S + 1F |  |  | MALEX QTRS | OUTDOOR (OD WITH SWTCHGEAR) |  | 11/0.415 kV | 20041107 |  | 0 | Pass | null
434311168 | TNB | DISTRIBUTION | KUALA SELANGOR | Existing | BKSL/PCE/J00641 | KG MELAYU A/T | RMU | RMU 3S+1F |  |  | KG MELAYU A/T | PENCAWANG ATAS TIANG (PAT) |  | 11/0.415 kV | 20041010 |  | 0 | Fail | Unfiltered
434311818 | TNB | DISTRIBUTION | KUALA SELANGOR | Existing | BKSL/PCE/J00393 | KILANG PELURU (SME ORDINANCE) | SSU | SSU 11kV Single Bus (BS) |  |  | KILANG PELURU (SME ORDINANCE) | INDOOR SINGLE CHAMBER |  | 11/0.415 kV |  |  | 0 | Fail | Please check "Switchgear Configuration"
434312337 | TNB | DISTRIBUTION | KUALA SELANGOR | Existing | BKSL/PCE/J00405 | SSU INDUSTRI BUKIT BADONG | CB 7S + 2F + 1BS | SSU 11kV Single Bus (BS) |  |  | SSU INDUSTRI BUKIT BADONG | INDOOR SINGLE CHAMBER |  | 11/0.415 kV | 28/01/2016 |  | 0 | Pass | null
434312898 | TNB | DISTRIBUTION | KUALA SELANGOR | Existing | BKSL/PCE/J00113 | UNITED PAPER BOARD | CB 6S + 1BS | SSU 11kV Single Bus (BS) |  |  | UNITED PAPER BOARD | INDOOR SINGLE CHAMBER |  | 11/0.415 kV | 20021107 |  | 0 | Pass | null
434313688 | TNB | DISTRIBUTION | KUALA SELANGOR | Existing | BKSL/PCE/J00600 | KG BARU IJOK | RMU 6S + 1F | RMU 2X (2S + 1F) |  |  | KG BARU IJOK | OUTDOOR (OD WITH SWTCHGEAR) |  | 11/0.415 kV | 14/02/2010 |  | 0 | Pass | null
434314941 | TNB | DISTRIBUTION | KUALA SELANGOR | Existing | BKSL/PCE/J00599 | RUMAH PKNS IJOK | RMU 2S + 1F | RMU 2S + 1F |  |  | RUMAH PKNS IJOK | INDOOR SINGLE CHAMBER |  | 11/0.415 kV | 20111012 |  | 0 | Pass | null
434315534 | TNB | DISTRIBUTION | KUALA SELANGOR | Existing | BKSL/PCE/J00674 | DURAFILL | RMU 2S + 1F | RMU 2S + 1F |  |  | DURAFILL | ATTACHED SINGLE |  | 11/0.415 kV | 15/12/2006 |  | 0 | Pass | null
434316126 | TNB | DISTRIBUTION | KUALA SELANGOR | Existing | BKSL/PCE/J00672 | SOUTHERN FURNITURE | RMU 2S + 1F | RMU 2S + 1F |  |  | SOUTHERN FURNITURE | INDOOR SINGLE CHAMBER |  | 11/0.415 kV | 20061110 |  | 0 | Pass | null
434351656 | TNB | DISTRIBUTION | KUALA SELANGOR | Existing | BKSL/PCE/J00586 | KLINIK KESIHATAN B/BERJUNTAI | RMU | RMU 2S + 2F |  |  | KLINIK KESIHATAN B/BERJUNTAI | INDOOR DOUBLE CHAMBER |  | 11/0.415 kV | 22/09/2007 |  | 0 | Pass | null
434369918 | TNB | DISTRIBUTION | KUALA SELANGOR | Existing | BKSL/PCE/J00689 | SONG ENGINEERING | RMU 3S+1F | RMU 3S+1F |  |  | SONG ENGINEERING | INDOOR SINGLE CHAMBER |  |  | 26/06/2006 |  | 0 | Pass | null
434394626 | TNB | DISTRIBUTION | KUALA SELANGOR | Existing | BKSL/PCE/J00625 | LOJI AIR BKT BDG | RMU 3S+1F | RMU 3S+1F |  |  | LOJI AIR BKT BDG | INDOOR DOUBLE CHAMBER |  | 11/0.415 kV | 26/06/2011 |  | 0 | Pass | null
434395277 | TNB | DISTRIBUTION | KUALA SELANGOR | Existing | BKSL/PCE/J00847 | KILANG BESI BT 7 JALAN IJOK | CB 5S | SSU 11kV Single Bus (BS) |  |  | KILANG BESI BT 7 JALAN IJOK | INDOOR DOUBLE CHAMBER |  | 11/0.415 kV |  |  | 0 | Pass | null
434395800 | TNB | DISTRIBUTION | KUALA SELANGOR | Existing | BKSL/PCE/J00854 | KILANG BESI BT 7 JALAN KANDAR | CB 4S | SSU 11kV Single Bus (BS) |  |  | KILANG BESI BT 7 JALAN KANDAR | INDOOR DOUBLE CHAMBER |  | 11/0.415 kV |  |  | 0 | Pass | null
434396853 | TNB | DISTRIBUTION | KUALA SELANGOR | Existing | BKSL/PCE/J00606 | KUARTERS STP BKT BADONG | CB 6S + 1BS | SSU 11kV Single Bus (BS) |  |  | KUARTERS STP BKT BADONG | INDOOR SINGLE CHAMBER |  | 11/0.415 kV | 18/08/1998 |  | 0 | Pass | null
434397382 | TNB | DISTRIBUTION | KUALA SELANGOR | Existing | BKSL/PCE/J00605 | ENG TEX METAL BOX | CB | CB |  |  | ENG TEX METAL BOX | ATTACHED SINGLE |  | 11/0.415 kV | 17/07/2010 |  | 0 | Pass | null
434397747 | TNB | DISTRIBUTION | KUALA SELANGOR | Existing | BKSL/PCE/J00603 | BINAAN TEPAT IJOK 9 BUAH KILANG | CB 5S + 1BS | SSU 11kV Single Bus (BS) |  |  | BINAAN TEPAT IJOK 9 BUAH KILANG | INDOOR SINGLE CHAMBER |  | 11/0.415 kV | 20/05/2011 |  | 0 | Pass | null
434418618 | TNB | DISTRIBUTION | KUALA SELANGOR | Existing | BKSL/PCE/J00563 | TMN SEJAHTERA | RMU 2S + 1F | RMU 2S + 1F |  |  | TMN SEJAHTERA | INDOOR SINGLE CHAMBER |  | 11/0.415 kV | 17/07/2007 |  | 0 | Pass | null
434424655 | TNB | DISTRIBUTION | KUALA SELANGOR | Existing | BKSL/PCE/J00557 | LOJI AIR RANTAU PANJANG | RMU | RMU 2S + 1F |  |  | LOJI AIR RANTAU PANJANG | OUTDOOR (OD WITH SWTCHGEAR) |  | 11/0.415 kV | 20081012 |  | 0 | Pass | null
434426265 | TNB | DISTRIBUTION | KUALA SELANGOR | Existing | BKSL/PCE/J00612 | TANAMARAN NO.1 | RMU 2S + 1F | RMU 2S + 1F |  |  | TANAMARAN NO.1 | INDOOR SINGLE CHAMBER |  | 11/0.415 kV | 22/03/1998 |  | 0 | Pass | null
434427176 | TNB | DISTRIBUTION | KUALA SELANGOR | Existing | BKSL/PCE/J00234 | SW/STN BKT TALANG | RMU | RMU 3S+2F |  |  | SW/STN BKT TALANG | OUTDOOR (OD WITH SWTCHGEAR) |  | 11/0.415 kV | 17/07/1988 |  | 0 | Pass | null
434437463 | TNB | DISTRIBUTION | KUALA SELANGOR | Existing | BKSL/PCE/J00602 | PADAT BT. 7 IJOK | RMU 2S + 1F | RMU 2S + 1F |  |  | PADAT BT. 7 IJOK | COMPACT SUBS |  | 11/0.415 kV | 19/04/2011 |  | 0 | Pass | null
434438062 | TNB | DISTRIBUTION | KUALA SELANGOR | Existing | BKSL/PCE/J00604 | TERNAKAN AYAM HING HONG | RMU 2S + 1F | RMU 2S + 1F |  |  | TERNAKAN AYAM HING HONG | OUTDOOR (OD WITH SWTCHGEAR) |  | 11/0.415 kV | 26/06/2008 |  | 0 | Pass | null
434438660 | TNB | DISTRIBUTION | KUALA SELANGOR | Existing | BKSL/PCE/J00608 | RUMAH PKNS BKT BADONG | RMU 2S + 1F | RMU 2S + 1F |  |  | RUMAH PKNS BKT BADONG | INDOOR SINGLE CHAMBER |  | 11/0.415 kV | 19981110 |  | 0 | Pass | null
434439252 | TNB | DISTRIBUTION | KUALA SELANGOR | Existing | BKSL/PCE/J00852 | PADAT PUSAT NIAGA IJOK PERMAI | RMU 2S + 1F | RMU 2S + 1F |  |  | PADAT PUSAT NIAGA IJOK PERMAI | COMPACT SUBS |  |  |  |  | 0 | Pass | null
434439844 | TNB | DISTRIBUTION | KUALA SELANGOR | Existing | BKSL/PCE/J00832 | MASJID IJOK | RMU 2S + 1F | RMU 2S + 1F |  |  | MASJID IJOK | COMPACT SUBS |  | 11 kV | 16/11/2013 |  | 0 | Pass | null
434440436 | TNB | DISTRIBUTION | KUALA SELANGOR | Existing | BKSL/PCE/J00394 | JLN MAKMUR BT 28 IJOK | RMU 2S + 2F | RMU 2S + 2F |  |  | JLN MAKMUR BT 28 IJOK | INDOOR SINGLE CHAMBER |  | 11/0.415 kV |  |  | 0 | Pass | null
434443930 | TNB | DISTRIBUTION | KUALA SELANGOR | Existing | BKSL/PCE/J00553 | QUARTERS LDG BUKIT CERAKAH | RMU | RMU 2S + 1F |  |  | QUARTERS LDG BUKIT CERAKAH | INDOOR SINGLE CHAMBER |  | 11/0.415 kV | 18/08/2008 |  | 0 | Pass | null
434444823 | TNB | DISTRIBUTION | KUALA SELANGOR | Existing | BKSL/PCE/J00588 | LAY HONG NO.6 | RMU | RMU 2S + 1F |  |  | LAY HONG NO.6 | INDOOR SINGLE CHAMBER |  | 11/0.415 kV | 14/11/2011 |  | 0 | Pass | null
434449749 | TNB | DISTRIBUTION | KUALA SELANGOR | Existing | BKSL/PCE/J00639 | AMMO DEPOT (LARGE AMUNITION) | RMU | RMU 2S + 1F |  |  | AMMO DEPOT (LARGE AMUNITION) | INDOOR SINGLE CHAMBER |  | 11/0.415 kV | 18/08/2005 |  | 0 | Pass | null
434450341 | TNB | DISTRIBUTION | KUALA SELANGOR | Existing | BKSL/PCE/J00422 | TOWNHOUSE KP5 | RMU 2S + 2F | RMU 2S + 2F |  |  | TOWNHOUSE KP5 | COMPACT SUBS |  | 11/0.415 kV | 19/10/2016 |  | 0 | Pass | null
434452491 | TNB | DISTRIBUTION | KUALA SELANGOR | Existing | BKSL/PCE/J00622 | KOTA PUTERI NO.1 | RMU | RMU 2S + 2F |  |  | KOTA PUTERI NO.1 | INDOOR DOUBLE CHAMBER |  | 11/0.415 kV | 18/03/2000 |  | 0 | Pass | null
434462740 | TNB | DISTRIBUTION | KUALA SELANGOR | Existing | BKSL/PCE/J00623 | RESCUEVERS | RMU 2S + 1F | RMU 2S + 1F |  |  | RESCUEVERS | INDOOR SINGLE CHAMBER |  | 11/0.415 kV | 19/04/2000 |  | 0 | Pass | null
434463332 | TNB | DISTRIBUTION | KUALA SELANGOR | Existing | BKSL/PCE/J00624 | HUP SENG SANITARY | RMU | RMU 2S + 1F |  |  | HUP SENG SANITARY | INDOOR SINGLE CHAMBER |  | 11/0.415 kV | 20/05/2000 |  | 0 | Pass | null
434463924 | TNB | DISTRIBUTION | KUALA SELANGOR | Existing | BKSL/PCE/J00607 | KUATERS LOJI PEMBERSIHAN AIR BKT BADONG | RMU | RMU 2S + 1F |  |  | KUATERS LOJI PEMBERSIHAN AIR BKT BADONG | INDOOR DOUBLE CHAMBER |  | 11/0.415 kV | 22/09/1998 |  | 0 | Pass | null
434464516 | TNB | DISTRIBUTION | KUALA SELANGOR | Existing | BKSL/PCE/J00626 | ADVANCE INDUSTRIES SDN BHD | RMU | RMU 2S + 1F |  |  | ADVANCE INDUSTRIES SDN BHD | INDOOR SINGLE CHAMBER |  | 11/0.415 kV | 17/07/1990 |  | 0 | Pass | null
434465108 | TNB | DISTRIBUTION | KUALA SELANGOR | Existing | BKSL/PCE/J00627 | CHANG SHI MINERAL SDN BHD | RMU | RMU 2S + 1F |  |  | CHANG SHI MINERAL SDN BHD | INDOOR SINGLE CHAMBER |  | 11/0.415 kV | 18/08/2006 |  | 0 | Pass | null
434465700 | TNB | DISTRIBUTION | KUALA SELANGOR | Existing | BKSL/PCE/J00628 | TAKE SIX | RMU | RMU 2S + 1F |  |  | TAKE SIX | INDOOR SINGLE CHAMBER |  | 11/0.415 kV | 22/09/2004 |  | 0 | Pass | null
434475842 | TNB | DISTRIBUTION | KUALA SELANGOR | Existing | BKSL/PCE/J00833 | ASSOSIATED MANUFACTURE TRADER | RMU 2S + 1F | RMU 2S + 1F |  |  | ASSOSIATED MANUFACTURE TRADER | INDOOR SINGLE CHAMBER |  | 11/0.415 kV | 16/11/2013 |  | 0 | Pass | null
434476435 | TNB | DISTRIBUTION | KUALA SELANGOR | Existing | BKSL/PCE/J00609 | TERNAK LEMBU IJOK | RMU 6S + 1F | RMU 2X (2S + 1F) |  |  | TERNAK LEMBU IJOK | OUTDOOR (OD WITH SWTCHGEAR) |  | 11/0.415 kV | 14/11/1998 |  | 0 | Pass | null
434478334 | TNB | DISTRIBUTION | KUALA SELANGOR | Existing | BKSL/PCE/J00610 | LOJI AIR BKT MAYUNG | RMU 2S + 1F | RMU 2S + 1F |  |  | LOJI AIR BKT MAYUNG | INDOOR SINGLE CHAMBER |  | 11/0.415 kV | 15/12/1998 |  | 0 | Pass | null
434478927 | TNB | DISTRIBUTION | KUALA SELANGOR | Existing | BKSL/PCE/J00425 | KOTA PUTERI 6(2) JALAN KP 2/2 | RMU 2S + 1F | RMU 2S + 1F |  |  | KOTA PUTERI 6(2) JALAN KP 2/2 | INDOOR SINGLE CHAMBER |  | 11/0.415 kV |  |  | 0 | Pass | null
434479713 | TNB | DISTRIBUTION | KUALA SELANGOR | Existing | BKSL/PCE/J00423 | MAY POLYESTER | CB | CB |  |  | MAY POLYESTER | INDOOR SINGLE CHAMBER |  | 11/0.415 kV |  |  | 0 | Pass | null
434484112 | TNB | DISTRIBUTION | KUALA SELANGOR | Existing | BKSL/PCE/J00477 | HANG TUAH | RMU | RMU 2S + 1F |  |  | HANG TUAH | PENCAWANG ATAS TIANG (PAT) |  | 11/0.415 kV | 18/08/2006 |  | 0 | Fail | Unfiltered
434486525 | TNB | DISTRIBUTION | KUALA SELANGOR | Existing | BKSL/PCE/J00479 | BALAI POLIS BATANG BEJUNTAI | RMU | RMU 2S + 1F |  |  | BALAI POLIS BATANG BEJUNTAI | OUTDOOR (OD WITH SWTCHGEAR) |  | 11/0.415 kV | 20051110 |  | 0 | Pass | null
434487123 | TNB | DISTRIBUTION | KUALA SELANGOR | Existing | BKSL/PCE/J00570 | TMN SRI BISTARI | RMU 2S + 1F | RMU 2S + 1F |  |  | TMN SRI BISTARI | INDOOR SINGLE CHAMBER |  | 11/0.415 kV | 22/03/2011 |  | 0 | Pass | null
434487800 | TNB | DISTRIBUTION | KUALA SELANGOR | Existing | BKSL/PCE/J00471 | HWA TEH | RMU | RMU 2S + 1F |  |  | HWA TEH | INDOOR SINGLE CHAMBER |  | 11/0.415 kV | 14/02/2007 |  | 0 | Pass | null
434527044 | TNB | DISTRIBUTION | KUALA SELANGOR | Existing | BKSL/PCE/J00469 | TMN SULUH BESTARI | RMU | RMU 2S + 1F |  |  | TMN SULUH BESTARI | OUTDOOR (OD WITH SWTCHGEAR) |  | 11/0.415 kV | 27/11/2006 |  | 0 | Pass | null
434528256 | TNB | DISTRIBUTION | KUALA SELANGOR | Existing | BKSL/PCE/J00470 | FRUIT VALLEY | RMU 2S + 2F | RMU 2S + 2F |  |  | FRUIT VALLEY | INDOOR SINGLE CHAMBER |  | 11/0.415 kV | 20091012 |  | 0 | Pass | null
434529323 | TNB | DISTRIBUTION | KUALA SELANGOR | Existing | BKSL/PCE/J00474 | FISH POND NO 2 | RMU 2S + 1F | RMU 2S + 1F |  |  | FISH POND NO 2 | INDOOR SINGLE CHAMBER |  | 11/0.415 kV | 20/05/2005 |  | 0 | Pass | null
434529915 | TNB | DISTRIBUTION | KUALA SELANGOR | Existing | BKSL/PCE/J00227 | LDG TERNAK AYAM JLN RAJA MUSA | RMU | RMU 2S + 1F |  |  | LDG TERNAK AYAM JLN RAJA MUSA | ATTACHED SINGLE |  | 11/0.415 kV | 27/11/1980 |  | 0 | Pass | null
434530507 | TNB | DISTRIBUTION | KUALA SELANGOR | Existing | BKSL/PCE/J00226 | PERMATA CITRA | RMU | RMU 2S + 1F |  |  | PERMATA CITRA | SEMI INDOOR |  | 11/0.415 kV | 19821010 |  | 0 | Pass | null
434531099 | TNB | DISTRIBUTION | KUALA SELANGOR | Existing | BKSL/PCE/J00281 | TMN AGROTEKNOLOGI | RMU | RMU 2S + 1F |  |  | TMN AGROTEKNOLOGI | INDOOR SINGLE CHAMBER |  | 11/0.415 kV | 15/12/2002 |  | 0 | Pass | null
434574271 | TNB | DISTRIBUTION | KUALA SELANGOR | Existing | BKSL/PCE/J00702 | PADAT RUMAH PAM JBA PUNCAK ALAM | RMU | RMU 2S + 1F |  |  | PADAT RUMAH PAM JBA PUNCAK ALAM | COMPACT SUBS |  |  | 18/08/2006 |  | 0 | Pass | null
434574952 | TNB | DISTRIBUTION | KUALA SELANGOR | Existing | BKSL/PCE/J00703 | SEK REN KEB PUNCAK ALAM | RMU | RMU 2S + 1F |  |  | SEK REN KEB PUNCAK ALAM | INDOOR SINGLE CHAMBER |  |  | 20/09/2006 |  | 0 | Pass | null
434575545 | TNB | DISTRIBUTION | KUALA SELANGOR | Existing | BKSL/PCE/J00704 | SEK MEN KEB PUNCAK ALAM | RMU | RMU 2S + 1F |  |  | SEK MEN KEB PUNCAK ALAM | INDOOR SINGLE CHAMBER |  |  | 20/09/2007 |  | 0 | Pass | null
434576137 | TNB | DISTRIBUTION | KUALA SELANGOR | Existing | BKSL/PCE/J00705 | ZON A1 FASA 2A PUNCAK ALAM | RMU | RMU 2S + 1F |  |  | ZON A1 FASA 2A PUNCAK ALAM | INDOOR DOUBLE CHAMBER |  |  | 20061010 |  | 0 | Pass | null
434576786 | TNB | DISTRIBUTION | KUALA SELANGOR | Existing | BKSL/PCE/J00706 | ZON A2 FASA 2A PUNCAK ALAM | RMU | RMU 2S + 2F |  |  | ZON A2 FASA 2A PUNCAK ALAM | INDOOR SINGLE CHAMBER |  | 11/0.415 kV | 20071010 |  | 0 | Pass | null
434577841 | TNB | DISTRIBUTION | KUALA SELANGOR | Existing | BKSL/PCE/J00707 | ZON B FASA 2A PUNCAK ALAM | RMU | RMU 2S + 2F |  |  | ZON B FASA 2A PUNCAK ALAM | INDOOR SINGLE CHAMBER |  | 11/0.415 kV | 20081010 |  | 0 | Pass | null
434580006 | TNB | DISTRIBUTION | KUALA SELANGOR | Existing | BKSL/PCE/J00630 | KLG PAPAN SEKINCAN | RMU | RMU 2S + 2F |  |  | KLG PAPAN SEKINCAN | OUTDOOR (OD WITH SWTCHGEAR) |  | 11/0.415 kV | 14/11/2004 |  | 0 | Pass | null
434581061 | TNB | DISTRIBUTION | KUALA SELANGOR | Existing | BKSL/PCE/J00631 | KC PILE | RMU | RMU 2S + 1F |  |  | KC PILE | ATTACHED SINGLE |  | 11/0.415 kV | 15/12/2004 |  | 0 | Pass | null
434581653 | TNB | DISTRIBUTION | KUALA SELANGOR | Existing | BKSL/PCE/J00815 | NOTION VENTURE | RMU | RMU 2S + 1F |  |  | NOTION VENTURE | INDOOR SINGLE CHAMBER |  | 11/0.415 kV | 18/08/2011 |  | 0 | Pass | null
434582840 | TNB | DISTRIBUTION | KUALA SELANGOR | Existing | BKSL/PCE/J00655 | OSCAR CANARY | SSU | SSU 11kV Single Bus (BS) |  |  | OSCAR CANARY | ATTACHED SINGLE |  | 11/0.415 kV | 19/02/1990 |  | 0 | Fail | Please check "Switchgear Configuration"
434583219 | TNB | DISTRIBUTION | KUALA SELANGOR | Existing | BKSL/PCE/J00225 | LDG BKT TALANG | RMU | RMU 2S + 1F |  |  | LDG BKT TALANG | SEMI INDOOR |  | 11/0.415 kV | 20/09/1984 |  | 0 | Pass | null
434584409 | TNB | DISTRIBUTION | KUALA SELANGOR | Existing | BKSL/PCE/J00224 | PKNS RAJA MUSA (TMN RAJA MUSA) | RMU | RMU 3S+1F |  |  | PKNS RAJA MUSA (TMN RAJA MUSA) | INDOOR SINGLE CHAMBER |  | 11/0.415 kV | 18/08/1997 |  | 0 | Pass | null
434585085 | TNB | DISTRIBUTION | KUALA SELANGOR | Existing | BKSL/PCE/J00541 | LDG GUTHREY BKT TALANG | RMU | RMU 2S + 1F |  |  | LDG GUTHREY BKT TALANG | INDOOR SINGLE CHAMBER |  | 11/0.415 kV | 17/07/2009 |  | 0 | Pass | null
434585677 | TNB | DISTRIBUTION | KUALA SELANGOR | Existing | BKSL/PCE/J00223 | RJ MUSA NO 2(ESTATE) | RMU | RMU 2S + 1F |  |  | RJ MUSA NO 2(ESTATE) | SEMI INDOOR |  | 11/0.415 kV | 19761107 |  | 0 | Pass | null
434586269 | TNB | DISTRIBUTION | KUALA SELANGOR | Existing | BKSL/PCE/J00222 | RJ MUSA NO 1 (TMN MANICKAVASAGAM) | RMU | RMU 3S+2F |  |  | RJ MUSA NO 1 (TMN MANICKAVASAGAM) | SEMI INDOOR |  | 11/0.415 kV | 28/06/1996 |  | 0 | Pass | null
434587685 | TNB | DISTRIBUTION | KUALA SELANGOR | Existing | BKSL/PCE/J00355 | QTRS MAJLIS DAERAH SEKINCHAN | RMU 2S + 1F | RMU 2S + 1F |  |  | QTRS MAJLIS DAERAH SEKINCHAN | ATTACHED SINGLE |  | 11/0.415 kV | 14/11/2005 |  | 0 | Pass | null
434588719 | TNB | DISTRIBUTION | KUALA SELANGOR | Existing | BKSL/PCE/J00539 | PUAS SEKINCHAN | RMU 2S + 1F | RMU 2S + 1F |  |  | PUAS SEKINCHAN | INDOOR SINGLE CHAMBER |  | 11/0.415 kV | 20/05/2009 |  | 0 | Pass | null
434591779 | TNB | DISTRIBUTION | KUALA SELANGOR | Existing | BKSL/PCE/J00708 | SEK REN KEB PUNCAK ALAM FASA 2 | RMU | RMU 2S + 1F |  |  | SEK REN KEB PUNCAK ALAM FASA 2 | INDOOR DOUBLE CHAMBER |  | 11/0.415 kV | 27/11/2006 |  | 0 | Pass | null
434592373 | TNB | DISTRIBUTION | KUALA SELANGOR | Existing | BKSL/PCE/J00710 | ZON E FASA 2A PUNCAK ALAM | RMU | RMU 2S + 2F |  |  | ZON E FASA 2A PUNCAK ALAM | INDOOR DOUBLE CHAMBER |  | 11/0.415 kV | 14/02/2006 |  | 0 | Pass | null
434593428 | TNB | DISTRIBUTION | KUALA SELANGOR | Existing | BKSL/PCE/J00709 | ZON C FASA 2A PUNCAK ALAM | RMU | RMU 2S + 2F |  |  | ZON C FASA 2A PUNCAK ALAM | INDOOR DOUBLE CHAMBER |  | 11/0.415 kV | 20061012 |  | 0 | Pass | null
434594484 | TNB | DISTRIBUTION | KUALA SELANGOR | Existing | BKSL/PCE/J00711 | SHAH ALAM 2 NO.4 PUNCAK ALAM | RMU 2S + 2F | RMU 2S + 2F |  |  | SHAH ALAM 2 NO.4 PUNCAK ALAM | INDOOR DOUBLE CHAMBER |  | 11/0.415 kV | 18/03/2006 |  | 0 | Pass | null
434595538 | TNB | DISTRIBUTION | KUALA SELANGOR | Existing | BKSL/PCE/J00713 | SHAH ALAM 2 NO.6 PUNCAK ALAM | RMU | RMU 2S + 2F |  |  | SHAH ALAM 2 NO.6 PUNCAK ALAM | INDOOR DOUBLE CHAMBER |  | 11/0.415 kV | 20/05/2006 |  | 0 | Pass | null
434600277 | TNB | DISTRIBUTION | KUALA SELANGOR | Existing | BKSL/PCE/J00236 | SW/STN RJ MUSA | RMU 3S+1F | RMU 3S+1F |  |  | SW/STN RJ MUSA | OUTDOOR (OD WITH SWTCHGEAR) |  | 11/0.415 kV | 22/09/1988 |  | 0 | Pass | null
434600927 | TNB | DISTRIBUTION | KUALA SELANGOR | Existing | BKSL/PCE/J00583 | SW/STN SIME DARBY NO 2 | RMU | RMU 3S |  |  | SW/STN SIME DARBY NO 2 | OUTDOOR (OD WITH SWTCHGEAR) |  | 11/0.415 kV | 26/06/2008 |  | 0 | Pass | null
434601754 | TNB | DISTRIBUTION | KUALA SELANGOR | Existing | BKSL/PCE/J00243 | PKNS BKT BELIMBING (R/MURAH) | RMU | RMU 3S+1F |  |  | PKNS BKT BELIMBING (R/MURAH) | INDOOR SINGLE CHAMBER |  | 11/0.415 kV | 19/04/1993 |  | 0 | Pass | null
434602404 | TNB | DISTRIBUTION | KUALA SELANGOR | Existing | BKSL/PCE/J00242 | TOK 4 MAJID | RMU | RMU 2S + 1F |  |  | TOK 4 MAJID | OUTDOOR (OD WITH SWTCHGEAR) |  | 11/0.415 kV | 22/03/1984 |  | 0 | Pass | null
434602996 | TNB | DISTRIBUTION | KUALA SELANGOR | Existing | BKSL/PCE/J00240 | GOODWILL COCONUT | RMU | RMU 2S + 1F |  |  | GOODWILL COCONUT | OUTDOOR (OD WITH SWTCHGEAR) |  | 11/0.415 kV | 19/02/1997 |  | 0 | Pass | null
434603588 | TNB | DISTRIBUTION | KUALA SELANGOR | Existing | BKSL/PCE/J00554 | FA HERB | RMU | RMU 2S + 1F |  |  | FA HERB | SEMI INDOOR |  | 11/0.415 kV | 20/09/2008 |  | 0 | Pass | null
434604180 | TNB | DISTRIBUTION | KUALA SELANGOR | Existing | BKSL/PCE/J00339 | TMN MENGKUANG | RMU | RMU 2S + 1F |  |  | TMN MENGKUANG | INDOOR SINGLE CHAMBER |  | 11/0.415 kV | 20/09/1983 |  | 0 | Pass | null
434686451 | TNB | DISTRIBUTION | KUALA SELANGOR | Existing | BKSL/PCE/J00667 | GUARDIAN CAUCUS | RMU 2S + 1F | RMU 2S + 1F |  |  | GUARDIAN CAUCUS | INDOOR SINGLE CHAMBER |  | 11/0.415 kV | 20/05/2006 |  | 0 | Pass | null
434687043 | TNB | DISTRIBUTION | KUALA SELANGOR | Existing | BKSL/PCE/J00666 | WORK SHOP MAMECH | RMU 2S + 1F | RMU 2S + 1F |  |  | WORK SHOP MAMECH | INDOOR SINGLE CHAMBER |  | 11/0.415 kV | 19/04/2006 |  | 0 | Pass | null
434687635 | TNB | DISTRIBUTION | KUALA SELANGOR | Existing | BKSL/PCE/J00668 | INTERSIT INDUSTRIES IJOK | RMU | RMU 2S + 1F |  |  | INTERSIT INDUSTRIES IJOK | INDOOR DOUBLE CHAMBER |  | 11/0.415 kV | 26/06/2006 |  | 0 | Pass | null
434688227 | TNB | DISTRIBUTION | KUALA SELANGOR | Existing | BKSL/PCE/J00669 | WILLY STEEL | RMU | RMU 2S + 1F |  |  | WILLY STEEL | ATTACHED DOUBLE |  | 11/0.415 kV | 17/07/2006 |  | 0 | Pass | null
434688819 | TNB | DISTRIBUTION | KUALA SELANGOR | Existing | BKSL/PCE/J00656 | PERDANA ALAM JAYA NO.3 | RMU 2S + 2F | RMU 2S + 2F |  |  | PERDANA ALAM JAYA NO.3 | INDOOR DOUBLE CHAMBER |  | 11/0.415 kV | 22/03/1990 |  | 0 | Pass | null
434689874 | TNB | DISTRIBUTION | KUALA SELANGOR | Existing | BKSL/PCE/J00657 | PERDANA ALAM JAYA NO.2 | RMU 2S + 2F | RMU 2S + 2F |  |  | PERDANA ALAM JAYA NO.2 | INDOOR DOUBLE CHAMBER |  | 11/0.415 kV | 19/04/1990 |  | 0 | Pass | null
434695355 | TNB | DISTRIBUTION | KUALA SELANGOR | Existing | BKSL/PCE/J00712 | SHAH ALAM 2 NO.5 PUNCAK ALAM | RMU | RMU 2S + 1F |  |  | SHAH ALAM 2 NO.5 PUNCAK ALAM | INDOOR DOUBLE CHAMBER |  | 11/0.415 kV | 19/04/2006 |  | 0 | Pass | null
434695948 | TNB | DISTRIBUTION | KUALA SELANGOR | Existing | BKSL/PCE/J00714 | SHAH ALAM 2 NO.7 PUNCAK ALAM | RMU | RMU 2S + 1F |  |  | SHAH ALAM 2 NO.7 PUNCAK ALAM | INDOOR DOUBLE CHAMBER |  | 11/0.415 kV | 26/06/2006 |  | 0 | Pass | null
434696541 | TNB | DISTRIBUTION | KUALA SELANGOR | Existing | BKSL/PCE/J00715 | SHAH ALAM 2 NO.3 PUNCAK ALAM | RMU | RMU 2S + 1F |  |  | SHAH ALAM 2 NO.3 PUNCAK ALAM | INDOOR DOUBLE CHAMBER |  | 11/0.415 kV | 17/07/2006 |  | 0 | Pass | null
434697133 | TNB | DISTRIBUTION | KUALA SELANGOR | Existing | BKSL/PCE/J00730 | ZON D FASA 2A PUNCAK ALAM | RMU | RMU 2S + 2F |  |  | ZON D FASA 2A PUNCAK ALAM | INDOOR DOUBLE CHAMBER |  | 11/0.415 kV | 20061012 |  | 0 | Pass | null
434698189 | TNB | DISTRIBUTION | KUALA SELANGOR | Existing | BKSL/PCE/J00731 | LAVENDER VILLA | RMU | RMU 3S+1F |  |  | LAVENDER VILLA | INDOOR DOUBLE CHAMBER |  | 11/0.415 kV | 14/02/2006 |  | 0 | Pass | null
434707076 | TNB | DISTRIBUTION | KUALA SELANGOR | Existing | BKSL/PCE/J00587 | AADK TANJUNG KARANG | RMU 2S + 1F | RMU 2S + 1F |  |  | AADK TANJUNG KARANG | INDOOR SINGLE CHAMBER |  | 11/0.415 kV | 20061110 |  | 0 | Pass | null
434720310 | TNB | DISTRIBUTION | KUALA SELANGOR | Existing | BKSL/PCE/J00732 | ZON A3 FASA 2A PUNCAK ALAM | RMU | RMU 2S + 1F |  |  | ZON A3 FASA 2A PUNCAK ALAM | INDOOR DOUBLE CHAMBER |  | 11/0.415 kV | 18/03/2006 |  | 0 | Pass | null
434720903 | TNB | DISTRIBUTION | KUALA SELANGOR | Existing | BKSL/PCE/J00733 | SHAH ALAM 2 NO.1 | RMU 2S + 2F | RMU 2S + 2F |  |  | SHAH ALAM 2 NO.1 | INDOOR DOUBLE CHAMBER |  | 11/0.415 kV | 19/04/2006 |  | 0 | Pass | null
434721959 | TNB | DISTRIBUTION | KUALA SELANGOR | Existing | BKSL/PCE/J00734 | SHAH ALAM 2 NO.2 | RMU 2S + 2F | RMU 2S + 2F |  |  | SHAH ALAM 2 NO.2 | INDOOR DOUBLE CHAMBER |  | 11/0.415 kV | 20/05/2006 |  | 0 | Pass | null
434723015 | TNB | DISTRIBUTION | KUALA SELANGOR | Existing | BKSL/PCE/J00039 | BANDAR PUNCAK ALAM JAS | RMU | RMU 2S + 2F |  |  | BANDAR PUNCAK ALAM JAS | INDOOR SINGLE CHAMBER |  | 11/0.415 kV | 18/08/1991 |  | 0 | Pass | null
434724071 | TNB | DISTRIBUTION | KUALA SELANGOR | Existing | BKSL/PCE/J00736 | SHAH ALAM 2 NO.8 | RMU | RMU 2S + 2F |  |  | SHAH ALAM 2 NO.8 | INDOOR DOUBLE CHAMBER |  | 11/0.415 kV | 17/07/2006 |  | 0 | Pass | null
434737892 | TNB | DISTRIBUTION | KUALA SELANGOR | Existing | BKSL/PCE/J00255 | SW/STN BKT BELIMBING | RMU 3S+1F | RMU 3S+1F |  |  | SW/STN BKT BELIMBING | OUTDOOR (OD WITH SWTCHGEAR) |  | 11/0.415 kV | 26/06/1996 |  | 0 | Pass | null
434739140 | TNB | DISTRIBUTION | KUALA SELANGOR | Existing | BKSL/PCE/J00245 | KELIP-KELIP BKT BELIMBING | RMU | RMU 2S + 1F |  |  | KELIP-KELIP BKT BELIMBING | OUTDOOR (OD WITH SWTCHGEAR) |  | 11/0.415 kV | 19871107 |  | 0 | Pass | null
434739732 | TNB | DISTRIBUTION | KUALA SELANGOR | Existing | BKSL/PCE/J00246 | INNOBRIDE NO 6 | RMU | RMU 2S + 1F |  |  | INNOBRIDE NO 6 | OUTDOOR (OD WITH SWTCHGEAR) |  | 11/0.415 kV | 18/08/1987 |  | 0 | Pass | null
434740324 | TNB | DISTRIBUTION | KUALA SELANGOR | Existing | BKSL/PCE/J00247 | LUBOK PASANGAN | RMU 2S + 1F | RMU 2S + 1F |  |  | LUBOK PASANGAN | OUTDOOR (OD WITH SWTCHGEAR) |  | 11/0.415 kV | 20/09/1987 |  | 0 | Pass | null
434740916 | TNB | DISTRIBUTION | KUALA SELANGOR | Existing | BKSL/PCE/J00476 | QUARTERS TENNAMARAN | RMU | RMU 2S + 1F |  |  | QUARTERS TENNAMARAN | OUTDOOR (OD WITH SWTCHGEAR) |  | 11/0.415 kV | 17/07/2005 |  | 0 | Pass | null
434741641 | TNB | DISTRIBUTION | KUALA SELANGOR | Existing | BKSL/PCE/J00579 | SIME PLANTATION B.BERJUNTAI | RMU | RMU 2S + 2F |  |  | SIME PLANTATION B.BERJUNTAI | INDOOR DOUBLE CHAMBER |  | 11/0.415 kV | 14/02/2008 |  | 0 | Pass | null
434746322 | TNB | DISTRIBUTION | KUALA SELANGOR | Existing | BKSL/PCE/J00480 | VASATECH | RMU 2S + 2F | RMU 2S + 2F |  |  | VASATECH | INDOOR DOUBLE CHAMBER |  | 11/0.415 kV | 14/11/2007 |  | 0 | Pass | null
434749044 | TNB | DISTRIBUTION | KUALA SELANGOR | Existing | BKSL/PCE/J00478 | TMN SURIA | RMU 3S+1F | RMU 3S+1F |  |  | TMN SURIA | INDOOR DOUBLE CHAMBER |  | 11/0.415 kV | 22/09/2005 |  | 0 | Pass | null
434749773 | TNB | DISTRIBUTION | KUALA SELANGOR | Existing | BKSL/PCE/J00483 | STALHAEM NO.2 | RMU 3S+1F | RMU 3S+1F |  |  | STALHAEM NO.2 | INDOOR SINGLE CHAMBER |  | 11/0.415 kV | 22/03/2005 |  | 0 | Pass | null
434755957 | TNB | DISTRIBUTION | KUALA SELANGOR | Existing | BKSL/PCE/J00827 | FORWARD SCOPE | RMU | RMU 2S + 1F |  |  | FORWARD SCOPE | INDOOR SINGLE CHAMBER |  | 11/0.415 kV | 20131207 |  | 0 | Pass | null
434757891 | TNB | DISTRIBUTION | KUALA SELANGOR | Existing | BKSL/PCE/J00409 | ASSIGN PRECISION | RMU 2S + 1F | RMU 2S + 1F |  |  | ASSIGN PRECISION | INDOOR SINGLE CHAMBER |  | 11/0.415 kV | 23/10/2015 |  | 0 | Pass | null
434759633 | TNB | DISTRIBUTION | KUALA SELANGOR | Existing | BKSL/PCE/J00644 | POLYMIX PLASTIC BT ARANG | RMU | RMU 3S |  |  | POLYMIX PLASTIC BT ARANG | INDOOR SINGLE CHAMBER |  | 11/0.415 kV | 14/02/2012 |  | 0 | Pass | null
434759819 | TNB | DISTRIBUTION | KUALA SELANGOR | Existing | BKSL/PCE/J00645 | SOUTHPROP NO.1 | RMU | RMU 2S + 1F |  |  | SOUTHPROP NO.1 | INDOOR SINGLE CHAMBER |  | 11/0.415 kV | 18/03/2004 |  | 0 | Pass | null
434760411 | TNB | DISTRIBUTION | KUALA SELANGOR | Existing | BKSL/PCE/J00817 | KILANG MING ZHANG | RMU | RMU 2S + 1F |  |  | KILANG MING ZHANG | INDOOR SINGLE CHAMBER |  | 11/0.415 kV | 20101010 |  | 0 | Pass | null
434761003 | TNB | DISTRIBUTION | KUALA SELANGOR | Existing | BKSL/PCE/J00635 | EVERFLOW | RMU 2S + 2F | RMU 2S + 2F |  |  | EVERFLOW | INDOOR SINGLE CHAMBER |  | 11/0.415 kV | 19/09/2013 |  | 0 | Pass | null
434762058 | TNB | DISTRIBUTION | KUALA SELANGOR | Existing | BKSL/PCE/J00834 | RUBPLAST JLN RUKUN | RMU | RMU 2S + 1F |  |  | RUBPLAST JLN RUKUN | INDOOR SINGLE CHAMBER |  | 11/0.415 kV |  |  | 0 | Pass | null
434762650 | TNB | DISTRIBUTION | KUALA SELANGOR | Existing | BKSL/PCE/J00482 | SOUTH PROP NO.2 | RMU | RMU 2S + 1F |  |  | SOUTH PROP NO.2 | INDOOR SINGLE CHAMBER |  | 11/0.415 kV | 19/02/2005 |  | 0 | Pass | null
434772361 | TNB | DISTRIBUTION | KUALA SELANGOR | Existing | BKSL/PCE/J00864 | SHAH ALAM 2 FASA 5A4 NO.2 | RMU | RMU 2S + 1F |  |  | SHAH ALAM 2 FASA 5A4 NO.2 | INDOOR DOUBLE CHAMBER |  | 11/0.415 kV |  |  | 0 | Pass | null
434772953 | TNB | DISTRIBUTION | KUALA SELANGOR | Existing | BKSL/PCE/J00737 | BANDAR PUNCAK ALAM JLN ALAM SURIA 16/20 | RMU | RMU 2S + 2F |  |  | BANDAR PUNCAK ALAM JLN ALAM SURIA 16/20 | INDOOR DOUBLE CHAMBER |  | 11/0.415 kV | 18/08/2006 |  | 0 | Pass | null
434774009 | TNB | DISTRIBUTION | KUALA SELANGOR | Existing | BKSL/PCE/J00738 | SHAH ALAM 2 FASA 5B 3 | RMU | RMU 2S + 1F |  |  | SHAH ALAM 2 FASA 5B 3 | INDOOR DOUBLE CHAMBER |  | 11/0.415 kV | 22/09/2006 |  | 0 | Pass | null
434774602 | TNB | DISTRIBUTION | KUALA SELANGOR | Existing | BKSL/PCE/J00860 | PERUMAHAN FASA 1 PUNCAK BISTARI | RMU 2S + 2F | RMU 2S + 2F |  |  | PERUMAHAN FASA 1 PUNCAK BISTARI | INDOOR DOUBLE CHAMBER |  | 11/0.415 kV |  |  | 0 | Pass | null
434775656 | TNB | DISTRIBUTION | KUALA SELANGOR | Existing | BKSL/PCE/J00742 | FASA 3A6 PUNCAK ALAM | RMU 3S+2F | RMU 3S+2F |  |  | FASA 3A6 PUNCAK ALAM | INDOOR DOUBLE CHAMBER |  | 11/0.415 kV | 19/02/2006 |  | 0 | Pass | null
434784712 | TNB | DISTRIBUTION | KUALA SELANGOR | Existing | BKSL/PCE/J00646 | LBH BROTHERS | RMU | RMU 2S + 1F |  |  | LBH BROTHERS | ATTACHED SINGLE |  | 11/0.415 kV | 19/04/2004 |  | 0 | Pass | null
434785304 | TNB | DISTRIBUTION | KUALA SELANGOR | Existing | BKSL/PCE/J00647 | BE PILE | RMU | RMU 2S + 2F |  |  | BE PILE | INDOOR DOUBLE CHAMBER |  | 11/0.415 kV | 20/05/2004 |  | 0 | Pass | null
434786359 | TNB | DISTRIBUTION | KUALA SELANGOR | Existing | BKSL/PCE/J00648 | SON STAR | RMU | RMU 2S + 2F |  |  | SON STAR | INDOOR DOUBLE CHAMBER |  | 11/0.415 kV | 26/06/1990 |  | 0 | Pass | null
434787414 | TNB | DISTRIBUTION | KUALA SELANGOR | Existing | BKSL/SSU/J00012 | SSU JASA RINGGIT | CB 4S + 1BS | SSU 11kV Single Bus (BS) |  |  | SSU JASA RINGGIT | ATTACHED |  |  | 20041012 |  | 0 | Pass | null
434787937 | TNB | DISTRIBUTION | KUALA SELANGOR | Existing | BKSL/PCE/J00692 | SSU KOTA PUTERI (CB9) | SSU | SSU 11kV Single Bus (BS) |  |  | SSU KOTA PUTERI (CB9) | INDOOR SINGLE CHAMBER |  | 11/0.415 kV | 22/09/2006 |  | 0 | Fail | Please check "Switchgear Configuration"
434788460 | TNB | DISTRIBUTION | KUALA SELANGOR | Existing | BKSL/PCE/J00821 | LOT 256 SOUTH PROP HOLDING | RMU | RMU 2S + 1F |  |  | LOT 256 SOUTH PROP HOLDING | INDOOR DOUBLE CHAMBER |  | 11/0.415 kV | 18/03/2012 |  | 0 | Pass | null
434803926 | TNB | DISTRIBUTION | KUALA SELANGOR | Existing | BKSL/PCE/J00486 | BERJUNTAI MAJU(C/S) | RMU | RMU 2S + 1F |  |  | BERJUNTAI MAJU(C/S) | COMPACT SUBS |  | 11/0.415 kV | 20081107 |  | 0 | Pass | null
434804524 | TNB | DISTRIBUTION | KUALA SELANGOR | Existing | BKSL/PCE/J00487 | BERJUNTAI MAJU BTG BERJUNTAI | RMU 2S + 2F | RMU 2S + 2F |  |  | BERJUNTAI MAJU BTG BERJUNTAI | INDOOR DOUBLE CHAMBER |  | 11/0.415 kV | 18/08/2009 |  | 0 | Pass | null
434806132 | TNB | DISTRIBUTION | KUALA SELANGOR | Existing | BKSL/PCE/J00489 | TELEKOM B/BEJUNTAI | RMU | RMU 2S + 1F |  |  | TELEKOM B/BEJUNTAI | OUTDOOR (OD WITH SWTCHGEAR) |  | 11/0.415 kV | 20/09/2009 |  | 0 | Pass | null
434815419 | TNB | DISTRIBUTION | KUALA SELANGOR | Existing | BKSL/PCE/J00538 | TMN MAYANG(C/S) | RMU 2S + 1F | RMU 2S + 1F |  |  | TMN MAYANG(C/S) | COMPACT SUBS |  | 11/0.415 kV | 19/04/2007 |  | 0 | Pass | null
434816394 | TNB | DISTRIBUTION | KUALA SELANGOR | Existing | BKSL/PCE/J00332 | SW/STN SRI FUMA | RMU | RMU 3S+1F |  |  | SW/STN SRI FUMA | OUTDOOR (OD WITH SWTCHGEAR) |  | 11/0.415 kV | 15/12/2004 |  | 0 | Pass | null
434819260 | TNB | DISTRIBUTION | KUALA SELANGOR | Existing | BKSL/PCE/J00500 | KG SG RAMBAI | RMU 3S+1F | RMU 3S+1F |  |  | KG SG RAMBAI | OUTDOOR (OD WITH SWTCHGEAR) |  | 11/0.415 kV | 22/09/2007 |  | 0 | Pass | null
434819909 | TNB | DISTRIBUTION | KUALA SELANGOR | Existing | BKSL/PCE/J00493 | KG JAWA | RMU 2S + 1F | RMU 2S + 1F |  |  | KG JAWA | OUTDOOR (OD WITH SWTCHGEAR) |  | 11/0.415 kV | 14/02/2008 |  | 0 | Pass | null
434820531 | TNB | DISTRIBUTION | KUALA SELANGOR | Existing | BKSL/PCE/J00501 | RESTORAN YU HEE SWALLOW | RMU 2S + 1F | RMU 2S + 1F |  |  | RESTORAN YU HEE SWALLOW | INDOOR SINGLE CHAMBER |  | 11/0.415 kV | 20071110 |  | 0 | Pass | null
434821132 | TNB | DISTRIBUTION | KUALA SELANGOR | Existing | BKSL/PCE/J00499 | TMN KILAUAN | RMU 2S + 1F | RMU 2S + 1F |  |  | TMN KILAUAN | INDOOR SINGLE CHAMBER |  | 11/0.415 kV | 18/08/2008 |  | 0 | Pass | null
434821865 | TNB | DISTRIBUTION | KUALA SELANGOR | Existing | BKSL/PCE/J00814 | TAMAN RUI DEV | RMU 2S + 1F | RMU 2S + 1F |  |  | TAMAN RUI DEV | OUTDOOR (OD WITH SWTCHGEAR) |  | 11/0.415 kV | 19931107 |  | 0 | Pass | null
434822465 | TNB | DISTRIBUTION | KUALA SELANGOR | Existing | BKSL/PCE/J00498 | WATASEKO | RMU 2S + 1F | RMU 2S + 1F |  |  | WATASEKO | INDOOR SINGLE CHAMBER |  | 11/0.415 kV | 17/07/2008 |  | 0 | Pass | null
434823057 | TNB | DISTRIBUTION | KUALA SELANGOR | Existing | BKSL/PCE/J00497 | TMN SRI CAHAYA(C/S) | RMU 2S + 1F | RMU 2S + 1F |  |  | TMN SRI CAHAYA(C/S) | COMPACT SUBS |  | 11/0.415 kV | 26/06/2000 |  | 0 | Pass | null
434828200 | TNB | DISTRIBUTION | KUALA SELANGOR | Existing | BKSL/PCE/J00490 | TMN SENTOSA | RMU | RMU 2S + 1F |  |  | TMN SENTOSA | INDOOR SINGLE CHAMBER |  | 11/0.415 kV | 20091010 |  | 0 | Pass | null
434828798 | TNB | DISTRIBUTION | KUALA SELANGOR | Existing | BKSL/PCE/J00491 | PEKAN BATANG BEJUNTAI | RMU | RMU 2S + 1F |  |  | PEKAN BATANG BEJUNTAI | OUTDOOR (OD WITH SWTCHGEAR) |  | 11/0.415 kV | 27/11/2009 |  | 0 | Pass | null
434829396 | TNB | DISTRIBUTION | KUALA SELANGOR | Existing | BKSL/PCE/J00492 | BINTANG JELITA | RMU | RMU 2S + 1F |  |  | BINTANG JELITA | OUTDOOR (OD WITH SWTCHGEAR) |  | 11/0.415 kV | 20081012 |  | 0 | Pass | null
434830318 | TNB | DISTRIBUTION | KUALA SELANGOR | Existing | BKSL/PCE/J00496 | PKNS TAMAN SRI INDAH | RMU | RMU 2S + 1F |  |  | PKNS TAMAN SRI INDAH | INDOOR SINGLE CHAMBER |  | 11/0.415 kV | 20/05/2007 |  | 0 | Pass | null
434830917 | TNB | DISTRIBUTION | KUALA SELANGOR | Existing | BKSL/PCE/J00506 | SSU PKPS | RMU | RMU 3S+1F |  |  | SSU PKPS | OUTDOOR (OD WITH SWTCHGEAR) |  | 11/0.415 kV | 19/04/2008 |  | 0 | Pass | null
434831567 | TNB | DISTRIBUTION | KUALA SELANGOR | Existing | BKSL/PCE/J00507 | PUSAT PENYEMBELIHAN PKPS | RMU | RMU 2S + 1F |  |  | PUSAT PENYEMBELIHAN PKPS | INDOOR SINGLE CHAMBER |  | 11/0.415 kV | 28/06/2009 |  | 0 | Pass | null
434834406 | TNB | DISTRIBUTION | KUALA SELANGOR | Existing | BKSL/PCE/J00652 | TAMAN NILAM NO 2 | CB 3S | CB + 1 TX |  |  | TAMAN NILAM NO 2 | INDOOR SINGLE CHAMBER |  | 11/0.415 kV | 19901110 |  | 0 | Pass | null
434845142 | TNB | DISTRIBUTION | KUALA SELANGOR | Existing | BKSL/PCE/J00495 | SM TEKNIK BATANG BERJUNTAI | RMU 2S + 1F | RMU 2S + 1F |  |  | SM TEKNIK BATANG BERJUNTAI | INDOOR SINGLE CHAMBER |  | 11/0.415 kV | 19/04/2009 |  | 0 | Pass | null
434845749 | TNB | DISTRIBUTION | KUALA SELANGOR | Existing | BKSL/PCE/J00494 | SK BATANG BERJUNTAI | RMU 2S + 1F | RMU 2S + 1F |  |  | SK BATANG BERJUNTAI | INDOOR SINGLE CHAMBER |  | 11/0.415 kV | 18/03/2008 |  | 0 | Pass | null
434846356 | TNB | DISTRIBUTION | KUALA SELANGOR | Existing | BKSL/PCE/J00568 | TMN PELANGI | RMU 2S + 1F | RMU 2S + 1F |  |  | TMN PELANGI | INDOOR SINGLE CHAMBER |  | 11/0.415 kV | 15/12/2011 |  | 0 | Pass | null
434846957 | TNB | DISTRIBUTION | KUALA SELANGOR | Existing | BKSL/PCE/J00035 | SG RAMBAI NO 1 | RMU 2S + 1F | RMU 2S + 1F |  |  | SG RAMBAI NO 1 | OUTDOOR (OD WITH SWTCHGEAR) |  | 11/0.415 kV | 20/05/1988 |  | 0 | Pass | null
434847556 | TNB | DISTRIBUTION | KUALA SELANGOR | Existing | BKSL/PCE/J00133 | SW/STN SG RAMBAI ESTET | RMU 3S+1F | RMU 3S+1F |  |  | SW/STN SG RAMBAI ESTET | OUTDOOR (OD WITH SWTCHGEAR) |  | 11/0.415 kV | 28/06/1982 |  | 0 | Pass | null
434848235 | TNB | DISTRIBUTION | KUALA SELANGOR | Existing | BKSL/PCE/J00036 | SG RAMBAI NO 2 | RMU 2S + 1F | RMU 2S + 1F |  |  | SG RAMBAI NO 2 | OUTDOOR (OD WITH SWTCHGEAR) |  | 11/0.415 kV | 26/06/1997 |  | 0 | Pass | null
434848842 | TNB | DISTRIBUTION | KUALA SELANGOR | Existing | BKSL/PCE/J00136 | R/PAM AIR JPS KG ASAHAN | RMU 2S + 1F | RMU 2S + 1F |  |  | R/PAM AIR JPS KG ASAHAN | INDOOR SINGLE CHAMBER |  | 11/0.415 kV | 20/09/1992 |  | 0 | Pass | null
434854065 | TNB | DISTRIBUTION | KUALA SELANGOR | Existing | BKSL/PCE/J00744 | APRTMENT MELATI NO.2 PUNCAK ALAM | RMU | RMU 2S + 2F |  |  | APRTMENT MELATI NO.2 PUNCAK ALAM | INDOOR DOUBLE CHAMBER |  | 11/0.415 kV | 19/04/2006 |  | 0 | Pass | null
434855121 | TNB | DISTRIBUTION | KUALA SELANGOR | Existing | BKSL/PCE/J00743 | APRTMENT MELATI NO.1 PUNCAK ALAM | RMU | RMU 2S + 2F |  |  | APRTMENT MELATI NO.1 PUNCAK ALAM | INDOOR DOUBLE CHAMBER |  | 11/0.415 kV | 22/03/2006 |  | 0 | Pass | null
434856177 | TNB | DISTRIBUTION | KUALA SELANGOR | Existing | BKSL/PCE/J00746 | INDUSTRI ALAM JAYA NO.1 | RMU | RMU 2S + 1F |  |  | INDUSTRI ALAM JAYA NO.1 | INDOOR SINGLE CHAMBER |  | 11/0.415 kV | 20061107 |  | 0 | Pass | null
434856770 | TNB | DISTRIBUTION | KUALA SELANGOR | Existing | BKSL/PCE/J00748 | INDUSTRI ALAM JAYA NO.2 | RMU | RMU 2S + 1F |  |  | INDUSTRI ALAM JAYA NO.2 | INDOOR DOUBLE CHAMBER |  | 11/0.415 kV | 20/09/2006 |  | 0 | Pass | null
434857364 | TNB | DISTRIBUTION | KUALA SELANGOR | Existing | BKSL/PCE/J00818 | CK CHEONG SDN BHD | RMU | RMU 2S + 1F |  |  | CK CHEONG SDN BHD | ATTACHED SINGLE |  | 11/0.415 kV | 27/11/2012 |  | 0 | Pass | null
434859273 | TNB | DISTRIBUTION | KUALA SELANGOR | Existing | BKSL/PCE/J00413 | TMN DELIMA | RMU 2S + 1F | RMU 2S + 1F |  |  | TMN DELIMA | INDOOR SINGLE CHAMBER |  | 11/0.415 kV |  |  | 0 | Pass | null
434866511 | TNB | DISTRIBUTION | KUALA SELANGOR | Existing | BKSL/PCE/J00509 | STP UNISEL | RMU | RMU 3S+1F |  |  | STP UNISEL | OUTDOOR (OD WITH SWTCHGEAR) |  | 11/0.415 kV | 18/08/2007 |  | 0 | Pass | null
434867161 | TNB | DISTRIBUTION | KUALA SELANGOR | Existing | BKSL/PCE/J00508 | RUMAH KAKITANGAN UNISEL | RMU | RMU 2S + 1F |  |  | RUMAH KAKITANGAN UNISEL | INDOOR SINGLE CHAMBER |  | 11/0.415 kV | 20071107 |  | 0 | Pass | null
434867753 | TNB | DISTRIBUTION | KUALA SELANGOR | Existing | BKSL/PCE/J00510 | ASRAMA PUTERI UNISEL | RMU | RMU 2S + 2F |  |  | ASRAMA PUTERI UNISEL | INDOOR DOUBLE CHAMBER |  | 11/0.415 kV | 20/09/2006 |  | 0 | Pass | null
434868820 | TNB | DISTRIBUTION | KUALA SELANGOR | Existing | BKSL/PCE/J00512 | SSU UNISEL | RMU | RMU 3S |  |  | SSU UNISEL | INDOOR SINGLE CHAMBER |  | 11/0.415 kV | 27/11/2008 |  | 0 | Pass | null
434869006 | TNB | DISTRIBUTION | KUALA SELANGOR | Existing | BKSL/PCE/J00511 | ASRAMA PUTERA UNISEL | RMU | RMU 2S + 2F |  |  | ASRAMA PUTERA UNISEL | INDOOR DOUBLE CHAMBER |  | 11/0.415 kV | 20071010 |  | 0 | Pass | null
434870073 | TNB | DISTRIBUTION | KUALA SELANGOR | Existing | BKSL/PCE/J00505 | SIME INAX | RMU 2S + 1F | RMU 2S + 1F |  |  | SIME INAX | INDOOR SINGLE CHAMBER |  | 11/0.415 kV | 22/03/2009 |  | 0 | Pass | null
434884831 | TNB | DISTRIBUTION | KUALA SELANGOR | Existing | BKSL/PCE/J00696 | KOTA PUTERI NO.5 JLN KP 5/13 | RMU | RMU 2S + 1F |  |  | KOTA PUTERI NO.5 JLN KP 5/13 | INDOOR DOUBLE CHAMBER |  | 11/0.415 kV | 19/02/2006 |  | 0 | Pass | null
434885423 | TNB | DISTRIBUTION | KUALA SELANGOR | Existing | BKSL/PCE/J00694 | JLN KOTA PUTERI 5/14B | RMU | RMU 2S + 1F |  |  | JLN KOTA PUTERI 5/14B | INDOOR DOUBLE CHAMBER |  | 11/0.415 kV | 14/11/2006 |  | 0 | Pass | null
434886015 | TNB | DISTRIBUTION | KUALA SELANGOR | Existing | BKSL/PCE/J00695 | KOTA PUTERI PERSIARAN BT ARANG NO.4 | RMU 2S + 1F | RMU 2S + 1F |  |  | KOTA PUTERI PERSIARAN BT ARANG NO.4 | INDOOR DOUBLE CHAMBER |  | 11/0.415 kV | 15/12/2006 |  | 0 | Pass | null
434892308 | TNB | DISTRIBUTION | KUALA SELANGOR | Existing | BKSL/PCE/J00749 | GUPPY PLASTIC ALAM JAYA | RMU | RMU 2S + 1F |  |  | GUPPY PLASTIC ALAM JAYA | ATTACHED SINGLE |  | 11/0.415 kV | 20061010 |  | 0 | Pass | null
434892900 | TNB | DISTRIBUTION | KUALA SELANGOR | Existing | BKSL/PCE/J00750 | PADAT MULTI GUNA TMN ALAM JAYA 2/1 | RMU | RMU 2S + 1F |  |  | PADAT MULTI GUNA TMN ALAM JAYA 2/1 | COMPACT SUBS |  | 11/0.415 kV | 27/11/2006 |  | 0 | Pass | null
434893581 | TNB | DISTRIBUTION | KUALA SELANGOR | Existing | BKSL/PCE/J00751 | GUPPY PLASTIC NO.2 ALAM JAYA | RMU | RMU 2S + 1F |  |  | GUPPY PLASTIC NO.2 ALAM JAYA | ATTACHED SINGLE |  | 11/0.415 kV | 20061012 |  | 0 | Pass | null
434894173 | TNB | DISTRIBUTION | KUALA SELANGOR | Existing | BKSL/PCE/J00752 | GUPPY PLASTIC NO.3 ALAM JAYA | RMU | RMU 2S + 1F |  |  | GUPPY PLASTIC NO.3 ALAM JAYA | ATTACHED SINGLE |  | 11/0.415 kV | 14/02/2006 |  | 0 | Pass | null
434894948 | TNB | DISTRIBUTION | KUALA SELANGOR | Existing | BKSL/PCE/J00870 | HLCT LAND TIAJ 2/1 | RMU | RMU 3S+1F |  |  | HLCT LAND TIAJ 2/1 | INDOOR SINGLE CHAMBER |  | 11/0.415 kV |  |  | 0 | Pass | null
434895598 | TNB | DISTRIBUTION | KUALA SELANGOR | Existing | BKSL/PCE/J00753 | PLANTFIELD NO.1 | RMU | RMU 2S + 2F |  |  | PLANTFIELD NO.1 | INDOOR DOUBLE CHAMBER |  | 11/0.415 kV | 18/03/2006 |  | 0 | Pass | null
434897276 | TNB | DISTRIBUTION | KUALA SELANGOR | Existing | BKSL/PCE/J00033 | LDG SEL RIVER SIDE | RMU 2S + 1F | RMU 2S + 1F |  |  | LDG SEL RIVER SIDE | OUTDOOR (OD WITH SWTCHGEAR) |  | 11/0.415 kV | 18/03/1984 |  | 0 | Pass | null
434897877 | TNB | DISTRIBUTION | KUALA SELANGOR | Existing | BKSL/PCE/J00032 | PKNS KG KUANTAN | RMU 2S + 1F | RMU 2S + 1F |  |  | PKNS KG KUANTAN | INDOOR DOUBLE CHAMBER |  | 11/0.415 kV | 14/02/2002 |  | 0 | Pass | null
434898484 | TNB | DISTRIBUTION | KUALA SELANGOR | Existing | BKSL/PCE/J00484 | KG JAYA SETIA | RMU 7S + 1F | RMU 2X (2S + 1F) |  |  | KG JAYA SETIA | OUTDOOR (OD WITH SWTCHGEAR) |  | 11/0.415 kV | 19/04/2007 |  | 0 | Pass | null
434899845 | TNB | DISTRIBUTION | KUALA SELANGOR | Existing | BKSL/PCE/J00485 | JAYA SETIA A/T | RMU 2S + 1F | RMU 2S + 1F |  |  | JAYA SETIA A/T | PENCAWANG ATAS TIANG (PAT) |  | 11/0.415 kV | 28/06/2007 |  | 0 | Fail | Please check "Switchgear Configuration"
434900438 | TNB | DISTRIBUTION | KUALA SELANGOR | Existing | BKSL/PCE/J00407 | INDUSTRI BUKIT BADONG B | RMU 2S + 2F | RMU 2S + 2F |  |  | INDUSTRI BUKIT BADONG B | INDOOR SINGLE CHAMBER |  | 11/0.415 kV | 28/01/2016 |  | 0 | Pass | null
434900948 | TNB | DISTRIBUTION | KUALA SELANGOR | Existing | BKSL/PCE/J00754 | PLANTFIELD NO.2 | RMU | RMU 2S + 2F |  |  | PLANTFIELD NO.2 | INDOOR DOUBLE CHAMBER |  | 11/0.415 kV | 19/04/2006 |  | 0 | Pass | null
434902003 | TNB | DISTRIBUTION | KUALA SELANGOR | Existing | BKSL/PCE/J00795 | MULTIGUNA CONSTRUCTION & DEV JLN 2/6 AL | RMU | RMU 2S + 1F |  |  | MULTIGUNA CONSTRUCTION & DEV JLN 2/6 AL | INDOOR SINGLE CHAMBER |  | 11/0.415 kV | 20111010 |  | 0 | Pass | null
434902594 | TNB | DISTRIBUTION | KUALA SELANGOR | Existing | BKSL/PCE/J00869 | MACHMAR INDS NO.2 | RMU 2S + 1F | RMU 2S + 1F |  |  | MACHMAR INDS NO.2 | INDOOR SINGLE CHAMBER |  | 11/0.415 kV |  |  | 0 | Pass | null
434903186 | TNB | DISTRIBUTION | KUALA SELANGOR | Existing | BKSL/PCE/J00758 | MARKLON INDS | RMU | RMU 2S + 1F |  |  | MARKLON INDS | ATTACHED SINGLE |  | 11/0.415 kV | 17/07/2006 |  | 0 | Pass | null
434903778 | TNB | DISTRIBUTION | KUALA SELANGOR | Existing | BKSL/PCE/J00756 | MACHMAR INDS | RMU | RMU 2S + 1F |  |  | MACHMAR INDS | ATTACHED SINGLE |  | 11/0.415 kV | 20/05/2006 |  | 0 | Pass | null
434904370 | TNB | DISTRIBUTION | KUALA SELANGOR | Existing | BKSL/PCE/J00719 | FASA 3A 2 PUNCAK ALAM | RMU | RMU 2S + 2F |  |  | FASA 3A 2 PUNCAK ALAM | INDOOR DOUBLE CHAMBER |  | 11/0.415 kV | 14/11/2006 |  | 0 | Pass | null
434905017 | TNB | DISTRIBUTION | KUALA SELANGOR | Existing | BKSL/PCE/J00464 | TECHNOPARK NO 1 | CB | CB + 2 TX |  |  | TECHNOPARK NO 1 | INDOOR DOUBLE CHAMBER |  | 11/0.415 kV | 28/06/2006 |  | 0 | Pass | null
434907358 | TNB | DISTRIBUTION | KUALA SELANGOR | Existing | BKSL/PCE/J00466 | TECHNOPARK NO 3 | RMU | RMU 2S + 2F |  |  | TECHNOPARK NO 3 | INDOOR DOUBLE CHAMBER |  | 11/0.415 kV | 18/08/2008 |  | 0 | Pass | null
434908413 | TNB | DISTRIBUTION | KUALA SELANGOR | Existing | BKSL/PCE/J00467 | TECHNOPARK NO 4 | RMU | RMU 2S + 2F |  |  | TECHNOPARK NO 4 | INDOOR DOUBLE CHAMBER |  | 11/0.415 kV | 20/09/2008 |  | 0 | Pass | null
434909203 | TNB | DISTRIBUTION | KUALA SELANGOR | Existing | BKSL/PCE/J00543 | TMN BENDAHARA NO 2 | RMU 2S + 1F | RMU 2S + 1F |  |  | TMN BENDAHARA NO 2 | INDOOR DOUBLE CHAMBER |  | 11/0.415 kV | 22/09/2009 |  | 0 | Pass | null
434909809 | TNB | DISTRIBUTION | KUALA SELANGOR | Existing | BKSL/PCE/J00012 | TMN BENDAHARA NO 1 | RMU 2S + 2F | RMU 2S + 2F |  |  | TMN BENDAHARA NO 1 | INDOOR DOUBLE CHAMBER |  | 11/0.415 kV | 18/03/2000 |  | 0 | Pass | null
434910885 | TNB | DISTRIBUTION | KUALA SELANGOR | Existing | BKSL/PCE/J00001 | TMN PENGGAWA | RMU 2S + 1F | RMU 2S + 1F |  |  | TMN PENGGAWA | COMPACT SUBS |  | 11/0.415 kV | 19/02/1980 |  | 0 | Pass | null
434911485 | TNB | DISTRIBUTION | KUALA SELANGOR | Existing | BKSL/PCE/J00003 | TLK PIAH | RMU 3S + 1F | RMU 2S + 2F |  |  | TLK PIAH | OUTDOOR (OD WITH SWTCHGEAR) |  | 11/0.415 kV | 19/04/1999 |  | 0 | Pass | null
434912855 | TNB | DISTRIBUTION | KUALA SELANGOR | Existing | BKSL/PCE/J00004 | BDR MELAWATI (C) | RMU 2S + 1F | RMU 2S + 1F |  |  | BDR MELAWATI (C) | COMPACT SUBS |  | 11/0.415 kV | 28/06/1999 |  | 0 | Pass | null
434913762 | TNB | DISTRIBUTION | KUALA SELANGOR | Existing | BKSL/PCE/J00468 | PKNS RANTAU PANJANG | RMU 2S + 1F | RMU 2S + 1F |  |  | PKNS RANTAU PANJANG | INDOOR SINGLE CHAMBER |  | 11/0.415 kV | 20061010 |  | 0 | Pass | null
434914354 | TNB | DISTRIBUTION | KUALA SELANGOR | Existing | BKSL/PCE/J00561 | SYABAS RANTAU PANJANG | RMU 3S | RMU 3S |  |  | SYABAS RANTAU PANJANG | INDOOR SINGLE CHAMBER |  | 11/0.415 kV | 20/05/2007 |  | 0 | Pass | null
434914540 | TNB | DISTRIBUTION | KUALA SELANGOR | Existing | BKSL/PCE/J00516 | BERJUNTAI BESTARI NO 2 | RMU | RMU 2S + 1F |  |  | BERJUNTAI BESTARI NO 2 | OUTDOOR (OD WITH SWTCHGEAR) |  | 11/0.415 kV | 19/04/2008 |  | 0 | Pass | null
434915138 | TNB | DISTRIBUTION | KUALA SELANGOR | Existing | BKSL/PCE/J00515 | BERJUNTAI BESTARI NO 1 | RMU | RMU 2S + 1F |  |  | BERJUNTAI BESTARI NO 1 | OUTDOOR (OD WITH SWTCHGEAR) |  | 11/0.415 kV | 18/03/2008 |  | 0 | Pass | null
434915730 | TNB | DISTRIBUTION | KUALA SELANGOR | Existing | BKSL/PCE/J00514 | ANGGERIK LAKSAMANA | RMU | RMU 2S + 1F |  |  | ANGGERIK LAKSAMANA | INDOOR SINGLE CHAMBER |  | 11/0.415 kV | 14/02/2008 |  | 0 | Pass | null
434916322 | TNB | DISTRIBUTION | KUALA SELANGOR | Existing | BKSL/PCE/J00513 | SEGINIAGA | RMU | RMU 3S |  |  | SEGINIAGA | INDOOR SINGLE CHAMBER |  | 11/0.415 kV | 20081012 |  | 0 | Pass | null
434916508 | TNB | DISTRIBUTION | KUALA SELANGOR | Existing | BKSL/PCE/J00577 | TMN ILMU BISTARI | RMU | RMU 2S + 1F |  |  | TMN ILMU BISTARI | INDOOR SINGLE CHAMBER |  | 11/0.415 kV | 27/11/2008 |  | 0 | Pass | null
434922131 | TNB | DISTRIBUTION | KUALA SELANGOR | Existing | BKSL/PCE/J00005 | PEJABAT DAERAH | RMU 2S + 1F | RMU 2S + 1F |  |  | PEJABAT DAERAH | INDOOR SINGLE CHAMBER |  | 11/0.415 kV | 19901107 |  | 0 | Pass | null
434922731 | TNB | DISTRIBUTION | KUALA SELANGOR | Existing | BKSL/PCE/J00591 | KOMPLEKS PEJABAT BARAT LAUT | RMU 2S + 1F | RMU 2S + 1F |  |  | KOMPLEKS PEJABAT BARAT LAUT | ATTACHED SINGLE |  | 11/0.415 kV | 22/03/2011 |  | 0 | Pass | null
434923330 | TNB | DISTRIBUTION | KUALA SELANGOR | Existing | BKSL/PCE/J00006 | JLN KLINIK | RMU 3S + 1F | RMU 2S + 2F |  |  | JLN KLINIK | INDOOR DOUBLE CHAMBER |  | 11/0.415 kV | 18/08/1985 |  | 0 | Pass | null
434924404 | TNB | DISTRIBUTION | KUALA SELANGOR | Existing | BKSL/PCE/J00544 | BAZAR PEKAN K/SELANGOR | RMU 2S + 2F | RMU 2S + 2F |  |  | BAZAR PEKAN K/SELANGOR | INDOOR DOUBLE CHAMBER |  | 11/0.415 kV | 20071110 |  | 0 | Pass | null
434925480 | TNB | DISTRIBUTION | KUALA SELANGOR | Existing | BKSL/PCE/J00043 | PANGSAPURI KSL | RMU 2S + 1F | RMU 2S + 1F |  |  | PANGSAPURI KSL | INDOOR SINGLE CHAMBER |  | 11/0.415 kV | 15/12/2000 |  | 0 | Pass | null
434926080 | TNB | DISTRIBUTION | KUALA SELANGOR | Existing | BKSL/PCE/J00007 | VIP KSL | RMU 2S + 1F | RMU 2S + 1F |  |  | VIP KSL | OUTDOOR (OD WITH SWTCHGEAR) |  | 11/0.415 kV | 20/09/1992 |  | 0 | Pass | null
434927276 | TNB | DISTRIBUTION | KUALA SELANGOR | Existing | BKSL/PCE/J00406 | INDUSTRI BUKIT BADONG A | RMU 2S + 2F | RMU 2S + 2F |  |  | INDUSTRI BUKIT BADONG A | INDOOR SINGLE CHAMBER |  | 11/0.415 kV | 28/01/2016 |  | 0 | Pass | null
434928330 | TNB | DISTRIBUTION | KUALA SELANGOR | Existing | BKSL/PCE/J00633 | TAMAN HARMONI | RMU 3S+1F | RMU 3S+1F |  |  | TAMAN HARMONI | INDOOR SINGLE CHAMBER |  | 11/0.415 kV | 19/02/2004 |  | 0 | Pass | null
434929010 | TNB | DISTRIBUTION | KUALA SELANGOR | Existing | BKSL/PCE/J00634 | RUMAH KEDAI IJOK | RMU 2S + 1F | RMU 2S + 1F |  |  | RUMAH KEDAI IJOK | INDOOR SINGLE CHAMBER |  | 11/0.415 kV | 22/03/2004 |  | 0 | Pass | null
434929612 | TNB | DISTRIBUTION | KUALA SELANGOR | Existing | BKSL/PCE/J00848 | TAMAN DAMAI IJOK | RMU 2S + 1F | RMU 2S + 1F |  |  | TAMAN DAMAI IJOK | COMPACT SUBS |  | 11/0.415 kV |  |  | 0 | Pass | null
434930204 | TNB | DISTRIBUTION | KUALA SELANGOR | Existing | BKSL/PCE/J00684 | PADAT JLN BKT ROBINSON | RMU 2S + 1F | RMU 2S + 1F |  |  | PADAT JLN BKT ROBINSON | COMPACT SUBS |  | 11/0.415 kV | 20061012 |  | 0 | Pass | null
434935268 | TNB | DISTRIBUTION | KUALA SELANGOR | Existing | BKSL/PCE/J00008 | TG KERAMAT | RMU 2S + 1F | RMU 2S + 1F |  |  | TG KERAMAT | OUTDOOR (OD WITH SWTCHGEAR) |  | 11/0.415 kV | 19951010 |  | 0 | Pass | null
434936162 | TNB | DISTRIBUTION | KUALA SELANGOR | Existing | BKSL/PCE/J00810 | SRJK AIK THEE | RMU 2S + 1F | RMU 2S + 1F |  |  | SRJK AIK THEE | COMPACT SUBS |  | 11/0.415 kV | 19/02/2011 |  | 0 | Pass | null
434936762 | TNB | DISTRIBUTION | KUALA SELANGOR | Existing | BKSL/PCE/J00010 | HOTEL D'PALMA | RMU 2S + 1F | RMU 2S + 1F |  |  | HOTEL D'PALMA | ATTACHED SINGLE |  | 11/0.415 kV | 19961012 |  | 0 | Pass | null
434937366 | TNB | DISTRIBUTION | KUALA SELANGOR | Existing | BKSL/PCE/J00556 | DEWAN BANQUIT D-PALMA | RMU 2S + 1F | RMU 2S + 1F |  |  | DEWAN BANQUIT D-PALMA | ATTACHED SINGLE |  | 11/0.415 kV | 27/11/2009 |  | 0 | Pass | null
434938151 | TNB | DISTRIBUTION | KUALA SELANGOR | Existing | BKSL/PCE/J00013 | PEKAN KSL (TNB) | RMU 2S + 1F | RMU 2S + 1F |  |  | PEKAN KSL (TNB) | OUTDOOR (OD WITH SWTCHGEAR) |  | 11/0.415 kV | 19/04/1980 |  | 0 | Pass | null
434938743 | TNB | DISTRIBUTION | KUALA SELANGOR | Existing | BKSL/PCE/J00011 | KAKI BKT MELAWATI | RMU 3S+1F | RMU 3S+1F |  |  | KAKI BKT MELAWATI | OUTDOOR (OD WITH SWTCHGEAR) |  | 11/0.415 kV | 14/02/1980 |  | 0 | Pass | null
434941247 | TNB | DISTRIBUTION | KUALA SELANGOR | Existing | BKSL/PCE/J00829 | GOLDPAGE NO.2 | RMU 2S + 2F | RMU 2S + 2F |  |  | GOLDPAGE NO.2 | ATTACHED DOUBLE |  | 11/0.415 kV | 13/09/2013 |  | 0 | Pass | null
434942305 | TNB | DISTRIBUTION | KUALA SELANGOR | Existing | BKSL/PCE/J00789 | GOLDPAGE NO.1 | RMU | RMU 2S + 1F |  |  | GOLDPAGE NO.1 | ATTACHED SINGLE |  | 11/0.415 kV | 19/04/2006 |  | 0 | Pass | null
434943541 | TNB | DISTRIBUTION | KUALA SELANGOR | Existing | BKSL/PCE/J00286 | BANJARAYA (C) | RMU 2S + 1F | RMU 2S + 1F |  |  | BANJARAYA (C) | COMPACT SUBS |  | 11/0.415 kV | 20031107 |  | 0 | Pass | null
434948539 | TNB | DISTRIBUTION | KUALA SELANGOR | Existing | BKSL/PCE/J00683 | LEE LEE KONG | RMU 2S + 1F | RMU 2S + 1F |  |  | LEE LEE KONG | INDOOR SINGLE CHAMBER |  | 11/0.415 kV | 27/11/2006 |  | 0 | Pass | null
434949146 | TNB | DISTRIBUTION | KUALA SELANGOR | Existing | BKSL/PCE/J00682 | TMN IJOK UTAMA | RMU 2S + 2F | RMU 2S + 2F |  |  | TMN IJOK UTAMA | INDOOR DOUBLE CHAMBER |  | 11/0.415 kV | 20061010 |  | 0 | Pass | null
434951360 | TNB | DISTRIBUTION | KUALA SELANGOR | Existing | BKSL/PCE/J00825 | TAMAN SEJATI JALAN 9 | RMU 3S+2F | RMU 3S+2F |  |  | TAMAN SEJATI JALAN 9 | INDOOR SINGLE CHAMBER |  | 11/0.415 kV | 20131206 |  | 0 | Pass | null
434961246 | TNB | DISTRIBUTION | KUALA SELANGOR | Existing | BKSL/PCE/J00720 | APRT NO.4 PUNCAK ALAM | RMU | RMU 2S + 2F |  |  | APRT NO.4 PUNCAK ALAM | INDOOR DOUBLE CHAMBER |  | 11/0.415 kV | 15/12/2006 |  | 0 | Pass | null
434962304 | TNB | DISTRIBUTION | KUALA SELANGOR | Existing | BKSL/PCE/J00721 | APRT NO.3 PUNCAK ALAM | RMU | RMU 2S + 2F |  |  | APRT NO.3 PUNCAK ALAM | INDOOR DOUBLE CHAMBER |  | 11/0.415 kV | 19/02/2006 |  | 0 | Pass | null
434963360 | TNB | DISTRIBUTION | KUALA SELANGOR | Existing | BKSL/PCE/J00722 | APRT NO.2 PUNCAK ALAM | RMU | RMU 2S + 2F |  |  | APRT NO.2 PUNCAK ALAM | INDOOR DOUBLE CHAMBER |  | 11/0.415 kV | 22/03/2006 |  | 0 | Pass | null
434964414 | TNB | DISTRIBUTION | KUALA SELANGOR | Existing | BKSL/PCE/J00723 | APRT NO.1 PUNCAK ALAM | RMU | RMU 2S + 2F |  |  | APRT NO.1 PUNCAK ALAM | INDOOR DOUBLE CHAMBER |  | 11/0.415 kV | 19/04/2006 |  | 0 | Pass | null
434965568 | TNB | DISTRIBUTION | KUALA SELANGOR | Existing | BKSL/PCE/J00831 | AMAN SURIA | RMU | RMU 2S + 1F |  |  | AMAN SURIA | INDOOR SINGLE CHAMBER |  | 11/0.415 kV |  |  | 0 | Pass | null
434967009 | TNB | DISTRIBUTION | KUALA SELANGOR | Existing | BKSL/PCE/J00465 | TECHNOPARK NO 2 | RMU | RMU 2S + 2F |  |  | TECHNOPARK NO 2 | INDOOR DOUBLE CHAMBER |  | 11/0.415 kV | 20071107 |  | 0 | Pass | null
434968466 | TNB | DISTRIBUTION | KUALA SELANGOR | Existing | BKSL/PCE/J00502 | SPECIAL MADE IRON &STEEL | CB 6S+1BS | SSU 11kV Single Bus (BS) |  |  | SPECIAL MADE IRON &STEEL | INDOOR SINGLE CHAMBER |  | 11/0.415 kV | 14/11/2007 |  | 0 | Pass | null
434978239 | TNB | DISTRIBUTION | KUALA SELANGOR | Existing | BKSL/PCE/J00389 | TMN IJOK UTAMA NO 2 | RMU 2S + 2F | RMU 2S + 2F |  |  | TMN IJOK UTAMA NO 2 | INDOOR SINGLE CHAMBER |  | 11/0.415 kV |  |  | 0 | Pass | null
434979313 | TNB | DISTRIBUTION | KUALA SELANGOR | Existing | BKSL/PCE/J00680 | TMN SRI IJOK | RMU 2S + 1F | RMU 2S + 1F |  |  | TMN SRI IJOK | INDOOR SINGLE CHAMBER |  | 11/0.415 kV | 18/08/2006 |  | 0 | Pass | null
434979914 | TNB | DISTRIBUTION | KUALA SELANGOR | Existing | BKSL/PCE/J00679 | TMN KOPERASI BENA IJOK | RMU 2S + 1F | RMU 2S + 1F |  |  | TMN KOPERASI BENA IJOK | INDOOR SINGLE CHAMBER |  | 11/0.415 kV | 20061107 |  | 0 | Pass | null
434980522 | TNB | DISTRIBUTION | KUALA SELANGOR | Existing | BKSL/PCE/J00678 | PADAT BT. 8 IJOK | RMU 2S + 1F | RMU 2S + 1F |  |  | PADAT BT. 8 IJOK | COMPACT SUBS |  | 11/0.415 kV | 28/06/2006 |  | 0 | Pass | null
434981216 | TNB | DISTRIBUTION | KUALA SELANGOR | Existing | BKSL/PCE/J00677 | KG BKT BADONG NO 2 A/T | RMU 2S + 1F | RMU 2S + 1F |  |  | KG BKT BADONG NO 2 A/T | OUTDOOR (OD WITH SWTCHGEAR) |  | 11/0.415 kV | 19/04/2006 |  | 0 | Pass | null
434981817 | TNB | DISTRIBUTION | KUALA SELANGOR | Existing | BKSL/PCE/J00676 | KG BKT BADONG NO 1 A/T | RMU 2S + 1F | RMU 2S + 1F |  |  | KG BKT BADONG NO 1 A/T | OUTDOOR (OD WITH SWTCHGEAR) |  | 11/0.415 kV | 22/03/2006 |  | 0 | Pass | null
434982646 | TNB | DISTRIBUTION | KUALA SELANGOR | Existing | BKSL/PCE/J00725 | JUWITA FASA 3 C NO 2 | RMU | RMU 2S + 2F |  |  | JUWITA FASA 3 C NO 2 | INDOOR DOUBLE CHAMBER |  | 11/0.415 kV | 20061107 |  | 0 | Pass | null
434983702 | TNB | DISTRIBUTION | KUALA SELANGOR | Existing | BKSL/PCE/J00727 | SEK KEB P/ALAM 3 | RMU | RMU 2S + 1F |  |  | SEK KEB P/ALAM 3 | INDOOR SINGLE CHAMBER |  | 11/0.415 kV | 20/09/2006 |  | 0 | Pass | null
434984294 | TNB | DISTRIBUTION | KUALA SELANGOR | Existing | BKSL/PCE/J00728 | RMH PAM AIR JBA PH3 PUNCAK ALAM | RMU | RMU 2S + 1F |  |  | RMH PAM AIR JBA PH3 PUNCAK ALAM | COMPACT SUBS |  | 11/0.415 kV | 20061010 |  | 0 | Pass | null
434984887 | TNB | DISTRIBUTION | KUALA SELANGOR | Existing | BKSL/PCE/J00745 | APRTMENT MELOR NO.1 PUNCAK ALAM | RMU 2S + 2F | RMU 2S + 2F |  |  | APRTMENT MELOR NO.1 PUNCAK ALAM | INDOOR DOUBLE CHAMBER |  | 11/0.415 kV | 28/06/2006 |  | 0 | Pass | null
434985943 | TNB | DISTRIBUTION | KUALA SELANGOR | Existing | BKSL/PCE/J00717 | STP 1 PHASE 1 PUNCAK ALAM | RMU 3S+1F | RMU 3S+1F |  |  | STP 1 PHASE 1 PUNCAK ALAM | INDOOR DOUBLE CHAMBER |  | 11 kV | 22/09/2006 |  | 0 | Pass | null
434986712 | TNB | DISTRIBUTION | KUALA SELANGOR | Existing | BKSL/PCE/J00675 | KG BKT BADONG | RMU 3S+2F | RMU 3S+2F |  |  | KG BKT BADONG | OUTDOOR (OD WITH SWTCHGEAR) |  | 11/0.415 kV | 19/02/2006 |  | 0 | Pass | null
434988492 | TNB | DISTRIBUTION | KUALA SELANGOR | Existing | BKSL/PCE/J00673 | ISITO | CB + 1 TX | CB + 1 TX |  |  | ISITO | ATTACHED SINGLE |  | 11/0.415 kV | 14/11/2006 |  | 0 | Pass | null
434989322 | TNB | DISTRIBUTION | KUALA SELANGOR | Existing | BKSL/PCE/J00598 | IBU SAWAT TELEKOM IJOK | RMU 2S + 1F | RMU 2S + 1F |  |  | IBU SAWAT TELEKOM IJOK | OUTDOOR (OD WITH SWTCHGEAR) |  | 11/0.415 kV | 27/11/2011 |  | 0 | Pass | null
434995221 | TNB | DISTRIBUTION | KUALA SELANGOR | Existing | BKSL/PCE/J00009 | PEJABAT HAIWAN | RMU 2S + 1F | RMU 2S + 1F |  |  | PEJABAT HAIWAN | INDOOR SINGLE CHAMBER |  | 11/0.415 kV | 27/11/2002 |  | 0 | Pass | null
434995820 | TNB | DISTRIBUTION | KUALA SELANGOR | Existing | BKSL/PCE/J00125 | OCEAN LAND NO.1 | CB | CB |  |  | OCEAN LAND NO.1 | INDOOR SINGLE CHAMBER |  | 11/0.415 kV | 18/08/2002 |  | 0 | Pass | null
434996184 | TNB | DISTRIBUTION | KUALA SELANGOR | Existing | BKSL/PCE/J00546 | OCEAN LAND NO 2 | RMU | RMU 2S + 1F |  |  | OCEAN LAND NO 2 | INDOOR SINGLE CHAMBER |  | 11/0.415 kV | 14/11/2006 |  | 0 | Pass | null
434996776 | TNB | DISTRIBUTION | KUALA SELANGOR | Existing | BKSL/PCE/J00338 | QTRS MDKS K.SEL | RMU | RMU 3S+1F |  |  | QTRS MDKS K.SEL | INDOOR SINGLE CHAMBER |  | 11/0.415 kV | 18/08/2003 |  | 0 | Pass | null
434997432 | TNB | DISTRIBUTION | KUALA SELANGOR | Existing | BKSL/PCE/J00519 | K/UDANG API-API NO 3 | RMU | RMU 2S + 1F |  |  | K/UDANG API-API NO 3 | INDOOR SINGLE CHAMBER |  | 11/0.415 kV | 17/07/2009 |  | 0 | Pass | null
434998030 | TNB | DISTRIBUTION | KUALA SELANGOR | Existing | BKSL/PCE/J00521 | K/UDANG API-API NO 4 | RMU | RMU 2S + 1F |  |  | K/UDANG API-API NO 4 | INDOOR SINGLE CHAMBER |  | 11/0.415 kV | 22/09/2008 |  | 0 | Pass | null
434998622 | TNB | DISTRIBUTION | KUALA SELANGOR | Existing | BKSL/PCE/J00135 | K/UDANG API-API NO 2 | RMU | RMU 2S + 1F |  |  | K/UDANG API-API NO 2 | INDOOR SINGLE CHAMBER |  | 11/0.415 kV | 18/08/1987 |  | 0 | Pass | null
434999214 | TNB | DISTRIBUTION | KUALA SELANGOR | Existing | BKSL/PCE/J00522 | K/UDANG API-API NO 5 | RMU | RMU 2S + 1F |  |  | K/UDANG API-API NO 5 | INDOOR SINGLE CHAMBER |  | 11/0.415 kV | 20071110 |  | 0 | Pass | null
434999476 | TNB | DISTRIBUTION | KUALA SELANGOR | Existing | BKSL/PCE/J00698 | SEKSYEN 3 PHASE 1B PUNCAK ALAM | RMU | RMU 2S + 2F |  |  | SEKSYEN 3 PHASE 1B PUNCAK ALAM | INDOOR DOUBLE CHAMBER |  |  | 19/04/2006 |  | 0 | Pass | null
435000532 | TNB | DISTRIBUTION | KUALA SELANGOR | Existing | BKSL/PCE/J00700 | STP UITM | RMU | RMU 2S + 1F |  |  | STP UITM | INDOOR SINGLE CHAMBER |  |  | 20061107 |  | 0 | Pass | null
435001124 | TNB | DISTRIBUTION | KUALA SELANGOR | Existing | BKSL/PCE/J00701 | UITM 1 | RMU | RMU 2S + 1F |  |  | UITM 1 | INDOOR SINGLE CHAMBER |  |  | 20071107 |  | 0 | Pass | null
435001717 | TNB | DISTRIBUTION | KUALA SELANGOR | Existing | BKSL/PCE/J00739 | SHAH ALAM 2 NO.5B 7 | CB 8S + 1F | SSU 11kV Single Bus (Cable Tie) |  |  | SHAH ALAM 2 NO.5B 7 | INDOOR DOUBLE CHAMBER |  | 11/0.415 kV | 20061110 |  | 0 | Pass | null
435003697 | TNB | DISTRIBUTION | KUALA SELANGOR | Existing | BKSL/PCE/J00809 | PPAJ NO.4 | RMU 2X (2S + 1F) | RMU 2X (2S + 1F) |  |  | PPAJ NO.4 | INDOOR DOUBLE CHAMBER |  | 11/0.415 kV | 15/12/2009 |  | 0 | Pass | null
435005009 | TNB | DISTRIBUTION | KUALA SELANGOR | Existing | BKSL/PCE/J00805 | PPAJ NO.3 | RMU 2S + 1F | RMU 2S + 1F |  |  | PPAJ NO.3 | INDOOR SINGLE CHAMBER |  | 11/0.415 kV | 18/08/2006 |  | 0 | Pass | null
435005644 | TNB | DISTRIBUTION | KUALA SELANGOR | Existing | BKSL/PCE/J00804 | PPAJ NO.6 | RMU | RMU 2S + 1F |  |  | PPAJ NO.6 | ATTACHED DOUBLE |  | 11/0.415 kV | 17/07/2003 |  | 0 | Pass | null
435006301 | TNB | DISTRIBUTION | KUALA SELANGOR | Existing | BKSL/PCE/J00747 | PADAT BAN GUAT HUAT TAJ JLN 2/6 | RMU 2S + 1F | RMU 2S + 1F |  |  | PADAT BAN GUAT HUAT TAJ JLN 2/6 | INDOOR SINGLE CHAMBER |  | 11/0.415 kV | 18/08/2006 |  | 0 | Pass | null
435007071 | TNB | DISTRIBUTION | KUALA SELANGOR | Existing | BKSL/PCE/J00769 | RUMAH PANGSA INDUSTRI ALAM JAYA NO.9 | RMU 2S + 2F | RMU 2S + 2F |  |  | RUMAH PANGSA INDUSTRI ALAM JAYA NO.9 | INDOOR DOUBLE CHAMBER |  | 11/0.415 kV | 18/08/2006 |  | 0 | Pass | null
435008393 | TNB | DISTRIBUTION | KUALA SELANGOR | Existing | BKSL/PCE/J00523 | K/UDANG API-API NO 6 | RMU | RMU 2S + 1F |  |  | K/UDANG API-API NO 6 | INDOOR SINGLE CHAMBER |  | 11/0.415 kV | 14/11/2007 |  | 0 | Pass | null
435008985 | TNB | DISTRIBUTION | KUALA SELANGOR | Existing | BKSL/PCE/J00524 | K/UDANG API-API NO 7 | RMU | RMU 2S + 1F |  |  | K/UDANG API-API NO 7 | INDOOR SINGLE CHAMBER |  | 11/0.415 kV | 15/12/2007 |  | 0 | Pass | null
435009577 | TNB | DISTRIBUTION | KUALA SELANGOR | Existing | BKSL/PCE/J00525 | K/UDANG API-API NO 8 | RMU | RMU 2S + 1F |  |  | K/UDANG API-API NO 8 | INDOOR SINGLE CHAMBER |  | 11/0.415 kV | 19/02/2007 |  | 0 | Pass | null
435010169 | TNB | DISTRIBUTION | KUALA SELANGOR | Existing | BKSL/PCE/J00526 | K/UDANG API-API NO 9 | RMU | RMU 2S + 1F |  |  | K/UDANG API-API NO 9 | INDOOR SINGLE CHAMBER |  | 11/0.415 kV | 22/03/2006 |  | 0 | Pass | null
435010761 | TNB | DISTRIBUTION | KUALA SELANGOR | Existing | BKSL/PCE/J00115 | TMN SENANGIN SG.BULOH | RMU | RMU 2S + 1F |  |  | TMN SENANGIN SG.BULOH | OUTDOOR (OD WITH SWTCHGEAR) |  | 11/0.415 kV | 20/09/2000 |  | 0 | Pass | null
435011359 | TNB | DISTRIBUTION | KUALA SELANGOR | Existing | BKSL/PCE/J00335 | EMINEM FARM | RMU | RMU 2S + 1F |  |  | EMINEM FARM | INDOOR SINGLE CHAMBER |  | 11/0.415 kV | 19/04/1991 |  | 0 | Pass | null
435011951 | TNB | DISTRIBUTION | KUALA SELANGOR | Existing | BKSL/PCE/J00830 | EXCEL GROWTECH | RMU | RMU 2S + 1F |  |  | EXCEL GROWTECH | INDOOR SINGLE CHAMBER |  | 11/0.415 kV | 13/11/2013 |  | 0 | Pass | null
435012347 | TNB | DISTRIBUTION | KUALA SELANGOR | Existing | BKSL/PCE/J00121 | BKT HIJAU NO 2 | RMU | RMU 3S+1F |  |  | BKT HIJAU NO 2 | OUTDOOR (OD WITH SWTCHGEAR) |  | 11/0.415 kV | 19/04/1981 |  | 0 | Pass | null
435012998 | TNB | DISTRIBUTION | KUALA SELANGOR | Existing | BKSL/PCE/J00120 | BKT HIJAU NO 1 | RMU | RMU 2S + 1F |  |  | BKT HIJAU NO 1 | OUTDOOR (OD WITH SWTCHGEAR) |  | 11/0.415 kV | 18/03/1992 |  | 0 | Pass | null
435013591 | TNB | DISTRIBUTION | KUALA SELANGOR | Existing | BKSL/PCE/J00119 | SW/STN BKT HIJAU | RMU | RMU 2S + 1F |  |  | SW/STN BKT HIJAU | OUTDOOR (OD WITH SWTCHGEAR) |  | 11/0.415 kV | 14/02/1987 |  | 0 | Pass | null
435014184 | TNB | DISTRIBUTION | KUALA SELANGOR | Existing | BKSL/PCE/J00118 | REZAB ZAZULI | RMU | RMU 2S + 1F |  |  | REZAB ZAZULI | OUTDOOR (OD WITH SWTCHGEAR) |  | 11/0.415 kV | 19931012 |  | 0 | Pass | null
435014780 | TNB | DISTRIBUTION | KUALA SELANGOR | Existing | BKSL/PCE/J00560 | REBAN AYAM BKT HIJAU | RMU | RMU 2S + 1F |  |  | REBAN AYAM BKT HIJAU | OUTDOOR (OD WITH SWTCHGEAR) |  | 11/0.415 kV | 19/04/2007 |  | 0 | Pass | null
435015375 | TNB | DISTRIBUTION | KUALA SELANGOR | Existing | BKSL/PCE/J00122 | SOUTHERN REALTY | RMU | RMU 2S + 1F |  |  | SOUTHERN REALTY | INDOOR SINGLE CHAMBER |  | 11/0.415 kV | 20/05/1984 |  | 0 | Pass | null
435015976 | TNB | DISTRIBUTION | KUALA SELANGOR | Existing | BKSL/PCE/J00123 | PT MAHANG NO 1 | RMU | RMU 2S + 1F |  |  | PT MAHANG NO 1 | OUTDOOR (OD WITH SWTCHGEAR) |  | 11/0.415 kV | 26/06/1966 |  | 0 | Pass | null
435029451 | TNB | DISTRIBUTION | KUALA SELANGOR | Existing | BKSL/PCE/J00130 | PKNS PT MAHANG (TMN DESA MAHANG) | RMU | RMU 2S + 1F |  |  | PKNS PT MAHANG (TMN DESA MAHANG) | COMPACT SUBS |  | 11/0.415 kV | 19/02/1990 |  | 0 | Pass | null
435031755 | TNB | DISTRIBUTION | KUALA SELANGOR | Existing | BKSL/PCE/J00740 | SHAH ALAM 2 NO.5B 1 | RMU | RMU 2S + 1F |  |  | SHAH ALAM 2 NO.5B 1 | INDOOR DOUBLE CHAMBER |  | 11/0.415 kV | 14/11/2006 |  | 0 | Pass | null
435032356 | TNB | DISTRIBUTION | KUALA SELANGOR | Existing | BKSL/PCE/J00735 | SHAH ALAM 2 FASA 5A5/1 | RMU | RMU 2S + 2F |  |  | SHAH ALAM 2 FASA 5A5/1 | INDOOR DOUBLE CHAMBER |  | 11/0.415 kV | 26/06/2006 |  | 0 | Pass | null
435033330 | TNB | DISTRIBUTION | KUALA SELANGOR | Existing | BKSL/PCE/J00790 | INDS ALAM JAYA NO.5 | RMU | RMU 2S + 2F |  |  | INDS ALAM JAYA NO.5 | ATTACHED DOUBLE |  | 11/0.415 kV | 28/06/2006 |  | 0 | Pass | null
435044272 | TNB | DISTRIBUTION | KUALA SELANGOR | Existing | BKSL/PCE/J00653 | SSU UNITED PAPER BOARD | RMU 6S | RMU 2X (2S + 1F) |  |  | SSU UNITED PAPER BOARD | OUTDOOR (OD WITH SWTCHGEAR) |  | 11/0.415 kV | 14/11/1990 |  | 0 | Pass | null
435045706 | TNB | DISTRIBUTION | KUALA SELANGOR | Existing | BKSL/PCE/J00439 | SRJKC JLN SASARAN | RMU 2S + 1F | RMU 2S + 1F |  |  | SRJKC JLN SASARAN | ATTACHED |  |  |  | PE PDT SRJKC JLN SASARAN | 0 | Pass | null
435051562 | TNB | DISTRIBUTION | KUALA SELANGOR | Existing | BKSL/PCE/J00791 | PERDANA PARK NO.1 | RMU | RMU 2S + 1F |  |  | PERDANA PARK NO.1 | INDOOR DOUBLE CHAMBER |  | 11/0.415 kV | 20061107 |  | 0 | Pass | null
435052163 | TNB | DISTRIBUTION | KUALA SELANGOR | Existing | BKSL/PCE/J00792 | KLG LOT 63 UNICAN ALAM JAYA | RMU | RMU 2S + 1F |  |  | KLG LOT 63 UNICAN ALAM JAYA | INDOOR SINGLE CHAMBER |  | 11/0.415 kV | 20071107 |  | 0 | Pass | null
435052763 | TNB | DISTRIBUTION | KUALA SELANGOR | Existing | BKSL/PCE/J00793 | KLG LOT 62 ALAM JAYA | RMU | RMU 2S + 1F |  |  | KLG LOT 62 ALAM JAYA | ATTACHED SINGLE |  | 11/0.415 kV | 18/08/2006 |  | 0 | Pass | null
435053363 | TNB | DISTRIBUTION | KUALA SELANGOR | Existing | BKSL/PCE/J00823 | GUDANG BESI JLN 2/6 | RMU | RMU 2S + 1F |  |  | GUDANG BESI JLN 2/6 | INDOOR SINGLE CHAMBER |  | 11/0.415 kV | 20/05/1998 |  | 0 | Pass | null
435053964 | TNB | DISTRIBUTION | KUALA SELANGOR | Existing | BKSL/PCE/J00796 | LOT 65 JS CON ALAM JAYA | RMU | RMU 2S + 1F |  |  | LOT 65 JS CON ALAM JAYA | ATTACHED SINGLE |  | 11/0.415 kV | 27/11/2010 |  | 0 | Pass | null
435054564 | TNB | DISTRIBUTION | KUALA SELANGOR | Existing | BKSL/PCE/J00816 | KILANG LOT 11273 JLN 2/6 | RMU | RMU 2S + 1F |  |  | KILANG LOT 11273 JLN 2/6 | ATTACHED SINGLE |  | 11/0.415 kV | 31/08/2012 |  | 0 | Pass | null
435055880 | TNB | DISTRIBUTION | KUALA SELANGOR | Existing | BKSL/PCE/J00569 | TMN RIAMIN | RMU 2S + 1F | RMU 2S + 1F |  |  | TMN RIAMIN | INDOOR SINGLE CHAMBER |  | 11/0.415 kV | 19/02/2011 |  | 0 | Pass | null
435056481 | TNB | DISTRIBUTION | KUALA SELANGOR | Existing | BKSL/PCE/J00387 | KG HAJI RAZALI | RMU 2S + 1F | RMU 2S + 1F |  |  | KG HAJI RAZALI | OUTDOOR (OD WITH SWTCHGEAR) |  | 11/0.415 kV |  |  | 0 | Pass | null
435057082 | TNB | DISTRIBUTION | KUALA SELANGOR | Existing | BKSL/PCE/J00188 | MASRIA | RMU 2S + 1F | RMU 2S + 1F |  |  | MASRIA | OUTDOOR (OD WITH SWTCHGEAR) |  | 11/0.415 kV | 18/03/1983 |  | 0 | Pass | null
435057688 | TNB | DISTRIBUTION | KUALA SELANGOR | Existing | BKSL/PCE/J00283 | TMN WAWASAN | RMU 2S + 1F | RMU 2S + 1F |  |  | TMN WAWASAN | INDOOR SINGLE CHAMBER |  | 11/0.415 kV | 22/03/2002 |  | 0 | Pass | null
435058290 | TNB | DISTRIBUTION | KUALA SELANGOR | Existing | BKSL/PCE/J00533 | TMN KHATIJAH | RMU 2S + 1F | RMU 2S + 1F |  |  | TMN KHATIJAH | INDOOR SINGLE CHAMBER |  | 11/0.415 kV | 20091010 |  | 0 | Pass | null
435059491 | TNB | DISTRIBUTION | KUALA SELANGOR | Existing | BKSL/PCE/J00386 | MARDI SG SIREH | RMU 2S + 1F | RMU 2S + 1F |  |  | MARDI SG SIREH | OUTDOOR (OD WITH SWTCHGEAR) |  | 11/0.415 kV | 19790104 |  | 0 | Pass | null
435061997 | TNB | DISTRIBUTION | KUALA SELANGOR | Existing | BKSL/PCE/J00388 | SG SIREH BAN 3 | RMU 2S + 1F | RMU 2S + 1F |  |  | SG SIREH BAN 3 | OUTDOOR (OD WITH SWTCHGEAR) |  | 11/0.415 kV |  |  | 0 | Pass | null
435062589 | TNB | DISTRIBUTION | KUALA SELANGOR | Existing | BKSL/PCE/J00857 | SG SIREH BAN 4 | RMU 2S + 1F | RMU 2S + 1F |  |  | SG SIREH BAN 4 | OUTDOOR (OD WITH SWTCHGEAR) |  | 11/0.415 kV |  |  | 0 | Pass | null
435063198 | TNB | DISTRIBUTION | KUALA SELANGOR | Existing | BKSL/PCE/J00871 | LOJI AIR SG SIREH | RMU 2S + 1F | RMU 2S + 1F |  |  | LOJI AIR SG SIREH | OUTDOOR (OD WITH SWTCHGEAR) |  | 11/0.415 kV | 29/08/1979 |  | 0 | Pass | null
435128209 | TNB | DISTRIBUTION | KUALA SELANGOR | Existing | BKSL/PCE/J00158 | PT 2 | RMU 2S + 1F | RMU 2S + 1F |  |  | PT 2 | OUTDOOR (OD WITH SWTCHGEAR) |  | 11/0.415 kV | 18/08/1993 |  | 0 | Pass | null
435128802 | TNB | DISTRIBUTION | KUALA SELANGOR | Existing | BKSL/PCE/J00157 | KLG BIJI BENIH T/AIR 2 | RMU 2S + 1F | RMU 2S + 1F |  |  | KLG BIJI BENIH T/AIR 2 | INDOOR SINGLE CHAMBER |  | 11/0.415 kV | 19941107 |  | 0 | Pass | null
435129403 | TNB | DISTRIBUTION | KUALA SELANGOR | Existing | BKSL/PCE/J00156 | PT 3 | RMU 2S + 1F | RMU 2S + 1F |  |  | PT 3 | OUTDOOR (OD WITH SWTCHGEAR) |  | 11/0.415 kV | 28/06/1994 |  | 0 | Pass | null
435130003 | TNB | DISTRIBUTION | KUALA SELANGOR | Existing | BKSL/PCE/J00155 | PT 4 | RMU 2S + 1F | RMU 2S + 1F |  |  | PT 4 | OUTDOOR (OD WITH SWTCHGEAR) |  | 11/0.415 kV | 19/04/1997 |  | 0 | Pass | null
435130610 | TNB | DISTRIBUTION | KUALA SELANGOR | Existing | BKSL/PCE/J00575 | ZHONG LEE FISHERY | RMU 2S + 1F | RMU 2S + 1F |  |  | ZHONG LEE FISHERY | SEMI INDOOR |  | 11/0.415 kV | 20/09/2008 |  | 0 | Pass | null
435131210 | TNB | DISTRIBUTION | KUALA SELANGOR | Existing | BKSL/PCE/J00208 | GAWAR-GAWAR (JENTAYU TUAH) | RMU 2S + 1F | RMU 2S + 1F |  |  | GAWAR-GAWAR (JENTAYU TUAH) | SEMI INDOOR |  | 11/0.415 kV | 14/02/1992 |  | 0 | Pass | null
435131811 | TNB | DISTRIBUTION | KUALA SELANGOR | Existing | BKSL/PCE/J00210 | SG GULANG-GULANG | RMU 2S + 1F | RMU 2S + 1F |  |  | SG GULANG-GULANG | OUTDOOR (OD WITH SWTCHGEAR) |  | 11/0.415 kV | 19/04/1984 |  | 0 | Pass | null
435210356 | TNB | DISTRIBUTION | KUALA SELANGOR | Existing | BKSL/PCE/J00794 | ICECLUB ALAM JAYA | RMU | RMU 3S |  |  | ICECLUB ALAM JAYA | ATTACHED SINGLE |  | 11/0.415 kV | 20/09/2006 |  | 0 | Pass | null
435210550 | TNB | DISTRIBUTION | KUALA SELANGOR | Existing | BKSL/PCE/J00755 | MULTIGUNA CON & DEV | RMU | RMU 2S + 1F |  |  | MULTIGUNA CON & DEV | INDOOR SINGLE CHAMBER |  | 11/0.415 kV | 19/04/2007 |  | 0 | Pass | null
435211150 | TNB | DISTRIBUTION | KUALA SELANGOR | Existing | BKSL/PCE/J00799 | KLG LOT 58 ALAM JAYA | RMU 2S + 1F | RMU 2S + 1F |  |  | KLG LOT 58 ALAM JAYA | ATTACHED SINGLE |  | 11/0.415 kV | 18/03/2004 |  | 0 | Pass | null
435211750 | TNB | DISTRIBUTION | KUALA SELANGOR | Existing | BKSL/PCE/J00797 | KYODO STEEL | RMU | RMU 2S + 1F |  |  | KYODO STEEL | ATTACHED SINGLE |  | 11/0.415 kV | 20111012 |  | 0 | Pass | null
435212544 | TNB | DISTRIBUTION | KUALA SELANGOR | Existing | BKSL/PCE/J00800 | KLG KAYU PAPAN & LOGAM BERJAYA | RMU | RMU 2S + 1F |  |  | KLG KAYU PAPAN & LOGAM BERJAYA | OUTDOOR (OD WITH SWTCHGEAR) |  | 11/0.415 kV | 18/03/2005 |  | 0 | Pass | null
435213144 | TNB | DISTRIBUTION | KUALA SELANGOR | Existing | BKSL/PCE/J00801 | KWAN SENS WARE | RMU | RMU 2S + 1F |  |  | KWAN SENS WARE | ATTACHED SINGLE |  | 11/0.415 kV | 19/04/2006 |  | 0 | Pass | null
435213744 | TNB | DISTRIBUTION | KUALA SELANGOR | Existing | BKSL/PCE/J00802 | NATURE LEADER | RMU | RMU 2S + 1F |  |  | NATURE LEADER | ATTACHED SINGLE |  | 11/0.415 kV | 20/05/2008 |  | 0 | Pass | null
435257883 | TNB | DISTRIBUTION | KUALA SELANGOR | Existing | BKSL/PCE/J00788 | PADAT MULTIGUNA TMN ALAM JAYA 2/5 | RMU | RMU 2S + 1F |  |  | PADAT MULTIGUNA TMN ALAM JAYA 2/5 | COMPACT SUBS |  | 11/0.415 kV | 22/03/2006 |  | 0 | Pass | null
435258584 | TNB | DISTRIBUTION | KUALA SELANGOR | Existing | BKSL/PCE/J00697 | STESEN SUIS SECTION 2 PHASE 1B P.ALAM | CB 9S + 1BS | SSU 11kV Single Bus (BS) |  |  | STESEN SUIS SECTION 2 PHASE 1B P.ALAM | INDOOR DOUBLE CHAMBER |  |  | 22/03/2006 |  | 0 | Pass | null
435260161 | TNB | DISTRIBUTION | KUALA SELANGOR | Existing | BKSL/PCE/J00716 | STESEN SUIS FASA 3A PUNCAK ALAM | CB | CB + 2 TX |  |  | STESEN SUIS FASA 3A PUNCAK ALAM | INDOOR DOUBLE CHAMBER |  | 11/0.415 kV | 18/08/2006 |  | 0 | Pass | null
435263287 | TNB | DISTRIBUTION | KUALA SELANGOR | Existing | BKSL/PCE/J00868 | GREAT MARKETING | RMU 2S + 1F | RMU 2S + 1F |  |  | GREAT MARKETING | INDOOR SINGLE CHAMBER |  | 11/0.415 kV |  |  | 0 | Pass | null
435264079 | TNB | DISTRIBUTION | KUALA SELANGOR | Existing | BKSL/PCE/J00772 | JS CONSC TRUCTION & DEV SDN BHD LOT106 | RMU | RMU 2S + 1F |  |  | JS CONSC TRUCTION & DEV SDN BHD LOT106 | INDOOR SINGLE CHAMBER |  | 11/0.415 kV | 27/11/2006 |  | 0 | Pass | null
435264686 | TNB | DISTRIBUTION | KUALA SELANGOR | Existing | BKSL/PCE/J00773 | MULTI GUNA NO.3 | RMU 2S + 1F | RMU 2S + 1F |  |  | MULTI GUNA NO.3 | ATTACHED SINGLE |  | 11/0.415 kV | 20061012 |  | 0 | Pass | null
435265303 | TNB | DISTRIBUTION | KUALA SELANGOR | Existing | BKSL/PCE/J00235 | TMT INDUSTRI | CB | CB |  |  | TMT INDUSTRI | INDOOR SINGLE CHAMBER |  | 11/0.415 kV | 18/08/2010 |  | 0 | Pass | null
435268515 | TNB | DISTRIBUTION | KUALA SELANGOR | Existing | BKSL/PCE/J00621 | STP KOTA PUTERI | RMU 3S+1F | RMU 3S+1F |  |  | STP KOTA PUTERI | INDOOR DOUBLE CHAMBER |  | 11/0.415 kV | 14/02/2000 |  | 0 | Pass | null
435270183 | TNB | DISTRIBUTION | KUALA SELANGOR | Existing | BKSL/PCE/J00071 | MUARA NO 1 | RMU | RMU 3S+1F |  |  | MUARA NO 1 | INDOOR SINGLE CHAMBER |  | 11/0.415 kV | 18/08/1980 |  | 0 | Pass | null
435270839 | TNB | DISTRIBUTION | KUALA SELANGOR | Existing | BKSL/PCE/J00079 | MUARA NO 2 | RMU | RMU 2S + 1F |  |  | MUARA NO 2 | INDOOR DOUBLE CHAMBER |  | 11/0.415 kV | 20/05/1992 |  | 0 | Pass | null
435271437 | TNB | DISTRIBUTION | KUALA SELANGOR | Existing | BKSL/PCE/J00059 | JLN JATI SG BULOH | RMU 2S + 1F | RMU 2S + 1F |  |  | JLN JATI SG BULOH | INDOOR SINGLE CHAMBER |  | 11/0.415 kV | 26/06/1994 |  | 0 | Pass | null
435272035 | TNB | DISTRIBUTION | KUALA SELANGOR | Existing | BKSL/PCE/J00060 | SPG RJ ABDULLAH | RMU | RMU 3S+1F |  |  | SPG RJ ABDULLAH | OUTDOOR (OD WITH SWTCHGEAR) |  | 11/0.415 kV | 17/07/1992 |  | 0 | Pass | null
435272696 | TNB | DISTRIBUTION | KUALA SELANGOR | Existing | BKSL/PCE/J00058 | TALIKOM SG BULOH | RMU | RMU 2S + 1F |  |  | TALIKOM SG BULOH | OUTDOOR (OD WITH SWTCHGEAR) |  | 11/0.415 kV | 20/05/1997 |  | 0 | Pass | null
435273294 | TNB | DISTRIBUTION | KUALA SELANGOR | Existing | BKSL/PCE/J00057 | WISMA PELADANG SG BULOH | RMU | RMU 2S + 1F |  |  | WISMA PELADANG SG BULOH | ATTACHED SINGLE |  | 11/0.415 kV | 19/04/1991 |  | 0 | Pass | null
435273892 | TNB | DISTRIBUTION | KUALA SELANGOR | Existing | BKSL/PCE/J00056 | PEKAN SG BULOH | RMU 3S+1F | RMU 3S+1F |  |  | PEKAN SG BULOH | OUTDOOR (OD WITH SWTCHGEAR) |  | 11/0.415 kV | 18/03/1997 |  | 0 | Pass | null
435296722 | TNB | DISTRIBUTION | KUALA SELANGOR | Existing | BKSL/PCE/J00212 | SG TUNGGUL | RMU 3S+1F | RMU 3S+1F |  |  | SG TUNGGUL | OUTDOOR (OD WITH SWTCHGEAR) |  | 11/0.415 kV | 26/06/1992 |  | 0 | Pass | null
435297393 | TNB | DISTRIBUTION | KUALA SELANGOR | Existing | BKSL/PCE/J00216 | INNOBRIDE NO 1 | RMU 2S + 1F | RMU 2S + 1F |  |  | INNOBRIDE NO 1 | OUTDOOR (OD WITH SWTCHGEAR) |  | 11/0.415 kV | 19841110 |  | 0 | Pass | null
435297993 | TNB | DISTRIBUTION | KUALA SELANGOR | Existing | BKSL/PCE/J00217 | INNOBRIDE NO 2 | RMU 2S + 1F | RMU 2S + 1F |  |  | INNOBRIDE NO 2 | OUTDOOR (OD WITH SWTCHGEAR) |  | 11/0.415 kV | 14/11/1982 |  | 0 | Pass | null
435298593 | TNB | DISTRIBUTION | KUALA SELANGOR | Existing | BKSL/PCE/J00218 | INNOBRIDE NO 3 | RMU 2S + 1F | RMU 2S + 1F |  |  | INNOBRIDE NO 3 | OUTDOOR (OD WITH SWTCHGEAR) |  | 11/0.415 kV | 15/12/1982 |  | 0 | Pass | null
435299193 | TNB | DISTRIBUTION | KUALA SELANGOR | Existing | BKSL/PCE/J00219 | INNOBRIDE NO 4 | RMU 2S + 1F | RMU 2S + 1F |  |  | INNOBRIDE NO 4 | OUTDOOR (OD WITH SWTCHGEAR) |  | 11/0.415 kV | 19/02/1982 |  | 0 | Pass | null
435299793 | TNB | DISTRIBUTION | KUALA SELANGOR | Existing | BKSL/PCE/J00215 | INNOBRIDE NO 5 | RMU 2S + 1F | RMU 2S + 1F |  |  | INNOBRIDE NO 5 | OUTDOOR (OD WITH SWTCHGEAR) |  | 11/0.415 kV | 22/09/1992 |  | 0 | Pass | null
435305315 | TNB | DISTRIBUTION | KUALA SELANGOR | Existing | BKSL/PCE/J00419 | RGB INDUSTRIES 2/5 | RMU 2S + 1F | RMU 2S + 1F |  |  | RGB INDUSTRIES 2/5 | ATTACHED |  | 11/0.415 kV |  |  | 0 | Pass | null
435305925 | TNB | DISTRIBUTION | KUALA SELANGOR | Existing | BKSL/PCE/J00757 | EXTRO GREAT | RMU | RMU 2S + 2F |  |  | EXTRO GREAT | INDOOR DOUBLE CHAMBER |  | 11/0.415 kV | 26/06/2006 |  | 0 | Pass | null
435307036 | TNB | DISTRIBUTION | KUALA SELANGOR | Existing | BKSL/PCE/J00844 | R&S PETROLEUM TIAJ 2/4 | RMU 2S + 1F | RMU 2S + 1F |  |  | R&S PETROLEUM TIAJ 2/4 | INDOOR SINGLE CHAMBER |  |  | 15/01/2016 |  | 0 | Pass | null
435307653 | TNB | DISTRIBUTION | KUALA SELANGOR | Existing | BKSL/PCE/J00785 | KLG LOT 7 ALAM JAYA | RMU | RMU 2S + 1F |  |  | KLG LOT 7 ALAM JAYA | INDOOR SINGLE CHAMBER |  | 11/0.415 kV | 15/12/2007 |  | 0 | Pass | null
435308266 | TNB | DISTRIBUTION | KUALA SELANGOR | Existing | BKSL/PCE/J00784 | KLG LOT 8 ALAM JAYA | RMU | RMU 2S + 1F |  |  | KLG LOT 8 ALAM JAYA | ATTACHED SINGLE |  | 11/0.415 kV | 15/12/2006 |  | 0 | Pass | null
435308985 | TNB | DISTRIBUTION | KUALA SELANGOR | Existing | BKSL/PCE/J00177 | TMN RADEN MAS | RMU 2S + 1F | RMU 2S + 1F |  |  | TMN RADEN MAS | INDOOR DOUBLE CHAMBER |  | 11/0.415 kV | 19/02/1999 |  | 0 | Pass | null
435309592 | TNB | DISTRIBUTION | KUALA SELANGOR | Existing | BKSL/PCE/J00536 | TMN RIA MAS | RMU 2S + 1F | RMU 2S + 1F |  |  | TMN RIA MAS | INDOOR SINGLE CHAMBER |  | 11/0.415 kV | 14/02/2007 |  | 0 | Pass | null
435310198 | TNB | DISTRIBUTION | KUALA SELANGOR | Existing | BKSL/PCE/J00813 | RESTORAN MEWAH TG.KARANG | RMU 2S + 1F | RMU 2S + 1F |  |  | RESTORAN MEWAH TG.KARANG | OUTDOOR (OD WITH SWTCHGEAR) |  | 11/0.415 kV | 28/06/2012 |  | 0 | Pass | null
435311419 | TNB | DISTRIBUTION | KUALA SELANGOR | Existing | BKSL/PCE/J00173 | SURIA INDAH | RMU 2S + 2F | RMU 2S + 2F |  |  | SURIA INDAH | INDOOR DOUBLE CHAMBER |  | 11/0.415 kV | 22/09/1999 |  | 0 | Pass | null
435312501 | TNB | DISTRIBUTION | KUALA SELANGOR | Existing | BKSL/PCE/J00209 | INDUSTRI BENG LEE | RMU 2S + 1F | RMU 2S + 1F |  |  | INDUSTRI BENG LEE | SEMI INDOOR |  | 11/0.415 kV | 18/03/1992 |  | 0 | Pass | null
435317264 | TNB | DISTRIBUTION | KUALA SELANGOR | Existing | BKSL/PCE/J00718 | FASA 3A1 PUNCAK ALAM | RMU | RMU 2S + 2F |  |  | FASA 3A1 PUNCAK ALAM | INDOOR DOUBLE CHAMBER |  | 11/0.415 kV | 20061110 |  | 0 | Pass | null
435318577 | TNB | DISTRIBUTION | KUALA SELANGOR | Existing | BKSL/PCE/J00866 | SMK PUNCAK ALAM FASA 3 | RMU 2S + 1F | RMU 2S + 1F |  |  | SMK PUNCAK ALAM FASA 3 | INDOOR SINGLE CHAMBER |  |  |  |  | 0 | Pass | null
435319177 | TNB | DISTRIBUTION | KUALA SELANGOR | Existing | BKSL/PCE/J00724 | JUWITA FASA 3 C NO 3 | RMU | RMU 2S + 2F |  |  | JUWITA FASA 3 C NO 3 | INDOOR DOUBLE CHAMBER |  | 11/0.415 kV | 28/06/2006 |  | 0 | Pass | null
435320253 | TNB | DISTRIBUTION | KUALA SELANGOR | Existing | BKSL/PCE/J00726 | JUWITA FASA 3 C NO 1 | RMU | RMU 2S + 2F |  |  | JUWITA FASA 3 C NO 1 | INDOOR DOUBLE CHAMBER |  | 11/0.415 kV | 18/08/2006 |  | 0 | Pass | null
435351749 | TNB | DISTRIBUTION | KUALA SELANGOR | Existing | BKSL/PCE/J00861 | TESCO PUNCAK ALAM | CB | CB |  |  | TESCO PUNCAK ALAM | INDOOR DOUBLE CHAMBER |  | 11/0.415 kV |  |  | 0 | Pass | null
435352134 | TNB | DISTRIBUTION | KUALA SELANGOR | Existing | BKSL/PCE/J00849 | RUMAH PAM PUNCAK BESTARI | RMU | RMU 2S + 2F |  |  | RUMAH PAM PUNCAK BESTARI | INDOOR SINGLE CHAMBER |  | 11/0.415 kV |  |  | 0 | Pass | null
435353216 | TNB | DISTRIBUTION | KUALA SELANGOR | Existing | BKSL/PCE/J00863 | MASJID BARU PUNCAK ALAM | RMU | RMU 2S + 1F |  |  | MASJID BARU PUNCAK ALAM | INDOOR DOUBLE CHAMBER |  | 11/0.415 kV |  |  | 0 | Pass | null
435353816 | TNB | DISTRIBUTION | KUALA SELANGOR | Existing | BKSL/PCE/J00117 | BKT KUCING KLINIK | RMU 3S+1F | RMU 3S+1F |  |  | BKT KUCING KLINIK | OUTDOOR (OD WITH SWTCHGEAR) |  | 11/0.415 kV | 27/11/1982 |  | 0 | Pass | null
435354499 | TNB | DISTRIBUTION | KUALA SELANGOR | Existing | BKSL/PCE/J00352 | TAMAN ALAM SUTERA ALAM JAYA | RMU | RMU 2S + 2F |  |  | TAMAN ALAM SUTERA ALAM JAYA | INDOOR DOUBLE CHAMBER |  | 11/0.415 kV | 18/08/2003 |  | 0 | Pass | null
435358300 | TNB | DISTRIBUTION | KUALA SELANGOR | Existing | BKSL/PCE/J00211 | BANYU EMAS (FIRMA RENA) | RMU 2X (2S + 1F) | RMU 2X (2S + 1F) |  |  | BANYU EMAS (FIRMA RENA) | OUTDOOR (OD WITH SWTCHGEAR) |  | 11/0.415 kV | 20/05/1982 |  | 0 | Pass | null
435364504 | TNB | DISTRIBUTION | KUALA SELANGOR | Existing | BKSL/PCE/J00463 | TMN MUHIBBAH | RMU | RMU 3S+1F |  |  | TMN MUHIBBAH | OUTDOOR (OD WITH SWTCHGEAR) |  | 11/0.415 kV | 19/04/2007 |  | 0 | Pass | null
435365276 | TNB | DISTRIBUTION | KUALA SELANGOR | Existing | BKSL/PCE/J00584 | TMN SURIA BESTARI | RMU | RMU 2S + 1F |  |  | TMN SURIA BESTARI | INDOOR SINGLE CHAMBER |  | 11/0.415 kV | 17/07/2007 |  | 0 | Pass | null
435366177 | TNB | DISTRIBUTION | KUALA SELANGOR | Existing | BKSL/PCE/J00613 | TANAMARAN NO.2 | RMU 2S + 1F | RMU 2S + 1F |  |  | TANAMARAN NO.2 | INDOOR SINGLE CHAMBER |  | 11/0.415 kV | 19/04/1998 |  | 0 | Pass | null
435367521 | TNB | DISTRIBUTION | KUALA SELANGOR | Existing | BKSL/PCE/J00349 | QTRS LADANG BKT TALANG NO 2 | RMU 2S + 1F | RMU 2S + 1F |  |  | QTRS LADANG BKT TALANG NO 2 | INDOOR SINGLE CHAMBER |  | 11/0.415 kV | 20/05/2004 |  | 0 | Pass | null
435369651 | TNB | DISTRIBUTION | KUALA SELANGOR | Existing | BKSL/PCE/J00782 | KLG LOT 9 ALAM JAYA | RMU 3S+1F | RMU 3S+1F | CRTE |  | KLG LOT 9 ALAM JAYA | ATTACHED SINGLE | 11/0.415 KV | 11/0.415 kV | 20061110 |  | 0 | Pass | null
435370351 | TNB | DISTRIBUTION | KUALA SELANGOR | Existing | BKSL/PCE/J00783 | YL TRADING | RMU | RMU 2S + 1F |  |  | YL TRADING | INDOOR SINGLE CHAMBER |  | 11/0.415 kV | 14/11/2006 |  | 0 | Pass | null
435371579 | TNB | DISTRIBUTION | KUALA SELANGOR | Existing | BKSL/PCE/J00298 | APARTMENT ALAM PERDANA 1 | RMU 2S + 2F | RMU 2S + 2F |  |  | APARTMENT ALAM PERDANA 1 | INDOOR DOUBLE CHAMBER |  | 11/0.415 kV | 20/09/1996 |  | 0 | Pass | null
435373635 | TNB | DISTRIBUTION | KUALA SELANGOR | Existing | BKSL/PCE/J00137 | DESA MAWAR N0 2 | RMU 2S + 2F | RMU 2S + 2F |  |  | DESA MAWAR N0 2 | INDOOR DOUBLE CHAMBER |  | 11/0.415 kV | 19811010 |  | 0 | Pass | null
435374726 | TNB | DISTRIBUTION | KUALA SELANGOR | Existing | BKSL/PCE/J00259 | DESA MAWAR N0 1 | RMU 2S + 2F | RMU 2S + 2F |  |  | DESA MAWAR N0 1 | INDOOR DOUBLE CHAMBER |  | 11/0.415 kV | 19871110 |  | 0 | Pass | null
435375795 | TNB | DISTRIBUTION | KUALA SELANGOR | Existing | BKSL/PCE/J00214 | POULTRY FARM NO 2 | RMU 2S + 1F | RMU 2S + 1F |  |  | POULTRY FARM NO 2 | OUTDOOR (OD WITH SWTCHGEAR) |  | 11/0.415 kV | 18/08/1982 |  | 0 | Pass | null
435376395 | TNB | DISTRIBUTION | KUALA SELANGOR | Existing | BKSL/PCE/J00213 | POULTRY FARM NO 1 | RMU 2S + 1F | RMU 2S + 1F |  |  | POULTRY FARM NO 1 | OUTDOOR (OD WITH SWTCHGEAR) |  | 11/0.415 kV | 17/07/1984 |  | 0 | Pass | null
435378234 | TNB | DISTRIBUTION | KUALA SELANGOR | Existing | BKSL/PCE/J00055 | KEMAYAN | RMU | RMU 3S+1F |  |  | KEMAYAN | OUTDOOR (OD WITH SWTCHGEAR) |  | 11/0.415 kV | 14/02/1994 |  | 0 | Pass | null
435378890 | TNB | DISTRIBUTION | KUALA SELANGOR | Existing | BKSL/PCE/J00100 | TMN SOLOMON | CB 3S | CB + 1 TX |  |  | TMN SOLOMON | INDOOR SINGLE CHAMBER |  | 11/0.415 kV | 20/05/2002 |  | 0 | Pass | null
435379681 | TNB | DISTRIBUTION | KUALA SELANGOR | Existing | BKSL/PCE/J00351 | TMN PARI | RMU | RMU 2S + 1F |  |  | TMN PARI | COMPACT SUBS |  | 11/0.415 kV | 17/07/2002 |  | 0 | Pass | null
435380273 | TNB | DISTRIBUTION | KUALA SELANGOR | Existing | BKSL/PCE/J00573 | TMN YU | RMU | RMU 2S + 1F |  |  | TMN YU | INDOOR DOUBLE CHAMBER |  | 11/0.415 kV | 20071107 |  | 0 | Pass | null
435380870 | TNB | DISTRIBUTION | KUALA SELANGOR | Existing | BKSL/PCE/J00572 | TMN SIAKAP | RMU 2S + 1F | RMU 2S + 1F |  |  | TMN SIAKAP | INDOOR SINGLE CHAMBER |  | 11/0.415 kV | 28/06/2009 |  | 0 | Pass | null
435399242 | TNB | DISTRIBUTION | KUALA SELANGOR | Existing | BKSL/PCE/J00101 | TMN BAWAL PUTIH | RMU 2S + 1F | RMU 2S + 1F |  |  | TMN BAWAL PUTIH | INDOOR SINGLE CHAMBER |  | 11/0.415 kV | 26/06/1997 |  | 0 | Pass | null
435399840 | TNB | DISTRIBUTION | KUALA SELANGOR | Existing | BKSL/PCE/J00053 | KLG EKZOS (UNITED EVERCO) | RMU | RMU 2S + 1F |  |  | KLG EKZOS (UNITED EVERCO) | OUTDOOR (OD WITH SWTCHGEAR) |  | 11/0.415 kV | 27/11/1956 |  | 0 | Pass | null
435400432 | TNB | DISTRIBUTION | KUALA SELANGOR | Existing | BKSL/PCE/J00052 | EDAR BERAS | RMU 2S + 1F | RMU 2S + 1F |  |  | EDAR BERAS | OUTDOOR (OD WITH SWTCHGEAR) |  | 11/0.415 kV | 19891010 |  | 0 | Pass | null
435401030 | TNB | DISTRIBUTION | KUALA SELANGOR | Existing | BKSL/PCE/J00051 | KLG BATU-BATA | RMU | RMU 2S + 1F |  |  | KLG BATU-BATA | OUTDOOR (OD WITH SWTCHGEAR) |  | 11/0.415 kV | 20/09/1994 |  | 0 | Pass | null
435401622 | TNB | DISTRIBUTION | KUALA SELANGOR | Existing | BKSL/PCE/J00050 | KG API API | RMU 2S + 1F | RMU 2S + 1F |  |  | KG API API | OUTDOOR (OD WITH SWTCHGEAR) |  | 11/0.415 kV | 18/08/1984 |  | 0 | Pass | null
435402214 | TNB | DISTRIBUTION | KUALA SELANGOR | Existing | BKSL/PCE/J00092 | BALAI POLIS KSL | RMU | RMU 2S + 1F |  |  | BALAI POLIS KSL | INDOOR SINGLE CHAMBER |  | 11/0.415 kV | 18/08/1992 |  | 0 | Pass | null
435402812 | TNB | DISTRIBUTION | KUALA SELANGOR | Existing | BKSL/PCE/J00094 | TALIKOM KSL | RMU | RMU 2S + 1F |  |  | TALIKOM KSL | INDOOR SINGLE CHAMBER |  | 11/0.415 kV | 19841010 |  | 0 | Pass | null
435403351 | TNB | DISTRIBUTION | KUALA SELANGOR | Existing | BKSL/PCE/J00231 | SG YU NO 1 | RMU 2S + 1F | RMU 2S + 1F |  |  | SG YU NO 1 | PENCAWANG ATAS TIANG (PAT) |  | 11/0.415 kV | 19/04/1990 |  | 0 | Fail | Please check "Switchgear Configuration"
435403986 | TNB | DISTRIBUTION | KUALA SELANGOR | Existing | BKSL/PCE/J00230 | KG SG YU | RMU 3S+1F | RMU 3S+1F |  |  | KG SG YU | OUTDOOR (OD WITH SWTCHGEAR) |  | 11/0.415 kV | 18/03/1990 |  | 0 | Pass | null
435404720 | TNB | DISTRIBUTION | KUALA SELANGOR | Existing | BKSL/PCE/J00232 | SG YU NO 2 | RMU 2S + 1F | RMU 2S + 1F |  |  | SG YU NO 2 | PENCAWANG ATAS TIANG (PAT) |  | 11/0.415 kV | 20/05/1988 |  | 0 | Fail | Please check "Switchgear Configuration"
435405322 | TNB | DISTRIBUTION | KUALA SELANGOR | Existing | BKSL/PCE/J00233 | SG YU NO 3 | RMU 2S + 1F | RMU 2S + 1F |  |  | SG YU NO 3 | PENCAWANG ATAS TIANG (PAT) |  | 11/0.415 kV | 26/06/2000 |  | 0 | Fail | Please check "Switchgear Configuration"
435405923 | TNB | DISTRIBUTION | KUALA SELANGOR | Existing | BKSL/PCE/J00180 | MASJID SG TERAP | RMU 2S + 1F | RMU 2S + 1F |  |  | MASJID SG TERAP | COMPACT SUBS |  | 11/0.415 kV | 28/06/2000 |  | 0 | Pass | null
435406663 | TNB | DISTRIBUTION | KUALA SELANGOR | Existing | BKSL/PCE/J00168 | PASAR TG KARANG | RMU 2S + 2F | RMU 2S + 2F |  |  | PASAR TG KARANG | INDOOR DOUBLE CHAMBER |  | 11/0.415 kV | 17/07/1999 |  | 0 | Pass | null
435433462 | TNB | DISTRIBUTION | KUALA SELANGOR | Existing | BKSL/PCE/J00095 | BDR BARU NO 1 | RMU | RMU 3S+1F |  |  | BDR BARU NO 1 | INDOOR DOUBLE CHAMBER |  | 11/0.415 kV | 27/11/1984 |  | 0 | Pass | null
435434117 | TNB | DISTRIBUTION | KUALA SELANGOR | Existing | BKSL/PCE/J00096 | SK BDR BARU | RMU | RMU 2S + 1F |  |  | SK BDR BARU | OUTDOOR (OD WITH SWTCHGEAR) |  | 11/0.415 kV | 19751012 |  | 0 | Pass | null
435435034 | TNB | DISTRIBUTION | KUALA SELANGOR | Existing | BKSL/PCE/J00337 | KOMPLEKS MAHKAMAH | RMU | RMU 2S + 1F |  |  | KOMPLEKS MAHKAMAH | ATTACHED SINGLE |  | 11/0.415 kV | 19841107 |  | 0 | Pass | null
435436224 | TNB | DISTRIBUTION | KUALA SELANGOR | Existing | BKSL/PCE/J00596 | TMN WARISAN | RMU | RMU 2S + 1F |  |  | TMN WARISAN | INDOOR SINGLE CHAMBER |  | 11/0.415 kV | 20/09/2009 |  | 0 | Pass | null
435436816 | TNB | DISTRIBUTION | KUALA SELANGOR | Existing | BKSL/PCE/J00097 | BDR BARU NO 3 | RMU | RMU 2S + 1F |  |  | BDR BARU NO 3 | INDOOR DOUBLE CHAMBER |  | 11/0.415 kV | 14/02/1996 |  | 0 | Pass | null
435446365 | TNB | DISTRIBUTION | KUALA SELANGOR | Existing | BKSL/PCE/J00199 | TOK ADAM | RMU 2S + 1F | RMU 2S + 1F |  |  | TOK ADAM | COMPACT SUBS |  | 11/0.415 kV | 22/03/1988 |  | 0 | Pass | null
435446971 | TNB | DISTRIBUTION | KUALA SELANGOR | Existing | BKSL/PCE/J00200 | SG TENGI KANAN NO 1 | RMU 3S+1F | RMU 3S+1F |  |  | SG TENGI KANAN NO 1 | OUTDOOR (OD WITH SWTCHGEAR) |  | 11/0.415 kV | 19/04/1993 |  | 0 | Pass | null
435447621 | TNB | DISTRIBUTION | KUALA SELANGOR | Existing | BKSL/PCE/J00178 | SG TENGI KANAN NO 3 | RMU 2S + 1F | RMU 2S + 1F |  |  | SG TENGI KANAN NO 3 | OUTDOOR (OD WITH SWTCHGEAR) |  | 11/0.415 kV | 22/03/1990 |  | 0 | Pass | null
435448221 | TNB | DISTRIBUTION | KUALA SELANGOR | Existing | BKSL/PCE/J00202 | SAWAH SEMP NO 1 | RMU 3S+1F | RMU 3S+1F |  |  | SAWAH SEMP NO 1 | PENCAWANG ATAS TIANG (PAT) |  | 11/0.415 kV | 19881107 |  | 0 | Fail | Please check "Switchgear Configuration"
435448871 | TNB | DISTRIBUTION | KUALA SELANGOR | Existing | BKSL/PCE/J00203 | SAWAH SEMP NO 2 | RMU 2S + 1F | RMU 2S + 1F |  |  | SAWAH SEMP NO 2 | PENCAWANG ATAS TIANG (PAT) |  | 11/0.415 kV | 18/08/1993 |  | 0 | Fail | Please check "Switchgear Configuration"
435449471 | TNB | DISTRIBUTION | KUALA SELANGOR | Existing | BKSL/PCE/J00204 | SAWAH SEMP NO 3 | RMU 3S+1F | RMU 3S+1F |  |  | SAWAH SEMP NO 3 | PENCAWANG ATAS TIANG (PAT) |  | 11/0.415 kV | 20/09/1992 |  | 0 | Fail | Please check "Switchgear Configuration"
435450142 | TNB | DISTRIBUTION | KUALA SELANGOR | Existing | BKSL/PCE/J00207 | SAWAH SEMP NO 4 | RMU 2S + 1F | RMU 2S + 1F |  |  | SAWAH SEMP NO 4 | PENCAWANG ATAS TIANG (PAT) |  | 11/0.415 kV | 19931012 |  | 0 | Fail | Please check "Switchgear Configuration"
435463617 | TNB | DISTRIBUTION | KUALA SELANGOR | Existing | BKSL/PCE/J00205 | SAWAH SEMP NO 5 | RMU 2S + 1F | RMU 2S + 1F |  |  | SAWAH SEMP NO 5 | PENCAWANG ATAS TIANG (PAT) |  | 11/0.415 kV | 19881010 |  | 0 | Fail | Please check "Switchgear Configuration"
435464217 | TNB | DISTRIBUTION | KUALA SELANGOR | Existing | BKSL/PCE/J00206 | SAWAH SEMP NO 6 | RMU 2S + 1F | RMU 2S + 1F |  |  | SAWAH SEMP NO 6 | PENCAWANG ATAS TIANG (PAT) |  | 11/0.415 kV | 27/11/1993 |  | 0 | Fail | Please check "Switchgear Configuration"
435465482 | TNB | DISTRIBUTION | KUALA SELANGOR | Existing | BKSL/PCE/J00186 | PEKAN TG KARANG (RIVER SIDE) | RMU 3S+1F | RMU 3S+1F |  |  | PEKAN TG KARANG (RIVER SIDE) | OUTDOOR (OD WITH SWTCHGEAR) |  | 11/0.415 kV | 19951012 |  | 0 | Pass | null
435466158 | TNB | DISTRIBUTION | KUALA SELANGOR | Existing | BKSL/PCE/J00187 | TMN SRI TANJUNG (LOT 1970) | RMU | RMU 2S + 1F |  |  | TMN SRI TANJUNG (LOT 1970) | INDOOR SINGLE CHAMBER |  | 11/0.415 kV | 14/02/1997 |  | 0 | Pass | null
435466764 | TNB | DISTRIBUTION | KUALA SELANGOR | Existing | BKSL/PCE/J00189 | BALAI POLIS TG KARANG | RMU | RMU 2S + 1F |  |  | BALAI POLIS TG KARANG | INDOOR SINGLE CHAMBER |  | 11/0.415 kV | 19/04/1959 |  | 0 | Pass | null
435467370 | TNB | DISTRIBUTION | KUALA SELANGOR | Existing | BKSL/PCE/J00190 | JKR LOW COST | RMU 3S+1F | RMU 3S+1F |  |  | JKR LOW COST | INDOOR SINGLE CHAMBER |  | 11/0.415 kV | 20/05/1997 |  | 0 | Pass | null
435566866 | TNB | DISTRIBUTION | KUALA SELANGOR | Existing | BKSL/PCE/J00618 | LKIM PASIR PENAMBANG | RMU 2S + 1F | RMU 2S + 1F |  |  | LKIM PASIR PENAMBANG | INDOOR SINGLE CHAMBER |  | 11/0.415 kV | 19981010 |  | 0 | Pass | null
435567808 | TNB | DISTRIBUTION | KUALA SELANGOR | Existing | BKSL/PCE/J00183 | HOSPITAL TG KARANG | RMU 3S+1F | RMU 3S+1F |  |  | HOSPITAL TG KARANG | INDOOR SINGLE CHAMBER |  | 11/0.415 kV | 20/09/1997 |  | 0 | Pass | null
435568878 | TNB | DISTRIBUTION | KUALA SELANGOR | Existing | BKSL/PCE/J00812 | KO SEGAR | RMU 2S + 1F | RMU 2S + 1F |  |  | KO SEGAR | INDOOR SINGLE CHAMBER |  | 11/0.415 kV | 19/04/2013 |  | 0 | Pass | null
435824718 | TNB | DISTRIBUTION | KUALA SELANGOR | Existing | BKSL/PCE/J00638 | P/PENURUN BALAI POLIS BATU ARANG | RMU | RMU 3S+1F |  |  | P/PENURUN BALAI POLIS BATU ARANG | OUTDOOR (OD WITH SWTCHGEAR) |  | 11/0.415 kV | 18/08/2004 |  | 0 | Pass | null
435825570 | TNB | DISTRIBUTION | KUALA SELANGOR | Existing | BKSL/PCE/J00640 | TENAGA KIMIA BT ARANG | RMU | RMU 2S + 1F |  |  | TENAGA KIMIA BT ARANG | INDOOR SINGLE CHAMBER |  | 11/0.415 kV | 20/09/2004 |  | 0 | Pass | null
435828675 | TNB | DISTRIBUTION | KUALA SELANGOR | Existing | BKSL/PCE/J00430 | TMN SERI MANIK | RMU 2S + 1F | RMU 2S + 1F |  |  | TMN SERI MANIK | COMPACT SUBS |  | 11/0.415 kV |  |  | 0 | Pass | null
435829271 | TNB | DISTRIBUTION | KUALA SELANGOR | Existing | BKSL/PCE/J00426 | PUSAT LATIHAN PERTANIAN | RMU 2S + 1F | RMU 2S + 1F |  |  | PUSAT LATIHAN PERTANIAN | INDOOR SINGLE CHAMBER |  | 11/0.415 kV |  |  | 0 | Pass | null
435829869 | TNB | DISTRIBUTION | KUALA SELANGOR | Existing | BKSL/PCE/J00420 | TMN MAHSURI INDAH | RMU 2S + 1F | RMU 2S + 1F |  |  | TMN MAHSURI INDAH | ATTACHED |  |  |  |  | 0 | Pass | null
435830852 | TNB | DISTRIBUTION | KUALA SELANGOR | Existing | BKSL/PCE/J00377 | TMN RIA MAS NO.2 | RMU 2S + 1F | RMU 2S + 1F |  |  | TMN RIA MAS NO.2 | COMPACT SUBS |  | 11/0.415 kV |  |  | 0 | Pass | null
435831663 | TNB | DISTRIBUTION | KUALA SELANGOR | Existing | BKSL/PCE/J00855 | PADAT TMN SAHABAT | RMU 2S + 1F | RMU 2S + 1F |  |  | PADAT TMN SAHABAT | COMPACT SUBS |  | 11/0.415 kV |  |  | 0 | Pass | null
435836750 | TNB | DISTRIBUTION | KUALA SELANGOR | Existing | BKSL/PCE/J00098 | BDR BARU NO 4 | RMU | RMU 3S+1F |  |  | BDR BARU NO 4 | INDOOR SINGLE CHAMBER |  | 11/0.415 kV | 18/03/1998 |  | 0 | Pass | null
435837406 | TNB | DISTRIBUTION | KUALA SELANGOR | Existing | BKSL/PCE/J00099 | SM SAINS KSL | RMU | RMU 2S + 1F |  |  | SM SAINS KSL | INDOOR DOUBLE CHAMBER |  | 11/0.415 kV | 19/04/1996 |  | 0 | Pass | null
435837998 | TNB | DISTRIBUTION | KUALA SELANGOR | Existing | BKSL/PCE/J00070 | QTRS GURU SM SAINS KSL | RMU | RMU 2S + 1F |  |  | QTRS GURU SM SAINS KSL | INDOOR SINGLE CHAMBER |  | 11/0.415 kV | 19801107 |  | 0 | Pass | null
435838595 | TNB | DISTRIBUTION | KUALA SELANGOR | Existing | BKSL/PCE/J00107 | STADIUM NO 2 (TERTUTUP) | RMU | RMU 2S + 1F |  |  | STADIUM NO 2 (TERTUTUP) | INDOOR SINGLE CHAMBER |  | 11/0.415 kV | 15/12/1990 |  | 0 | Pass | null
435840097 | TNB | DISTRIBUTION | KUALA SELANGOR | Existing | BKSL/PCE/J00597 | JABATAN PENGALIRAN DAN SALIRAN | RMU | RMU 2S + 1F |  |  | JABATAN PENGALIRAN DAN SALIRAN | INDOOR SINGLE CHAMBER |  | 11/0.415 kV | 19861010 |  | 0 | Pass | null
435847967 | TNB | DISTRIBUTION | KUALA SELANGOR | Existing | BKSL/PCE/J00874 | PUSAT NIAGA ASTANA ALAM 2 | RMU | RMU 2S + 2F |  |  | PUSAT NIAGA ASTANA ALAM 2 | INDOOR SINGLE CHAMBER |  | 11/0.415 kV |  |  | 0 | Pass | null
435849418 | TNB | DISTRIBUTION | KUALA SELANGOR | Existing | BKSL/PCE/J00876 | R/KEDAI PH 3B JLN ASTANA C13/C | RMU | RMU 2S + 2F |  |  | R/KEDAI PH 3B JLN ASTANA C13/C | INDOOR SINGLE CHAMBER |  | 11/0.415 kV |  |  | 0 | Pass | null
435862791 | TNB | DISTRIBUTION | KUALA SELANGOR | Existing | BKSL/PCE/J00105 | SCHULTZ | RMU | RMU 2S + 2F |  |  | SCHULTZ | ATTACHED SINGLE |  | 11/0.415 kV | 20001110 |  | 0 | Pass | null
435863846 | TNB | DISTRIBUTION | KUALA SELANGOR | Existing | BKSL/PCE/J00104 | D'PALWA (KRISTALINA) | RMU | RMU 2S + 1F |  |  | D'PALWA (KRISTALINA) | INDOOR SINGLE CHAMBER |  | 11/0.415 kV | 22/09/2000 |  | 0 | Pass | null
435864444 | TNB | DISTRIBUTION | KUALA SELANGOR | Existing | BKSL/PCE/J00103 | KOMPLEKS PKNS KSL | RMU | RMU 2S + 2F |  |  | KOMPLEKS PKNS KSL | INDOOR DOUBLE CHAMBER |  | 11/0.415 kV | 18/08/1998 |  | 0 | Pass | null
435865860 | TNB | DISTRIBUTION | KUALA SELANGOR | Existing | BKSL/PCE/J00590 | ONE PLAZA | SSU | SSU 11kV Single Bus (BS) |  |  | ONE PLAZA | INDOOR SINGLE CHAMBER |  | 11/0.415 kV | 19/02/2011 |  | 0 | Fail | Please check "Switchgear Configuration"
435866399 | TNB | DISTRIBUTION | KUALA SELANGOR | Existing | BKSL/PCE/J00559 | NTS | RMU | RMU 2S + 1F |  |  | NTS | ATTACHED SINGLE |  | 11/0.415 kV | 18/03/2007 |  | 0 | Pass | null
435875888 | TNB | DISTRIBUTION | KUALA SELANGOR | Existing | BKSL/PCE/J00034 | KG ASAHAN | RMU 2S + 1F | RMU 2S + 1F |  |  | KG ASAHAN | OUTDOOR (OD WITH SWTCHGEAR) |  | 11/0.415 kV | 19/04/2004 |  | 0 | Pass | null
435877615 | TNB | DISTRIBUTION | KUALA SELANGOR | Existing | BKSL/PCE/J00681 | TAMAN SEJATI | RMU 2S + 2F | RMU 2S + 2F |  |  | TAMAN SEJATI | INDOOR DOUBLE CHAMBER |  | 11/0.415 kV | 20/09/2006 |  | 0 | Pass | null
435879873 | TNB | DISTRIBUTION | KUALA SELANGOR | Existing | BKSL/PCE/J00547 | TMN BENDAHARA NO 3 | RMU | RMU 3S+1F |  |  | TMN BENDAHARA NO 3 | INDOOR DOUBLE CHAMBER |  | 11/0.415 kV | 15/12/2007 |  | 0 | Pass | null
435880529 | TNB | DISTRIBUTION | KUALA SELANGOR | Existing | BKSL/PCE/J00527 | TMN MERANTI | RMU | RMU 2S + 1F |  |  | TMN MERANTI | INDOOR SINGLE CHAMBER |  | 11/0.415 kV | 19/04/2007 |  | 0 | Pass | null
435882792 | TNB | DISTRIBUTION | KUALA SELANGOR | Existing | BKSL/PCE/J00064 | TMN MALAWATI JAYA NO 1 | RMU | RMU 2S + 1F |  |  | TMN MALAWATI JAYA NO 1 | INDOOR DOUBLE CHAMBER |  | 11/0.415 kV | 14/11/1991 |  | 0 | Pass | null
435884302 | TNB | DISTRIBUTION | KUALA SELANGOR | Existing | BKSL/PCE/J00670 | KILANG IKAN KELI SG YU | RMU | RMU 2S + 1F |  |  | KILANG IKAN KELI SG YU | OUTDOOR (OD WITH SWTCHGEAR) |  | 11/0.415 kV | 18/08/2006 |  | 0 | Pass | null
435922587 | TNB | DISTRIBUTION | KUALA SELANGOR | Existing | BKSL/PCE/J00069 | TMN MALAWATI JAYA NO 2 | CB | CB + 1 TX |  |  | TMN MALAWATI JAYA NO 2 | INDOOR SINGLE CHAMBER |  | 11/0.415 kV | 28/06/1998 |  | 0 | Pass | null
435923373 | TNB | DISTRIBUTION | KUALA SELANGOR | Existing | BKSL/PCE/J00109 | MONDAY CANE | RMU 2S + 2F | RMU 2S + 2F |  |  | MONDAY CANE | OUTDOOR (OD WITH SWTCHGEAR) |  | 11/0.415 kV | 19/02/1991 |  | 0 | Pass | null
435924428 | TNB | DISTRIBUTION | KUALA SELANGOR | Existing | BKSL/PCE/J00112 | K/UDANG API-API NO 1 | RMU | RMU 2S + 1F |  |  | K/UDANG API-API NO 1 | INDOOR SINGLE CHAMBER |  | 11/0.415 kV | 28/06/1994 |  | 0 | Pass | null
435925561 | TNB | DISTRIBUTION | KUALA SELANGOR | Existing | BKSL/PCE/J00132 | TMN IMPIAN (C) | RMU | RMU 2S + 1F |  |  | TMN IMPIAN (C) | COMPACT SUBS |  | 11/0.415 kV | 19/04/1996 |  | 0 | Pass | null
435926159 | TNB | DISTRIBUTION | KUALA SELANGOR | Existing | BKSL/PCE/J00131 | BAZAR SG BULOH | RMU | RMU 2S + 1F |  |  | BAZAR SG BULOH | COMPACT SUBS |  | 11/0.415 kV | 22/03/2003 |  | 0 | Pass | null
435926757 | TNB | DISTRIBUTION | KUALA SELANGOR | Existing | BKSL/PCE/J00114 | TMN SRI PERTAMA | RMU | RMU 3S+1F |  |  | TMN SRI PERTAMA | OUTDOOR (OD WITH SWTCHGEAR) |  | 11/0.415 kV | 18/08/1988 |  | 0 | Pass | null
435948803 | TNB | DISTRIBUTION | KUALA SELANGOR | Existing | BKSL/PCE/J00239 | UJONG PERMATANG | RMU | RMU 2S + 1F |  |  | UJONG PERMATANG | OUTDOOR (OD WITH SWTCHGEAR) |  | 11/0.415 kV | 15/12/1983 |  | 0 | Pass | null
436011931 | TNB | DISTRIBUTION | KUALA SELANGOR | Existing | BKSL/PCE/J00729 | APARTMENT MELOR NO. 2 PUNCAK ALAM | RMU 2S + 1F | RMU 2S + 1F |  |  | APARTMENT MELOR NO. 2 PUNCAK ALAM | INDOOR DOUBLE CHAMBER |  | 11/0.415 kV | 27/11/2006 |  | 0 | Pass | null
436087443 | TNB | DISTRIBUTION | KUALA SELANGOR | Existing | BKSL/PCE/J00580 | SEKOLAH PT 3 | RMU 2S + 1F | RMU 2S + 1F |  |  | SEKOLAH PT 3 | INDOOR SINGLE CHAMBER |  | 11/0.415 kV | 18/03/2009 |  | 0 | Pass | null
436094917 | TNB | DISTRIBUTION | KUALA SELANGOR | Existing | BKSL/PCE/J00574 | TESCO KUALA SELNGOR | RMU | RMU 3S |  |  | TESCO KUALA SELNGOR | ATTACHED SINGLE |  | 11/0.415 kV | 18/08/2008 |  | 0 | Pass | null
436095103 | TNB | DISTRIBUTION | KUALA SELANGOR | Existing | BKSL/PCE/J00040 | BT 2 JLN KLANG | RMU | RMU 2S + 1F |  |  | BT 2 JLN KLANG | OUTDOOR (OD WITH SWTCHGEAR) |  | 11/0.415 kV | 22/09/1992 |  | 0 | Pass | null
436095695 | TNB | DISTRIBUTION | KUALA SELANGOR | Existing | BKSL/PCE/J00542 | TMN RHU PERMAI | CB | CB + 1 TX |  |  | TMN RHU PERMAI | INDOOR SINGLE CHAMBER |  | 11/0.415 kV | 18/08/2007 |  | 0 | Pass | null
436096501 | TNB | DISTRIBUTION | KUALA SELANGOR | Existing | BKSL/PCE/J00045 | TMN RHU | RMU | RMU 2S + 1F |  |  | TMN RHU | OUTDOOR (OD WITH SWTCHGEAR) |  | 11/0.415 kV | 22/03/1994 |  | 0 | Pass | null
436097099 | TNB | DISTRIBUTION | KUALA SELANGOR | Existing | BKSL/PCE/J00571 | TMN SERINDIT | RMU | RMU 2S + 1F |  |  | TMN SERINDIT | SEMI INDOOR |  | 11/0.415 kV | 19/04/2011 |  | 0 | Pass | null
436097699 | TNB | DISTRIBUTION | KUALA SELANGOR | Existing | BKSL/PCE/J00048 | TMN ASSAM JAWA (C) | RMU | RMU 2S + 1F |  |  | TMN ASSAM JAWA (C) | COMPACT SUBS |  | 11/0.415 kV | 28/06/2002 |  | 0 | Pass | null
436098305 | TNB | DISTRIBUTION | KUALA SELANGOR | Existing | BKSL/PCE/J00047 | PEKAN ASSAM JAWA | RMU | RMU 3S+1F |  |  | PEKAN ASSAM JAWA | OUTDOOR (OD WITH SWTCHGEAR) |  | 11/0.415 kV | 19/04/1975 |  | 0 | Pass | null
436107966 | TNB | DISTRIBUTION | KUALA SELANGOR | Existing | BKSL/PCE/J00629 | RHONG KHEN INDUSTRI | CB | CB + 2 TX |  |  | RHONG KHEN INDUSTRI | ATTACHED DOUBLE |  | 11/0.415 kV | 20041110 |  | 0 | Pass | null
436109459 | TNB | DISTRIBUTION | KUALA SELANGOR | Existing | BKSL/PCE/J00632 | LIM & LIM HARDWARE | RMU | RMU 2S + 1F |  |  | LIM & LIM HARDWARE | INDOOR SINGLE CHAMBER |  | 11/0.415 kV | 15/12/2005 |  | 0 | Pass | null
436110076 | TNB | DISTRIBUTION | KUALA SELANGOR | Existing | BKSL/PCE/J00654 | KOTA PUTERI PERSIARAN BT ARANG NO.1 | RMU | RMU 2S + 1F |  |  | KOTA PUTERI PERSIARAN BT ARANG NO.1 | INDOOR DOUBLE CHAMBER |  | 11/0.415 kV | 15/12/1990 |  | 0 | Pass | null
436141921 | TNB | DISTRIBUTION | KUALA SELANGOR | Existing | BKSL/PCE/J00049 | TMN MULIA | RMU | RMU 2S + 1F |  |  | TMN MULIA | INDOOR SINGLE CHAMBER |  | 11/0.415 kV | 19841107 |  | 0 | Pass | null
436142527 | TNB | DISTRIBUTION | KUALA SELANGOR | Existing | BKSL/PCE/J00285 | TMN SELESA API API | RMU | RMU 2S + 1F |  |  | TMN SELESA API API | INDOOR SINGLE CHAMBER |  | 11/0.415 kV | 28/06/2003 |  | 0 | Pass | null
436143145 | TNB | DISTRIBUTION | KUALA SELANGOR | Existing | BKSL/PCE/J00616 | TAMAN BELIBIS | RMU 3S+1F | RMU 3S+1F |  |  | TAMAN BELIBIS | INDOOR SINGLE CHAMBER |  | 11/0.415 kV | 18/08/1998 |  | 0 | Pass | null
436143819 | TNB | DISTRIBUTION | KUALA SELANGOR | Existing | BKSL/PCE/J00029 | LDG KSL | RMU 2S + 1F | RMU 2S + 1F |  |  | LDG KSL | OUTDOOR (OD WITH SWTCHGEAR) |  | 11/0.415 kV | 19791010 |  | 0 | Pass | null
436144425 | TNB | DISTRIBUTION | KUALA SELANGOR | Existing | BKSL/PCE/J00028 | PKNS SIME DARBY (TMN RAJAWALI) | RMU | RMU 2S + 1F |  |  | PKNS SIME DARBY (TMN RAJAWALI) | OUTDOOR (OD WITH SWTCHGEAR) |  | 11/0.415 kV | 20/09/1994 |  | 0 | Pass | null
436185054 | TNB | DISTRIBUTION | KUALA SELANGOR | Existing | BKSL/PCE/J00024 | PEKAN BKT ROTAN | RMU 5S + 2F | RMU 2X (2S + 1F) |  |  | PEKAN BKT ROTAN | OUTDOOR (OD WITH SWTCHGEAR) |  | 11/0.415 kV | 19/04/1997 |  | 0 | Pass | null
436186334 | TNB | DISTRIBUTION | KUALA SELANGOR | Existing | BKSL/PCE/J00548 | TMN BENDAHARA NO 4 | RMU | RMU 2S + 2F |  |  | TMN BENDAHARA NO 4 | INDOOR DOUBLE CHAMBER |  | 11/0.415 kV | 19/02/2008 |  | 0 | Pass | null
436193311 | TNB | DISTRIBUTION | KUALA SELANGOR | Existing | BKSL/PCE/J00661 | BANDAR BARU NO.5 | RMU 2S + 1F | RMU 2S + 1F |  |  | BANDAR BARU NO.5 | INDOOR SINGLE CHAMBER |  | 11/0.415 kV | 20051010 |  | 0 | Pass | null
436194995 | TNB | DISTRIBUTION | KUALA SELANGOR | Existing | BKSL/PCE/J00824 | GIANT KSL | RMU 3S+2F | RMU 3S+2F |  |  | GIANT KSL | INDOOR DOUBLE CHAMBER |  | 11/0.415 kV | 20121210 |  | 0 | Pass | null
436196345 | TNB | DISTRIBUTION | KUALA SELANGOR | Existing | BKSL/PCE/J00368 | GOLDPAGE NO.3 | RMU 2S + 1F | RMU 2S + 1F |  |  | GOLDPAGE NO.3 | INDOOR DOUBLE CHAMBER |  | 11/0.415 kV |  |  | 0 | Pass | null
436196972 | TNB | DISTRIBUTION | KUALA SELANGOR | Existing | BKSL/PCE/J00841 | PE TMN BOTANIK JLN 4 | RMU 2S + 2F | RMU 2S + 2F |  |  | PE TMN BOTANIK JLN 4 | INDOOR DOUBLE CHAMBER |  | 11/0.415 kV | 18/08/2014 |  | 0 | Pass | null
436210909 | TNB | DISTRIBUTION | KUALA SELANGOR | Existing | BKSL/PCE/J00124 | PT MAHANG NO 2 | RMU | RMU 2S + 1F |  |  | PT MAHANG NO 2 | OUTDOOR (OD WITH SWTCHGEAR) |  | 11/0.415 kV | 17/07/2000 |  | 0 | Pass | null
436214747 | TNB | DISTRIBUTION | KUALA SELANGOR | Existing | BKSL/PCE/J00093 | PKNS INDUSTRI (PERUSAHAAN RINGAN) | RMU | RMU 3S+1F |  |  | PKNS INDUSTRI (PERUSAHAAN RINGAN) | INDOOR DOUBLE CHAMBER |  | 11/0.415 kV | 20/09/1965 |  | 0 | Pass | null
436217293 | TNB | DISTRIBUTION | KUALA SELANGOR | Existing | BKSL/PCE/J00111 | BELB API-API | RMU | RMU 2S + 2F |  |  | BELB API-API | OUTDOOR (OD WITH SWTCHGEAR) |  | 11/0.415 kV | 19/04/1983 |  | 0 | Pass | null
436220948 | TNB | DISTRIBUTION | KUALA SELANGOR | Existing | BKSL/PCE/J00054 | TMN SG BULOH | RMU 2S + 1F | RMU 2S + 1F |  |  | TMN SG BULOH | OUTDOOR (OD WITH SWTCHGEAR) |  | 11/0.415 kV | 19881012 |  | 0 | Pass | null
436305182 | TNB | DISTRIBUTION | KUALA SELANGOR | Existing | BKSL/PCE/J00643 | JASA RINGGIT HOLDINGS | CB 3S | CB |  |  | JASA RINGGIT HOLDINGS | ATTACHED SINGLE |  | 11/0.415 kV | 20041012 |  | 0 | Pass | null
436305676 | TNB | DISTRIBUTION | KUALA SELANGOR | Existing | BKSL/PCE/J00363 | PE SOO CHEW SHENG | CB | SSU 11kV Single Bus (BS) |  |  | PE SOO CHEW SHENG | INDOOR SINGLE CHAMBER |  | 11/0.415 kV | 18/08/2014 |  | 0 | Pass | null
436795065 | TNB | DISTRIBUTION | KUALA SELANGOR | Existing | BKSL/PCE/J00839 | TMN MELAWATI CERGAS | RMU | RMU 3S+2F |  |  | TMN MELAWATI CERGAS | INDOOR DOUBLE CHAMBER |  | 11/0.415 kV |  |  | 0 | Pass | null
436796506 | TNB | DISTRIBUTION | KUALA SELANGOR | Existing | BKSL/PCE/J00116 | BKT KUCING TAMBAHAN | RMU | RMU 2S + 1F |  |  | BKT KUCING TAMBAHAN | OUTDOOR (OD WITH SWTCHGEAR) |  | 11/0.415 kV | 19961010 |  | 0 | Pass | null
436797191 | TNB | DISTRIBUTION | KUALA SELANGOR | Existing | BKSL/PCE/J00850 | TEXTILE CITY | RMU | RMU 2S + 2F |  |  | TEXTILE CITY | ATTACHED SINGLE |  | 11/0.415 kV |  |  | 0 | Pass | null
436798436 | TNB | DISTRIBUTION | KUALA SELANGOR | Existing | BKSL/PCE/J00845 | TOYOTA SHOWROOM | RMU 2S + 1F | RMU 2S + 1F |  |  | TOYOTA SHOWROOM | COMPACT SUBS |  |  | 27/08/2014 |  | 0 | Pass | null
436820696 | TNB | DISTRIBUTION | KUALA SELANGOR | Existing | BKSL/PCE/J00558 | MEDAN NIAGA KSL | RMU | RMU 2S + 2F |  |  | MEDAN NIAGA KSL | INDOOR DOUBLE CHAMBER |  | 11/0.415 kV | 14/02/2008 |  | 0 | Pass | null
436822231 | TNB | DISTRIBUTION | KUALA SELANGOR | Existing | BKSL/PCE/J00566 | TMN MELAWATI UTAMA | RMU | RMU 2S + 2F |  |  | TMN MELAWATI UTAMA | INDOOR DOUBLE CHAMBER |  | 11/0.415 kV | 20081110 |  | 0 | Pass | null
436823338 | TNB | DISTRIBUTION | KUALA SELANGOR | Existing | BKSL/PCE/J00129 | IKS NO 4 | RMU | RMU 2S + 1F |  |  | IKS NO 4 | INDOOR DOUBLE CHAMBER |  | 11/0.415 kV | 15/12/2001 |  | 0 | Pass | null
436858952 | TNB | DISTRIBUTION | KUALA SELANGOR | Existing | BKSL/PCE/J00128 | IKS NO 3 | RMU | RMU 2S + 2F |  |  | IKS NO 3 | INDOOR DOUBLE CHAMBER |  | 11/0.415 kV | 14/11/2001 |  | 0 | Pass | null
436860055 | TNB | DISTRIBUTION | KUALA SELANGOR | Existing | BKSL/PCE/J00358 | MEDIDATA | RMU | RMU 2S + 2F |  |  | MEDIDATA | INDOOR SINGLE CHAMBER |  | 11/0.415 kV |  |  | 0 | Pass | null
436861148 | TNB | DISTRIBUTION | KUALA SELANGOR | Existing | BKSL/PCE/J00127 | IKS NO 2 | RMU | RMU 2S + 1F |  |  | IKS NO 2 | INDOOR DOUBLE CHAMBER |  | 11/0.415 kV | 20001110 |  | 0 | Pass | null
436861785 | TNB | DISTRIBUTION | KUALA SELANGOR | Existing | BKSL/PCE/J00126 | IKS NO 1 | RMU | RMU 2S + 1F |  |  | IKS NO 1 | INDOOR DOUBLE CHAMBER |  | 11/0.415 kV | 22/09/2000 |  | 0 | Pass | null
436862427 | TNB | DISTRIBUTION | KUALA SELANGOR | Existing | BKSL/PCE/J00391 | MAJLIS AGAMA ISLAM SELANGOR (MAIS) | RMU | RMU 2S + 1F |  |  | MAJLIS AGAMA ISLAM SELANGOR (MAIS) | INDOOR SINGLE CHAMBER |  | 11/0.415 kV |  |  | 0 | Pass | null
436863037 | TNB | DISTRIBUTION | KUALA SELANGOR | Existing | BKSL/PCE/J00582 | TMN YAYASAN | RMU | RMU 2S + 1F |  |  | TMN YAYASAN | INDOOR DOUBLE CHAMBER |  | 11/0.415 kV | 20/05/2008 |  | 0 | Pass | null
436863666 | TNB | DISTRIBUTION | KUALA SELANGOR | Existing | BKSL/PCE/J00134 | IKK | CB | CB + 1 TX |  |  | IKK | ATTACHED SINGLE |  | 11/0.415 kV | 19931107 |  | 0 | Pass | null
436864512 | TNB | DISTRIBUTION | KUALA SELANGOR | Existing | BKSL/PCE/J00462 | KOMPLEKS PERTANIAN | RMU | RMU 2S + 1F |  |  | KOMPLEKS PERTANIAN | INDOOR SINGLE CHAMBER |  | 11/0.415 kV | 22/03/2006 |  | 0 | Pass | null
436865119 | TNB | DISTRIBUTION | KUALA SELANGOR | Existing | BKSL/PCE/J00581 | TMN DESERAN MELAWATI NO 3 | RMU | RMU 2S + 1F |  |  | TMN DESERAN MELAWATI NO 3 | INDOOR DOUBLE CHAMBER |  | 11/0.415 kV | 19/04/2009 |  | 0 | Pass | null
436865749 | TNB | DISTRIBUTION | KUALA SELANGOR | Existing | BKSL/PCE/J00564 | TMN BAYU PUTRA | RMU | RMU 2S + 1F |  |  | TMN BAYU PUTRA | INDOOR DOUBLE CHAMBER |  | 11/0.415 kV | 18/08/2006 |  | 0 | Pass | null
436866420 | TNB | DISTRIBUTION | KUALA SELANGOR | Existing | BKSL/PCE/J00347 | TMN KOTA ALAM NO 2 | RMU | RMU 2S + 1F |  |  | TMN KOTA ALAM NO 2 | INDOOR SINGLE CHAMBER |  | 11/0.415 kV | 18/03/2005 |  | 0 | Pass | null
436867051 | TNB | DISTRIBUTION | KUALA SELANGOR | Existing | BKSL/PCE/J00016 | TMN KOTA ALAM | RMU | RMU 2S + 1F |  |  | TMN KOTA ALAM | INDOOR DOUBLE CHAMBER |  | 11/0.415 kV | 17/07/1992 |  | 0 | Pass | null
436880580 | TNB | DISTRIBUTION | KUALA SELANGOR | Existing | BKSL/PCE/J00020 | KEMAS KSL | RMU | RMU 2S + 1F |  |  | KEMAS KSL | ATTACHED SINGLE |  | 11/0.415 kV | 14/11/2002 |  | 0 | Pass | null
436881195 | TNB | DISTRIBUTION | KUALA SELANGOR | Existing | BKSL/PCE/J00042 | PERPUSTAKAAN | RMU | RMU 2S + 1F |  |  | PERPUSTAKAAN | ATTACHED SINGLE |  | 11/0.415 kV | 14/11/1996 |  | 0 | Pass | null
436881817 | TNB | DISTRIBUTION | KUALA SELANGOR | Existing | BKSL/PCE/J00019 | DEWAN SERBAGUNA (UMNO) | RMU | RMU 2S + 1F |  |  | DEWAN SERBAGUNA (UMNO) | ATTACHED SINGLE |  | 11/0.415 kV | 19981110 |  | 0 | Pass | null
436882422 | TNB | DISTRIBUTION | KUALA SELANGOR | Existing | BKSL/PCE/J00594 | MAHKAMAH SYARIAH KUALA SELANGOR | RMU | RMU 2S + 1F |  |  | MAHKAMAH SYARIAH KUALA SELANGOR | INDOOR SINGLE CHAMBER |  | 11/0.415 kV | 19901107 |  | 0 | Pass | null
436883053 | TNB | DISTRIBUTION | KUALA SELANGOR | Existing | BKSL/PCE/J00002 | BDR BARU NO 2 | RMU | RMU 2S + 1F |  |  | BDR BARU NO 2 | INDOOR SINGLE CHAMBER |  | 11/0.415 kV | 22/03/1980 |  | 0 | Pass | null
436883708 | TNB | DISTRIBUTION | KUALA SELANGOR | Existing | BKSL/PCE/J00356 | TMN JAYA K.SEL | RMU | RMU 2S + 1F |  |  | TMN JAYA K.SEL | INDOOR SINGLE CHAMBER |  | 11/0.415 kV | 15/12/2005 |  | 0 | Pass | null
436884340 | TNB | DISTRIBUTION | KUALA SELANGOR | Existing | BKSL/PCE/J00015 | TMN SIRAMBAI | RMU | RMU 2S + 1F |  |  | TMN SIRAMBAI | OUTDOOR (OD WITH SWTCHGEAR) |  | 11/0.415 kV | 26/06/2003 |  | 0 | Pass | null
436906523 | TNB | DISTRIBUTION | KUALA SELANGOR | Existing | BKSL/PCE/J00014 | TMN BENTARA | RMU | RMU 2S + 1F |  |  | TMN BENTARA | INDOOR DOUBLE CHAMBER |  | 11/0.415 kV | 20/05/1980 |  | 0 | Pass | null
436907138 | TNB | DISTRIBUTION | KUALA SELANGOR | Existing | BKSL/PCE/J00614 | SMK KUALA SELANGOR ( SI RAMBAI) | RMU | RMU 2S + 1F |  |  | SMK KUALA SELANGOR ( SI RAMBAI) | INDOOR SINGLE CHAMBER |  | 11/0.415 kV | 28/06/1998 |  | 0 | Pass | null
436908358 | TNB | DISTRIBUTION | KUALA SELANGOR | Existing | BKSL/PCE/J00565 | TMN KUALA SELANGOR UTAMA | RMU | RMU 2S + 1F |  |  | TMN KUALA SELANGOR UTAMA | INDOOR SINGLE CHAMBER |  | 11/0.415 kV | 22/09/2007 |  | 0 | Pass | null
436909011 | TNB | DISTRIBUTION | KUALA SELANGOR | Existing | BKSL/PCE/J00017 | TLK PENYAMUN | RMU | RMU 3S+1F |  |  | TLK PENYAMUN | OUTDOOR (OD WITH SWTCHGEAR) |  | 11/0.415 kV | 18/08/1996 |  | 0 | Pass | null
436909734 | TNB | DISTRIBUTION | KUALA SELANGOR | Existing | BKSL/PCE/J00018 | TLK PENYAMUN-Kg sepakat | RMU | RMU 2S + 1F |  |  | TLK PENYAMUN-Kg sepakat | OUTDOOR (OD WITH SWTCHGEAR) |  | 11/0.415 kV | 22/09/1994 |  | 0 | Pass | null
436923638 | TNB | DISTRIBUTION | KUALA SELANGOR | Existing | BKSL/PCE/J00038 | BAGUS INDUSTRI | RMU 2S + 1F | RMU 2S + 1F |  |  | BAGUS INDUSTRI | OUTDOOR (OD WITH SWTCHGEAR) |  | 11/0.415 kV | 18/08/1990 |  | 0 | Pass | null
436924256 | TNB | DISTRIBUTION | KUALA SELANGOR | Existing | BKSL/PCE/J00037 | KLG PLASTIK LIBEN LOT 1824 | RMU 2S + 1F | RMU 2S + 1F |  |  | KLG PLASTIK LIBEN LOT 1824 | INDOOR SINGLE CHAMBER |  | 11/0.415 kV | 17/07/1997 |  | 0 | Pass | null
436924869 | TNB | DISTRIBUTION | KUALA SELANGOR | Existing | BKSL/PCE/J00528 | LAY HONG NO 4 (SPG RAJA ABDULLAH) | RMU 2S + 1F | RMU 2S + 1F |  |  | LAY HONG NO 4 (SPG RAJA ABDULLAH) | INDOOR SINGLE CHAMBER |  | 11/0.415 kV | 28/06/2008 |  | 0 | Pass | null
436925490 | TNB | DISTRIBUTION | KUALA SELANGOR | Existing | BKSL/PCE/J00146 | LAY HONG (JLN RJ ABDULLAH)NO3 | RMU 2S + 1F | RMU 2S + 1F |  |  | LAY HONG (JLN RJ ABDULLAH)NO3 | INDOOR SINGLE CHAMBER |  | 11/0.415 kV | 17/07/1997 |  | 0 | Pass | null
436926116 | TNB | DISTRIBUTION | KUALA SELANGOR | Existing | BKSL/PCE/J00041 | RAJA ABDULLAH | RMU 2S + 1F | RMU 2S + 1F |  |  | RAJA ABDULLAH | OUTDOOR (OD WITH SWTCHGEAR) |  | 11/0.415 kV | 19911110 |  | 0 | Pass | null
436926730 | TNB | DISTRIBUTION | KUALA SELANGOR | Existing | BKSL/PCE/J00671 | CARPENWISE | RMU 2S + 1F | RMU 2S + 1F |  |  | CARPENWISE | INDOOR SINGLE CHAMBER |  | 11/0.415 kV | 22/09/2006 |  | 0 | Pass | null
436936129 | TNB | DISTRIBUTION | KUALA SELANGOR | Existing | BKSL/PCE/J00021 | K/UDANG TLK PENYAMUN | RMU | RMU 2S + 1F |  |  | K/UDANG TLK PENYAMUN | OUTDOOR (OD WITH SWTCHGEAR) |  | 11/0.415 kV | 15/12/1994 |  | 0 | Pass | null
436936746 | TNB | DISTRIBUTION | KUALA SELANGOR | Existing | BKSL/PCE/J00022 | KG KUANTAN | RMU | RMU 3S+1F |  |  | KG KUANTAN | OUTDOOR (OD WITH SWTCHGEAR) |  | 11/0.415 kV | 19/02/1986 |  | 0 | Pass | null
436937439 | TNB | DISTRIBUTION | KUALA SELANGOR | Existing | BKSL/PCE/J00023 | LDG KG KUANTAN | RMU | RMU 2S + 1F |  |  | LDG KG KUANTAN | OUTDOOR (OD WITH SWTCHGEAR) |  | 11/0.415 kV | 22/03/1980 |  | 0 | Pass | null
436938067 | TNB | DISTRIBUTION | KUALA SELANGOR | Existing | BKSL/PCE/J00685 | MEDAN NIAGA NO.2 | RMU | RMU 2X (2S + 1F) |  |  | MEDAN NIAGA NO.2 | ATTACHED DOUBLE |  | 11/0.415 kV | 14/02/2006 |  | 0 | Pass | null
436939279 | TNB | DISTRIBUTION | KUALA SELANGOR | Existing | BKSL/PCE/J00851 | PADAT TAMAN SERI BENDAHARA | RMU | RMU 2S + 1F |  |  | PADAT TAMAN SERI BENDAHARA | COMPACT SUBS |  | 11/0.415 kV |  |  | 0 | Pass | null
436939940 | TNB | DISTRIBUTION | KUALA SELANGOR | Existing | BKSL/PCE/J00102 | BNZ | RMU 2X (2S + 1F) | RMU 2X (2S + 1F) |  |  | BNZ | INDOOR DOUBLE CHAMBER |  | 11/0.415 kV | 17/07/1997 |  | 0 | Pass | null
436940562 | TNB | DISTRIBUTION | KUALA SELANGOR | Existing | BKSL/PCE/J00025 | PKNS BKT ROTAN (TMN KASAWARI) | RMU 2S + 1F | RMU 2S + 1F |  |  | PKNS BKT ROTAN (TMN KASAWARI) | COMPACT SUBS |  | 11/0.415 kV | 28/06/2001 |  | 0 | Pass | null
436941222 | TNB | DISTRIBUTION | KUALA SELANGOR | Existing | BKSL/PCE/J00027 | PETRONAS GAS | RMU 2S + 1F | RMU 2S + 1F |  |  | PETRONAS GAS | OUTDOOR (OD WITH SWTCHGEAR) |  | 11/0.415 kV | 18/08/1980 |  | 0 | Pass | null
436941897 | TNB | DISTRIBUTION | KUALA SELANGOR | Existing | BKSL/PCE/J00030 | LDG MONMOUTH | RMU 2S + 1F | RMU 2S + 1F |  |  | LDG MONMOUTH | OUTDOOR (OD WITH SWTCHGEAR) |  | 11/0.415 kV | 27/11/1997 |  | 0 | Pass | null
436942550 | TNB | DISTRIBUTION | KUALA SELANGOR | Existing | BKSL/PCE/J00031 | LDG RAJAGIRI | RMU 3S+1F | RMU 3S+1F |  |  | LDG RAJAGIRI | OUTDOOR (OD WITH SWTCHGEAR) |  | 11/0.415 kV | 19901012 |  | 0 | Pass | null
436943272 | TNB | DISTRIBUTION | KUALA SELANGOR | Existing | BKSL/PCE/J00615 | PLAZA TOL LATAR (IJOK) | RMU 2S + 1F | RMU 2S + 1F |  |  | PLAZA TOL LATAR (IJOK) | INDOOR DOUBLE CHAMBER |  | 11/0.415 kV | 19981107 |  | 0 | Pass | null
436944283 | TNB | DISTRIBUTION | KUALA SELANGOR | Existing | BKSL/PCE/J00660 | REBAN AYAM HJ ISMAIL PT MAHANG | RMU 2S + 1F | RMU 2S + 1F |  |  | REBAN AYAM HJ ISMAIL PT MAHANG | SEMI INDOOR |  | 11/0.415 kV | 20/09/2005 |  | 0 | Pass | null
436951891 | TNB | DISTRIBUTION | KUALA SELANGOR | Existing | BKSL/PCE/J00106 | STADIUM NO 1 (TERBUKA) | RMU | RMU 2S + 1F |  |  | STADIUM NO 1 (TERBUKA) | INDOOR SINGLE CHAMBER |  | 11/0.415 kV | 14/11/1996 |  | 0 | Pass | null
436957480 | TNB | DISTRIBUTION | KUALA SELANGOR | Existing | BKSL/PCE/J00350 | MASJID PEKAN JERAM | RMU 2S + 1F | RMU 2S + 1F |  |  | MASJID PEKAN JERAM | OUTDOOR (OD WITH SWTCHGEAR) |  | 11/0.415 kV | 26/06/2003 |  | 0 | Pass | null
436958326 | TNB | DISTRIBUTION | KUALA SELANGOR | Existing | BKSL/PCE/J00086 | BALAI DAKWAH JERAM | RMU 2S + 1F | RMU 2S + 1F |  |  | BALAI DAKWAH JERAM | COMPACT SUBS |  | 11/0.415 kV | 15/12/2000 |  | 0 | Pass | null
436959366 | TNB | DISTRIBUTION | KUALA SELANGOR | Existing | BKSL/PCE/J00087 | HIRA' | RMU 2S + 1F | RMU 2S + 1F |  |  | HIRA' | SEMI INDOOR |  | 11/0.415 kV | 19/02/1994 |  | 0 | Pass | null
436960044 | TNB | DISTRIBUTION | KUALA SELANGOR | Existing | BKSL/PCE/J00140 | MATAKKU | RMU 3S+1F | RMU 3S+1F |  |  | MATAKKU | OUTDOOR (OD WITH SWTCHGEAR) |  | 11/0.415 kV | 14/02/1997 |  | 0 | Pass | null
436960783 | TNB | DISTRIBUTION | KUALA SELANGOR | Existing | BKSL/PCE/J00311 | EYU BER EER NO 2 | RMU 2S + 1F | RMU 2S + 1F |  |  | EYU BER EER NO 2 | INDOOR SINGLE CHAMBER |  | 11/0.415 kV | 19/04/2002 |  | 0 | Pass | null
436978938 | TNB | DISTRIBUTION | KUALA SELANGOR | Existing | BKSL/PCE/J00687 | SMK BKT KUCHING TENGAH | RMU 2S + 1F | RMU 2S + 1F |  |  | SMK BKT KUCHING TENGAH | INDOOR SINGLE CHAMBER |  | 11/0.415 kV | 19/04/2006 |  | 0 | Pass | null
436987499 | TNB | DISTRIBUTION | KUALA SELANGOR | Existing | BKSL/PCE/J00550 | PUSAT PELUPUSAN SAMPAH JERAM | RMU 2S + 2F | RMU 2S + 2F |  |  | PUSAT PELUPUSAN SAMPAH JERAM | INDOOR SINGLE CHAMBER |  |  | 19/04/2008 |  | 0 | Pass | null
436990474 | TNB | DISTRIBUTION | KUALA SELANGOR | Existing | BKSL/PCE/J00688 | KILANG SAWIT SIME DARBY | RMU 2S + 1F | RMU 2S + 1F |  |  | KILANG SAWIT SIME DARBY | INDOOR SINGLE CHAMBER |  |  | 20/05/2006 |  | 0 | Pass | null
436991644 | TNB | DISTRIBUTION | KUALA SELANGOR | Existing | BKSL/PCE/J00686 | PADAT LDG TUAN MEE CHERAKAH | RMU 2S + 1F | RMU 2S + 1F |  |  | PADAT LDG TUAN MEE CHERAKAH | COMPACT SUBS |  |  | 18/03/2006 |  | 0 | Pass | null
436991793 | TNB | DISTRIBUTION | KUALA SELANGOR | Existing | BKSL/PCE/J00379 | KOLAM UDANG PARIT 3 | RMU 2S + 1F | RMU 2S + 1F |  |  | KOLAM UDANG PARIT 3 | COMPACT SUBS |  | 11/0.415 kV |  |  | 0 | Pass | null
436992455 | TNB | DISTRIBUTION | KUALA SELANGOR | Existing | BKSL/PCE/J00877 | SITE A SEKINCHAN | RMU 2S + 1F | RMU 2S + 1F |  |  | SITE A SEKINCHAN | OUTDOOR (OD WITH SWTCHGEAR) |  | 11/0.415 kV |  |  | 0 | Pass | null
436993164 | TNB | DISTRIBUTION | KUALA SELANGOR | Existing | BKSL/PCE/J00859 | RUMAH KEDAI PUNCAK BISTARI | RMU 2S + 2F | RMU 2S + 2F |  |  | RUMAH KEDAI PUNCAK BISTARI | INDOOR DOUBLE CHAMBER |  | 11/0.415 kV |  |  | 0 | Pass | null
436997858 | TNB | DISTRIBUTION | KUALA SELANGOR | Existing | BKSL/PCE/J00396 | KILANG ISI SAWIT | CB 3S | CB |  |  | KILANG ISI SAWIT | INDOOR SINGLE CHAMBER |  |  |  |  | 0 | Pass | null
436998272 | TNB | DISTRIBUTION | KUALA SELANGOR | Existing | BKSL/PCE/J00592 | SOON LIEN FATT ENGINEERING | RMU 2S + 1F | RMU 2S + 1F |  |  | SOON LIEN FATT ENGINEERING | INDOOR SINGLE CHAMBER |  |  | 19/04/2011 |  | 0 | Pass | null
436998940 | TNB | DISTRIBUTION | KUALA SELANGOR | Existing | BKSL/PCE/J00431 | KILANG PADI PUKAL | RMU 2S + 1F | RMU 2S + 1F |  |  | KILANG PADI PUKAL | INDOOR SINGLE CHAMBER |  | 11/0.415 kV |  |  | 0 | Pass | null
436999536 | TNB | DISTRIBUTION | KUALA SELANGOR | Existing | BKSL/PCE/J00662 | DETIK ATURAN | CB 7S | SSU 11kV Single Bus (BS) |  |  | DETIK ATURAN | INDOOR SINGLE CHAMBER |  | 11/0.415 kV | 27/11/2011 |  | 0 | Pass | null
437008969 | TNB | DISTRIBUTION | KUALA SELANGOR | Existing | BKSL/PCE/J00774 | TS ENG WORK ALAM JAYA | RMU | RMU 2S + 1F |  |  | TS ENG WORK ALAM JAYA | ATTACHED SINGLE |  | 11/0.415 kV | 14/02/2006 |  | 0 | Pass | null
437009617 | TNB | DISTRIBUTION | KUALA SELANGOR | Existing | BKSL/PCE/J00879 | YEAP JING FONG 2/6 | RMU 2S + 1F | RMU 2S + 1F |  |  | YEAP JING FONG 2/6 | INDOOR SINGLE CHAMBER |  | 11/0.415 kV |  |  | 0 | Pass | null
437010316 | TNB | DISTRIBUTION | KUALA SELANGOR | Existing | BKSL/PCE/J00828 | CHUA ENG PHUA | RMU | RMU 2S + 1F |  |  | CHUA ENG PHUA | ATTACHED SINGLE |  | 11 kV |  |  | 0 | Pass | null
437011021 | TNB | DISTRIBUTION | KUALA SELANGOR | Existing | BKSL/PCE/J00404 | SANDARAN TIAJ 2/5 | RMU 2S + 1F | RMU 2S + 1F |  |  | SANDARAN TIAJ 2/5 | COMPACT SUBS |  | 11/0.415 kV | 20160303 |  | 0 | Pass | null
437011661 | TNB | DISTRIBUTION | KUALA SELANGOR | Existing | BKSL/PCE/J00786 | AIRSTATIC NO.1 POWDER COATING ENG | RMU | RMU 2S + 1F |  |  | AIRSTATIC NO.1 POWDER COATING ENG | ATTACHED SINGLE |  | 11/0.415 kV | 15/12/2008 |  | 0 | Pass | null
437012252 | TNB | DISTRIBUTION | KUALA SELANGOR | Existing | BKSL/PCE/J00787 | AIRSTATIC NO.2 POWDER COATING ENG | RMU | RMU 2S + 1F |  |  | AIRSTATIC NO.2 POWDER COATING ENG | ATTACHED SINGLE |  | 11/0.415 kV | 19/02/2006 |  | 0 | Pass | null
437012914 | TNB | DISTRIBUTION | KUALA SELANGOR | Existing | BKSL/PCE/J00663 | RUMAH PANGSA ALAM PERDANA | RMU 2S + 1F | RMU 2S + 1F |  |  | RUMAH PANGSA ALAM PERDANA | INDOOR DOUBLE CHAMBER |  | 11/0.415 kV | 20051012 |  | 0 | Pass | null
437041352 | TNB | DISTRIBUTION | KUALA SELANGOR | Existing | BKSL/PCE/J00872 | RUMAH KEDAI PUNCAK ALAM JAYA | RMU 2S + 2F | RMU 2S + 2F |  |  | RUMAH KEDAI PUNCAK ALAM JAYA | INDOOR DOUBLE CHAMBER |  | 11/0.415 kV |  |  | 0 | Pass | null
437596308 | TNB | DISTRIBUTION | KUALA SELANGOR | Existing | BKSL/PCE/G00012 | TENNAMARAN ESTATE, L370 | PENURUN | PENURUN WITH LOAD BREAK SWITCH |  |  | TENNAMARAN ESTATE, L370 | SEMI PAT (OD WITH DROP FUSE) |  | 33/0.415 kV | 16/08/1977 |  | 0 | Fail | Please check "Switchgear Configuration"
437596896 | TNB | DISTRIBUTION | KUALA SELANGOR | Existing | BKSL/PCE/G00013 | KLG PAPAN, L287 | PENURUN | PENURUN WITH LOAD BREAK SWITCH |  |  | KLG PAPAN, L287 | SEMI PAT (OD WITH DROP FUSE) |  | 33/0.415 kV | 19/09/1977 |  | 0 | Fail | Please check "Switchgear Configuration"
437910946 | TNB | DISTRIBUTION | KUALA SELANGOR | Existing | BKSL/PCE/G00014 | SERI MAKMUR, L118 | PENURUN | PENURUN |  |  | SERI MAKMUR, L118 | SEMI PAT (OD WITH DROP FUSE) |  | 33/0.415 kV | 27/02/1977 |  | 0 | Fail | Please check "Switchgear Configuration"
437911534 | TNB | DISTRIBUTION | KUALA SELANGOR | Existing | BKSL/PCE/G00015 | BT.11 JLN RAJA MUSA, L783 | PENURUN | PENURUN WITH LOAD BREAK SWITCH |  |  | BT.11 JLN RAJA MUSA, L783 | SEMI PAT (OD WITH DROP FUSE) |  | 33/0.415 kV | 19771204 |  | 0 | Fail | Please check "Switchgear Configuration"
437912124 | TNB | DISTRIBUTION | KUALA SELANGOR | Existing | BKSL/PCE/G00016 | KG RAJA MUSA, L326 | PENURUN | PENURUN WITH LOAD BREAK SWITCH |  |  | KG RAJA MUSA, L326 | SEMI PAT (OD WITH DROP FUSE) |  | 33/0.415 kV | 29/04/1977 |  | 0 | Fail | Please check "Switchgear Configuration"
437913105 | TNB | DISTRIBUTION | KUALA SELANGOR | Existing | BKSL/PCE/G00002 | SG. TINGGI ESTATE NO.1 - L631 | PENURUN | PENURUN |  |  | SG. TINGGI ESTATE NO.1 - L631 | OUTDOOR (OD WITH SWTCHGEAR) |  | 33/0.415 kV | 19/06/1975 |  | 0 | Fail | Please check "Switchgear Configuration"
437913684 | TNB | DISTRIBUTION | KUALA SELANGOR | Existing | BKSL/PCE/G00003 | SG TINGGI ESTATE NO.2, L601 | PENURUN | PENURUN |  |  | SG TINGGI ESTATE NO.2, L601 | OUTDOOR (OD WITH SWTCHGEAR) |  | 33/0.415 kV | 19/06/1975 |  | 0 | Fail | Please check "Switchgear Configuration"
437914878 | TNB | DISTRIBUTION | KUALA SELANGOR | Existing | BKSL/PCE/G00006 | MINYAK ESTATE, L848 | PENURUN | PENURUN |  |  | MINYAK ESTATE, L848 | SEMI PAT (OD WITH DROP FUSE) |  | 33/0.415 kV | 26/11/1974 |  | 0 | Fail | Please check "Switchgear Configuration"
438345693 | TNB | DISTRIBUTION | KUALA SELANGOR | Existing | BKSL/PCE/G00040 | KG.TALIAIR LAPAN, L936 | PENURUN | PENURUN WITH LOAD BREAK SWITCH |  |  | KG.TALIAIR LAPAN, L936 | PENCAWANG ATAS TIANG (PAT) |  | 33/0.415 kV | 17/12/1985 |  | 0 | Fail | Please check "Switchgear Configuration"
438346371 | TNB | DISTRIBUTION | KUALA SELANGOR | Existing | BKSL/PCE/G00041 | SG.LEMAN, L673 | PENURUN | PENURUN WITH LOAD BREAK SWITCH |  |  | SG.LEMAN, L673 | PENCAWANG ATAS TIANG (PAT) |  | 33/0.415 kV | 17/03/1982 |  | 0 | Fail | Please check "Switchgear Configuration"
438387445 | TNB | DISTRIBUTION | KUALA SELANGOR | Existing | BKSL/PCE/G00024 | TG.KARANG LOCAL Tx, L681 | PENURUN | PENURUN WITH LOAD BREAK SWITCH |  |  | TG.KARANG LOCAL Tx, L681 | SEMI PAT (OD WITH DROP FUSE) |  | 33/0.415 kV | 14/04/1973 |  | 0 | Fail | Please check "Switchgear Configuration"
438388397 | TNB | DISTRIBUTION | KUALA SELANGOR | Existing | BKSL/PCE/G00032 | PT 2 BAN 1/2 L637 | PENURUN | PENURUN WITH LOAD BREAK SWITCH |  |  | PT 2 BAN 1/2 L637 | SEMI PAT (OD WITH DROP FUSE) |  | 33/0.415 kV | 19791210 |  | 0 | Fail | Please check "Switchgear Configuration"
438389033 | TNB | DISTRIBUTION | KUALA SELANGOR | Existing | BKSL/PCE/G00037 | PT 4 BAN 1/2 L671 | PENURUN | PENURUN WITH LOAD BREAK SWITCH |  |  | PT 4 BAN 1/2 L671 | PENCAWANG ATAS TIANG (PAT) |  | 33/0.415 kV | 21/11/1979 |  | 0 | Fail | Please check "Switchgear Configuration"
438389753 | TNB | DISTRIBUTION | KUALA SELANGOR | Existing | BKSL/PCE/G00033 | T/A 3 BAN 2, L766 | PENURUN | PENURUN WITH LOAD BREAK SWITCH |  |  | T/A 3 BAN 2, L766 | PENCAWANG ATAS TIANG (PAT) |  | 33/0.415 kV | 13/02/1979 |  | 0 | Fail | Please check "Switchgear Configuration"
438390479 | TNB | DISTRIBUTION | KUALA SELANGOR | Existing | BKSL/PCE/G00034 | PT 4 BAN 2, L105 | PENURUN | PENURUN WITH LOAD BREAK SWITCH |  |  | PT 4 BAN 2, L105 | PENCAWANG ATAS TIANG (PAT) |  | 33/0.415 kV | 14/04/1979 |  | 0 | Fail | Please check "Switchgear Configuration"
438391166 | TNB | DISTRIBUTION | KUALA SELANGOR | Existing | BKSL/PCE/G00035 | T/A 2 BAN 2, L767 | PENURUN | PENURUN WITH LOAD BREAK SWITCH |  |  | T/A 2 BAN 2, L767 | PENCAWANG ATAS TIANG (PAT) |  | 33/0.415 kV | 17/03/1979 |  | 0 | Fail | Please check "Switchgear Configuration"
438413605 | TNB | DISTRIBUTION | KUALA SELANGOR | Existing | BKSL/PCE/G00004 | KLG MINYAK, L847 | PENURUN | PENURUN |  |  | KLG MINYAK, L847 | OUTDOOR (OD WITH SWTCHGEAR) |  | 33/0.415 kV | 19851010 |  | 0 | Fail | Please check "Switchgear Configuration"
438414262 | TNB | DISTRIBUTION | KUALA SELANGOR | Existing | BKSL/PCE/G00007 | MARRY ESTATE, L849 | PENURUN | PENURUN |  |  | MARRY ESTATE, L849 | SEMI PAT (OD WITH DROP FUSE) |  | 33/0.415 kV | 18/09/1974 |  | 0 | Fail | Please check "Switchgear Configuration"
438430437 | TNB | DISTRIBUTION | KUALA SELANGOR | Existing | BKSL/PCE/G00036 | T/A 3 BAN.3, L768 | PENURUN | PENURUN WITH LOAD BREAK SWITCH |  |  | T/A 3 BAN.3, L768 | PENCAWANG ATAS TIANG (PAT) |  | 33/0.415 kV | 19/12/1979 |  | 0 | Fail | Please check "Switchgear Configuration"
438431092 | TNB | DISTRIBUTION | KUALA SELANGOR | Existing | BKSL/PCE/G00018 | SAWAH SEMPADAN, L353 | PENURUN | PENURUN WITH LOAD BREAK SWITCH |  |  | SAWAH SEMPADAN, L353 | PENCAWANG ATAS TIANG (PAT) |  | 33/0.415 kV | 15/05/1978 |  | 0 | Fail | Please check "Switchgear Configuration"
438431691 | TNB | DISTRIBUTION | KUALA SELANGOR | Existing | BKSL/PCE/G00019 | PT SERONG, L182-jln setanjung | PENURUN | PENURUN WITH LOAD BREAK SWITCH |  |  | PT SERONG, L182-jln setanjung | SEMI PAT (OD WITH DROP FUSE) |  | 33/0.415 kV | 13/02/1973 |  | 0 | Fail | Please check "Switchgear Configuration"
438432329 | TNB | DISTRIBUTION | KUALA SELANGOR | Existing | BKSL/PCE/G00022 | LPN TG.KARANG, L184 | PENURUN | PENURUN WITH LOAD BREAK SWITCH |  |  | LPN TG.KARANG, L184 | SEMI PAT (OD WITH DROP FUSE) |  | 33/0.415 kV | 14/10/1979 |  | 0 | Fail | Please check "Switchgear Configuration"
440530116 | TNB | DISTRIBUTION | KUALA SELANGOR | Existing | BKSL/PCE/J00642 | MAKMAL PENYELIDIKAN PELURU | RMU 2S + 1F | RMU 2S + 1F |  |  | MAKMAL PENYELIDIKAN PELURU | INDOOR SINGLE CHAMBER |  | 11/0.415 kV | 27/11/2004 |  | 0 | Pass | null
440531915 | TNB | DISTRIBUTION | KUALA SELANGOR | Existing | BKSL/SSU/J00011 | SSU TMN MAKMUR | CB 6S+1BS | SSU 11kV Single Bus (BS) |  |  | SSU TMN MAKMUR | INDOOR DOUBLE CHAMBER |  | 11/0.415 kV |  |  | 0 | Pass | null
440532452 | TNB | DISTRIBUTION | KUALA SELANGOR | Existing | BKSL/PCE/J00378 | BOOSTER TG KARANG | RMU 2S + 1F | RMU 2S + 1F |  |  | BOOSTER TG KARANG | OUTDOOR (OD WITH SWTCHGEAR) |  | 11/0.415 kV |  |  | 0 | Pass | null
440663203 | TNB | DISTRIBUTION | KUALA SELANGOR | Existing | BKSL/PCE/J00369 | SG SIREH BAN 2 | RMU 3S+1F | RMU 3S+1F |  |  | SG SIREH BAN 2 | OUTDOOR (OD WITH SWTCHGEAR) |  | 11/0.415 kV |  |  | 0 | Pass | null
440819644 | TNB | DISTRIBUTION | KUALA SELANGOR | Existing | BKSL/PCE/G00042 | TENAGA KIMIA, L414 | PENURUN | PENURUN WITH LOAD BREAK SWITCH |  |  | TENAGA KIMIA, L414 | SEMI PAT (OD WITH DROP FUSE) |  | 33/0.415 kV | 19850210 |  | 0 | Fail | Please check "Switchgear Configuration"
440820266 | TNB | DISTRIBUTION | KUALA SELANGOR | Existing | BKSL/PCE/G00043 | SYKT MALAYSIA EXPLOSIVE, L415 | PENURUN | PENURUN WITH LOAD BREAK SWITCH |  |  | SYKT MALAYSIA EXPLOSIVE, L415 | SEMI PAT (OD WITH DROP FUSE) |  | 33/0.415 kV | 19850910 |  | 0 | Fail | Please check "Switchgear Configuration"
440820911 | TNB | DISTRIBUTION | KUALA SELANGOR | Existing | BKSL/PCE/G00044 | KILANG PELURU, L410 | PENURUN | PENURUN WITH LOAD BREAK SWITCH |  |  | KILANG PELURU, L410 | SEMI PAT (OD WITH DROP FUSE) |  |  | 15/04/1985 | STANDBY TX 33kV | 0 | Fail | Please check "Switchgear Configuration"
440869275 | TNB | DISTRIBUTION | KUALA SELANGOR | Existing | BKSL/PCE/J00364 | LAUTAN SAMUDERA | RMU 2S + 1F | RMU 2S + 1F |  |  | LAUTAN SAMUDERA | INDOOR DOUBLE CHAMBER |  | 11/0.415 kV |  |  | 0 | Pass | null
440869909 | TNB | DISTRIBUTION | KUALA SELANGOR | Existing | BKSL/PCE/J00865 | SHAH ALAM 2 FASA 5A6 NO.1 | RMU 2S + 1F | RMU 2S + 1F |  |  | SHAH ALAM 2 FASA 5A6 NO.1 | INDOOR DOUBLE CHAMBER |  | 11/0.415 kV |  |  | 0 | Pass | null
440870638 | TNB | DISTRIBUTION | KUALA SELANGOR | Existing | BKSL/PCE/J00362 | SHAH ALAM 2 5A6 NO 2 | RMU 2S + 1F | RMU 2S + 1F |  |  | SHAH ALAM 2 5A6 NO 2 | INDOOR DOUBLE CHAMBER |  | 11/0.415 kV | 13/10/2014 |  | 0 | Pass | null
440871235 | TNB | DISTRIBUTION | KUALA SELANGOR | Existing | BKSL/PCE/J00811 | SHAH ALAM 2 FASA 5A5/2 | RMU 3S+1F | RMU 3S+1F |  |  | SHAH ALAM 2 FASA 5A5/2 | INDOOR DOUBLE CHAMBER |  | 11/0.415 kV | 22/03/2012 |  | 0 | Pass | null
440871966 | TNB | DISTRIBUTION | KUALA SELANGOR | Existing | BKSL/PCE/J00862 | SHAH ALAM 2 FASA 5A4 NO.1 | RMU 2S + 1F | RMU 2S + 1F |  |  | SHAH ALAM 2 FASA 5A4 NO.1 | INDOOR DOUBLE CHAMBER |  | 11/0.415 kV |  |  | 0 | Pass | null
440872706 | TNB | DISTRIBUTION | KUALA SELANGOR | Existing | BKSL/PCE/J00843 | SHAH ALAM 2 5C 4 NO.1 | RMU 3S+1F | RMU 3S+1F |  |  | SHAH ALAM 2 5C 4 NO.1 | INDOOR DOUBLE CHAMBER |  |  |  | Switchgear berpandukan Scada. Data switchgear ERMS belum lengkap | 0 | Pass | null
440873352 | TNB | DISTRIBUTION | KUALA SELANGOR | Existing | BKSL/PCE/J00417 | SHAH ALAM 2 5C 4 NO.2 | RMU 3S+1F | RMU 3S+1F |  |  | SHAH ALAM 2 5C 4 NO.2 | INDOOR DOUBLE CHAMBER |  | 11/0.415 kV | 24/01/2017 | Switchgear berpandukan Scada. Data switchgear ERMS belum lengkap | 0 | Pass | null
441002892 | TNB | DISTRIBUTION | KUALA SELANGOR | Existing | BKSL/PCE/J00875 | APARTMENT WARNASARI 2 | RMU 2S + 2F | RMU 2S + 2F |  |  | APARTMENT WARNASARI 2 | INDOOR SINGLE CHAMBER |  | 11/0.415 kV |  |  | 0 | Pass | null
441003999 | TNB | DISTRIBUTION | KUALA SELANGOR | Existing | BKSL/PCE/J00842 | IRON WORK 2/6 | RMU 2S + 1F | RMU 2S + 1F |  |  | IRON WORK 2/6 | INDOOR DOUBLE CHAMBER |  | 11/0.415 kV |  |  | 0 | Pass | null
441004636 | TNB | DISTRIBUTION | KUALA SELANGOR | Existing | BKSL/PCE/J00398 | TAMAN GELAMA | RMU 2S + 1F | RMU 2S + 1F |  |  | TAMAN GELAMA | INDOOR SINGLE CHAMBER |  | 11/0.415 kV | 25/08/2015 |  | 0 | Pass | null
441005263 | TNB | DISTRIBUTION | KUALA SELANGOR | Existing | BKSL/PCE/J00837 | PADAT RUMAH KEDAI SASARAN | RMU 2S + 1F | RMU 2S + 1F |  |  | PADAT RUMAH KEDAI SASARAN | COMPACT SUBS |  | 11/0.415 kV |  |  | 0 | Pass | null
441005898 | TNB | DISTRIBUTION | KUALA SELANGOR | Existing | BKSL/PCE/J00620 | BEACON | RMU 2S + 1F | RMU 2S + 1F |  |  | BEACON | INDOOR SINGLE CHAMBER |  | 11/0.415 kV | 20001012 |  | 0 | Pass | null
441006671 | TNB | DISTRIBUTION | KUALA SELANGOR | Existing | BKSL/PCE/J00873 | RUMAH BANGLO PUNCAK ALAM JAYA 2 | RMU 3S+1F | RMU 3S+1F |  |  | RUMAH BANGLO PUNCAK ALAM JAYA 2 | INDOOR DOUBLE CHAMBER |  | 11/0.415 kV |  |  | 0 | Pass | null
441058984 | TNB | DISTRIBUTION | KUALA SELANGOR | Existing | BKSL/PCE/J00382 | VHF BATU ARANG | RMU 2S + 1F | RMU 2S + 1F |  |  | VHF BATU ARANG | OUTDOOR (OD WITH SWTCHGEAR) |  | 11/0.415 kV |  |  | 0 | Pass | null
441059616 | TNB | DISTRIBUTION | KUALA SELANGOR | Existing | BKSL/PCE/J00853 | TMN KSU FASA 5 NO.1 | RMU 3S+1F | RMU 3S+1F |  |  | TMN KSU FASA 5 NO.1 | COMPACT SUBS |  |  |  |  | 0 | Pass | null
441060303 | TNB | DISTRIBUTION | KUALA SELANGOR | Existing | BKSL/PCE/J00367 | STP PASIR PENAMBANG | RMU 2S + 1F | RMU 2S + 1F |  |  | STP PASIR PENAMBANG | INDOOR SINGLE CHAMBER |  | 11/0.415 kV |  |  | 0 | Pass | null
441060973 | TNB | DISTRIBUTION | KUALA SELANGOR | Existing | BKSL/PCE/J00373 | PEWIRA RAYA | RMU 2S + 1F | RMU 2S + 1F |  |  | PEWIRA RAYA | OUTDOOR (OD WITH SWTCHGEAR) |  | 11/0.415 kV | 27/08/2014 |  | 0 | Pass | null
441061602 | TNB | DISTRIBUTION | KUALA SELANGOR | Existing | BKSL/PCE/J00370 | SMK SERI TIRAM BUROK | RMU 2S + 1F | RMU 3S+1F |  |  | SMK SERI TIRAM BUROK | OUTDOOR (OD WITH SWTCHGEAR) |  | 11/0.415 kV | 18/10/2014 |  | 0 | Pass | null
441062219 | TNB | DISTRIBUTION | KUALA SELANGOR | Existing | BKSL/PCE/J00372 | JLN ANGGERIK TIRAM BUROK | RMU 2S + 1F | RMU 2S + 1F |  |  | JLN ANGGERIK TIRAM BUROK | OUTDOOR (OD WITH SWTCHGEAR) |  | 11/0.415 kV | 27/08/2014 |  | 0 | Pass | null
441140160 | TNB | DISTRIBUTION | KUALA SELANGOR | Existing | BKSL/PCE/J00380 | LADANG HOPEFUL | RMU 2S + 1F | RMU 2S + 1F |  |  | LADANG HOPEFUL | OUTDOOR (OD WITH SWTCHGEAR) |  |  |  |  | 0 | Pass | null
441141592 | TNB | DISTRIBUTION | KUALA SELANGOR | Existing | BKSL/PCE/J00357 | MAHSURI JLN PERDANA NO.1 | RMU 2S + 1F | RMU 2S + 1F |  |  | MAHSURI JLN PERDANA NO.1 | ATTACHED DOUBLE |  | 11/0.415 kV |  |  | 0 | Pass | null
441142224 | TNB | DISTRIBUTION | KUALA SELANGOR | Existing | BKSL/PCE/J00361 | APARTMENT SEKINCHAN | RMU 2S + 1F | RMU 2S + 1F |  |  | APARTMENT SEKINCHAN | INDOOR SINGLE CHAMBER |  | 11/0.415 kV | 28/07/2015 |  | 0 | Pass | null
441143045 | TNB | DISTRIBUTION | KUALA SELANGOR | Existing | BKSL/PCE/J00601 | SW/STN KOTA PUTERI | RMU 3S | RMU 3S |  |  | SW/STN KOTA PUTERI | OUTDOOR (OD WITH SWTCHGEAR) |  | 11/0.415 kV | 18/03/2011 |  | 0 | Pass | null
441143312 | TNB | DISTRIBUTION | KUALA SELANGOR | Existing | BKSL/PCE/J00354 | APARTMENT ALAM PERDANA 4 | RMU 2S + 2F | RMU 2S + 2F |  |  | APARTMENT ALAM PERDANA 4 | INDOOR DOUBLE CHAMBER |  | 11/0.415 kV | 20041110 |  | 0 | Pass | null
441174434 | TNB | DISTRIBUTION | KUALA SELANGOR | Existing | BKSL/PCE/J00353 | APARTMENT ALAM PERDANA 3 | RMU 2S + 2F | RMU 2S + 2F |  |  | APARTMENT ALAM PERDANA 3 | INDOOR DOUBLE CHAMBER |  | 11/0.415 kV | 22/09/2005 |  | 0 | Pass | null
441175567 | TNB | DISTRIBUTION | KUALA SELANGOR | Existing | BKSL/PCE/J00301 | APARTMENT ALAM PERDANA 2 | RMU 2S + 2F | RMU 2S + 2F |  |  | APARTMENT ALAM PERDANA 2 | INDOOR SINGLE CHAMBER |  | 11/0.415 kV | 19961010 |  | 0 | Pass | null
441176656 | TNB | DISTRIBUTION | KUALA SELANGOR | Existing | BKSL/PCE/J00664 | LOJI AIR ALAM PERDANA P.ALAM | RMU 2S + 1F | RMU 2S + 1F |  |  | LOJI AIR ALAM PERDANA P.ALAM | INDOOR SINGLE CHAMBER |  | 11/0.415 kV | 14/02/2005 |  | 0 | Pass | null
441177272 | TNB | DISTRIBUTION | KUALA SELANGOR | Existing | BKSL/PCE/J00659 | STP PERDANA ALAM JAYA | RMU 2S + 1F | RMU 2S + 1F |  |  | STP PERDANA ALAM JAYA | INDOOR DOUBLE CHAMBER |  | 11/0.415 kV | 19901107 |  | 0 | Pass | null
441177954 | TNB | DISTRIBUTION | KUALA SELANGOR | Existing | BKSL/PCE/J00658 | PERDANA ALAM JAYA NO.1 | RMU 2S + 2F | RMU 2S + 2F |  |  | PERDANA ALAM JAYA NO.1 | INDOOR DOUBLE CHAMBER |  | 11/0.415 kV | 28/06/1990 |  | 0 | Pass | null
441320145 | TNB | DISTRIBUTION | KUALA SELANGOR | Existing | BKSL/PCE/J00820 | LYWOOD SG SEMBILANG | RMU 2S + 1F | RMU 2S + 1F |  |  | LYWOOD SG SEMBILANG | INDOOR SINGLE CHAMBER |  | 11/0.415 kV | 14/02/2009 |  | 0 | Pass | null
441320774 | TNB | DISTRIBUTION | KUALA SELANGOR | Existing | BKSL/PCE/J00836 | ZON IKS SG GULANG-GULANG | RMU 2S + 1F | RMU 2S + 1F |  |  | ZON IKS SG GULANG-GULANG | ATTACHED |  | 11/0.415 kV |  |  | 0 | Pass | null
441321401 | TNB | DISTRIBUTION | KUALA SELANGOR | Existing | BKSL/PCE/J00552 | LDG MINYAK | RMU 2S + 1F | RMU 2S + 1F |  |  | LDG MINYAK | SEMI INDOOR |  | 11/0.415 kV | 20081107 |  | 0 | Pass | null
442258044 | TNB | DISTRIBUTION | KUALA SELANGOR | Existing | BKSL/PCE/J00436 | TYCOPLUS BT 22 IJOK | RMU 2S + 1F | RMU 2S + 1F |  |  | TYCOPLUS BT 22 IJOK | INDOOR SINGLE CHAMBER |  |  | 24/02/2017 | PE TYCOPLAST | 0 | Pass | null
442797281 | TNB | DISTRIBUTION | KUALA SELANGOR | Existing | BKSL/PCE/J00414 | PERUMAHAN FASA 4 PUNCAK BESTARI | RMU | RMU 2S + 2F |  |  | PERUMAHAN FASA 4 PUNCAK BESTARI | INDOOR DOUBLE CHAMBER |  | 11/0.415 kV |  |  | 0 | Pass | null
442798408 | TNB | DISTRIBUTION | KUALA SELANGOR | Existing | BKSL/PCE/J00424 | REBAN AYAM BAIZILAH | RMU | RMU 2S + 1F |  |  | REBAN AYAM BAIZILAH | INDOOR SINGLE CHAMBER |  | 11/0.415 kV |  |  | 0 | Pass | null
442799056 | TNB | DISTRIBUTION | KUALA SELANGOR | Existing | BKSL/PCE/J00434 | Grp: Substation Comp. 1 | RMU | RMU 2S + 1F |  |  | Grp: Substation Comp. 1 | ATTACHED |  |  | 13/01/2017 |  | 0 | Pass | null
442801575 | TNB | DISTRIBUTION | KUALA SELANGOR | Existing | BKSL/PCE/J00432 | ONE SEKINCAN | RMU | RMU 2S + 1F |  |  | ONE SEKINCAN | INDOOR SINGLE CHAMBER |  | 11/0.415 kV |  |  | 0 | Pass | null
442802190 | TNB | DISTRIBUTION | KUALA SELANGOR | Existing | BKSL/PCE/J00435 | Grp: Substation Comp. 1 | RMU | RMU 2S + 1F |  |  | Grp: Substation Comp. 1 | ATTACHED |  |  | 30/12/2016 |  | 0 | Pass | null
442802823 | TNB | DISTRIBUTION | KUALA SELANGOR | Existing | BKSL/PCE/J00437 | REBAN AYAM D/EMAS | RMU | RMU 2S + 1F |  |  | Grp: Substation Comp. 1 | ATTACHED |  |  | 20170104 |  | 0 | Pass | null
445941225 | TNB | DISTRIBUTION | KUALA SELANGOR | Existing | BKSL/PCE/J00443 | D-KSL-C17-1624 | RMU 2S + 1F | RMU 2S + 1F |  |  | D-KSL-C17-1624 | ATTACHED |  |  |  | PE SALES GALLERY ALAM PERDANA(PADAT) | 0 | Pass | null
445942090 | TNB | DISTRIBUTION | KUALA SELANGOR | Existing | BKSL/PCE/J00451 | D-KSL-C17-1592 | RMU 2S + 1F | RMU 2S + 1F |  |  | D-KSL-C17-1592 | ATTACHED |  |  |  | PE SYNCOATES (M) SDN BHD JALAN PLATINUM | 0 | Pass | null
445945673 | TNB | DISTRIBUTION | KUALA SELANGOR | Existing | BKSL/PCE/J00448 | D-KSL-C17-1525 | RMU | RMU 2S + 1F |  |  | D-KSL-C17-1525 | ATTACHED |  |  |  | PE TAMAN PADI SUTERA | 0 | Pass | null
445946383 | TNB | DISTRIBUTION | KUALA SELANGOR | Existing | BKSL/PCE/J00450 | D-KSL-C17-1545 (tmn makmur) | RMU | RMU 2S + 1F |  |  | D-KSL-C17-1545 (tmn makmur) | ATTACHED |  |  |  | PE PADAT JALAN MAKMUR 4 TAMAN MAKMUR | 0 | Pass | null
445948313 | TNB | DISTRIBUTION | KUALA SELANGOR | Existing | BKSL/PCE/J00442 | D-KSL-C17-1380 | RMU | RMU 3S+1F |  |  | D-KSL-C17-1380 | ATTACHED |  |  |  | PE JALAN PENINSULA LILI 2 PENINSULA PARK | 0 | Pass | null
445949008 | TNB | DISTRIBUTION | KUALA SELANGOR | Existing | BKSL/PCE/J00444 | D-KSL-C17-1607 | RMU 2S + 1F | RMU 2S + 1F |  |  | D-KSL-C17-1607 | ATTACHED |  |  |  | PE YUEN TUNG PREMIX JALAN PADANG GAJAH | 0 | Pass | null
446034957 | TNB | DISTRIBUTION | KUALA SELANGOR | Existing | BKSL/PCE/J00883 | LOT 11311 TIAJ 2/5 | RMU | RMU 2S + 1F |  |  | LOT 11311 TIAJ 2/5 | ATTACHED |  |  |  | PE LOT 11311, JALAN TIAJ 2/5 TAMAN INDUSTRI ALAM JAYA | 0 | Pass | null
446104073 | TNB | DISTRIBUTION | KUALA SELANGOR | Existing | BKSL/PCE/J00453 | D-KSL-C17-1621 | RMU 2S + 1F | RMU 2S + 1F |  |  | D-KSL-C17-1621 | ATTACHED |  |  |  | PE PDT JLN HOLMWOOD | 0 | Pass | null
446648999 | TNB | DISTRIBUTION | KUALA SELANGOR | Existing | BKSL/PCE/J00449 | D-KSL-C17-1588 | RMU | RMU 2S + 2F |  |  | D-KSL-C17-1588 | ATTACHED |  | 11 kV |  | PE KOTA PUTERI JLN KP 2/3 | 0 | Pass | null
446649013 | TNB | DISTRIBUTION | KUALA SELANGOR | Existing | BKSL/PCE/J00881 | D-KSL-C17-1497 | RMU | RMU 2S + 2F |  |  | D-KSL-C17-1497 | ATTACHED |  | 11 kV |  | PE JLN HILLPARK 11/4A | 0 | Pass | null
446649497 | TNB | DISTRIBUTION | KUALA SELANGOR | Existing | BKSL/PCE/J00882 | D-KSL-C17-1638 | RMU | RMU 2S + 2F |  |  | D-KSL-C17-1638 | ATTACHED |  |  |  | PE JLN HILLPARK 11/9 | 0 | Pass | null
447576553 | TNB | DISTRIBUTION | KUALA SELANGOR | Existing | BKSL/PCE/J00454 | D-KSL-C17-1497 | CB | CB + 2 TX |  |  | D-KSL-C17-1497 | ATTACHED |  |  |  | PE JLN HILLPARK 11/2 | 0 | Pass | null
451295127 | TNB | DISTRIBUTION | KUALA SELANGOR | Existing | BKSL/PCE/J00889 | D-KSL-C18-1506 | CB 4S | CB + 2 TX | CRTE | YTBC | D-KSL-C18-1506 | ATTACHED |  |  |  | SSU IND JLN KP2 | 0 | Pass | null
451296361 | TNB | DISTRIBUTION | KUALA SELANGOR | Existing | BKSL/PCE/J00898 | D-KSL-C18-1555 | RMU 2S + 1F | RMU 2S + 1F | CRTE | YTBC | D-KSL-C18-1555 | ATTACHED |  |  |  | PE JLN TUNGSTON IJOK | 0 | Pass | null
451296983 | TNB | DISTRIBUTION | KUALA SELANGOR | Existing | BKSL/PCE/J00904 | D-KSL-C18-1522 | CB 3S | CB | CRTE | YTBC | D-KSL-C18-1522 | ATTACHED |  |  |  | PE GREAT ECO GLOVE | 0 | Pass | null
451297346 | TNB | DISTRIBUTION | KUALA SELANGOR | Existing |  | D-KSL-C18-1506 | RMU 2S + 2F | RMU 2S + 2F |  |  |  | Unknown |  |  |  | PE INDS JLN KP2 NO 1 | 0 | Fail | Please check "Switchgear Configuration"
451836151 | TNB | DISTRIBUTION | KUALA SELANGOR | Existing | BKSL/PCE/J00428 | SHAH ALAM 2 5A7 | RMU | RMU 2S + 2F |  |  | SHAH ALAM 2 5A7 | INDOOR SINGLE CHAMBER | 11/0.415 kV |  |  |  | 0 | Pass | null
453292279 | TNB | DISTRIBUTION | KUALA SELANGOR | Existing | BKSL/PCE/J00798 | SUBANG VENTURE | CB | CB |  |  | SUBANG VENTURE | INDOOR SINGLE CHAMBER | 11/0.415 KV |  | 14/02/2012 | BKSL/PCE/J00798 | 0 | Pass | null
453639738 | TNB | DISTRIBUTION | KUALA SELANGOR | Existing | BKSL/PCE/J00244 | TMN BKT BELIMBING INDAH | CB | CB + 1 TX |  |  | TMN BKT BELIMBING INDAH | INDOOR SINGLE CHAMBER | 11/0.415 KV |  | 28/06/1987 |  | 0 | Pass | null
456490847 | TNB | DISTRIBUTION | KUALA SELANGOR | Existing | BKSL/PCE/J00886 | D-KSL-C18-1627 | RMU | RMU 2S + 1F |  |  | D-KSL-C18-1627 | ATTACHED |  |  |  |  | 0 | Pass | null
456491480 | TNB | DISTRIBUTION | KUALA SELANGOR | Existing | BKSL/PCE/J00887 | D-KSL-C18-1653 | RMU | RMU 2S + 1F |  |  | D-KSL-C18-1653 | ATTACHED |  |  |  |  | 0 | Pass | null
456492202 | TNB | DISTRIBUTION | KUALA SELANGOR | Existing | BKSL/PCE/J00891 | D-KSL-C19-1643 | RMU | RMU 2S + 1F |  |  | D-KSL-C19-1643 | ATTACHED |  |  |  |  | 0 | Pass | null
460938003 | TNB | DISTRIBUTION | KUALA SELANGOR | Existing | BKSL/PCE/J00906 | D-KSL-C18-1668 | RMU | RMU 2S + 2F | CRTE | YTBC | D-KSL-C18-1668 | ATTACHED |  |  |  | PE OVERFLOW NO.2 | 0 | Pass | null
460939144 | TNB | DISTRIBUTION | KUALA SELANGOR | Existing | BKSL/PCE/J00905 | D-KSL-C18-1658 | RMU | RMU 2S + 1F | CRTE | YTBC | D-KSL-C18-1658 | ATTACHED |  |  |  | PDT REBAN AYAM 2 JLN BAHAGIA | 0 | Pass | null
461025580 | TNB | DISTRIBUTION | KUALA SELANGOR | Existing | BKSL/PCE/J00908 | D-KSL-C18-1646 | RMU | RMU 2S + 1F | CRTE | YTBC | D-KSL-C18-1646 | ATTACHED |  |  |  | PE TMN JASA SETIA 1 | 0 | Pass | null